F2_Commercial_Office_Existing_Food Preparation_Natural Gas_Steamer_E4 | F2 | Commercial | Office | Existing | Food Preparation | Natural Gas | Steamer | E4 | RVT - Cost of Operation | 0 | 0 | 0 | 0 | 0 | 0 | 0 | 0 | 0 | 0 | 0 | 0 | 0 | 0 | 0 | 0 | 0 | 0 | 0 | 0 | 0 | 0 | 0 | 0 | 0 | 0 | 0 | 0 | 0 | 0 | 0 | 0 | 0 | 0 | 0 | 0 | 0 | 0 | 0 | 0 | 0 | 0
F2_Commercial_Office_Existing_Food Preparation_Natural Gas_Steamer_E5 | F2 | Commercial | Office | Existing | Food Preparation | Natural Gas | Steamer | E5 | RVT - Cost of Operation | 0 | 0 | 0 | 0 | 0 | 0 | 0 | 0 | 0 | 0 | 0 | 0 | 0 | 0 | 0 | 0 | 0 | 0 | 0 | 0 | 0 | 0 | 0 | 0 | 0 | 0 | 0 | 0 | 0 | 0 | 0 | 0 | 0 | 0 | 0 | 0 | 0 | 0 | 0 | 0 | 0 | 0
F2_Commercial_Office_Existing_Food Preparation_Natural Gas_Steamer_E6 | F2 | Commercial | Office | Existing | Food Preparation | Natural Gas | Steamer | E6 | RVT - Cost of Operation | 0 | 0 | 0 | 0 | 0 | 0 | 0 | 0 | 0 | 0 | 0 | 0 | 0 | 0 | 0 | 0 | 0 | 0 | 0 | 0 | 0 | 0 | 0 | 0 | 0 | 0 | 0 | 0 | 0 | 0 | 0 | 0 | 0 | 0 | 0 | 0 | 0 | 0 | 0 | 0 | 0 | 0
F2_Commercial_Office_Existing_Food Preparation_Natural Gas_Steamer_E7 | F2 | Commercial | Office | Existing | Food Preparation | Natural Gas | Steamer | E7 | RVT - Cost of Operation | 0 | 0 | 0 | 0 | 0 | 0 | 0 | 0 | 0 | 0 | 0 | 0 | 0 | 0 | 0 | 0 | 0 | 0 | 0 | 0 | 0 | 0 | 0 | 0 | 0 | 0 | 0 | 0 | 0 | 0 | 0 | 0 | 0 | 0 | 0 | 0 | 0 | 0 | 0 | 0 | 0 | 0
F2_Commercial_Office_Existing_Food Preparation_Natural Gas_Steamer_E8 | F2 | Commercial | Office | Existing | Food Preparation | Natural Gas | Steamer | E8 | RVT - Cost of Operation | 0 | 0 | 0 | 0 | 0 | 0 | 0 | 0 | 0 | 0 | 0 | 0 | 0 | 0 | 0 | 0 | 0 | 0 | 0 | 0 | 0 | 0 | 0 | 0 | 0 | 0 | 0 | 0 | 0 | 0 | 0 | 0 | 0 | 0 | 0 | 0 | 0 | 0 | 0 | 0 | 0 | 0
F2_Commercial_Office_Existing_Food Preparation_Natural Gas_Steamer_E9 | F2 | Commercial | Office | Existing | Food Preparation | Natural Gas | Steamer | E9 | RVT - Cost of Operation | 0 | 0 | 0 | 0 | 0 | 0 | 0 | 0 | 0 | 0 | 0 | 0 | 0 | 0 | 0 | 0 | 0 | 0 | 0 | 0 | 0 | 0 | 0 | 0 | 0 | 0 | 0 | 0 | 0 | 0 | 0 | 0 | 0 | 0 | 0 | 0 | 0 | 0 | 0 | 0 | 0 | 0
F2_Commercial_Office_Existing_Food Preparation_Natural Gas_Steamer_E10 | F2 | Commercial | Office | Existing | Food Preparation | Natural Gas | Steamer | E10 | RVT - Cost of Operation | 0 | 0 | 0 | 0 | 0 | 0 | 0 | 0 | 0 | 0 | 0 | 0 | 0 | 0 | 0 | 0 | 0 | 0 | 0 | 0 | 0 | 0 | 0 | 0 | 0 | 0 | 0 | 0 | 0 | 0 | 0 | 0 | 0 | 0 | 0 | 0 | 0 | 0 | 0 | 0 | 0 | 0
F3_Commercial_Office_Existing_Food Preparation_Natural Gas_Steamer_E1 | F3 | Commercial | Office | Existing | Food Preparation | Natural Gas | Steamer | E1 | System - kBTUs of Consumption | 0.33699 | 0.33699 | 0.33699 | 0 | 0 | 0 | 0 | 0 | 0 | 0 | 0 | 0 | 0 | 0 | 0 | 0 | 0 | 0 | 0 | 0 | 0 | 0 | 0 | 0 | 0 | 0 | 0 | 0 | 0 | 0 | 0 | 0 | 0 | 0 | 0 | 0 | 0 | 0 | 0 | 0 | 0 | 0
F3_Commercial_Office_Existing_Food Preparation_Natural Gas_Steamer_E2 | F3 | Commercial | Office | Existing | Food Preparation | Natural Gas | Steamer | E2 | System - kBTUs of Consumption | 0.39479 | 0.39479 | 0.39479 | 0.39479 | 0.39479 | 0.39479 | 0.39479 | 0.39479 | 0.39479 | 0.39479 | 0.39479 | 0.39479 | 0.39479 | 0.39479 | 0.39479 | 0.39479 | 0.39479 | 0.39479 | 0.39479 | 0.39479 | 0.39479 | 0.39479 | 0.39479 | 0.39479 | 0.39479 | 0.39479 | 0.39479 | 0.39479 | 0.39479 | 0.39479 | 0.39479 | 0.39479 | 0.39479 | 0 | 0 | 0 | 0 | 0 | 0 | 0 | 0 | 0
F3_Commercial_Office_Existing_Food Preparation_Natural Gas_Steamer_E3 | F3 | Commercial | Office | Existing | Food Preparation | Natural Gas | Steamer | E3 | System - kBTUs of Consumption | 0 | 0 | 0 | 0 | 0 | 0 | 0 | 0 | 0 | 0 | 0 | 0 | 0 | 0 | 0 | 0 | 0 | 0 | 0 | 0 | 0 | 0 | 0 | 0 | 0 | 0 | 0 | 0 | 0 | 0 | 0 | 0 | 0 | 0 | 0 | 0 | 0 | 0 | 0 | 0 | 0 | 0
F3_Commercial_Office_Existing_Food Preparation_Natural Gas_Steamer_E4 | F3 | Commercial | Office | Existing | Food Preparation | Natural Gas | Steamer | E4 | System - kBTUs of Consumption | 0 | 0 | 0 | 0 | 0 | 0 | 0 | 0 | 0 | 0 | 0 | 0 | 0 | 0 | 0 | 0 | 0 | 0 | 0 | 0 | 0 | 0 | 0 | 0 | 0 | 0 | 0 | 0 | 0 | 0 | 0 | 0 | 0 | 0 | 0 | 0 | 0 | 0 | 0 | 0 | 0 | 0
F3_Commercial_Office_Existing_Food Preparation_Natural Gas_Steamer_E5 | F3 | Commercial | Office | Existing | Food Preparation | Natural Gas | Steamer | E5 | System - kBTUs of Consumption | 0 | 0 | 0 | 0 | 0 | 0 | 0 | 0 | 0 | 0 | 0 | 0 | 0 | 0 | 0 | 0 | 0 | 0 | 0 | 0 | 0 | 0 | 0 | 0 | 0 | 0 | 0 | 0 | 0 | 0 | 0 | 0 | 0 | 0 | 0 | 0 | 0 | 0 | 0 | 0 | 0 | 0
F3_Commercial_Office_Existing_Food Preparation_Natural Gas_Steamer_E6 | F3 | Commercial | Office | Existing | Food Preparation | Natural Gas | Steamer | E6 | System - kBTUs of Consumption | 0 | 0 | 0 | 0 | 0 | 0 | 0 | 0 | 0 | 0 | 0 | 0 | 0 | 0 | 0 | 0 | 0 | 0 | 0 | 0 | 0 | 0 | 0 | 0 | 0 | 0 | 0 | 0 | 0 | 0 | 0 | 0 | 0 | 0 | 0 | 0 | 0 | 0 | 0 | 0 | 0 | 0
F3_Commercial_Office_Existing_Food Preparation_Natural Gas_Steamer_E7 | F3 | Commercial | Office | Existing | Food Preparation | Natural Gas | Steamer | E7 | System - kBTUs of Consumption | 0 | 0 | 0 | 0 | 0 | 0 | 0 | 0 | 0 | 0 | 0 | 0 | 0 | 0 | 0 | 0 | 0 | 0 | 0 | 0 | 0 | 0 | 0 | 0 | 0 | 0 | 0 | 0 | 0 | 0 | 0 | 0 | 0 | 0 | 0 | 0 | 0 | 0 | 0 | 0 | 0 | 0
F3_Commercial_Office_Existing_Food Preparation_Natural Gas_Steamer_E8 | F3 | Commercial | Office | Existing | Food Preparation | Natural Gas | Steamer | E8 | System - kBTUs of Consumption | 0 | 0 | 0 | 0 | 0 | 0 | 0 | 0 | 0 | 0 | 0 | 0 | 0 | 0 | 0 | 0 | 0 | 0 | 0 | 0 | 0 | 0 | 0 | 0 | 0 | 0 | 0 | 0 | 0 | 0 | 0 | 0 | 0 | 0 | 0 | 0 | 0 | 0 | 0 | 0 | 0 | 0
F3_Commercial_Office_Existing_Food Preparation_Natural Gas_Steamer_E9 | F3 | Commercial | Office | Existing | Food Preparation | Natural Gas | Steamer | E9 | System - kBTUs of Consumption | 0 | 0 | 0 | 0 | 0 | 0 | 0 | 0 | 0 | 0 | 0 | 0 | 0 | 0 | 0 | 0 | 0 | 0 | 0 | 0 | 0 | 0 | 0 | 0 | 0 | 0 | 0 | 0 | 0 | 0 | 0 | 0 | 0 | 0 | 0 | 0 | 0 | 0 | 0 | 0 | 0 | 0
F3_Commercial_Office_Existing_Food Preparation_Natural Gas_Steamer_E10 | F3 | Commercial | Office | Existing | Food Preparation | Natural Gas | Steamer | E10 | System - kBTUs of Consumption | 0 | 0 | 0 | 0 | 0 | 0 | 0 | 0 | 0 | 0 | 0 | 0 | 0 | 0 | 0 | 0 | 0 | 0 | 0 | 0 | 0 | 0 | 0 | 0 | 0 | 0 | 0 | 0 | 0 | 0 | 0 | 0 | 0 | 0 | 0 | 0 | 0 | 0 | 0 | 0 | 0 | 0
F4_Commercial_Office_Existing_Food Preparation_Natural Gas_Steamer_E1 | F4 | Commercial | Office | Existing | Food Preparation | Natural Gas | Steamer | E1 | Utility - Cost of Equipment | 0.53271 | 0.53658 | 0.541 | 0 | 0 | 0 | 0 | 0 | 0 | 0 | 0 | 0 | 0 | 0 | 0 | 0 | 0 | 0 | 0 | 0 | 0 | 0 | 0 | 0 | 0 | 0 | 0 | 0 | 0 | 0 | 0 | 0 | 0 | 0 | 0 | 0 | 0 | 0 | 0 | 0 | 0 | 0
F4_Commercial_Office_Existing_Food Preparation_Natural Gas_Steamer_E2 | F4 | Commercial | Office | Existing | Food Preparation | Natural Gas | Steamer | E2 | Utility - Cost of Equipment | 0.2311 | 0.23278 | 0.2347 | 0.23684 | 0.2393 | 0.24216 | 0.24452 | 0.24682 | 0.24915 | 0.25156 | 0.25384 | 0.25591 | 0.25798 | 0.26014 | 0.26251 | 0.26481 | 0.26728 | 0.26992 | 0.2727 | 0.27552 | 0.27835 | 0.28097 | 0.28334 | 0.28547 | 0.28733 | 0.28892 | 0.29003 | 0.29086 | 0.29157 | 0.29218 | 0.29279 | 0.29306 | 0.29306 | 0 | 0 | 0 | 0 | 0 | 0 | 0 | 0 | 0
F4_Commercial_Office_Existing_Food Preparation_Natural Gas_Steamer_E3 | F4 | Commercial | Office | Existing | Food Preparation | Natural Gas | Steamer | E3 | Utility - Cost of Equipment | 0 | 0 | 0 | 0 | 0 | 0 | 0 | 0 | 0 | 0 | 0 | 0 | 0 | 0 | 0 | 0 | 0 | 0 | 0 | 0 | 0 | 0 | 0 | 0 | 0 | 0 | 0 | 0 | 0 | 0 | 0 | 0 | 0 | 0 | 0 | 0 | 0 | 0 | 0 | 0 | 0 | 0
F4_Commercial_Office_Existing_Food Preparation_Natural Gas_Steamer_E4 | F4 | Commercial | Office | Existing | Food Preparation | Natural Gas | Steamer | E4 | Utility - Cost of Equipment | 0 | 0 | 0 | 0 | 0 | 0 | 0 | 0 | 0 | 0 | 0 | 0 | 0 | 0 | 0 | 0 | 0 | 0 | 0 | 0 | 0 | 0 | 0 | 0 | 0 | 0 | 0 | 0 | 0 | 0 | 0 | 0 | 0 | 0 | 0 | 0 | 0 | 0 | 0 | 0 | 0 | 0
F4_Commercial_Office_Existing_Food Preparation_Natural Gas_Steamer_E5 | F4 | Commercial | Office | Existing | Food Preparation | Natural Gas | Steamer | E5 | Utility - Cost of Equipment | 0 | 0 | 0 | 0 | 0 | 0 | 0 | 0 | 0 | 0 | 0 | 0 | 0 | 0 | 0 | 0 | 0 | 0 | 0 | 0 | 0 | 0 | 0 | 0 | 0 | 0 | 0 | 0 | 0 | 0 | 0 | 0 | 0 | 0 | 0 | 0 | 0 | 0 | 0 | 0 | 0 | 0
F4_Commercial_Office_Existing_Food Preparation_Natural Gas_Steamer_E6 | F4 | Commercial | Office | Existing | Food Preparation | Natural Gas | Steamer | E6 | Utility - Cost of Equipment | 0 | 0 | 0 | 0 | 0 | 0 | 0 | 0 | 0 | 0 | 0 | 0 | 0 | 0 | 0 | 0 | 0 | 0 | 0 | 0 | 0 | 0 | 0 | 0 | 0 | 0 | 0 | 0 | 0 | 0 | 0 | 0 | 0 | 0 | 0 | 0 | 0 | 0 | 0 | 0 | 0 | 0
F4_Commercial_Office_Existing_Food Preparation_Natural Gas_Steamer_E7 | F4 | Commercial | Office | Existing | Food Preparation | Natural Gas | Steamer | E7 | Utility - Cost of Equipment | 0 | 0 | 0 | 0 | 0 | 0 | 0 | 0 | 0 | 0 | 0 | 0 | 0 | 0 | 0 | 0 | 0 | 0 | 0 | 0 | 0 | 0 | 0 | 0 | 0 | 0 | 0 | 0 | 0 | 0 | 0 | 0 | 0 | 0 | 0 | 0 | 0 | 0 | 0 | 0 | 0 | 0
F4_Commercial_Office_Existing_Food Preparation_Natural Gas_Steamer_E8 | F4 | Commercial | Office | Existing | Food Preparation | Natural Gas | Steamer | E8 | Utility - Cost of Equipment | 0 | 0 | 0 | 0 | 0 | 0 | 0 | 0 | 0 | 0 | 0 | 0 | 0 | 0 | 0 | 0 | 0 | 0 | 0 | 0 | 0 | 0 | 0 | 0 | 0 | 0 | 0 | 0 | 0 | 0 | 0 | 0 | 0 | 0 | 0 | 0 | 0 | 0 | 0 | 0 | 0 | 0
F4_Commercial_Office_Existing_Food Preparation_Natural Gas_Steamer_E9 | F4 | Commercial | Office | Existing | Food Preparation | Natural Gas | Steamer | E9 | Utility - Cost of Equipment | 0 | 0 | 0 | 0 | 0 | 0 | 0 | 0 | 0 | 0 | 0 | 0 | 0 | 0 | 0 | 0 | 0 | 0 | 0 | 0 | 0 | 0 | 0 | 0 | 0 | 0 | 0 | 0 | 0 | 0 | 0 | 0 | 0 | 0 | 0 | 0 | 0 | 0 | 0 | 0 | 0 | 0
F4_Commercial_Office_Existing_Food Preparation_Natural Gas_Steamer_E10 | F4 | Commercial | Office | Existing | Food Preparation | Natural Gas | Steamer | E10 | Utility - Cost of Equipment | 0 | 0 | 0 | 0 | 0 | 0 | 0 | 0 | 0 | 0 | 0 | 0 | 0 | 0 | 0 | 0 | 0 | 0 | 0 | 0 | 0 | 0 | 0 | 0 | 0 | 0 | 0 | 0 | 0 | 0 | 0 | 0 | 0 | 0 | 0 | 0 | 0 | 0 | 0 | 0 | 0 | 0
F5_Commercial_Office_Existing_Food Preparation_Natural Gas_Steamer_E1 | F5 | Commercial | Office | Existing | Food Preparation | Natural Gas | Steamer | E1 | Utility - Cost of Operation | 0.33699 | 0.33699 | 0.33699 | 0 | 0 | 0 | 0 | 0 | 0 | 0 | 0 | 0 | 0 | 0 | 0 | 0 | 0 | 0 | 0 | 0 | 0 | 0 | 0 | 0 | 0 | 0 | 0 | 0 | 0 | 0 | 0 | 0 | 0 | 0 | 0 | 0 | 0 | 0 | 0 | 0 | 0 | 0
F5_Commercial_Office_Existing_Food Preparation_Natural Gas_Steamer_E2 | F5 | Commercial | Office | Existing | Food Preparation | Natural Gas | Steamer | E2 | Utility - Cost of Operation | 0.39479 | 0.39479 | 0.39479 | 0.39479 | 0.39479 | 0.39479 | 0.39479 | 0.39479 | 0.39479 | 0.39479 | 0.39479 | 0.39479 | 0.39479 | 0.39479 | 0.39479 | 0.39479 | 0.39479 | 0.39479 | 0.39479 | 0.39479 | 0.39479 | 0.39479 | 0.39479 | 0.39479 | 0.39479 | 0.39479 | 0.39479 | 0.39479 | 0.39479 | 0.39479 | 0.39479 | 0.39479 | 0.39479 | 0 | 0 | 0 | 0 | 0 | 0 | 0 | 0 | 0
F5_Commercial_Office_Existing_Food Preparation_Natural Gas_Steamer_E3 | F5 | Commercial | Office | Existing | Food Preparation | Natural Gas | Steamer | E3 | Utility - Cost of Operation | 0 | 0 | 0 | 0 | 0 | 0 | 0 | 0 | 0 | 0 | 0 | 0 | 0 | 0 | 0 | 0 | 0 | 0 | 0 | 0 | 0 | 0 | 0 | 0 | 0 | 0 | 0 | 0 | 0 | 0 | 0 | 0 | 0 | 0 | 0 | 0 | 0 | 0 | 0 | 0 | 0 | 0
F5_Commercial_Office_Existing_Food Preparation_Natural Gas_Steamer_E4 | F5 | Commercial | Office | Existing | Food Preparation | Natural Gas | Steamer | E4 | Utility - Cost of Operation | 0 | 0 | 0 | 0 | 0 | 0 | 0 | 0 | 0 | 0 | 0 | 0 | 0 | 0 | 0 | 0 | 0 | 0 | 0 | 0 | 0 | 0 | 0 | 0 | 0 | 0 | 0 | 0 | 0 | 0 | 0 | 0 | 0 | 0 | 0 | 0 | 0 | 0 | 0 | 0 | 0 | 0
F5_Commercial_Office_Existing_Food Preparation_Natural Gas_Steamer_E5 | F5 | Commercial | Office | Existing | Food Preparation | Natural Gas | Steamer | E5 | Utility - Cost of Operation | 0 | 0 | 0 | 0 | 0 | 0 | 0 | 0 | 0 | 0 | 0 | 0 | 0 | 0 | 0 | 0 | 0 | 0 | 0 | 0 | 0 | 0 | 0 | 0 | 0 | 0 | 0 | 0 | 0 | 0 | 0 | 0 | 0 | 0 | 0 | 0 | 0 | 0 | 0 | 0 | 0 | 0
F5_Commercial_Office_Existing_Food Preparation_Natural Gas_Steamer_E6 | F5 | Commercial | Office | Existing | Food Preparation | Natural Gas | Steamer | E6 | Utility - Cost of Operation | 0 | 0 | 0 | 0 | 0 | 0 | 0 | 0 | 0 | 0 | 0 | 0 | 0 | 0 | 0 | 0 | 0 | 0 | 0 | 0 | 0 | 0 | 0 | 0 | 0 | 0 | 0 | 0 | 0 | 0 | 0 | 0 | 0 | 0 | 0 | 0 | 0 | 0 | 0 | 0 | 0 | 0
F5_Commercial_Office_Existing_Food Preparation_Natural Gas_Steamer_E7 | F5 | Commercial | Office | Existing | Food Preparation | Natural Gas | Steamer | E7 | Utility - Cost of Operation | 0 | 0 | 0 | 0 | 0 | 0 | 0 | 0 | 0 | 0 | 0 | 0 | 0 | 0 | 0 | 0 | 0 | 0 | 0 | 0 | 0 | 0 | 0 | 0 | 0 | 0 | 0 | 0 | 0 | 0 | 0 | 0 | 0 | 0 | 0 | 0 | 0 | 0 | 0 | 0 | 0 | 0
F5_Commercial_Office_Existing_Food Preparation_Natural Gas_Steamer_E8 | F5 | Commercial | Office | Existing | Food Preparation | Natural Gas | Steamer | E8 | Utility - Cost of Operation | 0 | 0 | 0 | 0 | 0 | 0 | 0 | 0 | 0 | 0 | 0 | 0 | 0 | 0 | 0 | 0 | 0 | 0 | 0 | 0 | 0 | 0 | 0 | 0 | 0 | 0 | 0 | 0 | 0 | 0 | 0 | 0 | 0 | 0 | 0 | 0 | 0 | 0 | 0 | 0 | 0 | 0
F5_Commercial_Office_Existing_Food Preparation_Natural Gas_Steamer_E9 | F5 | Commercial | Office | Existing | Food Preparation | Natural Gas | Steamer | E9 | Utility - Cost of Operation | 0 | 0 | 0 | 0 | 0 | 0 | 0 | 0 | 0 | 0 | 0 | 0 | 0 | 0 | 0 | 0 | 0 | 0 | 0 | 0 | 0 | 0 | 0 | 0 | 0 | 0 | 0 | 0 | 0 | 0 | 0 | 0 | 0 | 0 | 0 | 0 | 0 | 0 | 0 | 0 | 0 | 0
F5_Commercial_Office_Existing_Food Preparation_Natural Gas_Steamer_E10 | F5 | Commercial | Office | Existing | Food Preparation | Natural Gas | Steamer | E10 | Utility - Cost of Operation | 0 | 0 | 0 | 0 | 0 | 0 | 0 | 0 | 0 | 0 | 0 | 0 | 0 | 0 | 0 | 0 | 0 | 0 | 0 | 0 | 0 | 0 | 0 | 0 | 0 | 0 | 0 | 0 | 0 | 0 | 0 | 0 | 0 | 0 | 0 | 0 | 0 | 0 | 0 | 0 | 0 | 0
F6_Commercial_Office_Existing_Food Preparation_Natural Gas_Steamer_E1 | F6 | Commercial | Office | Existing | Food Preparation | Natural Gas | Steamer | E1 | Utility - Value of Sales | 0.31731 | 0.31731 | 0.31731 | 0 | 0 | 0 | 0 | 0 | 0 | 0 | 0 | 0 | 0 | 0 | 0 | 0 | 0 | 0 | 0 | 0 | 0 | 0 | 0 | 0 | 0 | 0 | 0 | 0 | 0 | 0 | 0 | 0 | 0 | 0 | 0 | 0 | 0 | 0 | 0 | 0 | 0 | 0
F6_Commercial_Office_Existing_Food Preparation_Natural Gas_Steamer_E2 | F6 | Commercial | Office | Existing | Food Preparation | Natural Gas | Steamer | E2 | Utility - Value of Sales | 0.13766 | 0.13766 | 0.13766 | 0.13766 | 0.13766 | 0.13766 | 0.13766 | 0.13766 | 0.13766 | 0.13766 | 0.13766 | 0.13766 | 0.13766 | 0.13766 | 0.13766 | 0.13766 | 0.13766 | 0.13766 | 0.13766 | 0.13766 | 0.13766 | 0.13766 | 0.13766 | 0.13766 | 0.13766 | 0.13766 | 0.13766 | 0.13766 | 0.13766 | 0.13766 | 0.13766 | 0.13766 | 0.13766 | 0 | 0 | 0 | 0 | 0 | 0 | 0 | 0 | 0
F6_Commercial_Office_Existing_Food Preparation_Natural Gas_Steamer_E3 | F6 | Commercial | Office | Existing | Food Preparation | Natural Gas | Steamer | E3 | Utility - Value of Sales | 0 | 0 | 0 | 0 | 0 | 0 | 0 | 0 | 0 | 0 | 0 | 0 | 0 | 0 | 0 | 0 | 0 | 0 | 0 | 0 | 0 | 0 | 0 | 0 | 0 | 0 | 0 | 0 | 0 | 0 | 0 | 0 | 0 | 0 | 0 | 0 | 0 | 0 | 0 | 0 | 0 | 0
F6_Commercial_Office_Existing_Food Preparation_Natural Gas_Steamer_E4 | F6 | Commercial | Office | Existing | Food Preparation | Natural Gas | Steamer | E4 | Utility - Value of Sales | 0 | 0 | 0 | 0 | 0 | 0 | 0 | 0 | 0 | 0 | 0 | 0 | 0 | 0 | 0 | 0 | 0 | 0 | 0 | 0 | 0 | 0 | 0 | 0 | 0 | 0 | 0 | 0 | 0 | 0 | 0 | 0 | 0 | 0 | 0 | 0 | 0 | 0 | 0 | 0 | 0 | 0
F6_Commercial_Office_Existing_Food Preparation_Natural Gas_Steamer_E5 | F6 | Commercial | Office | Existing | Food Preparation | Natural Gas | Steamer | E5 | Utility - Value of Sales | 0 | 0 | 0 | 0 | 0 | 0 | 0 | 0 | 0 | 0 | 0 | 0 | 0 | 0 | 0 | 0 | 0 | 0 | 0 | 0 | 0 | 0 | 0 | 0 | 0 | 0 | 0 | 0 | 0 | 0 | 0 | 0 | 0 | 0 | 0 | 0 | 0 | 0 | 0 | 0 | 0 | 0
F6_Commercial_Office_Existing_Food Preparation_Natural Gas_Steamer_E6 | F6 | Commercial | Office | Existing | Food Preparation | Natural Gas | Steamer | E6 | Utility - Value of Sales | 0 | 0 | 0 | 0 | 0 | 0 | 0 | 0 | 0 | 0 | 0 | 0 | 0 | 0 | 0 | 0 | 0 | 0 | 0 | 0 | 0 | 0 | 0 | 0 | 0 | 0 | 0 | 0 | 0 | 0 | 0 | 0 | 0 | 0 | 0 | 0 | 0 | 0 | 0 | 0 | 0 | 0
F6_Commercial_Office_Existing_Food Preparation_Natural Gas_Steamer_E7 | F6 | Commercial | Office | Existing | Food Preparation | Natural Gas | Steamer | E7 | Utility - Value of Sales | 0 | 0 | 0 | 0 | 0 | 0 | 0 | 0 | 0 | 0 | 0 | 0 | 0 | 0 | 0 | 0 | 0 | 0 | 0 | 0 | 0 | 0 | 0 | 0 | 0 | 0 | 0 | 0 | 0 | 0 | 0 | 0 | 0 | 0 | 0 | 0 | 0 | 0 | 0 | 0 | 0 | 0
F6_Commercial_Office_Existing_Food Preparation_Natural Gas_Steamer_E8 | F6 | Commercial | Office | Existing | Food Preparation | Natural Gas | Steamer | E8 | Utility - Value of Sales | 0 | 0 | 0 | 0 | 0 | 0 | 0 | 0 | 0 | 0 | 0 | 0 | 0 | 0 | 0 | 0 | 0 | 0 | 0 | 0 | 0 | 0 | 0 | 0 | 0 | 0 | 0 | 0 | 0 | 0 | 0 | 0 | 0 | 0 | 0 | 0 | 0 | 0 | 0 | 0 | 0 | 0
F6_Commercial_Office_Existing_Food Preparation_Natural Gas_Steamer_E9 | F6 | Commercial | Office | Existing | Food Preparation | Natural Gas | Steamer | E9 | Utility - Value of Sales | 0 | 0 | 0 | 0 | 0 | 0 | 0 | 0 | 0 | 0 | 0 | 0 | 0 | 0 | 0 | 0 | 0 | 0 | 0 | 0 | 0 | 0 | 0 | 0 | 0 | 0 | 0 | 0 | 0 | 0 | 0 | 0 | 0 | 0 | 0 | 0 | 0 | 0 | 0 | 0 | 0 | 0
F6_Commercial_Office_Existing_Food Preparation_Natural Gas_Steamer_E10 | F6 | Commercial | Office | Existing | Food Preparation | Natural Gas | Steamer | E10 | Utility - Value of Sales | 0 | 0 | 0 | 0 | 0 | 0 | 0 | 0 | 0 | 0 | 0 | 0 | 0 | 0 | 0 | 0 | 0 | 0 | 0 | 0 | 0 | 0 | 0 | 0 | 0 | 0 | 0 | 0 | 0 | 0 | 0 | 0 | 0 | 0 | 0 | 0 | 0 | 0 | 0 | 0 | 0 | 0
F1_Commercial_Office_Existing_Food Preparation_Natural Gas_Food Prep Other_E1 | F1 | Commercial | Office | Existing | Food Preparation | Natural Gas | Food Prep Other | E1 | RVT - Cost of Equipment | 0.079359 | 0.079916 | 0.08058 | 0.081351 | 0.082257 | 0.083318 | 0.084168 | 0.084978 | 0.085773 | 0.086578 | 0.087316 | 0.087962 | 0.08861 | 0.089298 | 0.090091 | 0.090884 | 0.09176 | 0.092717 | 0.093736 | 0.094787 | 0.095856 | 0.09686 | 0.097777 | 0.098615 | 0.099352 | 0.099985 | 0.10042 | 0.10075 | 0.10104 | 0.10128 | 0.10152 | 0.10162 | 0.10162 | 0 | 0 | 0 | 0 | 0 | 0 | 0 | 0 | 0
F1_Commercial_Office_Existing_Food Preparation_Natural Gas_Food Prep Other_E2 | F1 | Commercial | Office | Existing | Food Preparation | Natural Gas | Food Prep Other | E2 | RVT - Cost of Equipment | 0.079359 | 0.079916 | 0.08058 | 0.081351 | 0.082257 | 0.083318 | 0.084168 | 0.084978 | 0.085773 | 0.086578 | 0.087316 | 0.087962 | 0.08861 | 0.089298 | 0.090091 | 0.090884 | 0.09176 | 0.092717 | 0.093736 | 0.094787 | 0.095856 | 0.09686 | 0.097777 | 0.098615 | 0.099352 | 0.099985 | 0.10042 | 0.10075 | 0.10104 | 0.10128 | 0.10152 | 0.10162 | 0.10162 | 0 | 0 | 0 | 0 | 0 | 0 | 0 | 0 | 0
F1_Commercial_Office_Existing_Food Preparation_Natural Gas_Food Prep Other_E3 | F1 | Commercial | Office | Existing | Food Preparation | Natural Gas | Food Prep Other | E3 | RVT - Cost of Equipment | 0 | 0 | 0 | 0 | 0 | 0 | 0 | 0 | 0 | 0 | 0 | 0 | 0 | 0 | 0 | 0 | 0 | 0 | 0 | 0 | 0 | 0 | 0 | 0 | 0 | 0 | 0 | 0 | 0 | 0 | 0 | 0 | 0 | 0 | 0 | 0 | 0 | 0 | 0 | 0 | 0 | 0
F1_Commercial_Office_Existing_Food Preparation_Natural Gas_Food Prep Other_E4 | F1 | Commercial | Office | Existing | Food Preparation | Natural Gas | Food Prep Other | E4 | RVT - Cost of Equipment | 0 | 0 | 0 | 0 | 0 | 0 | 0 | 0 | 0 | 0 | 0 | 0 | 0 | 0 | 0 | 0 | 0 | 0 | 0 | 0 | 0 | 0 | 0 | 0 | 0 | 0 | 0 | 0 | 0 | 0 | 0 | 0 | 0 | 0 | 0 | 0 | 0 | 0 | 0 | 0 | 0 | 0
F1_Commercial_Office_Existing_Food Preparation_Natural Gas_Food Prep Other_E5 | F1 | Commercial | Office | Existing | Food Preparation | Natural Gas | Food Prep Other | E5 | RVT - Cost of Equipment | 0 | 0 | 0 | 0 | 0 | 0 | 0 | 0 | 0 | 0 | 0 | 0 | 0 | 0 | 0 | 0 | 0 | 0 | 0 | 0 | 0 | 0 | 0 | 0 | 0 | 0 | 0 | 0 | 0 | 0 | 0 | 0 | 0 | 0 | 0 | 0 | 0 | 0 | 0 | 0 | 0 | 0
F1_Commercial_Office_Existing_Food Preparation_Natural Gas_Food Prep Other_E6 | F1 | Commercial | Office | Existing | Food Preparation | Natural Gas | Food Prep Other | E6 | RVT - Cost of Equipment | 0 | 0 | 0 | 0 | 0 | 0 | 0 | 0 | 0 | 0 | 0 | 0 | 0 | 0 | 0 | 0 | 0 | 0 | 0 | 0 | 0 | 0 | 0 | 0 | 0 | 0 | 0 | 0 | 0 | 0 | 0 | 0 | 0 | 0 | 0 | 0 | 0 | 0 | 0 | 0 | 0 | 0
F1_Commercial_Office_Existing_Food Preparation_Natural Gas_Food Prep Other_E7 | F1 | Commercial | Office | Existing | Food Preparation | Natural Gas | Food Prep Other | E7 | RVT - Cost of Equipment | 0 | 0 | 0 | 0 | 0 | 0 | 0 | 0 | 0 | 0 | 0 | 0 | 0 | 0 | 0 | 0 | 0 | 0 | 0 | 0 | 0 | 0 | 0 | 0 | 0 | 0 | 0 | 0 | 0 | 0 | 0 | 0 | 0 | 0 | 0 | 0 | 0 | 0 | 0 | 0 | 0 | 0
F1_Commercial_Office_Existing_Food Preparation_Natural Gas_Food Prep Other_E8 | F1 | Commercial | Office | Existing | Food Preparation | Natural Gas | Food Prep Other | E8 | RVT - Cost of Equipment | 0 | 0 | 0 | 0 | 0 | 0 | 0 | 0 | 0 | 0 | 0 | 0 | 0 | 0 | 0 | 0 | 0 | 0 | 0 | 0 | 0 | 0 | 0 | 0 | 0 | 0 | 0 | 0 | 0 | 0 | 0 | 0 | 0 | 0 | 0 | 0 | 0 | 0 | 0 | 0 | 0 | 0
F1_Commercial_Office_Existing_Food Preparation_Natural Gas_Food Prep Other_E9 | F1 | Commercial | Office | Existing | Food Preparation | Natural Gas | Food Prep Other | E9 | RVT - Cost of Equipment | 0 | 0 | 0 | 0 | 0 | 0 | 0 | 0 | 0 | 0 | 0 | 0 | 0 | 0 | 0 | 0 | 0 | 0 | 0 | 0 | 0 | 0 | 0 | 0 | 0 | 0 | 0 | 0 | 0 | 0 | 0 | 0 | 0 | 0 | 0 | 0 | 0 | 0 | 0 | 0 | 0 | 0
F1_Commercial_Office_Existing_Food Preparation_Natural Gas_Food Prep Other_E10 | F1 | Commercial | Office | Existing | Food Preparation | Natural Gas | Food Prep Other | E10 | RVT - Cost of Equipment | 0 | 0 | 0 | 0 | 0 | 0 | 0 | 0 | 0 | 0 | 0 | 0 | 0 | 0 | 0 | 0 | 0 | 0 | 0 | 0 | 0 | 0 | 0 | 0 | 0 | 0 | 0 | 0 | 0 | 0 | 0 | 0 | 0 | 0 | 0 | 0 | 0 | 0 | 0 | 0 | 0 | 0
F2_Commercial_Office_Existing_Food Preparation_Natural Gas_Food Prep Other_E1 | F2 | Commercial | Office | Existing | Food Preparation | Natural Gas | Food Prep Other | E1 | RVT - Cost of Operation | 0.095077 | 0.095745 | 0.096541 | 0.097464 | 0.098549 | 0.099821 | 0.10084 | 0.10181 | 0.10276 | 0.10373 | 0.10461 | 0.10538 | 0.10616 | 0.10698 | 0.10794 | 0.10889 | 0.10993 | 0.11108 | 0.1123 | 0.11356 | 0.11484 | 0.11604 | 0.11714 | 0.11815 | 0.11903 | 0.11979 | 0.12032 | 0.12071 | 0.12105 | 0.12134 | 0.12162 | 0.12175 | 0.12175 | 0 | 0 | 0 | 0 | 0 | 0 | 0 | 0 | 0
F2_Commercial_Office_Existing_Food Preparation_Natural Gas_Food Prep Other_E2 | F2 | Commercial | Office | Existing | Food Preparation | Natural Gas | Food Prep Other | E2 | RVT - Cost of Operation | 0.095077 | 0.095745 | 0.096541 | 0.097464 | 0.098549 | 0.099821 | 0.10084 | 0.10181 | 0.10276 | 0.10373 | 0.10461 | 0.10538 | 0.10616 | 0.10698 | 0.10794 | 0.10889 | 0.10993 | 0.11108 | 0.1123 | 0.11356 | 0.11484 | 0.11604 | 0.11714 | 0.11815 | 0.11903 | 0.11979 | 0.12032 | 0.12071 | 0.12105 | 0.12134 | 0.12162 | 0.12175 | 0.12175 | 0 | 0 | 0 | 0 | 0 | 0 | 0 | 0 | 0
F2_Commercial_Office_Existing_Food Preparation_Natural Gas_Food Prep Other_E3 | F2 | Commercial | Office | Existing | Food Preparation | Natural Gas | Food Prep Other | E3 | RVT - Cost of Operation | 0 | 0 | 0 | 0 | 0 | 0 | 0 | 0 | 0 | 0 | 0 | 0 | 0 | 0 | 0 | 0 | 0 | 0 | 0 | 0 | 0 | 0 | 0 | 0 | 0 | 0 | 0 | 0 | 0 | 0 | 0 | 0 | 0 | 0 | 0 | 0 | 0 | 0 | 0 | 0 | 0 | 0
F2_Commercial_Office_Existing_Food Preparation_Natural Gas_Food Prep Other_E4 | F2 | Commercial | Office | Existing | Food Preparation | Natural Gas | Food Prep Other | E4 | RVT - Cost of Operation | 0 | 0 | 0 | 0 | 0 | 0 | 0 | 0 | 0 | 0 | 0 | 0 | 0 | 0 | 0 | 0 | 0 | 0 | 0 | 0 | 0 | 0 | 0 | 0 | 0 | 0 | 0 | 0 | 0 | 0 | 0 | 0 | 0 | 0 | 0 | 0 | 0 | 0 | 0 | 0 | 0 | 0
F2_Commercial_Office_Existing_Food Preparation_Natural Gas_Food Prep Other_E5 | F2 | Commercial | Office | Existing | Food Preparation | Natural Gas | Food Prep Other | E5 | RVT - Cost of Operation | 0 | 0 | 0 | 0 | 0 | 0 | 0 | 0 | 0 | 0 | 0 | 0 | 0 | 0 | 0 | 0 | 0 | 0 | 0 | 0 | 0 | 0 | 0 | 0 | 0 | 0 | 0 | 0 | 0 | 0 | 0 | 0 | 0 | 0 | 0 | 0 | 0 | 0 | 0 | 0 | 0 | 0
F2_Commercial_Office_Existing_Food Preparation_Natural Gas_Food Prep Other_E6 | F2 | Commercial | Office | Existing | Food Preparation | Natural Gas | Food Prep Other | E6 | RVT - Cost of Operation | 0 | 0 | 0 | 0 | 0 | 0 | 0 | 0 | 0 | 0 | 0 | 0 | 0 | 0 | 0 | 0 | 0 | 0 | 0 | 0 | 0 | 0 | 0 | 0 | 0 | 0 | 0 | 0 | 0 | 0 | 0 | 0 | 0 | 0 | 0 | 0 | 0 | 0 | 0 | 0 | 0 | 0
F2_Commercial_Office_Existing_Food Preparation_Natural Gas_Food Prep Other_E7 | F2 | Commercial | Office | Existing | Food Preparation | Natural Gas | Food Prep Other | E7 | RVT - Cost of Operation | 0 | 0 | 0 | 0 | 0 | 0 | 0 | 0 | 0 | 0 | 0 | 0 | 0 | 0 | 0 | 0 | 0 | 0 | 0 | 0 | 0 | 0 | 0 | 0 | 0 | 0 | 0 | 0 | 0 | 0 | 0 | 0 | 0 | 0 | 0 | 0 | 0 | 0 | 0 | 0 | 0 | 0
F2_Commercial_Office_Existing_Food Preparation_Natural Gas_Food Prep Other_E8 | F2 | Commercial | Office | Existing | Food Preparation | Natural Gas | Food Prep Other | E8 | RVT - Cost of Operation | 0 | 0 | 0 | 0 | 0 | 0 | 0 | 0 | 0 | 0 | 0 | 0 | 0 | 0 | 0 | 0 | 0 | 0 | 0 | 0 | 0 | 0 | 0 | 0 | 0 | 0 | 0 | 0 | 0 | 0 | 0 | 0 | 0 | 0 | 0 | 0 | 0 | 0 | 0 | 0 | 0 | 0
F2_Commercial_Office_Existing_Food Preparation_Natural Gas_Food Prep Other_E9 | F2 | Commercial | Office | Existing | Food Preparation | Natural Gas | Food Prep Other | E9 | RVT - Cost of Operation | 0 | 0 | 0 | 0 | 0 | 0 | 0 | 0 | 0 | 0 | 0 | 0 | 0 | 0 | 0 | 0 | 0 | 0 | 0 | 0 | 0 | 0 | 0 | 0 | 0 | 0 | 0 | 0 | 0 | 0 | 0 | 0 | 0 | 0 | 0 | 0 | 0 | 0 | 0 | 0 | 0 | 0
F2_Commercial_Office_Existing_Food Preparation_Natural Gas_Food Prep Other_E10 | F2 | Commercial | Office | Existing | Food Preparation | Natural Gas | Food Prep Other | E10 | RVT - Cost of Operation | 0 | 0 | 0 | 0 | 0 | 0 | 0 | 0 | 0 | 0 | 0 | 0 | 0 | 0 | 0 | 0 | 0 | 0 | 0 | 0 | 0 | 0 | 0 | 0 | 0 | 0 | 0 | 0 | 0 | 0 | 0 | 0 | 0 | 0 | 0 | 0 | 0 | 0 | 0 | 0 | 0 | 0
F3_Commercial_Office_Existing_Food Preparation_Natural Gas_Food Prep Other_E1 | F3 | Commercial | Office | Existing | Food Preparation | Natural Gas | Food Prep Other | E1 | System - kBTUs of Consumption | 0.0058828 | 0.0058828 | 0.0058828 | 0.0058828 | 0.0058828 | 0.0058828 | 0.0058828 | 0.0058828 | 0.0058828 | 0.0058828 | 0.0058828 | 0.0058828 | 0.0058828 | 0.0058828 | 0.0058828 | 0.0058828 | 0.0058828 | 0.0058828 | 0.0058828 | 0.0058828 | 0.0058828 | 0.0058828 | 0.0058828 | 0.0058828 | 0.0058828 | 0.0058828 | 0.0058828 | 0.0058828 | 0.0058828 | 0.0058828 | 0.0058828 | 0.0058828 | 0.0058828 | 0 | 0 | 0 | 0 | 0 | 0 | 0 | 0 | 0
F3_Commercial_Office_Existing_Food Preparation_Natural Gas_Food Prep Other_E2 | F3 | Commercial | Office | Existing | Food Preparation | Natural Gas | Food Prep Other | E2 | System - kBTUs of Consumption | 0.0058886 | 0.0058886 | 0.0058886 | 0.0058886 | 0.0058886 | 0.0058886 | 0.0058886 | 0.0058886 | 0.0058886 | 0.0058886 | 0.0058886 | 0.0058886 | 0.0058886 | 0.0058886 | 0.0058886 | 0.0058886 | 0.0058886 | 0.0058886 | 0.0058886 | 0.0058886 | 0.0058886 | 0.0058886 | 0.0058886 | 0.0058886 | 0.0058886 | 0.0058886 | 0.0058886 | 0.0058886 | 0.0058886 | 0.0058886 | 0.0058886 | 0.0058886 | 0.0058886 | 0 | 0 | 0 | 0 | 0 | 0 | 0 | 0 | 0
F3_Commercial_Office_Existing_Food Preparation_Natural Gas_Food Prep Other_E3 | F3 | Commercial | Office | Existing | Food Preparation | Natural Gas | Food Prep Other | E3 | System - kBTUs of Consumption | 0 | 0 | 0 | 0 | 0 | 0 | 0 | 0 | 0 | 0 | 0 | 0 | 0 | 0 | 0 | 0 | 0 | 0 | 0 | 0 | 0 | 0 | 0 | 0 | 0 | 0 | 0 | 0 | 0 | 0 | 0 | 0 | 0 | 0 | 0 | 0 | 0 | 0 | 0 | 0 | 0 | 0
F3_Commercial_Office_Existing_Food Preparation_Natural Gas_Food Prep Other_E4 | F3 | Commercial | Office | Existing | Food Preparation | Natural Gas | Food Prep Other | E4 | System - kBTUs of Consumption | 0 | 0 | 0 | 0 | 0 | 0 | 0 | 0 | 0 | 0 | 0 | 0 | 0 | 0 | 0 | 0 | 0 | 0 | 0 | 0 | 0 | 0 | 0 | 0 | 0 | 0 | 0 | 0 | 0 | 0 | 0 | 0 | 0 | 0 | 0 | 0 | 0 | 0 | 0 | 0 | 0 | 0
F3_Commercial_Office_Existing_Food Preparation_Natural Gas_Food Prep Other_E5 | F3 | Commercial | Office | Existing | Food Preparation | Natural Gas | Food Prep Other | E5 | System - kBTUs of Consumption | 0 | 0 | 0 | 0 | 0 | 0 | 0 | 0 | 0 | 0 | 0 | 0 | 0 | 0 | 0 | 0 | 0 | 0 | 0 | 0 | 0 | 0 | 0 | 0 | 0 | 0 | 0 | 0 | 0 | 0 | 0 | 0 | 0 | 0 | 0 | 0 | 0 | 0 | 0 | 0 | 0 | 0
F3_Commercial_Office_Existing_Food Preparation_Natural Gas_Food Prep Other_E6 | F3 | Commercial | Office | Existing | Food Preparation | Natural Gas | Food Prep Other | E6 | System - kBTUs of Consumption | 0 | 0 | 0 | 0 | 0 | 0 | 0 | 0 | 0 | 0 | 0 | 0 | 0 | 0 | 0 | 0 | 0 | 0 | 0 | 0 | 0 | 0 | 0 | 0 | 0 | 0 | 0 | 0 | 0 | 0 | 0 | 0 | 0 | 0 | 0 | 0 | 0 | 0 | 0 | 0 | 0 | 0
F3_Commercial_Office_Existing_Food Preparation_Natural Gas_Food Prep Other_E7 | F3 | Commercial | Office | Existing | Food Preparation | Natural Gas | Food Prep Other | E7 | System - kBTUs of Consumption | 0 | 0 | 0 | 0 | 0 | 0 | 0 | 0 | 0 | 0 | 0 | 0 | 0 | 0 | 0 | 0 | 0 | 0 | 0 | 0 | 0 | 0 | 0 | 0 | 0 | 0 | 0 | 0 | 0 | 0 | 0 | 0 | 0 | 0 | 0 | 0 | 0 | 0 | 0 | 0 | 0 | 0
F3_Commercial_Office_Existing_Food Preparation_Natural Gas_Food Prep Other_E8 | F3 | Commercial | Office | Existing | Food Preparation | Natural Gas | Food Prep Other | E8 | System - kBTUs of Consumption | 0 | 0 | 0 | 0 | 0 | 0 | 0 | 0 | 0 | 0 | 0 | 0 | 0 | 0 | 0 | 0 | 0 | 0 | 0 | 0 | 0 | 0 | 0 | 0 | 0 | 0 | 0 | 0 | 0 | 0 | 0 | 0 | 0 | 0 | 0 | 0 | 0 | 0 | 0 | 0 | 0 | 0
F3_Commercial_Office_Existing_Food Preparation_Natural Gas_Food Prep Other_E9 | F3 | Commercial | Office | Existing | Food Preparation | Natural Gas | Food Prep Other | E9 | System - kBTUs of Consumption | 0 | 0 | 0 | 0 | 0 | 0 | 0 | 0 | 0 | 0 | 0 | 0 | 0 | 0 | 0 | 0 | 0 | 0 | 0 | 0 | 0 | 0 | 0 | 0 | 0 | 0 | 0 | 0 | 0 | 0 | 0 | 0 | 0 | 0 | 0 | 0 | 0 | 0 | 0 | 0 | 0 | 0
F3_Commercial_Office_Existing_Food Preparation_Natural Gas_Food Prep Other_E10 | F3 | Commercial | Office | Existing | Food Preparation | Natural Gas | Food Prep Other | E10 | System - kBTUs of Consumption | 0 | 0 | 0 | 0 | 0 | 0 | 0 | 0 | 0 | 0 | 0 | 0 | 0 | 0 | 0 | 0 | 0 | 0 | 0 | 0 | 0 | 0 | 0 | 0 | 0 | 0 | 0 | 0 | 0 | 0 | 0 | 0 | 0 | 0 | 0 | 0 | 0 | 0 | 0 | 0 | 0 | 0
F4_Commercial_Office_Existing_Food Preparation_Natural Gas_Food Prep Other_E1 | F4 | Commercial | Office | Existing | Food Preparation | Natural Gas | Food Prep Other | E1 | Utility - Cost of Equipment | 0.095077 | 0.095745 | 0.096541 | 0.097464 | 0.098549 | 0.099821 | 0.10084 | 0.10181 | 0.10276 | 0.10373 | 0.10461 | 0.10538 | 0.10616 | 0.10698 | 0.10794 | 0.10889 | 0.10993 | 0.11108 | 0.1123 | 0.11356 | 0.11484 | 0.11604 | 0.11714 | 0.11815 | 0.11903 | 0.11979 | 0.12032 | 0.12071 | 0.12105 | 0.12134 | 0.12162 | 0.12175 | 0.12175 | 0 | 0 | 0 | 0 | 0 | 0 | 0 | 0 | 0
F4_Commercial_Office_Existing_Food Preparation_Natural Gas_Food Prep Other_E2 | F4 | Commercial | Office | Existing | Food Preparation | Natural Gas | Food Prep Other | E2 | Utility - Cost of Equipment | 0.095077 | 0.095745 | 0.096541 | 0.097464 | 0.098549 | 0.099821 | 0.10084 | 0.10181 | 0.10276 | 0.10373 | 0.10461 | 0.10538 | 0.10616 | 0.10698 | 0.10794 | 0.10889 | 0.10993 | 0.11108 | 0.1123 | 0.11356 | 0.11484 | 0.11604 | 0.11714 | 0.11815 | 0.11903 | 0.11979 | 0.12032 | 0.12071 | 0.12105 | 0.12134 | 0.12162 | 0.12175 | 0.12175 | 0 | 0 | 0 | 0 | 0 | 0 | 0 | 0 | 0
F4_Commercial_Office_Existing_Food Preparation_Natural Gas_Food Prep Other_E3 | F4 | Commercial | Office | Existing | Food Preparation | Natural Gas | Food Prep Other | E3 | Utility - Cost of Equipment | 0 | 0 | 0 | 0 | 0 | 0 | 0 | 0 | 0 | 0 | 0 | 0 | 0 | 0 | 0 | 0 | 0 | 0 | 0 | 0 | 0 | 0 | 0 | 0 | 0 | 0 | 0 | 0 | 0 | 0 | 0 | 0 | 0 | 0 | 0 | 0 | 0 | 0 | 0 | 0 | 0 | 0
F4_Commercial_Office_Existing_Food Preparation_Natural Gas_Food Prep Other_E4 | F4 | Commercial | Office | Existing | Food Preparation | Natural Gas | Food Prep Other | E4 | Utility - Cost of Equipment | 0 | 0 | 0 | 0 | 0 | 0 | 0 | 0 | 0 | 0 | 0 | 0 | 0 | 0 | 0 | 0 | 0 | 0 | 0 | 0 | 0 | 0 | 0 | 0 | 0 | 0 | 0 | 0 | 0 | 0 | 0 | 0 | 0 | 0 | 0 | 0 | 0 | 0 | 0 | 0 | 0 | 0
F4_Commercial_Office_Existing_Food Preparation_Natural Gas_Food Prep Other_E5 | F4 | Commercial | Office | Existing | Food Preparation | Natural Gas | Food Prep Other | E5 | Utility - Cost of Equipment | 0 | 0 | 0 | 0 | 0 | 0 | 0 | 0 | 0 | 0 | 0 | 0 | 0 | 0 | 0 | 0 | 0 | 0 | 0 | 0 | 0 | 0 | 0 | 0 | 0 | 0 | 0 | 0 | 0 | 0 | 0 | 0 | 0 | 0 | 0 | 0 | 0 | 0 | 0 | 0 | 0 | 0
F4_Commercial_Office_Existing_Food Preparation_Natural Gas_Food Prep Other_E6 | F4 | Commercial | Office | Existing | Food Preparation | Natural Gas | Food Prep Other | E6 | Utility - Cost of Equipment | 0 | 0 | 0 | 0 | 0 | 0 | 0 | 0 | 0 | 0 | 0 | 0 | 0 | 0 | 0 | 0 | 0 | 0 | 0 | 0 | 0 | 0 | 0 | 0 | 0 | 0 | 0 | 0 | 0 | 0 | 0 | 0 | 0 | 0 | 0 | 0 | 0 | 0 | 0 | 0 | 0 | 0
F4_Commercial_Office_Existing_Food Preparation_Natural Gas_Food Prep Other_E7 | F4 | Commercial | Office | Existing | Food Preparation | Natural Gas | Food Prep Other | E7 | Utility - Cost of Equipment | 0 | 0 | 0 | 0 | 0 | 0 | 0 | 0 | 0 | 0 | 0 | 0 | 0 | 0 | 0 | 0 | 0 | 0 | 0 | 0 | 0 | 0 | 0 | 0 | 0 | 0 | 0 | 0 | 0 | 0 | 0 | 0 | 0 | 0 | 0 | 0 | 0 | 0 | 0 | 0 | 0 | 0
F4_Commercial_Office_Existing_Food Preparation_Natural Gas_Food Prep Other_E8 | F4 | Commercial | Office | Existing | Food Preparation | Natural Gas | Food Prep Other | E8 | Utility - Cost of Equipment | 0 | 0 | 0 | 0 | 0 | 0 | 0 | 0 | 0 | 0 | 0 | 0 | 0 | 0 | 0 | 0 | 0 | 0 | 0 | 0 | 0 | 0 | 0 | 0 | 0 | 0 | 0 | 0 | 0 | 0 | 0 | 0 | 0 | 0 | 0 | 0 | 0 | 0 | 0 | 0 | 0 | 0
F4_Commercial_Office_Existing_Food Preparation_Natural Gas_Food Prep Other_E9 | F4 | Commercial | Office | Existing | Food Preparation | Natural Gas | Food Prep Other | E9 | Utility - Cost of Equipment | 0 | 0 | 0 | 0 | 0 | 0 | 0 | 0 | 0 | 0 | 0 | 0 | 0 | 0 | 0 | 0 | 0 | 0 | 0 | 0 | 0 | 0 | 0 | 0 | 0 | 0 | 0 | 0 | 0 | 0 | 0 | 0 | 0 | 0 | 0 | 0 | 0 | 0 | 0 | 0 | 0 | 0
F4_Commercial_Office_Existing_Food Preparation_Natural Gas_Food Prep Other_E10 | F4 | Commercial | Office | Existing | Food Preparation | Natural Gas | Food Prep Other | E10 | Utility - Cost of Equipment | 0 | 0 | 0 | 0 | 0 | 0 | 0 | 0 | 0 | 0 | 0 | 0 | 0 | 0 | 0 | 0 | 0 | 0 | 0 | 0 | 0 | 0 | 0 | 0 | 0 | 0 | 0 | 0 | 0 | 0 | 0 | 0 | 0 | 0 | 0 | 0 | 0 | 0 | 0 | 0 | 0 | 0
F5_Commercial_Office_Existing_Food Preparation_Natural Gas_Food Prep Other_E1 | F5 | Commercial | Office | Existing | Food Preparation | Natural Gas | Food Prep Other | E1 | Utility - Cost of Operation | 0.0058828 | 0.0058828 | 0.0058828 | 0.0058828 | 0.0058828 | 0.0058828 | 0.0058828 | 0.0058828 | 0.0058828 | 0.0058828 | 0.0058828 | 0.0058828 | 0.0058828 | 0.0058828 | 0.0058828 | 0.0058828 | 0.0058828 | 0.0058828 | 0.0058828 | 0.0058828 | 0.0058828 | 0.0058828 | 0.0058828 | 0.0058828 | 0.0058828 | 0.0058828 | 0.0058828 | 0.0058828 | 0.0058828 | 0.0058828 | 0.0058828 | 0.0058828 | 0.0058828 | 0 | 0 | 0 | 0 | 0 | 0 | 0 | 0 | 0
F5_Commercial_Office_Existing_Food Preparation_Natural Gas_Food Prep Other_E2 | F5 | Commercial | Office | Existing | Food Preparation | Natural Gas | Food Prep Other | E2 | Utility - Cost of Operation | 0.0058886 | 0.0058886 | 0.0058886 | 0.0058886 | 0.0058886 | 0.0058886 | 0.0058886 | 0.0058886 | 0.0058886 | 0.0058886 | 0.0058886 | 0.0058886 | 0.0058886 | 0.0058886 | 0.0058886 | 0.0058886 | 0.0058886 | 0.0058886 | 0.0058886 | 0.0058886 | 0.0058886 | 0.0058886 | 0.0058886 | 0.0058886 | 0.0058886 | 0.0058886 | 0.0058886 | 0.0058886 | 0.0058886 | 0.0058886 | 0.0058886 | 0.0058886 | 0.0058886 | 0 | 0 | 0 | 0 | 0 | 0 | 0 | 0 | 0
F5_Commercial_Office_Existing_Food Preparation_Natural Gas_Food Prep Other_E3 | F5 | Commercial | Office | Existing | Food Preparation | Natural Gas | Food Prep Other | E3 | Utility - Cost of Operation | 0 | 0 | 0 | 0 | 0 | 0 | 0 | 0 | 0 | 0 | 0 | 0 | 0 | 0 | 0 | 0 | 0 | 0 | 0 | 0 | 0 | 0 | 0 | 0 | 0 | 0 | 0 | 0 | 0 | 0 | 0 | 0 | 0 | 0 | 0 | 0 | 0 | 0 | 0 | 0 | 0 | 0
F5_Commercial_Office_Existing_Food Preparation_Natural Gas_Food Prep Other_E4 | F5 | Commercial | Office | Existing | Food Preparation | Natural Gas | Food Prep Other | E4 | Utility - Cost of Operation | 0 | 0 | 0 | 0 | 0 | 0 | 0 | 0 | 0 | 0 | 0 | 0 | 0 | 0 | 0 | 0 | 0 | 0 | 0 | 0 | 0 | 0 | 0 | 0 | 0 | 0 | 0 | 0 | 0 | 0 | 0 | 0 | 0 | 0 | 0 | 0 | 0 | 0 | 0 | 0 | 0 | 0
F5_Commercial_Office_Existing_Food Preparation_Natural Gas_Food Prep Other_E5 | F5 | Commercial | Office | Existing | Food Preparation | Natural Gas | Food Prep Other | E5 | Utility - Cost of Operation | 0 | 0 | 0 | 0 | 0 | 0 | 0 | 0 | 0 | 0 | 0 | 0 | 0 | 0 | 0 | 0 | 0 | 0 | 0 | 0 | 0 | 0 | 0 | 0 | 0 | 0 | 0 | 0 | 0 | 0 | 0 | 0 | 0 | 0 | 0 | 0 | 0 | 0 | 0 | 0 | 0 | 0
F5_Commercial_Office_Existing_Food Preparation_Natural Gas_Food Prep Other_E6 | F5 | Commercial | Office | Existing | Food Preparation | Natural Gas | Food Prep Other | E6 | Utility - Cost of Operation | 0 | 0 | 0 | 0 | 0 | 0 | 0 | 0 | 0 | 0 | 0 | 0 | 0 | 0 | 0 | 0 | 0 | 0 | 0 | 0 | 0 | 0 | 0 | 0 | 0 | 0 | 0 | 0 | 0 | 0 | 0 | 0 | 0 | 0 | 0 | 0 | 0 | 0 | 0 | 0 | 0 | 0
F5_Commercial_Office_Existing_Food Preparation_Natural Gas_Food Prep Other_E7 | F5 | Commercial | Office | Existing | Food Preparation | Natural Gas | Food Prep Other | E7 | Utility - Cost of Operation | 0 | 0 | 0 | 0 | 0 | 0 | 0 | 0 | 0 | 0 | 0 | 0 | 0 | 0 | 0 | 0 | 0 | 0 | 0 | 0 | 0 | 0 | 0 | 0 | 0 | 0 | 0 | 0 | 0 | 0 | 0 | 0 | 0 | 0 | 0 | 0 | 0 | 0 | 0 | 0 | 0 | 0
F5_Commercial_Office_Existing_Food Preparation_Natural Gas_Food Prep Other_E8 | F5 | Commercial | Office | Existing | Food Preparation | Natural Gas | Food Prep Other | E8 | Utility - Cost of Operation | 0 | 0 | 0 | 0 | 0 | 0 | 0 | 0 | 0 | 0 | 0 | 0 | 0 | 0 | 0 | 0 | 0 | 0 | 0 | 0 | 0 | 0 | 0 | 0 | 0 | 0 | 0 | 0 | 0 | 0 | 0 | 0 | 0 | 0 | 0 | 0 | 0 | 0 | 0 | 0 | 0 | 0
F5_Commercial_Office_Existing_Food Preparation_Natural Gas_Food Prep Other_E9 | F5 | Commercial | Office | Existing | Food Preparation | Natural Gas | Food Prep Other | E9 | Utility - Cost of Operation | 0 | 0 | 0 | 0 | 0 | 0 | 0 | 0 | 0 | 0 | 0 | 0 | 0 | 0 | 0 | 0 | 0 | 0 | 0 | 0 | 0 | 0 | 0 | 0 | 0 | 0 | 0 | 0 | 0 | 0 | 0 | 0 | 0 | 0 | 0 | 0 | 0 | 0 | 0 | 0 | 0 | 0
F5_Commercial_Office_Existing_Food Preparation_Natural Gas_Food Prep Other_E10 | F5 | Commercial | Office | Existing | Food Preparation | Natural Gas | Food Prep Other | E10 | Utility - Cost of Operation | 0 | 0 | 0 | 0 | 0 | 0 | 0 | 0 | 0 | 0 | 0 | 0 | 0 | 0 | 0 | 0 | 0 | 0 | 0 | 0 | 0 | 0 | 0 | 0 | 0 | 0 | 0 | 0 | 0 | 0 | 0 | 0 | 0 | 0 | 0 | 0 | 0 | 0 | 0 | 0 | 0 | 0
F6_Commercial_Office_Existing_Food Preparation_Natural Gas_Food Prep Other_E1 | F6 | Commercial | Office | Existing | Food Preparation | Natural Gas | Food Prep Other | E1 | Utility - Value of Sales | 0.056842 | 0.056842 | 0.056842 | 0.056842 | 0.056842 | 0.056842 | 0.056842 | 0.056842 | 0.056842 | 0.056842 | 0.056842 | 0.056842 | 0.056842 | 0.056842 | 0.056842 | 0.056842 | 0.056842 | 0.056842 | 0.056842 | 0.056842 | 0.056842 | 0.056842 | 0.056842 | 0.056842 | 0.056842 | 0.056842 | 0.056842 | 0.056842 | 0.056842 | 0.056842 | 0.056842 | 0.056842 | 0.056842 | 0 | 0 | 0 | 0 | 0 | 0 | 0 | 0 | 0
F6_Commercial_Office_Existing_Food Preparation_Natural Gas_Food Prep Other_E2 | F6 | Commercial | Office | Existing | Food Preparation | Natural Gas | Food Prep Other | E2 | Utility - Value of Sales | 0.056842 | 0.056842 | 0.056842 | 0.056842 | 0.056842 | 0.056842 | 0.056842 | 0.056842 | 0.056842 | 0.056842 | 0.056842 | 0.056842 | 0.056842 | 0.056842 | 0.056842 | 0.056842 | 0.056842 | 0.056842 | 0.056842 | 0.056842 | 0.056842 | 0.056842 | 0.056842 | 0.056842 | 0.056842 | 0.056842 | 0.056842 | 0.056842 | 0.056842 | 0.056842 | 0.056842 | 0.056842 | 0.056842 | 0 | 0 | 0 | 0 | 0 | 0 | 0 | 0 | 0
F6_Commercial_Office_Existing_Food Preparation_Natural Gas_Food Prep Other_E3 | F6 | Commercial | Office | Existing | Food Preparation | Natural Gas | Food Prep Other | E3 | Utility - Value of Sales | 0 | 0 | 0 | 0 | 0 | 0 | 0 | 0 | 0 | 0 | 0 | 0 | 0 | 0 | 0 | 0 | 0 | 0 | 0 | 0 | 0 | 0 | 0 | 0 | 0 | 0 | 0 | 0 | 0 | 0 | 0 | 0 | 0 | 0 | 0 | 0 | 0 | 0 | 0 | 0 | 0 | 0
F6_Commercial_Office_Existing_Food Preparation_Natural Gas_Food Prep Other_E4 | F6 | Commercial | Office | Existing | Food Preparation | Natural Gas | Food Prep Other | E4 | Utility - Value of Sales | 0 | 0 | 0 | 0 | 0 | 0 | 0 | 0 | 0 | 0 | 0 | 0 | 0 | 0 | 0 | 0 | 0 | 0 | 0 | 0 | 0 | 0 | 0 | 0 | 0 | 0 | 0 | 0 | 0 | 0 | 0 | 0 | 0 | 0 | 0 | 0 | 0 | 0 | 0 | 0 | 0 | 0
F6_Commercial_Office_Existing_Food Preparation_Natural Gas_Food Prep Other_E5 | F6 | Commercial | Office | Existing | Food Preparation | Natural Gas | Food Prep Other | E5 | Utility - Value of Sales | 0 | 0 | 0 | 0 | 0 | 0 | 0 | 0 | 0 | 0 | 0 | 0 | 0 | 0 | 0 | 0 | 0 | 0 | 0 | 0 | 0 | 0 | 0 | 0 | 0 | 0 | 0 | 0 | 0 | 0 | 0 | 0 | 0 | 0 | 0 | 0 | 0 | 0 | 0 | 0 | 0 | 0
F6_Commercial_Office_Existing_Food Preparation_Natural Gas_Food Prep Other_E6 | F6 | Commercial | Office | Existing | Food Preparation | Natural Gas | Food Prep Other | E6 | Utility - Value of Sales | 0 | 0 | 0 | 0 | 0 | 0 | 0 | 0 | 0 | 0 | 0 | 0 | 0 | 0 | 0 | 0 | 0 | 0 | 0 | 0 | 0 | 0 | 0 | 0 | 0 | 0 | 0 | 0 | 0 | 0 | 0 | 0 | 0 | 0 | 0 | 0 | 0 | 0 | 0 | 0 | 0 | 0
F6_Commercial_Office_Existing_Food Preparation_Natural Gas_Food Prep Other_E7 | F6 | Commercial | Office | Existing | Food Preparation | Natural Gas | Food Prep Other | E7 | Utility - Value of Sales | 0 | 0 | 0 | 0 | 0 | 0 | 0 | 0 | 0 | 0 | 0 | 0 | 0 | 0 | 0 | 0 | 0 | 0 | 0 | 0 | 0 | 0 | 0 | 0 | 0 | 0 | 0 | 0 | 0 | 0 | 0 | 0 | 0 | 0 | 0 | 0 | 0 | 0 | 0 | 0 | 0 | 0
F6_Commercial_Office_Existing_Food Preparation_Natural Gas_Food Prep Other_E8 | F6 | Commercial | Office | Existing | Food Preparation | Natural Gas | Food Prep Other | E8 | Utility - Value of Sales | 0 | 0 | 0 | 0 | 0 | 0 | 0 | 0 | 0 | 0 | 0 | 0 | 0 | 0 | 0 | 0 | 0 | 0 | 0 | 0 | 0 | 0 | 0 | 0 | 0 | 0 | 0 | 0 | 0 | 0 | 0 | 0 | 0 | 0 | 0 | 0 | 0 | 0 | 0 | 0 | 0 | 0
F6_Commercial_Office_Existing_Food Preparation_Natural Gas_Food Prep Other_E9 | F6 | Commercial | Office | Existing | Food Preparation | Natural Gas | Food Prep Other | E9 | Utility - Value of Sales | 0 | 0 | 0 | 0 | 0 | 0 | 0 | 0 | 0 | 0 | 0 | 0 | 0 | 0 | 0 | 0 | 0 | 0 | 0 | 0 | 0 | 0 | 0 | 0 | 0 | 0 | 0 | 0 | 0 | 0 | 0 | 0 | 0 | 0 | 0 | 0 | 0 | 0 | 0 | 0 | 0 | 0
F6_Commercial_Office_Existing_Food Preparation_Natural Gas_Food Prep Other_E10 | F6 | Commercial | Office | Existing | Food Preparation | Natural Gas | Food Prep Other | E10 | Utility - Value of Sales | 0 | 0 | 0 | 0 | 0 | 0 | 0 | 0 | 0 | 0 | 0 | 0 | 0 | 0 | 0 | 0 | 0 | 0 | 0 | 0 | 0 | 0 | 0 | 0 | 0 | 0 | 0 | 0 | 0 | 0 | 0 | 0 | 0 | 0 | 0 | 0 | 0 | 0 | 0 | 0 | 0 | 0
F1_Commercial_Office_Existing_Miscellaneous_Natural Gas_Pool Heater_E1 | F1 | Commercial | Office | Existing | Miscellaneous | Natural Gas | Pool Heater | E1 | RVT - Cost of Equipment | 0 | 0 | 0 | 0 | 0 | 0 | 0 | 0 | 0 | 0 | 0 | 0 | 0 | 0 | 0 | 0 | 0 | 0 | 0 | 0 | 0 | 0 | 0 | 0 | 0 | 0 | 0 | 0 | 0 | 0 | 0 | 0 | 0 | 0 | 0 | 0 | 0 | 0 | 0 | 0 | 0 | 0
F1_Commercial_Office_Existing_Miscellaneous_Natural Gas_Pool Heater_E2 | F1 | Commercial | Office | Existing | Miscellaneous | Natural Gas | Pool Heater | E2 | RVT - Cost of Equipment | 0 | 0 | 0 | 0 | 0 | 0 | 0 | 0 | 0 | 0 | 0 | 0 | 0 | 0 | 0 | 0 | 0 | 0 | 0 | 0 | 0 | 0 | 0 | 0 | 0 | 0 | 0 | 0 | 0 | 0 | 0 | 0 | 0 | 0 | 0 | 0 | 0 | 0 | 0 | 0 | 0 | 0
F1_Commercial_Office_Existing_Miscellaneous_Natural Gas_Pool Heater_E3 | F1 | Commercial | Office | Existing | Miscellaneous | Natural Gas | Pool Heater | E3 | RVT - Cost of Equipment | 0 | 0 | 0 | 0 | 0 | 0 | 0 | 0 | 0 | 0 | 0 | 0 | 0 | 0 | 0 | 0 | 0 | 0 | 0 | 0 | 0 | 0 | 0 | 0 | 0 | 0 | 0 | 0 | 0 | 0 | 0 | 0 | 0 | 0 | 0 | 0 | 0 | 0 | 0 | 0 | 0 | 0
F1_Commercial_Office_Existing_Miscellaneous_Natural Gas_Pool Heater_E4 | F1 | Commercial | Office | Existing | Miscellaneous | Natural Gas | Pool Heater | E4 | RVT - Cost of Equipment | 0 | 0 | 0 | 0 | 0 | 0 | 0 | 0 | 0 | 0 | 0 | 0 | 0 | 0 | 0 | 0 | 0 | 0 | 0 | 0 | 0 | 0 | 0 | 0 | 0 | 0 | 0 | 0 | 0 | 0 | 0 | 0 | 0 | 0 | 0 | 0 | 0 | 0 | 0 | 0 | 0 | 0
F1_Commercial_Office_Existing_Miscellaneous_Natural Gas_Pool Heater_E5 | F1 | Commercial | Office | Existing | Miscellaneous | Natural Gas | Pool Heater | E5 | RVT - Cost of Equipment | 0 | 0 | 0 | 0 | 0 | 0 | 0 | 0 | 0 | 0 | 0 | 0 | 0 | 0 | 0 | 0 | 0 | 0 | 0 | 0 | 0 | 0 | 0 | 0 | 0 | 0 | 0 | 0 | 0 | 0 | 0 | 0 | 0 | 0 | 0 | 0 | 0 | 0 | 0 | 0 | 0 | 0
F1_Commercial_Office_Existing_Miscellaneous_Natural Gas_Pool Heater_E6 | F1 | Commercial | Office | Existing | Miscellaneous | Natural Gas | Pool Heater | E6 | RVT - Cost of Equipment | 0 | 0 | 0 | 0 | 0 | 0 | 0 | 0 | 0 | 0 | 0 | 0 | 0 | 0 | 0 | 0 | 0 | 0 | 0 | 0 | 0 | 0 | 0 | 0 | 0 | 0 | 0 | 0 | 0 | 0 | 0 | 0 | 0 | 0 | 0 | 0 | 0 | 0 | 0 | 0 | 0 | 0
F1_Commercial_Office_Existing_Miscellaneous_Natural Gas_Pool Heater_E7 | F1 | Commercial | Office | Existing | Miscellaneous | Natural Gas | Pool Heater | E7 | RVT - Cost of Equipment | 0 | 0 | 0 | 0 | 0 | 0 | 0 | 0 | 0 | 0 | 0 | 0 | 0 | 0 | 0 | 0 | 0 | 0 | 0 | 0 | 0 | 0 | 0 | 0 | 0 | 0 | 0 | 0 | 0 | 0 | 0 | 0 | 0 | 0 | 0 | 0 | 0 | 0 | 0 | 0 | 0 | 0
F1_Commercial_Office_Existing_Miscellaneous_Natural Gas_Pool Heater_E8 | F1 | Commercial | Office | Existing | Miscellaneous | Natural Gas | Pool Heater | E8 | RVT - Cost of Equipment | 0 | 0 | 0 | 0 | 0 | 0 | 0 | 0 | 0 | 0 | 0 | 0 | 0 | 0 | 0 | 0 | 0 | 0 | 0 | 0 | 0 | 0 | 0 | 0 | 0 | 0 | 0 | 0 | 0 | 0 | 0 | 0 | 0 | 0 | 0 | 0 | 0 | 0 | 0 | 0 | 0 | 0
F1_Commercial_Office_Existing_Miscellaneous_Natural Gas_Pool Heater_E9 | F1 | Commercial | Office | Existing | Miscellaneous | Natural Gas | Pool Heater | E9 | RVT - Cost of Equipment | 0 | 0 | 0 | 0 | 0 | 0 | 0 | 0 | 0 | 0 | 0 | 0 | 0 | 0 | 0 | 0 | 0 | 0 | 0 | 0 | 0 | 0 | 0 | 0 | 0 | 0 | 0 | 0 | 0 | 0 | 0 | 0 | 0 | 0 | 0 | 0 | 0 | 0 | 0 | 0 | 0 | 0
F1_Commercial_Office_Existing_Miscellaneous_Natural Gas_Pool Heater_E10 | F1 | Commercial | Office | Existing | Miscellaneous | Natural Gas | Pool Heater | E10 | RVT - Cost of Equipment | 0 | 0 | 0 | 0 | 0 | 0 | 0 | 0 | 0 | 0 | 0 | 0 | 0 | 0 | 0 | 0 | 0 | 0 | 0 | 0 | 0 | 0 | 0 | 0 | 0 | 0 | 0 | 0 | 0 | 0 | 0 | 0 | 0 | 0 | 0 | 0 | 0 | 0 | 0 | 0 | 0 | 0
F2_Commercial_Office_Existing_Miscellaneous_Natural Gas_Pool Heater_E1 | F2 | Commercial | Office | Existing | Miscellaneous | Natural Gas | Pool Heater | E1 | RVT - Cost of Operation | 0 | 0 | 0 | 0 | 0 | 0 | 0 | 0 | 0 | 0 | 0 | 0 | 0 | 0 | 0 | 0 | 0 | 0 | 0 | 0 | 0 | 0 | 0 | 0 | 0 | 0 | 0 | 0 | 0 | 0 | 0 | 0 | 0 | 0 | 0 | 0 | 0 | 0 | 0 | 0 | 0 | 0
F2_Commercial_Office_Existing_Miscellaneous_Natural Gas_Pool Heater_E2 | F2 | Commercial | Office | Existing | Miscellaneous | Natural Gas | Pool Heater | E2 | RVT - Cost of Operation | 0 | 0 | 0 | 0 | 0 | 0 | 0 | 0 | 0 | 0 | 0 | 0 | 0 | 0 | 0 | 0 | 0 | 0 | 0 | 0 | 0 | 0 | 0 | 0 | 0 | 0 | 0 | 0 | 0 | 0 | 0 | 0 | 0 | 0 | 0 | 0 | 0 | 0 | 0 | 0 | 0 | 0
F2_Commercial_Office_Existing_Miscellaneous_Natural Gas_Pool Heater_E3 | F2 | Commercial | Office | Existing | Miscellaneous | Natural Gas | Pool Heater | E3 | RVT - Cost of Operation | 0 | 0 | 0 | 0 | 0 | 0 | 0 | 0 | 0 | 0 | 0 | 0 | 0 | 0 | 0 | 0 | 0 | 0 | 0 | 0 | 0 | 0 | 0 | 0 | 0 | 0 | 0 | 0 | 0 | 0 | 0 | 0 | 0 | 0 | 0 | 0 | 0 | 0 | 0 | 0 | 0 | 0
F2_Commercial_Office_Existing_Miscellaneous_Natural Gas_Pool Heater_E4 | F2 | Commercial | Office | Existing | Miscellaneous | Natural Gas | Pool Heater | E4 | RVT - Cost of Operation | 0 | 0 | 0 | 0 | 0 | 0 | 0 | 0 | 0 | 0 | 0 | 0 | 0 | 0 | 0 | 0 | 0 | 0 | 0 | 0 | 0 | 0 | 0 | 0 | 0 | 0 | 0 | 0 | 0 | 0 | 0 | 0 | 0 | 0 | 0 | 0 | 0 | 0 | 0 | 0 | 0 | 0
F2_Commercial_Office_Existing_Miscellaneous_Natural Gas_Pool Heater_E5 | F2 | Commercial | Office | Existing | Miscellaneous | Natural Gas | Pool Heater | E5 | RVT - Cost of Operation | 0 | 0 | 0 | 0 | 0 | 0 | 0 | 0 | 0 | 0 | 0 | 0 | 0 | 0 | 0 | 0 | 0 | 0 | 0 | 0 | 0 | 0 | 0 | 0 | 0 | 0 | 0 | 0 | 0 | 0 | 0 | 0 | 0 | 0 | 0 | 0 | 0 | 0 | 0 | 0 | 0 | 0
F2_Commercial_Office_Existing_Miscellaneous_Natural Gas_Pool Heater_E6 | F2 | Commercial | Office | Existing | Miscellaneous | Natural Gas | Pool Heater | E6 | RVT - Cost of Operation | 0 | 0 | 0 | 0 | 0 | 0 | 0 | 0 | 0 | 0 | 0 | 0 | 0 | 0 | 0 | 0 | 0 | 0 | 0 | 0 | 0 | 0 | 0 | 0 | 0 | 0 | 0 | 0 | 0 | 0 | 0 | 0 | 0 | 0 | 0 | 0 | 0 | 0 | 0 | 0 | 0 | 0
F2_Commercial_Office_Existing_Miscellaneous_Natural Gas_Pool Heater_E7 | F2 | Commercial | Office | Existing | Miscellaneous | Natural Gas | Pool Heater | E7 | RVT - Cost of Operation | 0 | 0 | 0 | 0 | 0 | 0 | 0 | 0 | 0 | 0 | 0 | 0 | 0 | 0 | 0 | 0 | 0 | 0 | 0 | 0 | 0 | 0 | 0 | 0 | 0 | 0 | 0 | 0 | 0 | 0 | 0 | 0 | 0 | 0 | 0 | 0 | 0 | 0 | 0 | 0 | 0 | 0
F2_Commercial_Office_Existing_Miscellaneous_Natural Gas_Pool Heater_E8 | F2 | Commercial | Office | Existing | Miscellaneous | Natural Gas | Pool Heater | E8 | RVT - Cost of Operation | 0 | 0 | 0 | 0 | 0 | 0 | 0 | 0 | 0 | 0 | 0 | 0 | 0 | 0 | 0 | 0 | 0 | 0 | 0 | 0 | 0 | 0 | 0 | 0 | 0 | 0 | 0 | 0 | 0 | 0 | 0 | 0 | 0 | 0 | 0 | 0 | 0 | 0 | 0 | 0 | 0 | 0
F2_Commercial_Office_Existing_Miscellaneous_Natural Gas_Pool Heater_E9 | F2 | Commercial | Office | Existing | Miscellaneous | Natural Gas | Pool Heater | E9 | RVT - Cost of Operation | 0 | 0 | 0 | 0 | 0 | 0 | 0 | 0 | 0 | 0 | 0 | 0 | 0 | 0 | 0 | 0 | 0 | 0 | 0 | 0 | 0 | 0 | 0 | 0 | 0 | 0 | 0 | 0 | 0 | 0 | 0 | 0 | 0 | 0 | 0 | 0 | 0 | 0 | 0 | 0 | 0 | 0
F2_Commercial_Office_Existing_Miscellaneous_Natural Gas_Pool Heater_E10 | F2 | Commercial | Office | Existing | Miscellaneous | Natural Gas | Pool Heater | E10 | RVT - Cost of Operation | 0 | 0 | 0 | 0 | 0 | 0 | 0 | 0 | 0 | 0 | 0 | 0 | 0 | 0 | 0 | 0 | 0 | 0 | 0 | 0 | 0 | 0 | 0 | 0 | 0 | 0 | 0 | 0 | 0 | 0 | 0 | 0 | 0 | 0 | 0 | 0 | 0 | 0 | 0 | 0 | 0 | 0
F3_Commercial_Office_Existing_Miscellaneous_Natural Gas_Pool Heater_E1 | F3 | Commercial | Office | Existing | Miscellaneous | Natural Gas | Pool Heater | E1 | System - kBTUs of Consumption | 0.0025602 | 0.0025602 | 0.0025602 | 0.0025602 | 0.0025602 | 0.0025602 | 0.0025602 | 0.0025602 | 0.0025602 | 0.0025602 | 0.0025602 | 0.0025602 | 0.0025602 | 0.0025602 | 0.0025602 | 0.0025602 | 0.0025602 | 0.0025602 | 0.0025602 | 0.0025602 | 0.0025602 | 0.0025602 | 0.0025602 | 0.0025602 | 0.0025602 | 0.0025602 | 0.0025602 | 0.0025602 | 0.0025602 | 0.0025602 | 0.0025602 | 0.0025602 | 0.0025602 | 0 | 0 | 0 | 0 | 0 | 0 | 0 | 0 | 0
F3_Commercial_Office_Existing_Miscellaneous_Natural Gas_Pool Heater_E2 | F3 | Commercial | Office | Existing | Miscellaneous | Natural Gas | Pool Heater | E2 | System - kBTUs of Consumption | 0.004192 | 0.004192 | 0.004192 | 0.004192 | 0.004192 | 0.004192 | 0.004192 | 0.004192 | 0.004192 | 0.004192 | 0.004192 | 0.004192 | 0.004192 | 0.004192 | 0.004192 | 0.004192 | 0.004192 | 0.004192 | 0.004192 | 0.004192 | 0.004192 | 0.004192 | 0.004192 | 0.004192 | 0.004192 | 0.004192 | 0.004192 | 0.004192 | 0.004192 | 0.004192 | 0.004192 | 0.004192 | 0.004192 | 0 | 0 | 0 | 0 | 0 | 0 | 0 | 0 | 0
F3_Commercial_Office_Existing_Miscellaneous_Natural Gas_Pool Heater_E3 | F3 | Commercial | Office | Existing | Miscellaneous | Natural Gas | Pool Heater | E3 | System - kBTUs of Consumption | 0 | 0 | 0 | 0 | 0 | 0 | 0 | 0 | 0 | 0 | 0 | 0 | 0 | 0 | 0 | 0 | 0 | 0 | 0 | 0 | 0 | 0 | 0 | 0 | 0 | 0 | 0 | 0 | 0 | 0 | 0 | 0 | 0 | 0 | 0 | 0 | 0 | 0 | 0 | 0 | 0 | 0
F3_Commercial_Office_Existing_Miscellaneous_Natural Gas_Pool Heater_E4 | F3 | Commercial | Office | Existing | Miscellaneous | Natural Gas | Pool Heater | E4 | System - kBTUs of Consumption | 0 | 0 | 0 | 0 | 0 | 0 | 0 | 0 | 0 | 0 | 0 | 0 | 0 | 0 | 0 | 0 | 0 | 0 | 0 | 0 | 0 | 0 | 0 | 0 | 0 | 0 | 0 | 0 | 0 | 0 | 0 | 0 | 0 | 0 | 0 | 0 | 0 | 0 | 0 | 0 | 0 | 0
F3_Commercial_Office_Existing_Miscellaneous_Natural Gas_Pool Heater_E5 | F3 | Commercial | Office | Existing | Miscellaneous | Natural Gas | Pool Heater | E5 | System - kBTUs of Consumption | 0 | 0 | 0 | 0 | 0 | 0 | 0 | 0 | 0 | 0 | 0 | 0 | 0 | 0 | 0 | 0 | 0 | 0 | 0 | 0 | 0 | 0 | 0 | 0 | 0 | 0 | 0 | 0 | 0 | 0 | 0 | 0 | 0 | 0 | 0 | 0 | 0 | 0 | 0 | 0 | 0 | 0
F3_Commercial_Office_Existing_Miscellaneous_Natural Gas_Pool Heater_E6 | F3 | Commercial | Office | Existing | Miscellaneous | Natural Gas | Pool Heater | E6 | System - kBTUs of Consumption | 0 | 0 | 0 | 0 | 0 | 0 | 0 | 0 | 0 | 0 | 0 | 0 | 0 | 0 | 0 | 0 | 0 | 0 | 0 | 0 | 0 | 0 | 0 | 0 | 0 | 0 | 0 | 0 | 0 | 0 | 0 | 0 | 0 | 0 | 0 | 0 | 0 | 0 | 0 | 0 | 0 | 0
F3_Commercial_Office_Existing_Miscellaneous_Natural Gas_Pool Heater_E7 | F3 | Commercial | Office | Existing | Miscellaneous | Natural Gas | Pool Heater | E7 | System - kBTUs of Consumption | 0 | 0 | 0 | 0 | 0 | 0 | 0 | 0 | 0 | 0 | 0 | 0 | 0 | 0 | 0 | 0 | 0 | 0 | 0 | 0 | 0 | 0 | 0 | 0 | 0 | 0 | 0 | 0 | 0 | 0 | 0 | 0 | 0 | 0 | 0 | 0 | 0 | 0 | 0 | 0 | 0 | 0
F3_Commercial_Office_Existing_Miscellaneous_Natural Gas_Pool Heater_E8 | F3 | Commercial | Office | Existing | Miscellaneous | Natural Gas | Pool Heater | E8 | System - kBTUs of Consumption | 0 | 0 | 0 | 0 | 0 | 0 | 0 | 0 | 0 | 0 | 0 | 0 | 0 | 0 | 0 | 0 | 0 | 0 | 0 | 0 | 0 | 0 | 0 | 0 | 0 | 0 | 0 | 0 | 0 | 0 | 0 | 0 | 0 | 0 | 0 | 0 | 0 | 0 | 0 | 0 | 0 | 0
F3_Commercial_Office_Existing_Miscellaneous_Natural Gas_Pool Heater_E9 | F3 | Commercial | Office | Existing | Miscellaneous | Natural Gas | Pool Heater | E9 | System - kBTUs of Consumption | 0 | 0 | 0 | 0 | 0 | 0 | 0 | 0 | 0 | 0 | 0 | 0 | 0 | 0 | 0 | 0 | 0 | 0 | 0 | 0 | 0 | 0 | 0 | 0 | 0 | 0 | 0 | 0 | 0 | 0 | 0 | 0 | 0 | 0 | 0 | 0 | 0 | 0 | 0 | 0 | 0 | 0
F3_Commercial_Office_Existing_Miscellaneous_Natural Gas_Pool Heater_E10 | F3 | Commercial | Office | Existing | Miscellaneous | Natural Gas | Pool Heater | E10 | System - kBTUs of Consumption | 0 | 0 | 0 | 0 | 0 | 0 | 0 | 0 | 0 | 0 | 0 | 0 | 0 | 0 | 0 | 0 | 0 | 0 | 0 | 0 | 0 | 0 | 0 | 0 | 0 | 0 | 0 | 0 | 0 | 0 | 0 | 0 | 0 | 0 | 0 | 0 | 0 | 0 | 0 | 0 | 0 | 0
F4_Commercial_Office_Existing_Miscellaneous_Natural Gas_Pool Heater_E1 | F4 | Commercial | Office | Existing | Miscellaneous | Natural Gas | Pool Heater | E1 | Utility - Cost of Equipment | 0 | 0 | 0 | 0 | 0 | 0 | 0 | 0 | 0 | 0 | 0 | 0 | 0 | 0 | 0 | 0 | 0 | 0 | 0 | 0 | 0 | 0 | 0 | 0 | 0 | 0 | 0 | 0 | 0 | 0 | 0 | 0 | 0 | 0 | 0 | 0 | 0 | 0 | 0 | 0 | 0 | 0
F4_Commercial_Office_Existing_Miscellaneous_Natural Gas_Pool Heater_E2 | F4 | Commercial | Office | Existing | Miscellaneous | Natural Gas | Pool Heater | E2 | Utility - Cost of Equipment | 0 | 0 | 0 | 0 | 0 | 0 | 0 | 0 | 0 | 0 | 0 | 0 | 0 | 0 | 0 | 0 | 0 | 0 | 0 | 0 | 0 | 0 | 0 | 0 | 0 | 0 | 0 | 0 | 0 | 0 | 0 | 0 | 0 | 0 | 0 | 0 | 0 | 0 | 0 | 0 | 0 | 0
F4_Commercial_Office_Existing_Miscellaneous_Natural Gas_Pool Heater_E3 | F4 | Commercial | Office | Existing | Miscellaneous | Natural Gas | Pool Heater | E3 | Utility - Cost of Equipment | 0 | 0 | 0 | 0 | 0 | 0 | 0 | 0 | 0 | 0 | 0 | 0 | 0 | 0 | 0 | 0 | 0 | 0 | 0 | 0 | 0 | 0 | 0 | 0 | 0 | 0 | 0 | 0 | 0 | 0 | 0 | 0 | 0 | 0 | 0 | 0 | 0 | 0 | 0 | 0 | 0 | 0
F4_Commercial_Office_Existing_Miscellaneous_Natural Gas_Pool Heater_E4 | F4 | Commercial | Office | Existing | Miscellaneous | Natural Gas | Pool Heater | E4 | Utility - Cost of Equipment | 0 | 0 | 0 | 0 | 0 | 0 | 0 | 0 | 0 | 0 | 0 | 0 | 0 | 0 | 0 | 0 | 0 | 0 | 0 | 0 | 0 | 0 | 0 | 0 | 0 | 0 | 0 | 0 | 0 | 0 | 0 | 0 | 0 | 0 | 0 | 0 | 0 | 0 | 0 | 0 | 0 | 0
F4_Commercial_Office_Existing_Miscellaneous_Natural Gas_Pool Heater_E5 | F4 | Commercial | Office | Existing | Miscellaneous | Natural Gas | Pool Heater | E5 | Utility - Cost of Equipment | 0 | 0 | 0 | 0 | 0 | 0 | 0 | 0 | 0 | 0 | 0 | 0 | 0 | 0 | 0 | 0 | 0 | 0 | 0 | 0 | 0 | 0 | 0 | 0 | 0 | 0 | 0 | 0 | 0 | 0 | 0 | 0 | 0 | 0 | 0 | 0 | 0 | 0 | 0 | 0 | 0 | 0
F4_Commercial_Office_Existing_Miscellaneous_Natural Gas_Pool Heater_E6 | F4 | Commercial | Office | Existing | Miscellaneous | Natural Gas | Pool Heater | E6 | Utility - Cost of Equipment | 0 | 0 | 0 | 0 | 0 | 0 | 0 | 0 | 0 | 0 | 0 | 0 | 0 | 0 | 0 | 0 | 0 | 0 | 0 | 0 | 0 | 0 | 0 | 0 | 0 | 0 | 0 | 0 | 0 | 0 | 0 | 0 | 0 | 0 | 0 | 0 | 0 | 0 | 0 | 0 | 0 | 0
F4_Commercial_Office_Existing_Miscellaneous_Natural Gas_Pool Heater_E7 | F4 | Commercial | Office | Existing | Miscellaneous | Natural Gas | Pool Heater | E7 | Utility - Cost of Equipment | 0 | 0 | 0 | 0 | 0 | 0 | 0 | 0 | 0 | 0 | 0 | 0 | 0 | 0 | 0 | 0 | 0 | 0 | 0 | 0 | 0 | 0 | 0 | 0 | 0 | 0 | 0 | 0 | 0 | 0 | 0 | 0 | 0 | 0 | 0 | 0 | 0 | 0 | 0 | 0 | 0 | 0
F4_Commercial_Office_Existing_Miscellaneous_Natural Gas_Pool Heater_E8 | F4 | Commercial | Office | Existing | Miscellaneous | Natural Gas | Pool Heater | E8 | Utility - Cost of Equipment | 0 | 0 | 0 | 0 | 0 | 0 | 0 | 0 | 0 | 0 | 0 | 0 | 0 | 0 | 0 | 0 | 0 | 0 | 0 | 0 | 0 | 0 | 0 | 0 | 0 | 0 | 0 | 0 | 0 | 0 | 0 | 0 | 0 | 0 | 0 | 0 | 0 | 0 | 0 | 0 | 0 | 0
F4_Commercial_Office_Existing_Miscellaneous_Natural Gas_Pool Heater_E9 | F4 | Commercial | Office | Existing | Miscellaneous | Natural Gas | Pool Heater | E9 | Utility - Cost of Equipment | 0 | 0 | 0 | 0 | 0 | 0 | 0 | 0 | 0 | 0 | 0 | 0 | 0 | 0 | 0 | 0 | 0 | 0 | 0 | 0 | 0 | 0 | 0 | 0 | 0 | 0 | 0 | 0 | 0 | 0 | 0 | 0 | 0 | 0 | 0 | 0 | 0 | 0 | 0 | 0 | 0 | 0
F4_Commercial_Office_Existing_Miscellaneous_Natural Gas_Pool Heater_E10 | F4 | Commercial | Office | Existing | Miscellaneous | Natural Gas | Pool Heater | E10 | Utility - Cost of Equipment | 0 | 0 | 0 | 0 | 0 | 0 | 0 | 0 | 0 | 0 | 0 | 0 | 0 | 0 | 0 | 0 | 0 | 0 | 0 | 0 | 0 | 0 | 0 | 0 | 0 | 0 | 0 | 0 | 0 | 0 | 0 | 0 | 0 | 0 | 0 | 0 | 0 | 0 | 0 | 0 | 0 | 0
F5_Commercial_Office_Existing_Miscellaneous_Natural Gas_Pool Heater_E1 | F5 | Commercial | Office | Existing | Miscellaneous | Natural Gas | Pool Heater | E1 | Utility - Cost of Operation | 0.0025602 | 0.0025602 | 0.0025602 | 0.0025602 | 0.0025602 | 0.0025602 | 0.0025602 | 0.0025602 | 0.0025602 | 0.0025602 | 0.0025602 | 0.0025602 | 0.0025602 | 0.0025602 | 0.0025602 | 0.0025602 | 0.0025602 | 0.0025602 | 0.0025602 | 0.0025602 | 0.0025602 | 0.0025602 | 0.0025602 | 0.0025602 | 0.0025602 | 0.0025602 | 0.0025602 | 0.0025602 | 0.0025602 | 0.0025602 | 0.0025602 | 0.0025602 | 0.0025602 | 0 | 0 | 0 | 0 | 0 | 0 | 0 | 0 | 0
F5_Commercial_Office_Existing_Miscellaneous_Natural Gas_Pool Heater_E2 | F5 | Commercial | Office | Existing | Miscellaneous | Natural Gas | Pool Heater | E2 | Utility - Cost of Operation | 0.004192 | 0.004192 | 0.004192 | 0.004192 | 0.004192 | 0.004192 | 0.004192 | 0.004192 | 0.004192 | 0.004192 | 0.004192 | 0.004192 | 0.004192 | 0.004192 | 0.004192 | 0.004192 | 0.004192 | 0.004192 | 0.004192 | 0.004192 | 0.004192 | 0.004192 | 0.004192 | 0.004192 | 0.004192 | 0.004192 | 0.004192 | 0.004192 | 0.004192 | 0.004192 | 0.004192 | 0.004192 | 0.004192 | 0 | 0 | 0 | 0 | 0 | 0 | 0 | 0 | 0
F5_Commercial_Office_Existing_Miscellaneous_Natural Gas_Pool Heater_E3 | F5 | Commercial | Office | Existing | Miscellaneous | Natural Gas | Pool Heater | E3 | Utility - Cost of Operation | 0 | 0 | 0 | 0 | 0 | 0 | 0 | 0 | 0 | 0 | 0 | 0 | 0 | 0 | 0 | 0 | 0 | 0 | 0 | 0 | 0 | 0 | 0 | 0 | 0 | 0 | 0 | 0 | 0 | 0 | 0 | 0 | 0 | 0 | 0 | 0 | 0 | 0 | 0 | 0 | 0 | 0
F5_Commercial_Office_Existing_Miscellaneous_Natural Gas_Pool Heater_E4 | F5 | Commercial | Office | Existing | Miscellaneous | Natural Gas | Pool Heater | E4 | Utility - Cost of Operation | 0 | 0 | 0 | 0 | 0 | 0 | 0 | 0 | 0 | 0 | 0 | 0 | 0 | 0 | 0 | 0 | 0 | 0 | 0 | 0 | 0 | 0 | 0 | 0 | 0 | 0 | 0 | 0 | 0 | 0 | 0 | 0 | 0 | 0 | 0 | 0 | 0 | 0 | 0 | 0 | 0 | 0
F5_Commercial_Office_Existing_Miscellaneous_Natural Gas_Pool Heater_E5 | F5 | Commercial | Office | Existing | Miscellaneous | Natural Gas | Pool Heater | E5 | Utility - Cost of Operation | 0 | 0 | 0 | 0 | 0 | 0 | 0 | 0 | 0 | 0 | 0 | 0 | 0 | 0 | 0 | 0 | 0 | 0 | 0 | 0 | 0 | 0 | 0 | 0 | 0 | 0 | 0 | 0 | 0 | 0 | 0 | 0 | 0 | 0 | 0 | 0 | 0 | 0 | 0 | 0 | 0 | 0
F5_Commercial_Office_Existing_Miscellaneous_Natural Gas_Pool Heater_E6 | F5 | Commercial | Office | Existing | Miscellaneous | Natural Gas | Pool Heater | E6 | Utility - Cost of Operation | 0 | 0 | 0 | 0 | 0 | 0 | 0 | 0 | 0 | 0 | 0 | 0 | 0 | 0 | 0 | 0 | 0 | 0 | 0 | 0 | 0 | 0 | 0 | 0 | 0 | 0 | 0 | 0 | 0 | 0 | 0 | 0 | 0 | 0 | 0 | 0 | 0 | 0 | 0 | 0 | 0 | 0
F5_Commercial_Office_Existing_Miscellaneous_Natural Gas_Pool Heater_E7 | F5 | Commercial | Office | Existing | Miscellaneous | Natural Gas | Pool Heater | E7 | Utility - Cost of Operation | 0 | 0 | 0 | 0 | 0 | 0 | 0 | 0 | 0 | 0 | 0 | 0 | 0 | 0 | 0 | 0 | 0 | 0 | 0 | 0 | 0 | 0 | 0 | 0 | 0 | 0 | 0 | 0 | 0 | 0 | 0 | 0 | 0 | 0 | 0 | 0 | 0 | 0 | 0 | 0 | 0 | 0
F5_Commercial_Office_Existing_Miscellaneous_Natural Gas_Pool Heater_E8 | F5 | Commercial | Office | Existing | Miscellaneous | Natural Gas | Pool Heater | E8 | Utility - Cost of Operation | 0 | 0 | 0 | 0 | 0 | 0 | 0 | 0 | 0 | 0 | 0 | 0 | 0 | 0 | 0 | 0 | 0 | 0 | 0 | 0 | 0 | 0 | 0 | 0 | 0 | 0 | 0 | 0 | 0 | 0 | 0 | 0 | 0 | 0 | 0 | 0 | 0 | 0 | 0 | 0 | 0 | 0
F5_Commercial_Office_Existing_Miscellaneous_Natural Gas_Pool Heater_E9 | F5 | Commercial | Office | Existing | Miscellaneous | Natural Gas | Pool Heater | E9 | Utility - Cost of Operation | 0 | 0 | 0 | 0 | 0 | 0 | 0 | 0 | 0 | 0 | 0 | 0 | 0 | 0 | 0 | 0 | 0 | 0 | 0 | 0 | 0 | 0 | 0 | 0 | 0 | 0 | 0 | 0 | 0 | 0 | 0 | 0 | 0 | 0 | 0 | 0 | 0 | 0 | 0 | 0 | 0 | 0
F5_Commercial_Office_Existing_Miscellaneous_Natural Gas_Pool Heater_E10 | F5 | Commercial | Office | Existing | Miscellaneous | Natural Gas | Pool Heater | E10 | Utility - Cost of Operation | 0 | 0 | 0 | 0 | 0 | 0 | 0 | 0 | 0 | 0 | 0 | 0 | 0 | 0 | 0 | 0 | 0 | 0 | 0 | 0 | 0 | 0 | 0 | 0 | 0 | 0 | 0 | 0 | 0 | 0 | 0 | 0 | 0 | 0 | 0 | 0 | 0 | 0 | 0 | 0 | 0 | 0
F6_Commercial_Office_Existing_Miscellaneous_Natural Gas_Pool Heater_E1 | F6 | Commercial | Office | Existing | Miscellaneous | Natural Gas | Pool Heater | E1 | Utility - Value of Sales | 0.010152 | 0.010152 | 0.010152 | 0.010152 | 0.010152 | 0.010152 | 0.010152 | 0.010152 | 0.010152 | 0.010152 | 0.010152 | 0.010152 | 0.010152 | 0.010152 | 0.010152 | 0.010152 | 0.010152 | 0.010152 | 0.010152 | 0.010152 | 0.010152 | 0.010152 | 0.010152 | 0.010152 | 0.010152 | 0.010152 | 0.010152 | 0.010152 | 0.010152 | 0.010152 | 0.010152 | 0.010152 | 0.010152 | 0 | 0 | 0 | 0 | 0 | 0 | 0 | 0 | 0
F6_Commercial_Office_Existing_Miscellaneous_Natural Gas_Pool Heater_E2 | F6 | Commercial | Office | Existing | Miscellaneous | Natural Gas | Pool Heater | E2 | Utility - Value of Sales | 0.0086294 | 0.0086294 | 0.0086294 | 0.0086294 | 0.0086294 | 0.0086294 | 0.0086294 | 0.0086294 | 0.0086294 | 0.0086294 | 0.0086294 | 0.0086294 | 0.0086294 | 0.0086294 | 0.0086294 | 0.0086294 | 0.0086294 | 0.0086294 | 0.0086294 | 0.0086294 | 0.0086294 | 0.0086294 | 0.0086294 | 0.0086294 | 0.0086294 | 0.0086294 | 0.0086294 | 0.0086294 | 0.0086294 | 0.0086294 | 0.0086294 | 0.0086294 | 0.0086294 | 0 | 0 | 0 | 0 | 0 | 0 | 0 | 0 | 0
F6_Commercial_Office_Existing_Miscellaneous_Natural Gas_Pool Heater_E3 | F6 | Commercial | Office | Existing | Miscellaneous | Natural Gas | Pool Heater | E3 | Utility - Value of Sales | 0 | 0 | 0 | 0 | 0 | 0 | 0 | 0 | 0 | 0 | 0 | 0 | 0 | 0 | 0 | 0 | 0 | 0 | 0 | 0 | 0 | 0 | 0 | 0 | 0 | 0 | 0 | 0 | 0 | 0 | 0 | 0 | 0 | 0 | 0 | 0 | 0 | 0 | 0 | 0 | 0 | 0
F6_Commercial_Office_Existing_Miscellaneous_Natural Gas_Pool Heater_E4 | F6 | Commercial | Office | Existing | Miscellaneous | Natural Gas | Pool Heater | E4 | Utility - Value of Sales | 0 | 0 | 0 | 0 | 0 | 0 | 0 | 0 | 0 | 0 | 0 | 0 | 0 | 0 | 0 | 0 | 0 | 0 | 0 | 0 | 0 | 0 | 0 | 0 | 0 | 0 | 0 | 0 | 0 | 0 | 0 | 0 | 0 | 0 | 0 | 0 | 0 | 0 | 0 | 0 | 0 | 0
F6_Commercial_Office_Existing_Miscellaneous_Natural Gas_Pool Heater_E5 | F6 | Commercial | Office | Existing | Miscellaneous | Natural Gas | Pool Heater | E5 | Utility - Value of Sales | 0 | 0 | 0 | 0 | 0 | 0 | 0 | 0 | 0 | 0 | 0 | 0 | 0 | 0 | 0 | 0 | 0 | 0 | 0 | 0 | 0 | 0 | 0 | 0 | 0 | 0 | 0 | 0 | 0 | 0 | 0 | 0 | 0 | 0 | 0 | 0 | 0 | 0 | 0 | 0 | 0 | 0
F6_Commercial_Office_Existing_Miscellaneous_Natural Gas_Pool Heater_E6 | F6 | Commercial | Office | Existing | Miscellaneous | Natural Gas | Pool Heater | E6 | Utility - Value of Sales | 0 | 0 | 0 | 0 | 0 | 0 | 0 | 0 | 0 | 0 | 0 | 0 | 0 | 0 | 0 | 0 | 0 | 0 | 0 | 0 | 0 | 0 | 0 | 0 | 0 | 0 | 0 | 0 | 0 | 0 | 0 | 0 | 0 | 0 | 0 | 0 | 0 | 0 | 0 | 0 | 0 | 0
F6_Commercial_Office_Existing_Miscellaneous_Natural Gas_Pool Heater_E7 | F6 | Commercial | Office | Existing | Miscellaneous | Natural Gas | Pool Heater | E7 | Utility - Value of Sales | 0 | 0 | 0 | 0 | 0 | 0 | 0 | 0 | 0 | 0 | 0 | 0 | 0 | 0 | 0 | 0 | 0 | 0 | 0 | 0 | 0 | 0 | 0 | 0 | 0 | 0 | 0 | 0 | 0 | 0 | 0 | 0 | 0 | 0 | 0 | 0 | 0 | 0 | 0 | 0 | 0 | 0
F6_Commercial_Office_Existing_Miscellaneous_Natural Gas_Pool Heater_E8 | F6 | Commercial | Office | Existing | Miscellaneous | Natural Gas | Pool Heater | E8 | Utility - Value of Sales | 0 | 0 | 0 | 0 | 0 | 0 | 0 | 0 | 0 | 0 | 0 | 0 | 0 | 0 | 0 | 0 | 0 | 0 | 0 | 0 | 0 | 0 | 0 | 0 | 0 | 0 | 0 | 0 | 0 | 0 | 0 | 0 | 0 | 0 | 0 | 0 | 0 | 0 | 0 | 0 | 0 | 0
F6_Commercial_Office_Existing_Miscellaneous_Natural Gas_Pool Heater_E9 | F6 | Commercial | Office | Existing | Miscellaneous | Natural Gas | Pool Heater | E9 | Utility - Value of Sales | 0 | 0 | 0 | 0 | 0 | 0 | 0 | 0 | 0 | 0 | 0 | 0 | 0 | 0 | 0 | 0 | 0 | 0 | 0 | 0 | 0 | 0 | 0 | 0 | 0 | 0 | 0 | 0 | 0 | 0 | 0 | 0 | 0 | 0 | 0 | 0 | 0 | 0 | 0 | 0 | 0 | 0
F6_Commercial_Office_Existing_Miscellaneous_Natural Gas_Pool Heater_E10 | F6 | Commercial | Office | Existing | Miscellaneous | Natural Gas | Pool Heater | E10 | Utility - Value of Sales | 0 | 0 | 0 | 0 | 0 | 0 | 0 | 0 | 0 | 0 | 0 | 0 | 0 | 0 | 0 | 0 | 0 | 0 | 0 | 0 | 0 | 0 | 0 | 0 | 0 | 0 | 0 | 0 | 0 | 0 | 0 | 0 | 0 | 0 | 0 | 0 | 0 | 0 | 0 | 0 | 0 | 0
F1_Commercial_Office_Existing_Miscellaneous_Natural Gas_Miscellaneous_E1 | F1 | Commercial | Office | Existing | Miscellaneous | Natural Gas | Miscellaneous | E1 | RVT - Cost of Equipment | 0 | 0 | 0 | 0 | 0 | 0 | 0 | 0 | 0 | 0 | 0 | 0 | 0 | 0 | 0 | 0 | 0 | 0 | 0 | 0 | 0 | 0 | 0 | 0 | 0 | 0 | 0 | 0 | 0 | 0 | 0 | 0 | 0 | 0 | 0 | 0 | 0 | 0 | 0 | 0 | 0 | 0
F1_Commercial_Office_Existing_Miscellaneous_Natural Gas_Miscellaneous_E2 | F1 | Commercial | Office | Existing | Miscellaneous | Natural Gas | Miscellaneous | E2 | RVT - Cost of Equipment | 0 | 0 | 0 | 0 | 0 | 0 | 0 | 0 | 0 | 0 | 0 | 0 | 0 | 0 | 0 | 0 | 0 | 0 | 0 | 0 | 0 | 0 | 0 | 0 | 0 | 0 | 0 | 0 | 0 | 0 | 0 | 0 | 0 | 0 | 0 | 0 | 0 | 0 | 0 | 0 | 0 | 0
F1_Commercial_Office_Existing_Miscellaneous_Natural Gas_Miscellaneous_E3 | F1 | Commercial | Office | Existing | Miscellaneous | Natural Gas | Miscellaneous | E3 | RVT - Cost of Equipment | 0 | 0 | 0 | 0 | 0 | 0 | 0 | 0 | 0 | 0 | 0 | 0 | 0 | 0 | 0 | 0 | 0 | 0 | 0 | 0 | 0 | 0 | 0 | 0 | 0 | 0 | 0 | 0 | 0 | 0 | 0 | 0 | 0 | 0 | 0 | 0 | 0 | 0 | 0 | 0 | 0 | 0
F1_Commercial_Office_Existing_Miscellaneous_Natural Gas_Miscellaneous_E4 | F1 | Commercial | Office | Existing | Miscellaneous | Natural Gas | Miscellaneous | E4 | RVT - Cost of Equipment | 0 | 0 | 0 | 0 | 0 | 0 | 0 | 0 | 0 | 0 | 0 | 0 | 0 | 0 | 0 | 0 | 0 | 0 | 0 | 0 | 0 | 0 | 0 | 0 | 0 | 0 | 0 | 0 | 0 | 0 | 0 | 0 | 0 | 0 | 0 | 0 | 0 | 0 | 0 | 0 | 0 | 0
F1_Commercial_Office_Existing_Miscellaneous_Natural Gas_Miscellaneous_E5 | F1 | Commercial | Office | Existing | Miscellaneous | Natural Gas | Miscellaneous | E5 | RVT - Cost of Equipment | 0 | 0 | 0 | 0 | 0 | 0 | 0 | 0 | 0 | 0 | 0 | 0 | 0 | 0 | 0 | 0 | 0 | 0 | 0 | 0 | 0 | 0 | 0 | 0 | 0 | 0 | 0 | 0 | 0 | 0 | 0 | 0 | 0 | 0 | 0 | 0 | 0 | 0 | 0 | 0 | 0 | 0
F1_Commercial_Office_Existing_Miscellaneous_Natural Gas_Miscellaneous_E6 | F1 | Commercial | Office | Existing | Miscellaneous | Natural Gas | Miscellaneous | E6 | RVT - Cost of Equipment | 0 | 0 | 0 | 0 | 0 | 0 | 0 | 0 | 0 | 0 | 0 | 0 | 0 | 0 | 0 | 0 | 0 | 0 | 0 | 0 | 0 | 0 | 0 | 0 | 0 | 0 | 0 | 0 | 0 | 0 | 0 | 0 | 0 | 0 | 0 | 0 | 0 | 0 | 0 | 0 | 0 | 0
F1_Commercial_Office_Existing_Miscellaneous_Natural Gas_Miscellaneous_E7 | F1 | Commercial | Office | Existing | Miscellaneous | Natural Gas | Miscellaneous | E7 | RVT - Cost of Equipment | 0 | 0 | 0 | 0 | 0 | 0 | 0 | 0 | 0 | 0 | 0 | 0 | 0 | 0 | 0 | 0 | 0 | 0 | 0 | 0 | 0 | 0 | 0 | 0 | 0 | 0 | 0 | 0 | 0 | 0 | 0 | 0 | 0 | 0 | 0 | 0 | 0 | 0 | 0 | 0 | 0 | 0
F1_Commercial_Office_Existing_Miscellaneous_Natural Gas_Miscellaneous_E8 | F1 | Commercial | Office | Existing | Miscellaneous | Natural Gas | Miscellaneous | E8 | RVT - Cost of Equipment | 0 | 0 | 0 | 0 | 0 | 0 | 0 | 0 | 0 | 0 | 0 | 0 | 0 | 0 | 0 | 0 | 0 | 0 | 0 | 0 | 0 | 0 | 0 | 0 | 0 | 0 | 0 | 0 | 0 | 0 | 0 | 0 | 0 | 0 | 0 | 0 | 0 | 0 | 0 | 0 | 0 | 0
F1_Commercial_Office_Existing_Miscellaneous_Natural Gas_Miscellaneous_E9 | F1 | Commercial | Office | Existing | Miscellaneous | Natural Gas | Miscellaneous | E9 | RVT - Cost of Equipment | 0 | 0 | 0 | 0 | 0 | 0 | 0 | 0 | 0 | 0 | 0 | 0 | 0 | 0 | 0 | 0 | 0 | 0 | 0 | 0 | 0 | 0 | 0 | 0 | 0 | 0 | 0 | 0 | 0 | 0 | 0 | 0 | 0 | 0 | 0 | 0 | 0 | 0 | 0 | 0 | 0 | 0
F1_Commercial_Office_Existing_Miscellaneous_Natural Gas_Miscellaneous_E10 | F1 | Commercial | Office | Existing | Miscellaneous | Natural Gas | Miscellaneous | E10 | RVT - Cost of Equipment | 0 | 0 | 0 | 0 | 0 | 0 | 0 | 0 | 0 | 0 | 0 | 0 | 0 | 0 | 0 | 0 | 0 | 0 | 0 | 0 | 0 | 0 | 0 | 0 | 0 | 0 | 0 | 0 | 0 | 0 | 0 | 0 | 0 | 0 | 0 | 0 | 0 | 0 | 0 | 0 | 0 | 0
F2_Commercial_Office_Existing_Miscellaneous_Natural Gas_Miscellaneous_E1 | F2 | Commercial | Office | Existing | Miscellaneous | Natural Gas | Miscellaneous | E1 | RVT - Cost of Operation | 0 | 0 | 0 | 0 | 0 | 0 | 0 | 0 | 0 | 0 | 0 | 0 | 0 | 0 | 0 | 0 | 0 | 0 | 0 | 0 | 0 | 0 | 0 | 0 | 0 | 0 | 0 | 0 | 0 | 0 | 0 | 0 | 0 | 0 | 0 | 0 | 0 | 0 | 0 | 0 | 0 | 0
F2_Commercial_Office_Existing_Miscellaneous_Natural Gas_Miscellaneous_E2 | F2 | Commercial | Office | Existing | Miscellaneous | Natural Gas | Miscellaneous | E2 | RVT - Cost of Operation | 0 | 0 | 0 | 0 | 0 | 0 | 0 | 0 | 0 | 0 | 0 | 0 | 0 | 0 | 0 | 0 | 0 | 0 | 0 | 0 | 0 | 0 | 0 | 0 | 0 | 0 | 0 | 0 | 0 | 0 | 0 | 0 | 0 | 0 | 0 | 0 | 0 | 0 | 0 | 0 | 0 | 0
F2_Commercial_Office_Existing_Miscellaneous_Natural Gas_Miscellaneous_E3 | F2 | Commercial | Office | Existing | Miscellaneous | Natural Gas | Miscellaneous | E3 | RVT - Cost of Operation | 0 | 0 | 0 | 0 | 0 | 0 | 0 | 0 | 0 | 0 | 0 | 0 | 0 | 0 | 0 | 0 | 0 | 0 | 0 | 0 | 0 | 0 | 0 | 0 | 0 | 0 | 0 | 0 | 0 | 0 | 0 | 0 | 0 | 0 | 0 | 0 | 0 | 0 | 0 | 0 | 0 | 0
F2_Commercial_Office_Existing_Miscellaneous_Natural Gas_Miscellaneous_E4 | F2 | Commercial | Office | Existing | Miscellaneous | Natural Gas | Miscellaneous | E4 | RVT - Cost of Operation | 0 | 0 | 0 | 0 | 0 | 0 | 0 | 0 | 0 | 0 | 0 | 0 | 0 | 0 | 0 | 0 | 0 | 0 | 0 | 0 | 0 | 0 | 0 | 0 | 0 | 0 | 0 | 0 | 0 | 0 | 0 | 0 | 0 | 0 | 0 | 0 | 0 | 0 | 0 | 0 | 0 | 0
F2_Commercial_Office_Existing_Miscellaneous_Natural Gas_Miscellaneous_E5 | F2 | Commercial | Office | Existing | Miscellaneous | Natural Gas | Miscellaneous | E5 | RVT - Cost of Operation | 0 | 0 | 0 | 0 | 0 | 0 | 0 | 0 | 0 | 0 | 0 | 0 | 0 | 0 | 0 | 0 | 0 | 0 | 0 | 0 | 0 | 0 | 0 | 0 | 0 | 0 | 0 | 0 | 0 | 0 | 0 | 0 | 0 | 0 | 0 | 0 | 0 | 0 | 0 | 0 | 0 | 0
F2_Commercial_Office_Existing_Miscellaneous_Natural Gas_Miscellaneous_E6 | F2 | Commercial | Office | Existing | Miscellaneous | Natural Gas | Miscellaneous | E6 | RVT - Cost of Operation | 0 | 0 | 0 | 0 | 0 | 0 | 0 | 0 | 0 | 0 | 0 | 0 | 0 | 0 | 0 | 0 | 0 | 0 | 0 | 0 | 0 | 0 | 0 | 0 | 0 | 0 | 0 | 0 | 0 | 0 | 0 | 0 | 0 | 0 | 0 | 0 | 0 | 0 | 0 | 0 | 0 | 0
F2_Commercial_Office_Existing_Miscellaneous_Natural Gas_Miscellaneous_E7 | F2 | Commercial | Office | Existing | Miscellaneous | Natural Gas | Miscellaneous | E7 | RVT - Cost of Operation | 0 | 0 | 0 | 0 | 0 | 0 | 0 | 0 | 0 | 0 | 0 | 0 | 0 | 0 | 0 | 0 | 0 | 0 | 0 | 0 | 0 | 0 | 0 | 0 | 0 | 0 | 0 | 0 | 0 | 0 | 0 | 0 | 0 | 0 | 0 | 0 | 0 | 0 | 0 | 0 | 0 | 0
F2_Commercial_Office_Existing_Miscellaneous_Natural Gas_Miscellaneous_E8 | F2 | Commercial | Office | Existing | Miscellaneous | Natural Gas | Miscellaneous | E8 | RVT - Cost of Operation | 0 | 0 | 0 | 0 | 0 | 0 | 0 | 0 | 0 | 0 | 0 | 0 | 0 | 0 | 0 | 0 | 0 | 0 | 0 | 0 | 0 | 0 | 0 | 0 | 0 | 0 | 0 | 0 | 0 | 0 | 0 | 0 | 0 | 0 | 0 | 0 | 0 | 0 | 0 | 0 | 0 | 0
F2_Commercial_Office_Existing_Miscellaneous_Natural Gas_Miscellaneous_E9 | F2 | Commercial | Office | Existing | Miscellaneous | Natural Gas | Miscellaneous | E9 | RVT - Cost of Operation | 0 | 0 | 0 | 0 | 0 | 0 | 0 | 0 | 0 | 0 | 0 | 0 | 0 | 0 | 0 | 0 | 0 | 0 | 0 | 0 | 0 | 0 | 0 | 0 | 0 | 0 | 0 | 0 | 0 | 0 | 0 | 0 | 0 | 0 | 0 | 0 | 0 | 0 | 0 | 0 | 0 | 0
F2_Commercial_Office_Existing_Miscellaneous_Natural Gas_Miscellaneous_E10 | F2 | Commercial | Office | Existing | Miscellaneous | Natural Gas | Miscellaneous | E10 | RVT - Cost of Operation | 0 | 0 | 0 | 0 | 0 | 0 | 0 | 0 | 0 | 0 | 0 | 0 | 0 | 0 | 0 | 0 | 0 | 0 | 0 | 0 | 0 | 0 | 0 | 0 | 0 | 0 | 0 | 0 | 0 | 0 | 0 | 0 | 0 | 0 | 0 | 0 | 0 | 0 | 0 | 0 | 0 | 0
F3_Commercial_Office_Existing_Miscellaneous_Natural Gas_Miscellaneous_E1 | F3 | Commercial | Office | Existing | Miscellaneous | Natural Gas | Miscellaneous | E1 | System - kBTUs of Consumption | 0.000146 | 0.000146 | 0.000146 | 0.000146 | 0.000146 | 0.000146 | 0.000146 | 0.000146 | 0.000146 | 0.000146 | 0.000146 | 0.000146 | 0.000146 | 0.000146 | 0.000146 | 0.000146 | 0.000146 | 0.000146 | 0.000146 | 0.000146 | 0.000146 | 0.000146 | 0.000146 | 0.000146 | 0.000146 | 0.000146 | 0.000146 | 0.000146 | 0.000146 | 0.000146 | 0.000146 | 0.000146 | 0.000146 | 0 | 0 | 0 | 0 | 0 | 0 | 0 | 0 | 0
F3_Commercial_Office_Existing_Miscellaneous_Natural Gas_Miscellaneous_E2 | F3 | Commercial | Office | Existing | Miscellaneous | Natural Gas | Miscellaneous | E2 | System - kBTUs of Consumption | 0 | 0 | 0 | 0 | 0 | 0 | 0 | 0 | 0 | 0 | 0 | 0 | 0 | 0 | 0 | 0 | 0 | 0 | 0 | 0 | 0 | 0 | 0 | 0 | 0 | 0 | 0 | 0 | 0 | 0 | 0 | 0 | 0 | 0 | 0 | 0 | 0 | 0 | 0 | 0 | 0 | 0
F3_Commercial_Office_Existing_Miscellaneous_Natural Gas_Miscellaneous_E3 | F3 | Commercial | Office | Existing | Miscellaneous | Natural Gas | Miscellaneous | E3 | System - kBTUs of Consumption | 0 | 0 | 0 | 0 | 0 | 0 | 0 | 0 | 0 | 0 | 0 | 0 | 0 | 0 | 0 | 0 | 0 | 0 | 0 | 0 | 0 | 0 | 0 | 0 | 0 | 0 | 0 | 0 | 0 | 0 | 0 | 0 | 0 | 0 | 0 | 0 | 0 | 0 | 0 | 0 | 0 | 0
F3_Commercial_Office_Existing_Miscellaneous_Natural Gas_Miscellaneous_E4 | F3 | Commercial | Office | Existing | Miscellaneous | Natural Gas | Miscellaneous | E4 | System - kBTUs of Consumption | 0 | 0 | 0 | 0 | 0 | 0 | 0 | 0 | 0 | 0 | 0 | 0 | 0 | 0 | 0 | 0 | 0 | 0 | 0 | 0 | 0 | 0 | 0 | 0 | 0 | 0 | 0 | 0 | 0 | 0 | 0 | 0 | 0 | 0 | 0 | 0 | 0 | 0 | 0 | 0 | 0 | 0
F3_Commercial_Office_Existing_Miscellaneous_Natural Gas_Miscellaneous_E5 | F3 | Commercial | Office | Existing | Miscellaneous | Natural Gas | Miscellaneous | E5 | System - kBTUs of Consumption | 0 | 0 | 0 | 0 | 0 | 0 | 0 | 0 | 0 | 0 | 0 | 0 | 0 | 0 | 0 | 0 | 0 | 0 | 0 | 0 | 0 | 0 | 0 | 0 | 0 | 0 | 0 | 0 | 0 | 0 | 0 | 0 | 0 | 0 | 0 | 0 | 0 | 0 | 0 | 0 | 0 | 0
F3_Commercial_Office_Existing_Miscellaneous_Natural Gas_Miscellaneous_E6 | F3 | Commercial | Office | Existing | Miscellaneous | Natural Gas | Miscellaneous | E6 | System - kBTUs of Consumption | 0 | 0 | 0 | 0 | 0 | 0 | 0 | 0 | 0 | 0 | 0 | 0 | 0 | 0 | 0 | 0 | 0 | 0 | 0 | 0 | 0 | 0 | 0 | 0 | 0 | 0 | 0 | 0 | 0 | 0 | 0 | 0 | 0 | 0 | 0 | 0 | 0 | 0 | 0 | 0 | 0 | 0
F3_Commercial_Office_Existing_Miscellaneous_Natural Gas_Miscellaneous_E7 | F3 | Commercial | Office | Existing | Miscellaneous | Natural Gas | Miscellaneous | E7 | System - kBTUs of Consumption | 0 | 0 | 0 | 0 | 0 | 0 | 0 | 0 | 0 | 0 | 0 | 0 | 0 | 0 | 0 | 0 | 0 | 0 | 0 | 0 | 0 | 0 | 0 | 0 | 0 | 0 | 0 | 0 | 0 | 0 | 0 | 0 | 0 | 0 | 0 | 0 | 0 | 0 | 0 | 0 | 0 | 0
F3_Commercial_Office_Existing_Miscellaneous_Natural Gas_Miscellaneous_E8 | F3 | Commercial | Office | Existing | Miscellaneous | Natural Gas | Miscellaneous | E8 | System - kBTUs of Consumption | 0 | 0 | 0 | 0 | 0 | 0 | 0 | 0 | 0 | 0 | 0 | 0 | 0 | 0 | 0 | 0 | 0 | 0 | 0 | 0 | 0 | 0 | 0 | 0 | 0 | 0 | 0 | 0 | 0 | 0 | 0 | 0 | 0 | 0 | 0 | 0 | 0 | 0 | 0 | 0 | 0 | 0
F3_Commercial_Office_Existing_Miscellaneous_Natural Gas_Miscellaneous_E9 | F3 | Commercial | Office | Existing | Miscellaneous | Natural Gas | Miscellaneous | E9 | System - kBTUs of Consumption | 0 | 0 | 0 | 0 | 0 | 0 | 0 | 0 | 0 | 0 | 0 | 0 | 0 | 0 | 0 | 0 | 0 | 0 | 0 | 0 | 0 | 0 | 0 | 0 | 0 | 0 | 0 | 0 | 0 | 0 | 0 | 0 | 0 | 0 | 0 | 0 | 0 | 0 | 0 | 0 | 0 | 0
F3_Commercial_Office_Existing_Miscellaneous_Natural Gas_Miscellaneous_E10 | F3 | Commercial | Office | Existing | Miscellaneous | Natural Gas | Miscellaneous | E10 | System - kBTUs of Consumption | 0 | 0 | 0 | 0 | 0 | 0 | 0 | 0 | 0 | 0 | 0 | 0 | 0 | 0 | 0 | 0 | 0 | 0 | 0 | 0 | 0 | 0 | 0 | 0 | 0 | 0 | 0 | 0 | 0 | 0 | 0 | 0 | 0 | 0 | 0 | 0 | 0 | 0 | 0 | 0 | 0 | 0
F4_Commercial_Office_Existing_Miscellaneous_Natural Gas_Miscellaneous_E1 | F4 | Commercial | Office | Existing | Miscellaneous | Natural Gas | Miscellaneous | E1 | Utility - Cost of Equipment | 0 | 0 | 0 | 0 | 0 | 0 | 0 | 0 | 0 | 0 | 0 | 0 | 0 | 0 | 0 | 0 | 0 | 0 | 0 | 0 | 0 | 0 | 0 | 0 | 0 | 0 | 0 | 0 | 0 | 0 | 0 | 0 | 0 | 0 | 0 | 0 | 0 | 0 | 0 | 0 | 0 | 0
F4_Commercial_Office_Existing_Miscellaneous_Natural Gas_Miscellaneous_E2 | F4 | Commercial | Office | Existing | Miscellaneous | Natural Gas | Miscellaneous | E2 | Utility - Cost of Equipment | 0 | 0 | 0 | 0 | 0 | 0 | 0 | 0 | 0 | 0 | 0 | 0 | 0 | 0 | 0 | 0 | 0 | 0 | 0 | 0 | 0 | 0 | 0 | 0 | 0 | 0 | 0 | 0 | 0 | 0 | 0 | 0 | 0 | 0 | 0 | 0 | 0 | 0 | 0 | 0 | 0 | 0
F4_Commercial_Office_Existing_Miscellaneous_Natural Gas_Miscellaneous_E3 | F4 | Commercial | Office | Existing | Miscellaneous | Natural Gas | Miscellaneous | E3 | Utility - Cost of Equipment | 0 | 0 | 0 | 0 | 0 | 0 | 0 | 0 | 0 | 0 | 0 | 0 | 0 | 0 | 0 | 0 | 0 | 0 | 0 | 0 | 0 | 0 | 0 | 0 | 0 | 0 | 0 | 0 | 0 | 0 | 0 | 0 | 0 | 0 | 0 | 0 | 0 | 0 | 0 | 0 | 0 | 0
F4_Commercial_Office_Existing_Miscellaneous_Natural Gas_Miscellaneous_E4 | F4 | Commercial | Office | Existing | Miscellaneous | Natural Gas | Miscellaneous | E4 | Utility - Cost of Equipment | 0 | 0 | 0 | 0 | 0 | 0 | 0 | 0 | 0 | 0 | 0 | 0 | 0 | 0 | 0 | 0 | 0 | 0 | 0 | 0 | 0 | 0 | 0 | 0 | 0 | 0 | 0 | 0 | 0 | 0 | 0 | 0 | 0 | 0 | 0 | 0 | 0 | 0 | 0 | 0 | 0 | 0
F4_Commercial_Office_Existing_Miscellaneous_Natural Gas_Miscellaneous_E5 | F4 | Commercial | Office | Existing | Miscellaneous | Natural Gas | Miscellaneous | E5 | Utility - Cost of Equipment | 0 | 0 | 0 | 0 | 0 | 0 | 0 | 0 | 0 | 0 | 0 | 0 | 0 | 0 | 0 | 0 | 0 | 0 | 0 | 0 | 0 | 0 | 0 | 0 | 0 | 0 | 0 | 0 | 0 | 0 | 0 | 0 | 0 | 0 | 0 | 0 | 0 | 0 | 0 | 0 | 0 | 0
F4_Commercial_Office_Existing_Miscellaneous_Natural Gas_Miscellaneous_E6 | F4 | Commercial | Office | Existing | Miscellaneous | Natural Gas | Miscellaneous | E6 | Utility - Cost of Equipment | 0 | 0 | 0 | 0 | 0 | 0 | 0 | 0 | 0 | 0 | 0 | 0 | 0 | 0 | 0 | 0 | 0 | 0 | 0 | 0 | 0 | 0 | 0 | 0 | 0 | 0 | 0 | 0 | 0 | 0 | 0 | 0 | 0 | 0 | 0 | 0 | 0 | 0 | 0 | 0 | 0 | 0
F4_Commercial_Office_Existing_Miscellaneous_Natural Gas_Miscellaneous_E7 | F4 | Commercial | Office | Existing | Miscellaneous | Natural Gas | Miscellaneous | E7 | Utility - Cost of Equipment | 0 | 0 | 0 | 0 | 0 | 0 | 0 | 0 | 0 | 0 | 0 | 0 | 0 | 0 | 0 | 0 | 0 | 0 | 0 | 0 | 0 | 0 | 0 | 0 | 0 | 0 | 0 | 0 | 0 | 0 | 0 | 0 | 0 | 0 | 0 | 0 | 0 | 0 | 0 | 0 | 0 | 0
F4_Commercial_Office_Existing_Miscellaneous_Natural Gas_Miscellaneous_E8 | F4 | Commercial | Office | Existing | Miscellaneous | Natural Gas | Miscellaneous | E8 | Utility - Cost of Equipment | 0 | 0 | 0 | 0 | 0 | 0 | 0 | 0 | 0 | 0 | 0 | 0 | 0 | 0 | 0 | 0 | 0 | 0 | 0 | 0 | 0 | 0 | 0 | 0 | 0 | 0 | 0 | 0 | 0 | 0 | 0 | 0 | 0 | 0 | 0 | 0 | 0 | 0 | 0 | 0 | 0 | 0
F4_Commercial_Office_Existing_Miscellaneous_Natural Gas_Miscellaneous_E9 | F4 | Commercial | Office | Existing | Miscellaneous | Natural Gas | Miscellaneous | E9 | Utility - Cost of Equipment | 0 | 0 | 0 | 0 | 0 | 0 | 0 | 0 | 0 | 0 | 0 | 0 | 0 | 0 | 0 | 0 | 0 | 0 | 0 | 0 | 0 | 0 | 0 | 0 | 0 | 0 | 0 | 0 | 0 | 0 | 0 | 0 | 0 | 0 | 0 | 0 | 0 | 0 | 0 | 0 | 0 | 0
F4_Commercial_Office_Existing_Miscellaneous_Natural Gas_Miscellaneous_E10 | F4 | Commercial | Office | Existing | Miscellaneous | Natural Gas | Miscellaneous | E10 | Utility - Cost of Equipment | 0 | 0 | 0 | 0 | 0 | 0 | 0 | 0 | 0 | 0 | 0 | 0 | 0 | 0 | 0 | 0 | 0 | 0 | 0 | 0 | 0 | 0 | 0 | 0 | 0 | 0 | 0 | 0 | 0 | 0 | 0 | 0 | 0 | 0 | 0 | 0 | 0 | 0 | 0 | 0 | 0 | 0
F5_Commercial_Office_Existing_Miscellaneous_Natural Gas_Miscellaneous_E1 | F5 | Commercial | Office | Existing | Miscellaneous | Natural Gas | Miscellaneous | E1 | Utility - Cost of Operation | 0.000146 | 0.000146 | 0.000146 | 0.000146 | 0.000146 | 0.000146 | 0.000146 | 0.000146 | 0.000146 | 0.000146 | 0.000146 | 0.000146 | 0.000146 | 0.000146 | 0.000146 | 0.000146 | 0.000146 | 0.000146 | 0.000146 | 0.000146 | 0.000146 | 0.000146 | 0.000146 | 0.000146 | 0.000146 | 0.000146 | 0.000146 | 0.000146 | 0.000146 | 0.000146 | 0.000146 | 0.000146 | 0.000146 | 0 | 0 | 0 | 0 | 0 | 0 | 0 | 0 | 0
F5_Commercial_Office_Existing_Miscellaneous_Natural Gas_Miscellaneous_E2 | F5 | Commercial | Office | Existing | Miscellaneous | Natural Gas | Miscellaneous | E2 | Utility - Cost of Operation | 0 | 0 | 0 | 0 | 0 | 0 | 0 | 0 | 0 | 0 | 0 | 0 | 0 | 0 | 0 | 0 | 0 | 0 | 0 | 0 | 0 | 0 | 0 | 0 | 0 | 0 | 0 | 0 | 0 | 0 | 0 | 0 | 0 | 0 | 0 | 0 | 0 | 0 | 0 | 0 | 0 | 0
F5_Commercial_Office_Existing_Miscellaneous_Natural Gas_Miscellaneous_E3 | F5 | Commercial | Office | Existing | Miscellaneous | Natural Gas | Miscellaneous | E3 | Utility - Cost of Operation | 0 | 0 | 0 | 0 | 0 | 0 | 0 | 0 | 0 | 0 | 0 | 0 | 0 | 0 | 0 | 0 | 0 | 0 | 0 | 0 | 0 | 0 | 0 | 0 | 0 | 0 | 0 | 0 | 0 | 0 | 0 | 0 | 0 | 0 | 0 | 0 | 0 | 0 | 0 | 0 | 0 | 0
F5_Commercial_Office_Existing_Miscellaneous_Natural Gas_Miscellaneous_E4 | F5 | Commercial | Office | Existing | Miscellaneous | Natural Gas | Miscellaneous | E4 | Utility - Cost of Operation | 0 | 0 | 0 | 0 | 0 | 0 | 0 | 0 | 0 | 0 | 0 | 0 | 0 | 0 | 0 | 0 | 0 | 0 | 0 | 0 | 0 | 0 | 0 | 0 | 0 | 0 | 0 | 0 | 0 | 0 | 0 | 0 | 0 | 0 | 0 | 0 | 0 | 0 | 0 | 0 | 0 | 0
F5_Commercial_Office_Existing_Miscellaneous_Natural Gas_Miscellaneous_E5 | F5 | Commercial | Office | Existing | Miscellaneous | Natural Gas | Miscellaneous | E5 | Utility - Cost of Operation | 0 | 0 | 0 | 0 | 0 | 0 | 0 | 0 | 0 | 0 | 0 | 0 | 0 | 0 | 0 | 0 | 0 | 0 | 0 | 0 | 0 | 0 | 0 | 0 | 0 | 0 | 0 | 0 | 0 | 0 | 0 | 0 | 0 | 0 | 0 | 0 | 0 | 0 | 0 | 0 | 0 | 0
F5_Commercial_Office_Existing_Miscellaneous_Natural Gas_Miscellaneous_E6 | F5 | Commercial | Office | Existing | Miscellaneous | Natural Gas | Miscellaneous | E6 | Utility - Cost of Operation | 0 | 0 | 0 | 0 | 0 | 0 | 0 | 0 | 0 | 0 | 0 | 0 | 0 | 0 | 0 | 0 | 0 | 0 | 0 | 0 | 0 | 0 | 0 | 0 | 0 | 0 | 0 | 0 | 0 | 0 | 0 | 0 | 0 | 0 | 0 | 0 | 0 | 0 | 0 | 0 | 0 | 0
F5_Commercial_Office_Existing_Miscellaneous_Natural Gas_Miscellaneous_E7 | F5 | Commercial | Office | Existing | Miscellaneous | Natural Gas | Miscellaneous | E7 | Utility - Cost of Operation | 0 | 0 | 0 | 0 | 0 | 0 | 0 | 0 | 0 | 0 | 0 | 0 | 0 | 0 | 0 | 0 | 0 | 0 | 0 | 0 | 0 | 0 | 0 | 0 | 0 | 0 | 0 | 0 | 0 | 0 | 0 | 0 | 0 | 0 | 0 | 0 | 0 | 0 | 0 | 0 | 0 | 0
F5_Commercial_Office_Existing_Miscellaneous_Natural Gas_Miscellaneous_E8 | F5 | Commercial | Office | Existing | Miscellaneous | Natural Gas | Miscellaneous | E8 | Utility - Cost of Operation | 0 | 0 | 0 | 0 | 0 | 0 | 0 | 0 | 0 | 0 | 0 | 0 | 0 | 0 | 0 | 0 | 0 | 0 | 0 | 0 | 0 | 0 | 0 | 0 | 0 | 0 | 0 | 0 | 0 | 0 | 0 | 0 | 0 | 0 | 0 | 0 | 0 | 0 | 0 | 0 | 0 | 0
F5_Commercial_Office_Existing_Miscellaneous_Natural Gas_Miscellaneous_E9 | F5 | Commercial | Office | Existing | Miscellaneous | Natural Gas | Miscellaneous | E9 | Utility - Cost of Operation | 0 | 0 | 0 | 0 | 0 | 0 | 0 | 0 | 0 | 0 | 0 | 0 | 0 | 0 | 0 | 0 | 0 | 0 | 0 | 0 | 0 | 0 | 0 | 0 | 0 | 0 | 0 | 0 | 0 | 0 | 0 | 0 | 0 | 0 | 0 | 0 | 0 | 0 | 0 | 0 | 0 | 0
F5_Commercial_Office_Existing_Miscellaneous_Natural Gas_Miscellaneous_E10 | F5 | Commercial | Office | Existing | Miscellaneous | Natural Gas | Miscellaneous | E10 | Utility - Cost of Operation | 0 | 0 | 0 | 0 | 0 | 0 | 0 | 0 | 0 | 0 | 0 | 0 | 0 | 0 | 0 | 0 | 0 | 0 | 0 | 0 | 0 | 0 | 0 | 0 | 0 | 0 | 0 | 0 | 0 | 0 | 0 | 0 | 0 | 0 | 0 | 0 | 0 | 0 | 0 | 0 | 0 | 0
F6_Commercial_Office_Existing_Miscellaneous_Natural Gas_Miscellaneous_E1 | F6 | Commercial | Office | Existing | Miscellaneous | Natural Gas | Miscellaneous | E1 | Utility - Value of Sales | 0.00061193 | 0.00061193 | 0.00061193 | 0.00061193 | 0.00061193 | 0.00061193 | 0.00061193 | 0.00061193 | 0.00061193 | 0.00061193 | 0.00061193 | 0.00061193 | 0.00061193 | 0.00061193 | 0.00061193 | 0.00061193 | 0.00061193 | 0.00061193 | 0.00061193 | 0.00061193 | 0.00061193 | 0.00061193 | 0.00061193 | 0.00061193 | 0.00061193 | 0.00061193 | 0.00061193 | 0.00061193 | 0.00061193 | 0.00061193 | 0.00061193 | 0.00061193 | 0.00061193 | 0 | 0 | 0 | 0 | 0 | 0 | 0 | 0 | 0
F6_Commercial_Office_Existing_Miscellaneous_Natural Gas_Miscellaneous_E2 | F6 | Commercial | Office | Existing | Miscellaneous | Natural Gas | Miscellaneous | E2 | Utility - Value of Sales | 0 | 0 | 0 | 0 | 0 | 0 | 0 | 0 | 0 | 0 | 0 | 0 | 0 | 0 | 0 | 0 | 0 | 0 | 0 | 0 | 0 | 0 | 0 | 0 | 0 | 0 | 0 | 0 | 0 | 0 | 0 | 0 | 0 | 0 | 0 | 0 | 0 | 0 | 0 | 0 | 0 | 0
F6_Commercial_Office_Existing_Miscellaneous_Natural Gas_Miscellaneous_E3 | F6 | Commercial | Office | Existing | Miscellaneous | Natural Gas | Miscellaneous | E3 | Utility - Value of Sales | 0 | 0 | 0 | 0 | 0 | 0 | 0 | 0 | 0 | 0 | 0 | 0 | 0 | 0 | 0 | 0 | 0 | 0 | 0 | 0 | 0 | 0 | 0 | 0 | 0 | 0 | 0 | 0 | 0 | 0 | 0 | 0 | 0 | 0 | 0 | 0 | 0 | 0 | 0 | 0 | 0 | 0
F6_Commercial_Office_Existing_Miscellaneous_Natural Gas_Miscellaneous_E4 | F6 | Commercial | Office | Existing | Miscellaneous | Natural Gas | Miscellaneous | E4 | Utility - Value of Sales | 0 | 0 | 0 | 0 | 0 | 0 | 0 | 0 | 0 | 0 | 0 | 0 | 0 | 0 | 0 | 0 | 0 | 0 | 0 | 0 | 0 | 0 | 0 | 0 | 0 | 0 | 0 | 0 | 0 | 0 | 0 | 0 | 0 | 0 | 0 | 0 | 0 | 0 | 0 | 0 | 0 | 0
F6_Commercial_Office_Existing_Miscellaneous_Natural Gas_Miscellaneous_E5 | F6 | Commercial | Office | Existing | Miscellaneous | Natural Gas | Miscellaneous | E5 | Utility - Value of Sales | 0 | 0 | 0 | 0 | 0 | 0 | 0 | 0 | 0 | 0 | 0 | 0 | 0 | 0 | 0 | 0 | 0 | 0 | 0 | 0 | 0 | 0 | 0 | 0 | 0 | 0 | 0 | 0 | 0 | 0 | 0 | 0 | 0 | 0 | 0 | 0 | 0 | 0 | 0 | 0 | 0 | 0
F6_Commercial_Office_Existing_Miscellaneous_Natural Gas_Miscellaneous_E6 | F6 | Commercial | Office | Existing | Miscellaneous | Natural Gas | Miscellaneous | E6 | Utility - Value of Sales | 0 | 0 | 0 | 0 | 0 | 0 | 0 | 0 | 0 | 0 | 0 | 0 | 0 | 0 | 0 | 0 | 0 | 0 | 0 | 0 | 0 | 0 | 0 | 0 | 0 | 0 | 0 | 0 | 0 | 0 | 0 | 0 | 0 | 0 | 0 | 0 | 0 | 0 | 0 | 0 | 0 | 0
F6_Commercial_Office_Existing_Miscellaneous_Natural Gas_Miscellaneous_E7 | F6 | Commercial | Office | Existing | Miscellaneous | Natural Gas | Miscellaneous | E7 | Utility - Value of Sales | 0 | 0 | 0 | 0 | 0 | 0 | 0 | 0 | 0 | 0 | 0 | 0 | 0 | 0 | 0 | 0 | 0 | 0 | 0 | 0 | 0 | 0 | 0 | 0 | 0 | 0 | 0 | 0 | 0 | 0 | 0 | 0 | 0 | 0 | 0 | 0 | 0 | 0 | 0 | 0 | 0 | 0
F6_Commercial_Office_Existing_Miscellaneous_Natural Gas_Miscellaneous_E8 | F6 | Commercial | Office | Existing | Miscellaneous | Natural Gas | Miscellaneous | E8 | Utility - Value of Sales | 0 | 0 | 0 | 0 | 0 | 0 | 0 | 0 | 0 | 0 | 0 | 0 | 0 | 0 | 0 | 0 | 0 | 0 | 0 | 0 | 0 | 0 | 0 | 0 | 0 | 0 | 0 | 0 | 0 | 0 | 0 | 0 | 0 | 0 | 0 | 0 | 0 | 0 | 0 | 0 | 0 | 0
F6_Commercial_Office_Existing_Miscellaneous_Natural Gas_Miscellaneous_E9 | F6 | Commercial | Office | Existing | Miscellaneous | Natural Gas | Miscellaneous | E9 | Utility - Value of Sales | 0 | 0 | 0 | 0 | 0 | 0 | 0 | 0 | 0 | 0 | 0 | 0 | 0 | 0 | 0 | 0 | 0 | 0 | 0 | 0 | 0 | 0 | 0 | 0 | 0 | 0 | 0 | 0 | 0 | 0 | 0 | 0 | 0 | 0 | 0 | 0 | 0 | 0 | 0 | 0 | 0 | 0
F6_Commercial_Office_Existing_Miscellaneous_Natural Gas_Miscellaneous_E10 | F6 | Commercial | Office | Existing | Miscellaneous | Natural Gas | Miscellaneous | E10 | Utility - Value of Sales | 0 | 0 | 0 | 0 | 0 | 0 | 0 | 0 | 0 | 0 | 0 | 0 | 0 | 0 | 0 | 0 | 0 | 0 | 0 | 0 | 0 | 0 | 0 | 0 | 0 | 0 | 0 | 0 | 0 | 0 | 0 | 0 | 0 | 0 | 0 | 0 | 0 | 0 | 0 | 0 | 0 | 0
F1_Commercial_Office_New_Space Heating_Natural Gas_Furnace_E1 | F1 | Commercial | Office | New | Space Heating | Natural Gas | Furnace | E1 | RVT - Cost of Equipment | 0.18285 | 0.18302 | 0.18319 | 0.18346 | 0.18384 | 0.18441 | 0.18482 | 0.18513 | 0.18547 | 0.18579 | 0.18601 | 0.18615 | 0.18627 | 0.18638 | 0.18652 | 0.18658 | 0.18668 | 0.18688 | 0.18708 | 0.18732 | 0.1876 | 0.18783 | 0.18802 | 0.18815 | 0.18825 | 0.18827 | 0.18822 | 0.18812 | 0.18804 | 0.188 | 0.18803 | 0.18804 | 0.18804 | 0 | 0 | 0 | 0 | 0 | 0 | 0 | 0 | 0
F1_Commercial_Office_New_Space Heating_Natural Gas_Furnace_E2 | F1 | Commercial | Office | New | Space Heating | Natural Gas | Furnace | E2 | RVT - Cost of Equipment | 0.16254 | 0.16268 | 0.16284 | 0.16308 | 0.16341 | 0.16392 | 0.16428 | 0.16456 | 0.16487 | 0.16515 | 0.16535 | 0.16547 | 0.16557 | 0.16567 | 0.1658 | 0.16585 | 0.16594 | 0.16611 | 0.16629 | 0.1665 | 0.16675 | 0.16696 | 0.16712 | 0.16725 | 0.16733 | 0.16735 | 0.16731 | 0.16722 | 0.16715 | 0.16712 | 0.16714 | 0.16715 | 0.16715 | 0 | 0 | 0 | 0 | 0 | 0 | 0 | 0 | 0
F1_Commercial_Office_New_Space Heating_Natural Gas_Furnace_E3 | F1 | Commercial | Office | New | Space Heating | Natural Gas | Furnace | E3 | RVT - Cost of Equipment | 0.15238 | 0.15251 | 0.15266 | 0.15288 | 0.1532 | 0.15368 | 0.15401 | 0.15427 | 0.15456 | 0.15483 | 0.15501 | 0.15513 | 0.15523 | 0.15532 | 0.15544 | 0.15549 | 0.15557 | 0.15573 | 0.1559 | 0.1561 | 0.15633 | 0.15653 | 0.15668 | 0.1568 | 0.15687 | 0.15689 | 0.15685 | 0.15677 | 0.1567 | 0.15667 | 0.15669 | 0.1567 | 0.1567 | 0 | 0 | 0 | 0 | 0 | 0 | 0 | 0 | 0
F1_Commercial_Office_New_Space Heating_Natural Gas_Furnace_E4 | F1 | Commercial | Office | New | Space Heating | Natural Gas | Furnace | E4 | RVT - Cost of Equipment | 0.15119 | 0.15132 | 0.15146 | 0.15168 | 0.15202 | 0.15257 | 0.15292 | 0.15318 | 0.15348 | 0.15377 | 0.15396 | 0.15407 | 0.15419 | 0.15431 | 0.15447 | 0.15454 | 0.15467 | 0.15489 | 0.15511 | 0.15537 | 0.15567 | 0.15593 | 0.15613 | 0.15628 | 0.15638 | 0.15641 | 0.15636 | 0.15624 | 0.15616 | 0.15612 | 0.15615 | 0.15616 | 0.15616 | 0 | 0 | 0 | 0 | 0 | 0 | 0 | 0 | 0
F1_Commercial_Office_New_Space Heating_Natural Gas_Furnace_E5 | F1 | Commercial | Office | New | Space Heating | Natural Gas | Furnace | E5 | RVT - Cost of Equipment | 0 | 0 | 0 | 0 | 0 | 0 | 0 | 0 | 0 | 0 | 0 | 0 | 0 | 0 | 0 | 0 | 0 | 0 | 0 | 0 | 0 | 0 | 0 | 0 | 0 | 0 | 0 | 0 | 0 | 0 | 0 | 0 | 0 | 0 | 0 | 0 | 0 | 0 | 0 | 0 | 0 | 0
F1_Commercial_Office_New_Space Heating_Natural Gas_Furnace_E6 | F1 | Commercial | Office | New | Space Heating | Natural Gas | Furnace | E6 | RVT - Cost of Equipment | 0 | 0 | 0 | 0 | 0 | 0 | 0 | 0 | 0 | 0 | 0 | 0 | 0 | 0 | 0 | 0 | 0 | 0 | 0 | 0 | 0 | 0 | 0 | 0 | 0 | 0 | 0 | 0 | 0 | 0 | 0 | 0 | 0 | 0 | 0 | 0 | 0 | 0 | 0 | 0 | 0 | 0
F1_Commercial_Office_New_Space Heating_Natural Gas_Furnace_E7 | F1 | Commercial | Office | New | Space Heating | Natural Gas | Furnace | E7 | RVT - Cost of Equipment | 0 | 0 | 0 | 0 | 0 | 0 | 0 | 0 | 0 | 0 | 0 | 0 | 0 | 0 | 0 | 0 | 0 | 0 | 0 | 0 | 0 | 0 | 0 | 0 | 0 | 0 | 0 | 0 | 0 | 0 | 0 | 0 | 0 | 0 | 0 | 0 | 0 | 0 | 0 | 0 | 0 | 0
F1_Commercial_Office_New_Space Heating_Natural Gas_Furnace_E8 | F1 | Commercial | Office | New | Space Heating | Natural Gas | Furnace | E8 | RVT - Cost of Equipment | 0 | 0 | 0 | 0 | 0 | 0 | 0 | 0 | 0 | 0 | 0 | 0 | 0 | 0 | 0 | 0 | 0 | 0 | 0 | 0 | 0 | 0 | 0 | 0 | 0 | 0 | 0 | 0 | 0 | 0 | 0 | 0 | 0 | 0 | 0 | 0 | 0 | 0 | 0 | 0 | 0 | 0
F1_Commercial_Office_New_Space Heating_Natural Gas_Furnace_E9 | F1 | Commercial | Office | New | Space Heating | Natural Gas | Furnace | E9 | RVT - Cost of Equipment | 0 | 0 | 0 | 0 | 0 | 0 | 0 | 0 | 0 | 0 | 0 | 0 | 0 | 0 | 0 | 0 | 0 | 0 | 0 | 0 | 0 | 0 | 0 | 0 | 0 | 0 | 0 | 0 | 0 | 0 | 0 | 0 | 0 | 0 | 0 | 0 | 0 | 0 | 0 | 0 | 0 | 0
F1_Commercial_Office_New_Space Heating_Natural Gas_Furnace_E10 | F1 | Commercial | Office | New | Space Heating | Natural Gas | Furnace | E10 | RVT - Cost of Equipment | 0 | 0 | 0 | 0 | 0 | 0 | 0 | 0 | 0 | 0 | 0 | 0 | 0 | 0 | 0 | 0 | 0 | 0 | 0 | 0 | 0 | 0 | 0 | 0 | 0 | 0 | 0 | 0 | 0 | 0 | 0 | 0 | 0 | 0 | 0 | 0 | 0 | 0 | 0 | 0 | 0 | 0
F2_Commercial_Office_New_Space Heating_Natural Gas_Furnace_E1 | F2 | Commercial | Office | New | Space Heating | Natural Gas | Furnace | E1 | RVT - Cost of Operation | 0.21907 | 0.21927 | 0.21948 | 0.2198 | 0.22025 | 0.22094 | 0.22142 | 0.2218 | 0.22221 | 0.22259 | 0.22286 | 0.22302 | 0.22317 | 0.2233 | 0.22347 | 0.22354 | 0.22366 | 0.22389 | 0.22413 | 0.22442 | 0.22475 | 0.22503 | 0.22525 | 0.22542 | 0.22553 | 0.22556 | 0.2255 | 0.22538 | 0.22529 | 0.22524 | 0.22528 | 0.22529 | 0.22529 | 0 | 0 | 0 | 0 | 0 | 0 | 0 | 0 | 0
F2_Commercial_Office_New_Space Heating_Natural Gas_Furnace_E2 | F2 | Commercial | Office | New | Space Heating | Natural Gas | Furnace | E2 | RVT - Cost of Operation | 0.19473 | 0.1949 | 0.19509 | 0.19537 | 0.19578 | 0.19639 | 0.19682 | 0.19715 | 0.19752 | 0.19786 | 0.1981 | 0.19824 | 0.19837 | 0.19849 | 0.19864 | 0.1987 | 0.19881 | 0.19901 | 0.19923 | 0.19948 | 0.19978 | 0.20003 | 0.20023 | 0.20037 | 0.20047 | 0.2005 | 0.20045 | 0.20034 | 0.20026 | 0.20021 | 0.20024 | 0.20026 | 0.20026 | 0 | 0 | 0 | 0 | 0 | 0 | 0 | 0 | 0
F2_Commercial_Office_New_Space Heating_Natural Gas_Furnace_E3 | F2 | Commercial | Office | New | Space Heating | Natural Gas | Furnace | E3 | RVT - Cost of Operation | 0.18256 | 0.18272 | 0.1829 | 0.18316 | 0.18354 | 0.18412 | 0.18452 | 0.18483 | 0.18517 | 0.18549 | 0.18571 | 0.18585 | 0.18597 | 0.18608 | 0.18622 | 0.18628 | 0.18638 | 0.18658 | 0.18678 | 0.18702 | 0.1873 | 0.18753 | 0.18771 | 0.18785 | 0.18794 | 0.18797 | 0.18792 | 0.18782 | 0.18774 | 0.1877 | 0.18773 | 0.18774 | 0.18774 | 0 | 0 | 0 | 0 | 0 | 0 | 0 | 0 | 0
F2_Commercial_Office_New_Space Heating_Natural Gas_Furnace_E4 | F2 | Commercial | Office | New | Space Heating | Natural Gas | Furnace | E4 | RVT - Cost of Operation | 0.18113 | 0.18129 | 0.18146 | 0.18173 | 0.18213 | 0.18279 | 0.18321 | 0.18352 | 0.18388 | 0.18422 | 0.18445 | 0.18459 | 0.18473 | 0.18487 | 0.18506 | 0.18515 | 0.1853 | 0.18557 | 0.18584 | 0.18615 | 0.18651 | 0.18681 | 0.18705 | 0.18723 | 0.18735 | 0.18739 | 0.18732 | 0.18719 | 0.18709 | 0.18704 | 0.18707 | 0.18709 | 0.18709 | 0 | 0 | 0 | 0 | 0 | 0 | 0 | 0 | 0
F2_Commercial_Office_New_Space Heating_Natural Gas_Furnace_E5 | F2 | Commercial | Office | New | Space Heating | Natural Gas | Furnace | E5 | RVT - Cost of Operation | 0 | 0 | 0 | 0 | 0 | 0 | 0 | 0 | 0 | 0 | 0 | 0 | 0 | 0 | 0 | 0 | 0 | 0 | 0 | 0 | 0 | 0 | 0 | 0 | 0 | 0 | 0 | 0 | 0 | 0 | 0 | 0 | 0 | 0 | 0 | 0 | 0 | 0 | 0 | 0 | 0 | 0
F2_Commercial_Office_New_Space Heating_Natural Gas_Furnace_E6 | F2 | Commercial | Office | New | Space Heating | Natural Gas | Furnace | E6 | RVT - Cost of Operation | 0 | 0 | 0 | 0 | 0 | 0 | 0 | 0 | 0 | 0 | 0 | 0 | 0 | 0 | 0 | 0 | 0 | 0 | 0 | 0 | 0 | 0 | 0 | 0 | 0 | 0 | 0 | 0 | 0 | 0 | 0 | 0 | 0 | 0 | 0 | 0 | 0 | 0 | 0 | 0 | 0 | 0
F2_Commercial_Office_New_Space Heating_Natural Gas_Furnace_E7 | F2 | Commercial | Office | New | Space Heating | Natural Gas | Furnace | E7 | RVT - Cost of Operation | 0 | 0 | 0 | 0 | 0 | 0 | 0 | 0 | 0 | 0 | 0 | 0 | 0 | 0 | 0 | 0 | 0 | 0 | 0 | 0 | 0 | 0 | 0 | 0 | 0 | 0 | 0 | 0 | 0 | 0 | 0 | 0 | 0 | 0 | 0 | 0 | 0 | 0 | 0 | 0 | 0 | 0
F2_Commercial_Office_New_Space Heating_Natural Gas_Furnace_E8 | F2 | Commercial | Office | New | Space Heating | Natural Gas | Furnace | E8 | RVT - Cost of Operation | 0 | 0 | 0 | 0 | 0 | 0 | 0 | 0 | 0 | 0 | 0 | 0 | 0 | 0 | 0 | 0 | 0 | 0 | 0 | 0 | 0 | 0 | 0 | 0 | 0 | 0 | 0 | 0 | 0 | 0 | 0 | 0 | 0 | 0 | 0 | 0 | 0 | 0 | 0 | 0 | 0 | 0
F2_Commercial_Office_New_Space Heating_Natural Gas_Furnace_E9 | F2 | Commercial | Office | New | Space Heating | Natural Gas | Furnace | E9 | RVT - Cost of Operation | 0 | 0 | 0 | 0 | 0 | 0 | 0 | 0 | 0 | 0 | 0 | 0 | 0 | 0 | 0 | 0 | 0 | 0 | 0 | 0 | 0 | 0 | 0 | 0 | 0 | 0 | 0 | 0 | 0 | 0 | 0 | 0 | 0 | 0 | 0 | 0 | 0 | 0 | 0 | 0 | 0 | 0
F2_Commercial_Office_New_Space Heating_Natural Gas_Furnace_E10 | F2 | Commercial | Office | New | Space Heating | Natural Gas | Furnace | E10 | RVT - Cost of Operation | 0 | 0 | 0 | 0 | 0 | 0 | 0 | 0 | 0 | 0 | 0 | 0 | 0 | 0 | 0 | 0 | 0 | 0 | 0 | 0 | 0 | 0 | 0 | 0 | 0 | 0 | 0 | 0 | 0 | 0 | 0 | 0 | 0 | 0 | 0 | 0 | 0 | 0 | 0 | 0 | 0 | 0
F3_Commercial_Office_New_Space Heating_Natural Gas_Furnace_E1 | F3 | Commercial | Office | New | Space Heating | Natural Gas | Furnace | E1 | System - kBTUs of Consumption | 0.028281 | 0.028281 | 0.028281 | 0.028281 | 0.028281 | 0.028281 | 0.028281 | 0.028281 | 0.028281 | 0.028281 | 0.028281 | 0.028281 | 0.028281 | 0.028281 | 0.028281 | 0.028281 | 0.028281 | 0.028281 | 0.028281 | 0.028281 | 0.028281 | 0.028281 | 0.028281 | 0.028281 | 0.028281 | 0.028281 | 0.028281 | 0.028281 | 0.028281 | 0.028281 | 0.028281 | 0.028281 | 0.028281 | 0 | 0 | 0 | 0 | 0 | 0 | 0 | 0 | 0
F3_Commercial_Office_New_Space Heating_Natural Gas_Furnace_E2 | F3 | Commercial | Office | New | Space Heating | Natural Gas | Furnace | E2 | System - kBTUs of Consumption | 0.03441 | 0.03441 | 0.03441 | 0.03441 | 0.03441 | 0.03441 | 0.03441 | 0.03441 | 0.03441 | 0.03441 | 0.03441 | 0.03441 | 0.03441 | 0.03441 | 0.03441 | 0.03441 | 0.03441 | 0.03441 | 0.03441 | 0.03441 | 0.03441 | 0.03441 | 0.03441 | 0.03441 | 0.03441 | 0.03441 | 0.03441 | 0.03441 | 0.03441 | 0.03441 | 0.03441 | 0.03441 | 0.03441 | 0 | 0 | 0 | 0 | 0 | 0 | 0 | 0 | 0
F3_Commercial_Office_New_Space Heating_Natural Gas_Furnace_E3 | F3 | Commercial | Office | New | Space Heating | Natural Gas | Furnace | E3 | System - kBTUs of Consumption | 0.040538 | 0.040538 | 0.040538 | 0.040538 | 0.040538 | 0.040538 | 0.040538 | 0.040538 | 0.040538 | 0.040538 | 0.040538 | 0.040538 | 0.040538 | 0.040538 | 0.040538 | 0.040538 | 0.040538 | 0.040538 | 0.040538 | 0.040538 | 0.040538 | 0.040538 | 0.040538 | 0.040538 | 0.040538 | 0.040538 | 0.040538 | 0.040538 | 0.040538 | 0.040538 | 0.040538 | 0.040538 | 0.040538 | 0 | 0 | 0 | 0 | 0 | 0 | 0 | 0 | 0
F3_Commercial_Office_New_Space Heating_Natural Gas_Furnace_E4 | F3 | Commercial | Office | New | Space Heating | Natural Gas | Furnace | E4 | System - kBTUs of Consumption | 0.80157 | 0.80157 | 0.80157 | 0.80157 | 0.80157 | 0.80157 | 0.80157 | 0.80157 | 0.80157 | 0.80157 | 0.80157 | 0.80157 | 0.80157 | 0.80157 | 0.80157 | 0.80157 | 0.80157 | 0.80157 | 0.80157 | 0.80157 | 0.80157 | 0.80157 | 0.80157 | 0.80157 | 0.80157 | 0.80157 | 0.80157 | 0.80157 | 0.80157 | 0.80157 | 0.80157 | 0.80157 | 0.80157 | 0 | 0 | 0 | 0 | 0 | 0 | 0 | 0 | 0
F3_Commercial_Office_New_Space Heating_Natural Gas_Furnace_E5 | F3 | Commercial | Office | New | Space Heating | Natural Gas | Furnace | E5 | System - kBTUs of Consumption | 0 | 0 | 0 | 0 | 0 | 0 | 0 | 0 | 0 | 0 | 0 | 0 | 0 | 0 | 0 | 0 | 0 | 0 | 0 | 0 | 0 | 0 | 0 | 0 | 0 | 0 | 0 | 0 | 0 | 0 | 0 | 0 | 0 | 0 | 0 | 0 | 0 | 0 | 0 | 0 | 0 | 0
F3_Commercial_Office_New_Space Heating_Natural Gas_Furnace_E6 | F3 | Commercial | Office | New | Space Heating | Natural Gas | Furnace | E6 | System - kBTUs of Consumption | 0 | 0 | 0 | 0 | 0 | 0 | 0 | 0 | 0 | 0 | 0 | 0 | 0 | 0 | 0 | 0 | 0 | 0 | 0 | 0 | 0 | 0 | 0 | 0 | 0 | 0 | 0 | 0 | 0 | 0 | 0 | 0 | 0 | 0 | 0 | 0 | 0 | 0 | 0 | 0 | 0 | 0
F3_Commercial_Office_New_Space Heating_Natural Gas_Furnace_E7 | F3 | Commercial | Office | New | Space Heating | Natural Gas | Furnace | E7 | System - kBTUs of Consumption | 0 | 0 | 0 | 0 | 0 | 0 | 0 | 0 | 0 | 0 | 0 | 0 | 0 | 0 | 0 | 0 | 0 | 0 | 0 | 0 | 0 | 0 | 0 | 0 | 0 | 0 | 0 | 0 | 0 | 0 | 0 | 0 | 0 | 0 | 0 | 0 | 0 | 0 | 0 | 0 | 0 | 0
F3_Commercial_Office_New_Space Heating_Natural Gas_Furnace_E8 | F3 | Commercial | Office | New | Space Heating | Natural Gas | Furnace | E8 | System - kBTUs of Consumption | 0 | 0 | 0 | 0 | 0 | 0 | 0 | 0 | 0 | 0 | 0 | 0 | 0 | 0 | 0 | 0 | 0 | 0 | 0 | 0 | 0 | 0 | 0 | 0 | 0 | 0 | 0 | 0 | 0 | 0 | 0 | 0 | 0 | 0 | 0 | 0 | 0 | 0 | 0 | 0 | 0 | 0
F3_Commercial_Office_New_Space Heating_Natural Gas_Furnace_E9 | F3 | Commercial | Office | New | Space Heating | Natural Gas | Furnace | E9 | System - kBTUs of Consumption | 0 | 0 | 0 | 0 | 0 | 0 | 0 | 0 | 0 | 0 | 0 | 0 | 0 | 0 | 0 | 0 | 0 | 0 | 0 | 0 | 0 | 0 | 0 | 0 | 0 | 0 | 0 | 0 | 0 | 0 | 0 | 0 | 0 | 0 | 0 | 0 | 0 | 0 | 0 | 0 | 0 | 0
F3_Commercial_Office_New_Space Heating_Natural Gas_Furnace_E10 | F3 | Commercial | Office | New | Space Heating | Natural Gas | Furnace | E10 | System - kBTUs of Consumption | 0 | 0 | 0 | 0 | 0 | 0 | 0 | 0 | 0 | 0 | 0 | 0 | 0 | 0 | 0 | 0 | 0 | 0 | 0 | 0 | 0 | 0 | 0 | 0 | 0 | 0 | 0 | 0 | 0 | 0 | 0 | 0 | 0 | 0 | 0 | 0 | 0 | 0 | 0 | 0 | 0 | 0
F4_Commercial_Office_New_Space Heating_Natural Gas_Furnace_E1 | F4 | Commercial | Office | New | Space Heating | Natural Gas | Furnace | E1 | Utility - Cost of Equipment | 0.21907 | 0.21927 | 0.21948 | 0.2198 | 0.22025 | 0.22094 | 0.22142 | 0.2218 | 0.22221 | 0.22259 | 0.22286 | 0.22302 | 0.22317 | 0.2233 | 0.22347 | 0.22354 | 0.22366 | 0.22389 | 0.22413 | 0.22442 | 0.22475 | 0.22503 | 0.22525 | 0.22542 | 0.22553 | 0.22556 | 0.2255 | 0.22538 | 0.22529 | 0.22524 | 0.22528 | 0.22529 | 0.22529 | 0 | 0 | 0 | 0 | 0 | 0 | 0 | 0 | 0
F4_Commercial_Office_New_Space Heating_Natural Gas_Furnace_E2 | F4 | Commercial | Office | New | Space Heating | Natural Gas | Furnace | E2 | Utility - Cost of Equipment | 0.19473 | 0.1949 | 0.19509 | 0.19537 | 0.19578 | 0.19639 | 0.19682 | 0.19715 | 0.19752 | 0.19786 | 0.1981 | 0.19824 | 0.19837 | 0.19849 | 0.19864 | 0.1987 | 0.19881 | 0.19901 | 0.19923 | 0.19948 | 0.19978 | 0.20003 | 0.20023 | 0.20037 | 0.20047 | 0.2005 | 0.20045 | 0.20034 | 0.20026 | 0.20021 | 0.20024 | 0.20026 | 0.20026 | 0 | 0 | 0 | 0 | 0 | 0 | 0 | 0 | 0
F4_Commercial_Office_New_Space Heating_Natural Gas_Furnace_E3 | F4 | Commercial | Office | New | Space Heating | Natural Gas | Furnace | E3 | Utility - Cost of Equipment | 0.18256 | 0.18272 | 0.1829 | 0.18316 | 0.18354 | 0.18412 | 0.18452 | 0.18483 | 0.18517 | 0.18549 | 0.18571 | 0.18585 | 0.18597 | 0.18608 | 0.18622 | 0.18628 | 0.18638 | 0.18658 | 0.18678 | 0.18702 | 0.1873 | 0.18753 | 0.18771 | 0.18785 | 0.18794 | 0.18797 | 0.18792 | 0.18782 | 0.18774 | 0.1877 | 0.18773 | 0.18774 | 0.18774 | 0 | 0 | 0 | 0 | 0 | 0 | 0 | 0 | 0
F4_Commercial_Office_New_Space Heating_Natural Gas_Furnace_E4 | F4 | Commercial | Office | New | Space Heating | Natural Gas | Furnace | E4 | Utility - Cost of Equipment | 0.18113 | 0.18129 | 0.18146 | 0.18173 | 0.18213 | 0.18279 | 0.18321 | 0.18352 | 0.18388 | 0.18422 | 0.18445 | 0.18459 | 0.18473 | 0.18487 | 0.18506 | 0.18515 | 0.1853 | 0.18557 | 0.18584 | 0.18615 | 0.18651 | 0.18681 | 0.18705 | 0.18723 | 0.18735 | 0.18739 | 0.18732 | 0.18719 | 0.18709 | 0.18704 | 0.18707 | 0.18709 | 0.18709 | 0 | 0 | 0 | 0 | 0 | 0 | 0 | 0 | 0
F4_Commercial_Office_New_Space Heating_Natural Gas_Furnace_E5 | F4 | Commercial | Office | New | Space Heating | Natural Gas | Furnace | E5 | Utility - Cost of Equipment | 0 | 0 | 0 | 0 | 0 | 0 | 0 | 0 | 0 | 0 | 0 | 0 | 0 | 0 | 0 | 0 | 0 | 0 | 0 | 0 | 0 | 0 | 0 | 0 | 0 | 0 | 0 | 0 | 0 | 0 | 0 | 0 | 0 | 0 | 0 | 0 | 0 | 0 | 0 | 0 | 0 | 0
F4_Commercial_Office_New_Space Heating_Natural Gas_Furnace_E6 | F4 | Commercial | Office | New | Space Heating | Natural Gas | Furnace | E6 | Utility - Cost of Equipment | 0 | 0 | 0 | 0 | 0 | 0 | 0 | 0 | 0 | 0 | 0 | 0 | 0 | 0 | 0 | 0 | 0 | 0 | 0 | 0 | 0 | 0 | 0 | 0 | 0 | 0 | 0 | 0 | 0 | 0 | 0 | 0 | 0 | 0 | 0 | 0 | 0 | 0 | 0 | 0 | 0 | 0
F4_Commercial_Office_New_Space Heating_Natural Gas_Furnace_E7 | F4 | Commercial | Office | New | Space Heating | Natural Gas | Furnace | E7 | Utility - Cost of Equipment | 0 | 0 | 0 | 0 | 0 | 0 | 0 | 0 | 0 | 0 | 0 | 0 | 0 | 0 | 0 | 0 | 0 | 0 | 0 | 0 | 0 | 0 | 0 | 0 | 0 | 0 | 0 | 0 | 0 | 0 | 0 | 0 | 0 | 0 | 0 | 0 | 0 | 0 | 0 | 0 | 0 | 0
F4_Commercial_Office_New_Space Heating_Natural Gas_Furnace_E8 | F4 | Commercial | Office | New | Space Heating | Natural Gas | Furnace | E8 | Utility - Cost of Equipment | 0 | 0 | 0 | 0 | 0 | 0 | 0 | 0 | 0 | 0 | 0 | 0 | 0 | 0 | 0 | 0 | 0 | 0 | 0 | 0 | 0 | 0 | 0 | 0 | 0 | 0 | 0 | 0 | 0 | 0 | 0 | 0 | 0 | 0 | 0 | 0 | 0 | 0 | 0 | 0 | 0 | 0
F4_Commercial_Office_New_Space Heating_Natural Gas_Furnace_E9 | F4 | Commercial | Office | New | Space Heating | Natural Gas | Furnace | E9 | Utility - Cost of Equipment | 0 | 0 | 0 | 0 | 0 | 0 | 0 | 0 | 0 | 0 | 0 | 0 | 0 | 0 | 0 | 0 | 0 | 0 | 0 | 0 | 0 | 0 | 0 | 0 | 0 | 0 | 0 | 0 | 0 | 0 | 0 | 0 | 0 | 0 | 0 | 0 | 0 | 0 | 0 | 0 | 0 | 0
F4_Commercial_Office_New_Space Heating_Natural Gas_Furnace_E10 | F4 | Commercial | Office | New | Space Heating | Natural Gas | Furnace | E10 | Utility - Cost of Equipment | 0 | 0 | 0 | 0 | 0 | 0 | 0 | 0 | 0 | 0 | 0 | 0 | 0 | 0 | 0 | 0 | 0 | 0 | 0 | 0 | 0 | 0 | 0 | 0 | 0 | 0 | 0 | 0 | 0 | 0 | 0 | 0 | 0 | 0 | 0 | 0 | 0 | 0 | 0 | 0 | 0 | 0
F5_Commercial_Office_New_Space Heating_Natural Gas_Furnace_E1 | F5 | Commercial | Office | New | Space Heating | Natural Gas | Furnace | E1 | Utility - Cost of Operation | 0.028281 | 0.028281 | 0.028281 | 0.028281 | 0.028281 | 0.028281 | 0.028281 | 0.028281 | 0.028281 | 0.028281 | 0.028281 | 0.028281 | 0.028281 | 0.028281 | 0.028281 | 0.028281 | 0.028281 | 0.028281 | 0.028281 | 0.028281 | 0.028281 | 0.028281 | 0.028281 | 0.028281 | 0.028281 | 0.028281 | 0.028281 | 0.028281 | 0.028281 | 0.028281 | 0.028281 | 0.028281 | 0.028281 | 0 | 0 | 0 | 0 | 0 | 0 | 0 | 0 | 0
F5_Commercial_Office_New_Space Heating_Natural Gas_Furnace_E2 | F5 | Commercial | Office | New | Space Heating | Natural Gas | Furnace | E2 | Utility - Cost of Operation | 0.03441 | 0.03441 | 0.03441 | 0.03441 | 0.03441 | 0.03441 | 0.03441 | 0.03441 | 0.03441 | 0.03441 | 0.03441 | 0.03441 | 0.03441 | 0.03441 | 0.03441 | 0.03441 | 0.03441 | 0.03441 | 0.03441 | 0.03441 | 0.03441 | 0.03441 | 0.03441 | 0.03441 | 0.03441 | 0.03441 | 0.03441 | 0.03441 | 0.03441 | 0.03441 | 0.03441 | 0.03441 | 0.03441 | 0 | 0 | 0 | 0 | 0 | 0 | 0 | 0 | 0
F5_Commercial_Office_New_Space Heating_Natural Gas_Furnace_E3 | F5 | Commercial | Office | New | Space Heating | Natural Gas | Furnace | E3 | Utility - Cost of Operation | 0.040538 | 0.040538 | 0.040538 | 0.040538 | 0.040538 | 0.040538 | 0.040538 | 0.040538 | 0.040538 | 0.040538 | 0.040538 | 0.040538 | 0.040538 | 0.040538 | 0.040538 | 0.040538 | 0.040538 | 0.040538 | 0.040538 | 0.040538 | 0.040538 | 0.040538 | 0.040538 | 0.040538 | 0.040538 | 0.040538 | 0.040538 | 0.040538 | 0.040538 | 0.040538 | 0.040538 | 0.040538 | 0.040538 | 0 | 0 | 0 | 0 | 0 | 0 | 0 | 0 | 0
F5_Commercial_Office_New_Space Heating_Natural Gas_Furnace_E4 | F5 | Commercial | Office | New | Space Heating | Natural Gas | Furnace | E4 | Utility - Cost of Operation | 0.80157 | 0.80157 | 0.80157 | 0.80157 | 0.80157 | 0.80157 | 0.80157 | 0.80157 | 0.80157 | 0.80157 | 0.80157 | 0.80157 | 0.80157 | 0.80157 | 0.80157 | 0.80157 | 0.80157 | 0.80157 | 0.80157 | 0.80157 | 0.80157 | 0.80157 | 0.80157 | 0.80157 | 0.80157 | 0.80157 | 0.80157 | 0.80157 | 0.80157 | 0.80157 | 0.80157 | 0.80157 | 0.80157 | 0 | 0 | 0 | 0 | 0 | 0 | 0 | 0 | 0
F5_Commercial_Office_New_Space Heating_Natural Gas_Furnace_E5 | F5 | Commercial | Office | New | Space Heating | Natural Gas | Furnace | E5 | Utility - Cost of Operation | 0 | 0 | 0 | 0 | 0 | 0 | 0 | 0 | 0 | 0 | 0 | 0 | 0 | 0 | 0 | 0 | 0 | 0 | 0 | 0 | 0 | 0 | 0 | 0 | 0 | 0 | 0 | 0 | 0 | 0 | 0 | 0 | 0 | 0 | 0 | 0 | 0 | 0 | 0 | 0 | 0 | 0
F5_Commercial_Office_New_Space Heating_Natural Gas_Furnace_E6 | F5 | Commercial | Office | New | Space Heating | Natural Gas | Furnace | E6 | Utility - Cost of Operation | 0 | 0 | 0 | 0 | 0 | 0 | 0 | 0 | 0 | 0 | 0 | 0 | 0 | 0 | 0 | 0 | 0 | 0 | 0 | 0 | 0 | 0 | 0 | 0 | 0 | 0 | 0 | 0 | 0 | 0 | 0 | 0 | 0 | 0 | 0 | 0 | 0 | 0 | 0 | 0 | 0 | 0
F5_Commercial_Office_New_Space Heating_Natural Gas_Furnace_E7 | F5 | Commercial | Office | New | Space Heating | Natural Gas | Furnace | E7 | Utility - Cost of Operation | 0 | 0 | 0 | 0 | 0 | 0 | 0 | 0 | 0 | 0 | 0 | 0 | 0 | 0 | 0 | 0 | 0 | 0 | 0 | 0 | 0 | 0 | 0 | 0 | 0 | 0 | 0 | 0 | 0 | 0 | 0 | 0 | 0 | 0 | 0 | 0 | 0 | 0 | 0 | 0 | 0 | 0
F5_Commercial_Office_New_Space Heating_Natural Gas_Furnace_E8 | F5 | Commercial | Office | New | Space Heating | Natural Gas | Furnace | E8 | Utility - Cost of Operation | 0 | 0 | 0 | 0 | 0 | 0 | 0 | 0 | 0 | 0 | 0 | 0 | 0 | 0 | 0 | 0 | 0 | 0 | 0 | 0 | 0 | 0 | 0 | 0 | 0 | 0 | 0 | 0 | 0 | 0 | 0 | 0 | 0 | 0 | 0 | 0 | 0 | 0 | 0 | 0 | 0 | 0
F5_Commercial_Office_New_Space Heating_Natural Gas_Furnace_E9 | F5 | Commercial | Office | New | Space Heating | Natural Gas | Furnace | E9 | Utility - Cost of Operation | 0 | 0 | 0 | 0 | 0 | 0 | 0 | 0 | 0 | 0 | 0 | 0 | 0 | 0 | 0 | 0 | 0 | 0 | 0 | 0 | 0 | 0 | 0 | 0 | 0 | 0 | 0 | 0 | 0 | 0 | 0 | 0 | 0 | 0 | 0 | 0 | 0 | 0 | 0 | 0 | 0 | 0
F5_Commercial_Office_New_Space Heating_Natural Gas_Furnace_E10 | F5 | Commercial | Office | New | Space Heating | Natural Gas | Furnace | E10 | Utility - Cost of Operation | 0 | 0 | 0 | 0 | 0 | 0 | 0 | 0 | 0 | 0 | 0 | 0 | 0 | 0 | 0 | 0 | 0 | 0 | 0 | 0 | 0 | 0 | 0 | 0 | 0 | 0 | 0 | 0 | 0 | 0 | 0 | 0 | 0 | 0 | 0 | 0 | 0 | 0 | 0 | 0 | 0 | 0
F6_Commercial_Office_New_Space Heating_Natural Gas_Furnace_E1 | F6 | Commercial | Office | New | Space Heating | Natural Gas | Furnace | E1 | Utility - Value of Sales | 0.096344 | 0.095828 | 0.095289 | 0.09475 | 0.094212 | 0.093678 | 0.09315 | 0.092629 | 0.092116 | 0.091615 | 0.091126 | 0.090652 | 0.090194 | 0.089754 | 0.089334 | 0.088935 | 0.08856 | 0.088209 | 0.087881 | 0.087576 | 0.087295 | 0.087037 | 0.086803 | 0.086592 | 0.086404 | 0.08624 | 0.086099 | 0.085982 | 0.085889 | 0.085818 | 0.085771 | 0.085748 | 0.085748 | 0 | 0 | 0 | 0 | 0 | 0 | 0 | 0 | 0
F6_Commercial_Office_New_Space Heating_Natural Gas_Furnace_E2 | F6 | Commercial | Office | New | Space Heating | Natural Gas | Furnace | E2 | Utility - Value of Sales | 0.085639 | 0.085181 | 0.084701 | 0.084222 | 0.083744 | 0.08327 | 0.0828 | 0.082337 | 0.081881 | 0.081436 | 0.081001 | 0.08058 | 0.080173 | 0.079781 | 0.079408 | 0.079054 | 0.07872 | 0.078408 | 0.078116 | 0.077845 | 0.077595 | 0.077366 | 0.077158 | 0.07697 | 0.076804 | 0.076658 | 0.076533 | 0.076429 | 0.076345 | 0.076283 | 0.076241 | 0.07622 | 0.07622 | 0 | 0 | 0 | 0 | 0 | 0 | 0 | 0 | 0
F6_Commercial_Office_New_Space Heating_Natural Gas_Furnace_E3 | F6 | Commercial | Office | New | Space Heating | Natural Gas | Furnace | E3 | Utility - Value of Sales | 0.080287 | 0.079857 | 0.079408 | 0.078958 | 0.07851 | 0.078065 | 0.077625 | 0.077191 | 0.076764 | 0.076346 | 0.075939 | 0.075543 | 0.075162 | 0.074795 | 0.074445 | 0.074113 | 0.0738 | 0.073507 | 0.073234 | 0.07298 | 0.072746 | 0.072531 | 0.072335 | 0.07216 | 0.072003 | 0.071867 | 0.07175 | 0.071652 | 0.071574 | 0.071515 | 0.071476 | 0.071457 | 0.071457 | 0 | 0 | 0 | 0 | 0 | 0 | 0 | 0 | 0
F6_Commercial_Office_New_Space Heating_Natural Gas_Furnace_E4 | F6 | Commercial | Office | New | Space Heating | Natural Gas | Furnace | E4 | Utility - Value of Sales | 0.082011 | 0.081592 | 0.081143 | 0.080693 | 0.080244 | 0.079795 | 0.079346 | 0.078896 | 0.078447 | 0.077998 | 0.077549 | 0.0771 | 0.076651 | 0.076205 | 0.075764 | 0.075331 | 0.074909 | 0.074501 | 0.074109 | 0.073737 | 0.073386 | 0.073059 | 0.07276 | 0.07249 | 0.072251 | 0.072041 | 0.071862 | 0.071712 | 0.071592 | 0.071503 | 0.071443 | 0.071413 | 0.071413 | 0 | 0 | 0 | 0 | 0 | 0 | 0 | 0 | 0
F6_Commercial_Office_New_Space Heating_Natural Gas_Furnace_E5 | F6 | Commercial | Office | New | Space Heating | Natural Gas | Furnace | E5 | Utility - Value of Sales | 0 | 0 | 0 | 0 | 0 | 0 | 0 | 0 | 0 | 0 | 0 | 0 | 0 | 0 | 0 | 0 | 0 | 0 | 0 | 0 | 0 | 0 | 0 | 0 | 0 | 0 | 0 | 0 | 0 | 0 | 0 | 0 | 0 | 0 | 0 | 0 | 0 | 0 | 0 | 0 | 0 | 0
F6_Commercial_Office_New_Space Heating_Natural Gas_Furnace_E6 | F6 | Commercial | Office | New | Space Heating | Natural Gas | Furnace | E6 | Utility - Value of Sales | 0 | 0 | 0 | 0 | 0 | 0 | 0 | 0 | 0 | 0 | 0 | 0 | 0 | 0 | 0 | 0 | 0 | 0 | 0 | 0 | 0 | 0 | 0 | 0 | 0 | 0 | 0 | 0 | 0 | 0 | 0 | 0 | 0 | 0 | 0 | 0 | 0 | 0 | 0 | 0 | 0 | 0
F6_Commercial_Office_New_Space Heating_Natural Gas_Furnace_E7 | F6 | Commercial | Office | New | Space Heating | Natural Gas | Furnace | E7 | Utility - Value of Sales | 0 | 0 | 0 | 0 | 0 | 0 | 0 | 0 | 0 | 0 | 0 | 0 | 0 | 0 | 0 | 0 | 0 | 0 | 0 | 0 | 0 | 0 | 0 | 0 | 0 | 0 | 0 | 0 | 0 | 0 | 0 | 0 | 0 | 0 | 0 | 0 | 0 | 0 | 0 | 0 | 0 | 0
F6_Commercial_Office_New_Space Heating_Natural Gas_Furnace_E8 | F6 | Commercial | Office | New | Space Heating | Natural Gas | Furnace | E8 | Utility - Value of Sales | 0 | 0 | 0 | 0 | 0 | 0 | 0 | 0 | 0 | 0 | 0 | 0 | 0 | 0 | 0 | 0 | 0 | 0 | 0 | 0 | 0 | 0 | 0 | 0 | 0 | 0 | 0 | 0 | 0 | 0 | 0 | 0 | 0 | 0 | 0 | 0 | 0 | 0 | 0 | 0 | 0 | 0
F6_Commercial_Office_New_Space Heating_Natural Gas_Furnace_E9 | F6 | Commercial | Office | New | Space Heating | Natural Gas | Furnace | E9 | Utility - Value of Sales | 0 | 0 | 0 | 0 | 0 | 0 | 0 | 0 | 0 | 0 | 0 | 0 | 0 | 0 | 0 | 0 | 0 | 0 | 0 | 0 | 0 | 0 | 0 | 0 | 0 | 0 | 0 | 0 | 0 | 0 | 0 | 0 | 0 | 0 | 0 | 0 | 0 | 0 | 0 | 0 | 0 | 0
F6_Commercial_Office_New_Space Heating_Natural Gas_Furnace_E10 | F6 | Commercial | Office | New | Space Heating | Natural Gas | Furnace | E10 | Utility - Value of Sales | 0 | 0 | 0 | 0 | 0 | 0 | 0 | 0 | 0 | 0 | 0 | 0 | 0 | 0 | 0 | 0 | 0 | 0 | 0 | 0 | 0 | 0 | 0 | 0 | 0 | 0 | 0 | 0 | 0 | 0 | 0 | 0 | 0 | 0 | 0 | 0 | 0 | 0 | 0 | 0 | 0 | 0
F1_Commercial_Office_New_Space Heating_Natural Gas_Boiler_E1 | F1 | Commercial | Office | New | Space Heating | Natural Gas | Boiler | E1 | RVT - Cost of Equipment | 0.97787 | 0.97881 | 0.97983 | 0.9813 | 0.98332 | 0.98633 | 0.98843 | 0.99004 | 0.99178 | 0.99337 | 0.99446 | 0.99513 | 0.99575 | 0.99631 | 0.99705 | 0.99734 | 0.99786 | 0.99884 | 0.99988 | 1.0011 | 1.0025 | 1.0037 | 1.0046 | 1.0053 | 1.0058 | 1.006 | 1.0057 | 1.0052 | 1.0048 | 1.0046 | 1.0047 | 1.0048 | 1.0048 | 0 | 0 | 0 | 0 | 0 | 0 | 0 | 0 | 0
F1_Commercial_Office_New_Space Heating_Natural Gas_Boiler_E2 | F1 | Commercial | Office | New | Space Heating | Natural Gas | Boiler | E2 | RVT - Cost of Equipment | 0.92035 | 0.92123 | 0.92219 | 0.92358 | 0.92548 | 0.92831 | 0.93029 | 0.9318 | 0.93344 | 0.93494 | 0.93596 | 0.93659 | 0.93718 | 0.93771 | 0.9384 | 0.93868 | 0.93916 | 0.94009 | 0.94106 | 0.9422 | 0.94354 | 0.94466 | 0.94554 | 0.94621 | 0.94665 | 0.94678 | 0.94654 | 0.94606 | 0.94567 | 0.94549 | 0.94562 | 0.94568 | 0.94568 | 0 | 0 | 0 | 0 | 0 | 0 | 0 | 0 | 0
F1_Commercial_Office_New_Space Heating_Natural Gas_Boiler_E3 | F1 | Commercial | Office | New | Space Heating | Natural Gas | Boiler | E3 | RVT - Cost of Equipment | 0.80649 | 0.80726 | 0.80811 | 0.80932 | 0.81099 | 0.81347 | 0.8152 | 0.81652 | 0.81796 | 0.81928 | 0.82017 | 0.82073 | 0.82124 | 0.8217 | 0.82231 | 0.82255 | 0.82298 | 0.82379 | 0.82464 | 0.82564 | 0.82681 | 0.8278 | 0.82857 | 0.82915 | 0.82954 | 0.82965 | 0.82944 | 0.82902 | 0.82868 | 0.82852 | 0.82864 | 0.82869 | 0.82869 | 0 | 0 | 0 | 0 | 0 | 0 | 0 | 0 | 0
F1_Commercial_Office_New_Space Heating_Natural Gas_Boiler_E4 | F1 | Commercial | Office | New | Space Heating | Natural Gas | Boiler | E4 | RVT - Cost of Equipment | 0.59511 | 0.59563 | 0.59618 | 0.59707 | 0.5984 | 0.60055 | 0.60195 | 0.60296 | 0.60415 | 0.60527 | 0.60602 | 0.60647 | 0.60693 | 0.60739 | 0.60803 | 0.60832 | 0.60881 | 0.60968 | 0.61057 | 0.61159 | 0.61278 | 0.61378 | 0.61456 | 0.61516 | 0.61555 | 0.61567 | 0.61546 | 0.61502 | 0.61468 | 0.61452 | 0.61464 | 0.61468 | 0.61468 | 0 | 0 | 0 | 0 | 0 | 0 | 0 | 0 | 0
F1_Commercial_Office_New_Space Heating_Natural Gas_Boiler_E5 | F1 | Commercial | Office | New | Space Heating | Natural Gas | Boiler | E5 | RVT - Cost of Equipment | 0 | 0 | 0 | 0 | 0 | 0 | 0 | 0 | 0 | 0 | 0 | 0 | 0 | 0 | 0 | 0 | 0 | 0 | 0 | 0 | 0 | 0 | 0 | 0 | 0 | 0 | 0 | 0 | 0 | 0 | 0 | 0 | 0 | 0 | 0 | 0 | 0 | 0 | 0 | 0 | 0 | 0
F1_Commercial_Office_New_Space Heating_Natural Gas_Boiler_E6 | F1 | Commercial | Office | New | Space Heating | Natural Gas | Boiler | E6 | RVT - Cost of Equipment | 0 | 0 | 0 | 0 | 0 | 0 | 0 | 0 | 0 | 0 | 0 | 0 | 0 | 0 | 0 | 0 | 0 | 0 | 0 | 0 | 0 | 0 | 0 | 0 | 0 | 0 | 0 | 0 | 0 | 0 | 0 | 0 | 0 | 0 | 0 | 0 | 0 | 0 | 0 | 0 | 0 | 0
F1_Commercial_Office_New_Space Heating_Natural Gas_Boiler_E7 | F1 | Commercial | Office | New | Space Heating | Natural Gas | Boiler | E7 | RVT - Cost of Equipment | 0 | 0 | 0 | 0 | 0 | 0 | 0 | 0 | 0 | 0 | 0 | 0 | 0 | 0 | 0 | 0 | 0 | 0 | 0 | 0 | 0 | 0 | 0 | 0 | 0 | 0 | 0 | 0 | 0 | 0 | 0 | 0 | 0 | 0 | 0 | 0 | 0 | 0 | 0 | 0 | 0 | 0
F1_Commercial_Office_New_Space Heating_Natural Gas_Boiler_E8 | F1 | Commercial | Office | New | Space Heating | Natural Gas | Boiler | E8 | RVT - Cost of Equipment | 0 | 0 | 0 | 0 | 0 | 0 | 0 | 0 | 0 | 0 | 0 | 0 | 0 | 0 | 0 | 0 | 0 | 0 | 0 | 0 | 0 | 0 | 0 | 0 | 0 | 0 | 0 | 0 | 0 | 0 | 0 | 0 | 0 | 0 | 0 | 0 | 0 | 0 | 0 | 0 | 0 | 0
F1_Commercial_Office_New_Space Heating_Natural Gas_Boiler_E9 | F1 | Commercial | Office | New | Space Heating | Natural Gas | Boiler | E9 | RVT - Cost of Equipment | 0 | 0 | 0 | 0 | 0 | 0 | 0 | 0 | 0 | 0 | 0 | 0 | 0 | 0 | 0 | 0 | 0 | 0 | 0 | 0 | 0 | 0 | 0 | 0 | 0 | 0 | 0 | 0 | 0 | 0 | 0 | 0 | 0 | 0 | 0 | 0 | 0 | 0 | 0 | 0 | 0 | 0
F1_Commercial_Office_New_Space Heating_Natural Gas_Boiler_E10 | F1 | Commercial | Office | New | Space Heating | Natural Gas | Boiler | E10 | RVT - Cost of Equipment | 0 | 0 | 0 | 0 | 0 | 0 | 0 | 0 | 0 | 0 | 0 | 0 | 0 | 0 | 0 | 0 | 0 | 0 | 0 | 0 | 0 | 0 | 0 | 0 | 0 | 0 | 0 | 0 | 0 | 0 | 0 | 0 | 0 | 0 | 0 | 0 | 0 | 0 | 0 | 0 | 0 | 0
F2_Commercial_Office_New_Space Heating_Natural Gas_Boiler_E1 | F2 | Commercial | Office | New | Space Heating | Natural Gas | Boiler | E1 | RVT - Cost of Operation | 1.1716 | 1.1727 | 1.1739 | 1.1757 | 1.1781 | 1.1817 | 1.1842 | 1.1861 | 1.1882 | 1.1901 | 1.1914 | 1.1922 | 1.193 | 1.1936 | 1.1945 | 1.1949 | 1.1955 | 1.1967 | 1.1979 | 1.1994 | 1.2011 | 1.2025 | 1.2036 | 1.2045 | 1.205 | 1.2052 | 1.2049 | 1.2043 | 1.2038 | 1.2036 | 1.2037 | 1.2038 | 1.2038 | 0 | 0 | 0 | 0 | 0 | 0 | 0 | 0 | 0
F2_Commercial_Office_New_Space Heating_Natural Gas_Boiler_E2 | F2 | Commercial | Office | New | Space Heating | Natural Gas | Boiler | E2 | RVT - Cost of Operation | 1.1026 | 1.1037 | 1.1048 | 1.1065 | 1.1088 | 1.1122 | 1.1145 | 1.1164 | 1.1183 | 1.1201 | 1.1213 | 1.1221 | 1.1228 | 1.1234 | 1.1243 | 1.1246 | 1.1252 | 1.1263 | 1.1275 | 1.1288 | 1.1304 | 1.1318 | 1.1328 | 1.1336 | 1.1341 | 1.1343 | 1.134 | 1.1334 | 1.133 | 1.1328 | 1.1329 | 1.133 | 1.133 | 0 | 0 | 0 | 0 | 0 | 0 | 0 | 0 | 0
F2_Commercial_Office_New_Space Heating_Natural Gas_Boiler_E3 | F2 | Commercial | Office | New | Space Heating | Natural Gas | Boiler | E3 | RVT - Cost of Operation | 0.96623 | 0.96715 | 0.96817 | 0.96962 | 0.97162 | 0.97459 | 0.97666 | 0.97825 | 0.97997 | 0.98154 | 0.98262 | 0.98328 | 0.98389 | 0.98445 | 0.98518 | 0.98547 | 0.98598 | 0.98695 | 0.98797 | 0.98917 | 0.99057 | 0.99175 | 0.99268 | 0.99337 | 0.99384 | 0.99397 | 0.99373 | 0.99322 | 0.99282 | 0.99262 | 0.99276 | 0.99282 | 0.99282 | 0 | 0 | 0 | 0 | 0 | 0 | 0 | 0 | 0
F2_Commercial_Office_New_Space Heating_Natural Gas_Boiler_E4 | F2 | Commercial | Office | New | Space Heating | Natural Gas | Boiler | E4 | RVT - Cost of Operation | 0.71298 | 0.7136 | 0.71426 | 0.71533 | 0.71692 | 0.7195 | 0.72118 | 0.72239 | 0.72381 | 0.72515 | 0.72605 | 0.72659 | 0.72714 | 0.7277 | 0.72846 | 0.72881 | 0.7294 | 0.73044 | 0.7315 | 0.73272 | 0.73415 | 0.73535 | 0.73629 | 0.737 | 0.73747 | 0.73761 | 0.73736 | 0.73684 | 0.73643 | 0.73623 | 0.73638 | 0.73643 | 0.73643 | 0 | 0 | 0 | 0 | 0 | 0 | 0 | 0 | 0
F2_Commercial_Office_New_Space Heating_Natural Gas_Boiler_E5 | F2 | Commercial | Office | New | Space Heating | Natural Gas | Boiler | E5 | RVT - Cost of Operation | 0 | 0 | 0 | 0 | 0 | 0 | 0 | 0 | 0 | 0 | 0 | 0 | 0 | 0 | 0 | 0 | 0 | 0 | 0 | 0 | 0 | 0 | 0 | 0 | 0 | 0 | 0 | 0 | 0 | 0 | 0 | 0 | 0 | 0 | 0 | 0 | 0 | 0 | 0 | 0 | 0 | 0
F2_Commercial_Office_New_Space Heating_Natural Gas_Boiler_E6 | F2 | Commercial | Office | New | Space Heating | Natural Gas | Boiler | E6 | RVT - Cost of Operation | 0 | 0 | 0 | 0 | 0 | 0 | 0 | 0 | 0 | 0 | 0 | 0 | 0 | 0 | 0 | 0 | 0 | 0 | 0 | 0 | 0 | 0 | 0 | 0 | 0 | 0 | 0 | 0 | 0 | 0 | 0 | 0 | 0 | 0 | 0 | 0 | 0 | 0 | 0 | 0 | 0 | 0
F2_Commercial_Office_New_Space Heating_Natural Gas_Boiler_E7 | F2 | Commercial | Office | New | Space Heating | Natural Gas | Boiler | E7 | RVT - Cost of Operation | 0 | 0 | 0 | 0 | 0 | 0 | 0 | 0 | 0 | 0 | 0 | 0 | 0 | 0 | 0 | 0 | 0 | 0 | 0 | 0 | 0 | 0 | 0 | 0 | 0 | 0 | 0 | 0 | 0 | 0 | 0 | 0 | 0 | 0 | 0 | 0 | 0 | 0 | 0 | 0 | 0 | 0
F2_Commercial_Office_New_Space Heating_Natural Gas_Boiler_E8 | F2 | Commercial | Office | New | Space Heating | Natural Gas | Boiler | E8 | RVT - Cost of Operation | 0 | 0 | 0 | 0 | 0 | 0 | 0 | 0 | 0 | 0 | 0 | 0 | 0 | 0 | 0 | 0 | 0 | 0 | 0 | 0 | 0 | 0 | 0 | 0 | 0 | 0 | 0 | 0 | 0 | 0 | 0 | 0 | 0 | 0 | 0 | 0 | 0 | 0 | 0 | 0 | 0 | 0
F2_Commercial_Office_New_Space Heating_Natural Gas_Boiler_E9 | F2 | Commercial | Office | New | Space Heating | Natural Gas | Boiler | E9 | RVT - Cost of Operation | 0 | 0 | 0 | 0 | 0 | 0 | 0 | 0 | 0 | 0 | 0 | 0 | 0 | 0 | 0 | 0 | 0 | 0 | 0 | 0 | 0 | 0 | 0 | 0 | 0 | 0 | 0 | 0 | 0 | 0 | 0 | 0 | 0 | 0 | 0 | 0 | 0 | 0 | 0 | 0 | 0 | 0
F2_Commercial_Office_New_Space Heating_Natural Gas_Boiler_E10 | F2 | Commercial | Office | New | Space Heating | Natural Gas | Boiler | E10 | RVT - Cost of Operation | 0 | 0 | 0 | 0 | 0 | 0 | 0 | 0 | 0 | 0 | 0 | 0 | 0 | 0 | 0 | 0 | 0 | 0 | 0 | 0 | 0 | 0 | 0 | 0 | 0 | 0 | 0 | 0 | 0 | 0 | 0 | 0 | 0 | 0 | 0 | 0 | 0 | 0 | 0 | 0 | 0 | 0
F3_Commercial_Office_New_Space Heating_Natural Gas_Boiler_E1 | F3 | Commercial | Office | New | Space Heating | Natural Gas | Boiler | E1 | System - kBTUs of Consumption | 0.15597 | 0.15597 | 0.15597 | 0.15597 | 0.15597 | 0.15597 | 0.15597 | 0.15597 | 0.15597 | 0.15597 | 0.15597 | 0.15597 | 0.15597 | 0.15597 | 0.15597 | 0.15597 | 0.15597 | 0.15597 | 0.15597 | 0.15597 | 0.15597 | 0.15597 | 0.15597 | 0.15597 | 0.15597 | 0.15597 | 0.15597 | 0.15597 | 0.15597 | 0.15597 | 0.15597 | 0.15597 | 0.15597 | 0 | 0 | 0 | 0 | 0 | 0 | 0 | 0 | 0
F3_Commercial_Office_New_Space Heating_Natural Gas_Boiler_E2 | F3 | Commercial | Office | New | Space Heating | Natural Gas | Boiler | E2 | System - kBTUs of Consumption | 0.17609 | 0.17609 | 0.17609 | 0.17609 | 0.17609 | 0.17609 | 0.17609 | 0.17609 | 0.17609 | 0.17609 | 0.17609 | 0.17609 | 0.17609 | 0.17609 | 0.17609 | 0.17609 | 0.17609 | 0.17609 | 0.17609 | 0.17609 | 0.17609 | 0.17609 | 0.17609 | 0.17609 | 0.17609 | 0.17609 | 0.17609 | 0.17609 | 0.17609 | 0.17609 | 0.17609 | 0.17609 | 0.17609 | 0 | 0 | 0 | 0 | 0 | 0 | 0 | 0 | 0
F3_Commercial_Office_New_Space Heating_Natural Gas_Boiler_E3 | F3 | Commercial | Office | New | Space Heating | Natural Gas | Boiler | E3 | System - kBTUs of Consumption | 0.21649 | 0.21649 | 0.21649 | 0.21649 | 0.21649 | 0.21649 | 0.21649 | 0.21649 | 0.21649 | 0.21649 | 0.21649 | 0.21649 | 0.21649 | 0.21649 | 0.21649 | 0.21649 | 0.21649 | 0.21649 | 0.21649 | 0.21649 | 0.21649 | 0.21649 | 0.21649 | 0.21649 | 0.21649 | 0.21649 | 0.21649 | 0.21649 | 0.21649 | 0.21649 | 0.21649 | 0.21649 | 0.21649 | 0 | 0 | 0 | 0 | 0 | 0 | 0 | 0 | 0
F3_Commercial_Office_New_Space Heating_Natural Gas_Boiler_E4 | F3 | Commercial | Office | New | Space Heating | Natural Gas | Boiler | E4 | System - kBTUs of Consumption | 0.83051 | 0.83051 | 0.83051 | 0.83051 | 0.83051 | 0.83051 | 0.83051 | 0.83051 | 0.83051 | 0.83051 | 0.83051 | 0.83051 | 0.83051 | 0.83051 | 0.83051 | 0.83051 | 0.83051 | 0.83051 | 0.83051 | 0.83051 | 0.83051 | 0.83051 | 0.83051 | 0.83051 | 0.83051 | 0.83051 | 0.83051 | 0.83051 | 0.83051 | 0.83051 | 0.83051 | 0.83051 | 0.83051 | 0 | 0 | 0 | 0 | 0 | 0 | 0 | 0 | 0
F3_Commercial_Office_New_Space Heating_Natural Gas_Boiler_E5 | F3 | Commercial | Office | New | Space Heating | Natural Gas | Boiler | E5 | System - kBTUs of Consumption | 0 | 0 | 0 | 0 | 0 | 0 | 0 | 0 | 0 | 0 | 0 | 0 | 0 | 0 | 0 | 0 | 0 | 0 | 0 | 0 | 0 | 0 | 0 | 0 | 0 | 0 | 0 | 0 | 0 | 0 | 0 | 0 | 0 | 0 | 0 | 0 | 0 | 0 | 0 | 0 | 0 | 0
F3_Commercial_Office_New_Space Heating_Natural Gas_Boiler_E6 | F3 | Commercial | Office | New | Space Heating | Natural Gas | Boiler | E6 | System - kBTUs of Consumption | 0 | 0 | 0 | 0 | 0 | 0 | 0 | 0 | 0 | 0 | 0 | 0 | 0 | 0 | 0 | 0 | 0 | 0 | 0 | 0 | 0 | 0 | 0 | 0 | 0 | 0 | 0 | 0 | 0 | 0 | 0 | 0 | 0 | 0 | 0 | 0 | 0 | 0 | 0 | 0 | 0 | 0
F3_Commercial_Office_New_Space Heating_Natural Gas_Boiler_E7 | F3 | Commercial | Office | New | Space Heating | Natural Gas | Boiler | E7 | System - kBTUs of Consumption | 0 | 0 | 0 | 0 | 0 | 0 | 0 | 0 | 0 | 0 | 0 | 0 | 0 | 0 | 0 | 0 | 0 | 0 | 0 | 0 | 0 | 0 | 0 | 0 | 0 | 0 | 0 | 0 | 0 | 0 | 0 | 0 | 0 | 0 | 0 | 0 | 0 | 0 | 0 | 0 | 0 | 0
F3_Commercial_Office_New_Space Heating_Natural Gas_Boiler_E8 | F3 | Commercial | Office | New | Space Heating | Natural Gas | Boiler | E8 | System - kBTUs of Consumption | 0 | 0 | 0 | 0 | 0 | 0 | 0 | 0 | 0 | 0 | 0 | 0 | 0 | 0 | 0 | 0 | 0 | 0 | 0 | 0 | 0 | 0 | 0 | 0 | 0 | 0 | 0 | 0 | 0 | 0 | 0 | 0 | 0 | 0 | 0 | 0 | 0 | 0 | 0 | 0 | 0 | 0
F3_Commercial_Office_New_Space Heating_Natural Gas_Boiler_E9 | F3 | Commercial | Office | New | Space Heating | Natural Gas | Boiler | E9 | System - kBTUs of Consumption | 0 | 0 | 0 | 0 | 0 | 0 | 0 | 0 | 0 | 0 | 0 | 0 | 0 | 0 | 0 | 0 | 0 | 0 | 0 | 0 | 0 | 0 | 0 | 0 | 0 | 0 | 0 | 0 | 0 | 0 | 0 | 0 | 0 | 0 | 0 | 0 | 0 | 0 | 0 | 0 | 0 | 0
F3_Commercial_Office_New_Space Heating_Natural Gas_Boiler_E10 | F3 | Commercial | Office | New | Space Heating | Natural Gas | Boiler | E10 | System - kBTUs of Consumption | 0 | 0 | 0 | 0 | 0 | 0 | 0 | 0 | 0 | 0 | 0 | 0 | 0 | 0 | 0 | 0 | 0 | 0 | 0 | 0 | 0 | 0 | 0 | 0 | 0 | 0 | 0 | 0 | 0 | 0 | 0 | 0 | 0 | 0 | 0 | 0 | 0 | 0 | 0 | 0 | 0 | 0
F4_Commercial_Office_New_Space Heating_Natural Gas_Boiler_E1 | F4 | Commercial | Office | New | Space Heating | Natural Gas | Boiler | E1 | Utility - Cost of Equipment | 1.1716 | 1.1727 | 1.1739 | 1.1757 | 1.1781 | 1.1817 | 1.1842 | 1.1861 | 1.1882 | 1.1901 | 1.1914 | 1.1922 | 1.193 | 1.1936 | 1.1945 | 1.1949 | 1.1955 | 1.1967 | 1.1979 | 1.1994 | 1.2011 | 1.2025 | 1.2036 | 1.2045 | 1.205 | 1.2052 | 1.2049 | 1.2043 | 1.2038 | 1.2036 | 1.2037 | 1.2038 | 1.2038 | 0 | 0 | 0 | 0 | 0 | 0 | 0 | 0 | 0
F4_Commercial_Office_New_Space Heating_Natural Gas_Boiler_E2 | F4 | Commercial | Office | New | Space Heating | Natural Gas | Boiler | E2 | Utility - Cost of Equipment | 1.1026 | 1.1037 | 1.1048 | 1.1065 | 1.1088 | 1.1122 | 1.1145 | 1.1164 | 1.1183 | 1.1201 | 1.1213 | 1.1221 | 1.1228 | 1.1234 | 1.1243 | 1.1246 | 1.1252 | 1.1263 | 1.1275 | 1.1288 | 1.1304 | 1.1318 | 1.1328 | 1.1336 | 1.1341 | 1.1343 | 1.134 | 1.1334 | 1.133 | 1.1328 | 1.1329 | 1.133 | 1.133 | 0 | 0 | 0 | 0 | 0 | 0 | 0 | 0 | 0
F4_Commercial_Office_New_Space Heating_Natural Gas_Boiler_E3 | F4 | Commercial | Office | New | Space Heating | Natural Gas | Boiler | E3 | Utility - Cost of Equipment | 0.96623 | 0.96715 | 0.96817 | 0.96962 | 0.97162 | 0.97459 | 0.97666 | 0.97825 | 0.97997 | 0.98154 | 0.98262 | 0.98328 | 0.98389 | 0.98445 | 0.98518 | 0.98547 | 0.98598 | 0.98695 | 0.98797 | 0.98917 | 0.99057 | 0.99175 | 0.99268 | 0.99337 | 0.99384 | 0.99397 | 0.99373 | 0.99322 | 0.99282 | 0.99262 | 0.99276 | 0.99282 | 0.99282 | 0 | 0 | 0 | 0 | 0 | 0 | 0 | 0 | 0
F4_Commercial_Office_New_Space Heating_Natural Gas_Boiler_E4 | F4 | Commercial | Office | New | Space Heating | Natural Gas | Boiler | E4 | Utility - Cost of Equipment | 0.71298 | 0.7136 | 0.71426 | 0.71533 | 0.71692 | 0.7195 | 0.72118 | 0.72239 | 0.72381 | 0.72515 | 0.72605 | 0.72659 | 0.72714 | 0.7277 | 0.72846 | 0.72881 | 0.7294 | 0.73044 | 0.7315 | 0.73272 | 0.73415 | 0.73535 | 0.73629 | 0.737 | 0.73747 | 0.73761 | 0.73736 | 0.73684 | 0.73643 | 0.73623 | 0.73638 | 0.73643 | 0.73643 | 0 | 0 | 0 | 0 | 0 | 0 | 0 | 0 | 0
F4_Commercial_Office_New_Space Heating_Natural Gas_Boiler_E5 | F4 | Commercial | Office | New | Space Heating | Natural Gas | Boiler | E5 | Utility - Cost of Equipment | 0 | 0 | 0 | 0 | 0 | 0 | 0 | 0 | 0 | 0 | 0 | 0 | 0 | 0 | 0 | 0 | 0 | 0 | 0 | 0 | 0 | 0 | 0 | 0 | 0 | 0 | 0 | 0 | 0 | 0 | 0 | 0 | 0 | 0 | 0 | 0 | 0 | 0 | 0 | 0 | 0 | 0
F4_Commercial_Office_New_Space Heating_Natural Gas_Boiler_E6 | F4 | Commercial | Office | New | Space Heating | Natural Gas | Boiler | E6 | Utility - Cost of Equipment | 0 | 0 | 0 | 0 | 0 | 0 | 0 | 0 | 0 | 0 | 0 | 0 | 0 | 0 | 0 | 0 | 0 | 0 | 0 | 0 | 0 | 0 | 0 | 0 | 0 | 0 | 0 | 0 | 0 | 0 | 0 | 0 | 0 | 0 | 0 | 0 | 0 | 0 | 0 | 0 | 0 | 0
F4_Commercial_Office_New_Space Heating_Natural Gas_Boiler_E7 | F4 | Commercial | Office | New | Space Heating | Natural Gas | Boiler | E7 | Utility - Cost of Equipment | 0 | 0 | 0 | 0 | 0 | 0 | 0 | 0 | 0 | 0 | 0 | 0 | 0 | 0 | 0 | 0 | 0 | 0 | 0 | 0 | 0 | 0 | 0 | 0 | 0 | 0 | 0 | 0 | 0 | 0 | 0 | 0 | 0 | 0 | 0 | 0 | 0 | 0 | 0 | 0 | 0 | 0
F4_Commercial_Office_New_Space Heating_Natural Gas_Boiler_E8 | F4 | Commercial | Office | New | Space Heating | Natural Gas | Boiler | E8 | Utility - Cost of Equipment | 0 | 0 | 0 | 0 | 0 | 0 | 0 | 0 | 0 | 0 | 0 | 0 | 0 | 0 | 0 | 0 | 0 | 0 | 0 | 0 | 0 | 0 | 0 | 0 | 0 | 0 | 0 | 0 | 0 | 0 | 0 | 0 | 0 | 0 | 0 | 0 | 0 | 0 | 0 | 0 | 0 | 0
F4_Commercial_Office_New_Space Heating_Natural Gas_Boiler_E9 | F4 | Commercial | Office | New | Space Heating | Natural Gas | Boiler | E9 | Utility - Cost of Equipment | 0 | 0 | 0 | 0 | 0 | 0 | 0 | 0 | 0 | 0 | 0 | 0 | 0 | 0 | 0 | 0 | 0 | 0 | 0 | 0 | 0 | 0 | 0 | 0 | 0 | 0 | 0 | 0 | 0 | 0 | 0 | 0 | 0 | 0 | 0 | 0 | 0 | 0 | 0 | 0 | 0 | 0
F4_Commercial_Office_New_Space Heating_Natural Gas_Boiler_E10 | F4 | Commercial | Office | New | Space Heating | Natural Gas | Boiler | E10 | Utility - Cost of Equipment | 0 | 0 | 0 | 0 | 0 | 0 | 0 | 0 | 0 | 0 | 0 | 0 | 0 | 0 | 0 | 0 | 0 | 0 | 0 | 0 | 0 | 0 | 0 | 0 | 0 | 0 | 0 | 0 | 0 | 0 | 0 | 0 | 0 | 0 | 0 | 0 | 0 | 0 | 0 | 0 | 0 | 0
F5_Commercial_Office_New_Space Heating_Natural Gas_Boiler_E1 | F5 | Commercial | Office | New | Space Heating | Natural Gas | Boiler | E1 | Utility - Cost of Operation | 0.15597 | 0.15597 | 0.15597 | 0.15597 | 0.15597 | 0.15597 | 0.15597 | 0.15597 | 0.15597 | 0.15597 | 0.15597 | 0.15597 | 0.15597 | 0.15597 | 0.15597 | 0.15597 | 0.15597 | 0.15597 | 0.15597 | 0.15597 | 0.15597 | 0.15597 | 0.15597 | 0.15597 | 0.15597 | 0.15597 | 0.15597 | 0.15597 | 0.15597 | 0.15597 | 0.15597 | 0.15597 | 0.15597 | 0 | 0 | 0 | 0 | 0 | 0 | 0 | 0 | 0
F5_Commercial_Office_New_Space Heating_Natural Gas_Boiler_E2 | F5 | Commercial | Office | New | Space Heating | Natural Gas | Boiler | E2 | Utility - Cost of Operation | 0.17609 | 0.17609 | 0.17609 | 0.17609 | 0.17609 | 0.17609 | 0.17609 | 0.17609 | 0.17609 | 0.17609 | 0.17609 | 0.17609 | 0.17609 | 0.17609 | 0.17609 | 0.17609 | 0.17609 | 0.17609 | 0.17609 | 0.17609 | 0.17609 | 0.17609 | 0.17609 | 0.17609 | 0.17609 | 0.17609 | 0.17609 | 0.17609 | 0.17609 | 0.17609 | 0.17609 | 0.17609 | 0.17609 | 0 | 0 | 0 | 0 | 0 | 0 | 0 | 0 | 0
F5_Commercial_Office_New_Space Heating_Natural Gas_Boiler_E3 | F5 | Commercial | Office | New | Space Heating | Natural Gas | Boiler | E3 | Utility - Cost of Operation | 0.21649 | 0.21649 | 0.21649 | 0.21649 | 0.21649 | 0.21649 | 0.21649 | 0.21649 | 0.21649 | 0.21649 | 0.21649 | 0.21649 | 0.21649 | 0.21649 | 0.21649 | 0.21649 | 0.21649 | 0.21649 | 0.21649 | 0.21649 | 0.21649 | 0.21649 | 0.21649 | 0.21649 | 0.21649 | 0.21649 | 0.21649 | 0.21649 | 0.21649 | 0.21649 | 0.21649 | 0.21649 | 0.21649 | 0 | 0 | 0 | 0 | 0 | 0 | 0 | 0 | 0
F5_Commercial_Office_New_Space Heating_Natural Gas_Boiler_E4 | F5 | Commercial | Office | New | Space Heating | Natural Gas | Boiler | E4 | Utility - Cost of Operation | 0.83051 | 0.83051 | 0.83051 | 0.83051 | 0.83051 | 0.83051 | 0.83051 | 0.83051 | 0.83051 | 0.83051 | 0.83051 | 0.83051 | 0.83051 | 0.83051 | 0.83051 | 0.83051 | 0.83051 | 0.83051 | 0.83051 | 0.83051 | 0.83051 | 0.83051 | 0.83051 | 0.83051 | 0.83051 | 0.83051 | 0.83051 | 0.83051 | 0.83051 | 0.83051 | 0.83051 | 0.83051 | 0.83051 | 0 | 0 | 0 | 0 | 0 | 0 | 0 | 0 | 0
F5_Commercial_Office_New_Space Heating_Natural Gas_Boiler_E5 | F5 | Commercial | Office | New | Space Heating | Natural Gas | Boiler | E5 | Utility - Cost of Operation | 0 | 0 | 0 | 0 | 0 | 0 | 0 | 0 | 0 | 0 | 0 | 0 | 0 | 0 | 0 | 0 | 0 | 0 | 0 | 0 | 0 | 0 | 0 | 0 | 0 | 0 | 0 | 0 | 0 | 0 | 0 | 0 | 0 | 0 | 0 | 0 | 0 | 0 | 0 | 0 | 0 | 0
F5_Commercial_Office_New_Space Heating_Natural Gas_Boiler_E6 | F5 | Commercial | Office | New | Space Heating | Natural Gas | Boiler | E6 | Utility - Cost of Operation | 0 | 0 | 0 | 0 | 0 | 0 | 0 | 0 | 0 | 0 | 0 | 0 | 0 | 0 | 0 | 0 | 0 | 0 | 0 | 0 | 0 | 0 | 0 | 0 | 0 | 0 | 0 | 0 | 0 | 0 | 0 | 0 | 0 | 0 | 0 | 0 | 0 | 0 | 0 | 0 | 0 | 0
F5_Commercial_Office_New_Space Heating_Natural Gas_Boiler_E7 | F5 | Commercial | Office | New | Space Heating | Natural Gas | Boiler | E7 | Utility - Cost of Operation | 0 | 0 | 0 | 0 | 0 | 0 | 0 | 0 | 0 | 0 | 0 | 0 | 0 | 0 | 0 | 0 | 0 | 0 | 0 | 0 | 0 | 0 | 0 | 0 | 0 | 0 | 0 | 0 | 0 | 0 | 0 | 0 | 0 | 0 | 0 | 0 | 0 | 0 | 0 | 0 | 0 | 0
F5_Commercial_Office_New_Space Heating_Natural Gas_Boiler_E8 | F5 | Commercial | Office | New | Space Heating | Natural Gas | Boiler | E8 | Utility - Cost of Operation | 0 | 0 | 0 | 0 | 0 | 0 | 0 | 0 | 0 | 0 | 0 | 0 | 0 | 0 | 0 | 0 | 0 | 0 | 0 | 0 | 0 | 0 | 0 | 0 | 0 | 0 | 0 | 0 | 0 | 0 | 0 | 0 | 0 | 0 | 0 | 0 | 0 | 0 | 0 | 0 | 0 | 0
F5_Commercial_Office_New_Space Heating_Natural Gas_Boiler_E9 | F5 | Commercial | Office | New | Space Heating | Natural Gas | Boiler | E9 | Utility - Cost of Operation | 0 | 0 | 0 | 0 | 0 | 0 | 0 | 0 | 0 | 0 | 0 | 0 | 0 | 0 | 0 | 0 | 0 | 0 | 0 | 0 | 0 | 0 | 0 | 0 | 0 | 0 | 0 | 0 | 0 | 0 | 0 | 0 | 0 | 0 | 0 | 0 | 0 | 0 | 0 | 0 | 0 | 0
F5_Commercial_Office_New_Space Heating_Natural Gas_Boiler_E10 | F5 | Commercial | Office | New | Space Heating | Natural Gas | Boiler | E10 | Utility - Cost of Operation | 0 | 0 | 0 | 0 | 0 | 0 | 0 | 0 | 0 | 0 | 0 | 0 | 0 | 0 | 0 | 0 | 0 | 0 | 0 | 0 | 0 | 0 | 0 | 0 | 0 | 0 | 0 | 0 | 0 | 0 | 0 | 0 | 0 | 0 | 0 | 0 | 0 | 0 | 0 | 0 | 0 | 0
F6_Commercial_Office_New_Space Heating_Natural Gas_Boiler_E1 | F6 | Commercial | Office | New | Space Heating | Natural Gas | Boiler | E1 | Utility - Value of Sales | 0.51067 | 0.50792 | 0.50504 | 0.50218 | 0.49934 | 0.49653 | 0.49376 | 0.49104 | 0.48839 | 0.48581 | 0.48331 | 0.48091 | 0.47861 | 0.47643 | 0.47436 | 0.47241 | 0.47057 | 0.46885 | 0.46724 | 0.46575 | 0.46437 | 0.46311 | 0.46196 | 0.46092 | 0.46 | 0.4592 | 0.45851 | 0.45794 | 0.45748 | 0.45713 | 0.4569 | 0.45679 | 0.45679 | 0 | 0 | 0 | 0 | 0 | 0 | 0 | 0 | 0
F6_Commercial_Office_New_Space Heating_Natural Gas_Boiler_E2 | F6 | Commercial | Office | New | Space Heating | Natural Gas | Boiler | E2 | Utility - Value of Sales | 0.48063 | 0.47804 | 0.47533 | 0.47264 | 0.46997 | 0.46732 | 0.46472 | 0.46216 | 0.45966 | 0.45723 | 0.45488 | 0.45262 | 0.45046 | 0.44841 | 0.44646 | 0.44462 | 0.44289 | 0.44127 | 0.43976 | 0.43835 | 0.43705 | 0.43586 | 0.43478 | 0.43381 | 0.43295 | 0.43219 | 0.43154 | 0.431 | 0.43057 | 0.43024 | 0.43003 | 0.42992 | 0.42992 | 0 | 0 | 0 | 0 | 0 | 0 | 0 | 0 | 0
F6_Commercial_Office_New_Space Heating_Natural Gas_Boiler_E3 | F6 | Commercial | Office | New | Space Heating | Natural Gas | Boiler | E3 | Utility - Value of Sales | 0.42117 | 0.4189 | 0.41653 | 0.41417 | 0.41183 | 0.40951 | 0.40722 | 0.40499 | 0.4028 | 0.40067 | 0.39861 | 0.39663 | 0.39473 | 0.39293 | 0.39123 | 0.38962 | 0.3881 | 0.38668 | 0.38535 | 0.38412 | 0.38299 | 0.38194 | 0.381 | 0.38014 | 0.37939 | 0.37872 | 0.37815 | 0.37768 | 0.3773 | 0.37702 | 0.37683 | 0.37673 | 0.37673 | 0 | 0 | 0 | 0 | 0 | 0 | 0 | 0 | 0
F6_Commercial_Office_New_Space Heating_Natural Gas_Boiler_E4 | F6 | Commercial | Office | New | Space Heating | Natural Gas | Boiler | E4 | Utility - Value of Sales | 0.32282 | 0.32117 | 0.3194 | 0.31763 | 0.31586 | 0.31409 | 0.31233 | 0.31056 | 0.30879 | 0.30702 | 0.30525 | 0.30349 | 0.30172 | 0.29996 | 0.29823 | 0.29652 | 0.29486 | 0.29326 | 0.29171 | 0.29025 | 0.28887 | 0.28758 | 0.2864 | 0.28534 | 0.2844 | 0.28358 | 0.28287 | 0.28228 | 0.28181 | 0.28145 | 0.28122 | 0.2811 | 0.2811 | 0 | 0 | 0 | 0 | 0 | 0 | 0 | 0 | 0
F6_Commercial_Office_New_Space Heating_Natural Gas_Boiler_E5 | F6 | Commercial | Office | New | Space Heating | Natural Gas | Boiler | E5 | Utility - Value of Sales | 0 | 0 | 0 | 0 | 0 | 0 | 0 | 0 | 0 | 0 | 0 | 0 | 0 | 0 | 0 | 0 | 0 | 0 | 0 | 0 | 0 | 0 | 0 | 0 | 0 | 0 | 0 | 0 | 0 | 0 | 0 | 0 | 0 | 0 | 0 | 0 | 0 | 0 | 0 | 0 | 0 | 0
F6_Commercial_Office_New_Space Heating_Natural Gas_Boiler_E6 | F6 | Commercial | Office | New | Space Heating | Natural Gas | Boiler | E6 | Utility - Value of Sales | 0 | 0 | 0 | 0 | 0 | 0 | 0 | 0 | 0 | 0 | 0 | 0 | 0 | 0 | 0 | 0 | 0 | 0 | 0 | 0 | 0 | 0 | 0 | 0 | 0 | 0 | 0 | 0 | 0 | 0 | 0 | 0 | 0 | 0 | 0 | 0 | 0 | 0 | 0 | 0 | 0 | 0
F6_Commercial_Office_New_Space Heating_Natural Gas_Boiler_E7 | F6 | Commercial | Office | New | Space Heating | Natural Gas | Boiler | E7 | Utility - Value of Sales | 0 | 0 | 0 | 0 | 0 | 0 | 0 | 0 | 0 | 0 | 0 | 0 | 0 | 0 | 0 | 0 | 0 | 0 | 0 | 0 | 0 | 0 | 0 | 0 | 0 | 0 | 0 | 0 | 0 | 0 | 0 | 0 | 0 | 0 | 0 | 0 | 0 | 0 | 0 | 0 | 0 | 0
F6_Commercial_Office_New_Space Heating_Natural Gas_Boiler_E8 | F6 | Commercial | Office | New | Space Heating | Natural Gas | Boiler | E8 | Utility - Value of Sales | 0 | 0 | 0 | 0 | 0 | 0 | 0 | 0 | 0 | 0 | 0 | 0 | 0 | 0 | 0 | 0 | 0 | 0 | 0 | 0 | 0 | 0 | 0 | 0 | 0 | 0 | 0 | 0 | 0 | 0 | 0 | 0 | 0 | 0 | 0 | 0 | 0 | 0 | 0 | 0 | 0 | 0
F6_Commercial_Office_New_Space Heating_Natural Gas_Boiler_E9 | F6 | Commercial | Office | New | Space Heating | Natural Gas | Boiler | E9 | Utility - Value of Sales | 0 | 0 | 0 | 0 | 0 | 0 | 0 | 0 | 0 | 0 | 0 | 0 | 0 | 0 | 0 | 0 | 0 | 0 | 0 | 0 | 0 | 0 | 0 | 0 | 0 | 0 | 0 | 0 | 0 | 0 | 0 | 0 | 0 | 0 | 0 | 0 | 0 | 0 | 0 | 0 | 0 | 0
F6_Commercial_Office_New_Space Heating_Natural Gas_Boiler_E10 | F6 | Commercial | Office | New | Space Heating | Natural Gas | Boiler | E10 | Utility - Value of Sales | 0 | 0 | 0 | 0 | 0 | 0 | 0 | 0 | 0 | 0 | 0 | 0 | 0 | 0 | 0 | 0 | 0 | 0 | 0 | 0 | 0 | 0 | 0 | 0 | 0 | 0 | 0 | 0 | 0 | 0 | 0 | 0 | 0 | 0 | 0 | 0 | 0 | 0 | 0 | 0 | 0 | 0
F1_Commercial_Office_New_Space Heating_Natural Gas_Unit Heater_E1 | F1 | Commercial | Office | New | Space Heating | Natural Gas | Unit Heater | E1 | RVT - Cost of Equipment | 0.10425 | 0.10437 | 0.1045 | 0.10469 | 0.10497 | 0.1054 | 0.10566 | 0.10581 | 0.106 | 0.10616 | 0.10626 | 0.1063 | 0.10637 | 0.10645 | 0.10658 | 0.10666 | 0.10677 | 0.10696 | 0.10715 | 0.10736 | 0.1076 | 0.1078 | 0.10796 | 0.10808 | 0.10817 | 0.10819 | 0.10815 | 0.10806 | 0.10799 | 0.10795 | 0.10798 | 0.10799 | 0.10799 | 0 | 0 | 0 | 0 | 0 | 0 | 0 | 0 | 0
F1_Commercial_Office_New_Space Heating_Natural Gas_Unit Heater_E2 | F1 | Commercial | Office | New | Space Heating | Natural Gas | Unit Heater | E2 | RVT - Cost of Equipment | 0.099288 | 0.0994 | 0.099524 | 0.099709 | 0.099972 | 0.10039 | 0.10063 | 0.10078 | 0.10095 | 0.10111 | 0.1012 | 0.10124 | 0.1013 | 0.10138 | 0.10151 | 0.10158 | 0.10169 | 0.10187 | 0.10205 | 0.10225 | 0.10248 | 0.10267 | 0.10282 | 0.10294 | 0.10302 | 0.10304 | 0.103 | 0.10291 | 0.10285 | 0.10281 | 0.10284 | 0.10285 | 0.10285 | 0 | 0 | 0 | 0 | 0 | 0 | 0 | 0 | 0
F1_Commercial_Office_New_Space Heating_Natural Gas_Unit Heater_E3 | F1 | Commercial | Office | New | Space Heating | Natural Gas | Unit Heater | E3 | RVT - Cost of Equipment | 0.088494 | 0.088572 | 0.088653 | 0.088781 | 0.088976 | 0.089287 | 0.089486 | 0.089632 | 0.089806 | 0.089974 | 0.090091 | 0.090166 | 0.09024 | 0.090314 | 0.090413 | 0.090459 | 0.090531 | 0.090657 | 0.090786 | 0.090935 | 0.091112 | 0.091261 | 0.091377 | 0.091465 | 0.091524 | 0.09154 | 0.091509 | 0.091445 | 0.091395 | 0.09137 | 0.091388 | 0.091395 | 0.091395 | 0 | 0 | 0 | 0 | 0 | 0 | 0 | 0 | 0
F1_Commercial_Office_New_Space Heating_Natural Gas_Unit Heater_E4 | F1 | Commercial | Office | New | Space Heating | Natural Gas | Unit Heater | E4 | RVT - Cost of Equipment | 0 | 0 | 0 | 0 | 0 | 0 | 0 | 0 | 0 | 0 | 0 | 0 | 0 | 0 | 0 | 0 | 0 | 0 | 0 | 0 | 0 | 0 | 0 | 0 | 0 | 0 | 0 | 0 | 0 | 0 | 0 | 0 | 0 | 0 | 0 | 0 | 0 | 0 | 0 | 0 | 0 | 0
F1_Commercial_Office_New_Space Heating_Natural Gas_Unit Heater_E5 | F1 | Commercial | Office | New | Space Heating | Natural Gas | Unit Heater | E5 | RVT - Cost of Equipment | 0 | 0 | 0 | 0 | 0 | 0 | 0 | 0 | 0 | 0 | 0 | 0 | 0 | 0 | 0 | 0 | 0 | 0 | 0 | 0 | 0 | 0 | 0 | 0 | 0 | 0 | 0 | 0 | 0 | 0 | 0 | 0 | 0 | 0 | 0 | 0 | 0 | 0 | 0 | 0 | 0 | 0
F1_Commercial_Office_New_Space Heating_Natural Gas_Unit Heater_E6 | F1 | Commercial | Office | New | Space Heating | Natural Gas | Unit Heater | E6 | RVT - Cost of Equipment | 0 | 0 | 0 | 0 | 0 | 0 | 0 | 0 | 0 | 0 | 0 | 0 | 0 | 0 | 0 | 0 | 0 | 0 | 0 | 0 | 0 | 0 | 0 | 0 | 0 | 0 | 0 | 0 | 0 | 0 | 0 | 0 | 0 | 0 | 0 | 0 | 0 | 0 | 0 | 0 | 0 | 0
F1_Commercial_Office_New_Space Heating_Natural Gas_Unit Heater_E7 | F1 | Commercial | Office | New | Space Heating | Natural Gas | Unit Heater | E7 | RVT - Cost of Equipment | 0 | 0 | 0 | 0 | 0 | 0 | 0 | 0 | 0 | 0 | 0 | 0 | 0 | 0 | 0 | 0 | 0 | 0 | 0 | 0 | 0 | 0 | 0 | 0 | 0 | 0 | 0 | 0 | 0 | 0 | 0 | 0 | 0 | 0 | 0 | 0 | 0 | 0 | 0 | 0 | 0 | 0
F1_Commercial_Office_New_Space Heating_Natural Gas_Unit Heater_E8 | F1 | Commercial | Office | New | Space Heating | Natural Gas | Unit Heater | E8 | RVT - Cost of Equipment | 0 | 0 | 0 | 0 | 0 | 0 | 0 | 0 | 0 | 0 | 0 | 0 | 0 | 0 | 0 | 0 | 0 | 0 | 0 | 0 | 0 | 0 | 0 | 0 | 0 | 0 | 0 | 0 | 0 | 0 | 0 | 0 | 0 | 0 | 0 | 0 | 0 | 0 | 0 | 0 | 0 | 0
F1_Commercial_Office_New_Space Heating_Natural Gas_Unit Heater_E9 | F1 | Commercial | Office | New | Space Heating | Natural Gas | Unit Heater | E9 | RVT - Cost of Equipment | 0 | 0 | 0 | 0 | 0 | 0 | 0 | 0 | 0 | 0 | 0 | 0 | 0 | 0 | 0 | 0 | 0 | 0 | 0 | 0 | 0 | 0 | 0 | 0 | 0 | 0 | 0 | 0 | 0 | 0 | 0 | 0 | 0 | 0 | 0 | 0 | 0 | 0 | 0 | 0 | 0 | 0
F1_Commercial_Office_New_Space Heating_Natural Gas_Unit Heater_E10 | F1 | Commercial | Office | New | Space Heating | Natural Gas | Unit Heater | E10 | RVT - Cost of Equipment | 0 | 0 | 0 | 0 | 0 | 0 | 0 | 0 | 0 | 0 | 0 | 0 | 0 | 0 | 0 | 0 | 0 | 0 | 0 | 0 | 0 | 0 | 0 | 0 | 0 | 0 | 0 | 0 | 0 | 0 | 0 | 0 | 0 | 0 | 0 | 0 | 0 | 0 | 0 | 0 | 0 | 0
F2_Commercial_Office_New_Space Heating_Natural Gas_Unit Heater_E1 | F2 | Commercial | Office | New | Space Heating | Natural Gas | Unit Heater | E1 | RVT - Cost of Operation | 0.1249 | 0.12504 | 0.12519 | 0.12543 | 0.12576 | 0.12628 | 0.12658 | 0.12677 | 0.12699 | 0.12719 | 0.1273 | 0.12736 | 0.12743 | 0.12753 | 0.1277 | 0.12778 | 0.12792 | 0.12815 | 0.12837 | 0.12862 | 0.12891 | 0.12915 | 0.12935 | 0.12949 | 0.12959 | 0.12962 | 0.12957 | 0.12946 | 0.12938 | 0.12933 | 0.12936 | 0.12938 | 0.12938 | 0 | 0 | 0 | 0 | 0 | 0 | 0 | 0 | 0
F2_Commercial_Office_New_Space Heating_Natural Gas_Unit Heater_E2 | F2 | Commercial | Office | New | Space Heating | Natural Gas | Unit Heater | E2 | RVT - Cost of Operation | 0.11895 | 0.11909 | 0.11924 | 0.11946 | 0.11977 | 0.12027 | 0.12056 | 0.12074 | 0.12095 | 0.12114 | 0.12124 | 0.1213 | 0.12137 | 0.12146 | 0.12162 | 0.1217 | 0.12183 | 0.12205 | 0.12226 | 0.1225 | 0.12277 | 0.12301 | 0.12319 | 0.12333 | 0.12342 | 0.12345 | 0.1234 | 0.1233 | 0.12322 | 0.12318 | 0.12321 | 0.12322 | 0.12322 | 0 | 0 | 0 | 0 | 0 | 0 | 0 | 0 | 0
F2_Commercial_Office_New_Space Heating_Natural Gas_Unit Heater_E3 | F2 | Commercial | Office | New | Space Heating | Natural Gas | Unit Heater | E3 | RVT - Cost of Operation | 0.10602 | 0.10612 | 0.10621 | 0.10637 | 0.1066 | 0.10697 | 0.10721 | 0.10738 | 0.10759 | 0.10779 | 0.10794 | 0.10802 | 0.10811 | 0.1082 | 0.10832 | 0.10838 | 0.10846 | 0.10861 | 0.10877 | 0.10895 | 0.10916 | 0.10934 | 0.10948 | 0.10958 | 0.10965 | 0.10967 | 0.10963 | 0.10956 | 0.1095 | 0.10947 | 0.10949 | 0.1095 | 0.1095 | 0 | 0 | 0 | 0 | 0 | 0 | 0 | 0 | 0
F2_Commercial_Office_New_Space Heating_Natural Gas_Unit Heater_E4 | F2 | Commercial | Office | New | Space Heating | Natural Gas | Unit Heater | E4 | RVT - Cost of Operation | 0 | 0 | 0 | 0 | 0 | 0 | 0 | 0 | 0 | 0 | 0 | 0 | 0 | 0 | 0 | 0 | 0 | 0 | 0 | 0 | 0 | 0 | 0 | 0 | 0 | 0 | 0 | 0 | 0 | 0 | 0 | 0 | 0 | 0 | 0 | 0 | 0 | 0 | 0 | 0 | 0 | 0
F2_Commercial_Office_New_Space Heating_Natural Gas_Unit Heater_E5 | F2 | Commercial | Office | New | Space Heating | Natural Gas | Unit Heater | E5 | RVT - Cost of Operation | 0 | 0 | 0 | 0 | 0 | 0 | 0 | 0 | 0 | 0 | 0 | 0 | 0 | 0 | 0 | 0 | 0 | 0 | 0 | 0 | 0 | 0 | 0 | 0 | 0 | 0 | 0 | 0 | 0 | 0 | 0 | 0 | 0 | 0 | 0 | 0 | 0 | 0 | 0 | 0 | 0 | 0
F2_Commercial_Office_New_Space Heating_Natural Gas_Unit Heater_E6 | F2 | Commercial | Office | New | Space Heating | Natural Gas | Unit Heater | E6 | RVT - Cost of Operation | 0 | 0 | 0 | 0 | 0 | 0 | 0 | 0 | 0 | 0 | 0 | 0 | 0 | 0 | 0 | 0 | 0 | 0 | 0 | 0 | 0 | 0 | 0 | 0 | 0 | 0 | 0 | 0 | 0 | 0 | 0 | 0 | 0 | 0 | 0 | 0 | 0 | 0 | 0 | 0 | 0 | 0
F2_Commercial_Office_New_Space Heating_Natural Gas_Unit Heater_E7 | F2 | Commercial | Office | New | Space Heating | Natural Gas | Unit Heater | E7 | RVT - Cost of Operation | 0 | 0 | 0 | 0 | 0 | 0 | 0 | 0 | 0 | 0 | 0 | 0 | 0 | 0 | 0 | 0 | 0 | 0 | 0 | 0 | 0 | 0 | 0 | 0 | 0 | 0 | 0 | 0 | 0 | 0 | 0 | 0 | 0 | 0 | 0 | 0 | 0 | 0 | 0 | 0 | 0 | 0
F2_Commercial_Office_New_Space Heating_Natural Gas_Unit Heater_E8 | F2 | Commercial | Office | New | Space Heating | Natural Gas | Unit Heater | E8 | RVT - Cost of Operation | 0 | 0 | 0 | 0 | 0 | 0 | 0 | 0 | 0 | 0 | 0 | 0 | 0 | 0 | 0 | 0 | 0 | 0 | 0 | 0 | 0 | 0 | 0 | 0 | 0 | 0 | 0 | 0 | 0 | 0 | 0 | 0 | 0 | 0 | 0 | 0 | 0 | 0 | 0 | 0 | 0 | 0
F2_Commercial_Office_New_Space Heating_Natural Gas_Unit Heater_E9 | F2 | Commercial | Office | New | Space Heating | Natural Gas | Unit Heater | E9 | RVT - Cost of Operation | 0 | 0 | 0 | 0 | 0 | 0 | 0 | 0 | 0 | 0 | 0 | 0 | 0 | 0 | 0 | 0 | 0 | 0 | 0 | 0 | 0 | 0 | 0 | 0 | 0 | 0 | 0 | 0 | 0 | 0 | 0 | 0 | 0 | 0 | 0 | 0 | 0 | 0 | 0 | 0 | 0 | 0
F2_Commercial_Office_New_Space Heating_Natural Gas_Unit Heater_E10 | F2 | Commercial | Office | New | Space Heating | Natural Gas | Unit Heater | E10 | RVT - Cost of Operation | 0 | 0 | 0 | 0 | 0 | 0 | 0 | 0 | 0 | 0 | 0 | 0 | 0 | 0 | 0 | 0 | 0 | 0 | 0 | 0 | 0 | 0 | 0 | 0 | 0 | 0 | 0 | 0 | 0 | 0 | 0 | 0 | 0 | 0 | 0 | 0 | 0 | 0 | 0 | 0 | 0 | 0
F3_Commercial_Office_New_Space Heating_Natural Gas_Unit Heater_E1 | F3 | Commercial | Office | New | Space Heating | Natural Gas | Unit Heater | E1 | System - kBTUs of Consumption | 0.0048056 | 0.0048056 | 0.0048056 | 0.0048056 | 0.0048056 | 0.0048056 | 0.0048056 | 0.0048056 | 0.0048056 | 0.0048056 | 0.0048056 | 0.0048056 | 0.0048056 | 0.0048056 | 0.0048056 | 0.0048056 | 0.0048056 | 0.0048056 | 0.0048056 | 0.0048056 | 0.0048056 | 0.0048056 | 0.0048056 | 0.0048056 | 0.0048056 | 0.0048056 | 0.0048056 | 0.0048056 | 0.0048056 | 0.0048056 | 0.0048056 | 0.0048056 | 0.0048056 | 0 | 0 | 0 | 0 | 0 | 0 | 0 | 0 | 0
F3_Commercial_Office_New_Space Heating_Natural Gas_Unit Heater_E2 | F3 | Commercial | Office | New | Space Heating | Natural Gas | Unit Heater | E2 | System - kBTUs of Consumption | 0.0076938 | 0.0076938 | 0.0076938 | 0.0076938 | 0.0076938 | 0.0076938 | 0.0076938 | 0.0076938 | 0.0076938 | 0.0076938 | 0.0076938 | 0.0076938 | 0.0076938 | 0.0076938 | 0.0076938 | 0.0076938 | 0.0076938 | 0.0076938 | 0.0076938 | 0.0076938 | 0.0076938 | 0.0076938 | 0.0076938 | 0.0076938 | 0.0076938 | 0.0076938 | 0.0076938 | 0.0076938 | 0.0076938 | 0.0076938 | 0.0076938 | 0.0076938 | 0.0076938 | 0 | 0 | 0 | 0 | 0 | 0 | 0 | 0 | 0
F3_Commercial_Office_New_Space Heating_Natural Gas_Unit Heater_E3 | F3 | Commercial | Office | New | Space Heating | Natural Gas | Unit Heater | E3 | System - kBTUs of Consumption | 0.0057123 | 0.0057123 | 0.0057123 | 0.0057123 | 0.0057123 | 0.0057123 | 0.0057123 | 0.0057123 | 0.0057123 | 0.0057123 | 0.0057123 | 0.0057123 | 0.0057123 | 0.0057123 | 0.0057123 | 0.0057123 | 0.0057123 | 0.0057123 | 0.0057123 | 0.0057123 | 0.0057123 | 0.0057123 | 0.0057123 | 0.0057123 | 0.0057123 | 0.0057123 | 0.0057123 | 0.0057123 | 0.0057123 | 0.0057123 | 0.0057123 | 0.0057123 | 0.0057123 | 0 | 0 | 0 | 0 | 0 | 0 | 0 | 0 | 0
F3_Commercial_Office_New_Space Heating_Natural Gas_Unit Heater_E4 | F3 | Commercial | Office | New | Space Heating | Natural Gas | Unit Heater | E4 | System - kBTUs of Consumption | 0 | 0 | 0 | 0 | 0 | 0 | 0 | 0 | 0 | 0 | 0 | 0 | 0 | 0 | 0 | 0 | 0 | 0 | 0 | 0 | 0 | 0 | 0 | 0 | 0 | 0 | 0 | 0 | 0 | 0 | 0 | 0 | 0 | 0 | 0 | 0 | 0 | 0 | 0 | 0 | 0 | 0
F3_Commercial_Office_New_Space Heating_Natural Gas_Unit Heater_E5 | F3 | Commercial | Office | New | Space Heating | Natural Gas | Unit Heater | E5 | System - kBTUs of Consumption | 0 | 0 | 0 | 0 | 0 | 0 | 0 | 0 | 0 | 0 | 0 | 0 | 0 | 0 | 0 | 0 | 0 | 0 | 0 | 0 | 0 | 0 | 0 | 0 | 0 | 0 | 0 | 0 | 0 | 0 | 0 | 0 | 0 | 0 | 0 | 0 | 0 | 0 | 0 | 0 | 0 | 0
F3_Commercial_Office_New_Space Heating_Natural Gas_Unit Heater_E6 | F3 | Commercial | Office | New | Space Heating | Natural Gas | Unit Heater | E6 | System - kBTUs of Consumption | 0 | 0 | 0 | 0 | 0 | 0 | 0 | 0 | 0 | 0 | 0 | 0 | 0 | 0 | 0 | 0 | 0 | 0 | 0 | 0 | 0 | 0 | 0 | 0 | 0 | 0 | 0 | 0 | 0 | 0 | 0 | 0 | 0 | 0 | 0 | 0 | 0 | 0 | 0 | 0 | 0 | 0
F3_Commercial_Office_New_Space Heating_Natural Gas_Unit Heater_E7 | F3 | Commercial | Office | New | Space Heating | Natural Gas | Unit Heater | E7 | System - kBTUs of Consumption | 0 | 0 | 0 | 0 | 0 | 0 | 0 | 0 | 0 | 0 | 0 | 0 | 0 | 0 | 0 | 0 | 0 | 0 | 0 | 0 | 0 | 0 | 0 | 0 | 0 | 0 | 0 | 0 | 0 | 0 | 0 | 0 | 0 | 0 | 0 | 0 | 0 | 0 | 0 | 0 | 0 | 0
F3_Commercial_Office_New_Space Heating_Natural Gas_Unit Heater_E8 | F3 | Commercial | Office | New | Space Heating | Natural Gas | Unit Heater | E8 | System - kBTUs of Consumption | 0 | 0 | 0 | 0 | 0 | 0 | 0 | 0 | 0 | 0 | 0 | 0 | 0 | 0 | 0 | 0 | 0 | 0 | 0 | 0 | 0 | 0 | 0 | 0 | 0 | 0 | 0 | 0 | 0 | 0 | 0 | 0 | 0 | 0 | 0 | 0 | 0 | 0 | 0 | 0 | 0 | 0
F3_Commercial_Office_New_Space Heating_Natural Gas_Unit Heater_E9 | F3 | Commercial | Office | New | Space Heating | Natural Gas | Unit Heater | E9 | System - kBTUs of Consumption | 0 | 0 | 0 | 0 | 0 | 0 | 0 | 0 | 0 | 0 | 0 | 0 | 0 | 0 | 0 | 0 | 0 | 0 | 0 | 0 | 0 | 0 | 0 | 0 | 0 | 0 | 0 | 0 | 0 | 0 | 0 | 0 | 0 | 0 | 0 | 0 | 0 | 0 | 0 | 0 | 0 | 0
F3_Commercial_Office_New_Space Heating_Natural Gas_Unit Heater_E10 | F3 | Commercial | Office | New | Space Heating | Natural Gas | Unit Heater | E10 | System - kBTUs of Consumption | 0 | 0 | 0 | 0 | 0 | 0 | 0 | 0 | 0 | 0 | 0 | 0 | 0 | 0 | 0 | 0 | 0 | 0 | 0 | 0 | 0 | 0 | 0 | 0 | 0 | 0 | 0 | 0 | 0 | 0 | 0 | 0 | 0 | 0 | 0 | 0 | 0 | 0 | 0 | 0 | 0 | 0
F4_Commercial_Office_New_Space Heating_Natural Gas_Unit Heater_E1 | F4 | Commercial | Office | New | Space Heating | Natural Gas | Unit Heater | E1 | Utility - Cost of Equipment | 0.1249 | 0.12504 | 0.12519 | 0.12543 | 0.12576 | 0.12628 | 0.12658 | 0.12677 | 0.12699 | 0.12719 | 0.1273 | 0.12736 | 0.12743 | 0.12753 | 0.1277 | 0.12778 | 0.12792 | 0.12815 | 0.12837 | 0.12862 | 0.12891 | 0.12915 | 0.12935 | 0.12949 | 0.12959 | 0.12962 | 0.12957 | 0.12946 | 0.12938 | 0.12933 | 0.12936 | 0.12938 | 0.12938 | 0 | 0 | 0 | 0 | 0 | 0 | 0 | 0 | 0
F4_Commercial_Office_New_Space Heating_Natural Gas_Unit Heater_E2 | F4 | Commercial | Office | New | Space Heating | Natural Gas | Unit Heater | E2 | Utility - Cost of Equipment | 0.11895 | 0.11909 | 0.11924 | 0.11946 | 0.11977 | 0.12027 | 0.12056 | 0.12074 | 0.12095 | 0.12114 | 0.12124 | 0.1213 | 0.12137 | 0.12146 | 0.12162 | 0.1217 | 0.12183 | 0.12205 | 0.12226 | 0.1225 | 0.12277 | 0.12301 | 0.12319 | 0.12333 | 0.12342 | 0.12345 | 0.1234 | 0.1233 | 0.12322 | 0.12318 | 0.12321 | 0.12322 | 0.12322 | 0 | 0 | 0 | 0 | 0 | 0 | 0 | 0 | 0
F4_Commercial_Office_New_Space Heating_Natural Gas_Unit Heater_E3 | F4 | Commercial | Office | New | Space Heating | Natural Gas | Unit Heater | E3 | Utility - Cost of Equipment | 0.10602 | 0.10612 | 0.10621 | 0.10637 | 0.1066 | 0.10697 | 0.10721 | 0.10738 | 0.10759 | 0.10779 | 0.10794 | 0.10802 | 0.10811 | 0.1082 | 0.10832 | 0.10838 | 0.10846 | 0.10861 | 0.10877 | 0.10895 | 0.10916 | 0.10934 | 0.10948 | 0.10958 | 0.10965 | 0.10967 | 0.10963 | 0.10956 | 0.1095 | 0.10947 | 0.10949 | 0.1095 | 0.1095 | 0 | 0 | 0 | 0 | 0 | 0 | 0 | 0 | 0
F4_Commercial_Office_New_Space Heating_Natural Gas_Unit Heater_E4 | F4 | Commercial | Office | New | Space Heating | Natural Gas | Unit Heater | E4 | Utility - Cost of Equipment | 0 | 0 | 0 | 0 | 0 | 0 | 0 | 0 | 0 | 0 | 0 | 0 | 0 | 0 | 0 | 0 | 0 | 0 | 0 | 0 | 0 | 0 | 0 | 0 | 0 | 0 | 0 | 0 | 0 | 0 | 0 | 0 | 0 | 0 | 0 | 0 | 0 | 0 | 0 | 0 | 0 | 0
F4_Commercial_Office_New_Space Heating_Natural Gas_Unit Heater_E5 | F4 | Commercial | Office | New | Space Heating | Natural Gas | Unit Heater | E5 | Utility - Cost of Equipment | 0 | 0 | 0 | 0 | 0 | 0 | 0 | 0 | 0 | 0 | 0 | 0 | 0 | 0 | 0 | 0 | 0 | 0 | 0 | 0 | 0 | 0 | 0 | 0 | 0 | 0 | 0 | 0 | 0 | 0 | 0 | 0 | 0 | 0 | 0 | 0 | 0 | 0 | 0 | 0 | 0 | 0
F4_Commercial_Office_New_Space Heating_Natural Gas_Unit Heater_E6 | F4 | Commercial | Office | New | Space Heating | Natural Gas | Unit Heater | E6 | Utility - Cost of Equipment | 0 | 0 | 0 | 0 | 0 | 0 | 0 | 0 | 0 | 0 | 0 | 0 | 0 | 0 | 0 | 0 | 0 | 0 | 0 | 0 | 0 | 0 | 0 | 0 | 0 | 0 | 0 | 0 | 0 | 0 | 0 | 0 | 0 | 0 | 0 | 0 | 0 | 0 | 0 | 0 | 0 | 0
F4_Commercial_Office_New_Space Heating_Natural Gas_Unit Heater_E7 | F4 | Commercial | Office | New | Space Heating | Natural Gas | Unit Heater | E7 | Utility - Cost of Equipment | 0 | 0 | 0 | 0 | 0 | 0 | 0 | 0 | 0 | 0 | 0 | 0 | 0 | 0 | 0 | 0 | 0 | 0 | 0 | 0 | 0 | 0 | 0 | 0 | 0 | 0 | 0 | 0 | 0 | 0 | 0 | 0 | 0 | 0 | 0 | 0 | 0 | 0 | 0 | 0 | 0 | 0
F4_Commercial_Office_New_Space Heating_Natural Gas_Unit Heater_E8 | F4 | Commercial | Office | New | Space Heating | Natural Gas | Unit Heater | E8 | Utility - Cost of Equipment | 0 | 0 | 0 | 0 | 0 | 0 | 0 | 0 | 0 | 0 | 0 | 0 | 0 | 0 | 0 | 0 | 0 | 0 | 0 | 0 | 0 | 0 | 0 | 0 | 0 | 0 | 0 | 0 | 0 | 0 | 0 | 0 | 0 | 0 | 0 | 0 | 0 | 0 | 0 | 0 | 0 | 0
F4_Commercial_Office_New_Space Heating_Natural Gas_Unit Heater_E9 | F4 | Commercial | Office | New | Space Heating | Natural Gas | Unit Heater | E9 | Utility - Cost of Equipment | 0 | 0 | 0 | 0 | 0 | 0 | 0 | 0 | 0 | 0 | 0 | 0 | 0 | 0 | 0 | 0 | 0 | 0 | 0 | 0 | 0 | 0 | 0 | 0 | 0 | 0 | 0 | 0 | 0 | 0 | 0 | 0 | 0 | 0 | 0 | 0 | 0 | 0 | 0 | 0 | 0 | 0
F4_Commercial_Office_New_Space Heating_Natural Gas_Unit Heater_E10 | F4 | Commercial | Office | New | Space Heating | Natural Gas | Unit Heater | E10 | Utility - Cost of Equipment | 0 | 0 | 0 | 0 | 0 | 0 | 0 | 0 | 0 | 0 | 0 | 0 | 0 | 0 | 0 | 0 | 0 | 0 | 0 | 0 | 0 | 0 | 0 | 0 | 0 | 0 | 0 | 0 | 0 | 0 | 0 | 0 | 0 | 0 | 0 | 0 | 0 | 0 | 0 | 0 | 0 | 0
F5_Commercial_Office_New_Space Heating_Natural Gas_Unit Heater_E1 | F5 | Commercial | Office | New | Space Heating | Natural Gas | Unit Heater | E1 | Utility - Cost of Operation | 0.0048056 | 0.0048056 | 0.0048056 | 0.0048056 | 0.0048056 | 0.0048056 | 0.0048056 | 0.0048056 | 0.0048056 | 0.0048056 | 0.0048056 | 0.0048056 | 0.0048056 | 0.0048056 | 0.0048056 | 0.0048056 | 0.0048056 | 0.0048056 | 0.0048056 | 0.0048056 | 0.0048056 | 0.0048056 | 0.0048056 | 0.0048056 | 0.0048056 | 0.0048056 | 0.0048056 | 0.0048056 | 0.0048056 | 0.0048056 | 0.0048056 | 0.0048056 | 0.0048056 | 0 | 0 | 0 | 0 | 0 | 0 | 0 | 0 | 0
F5_Commercial_Office_New_Space Heating_Natural Gas_Unit Heater_E2 | F5 | Commercial | Office | New | Space Heating | Natural Gas | Unit Heater | E2 | Utility - Cost of Operation | 0.0076938 | 0.0076938 | 0.0076938 | 0.0076938 | 0.0076938 | 0.0076938 | 0.0076938 | 0.0076938 | 0.0076938 | 0.0076938 | 0.0076938 | 0.0076938 | 0.0076938 | 0.0076938 | 0.0076938 | 0.0076938 | 0.0076938 | 0.0076938 | 0.0076938 | 0.0076938 | 0.0076938 | 0.0076938 | 0.0076938 | 0.0076938 | 0.0076938 | 0.0076938 | 0.0076938 | 0.0076938 | 0.0076938 | 0.0076938 | 0.0076938 | 0.0076938 | 0.0076938 | 0 | 0 | 0 | 0 | 0 | 0 | 0 | 0 | 0
F5_Commercial_Office_New_Space Heating_Natural Gas_Unit Heater_E3 | F5 | Commercial | Office | New | Space Heating | Natural Gas | Unit Heater | E3 | Utility - Cost of Operation | 0.0057123 | 0.0057123 | 0.0057123 | 0.0057123 | 0.0057123 | 0.0057123 | 0.0057123 | 0.0057123 | 0.0057123 | 0.0057123 | 0.0057123 | 0.0057123 | 0.0057123 | 0.0057123 | 0.0057123 | 0.0057123 | 0.0057123 | 0.0057123 | 0.0057123 | 0.0057123 | 0.0057123 | 0.0057123 | 0.0057123 | 0.0057123 | 0.0057123 | 0.0057123 | 0.0057123 | 0.0057123 | 0.0057123 | 0.0057123 | 0.0057123 | 0.0057123 | 0.0057123 | 0 | 0 | 0 | 0 | 0 | 0 | 0 | 0 | 0
F5_Commercial_Office_New_Space Heating_Natural Gas_Unit Heater_E4 | F5 | Commercial | Office | New | Space Heating | Natural Gas | Unit Heater | E4 | Utility - Cost of Operation | 0 | 0 | 0 | 0 | 0 | 0 | 0 | 0 | 0 | 0 | 0 | 0 | 0 | 0 | 0 | 0 | 0 | 0 | 0 | 0 | 0 | 0 | 0 | 0 | 0 | 0 | 0 | 0 | 0 | 0 | 0 | 0 | 0 | 0 | 0 | 0 | 0 | 0 | 0 | 0 | 0 | 0
F5_Commercial_Office_New_Space Heating_Natural Gas_Unit Heater_E5 | F5 | Commercial | Office | New | Space Heating | Natural Gas | Unit Heater | E5 | Utility - Cost of Operation | 0 | 0 | 0 | 0 | 0 | 0 | 0 | 0 | 0 | 0 | 0 | 0 | 0 | 0 | 0 | 0 | 0 | 0 | 0 | 0 | 0 | 0 | 0 | 0 | 0 | 0 | 0 | 0 | 0 | 0 | 0 | 0 | 0 | 0 | 0 | 0 | 0 | 0 | 0 | 0 | 0 | 0
F5_Commercial_Office_New_Space Heating_Natural Gas_Unit Heater_E6 | F5 | Commercial | Office | New | Space Heating | Natural Gas | Unit Heater | E6 | Utility - Cost of Operation | 0 | 0 | 0 | 0 | 0 | 0 | 0 | 0 | 0 | 0 | 0 | 0 | 0 | 0 | 0 | 0 | 0 | 0 | 0 | 0 | 0 | 0 | 0 | 0 | 0 | 0 | 0 | 0 | 0 | 0 | 0 | 0 | 0 | 0 | 0 | 0 | 0 | 0 | 0 | 0 | 0 | 0
F5_Commercial_Office_New_Space Heating_Natural Gas_Unit Heater_E7 | F5 | Commercial | Office | New | Space Heating | Natural Gas | Unit Heater | E7 | Utility - Cost of Operation | 0 | 0 | 0 | 0 | 0 | 0 | 0 | 0 | 0 | 0 | 0 | 0 | 0 | 0 | 0 | 0 | 0 | 0 | 0 | 0 | 0 | 0 | 0 | 0 | 0 | 0 | 0 | 0 | 0 | 0 | 0 | 0 | 0 | 0 | 0 | 0 | 0 | 0 | 0 | 0 | 0 | 0
F5_Commercial_Office_New_Space Heating_Natural Gas_Unit Heater_E8 | F5 | Commercial | Office | New | Space Heating | Natural Gas | Unit Heater | E8 | Utility - Cost of Operation | 0 | 0 | 0 | 0 | 0 | 0 | 0 | 0 | 0 | 0 | 0 | 0 | 0 | 0 | 0 | 0 | 0 | 0 | 0 | 0 | 0 | 0 | 0 | 0 | 0 | 0 | 0 | 0 | 0 | 0 | 0 | 0 | 0 | 0 | 0 | 0 | 0 | 0 | 0 | 0 | 0 | 0
F5_Commercial_Office_New_Space Heating_Natural Gas_Unit Heater_E9 | F5 | Commercial | Office | New | Space Heating | Natural Gas | Unit Heater | E9 | Utility - Cost of Operation | 0 | 0 | 0 | 0 | 0 | 0 | 0 | 0 | 0 | 0 | 0 | 0 | 0 | 0 | 0 | 0 | 0 | 0 | 0 | 0 | 0 | 0 | 0 | 0 | 0 | 0 | 0 | 0 | 0 | 0 | 0 | 0 | 0 | 0 | 0 | 0 | 0 | 0 | 0 | 0 | 0 | 0
F5_Commercial_Office_New_Space Heating_Natural Gas_Unit Heater_E10 | F5 | Commercial | Office | New | Space Heating | Natural Gas | Unit Heater | E10 | Utility - Cost of Operation | 0 | 0 | 0 | 0 | 0 | 0 | 0 | 0 | 0 | 0 | 0 | 0 | 0 | 0 | 0 | 0 | 0 | 0 | 0 | 0 | 0 | 0 | 0 | 0 | 0 | 0 | 0 | 0 | 0 | 0 | 0 | 0 | 0 | 0 | 0 | 0 | 0 | 0 | 0 | 0 | 0 | 0
F6_Commercial_Office_New_Space Heating_Natural Gas_Unit Heater_E1 | F6 | Commercial | Office | New | Space Heating | Natural Gas | Unit Heater | E1 | Utility - Value of Sales | 0.056798 | 0.056515 | 0.056207 | 0.055899 | 0.05559 | 0.055282 | 0.054974 | 0.054666 | 0.054358 | 0.05405 | 0.053741 | 0.053433 | 0.053125 | 0.052817 | 0.052509 | 0.052201 | 0.051893 | 0.051585 | 0.051277 | 0.050974 | 0.050681 | 0.050404 | 0.050148 | 0.049917 | 0.049711 | 0.049532 | 0.049378 | 0.049249 | 0.049147 | 0.04907 | 0.049018 | 0.048993 | 0.048993 | 0 | 0 | 0 | 0 | 0 | 0 | 0 | 0 | 0
F6_Commercial_Office_New_Space Heating_Natural Gas_Unit Heater_E2 | F6 | Commercial | Office | New | Space Heating | Natural Gas | Unit Heater | E2 | Utility - Value of Sales | 0.054094 | 0.053825 | 0.053532 | 0.053238 | 0.052945 | 0.052651 | 0.052357 | 0.052064 | 0.05177 | 0.051477 | 0.051183 | 0.05089 | 0.050597 | 0.050303 | 0.05001 | 0.049716 | 0.049423 | 0.04913 | 0.048836 | 0.048548 | 0.048269 | 0.048005 | 0.047761 | 0.047541 | 0.047345 | 0.047174 | 0.047027 | 0.046905 | 0.046807 | 0.046734 | 0.046685 | 0.046661 | 0.046661 | 0 | 0 | 0 | 0 | 0 | 0 | 0 | 0 | 0
F6_Commercial_Office_New_Space Heating_Natural Gas_Unit Heater_E3 | F6 | Commercial | Office | New | Space Heating | Natural Gas | Unit Heater | E3 | Utility - Value of Sales | 0.047853 | 0.047609 | 0.047347 | 0.047085 | 0.046823 | 0.046561 | 0.046299 | 0.046037 | 0.045775 | 0.045513 | 0.045251 | 0.044989 | 0.044727 | 0.044465 | 0.044206 | 0.04395 | 0.043699 | 0.043457 | 0.043224 | 0.043003 | 0.042796 | 0.042604 | 0.042429 | 0.042272 | 0.042132 | 0.04201 | 0.041905 | 0.041818 | 0.041748 | 0.041696 | 0.041661 | 0.041644 | 0.041644 | 0 | 0 | 0 | 0 | 0 | 0 | 0 | 0 | 0
F6_Commercial_Office_New_Space Heating_Natural Gas_Unit Heater_E4 | F6 | Commercial | Office | New | Space Heating | Natural Gas | Unit Heater | E4 | Utility - Value of Sales | 0 | 0 | 0 | 0 | 0 | 0 | 0 | 0 | 0 | 0 | 0 | 0 | 0 | 0 | 0 | 0 | 0 | 0 | 0 | 0 | 0 | 0 | 0 | 0 | 0 | 0 | 0 | 0 | 0 | 0 | 0 | 0 | 0 | 0 | 0 | 0 | 0 | 0 | 0 | 0 | 0 | 0
F6_Commercial_Office_New_Space Heating_Natural Gas_Unit Heater_E5 | F6 | Commercial | Office | New | Space Heating | Natural Gas | Unit Heater | E5 | Utility - Value of Sales | 0 | 0 | 0 | 0 | 0 | 0 | 0 | 0 | 0 | 0 | 0 | 0 | 0 | 0 | 0 | 0 | 0 | 0 | 0 | 0 | 0 | 0 | 0 | 0 | 0 | 0 | 0 | 0 | 0 | 0 | 0 | 0 | 0 | 0 | 0 | 0 | 0 | 0 | 0 | 0 | 0 | 0
F6_Commercial_Office_New_Space Heating_Natural Gas_Unit Heater_E6 | F6 | Commercial | Office | New | Space Heating | Natural Gas | Unit Heater | E6 | Utility - Value of Sales | 0 | 0 | 0 | 0 | 0 | 0 | 0 | 0 | 0 | 0 | 0 | 0 | 0 | 0 | 0 | 0 | 0 | 0 | 0 | 0 | 0 | 0 | 0 | 0 | 0 | 0 | 0 | 0 | 0 | 0 | 0 | 0 | 0 | 0 | 0 | 0 | 0 | 0 | 0 | 0 | 0 | 0
F6_Commercial_Office_New_Space Heating_Natural Gas_Unit Heater_E7 | F6 | Commercial | Office | New | Space Heating | Natural Gas | Unit Heater | E7 | Utility - Value of Sales | 0 | 0 | 0 | 0 | 0 | 0 | 0 | 0 | 0 | 0 | 0 | 0 | 0 | 0 | 0 | 0 | 0 | 0 | 0 | 0 | 0 | 0 | 0 | 0 | 0 | 0 | 0 | 0 | 0 | 0 | 0 | 0 | 0 | 0 | 0 | 0 | 0 | 0 | 0 | 0 | 0 | 0
F6_Commercial_Office_New_Space Heating_Natural Gas_Unit Heater_E8 | F6 | Commercial | Office | New | Space Heating | Natural Gas | Unit Heater | E8 | Utility - Value of Sales | 0 | 0 | 0 | 0 | 0 | 0 | 0 | 0 | 0 | 0 | 0 | 0 | 0 | 0 | 0 | 0 | 0 | 0 | 0 | 0 | 0 | 0 | 0 | 0 | 0 | 0 | 0 | 0 | 0 | 0 | 0 | 0 | 0 | 0 | 0 | 0 | 0 | 0 | 0 | 0 | 0 | 0
F6_Commercial_Office_New_Space Heating_Natural Gas_Unit Heater_E9 | F6 | Commercial | Office | New | Space Heating | Natural Gas | Unit Heater | E9 | Utility - Value of Sales | 0 | 0 | 0 | 0 | 0 | 0 | 0 | 0 | 0 | 0 | 0 | 0 | 0 | 0 | 0 | 0 | 0 | 0 | 0 | 0 | 0 | 0 | 0 | 0 | 0 | 0 | 0 | 0 | 0 | 0 | 0 | 0 | 0 | 0 | 0 | 0 | 0 | 0 | 0 | 0 | 0 | 0
F6_Commercial_Office_New_Space Heating_Natural Gas_Unit Heater_E10 | F6 | Commercial | Office | New | Space Heating | Natural Gas | Unit Heater | E10 | Utility - Value of Sales | 0 | 0 | 0 | 0 | 0 | 0 | 0 | 0 | 0 | 0 | 0 | 0 | 0 | 0 | 0 | 0 | 0 | 0 | 0 | 0 | 0 | 0 | 0 | 0 | 0 | 0 | 0 | 0 | 0 | 0 | 0 | 0 | 0 | 0 | 0 | 0 | 0 | 0 | 0 | 0 | 0 | 0
F1_Commercial_Office_New_Water Heating_Natural Gas_Water Heater_E1 | F1 | Commercial | Office | New | Water Heating | Natural Gas | Water Heater | E1 | RVT - Cost of Equipment | 0.16487 | 0.16637 | 0.16817 | 0.17025 | 0.17267 | 0.17555 | 0.17787 | 0.18006 | 0.18221 | 0.18438 | 0.18637 | 0.18811 | 0.18986 | 0.1917 | 0.19383 | 0.19595 | 0.19828 | 0.20086 | 0.20358 | 0.20639 | 0.20927 | 0.21196 | 0.21444 | 0.21669 | 0.21868 | 0.22037 | 0.22156 | 0.22244 | 0.22319 | 0.22383 | 0.22447 | 0.22476 | 0.22476 | 0 | 0 | 0 | 0 | 0 | 0 | 0 | 0 | 0
F1_Commercial_Office_New_Water Heating_Natural Gas_Water Heater_E2 | F1 | Commercial | Office | New | Water Heating | Natural Gas | Water Heater | E2 | RVT - Cost of Equipment | 0.16283 | 0.16432 | 0.16609 | 0.16815 | 0.17054 | 0.17338 | 0.17567 | 0.17783 | 0.17997 | 0.18211 | 0.18406 | 0.18578 | 0.18751 | 0.18934 | 0.19144 | 0.19353 | 0.19584 | 0.19838 | 0.20107 | 0.20385 | 0.20668 | 0.20935 | 0.21179 | 0.21401 | 0.21598 | 0.21765 | 0.21883 | 0.21969 | 0.22044 | 0.22107 | 0.2217 | 0.22198 | 0.22198 | 0 | 0 | 0 | 0 | 0 | 0 | 0 | 0 | 0
F1_Commercial_Office_New_Water Heating_Natural Gas_Water Heater_E3 | F1 | Commercial | Office | New | Water Heating | Natural Gas | Water Heater | E3 | RVT - Cost of Equipment | 0.14988 | 0.15125 | 0.15288 | 0.15477 | 0.15698 | 0.15959 | 0.1617 | 0.16369 | 0.16565 | 0.16762 | 0.16942 | 0.17101 | 0.1726 | 0.17428 | 0.17621 | 0.17814 | 0.18026 | 0.1826 | 0.18507 | 0.18763 | 0.19024 | 0.19269 | 0.19494 | 0.19699 | 0.1988 | 0.20034 | 0.20142 | 0.20222 | 0.2029 | 0.20349 | 0.20407 | 0.20433 | 0.20433 | 0 | 0 | 0 | 0 | 0 | 0 | 0 | 0 | 0
F1_Commercial_Office_New_Water Heating_Natural Gas_Water Heater_E4 | F1 | Commercial | Office | New | Water Heating | Natural Gas | Water Heater | E4 | RVT - Cost of Equipment | 0.14031 | 0.1416 | 0.14312 | 0.14489 | 0.14696 | 0.1494 | 0.15138 | 0.15324 | 0.15508 | 0.15692 | 0.15861 | 0.16009 | 0.16158 | 0.16315 | 0.16497 | 0.16677 | 0.16875 | 0.17094 | 0.17326 | 0.17565 | 0.1781 | 0.1804 | 0.1825 | 0.18442 | 0.18611 | 0.18755 | 0.18856 | 0.18931 | 0.18995 | 0.1905 | 0.19104 | 0.19128 | 0.19128 | 0 | 0 | 0 | 0 | 0 | 0 | 0 | 0 | 0
F1_Commercial_Office_New_Water Heating_Natural Gas_Water Heater_E5 | F1 | Commercial | Office | New | Water Heating | Natural Gas | Water Heater | E5 | RVT - Cost of Equipment | 0.13739 | 0.13865 | 0.14014 | 0.14187 | 0.1439 | 0.14629 | 0.14823 | 0.15005 | 0.15185 | 0.15365 | 0.1553 | 0.15675 | 0.15821 | 0.15975 | 0.16153 | 0.16329 | 0.16524 | 0.16738 | 0.16965 | 0.17199 | 0.17439 | 0.17664 | 0.1787 | 0.18057 | 0.18223 | 0.18364 | 0.18463 | 0.18536 | 0.18599 | 0.18653 | 0.18706 | 0.1873 | 0.1873 | 0 | 0 | 0 | 0 | 0 | 0 | 0 | 0 | 0
F1_Commercial_Office_New_Water Heating_Natural Gas_Water Heater_E6 | F1 | Commercial | Office | New | Water Heating | Natural Gas | Water Heater | E6 | RVT - Cost of Equipment | 0.13459 | 0.13582 | 0.13728 | 0.13898 | 0.14096 | 0.1433 | 0.1452 | 0.14698 | 0.14875 | 0.15052 | 0.15214 | 0.15356 | 0.15498 | 0.15649 | 0.15823 | 0.15996 | 0.16186 | 0.16396 | 0.16619 | 0.16848 | 0.17083 | 0.17303 | 0.17505 | 0.17689 | 0.17851 | 0.17989 | 0.18087 | 0.18158 | 0.1822 | 0.18272 | 0.18324 | 0.18348 | 0.18348 | 0 | 0 | 0 | 0 | 0 | 0 | 0 | 0 | 0
F1_Commercial_Office_New_Water Heating_Natural Gas_Water Heater_E7 | F1 | Commercial | Office | New | Water Heating | Natural Gas | Water Heater | E7 | RVT - Cost of Equipment | 0.12638 | 0.12762 | 0.12899 | 0.13048 | 0.13217 | 0.13414 | 0.13579 | 0.13737 | 0.139 | 0.1407 | 0.14232 | 0.14383 | 0.14536 | 0.14693 | 0.14863 | 0.15027 | 0.15201 | 0.15385 | 0.15573 | 0.15764 | 0.15956 | 0.16134 | 0.16295 | 0.16437 | 0.1656 | 0.16665 | 0.16738 | 0.16793 | 0.16839 | 0.16879 | 0.16918 | 0.16936 | 0.16936 | 0 | 0 | 0 | 0 | 0 | 0 | 0 | 0 | 0
F1_Commercial_Office_New_Water Heating_Natural Gas_Water Heater_E8 | F1 | Commercial | Office | New | Water Heating | Natural Gas | Water Heater | E8 | RVT - Cost of Equipment | 0 | 0 | 0 | 0 | 0 | 0 | 0 | 0 | 0 | 0 | 0 | 0 | 0 | 0 | 0 | 0 | 0 | 0 | 0 | 0 | 0 | 0 | 0 | 0 | 0 | 0 | 0 | 0 | 0 | 0 | 0 | 0 | 0 | 0 | 0 | 0 | 0 | 0 | 0 | 0 | 0 | 0
F1_Commercial_Office_New_Water Heating_Natural Gas_Water Heater_E9 | F1 | Commercial | Office | New | Water Heating | Natural Gas | Water Heater | E9 | RVT - Cost of Equipment | 0 | 0 | 0 | 0 | 0 | 0 | 0 | 0 | 0 | 0 | 0 | 0 | 0 | 0 | 0 | 0 | 0 | 0 | 0 | 0 | 0 | 0 | 0 | 0 | 0 | 0 | 0 | 0 | 0 | 0 | 0 | 0 | 0 | 0 | 0 | 0 | 0 | 0 | 0 | 0 | 0 | 0
F1_Commercial_Office_New_Water Heating_Natural Gas_Water Heater_E10 | F1 | Commercial | Office | New | Water Heating | Natural Gas | Water Heater | E10 | RVT - Cost of Equipment | 0 | 0 | 0 | 0 | 0 | 0 | 0 | 0 | 0 | 0 | 0 | 0 | 0 | 0 | 0 | 0 | 0 | 0 | 0 | 0 | 0 | 0 | 0 | 0 | 0 | 0 | 0 | 0 | 0 | 0 | 0 | 0 | 0 | 0 | 0 | 0 | 0 | 0 | 0 | 0 | 0 | 0
F2_Commercial_Office_New_Water Heating_Natural Gas_Water Heater_E1 | F2 | Commercial | Office | New | Water Heating | Natural Gas | Water Heater | E1 | RVT - Cost of Operation | 0.19752 | 0.19933 | 0.20147 | 0.20397 | 0.20688 | 0.21032 | 0.2131 | 0.21572 | 0.21831 | 0.2209 | 0.22328 | 0.22536 | 0.22746 | 0.22967 | 0.23223 | 0.23476 | 0.23756 | 0.24064 | 0.2439 | 0.24727 | 0.25072 | 0.25395 | 0.25691 | 0.25961 | 0.26199 | 0.26402 | 0.26544 | 0.26649 | 0.2674 | 0.26817 | 0.26893 | 0.26928 | 0.26928 | 0 | 0 | 0 | 0 | 0 | 0 | 0 | 0 | 0
F2_Commercial_Office_New_Water Heating_Natural Gas_Water Heater_E2 | F2 | Commercial | Office | New | Water Heating | Natural Gas | Water Heater | E2 | RVT - Cost of Operation | 0.19508 | 0.19687 | 0.19899 | 0.20145 | 0.20432 | 0.20772 | 0.21047 | 0.21306 | 0.21561 | 0.21818 | 0.22052 | 0.22258 | 0.22465 | 0.22684 | 0.22936 | 0.23186 | 0.23462 | 0.23767 | 0.24089 | 0.24422 | 0.24762 | 0.25081 | 0.25374 | 0.2564 | 0.25876 | 0.26076 | 0.26217 | 0.2632 | 0.2641 | 0.26486 | 0.26561 | 0.26595 | 0.26595 | 0 | 0 | 0 | 0 | 0 | 0 | 0 | 0 | 0
F2_Commercial_Office_New_Water Heating_Natural Gas_Water Heater_E3 | F2 | Commercial | Office | New | Water Heating | Natural Gas | Water Heater | E3 | RVT - Cost of Operation | 0.17957 | 0.18121 | 0.18316 | 0.18542 | 0.18807 | 0.1912 | 0.19373 | 0.19611 | 0.19846 | 0.20082 | 0.20298 | 0.20488 | 0.20678 | 0.20879 | 0.21111 | 0.21342 | 0.21596 | 0.21876 | 0.22173 | 0.22479 | 0.22792 | 0.23086 | 0.23355 | 0.23601 | 0.23817 | 0.24002 | 0.24131 | 0.24227 | 0.24309 | 0.24379 | 0.24448 | 0.2448 | 0.2448 | 0 | 0 | 0 | 0 | 0 | 0 | 0 | 0 | 0
F2_Commercial_Office_New_Water Heating_Natural Gas_Water Heater_E4 | F2 | Commercial | Office | New | Water Heating | Natural Gas | Water Heater | E4 | RVT - Cost of Operation | 0.1681 | 0.16964 | 0.17147 | 0.17359 | 0.17606 | 0.17899 | 0.18136 | 0.18359 | 0.18579 | 0.188 | 0.19002 | 0.1918 | 0.19358 | 0.19547 | 0.19764 | 0.1998 | 0.20218 | 0.2048 | 0.20758 | 0.21045 | 0.21338 | 0.21613 | 0.21865 | 0.22094 | 0.22297 | 0.2247 | 0.22591 | 0.2268 | 0.22757 | 0.22823 | 0.22888 | 0.22917 | 0.22917 | 0 | 0 | 0 | 0 | 0 | 0 | 0 | 0 | 0
F2_Commercial_Office_New_Water Heating_Natural Gas_Water Heater_E5 | F2 | Commercial | Office | New | Water Heating | Natural Gas | Water Heater | E5 | RVT - Cost of Operation | 0.1646 | 0.16611 | 0.1679 | 0.16997 | 0.1724 | 0.17526 | 0.17758 | 0.17977 | 0.18192 | 0.18409 | 0.18607 | 0.1878 | 0.18955 | 0.19139 | 0.19352 | 0.19563 | 0.19796 | 0.20053 | 0.20325 | 0.20606 | 0.20893 | 0.21162 | 0.21409 | 0.21634 | 0.21832 | 0.22002 | 0.2212 | 0.22208 | 0.22283 | 0.22347 | 0.22411 | 0.2244 | 0.2244 | 0 | 0 | 0 | 0 | 0 | 0 | 0 | 0 | 0
F2_Commercial_Office_New_Water Heating_Natural Gas_Water Heater_E6 | F2 | Commercial | Office | New | Water Heating | Natural Gas | Water Heater | E6 | RVT - Cost of Operation | 0.16124 | 0.16272 | 0.16447 | 0.1665 | 0.16888 | 0.17169 | 0.17396 | 0.1761 | 0.17821 | 0.18033 | 0.18227 | 0.18397 | 0.18568 | 0.18749 | 0.18957 | 0.19164 | 0.19392 | 0.19644 | 0.19911 | 0.20186 | 0.20467 | 0.2073 | 0.20972 | 0.21192 | 0.21387 | 0.21553 | 0.21669 | 0.21755 | 0.21828 | 0.21891 | 0.21954 | 0.21982 | 0.21982 | 0 | 0 | 0 | 0 | 0 | 0 | 0 | 0 | 0
F2_Commercial_Office_New_Water Heating_Natural Gas_Water Heater_E7 | F2 | Commercial | Office | New | Water Heating | Natural Gas | Water Heater | E7 | RVT - Cost of Operation | 0.15142 | 0.1529 | 0.15454 | 0.15633 | 0.15835 | 0.16071 | 0.16268 | 0.16458 | 0.16654 | 0.16856 | 0.17051 | 0.17232 | 0.17415 | 0.17603 | 0.17807 | 0.18003 | 0.18212 | 0.18432 | 0.18658 | 0.18887 | 0.19116 | 0.1933 | 0.19522 | 0.19692 | 0.1984 | 0.19965 | 0.20054 | 0.20119 | 0.20175 | 0.20222 | 0.20269 | 0.20291 | 0.20291 | 0 | 0 | 0 | 0 | 0 | 0 | 0 | 0 | 0
F2_Commercial_Office_New_Water Heating_Natural Gas_Water Heater_E8 | F2 | Commercial | Office | New | Water Heating | Natural Gas | Water Heater | E8 | RVT - Cost of Operation | 0 | 0 | 0 | 0 | 0 | 0 | 0 | 0 | 0 | 0 | 0 | 0 | 0 | 0 | 0 | 0 | 0 | 0 | 0 | 0 | 0 | 0 | 0 | 0 | 0 | 0 | 0 | 0 | 0 | 0 | 0 | 0 | 0 | 0 | 0 | 0 | 0 | 0 | 0 | 0 | 0 | 0
F2_Commercial_Office_New_Water Heating_Natural Gas_Water Heater_E9 | F2 | Commercial | Office | New | Water Heating | Natural Gas | Water Heater | E9 | RVT - Cost of Operation | 0 | 0 | 0 | 0 | 0 | 0 | 0 | 0 | 0 | 0 | 0 | 0 | 0 | 0 | 0 | 0 | 0 | 0 | 0 | 0 | 0 | 0 | 0 | 0 | 0 | 0 | 0 | 0 | 0 | 0 | 0 | 0 | 0 | 0 | 0 | 0 | 0 | 0 | 0 | 0 | 0 | 0
F2_Commercial_Office_New_Water Heating_Natural Gas_Water Heater_E10 | F2 | Commercial | Office | New | Water Heating | Natural Gas | Water Heater | E10 | RVT - Cost of Operation | 0 | 0 | 0 | 0 | 0 | 0 | 0 | 0 | 0 | 0 | 0 | 0 | 0 | 0 | 0 | 0 | 0 | 0 | 0 | 0 | 0 | 0 | 0 | 0 | 0 | 0 | 0 | 0 | 0 | 0 | 0 | 0 | 0 | 0 | 0 | 0 | 0 | 0 | 0 | 0 | 0 | 0
F3_Commercial_Office_New_Water Heating_Natural Gas_Water Heater_E1 | F3 | Commercial | Office | New | Water Heating | Natural Gas | Water Heater | E1 | System - kBTUs of Consumption | 0.017871 | 0.017871 | 0.017871 | 0.017871 | 0.017871 | 0.017871 | 0.017871 | 0.017871 | 0.017871 | 0.017871 | 0.017871 | 0.017871 | 0.017871 | 0.017871 | 0.017871 | 0.017871 | 0.017871 | 0.017871 | 0.017871 | 0.017871 | 0.017871 | 0.017871 | 0.017871 | 0.017871 | 0.017871 | 0.017871 | 0.017871 | 0.017871 | 0.017871 | 0.017871 | 0.017871 | 0.017871 | 0.017871 | 0 | 0 | 0 | 0 | 0 | 0 | 0 | 0 | 0
F3_Commercial_Office_New_Water Heating_Natural Gas_Water Heater_E2 | F3 | Commercial | Office | New | Water Heating | Natural Gas | Water Heater | E2 | System - kBTUs of Consumption | 0.017866 | 0.017866 | 0.017866 | 0.017866 | 0.017866 | 0.017866 | 0.017866 | 0.017866 | 0.017866 | 0.017866 | 0.017866 | 0.017866 | 0.017866 | 0.017866 | 0.017866 | 0.017866 | 0.017866 | 0.017866 | 0.017866 | 0.017866 | 0.017866 | 0.017866 | 0.017866 | 0.017866 | 0.017866 | 0.017866 | 0.017866 | 0.017866 | 0.017866 | 0.017866 | 0.017866 | 0.017866 | 0.017866 | 0 | 0 | 0 | 0 | 0 | 0 | 0 | 0 | 0
F3_Commercial_Office_New_Water Heating_Natural Gas_Water Heater_E3 | F3 | Commercial | Office | New | Water Heating | Natural Gas | Water Heater | E3 | System - kBTUs of Consumption | 0.018163 | 0.018163 | 0.018163 | 0.018163 | 0.018163 | 0.018163 | 0.018163 | 0.018163 | 0.018163 | 0.018163 | 0.018163 | 0.018163 | 0.018163 | 0.018163 | 0.018163 | 0.018163 | 0.018163 | 0.018163 | 0.018163 | 0.018163 | 0.018163 | 0.018163 | 0.018163 | 0.018163 | 0.018163 | 0.018163 | 0.018163 | 0.018163 | 0.018163 | 0.018163 | 0.018163 | 0.018163 | 0.018163 | 0 | 0 | 0 | 0 | 0 | 0 | 0 | 0 | 0
F3_Commercial_Office_New_Water Heating_Natural Gas_Water Heater_E4 | F3 | Commercial | Office | New | Water Heating | Natural Gas | Water Heater | E4 | System - kBTUs of Consumption | 0.018459 | 0.018459 | 0.018459 | 0.018459 | 0.018459 | 0.018459 | 0.018459 | 0.018459 | 0.018459 | 0.018459 | 0.018459 | 0.018459 | 0.018459 | 0.018459 | 0.018459 | 0.018459 | 0.018459 | 0.018459 | 0.018459 | 0.018459 | 0.018459 | 0.018459 | 0.018459 | 0.018459 | 0.018459 | 0.018459 | 0.018459 | 0.018459 | 0.018459 | 0.018459 | 0.018459 | 0.018459 | 0.018459 | 0 | 0 | 0 | 0 | 0 | 0 | 0 | 0 | 0
F3_Commercial_Office_New_Water Heating_Natural Gas_Water Heater_E5 | F3 | Commercial | Office | New | Water Heating | Natural Gas | Water Heater | E5 | System - kBTUs of Consumption | 0.018852 | 0.018852 | 0.018852 | 0.018852 | 0.018852 | 0.018852 | 0.018852 | 0.018852 | 0.018852 | 0.018852 | 0.018852 | 0.018852 | 0.018852 | 0.018852 | 0.018852 | 0.018852 | 0.018852 | 0.018852 | 0.018852 | 0.018852 | 0.018852 | 0.018852 | 0.018852 | 0.018852 | 0.018852 | 0.018852 | 0.018852 | 0.018852 | 0.018852 | 0.018852 | 0.018852 | 0.018852 | 0.018852 | 0 | 0 | 0 | 0 | 0 | 0 | 0 | 0 | 0
F3_Commercial_Office_New_Water Heating_Natural Gas_Water Heater_E6 | F3 | Commercial | Office | New | Water Heating | Natural Gas | Water Heater | E6 | System - kBTUs of Consumption | 0.015926 | 0.015926 | 0.015926 | 0.015926 | 0.015926 | 0.015926 | 0.015926 | 0.015926 | 0.015926 | 0.015926 | 0.015926 | 0.015926 | 0.015926 | 0.015926 | 0.015926 | 0.015926 | 0.015926 | 0.015926 | 0.015926 | 0.015926 | 0.015926 | 0.015926 | 0.015926 | 0.015926 | 0.015926 | 0.015926 | 0.015926 | 0.015926 | 0.015926 | 0.015926 | 0.015926 | 0.015926 | 0.015926 | 0 | 0 | 0 | 0 | 0 | 0 | 0 | 0 | 0
F3_Commercial_Office_New_Water Heating_Natural Gas_Water Heater_E7 | F3 | Commercial | Office | New | Water Heating | Natural Gas | Water Heater | E7 | System - kBTUs of Consumption | 0.020109 | 0.020109 | 0.020109 | 0.020109 | 0.020109 | 0.020109 | 0.020109 | 0.020109 | 0.020109 | 0.020109 | 0.020109 | 0.020109 | 0.020109 | 0.020109 | 0.020109 | 0.020109 | 0.020109 | 0.020109 | 0.020109 | 0.020109 | 0.020109 | 0.020109 | 0.020109 | 0.020109 | 0.020109 | 0.020109 | 0.020109 | 0.020109 | 0.020109 | 0.020109 | 0.020109 | 0.020109 | 0.020109 | 0 | 0 | 0 | 0 | 0 | 0 | 0 | 0 | 0
F3_Commercial_Office_New_Water Heating_Natural Gas_Water Heater_E8 | F3 | Commercial | Office | New | Water Heating | Natural Gas | Water Heater | E8 | System - kBTUs of Consumption | 0 | 0 | 0 | 0 | 0 | 0 | 0 | 0 | 0 | 0 | 0 | 0 | 0 | 0 | 0 | 0 | 0 | 0 | 0 | 0 | 0 | 0 | 0 | 0 | 0 | 0 | 0 | 0 | 0 | 0 | 0 | 0 | 0 | 0 | 0 | 0 | 0 | 0 | 0 | 0 | 0 | 0
F3_Commercial_Office_New_Water Heating_Natural Gas_Water Heater_E9 | F3 | Commercial | Office | New | Water Heating | Natural Gas | Water Heater | E9 | System - kBTUs of Consumption | 0 | 0 | 0 | 0 | 0 | 0 | 0 | 0 | 0 | 0 | 0 | 0 | 0 | 0 | 0 | 0 | 0 | 0 | 0 | 0 | 0 | 0 | 0 | 0 | 0 | 0 | 0 | 0 | 0 | 0 | 0 | 0 | 0 | 0 | 0 | 0 | 0 | 0 | 0 | 0 | 0 | 0
F3_Commercial_Office_New_Water Heating_Natural Gas_Water Heater_E10 | F3 | Commercial | Office | New | Water Heating | Natural Gas | Water Heater | E10 | System - kBTUs of Consumption | 0 | 0 | 0 | 0 | 0 | 0 | 0 | 0 | 0 | 0 | 0 | 0 | 0 | 0 | 0 | 0 | 0 | 0 | 0 | 0 | 0 | 0 | 0 | 0 | 0 | 0 | 0 | 0 | 0 | 0 | 0 | 0 | 0 | 0 | 0 | 0 | 0 | 0 | 0 | 0 | 0 | 0
F4_Commercial_Office_New_Water Heating_Natural Gas_Water Heater_E1 | F4 | Commercial | Office | New | Water Heating | Natural Gas | Water Heater | E1 | Utility - Cost of Equipment | 0.19752 | 0.19933 | 0.20147 | 0.20397 | 0.20688 | 0.21032 | 0.2131 | 0.21572 | 0.21831 | 0.2209 | 0.22328 | 0.22536 | 0.22746 | 0.22967 | 0.23223 | 0.23476 | 0.23756 | 0.24064 | 0.2439 | 0.24727 | 0.25072 | 0.25395 | 0.25691 | 0.25961 | 0.26199 | 0.26402 | 0.26544 | 0.26649 | 0.2674 | 0.26817 | 0.26893 | 0.26928 | 0.26928 | 0 | 0 | 0 | 0 | 0 | 0 | 0 | 0 | 0
F4_Commercial_Office_New_Water Heating_Natural Gas_Water Heater_E2 | F4 | Commercial | Office | New | Water Heating | Natural Gas | Water Heater | E2 | Utility - Cost of Equipment | 0.19508 | 0.19687 | 0.19899 | 0.20145 | 0.20432 | 0.20772 | 0.21047 | 0.21306 | 0.21561 | 0.21818 | 0.22052 | 0.22258 | 0.22465 | 0.22684 | 0.22936 | 0.23186 | 0.23462 | 0.23767 | 0.24089 | 0.24422 | 0.24762 | 0.25081 | 0.25374 | 0.2564 | 0.25876 | 0.26076 | 0.26217 | 0.2632 | 0.2641 | 0.26486 | 0.26561 | 0.26595 | 0.26595 | 0 | 0 | 0 | 0 | 0 | 0 | 0 | 0 | 0
F4_Commercial_Office_New_Water Heating_Natural Gas_Water Heater_E3 | F4 | Commercial | Office | New | Water Heating | Natural Gas | Water Heater | E3 | Utility - Cost of Equipment | 0.17957 | 0.18121 | 0.18316 | 0.18542 | 0.18807 | 0.1912 | 0.19373 | 0.19611 | 0.19846 | 0.20082 | 0.20298 | 0.20488 | 0.20678 | 0.20879 | 0.21111 | 0.21342 | 0.21596 | 0.21876 | 0.22173 | 0.22479 | 0.22792 | 0.23086 | 0.23355 | 0.23601 | 0.23817 | 0.24002 | 0.24131 | 0.24227 | 0.24309 | 0.24379 | 0.24448 | 0.2448 | 0.2448 | 0 | 0 | 0 | 0 | 0 | 0 | 0 | 0 | 0
F4_Commercial_Office_New_Water Heating_Natural Gas_Water Heater_E4 | F4 | Commercial | Office | New | Water Heating | Natural Gas | Water Heater | E4 | Utility - Cost of Equipment | 0.1681 | 0.16964 | 0.17147 | 0.17359 | 0.17606 | 0.17899 | 0.18136 | 0.18359 | 0.18579 | 0.188 | 0.19002 | 0.1918 | 0.19358 | 0.19547 | 0.19764 | 0.1998 | 0.20218 | 0.2048 | 0.20758 | 0.21045 | 0.21338 | 0.21613 | 0.21865 | 0.22094 | 0.22297 | 0.2247 | 0.22591 | 0.2268 | 0.22757 | 0.22823 | 0.22888 | 0.22917 | 0.22917 | 0 | 0 | 0 | 0 | 0 | 0 | 0 | 0 | 0
F4_Commercial_Office_New_Water Heating_Natural Gas_Water Heater_E5 | F4 | Commercial | Office | New | Water Heating | Natural Gas | Water Heater | E5 | Utility - Cost of Equipment | 0.1646 | 0.16611 | 0.1679 | 0.16997 | 0.1724 | 0.17526 | 0.17758 | 0.17977 | 0.18192 | 0.18409 | 0.18607 | 0.1878 | 0.18955 | 0.19139 | 0.19352 | 0.19563 | 0.19796 | 0.20053 | 0.20325 | 0.20606 | 0.20893 | 0.21162 | 0.21409 | 0.21634 | 0.21832 | 0.22002 | 0.2212 | 0.22208 | 0.22283 | 0.22347 | 0.22411 | 0.2244 | 0.2244 | 0 | 0 | 0 | 0 | 0 | 0 | 0 | 0 | 0
F4_Commercial_Office_New_Water Heating_Natural Gas_Water Heater_E6 | F4 | Commercial | Office | New | Water Heating | Natural Gas | Water Heater | E6 | Utility - Cost of Equipment | 0.16124 | 0.16272 | 0.16447 | 0.1665 | 0.16888 | 0.17169 | 0.17396 | 0.1761 | 0.17821 | 0.18033 | 0.18227 | 0.18397 | 0.18568 | 0.18749 | 0.18957 | 0.19164 | 0.19392 | 0.19644 | 0.19911 | 0.20186 | 0.20467 | 0.2073 | 0.20972 | 0.21192 | 0.21387 | 0.21553 | 0.21669 | 0.21755 | 0.21828 | 0.21891 | 0.21954 | 0.21982 | 0.21982 | 0 | 0 | 0 | 0 | 0 | 0 | 0 | 0 | 0
F4_Commercial_Office_New_Water Heating_Natural Gas_Water Heater_E7 | F4 | Commercial | Office | New | Water Heating | Natural Gas | Water Heater | E7 | Utility - Cost of Equipment | 0.15142 | 0.1529 | 0.15454 | 0.15633 | 0.15835 | 0.16071 | 0.16268 | 0.16458 | 0.16654 | 0.16856 | 0.17051 | 0.17232 | 0.17415 | 0.17603 | 0.17807 | 0.18003 | 0.18212 | 0.18432 | 0.18658 | 0.18887 | 0.19116 | 0.1933 | 0.19522 | 0.19692 | 0.1984 | 0.19965 | 0.20054 | 0.20119 | 0.20175 | 0.20222 | 0.20269 | 0.20291 | 0.20291 | 0 | 0 | 0 | 0 | 0 | 0 | 0 | 0 | 0
F4_Commercial_Office_New_Water Heating_Natural Gas_Water Heater_E8 | F4 | Commercial | Office | New | Water Heating | Natural Gas | Water Heater | E8 | Utility - Cost of Equipment | 0 | 0 | 0 | 0 | 0 | 0 | 0 | 0 | 0 | 0 | 0 | 0 | 0 | 0 | 0 | 0 | 0 | 0 | 0 | 0 | 0 | 0 | 0 | 0 | 0 | 0 | 0 | 0 | 0 | 0 | 0 | 0 | 0 | 0 | 0 | 0 | 0 | 0 | 0 | 0 | 0 | 0
F4_Commercial_Office_New_Water Heating_Natural Gas_Water Heater_E9 | F4 | Commercial | Office | New | Water Heating | Natural Gas | Water Heater | E9 | Utility - Cost of Equipment | 0 | 0 | 0 | 0 | 0 | 0 | 0 | 0 | 0 | 0 | 0 | 0 | 0 | 0 | 0 | 0 | 0 | 0 | 0 | 0 | 0 | 0 | 0 | 0 | 0 | 0 | 0 | 0 | 0 | 0 | 0 | 0 | 0 | 0 | 0 | 0 | 0 | 0 | 0 | 0 | 0 | 0
F4_Commercial_Office_New_Water Heating_Natural Gas_Water Heater_E10 | F4 | Commercial | Office | New | Water Heating | Natural Gas | Water Heater | E10 | Utility - Cost of Equipment | 0 | 0 | 0 | 0 | 0 | 0 | 0 | 0 | 0 | 0 | 0 | 0 | 0 | 0 | 0 | 0 | 0 | 0 | 0 | 0 | 0 | 0 | 0 | 0 | 0 | 0 | 0 | 0 | 0 | 0 | 0 | 0 | 0 | 0 | 0 | 0 | 0 | 0 | 0 | 0 | 0 | 0
F5_Commercial_Office_New_Water Heating_Natural Gas_Water Heater_E1 | F5 | Commercial | Office | New | Water Heating | Natural Gas | Water Heater | E1 | Utility - Cost of Operation | 0.017871 | 0.017871 | 0.017871 | 0.017871 | 0.017871 | 0.017871 | 0.017871 | 0.017871 | 0.017871 | 0.017871 | 0.017871 | 0.017871 | 0.017871 | 0.017871 | 0.017871 | 0.017871 | 0.017871 | 0.017871 | 0.017871 | 0.017871 | 0.017871 | 0.017871 | 0.017871 | 0.017871 | 0.017871 | 0.017871 | 0.017871 | 0.017871 | 0.017871 | 0.017871 | 0.017871 | 0.017871 | 0.017871 | 0 | 0 | 0 | 0 | 0 | 0 | 0 | 0 | 0
F5_Commercial_Office_New_Water Heating_Natural Gas_Water Heater_E2 | F5 | Commercial | Office | New | Water Heating | Natural Gas | Water Heater | E2 | Utility - Cost of Operation | 0.017866 | 0.017866 | 0.017866 | 0.017866 | 0.017866 | 0.017866 | 0.017866 | 0.017866 | 0.017866 | 0.017866 | 0.017866 | 0.017866 | 0.017866 | 0.017866 | 0.017866 | 0.017866 | 0.017866 | 0.017866 | 0.017866 | 0.017866 | 0.017866 | 0.017866 | 0.017866 | 0.017866 | 0.017866 | 0.017866 | 0.017866 | 0.017866 | 0.017866 | 0.017866 | 0.017866 | 0.017866 | 0.017866 | 0 | 0 | 0 | 0 | 0 | 0 | 0 | 0 | 0
F5_Commercial_Office_New_Water Heating_Natural Gas_Water Heater_E3 | F5 | Commercial | Office | New | Water Heating | Natural Gas | Water Heater | E3 | Utility - Cost of Operation | 0.018163 | 0.018163 | 0.018163 | 0.018163 | 0.018163 | 0.018163 | 0.018163 | 0.018163 | 0.018163 | 0.018163 | 0.018163 | 0.018163 | 0.018163 | 0.018163 | 0.018163 | 0.018163 | 0.018163 | 0.018163 | 0.018163 | 0.018163 | 0.018163 | 0.018163 | 0.018163 | 0.018163 | 0.018163 | 0.018163 | 0.018163 | 0.018163 | 0.018163 | 0.018163 | 0.018163 | 0.018163 | 0.018163 | 0 | 0 | 0 | 0 | 0 | 0 | 0 | 0 | 0
F5_Commercial_Office_New_Water Heating_Natural Gas_Water Heater_E4 | F5 | Commercial | Office | New | Water Heating | Natural Gas | Water Heater | E4 | Utility - Cost of Operation | 0.018459 | 0.018459 | 0.018459 | 0.018459 | 0.018459 | 0.018459 | 0.018459 | 0.018459 | 0.018459 | 0.018459 | 0.018459 | 0.018459 | 0.018459 | 0.018459 | 0.018459 | 0.018459 | 0.018459 | 0.018459 | 0.018459 | 0.018459 | 0.018459 | 0.018459 | 0.018459 | 0.018459 | 0.018459 | 0.018459 | 0.018459 | 0.018459 | 0.018459 | 0.018459 | 0.018459 | 0.018459 | 0.018459 | 0 | 0 | 0 | 0 | 0 | 0 | 0 | 0 | 0
F5_Commercial_Office_New_Water Heating_Natural Gas_Water Heater_E5 | F5 | Commercial | Office | New | Water Heating | Natural Gas | Water Heater | E5 | Utility - Cost of Operation | 0.018852 | 0.018852 | 0.018852 | 0.018852 | 0.018852 | 0.018852 | 0.018852 | 0.018852 | 0.018852 | 0.018852 | 0.018852 | 0.018852 | 0.018852 | 0.018852 | 0.018852 | 0.018852 | 0.018852 | 0.018852 | 0.018852 | 0.018852 | 0.018852 | 0.018852 | 0.018852 | 0.018852 | 0.018852 | 0.018852 | 0.018852 | 0.018852 | 0.018852 | 0.018852 | 0.018852 | 0.018852 | 0.018852 | 0 | 0 | 0 | 0 | 0 | 0 | 0 | 0 | 0
F5_Commercial_Office_New_Water Heating_Natural Gas_Water Heater_E6 | F5 | Commercial | Office | New | Water Heating | Natural Gas | Water Heater | E6 | Utility - Cost of Operation | 0.015926 | 0.015926 | 0.015926 | 0.015926 | 0.015926 | 0.015926 | 0.015926 | 0.015926 | 0.015926 | 0.015926 | 0.015926 | 0.015926 | 0.015926 | 0.015926 | 0.015926 | 0.015926 | 0.015926 | 0.015926 | 0.015926 | 0.015926 | 0.015926 | 0.015926 | 0.015926 | 0.015926 | 0.015926 | 0.015926 | 0.015926 | 0.015926 | 0.015926 | 0.015926 | 0.015926 | 0.015926 | 0.015926 | 0 | 0 | 0 | 0 | 0 | 0 | 0 | 0 | 0
F5_Commercial_Office_New_Water Heating_Natural Gas_Water Heater_E7 | F5 | Commercial | Office | New | Water Heating | Natural Gas | Water Heater | E7 | Utility - Cost of Operation | 0.020109 | 0.020109 | 0.020109 | 0.020109 | 0.020109 | 0.020109 | 0.020109 | 0.020109 | 0.020109 | 0.020109 | 0.020109 | 0.020109 | 0.020109 | 0.020109 | 0.020109 | 0.020109 | 0.020109 | 0.020109 | 0.020109 | 0.020109 | 0.020109 | 0.020109 | 0.020109 | 0.020109 | 0.020109 | 0.020109 | 0.020109 | 0.020109 | 0.020109 | 0.020109 | 0.020109 | 0.020109 | 0.020109 | 0 | 0 | 0 | 0 | 0 | 0 | 0 | 0 | 0
F5_Commercial_Office_New_Water Heating_Natural Gas_Water Heater_E8 | F5 | Commercial | Office | New | Water Heating | Natural Gas | Water Heater | E8 | Utility - Cost of Operation | 0 | 0 | 0 | 0 | 0 | 0 | 0 | 0 | 0 | 0 | 0 | 0 | 0 | 0 | 0 | 0 | 0 | 0 | 0 | 0 | 0 | 0 | 0 | 0 | 0 | 0 | 0 | 0 | 0 | 0 | 0 | 0 | 0 | 0 | 0 | 0 | 0 | 0 | 0 | 0 | 0 | 0
F5_Commercial_Office_New_Water Heating_Natural Gas_Water Heater_E9 | F5 | Commercial | Office | New | Water Heating | Natural Gas | Water Heater | E9 | Utility - Cost of Operation | 0 | 0 | 0 | 0 | 0 | 0 | 0 | 0 | 0 | 0 | 0 | 0 | 0 | 0 | 0 | 0 | 0 | 0 | 0 | 0 | 0 | 0 | 0 | 0 | 0 | 0 | 0 | 0 | 0 | 0 | 0 | 0 | 0 | 0 | 0 | 0 | 0 | 0 | 0 | 0 | 0 | 0
F5_Commercial_Office_New_Water Heating_Natural Gas_Water Heater_E10 | F5 | Commercial | Office | New | Water Heating | Natural Gas | Water Heater | E10 | Utility - Cost of Operation | 0 | 0 | 0 | 0 | 0 | 0 | 0 | 0 | 0 | 0 | 0 | 0 | 0 | 0 | 0 | 0 | 0 | 0 | 0 | 0 | 0 | 0 | 0 | 0 | 0 | 0 | 0 | 0 | 0 | 0 | 0 | 0 | 0 | 0 | 0 | 0 | 0 | 0 | 0 | 0 | 0 | 0
F6_Commercial_Office_New_Water Heating_Natural Gas_Water Heater_E1 | F6 | Commercial | Office | New | Water Heating | Natural Gas | Water Heater | E1 | Utility - Value of Sales | 0.15322 | 0.15322 | 0.15322 | 0.15322 | 0.15322 | 0.15322 | 0.15322 | 0.15322 | 0.15322 | 0.15322 | 0.15322 | 0.15322 | 0.15322 | 0.15322 | 0.15322 | 0.15322 | 0.15322 | 0.15322 | 0.15322 | 0.15322 | 0.15322 | 0.15322 | 0.15322 | 0.15322 | 0.15322 | 0.15322 | 0.15322 | 0.15322 | 0.15322 | 0.15322 | 0.15322 | 0.15322 | 0.15322 | 0 | 0 | 0 | 0 | 0 | 0 | 0 | 0 | 0
F6_Commercial_Office_New_Water Heating_Natural Gas_Water Heater_E2 | F6 | Commercial | Office | New | Water Heating | Natural Gas | Water Heater | E2 | Utility - Value of Sales | 0.15132 | 0.15132 | 0.15132 | 0.15132 | 0.15132 | 0.15132 | 0.15132 | 0.15132 | 0.15132 | 0.15132 | 0.15132 | 0.15132 | 0.15132 | 0.15132 | 0.15132 | 0.15132 | 0.15132 | 0.15132 | 0.15132 | 0.15132 | 0.15132 | 0.15132 | 0.15132 | 0.15132 | 0.15132 | 0.15132 | 0.15132 | 0.15132 | 0.15132 | 0.15132 | 0.15132 | 0.15132 | 0.15132 | 0 | 0 | 0 | 0 | 0 | 0 | 0 | 0 | 0
F6_Commercial_Office_New_Water Heating_Natural Gas_Water Heater_E3 | F6 | Commercial | Office | New | Water Heating | Natural Gas | Water Heater | E3 | Utility - Value of Sales | 0.13929 | 0.13929 | 0.13929 | 0.13929 | 0.13929 | 0.13929 | 0.13929 | 0.13929 | 0.13929 | 0.13929 | 0.13929 | 0.13929 | 0.13929 | 0.13929 | 0.13929 | 0.13929 | 0.13929 | 0.13929 | 0.13929 | 0.13929 | 0.13929 | 0.13929 | 0.13929 | 0.13929 | 0.13929 | 0.13929 | 0.13929 | 0.13929 | 0.13929 | 0.13929 | 0.13929 | 0.13929 | 0.13929 | 0 | 0 | 0 | 0 | 0 | 0 | 0 | 0 | 0
F6_Commercial_Office_New_Water Heating_Natural Gas_Water Heater_E4 | F6 | Commercial | Office | New | Water Heating | Natural Gas | Water Heater | E4 | Utility - Value of Sales | 0.1304 | 0.1304 | 0.1304 | 0.1304 | 0.1304 | 0.1304 | 0.1304 | 0.1304 | 0.1304 | 0.1304 | 0.1304 | 0.1304 | 0.1304 | 0.1304 | 0.1304 | 0.1304 | 0.1304 | 0.1304 | 0.1304 | 0.1304 | 0.1304 | 0.1304 | 0.1304 | 0.1304 | 0.1304 | 0.1304 | 0.1304 | 0.1304 | 0.1304 | 0.1304 | 0.1304 | 0.1304 | 0.1304 | 0 | 0 | 0 | 0 | 0 | 0 | 0 | 0 | 0
F6_Commercial_Office_New_Water Heating_Natural Gas_Water Heater_E5 | F6 | Commercial | Office | New | Water Heating | Natural Gas | Water Heater | E5 | Utility - Value of Sales | 0.12768 | 0.12768 | 0.12768 | 0.12768 | 0.12768 | 0.12768 | 0.12768 | 0.12768 | 0.12768 | 0.12768 | 0.12768 | 0.12768 | 0.12768 | 0.12768 | 0.12768 | 0.12768 | 0.12768 | 0.12768 | 0.12768 | 0.12768 | 0.12768 | 0.12768 | 0.12768 | 0.12768 | 0.12768 | 0.12768 | 0.12768 | 0.12768 | 0.12768 | 0.12768 | 0.12768 | 0.12768 | 0.12768 | 0 | 0 | 0 | 0 | 0 | 0 | 0 | 0 | 0
F6_Commercial_Office_New_Water Heating_Natural Gas_Water Heater_E6 | F6 | Commercial | Office | New | Water Heating | Natural Gas | Water Heater | E6 | Utility - Value of Sales | 0.12507 | 0.12507 | 0.12507 | 0.12507 | 0.12507 | 0.12507 | 0.12507 | 0.12507 | 0.12507 | 0.12507 | 0.12507 | 0.12507 | 0.12507 | 0.12507 | 0.12507 | 0.12507 | 0.12507 | 0.12507 | 0.12507 | 0.12507 | 0.12507 | 0.12507 | 0.12507 | 0.12507 | 0.12507 | 0.12507 | 0.12507 | 0.12507 | 0.12507 | 0.12507 | 0.12507 | 0.12507 | 0.12507 | 0 | 0 | 0 | 0 | 0 | 0 | 0 | 0 | 0
F6_Commercial_Office_New_Water Heating_Natural Gas_Water Heater_E7 | F6 | Commercial | Office | New | Water Heating | Natural Gas | Water Heater | E7 | Utility - Value of Sales | 0.11563 | 0.11563 | 0.11563 | 0.11563 | 0.11563 | 0.11563 | 0.11563 | 0.11563 | 0.11563 | 0.11563 | 0.11563 | 0.11563 | 0.11563 | 0.11563 | 0.11563 | 0.11563 | 0.11563 | 0.11563 | 0.11563 | 0.11563 | 0.11563 | 0.11563 | 0.11563 | 0.11563 | 0.11563 | 0.11563 | 0.11563 | 0.11563 | 0.11563 | 0.11563 | 0.11563 | 0.11563 | 0.11563 | 0 | 0 | 0 | 0 | 0 | 0 | 0 | 0 | 0
F6_Commercial_Office_New_Water Heating_Natural Gas_Water Heater_E8 | F6 | Commercial | Office | New | Water Heating | Natural Gas | Water Heater | E8 | Utility - Value of Sales | 0 | 0 | 0 | 0 | 0 | 0 | 0 | 0 | 0 | 0 | 0 | 0 | 0 | 0 | 0 | 0 | 0 | 0 | 0 | 0 | 0 | 0 | 0 | 0 | 0 | 0 | 0 | 0 | 0 | 0 | 0 | 0 | 0 | 0 | 0 | 0 | 0 | 0 | 0 | 0 | 0 | 0
F6_Commercial_Office_New_Water Heating_Natural Gas_Water Heater_E9 | F6 | Commercial | Office | New | Water Heating | Natural Gas | Water Heater | E9 | Utility - Value of Sales | 0 | 0 | 0 | 0 | 0 | 0 | 0 | 0 | 0 | 0 | 0 | 0 | 0 | 0 | 0 | 0 | 0 | 0 | 0 | 0 | 0 | 0 | 0 | 0 | 0 | 0 | 0 | 0 | 0 | 0 | 0 | 0 | 0 | 0 | 0 | 0 | 0 | 0 | 0 | 0 | 0 | 0
F6_Commercial_Office_New_Water Heating_Natural Gas_Water Heater_E10 | F6 | Commercial | Office | New | Water Heating | Natural Gas | Water Heater | E10 | Utility - Value of Sales | 0 | 0 | 0 | 0 | 0 | 0 | 0 | 0 | 0 | 0 | 0 | 0 | 0 | 0 | 0 | 0 | 0 | 0 | 0 | 0 | 0 | 0 | 0 | 0 | 0 | 0 | 0 | 0 | 0 | 0 | 0 | 0 | 0 | 0 | 0 | 0 | 0 | 0 | 0 | 0 | 0 | 0
F1_Commercial_Office_New_Food Preparation_Natural Gas_Oven_E1 | F1 | Commercial | Office | New | Food Preparation | Natural Gas | Oven | E1 | RVT - Cost of Equipment | 0.16984 | 0.17113 | 0.17258 | 0.17417 | 0.17598 | 0.17808 | 0.17978 | 0.18142 | 0.18307 | 0.1848 | 0.18645 | 0.18796 | 0.18951 | 0.19113 | 0.19293 | 0.19468 | 0.19654 | 0.1985 | 0.20055 | 0.20264 | 0.20474 | 0.20671 | 0.20849 | 0.21006 | 0.21142 | 0.21259 | 0.2134 | 0.214 | 0.21453 | 0.21497 | 0.21541 | 0.21561 | 0.21561 | 0 | 0 | 0 | 0 | 0 | 0 | 0 | 0 | 0
F1_Commercial_Office_New_Food Preparation_Natural Gas_Oven_E2 | F1 | Commercial | Office | New | Food Preparation | Natural Gas | Oven | E2 | RVT - Cost of Equipment | 0.14756 | 0.14869 | 0.14994 | 0.15133 | 0.1529 | 0.15473 | 0.1562 | 0.15762 | 0.15906 | 0.16056 | 0.162 | 0.16331 | 0.16465 | 0.16607 | 0.16762 | 0.16915 | 0.17076 | 0.17247 | 0.17425 | 0.17607 | 0.17789 | 0.1796 | 0.18115 | 0.18251 | 0.18369 | 0.18471 | 0.18541 | 0.18594 | 0.18639 | 0.18678 | 0.18716 | 0.18733 | 0.18733 | 0 | 0 | 0 | 0 | 0 | 0 | 0 | 0 | 0
F1_Commercial_Office_New_Food Preparation_Natural Gas_Oven_E3 | F1 | Commercial | Office | New | Food Preparation | Natural Gas | Oven | E3 | RVT - Cost of Equipment | 0 | 0 | 0 | 0 | 0 | 0 | 0 | 0 | 0 | 0 | 0 | 0 | 0 | 0 | 0 | 0 | 0 | 0 | 0 | 0 | 0 | 0 | 0 | 0 | 0 | 0 | 0 | 0 | 0 | 0 | 0 | 0 | 0 | 0 | 0 | 0 | 0 | 0 | 0 | 0 | 0 | 0
F1_Commercial_Office_New_Food Preparation_Natural Gas_Oven_E4 | F1 | Commercial | Office | New | Food Preparation | Natural Gas | Oven | E4 | RVT - Cost of Equipment | 0 | 0 | 0 | 0 | 0 | 0 | 0 | 0 | 0 | 0 | 0 | 0 | 0 | 0 | 0 | 0 | 0 | 0 | 0 | 0 | 0 | 0 | 0 | 0 | 0 | 0 | 0 | 0 | 0 | 0 | 0 | 0 | 0 | 0 | 0 | 0 | 0 | 0 | 0 | 0 | 0 | 0
F1_Commercial_Office_New_Food Preparation_Natural Gas_Oven_E5 | F1 | Commercial | Office | New | Food Preparation | Natural Gas | Oven | E5 | RVT - Cost of Equipment | 0 | 0 | 0 | 0 | 0 | 0 | 0 | 0 | 0 | 0 | 0 | 0 | 0 | 0 | 0 | 0 | 0 | 0 | 0 | 0 | 0 | 0 | 0 | 0 | 0 | 0 | 0 | 0 | 0 | 0 | 0 | 0 | 0 | 0 | 0 | 0 | 0 | 0 | 0 | 0 | 0 | 0
F1_Commercial_Office_New_Food Preparation_Natural Gas_Oven_E6 | F1 | Commercial | Office | New | Food Preparation | Natural Gas | Oven | E6 | RVT - Cost of Equipment | 0 | 0 | 0 | 0 | 0 | 0 | 0 | 0 | 0 | 0 | 0 | 0 | 0 | 0 | 0 | 0 | 0 | 0 | 0 | 0 | 0 | 0 | 0 | 0 | 0 | 0 | 0 | 0 | 0 | 0 | 0 | 0 | 0 | 0 | 0 | 0 | 0 | 0 | 0 | 0 | 0 | 0
F1_Commercial_Office_New_Food Preparation_Natural Gas_Oven_E7 | F1 | Commercial | Office | New | Food Preparation | Natural Gas | Oven | E7 | RVT - Cost of Equipment | 0 | 0 | 0 | 0 | 0 | 0 | 0 | 0 | 0 | 0 | 0 | 0 | 0 | 0 | 0 | 0 | 0 | 0 | 0 | 0 | 0 | 0 | 0 | 0 | 0 | 0 | 0 | 0 | 0 | 0 | 0 | 0 | 0 | 0 | 0 | 0 | 0 | 0 | 0 | 0 | 0 | 0
F1_Commercial_Office_New_Food Preparation_Natural Gas_Oven_E8 | F1 | Commercial | Office | New | Food Preparation | Natural Gas | Oven | E8 | RVT - Cost of Equipment | 0 | 0 | 0 | 0 | 0 | 0 | 0 | 0 | 0 | 0 | 0 | 0 | 0 | 0 | 0 | 0 | 0 | 0 | 0 | 0 | 0 | 0 | 0 | 0 | 0 | 0 | 0 | 0 | 0 | 0 | 0 | 0 | 0 | 0 | 0 | 0 | 0 | 0 | 0 | 0 | 0 | 0
F1_Commercial_Office_New_Food Preparation_Natural Gas_Oven_E9 | F1 | Commercial | Office | New | Food Preparation | Natural Gas | Oven | E9 | RVT - Cost of Equipment | 0 | 0 | 0 | 0 | 0 | 0 | 0 | 0 | 0 | 0 | 0 | 0 | 0 | 0 | 0 | 0 | 0 | 0 | 0 | 0 | 0 | 0 | 0 | 0 | 0 | 0 | 0 | 0 | 0 | 0 | 0 | 0 | 0 | 0 | 0 | 0 | 0 | 0 | 0 | 0 | 0 | 0
F1_Commercial_Office_New_Food Preparation_Natural Gas_Oven_E10 | F1 | Commercial | Office | New | Food Preparation | Natural Gas | Oven | E10 | RVT - Cost of Equipment | 0 | 0 | 0 | 0 | 0 | 0 | 0 | 0 | 0 | 0 | 0 | 0 | 0 | 0 | 0 | 0 | 0 | 0 | 0 | 0 | 0 | 0 | 0 | 0 | 0 | 0 | 0 | 0 | 0 | 0 | 0 | 0 | 0 | 0 | 0 | 0 | 0 | 0 | 0 | 0 | 0 | 0
F2_Commercial_Office_New_Food Preparation_Natural Gas_Oven_E1 | F2 | Commercial | Office | New | Food Preparation | Natural Gas | Oven | E1 | RVT - Cost of Operation | 0.20347 | 0.20503 | 0.20676 | 0.20866 | 0.21084 | 0.21335 | 0.21539 | 0.21735 | 0.21933 | 0.2214 | 0.22338 | 0.22519 | 0.22704 | 0.22899 | 0.23114 | 0.23324 | 0.23547 | 0.23782 | 0.24027 | 0.24278 | 0.2453 | 0.24766 | 0.24979 | 0.25167 | 0.2533 | 0.2547 | 0.25567 | 0.25639 | 0.25702 | 0.25755 | 0.25808 | 0.25831 | 0.25831 | 0 | 0 | 0 | 0 | 0 | 0 | 0 | 0 | 0
F2_Commercial_Office_New_Food Preparation_Natural Gas_Oven_E2 | F2 | Commercial | Office | New | Food Preparation | Natural Gas | Oven | E2 | RVT - Cost of Operation | 0.17679 | 0.17814 | 0.17964 | 0.1813 | 0.18319 | 0.18537 | 0.18714 | 0.18884 | 0.19057 | 0.19237 | 0.19408 | 0.19566 | 0.19727 | 0.19896 | 0.20082 | 0.20265 | 0.20459 | 0.20663 | 0.20876 | 0.21094 | 0.21313 | 0.21518 | 0.21703 | 0.21866 | 0.22008 | 0.22129 | 0.22214 | 0.22277 | 0.22331 | 0.22377 | 0.22423 | 0.22444 | 0.22444 | 0 | 0 | 0 | 0 | 0 | 0 | 0 | 0 | 0
F2_Commercial_Office_New_Food Preparation_Natural Gas_Oven_E3 | F2 | Commercial | Office | New | Food Preparation | Natural Gas | Oven | E3 | RVT - Cost of Operation | 0 | 0 | 0 | 0 | 0 | 0 | 0 | 0 | 0 | 0 | 0 | 0 | 0 | 0 | 0 | 0 | 0 | 0 | 0 | 0 | 0 | 0 | 0 | 0 | 0 | 0 | 0 | 0 | 0 | 0 | 0 | 0 | 0 | 0 | 0 | 0 | 0 | 0 | 0 | 0 | 0 | 0
F2_Commercial_Office_New_Food Preparation_Natural Gas_Oven_E4 | F2 | Commercial | Office | New | Food Preparation | Natural Gas | Oven | E4 | RVT - Cost of Operation | 0 | 0 | 0 | 0 | 0 | 0 | 0 | 0 | 0 | 0 | 0 | 0 | 0 | 0 | 0 | 0 | 0 | 0 | 0 | 0 | 0 | 0 | 0 | 0 | 0 | 0 | 0 | 0 | 0 | 0 | 0 | 0 | 0 | 0 | 0 | 0 | 0 | 0 | 0 | 0 | 0 | 0
F2_Commercial_Office_New_Food Preparation_Natural Gas_Oven_E5 | F2 | Commercial | Office | New | Food Preparation | Natural Gas | Oven | E5 | RVT - Cost of Operation | 0 | 0 | 0 | 0 | 0 | 0 | 0 | 0 | 0 | 0 | 0 | 0 | 0 | 0 | 0 | 0 | 0 | 0 | 0 | 0 | 0 | 0 | 0 | 0 | 0 | 0 | 0 | 0 | 0 | 0 | 0 | 0 | 0 | 0 | 0 | 0 | 0 | 0 | 0 | 0 | 0 | 0
F2_Commercial_Office_New_Food Preparation_Natural Gas_Oven_E6 | F2 | Commercial | Office | New | Food Preparation | Natural Gas | Oven | E6 | RVT - Cost of Operation | 0 | 0 | 0 | 0 | 0 | 0 | 0 | 0 | 0 | 0 | 0 | 0 | 0 | 0 | 0 | 0 | 0 | 0 | 0 | 0 | 0 | 0 | 0 | 0 | 0 | 0 | 0 | 0 | 0 | 0 | 0 | 0 | 0 | 0 | 0 | 0 | 0 | 0 | 0 | 0 | 0 | 0
F2_Commercial_Office_New_Food Preparation_Natural Gas_Oven_E7 | F2 | Commercial | Office | New | Food Preparation | Natural Gas | Oven | E7 | RVT - Cost of Operation | 0 | 0 | 0 | 0 | 0 | 0 | 0 | 0 | 0 | 0 | 0 | 0 | 0 | 0 | 0 | 0 | 0 | 0 | 0 | 0 | 0 | 0 | 0 | 0 | 0 | 0 | 0 | 0 | 0 | 0 | 0 | 0 | 0 | 0 | 0 | 0 | 0 | 0 | 0 | 0 | 0 | 0
F2_Commercial_Office_New_Food Preparation_Natural Gas_Oven_E8 | F2 | Commercial | Office | New | Food Preparation | Natural Gas | Oven | E8 | RVT - Cost of Operation | 0 | 0 | 0 | 0 | 0 | 0 | 0 | 0 | 0 | 0 | 0 | 0 | 0 | 0 | 0 | 0 | 0 | 0 | 0 | 0 | 0 | 0 | 0 | 0 | 0 | 0 | 0 | 0 | 0 | 0 | 0 | 0 | 0 | 0 | 0 | 0 | 0 | 0 | 0 | 0 | 0 | 0
F2_Commercial_Office_New_Food Preparation_Natural Gas_Oven_E9 | F2 | Commercial | Office | New | Food Preparation | Natural Gas | Oven | E9 | RVT - Cost of Operation | 0 | 0 | 0 | 0 | 0 | 0 | 0 | 0 | 0 | 0 | 0 | 0 | 0 | 0 | 0 | 0 | 0 | 0 | 0 | 0 | 0 | 0 | 0 | 0 | 0 | 0 | 0 | 0 | 0 | 0 | 0 | 0 | 0 | 0 | 0 | 0 | 0 | 0 | 0 | 0 | 0 | 0
F2_Commercial_Office_New_Food Preparation_Natural Gas_Oven_E10 | F2 | Commercial | Office | New | Food Preparation | Natural Gas | Oven | E10 | RVT - Cost of Operation | 0 | 0 | 0 | 0 | 0 | 0 | 0 | 0 | 0 | 0 | 0 | 0 | 0 | 0 | 0 | 0 | 0 | 0 | 0 | 0 | 0 | 0 | 0 | 0 | 0 | 0 | 0 | 0 | 0 | 0 | 0 | 0 | 0 | 0 | 0 | 0 | 0 | 0 | 0 | 0 | 0 | 0
F3_Commercial_Office_New_Food Preparation_Natural Gas_Oven_E1 | F3 | Commercial | Office | New | Food Preparation | Natural Gas | Oven | E1 | System - kBTUs of Consumption | 0.13062 | 0.13062 | 0.13062 | 0.13062 | 0.13062 | 0.13062 | 0.13062 | 0.13062 | 0.13062 | 0.13062 | 0.13062 | 0.13062 | 0.13062 | 0.13062 | 0.13062 | 0.13062 | 0.13062 | 0.13062 | 0.13062 | 0.13062 | 0.13062 | 0.13062 | 0.13062 | 0.13062 | 0.13062 | 0.13062 | 0.13062 | 0.13062 | 0.13062 | 0.13062 | 0.13062 | 0.13062 | 0.13062 | 0 | 0 | 0 | 0 | 0 | 0 | 0 | 0 | 0
F3_Commercial_Office_New_Food Preparation_Natural Gas_Oven_E2 | F3 | Commercial | Office | New | Food Preparation | Natural Gas | Oven | E2 | System - kBTUs of Consumption | 0.1376 | 0.1376 | 0.1376 | 0.1376 | 0.1376 | 0.1376 | 0.1376 | 0.1376 | 0.1376 | 0.1376 | 0.1376 | 0.1376 | 0.1376 | 0.1376 | 0.1376 | 0.1376 | 0.1376 | 0.1376 | 0.1376 | 0.1376 | 0.1376 | 0.1376 | 0.1376 | 0.1376 | 0.1376 | 0.1376 | 0.1376 | 0.1376 | 0.1376 | 0.1376 | 0.1376 | 0.1376 | 0.1376 | 0 | 0 | 0 | 0 | 0 | 0 | 0 | 0 | 0
F3_Commercial_Office_New_Food Preparation_Natural Gas_Oven_E3 | F3 | Commercial | Office | New | Food Preparation | Natural Gas | Oven | E3 | System - kBTUs of Consumption | 0 | 0 | 0 | 0 | 0 | 0 | 0 | 0 | 0 | 0 | 0 | 0 | 0 | 0 | 0 | 0 | 0 | 0 | 0 | 0 | 0 | 0 | 0 | 0 | 0 | 0 | 0 | 0 | 0 | 0 | 0 | 0 | 0 | 0 | 0 | 0 | 0 | 0 | 0 | 0 | 0 | 0
F3_Commercial_Office_New_Food Preparation_Natural Gas_Oven_E4 | F3 | Commercial | Office | New | Food Preparation | Natural Gas | Oven | E4 | System - kBTUs of Consumption | 0 | 0 | 0 | 0 | 0 | 0 | 0 | 0 | 0 | 0 | 0 | 0 | 0 | 0 | 0 | 0 | 0 | 0 | 0 | 0 | 0 | 0 | 0 | 0 | 0 | 0 | 0 | 0 | 0 | 0 | 0 | 0 | 0 | 0 | 0 | 0 | 0 | 0 | 0 | 0 | 0 | 0
F3_Commercial_Office_New_Food Preparation_Natural Gas_Oven_E5 | F3 | Commercial | Office | New | Food Preparation | Natural Gas | Oven | E5 | System - kBTUs of Consumption | 0 | 0 | 0 | 0 | 0 | 0 | 0 | 0 | 0 | 0 | 0 | 0 | 0 | 0 | 0 | 0 | 0 | 0 | 0 | 0 | 0 | 0 | 0 | 0 | 0 | 0 | 0 | 0 | 0 | 0 | 0 | 0 | 0 | 0 | 0 | 0 | 0 | 0 | 0 | 0 | 0 | 0
F3_Commercial_Office_New_Food Preparation_Natural Gas_Oven_E6 | F3 | Commercial | Office | New | Food Preparation | Natural Gas | Oven | E6 | System - kBTUs of Consumption | 0 | 0 | 0 | 0 | 0 | 0 | 0 | 0 | 0 | 0 | 0 | 0 | 0 | 0 | 0 | 0 | 0 | 0 | 0 | 0 | 0 | 0 | 0 | 0 | 0 | 0 | 0 | 0 | 0 | 0 | 0 | 0 | 0 | 0 | 0 | 0 | 0 | 0 | 0 | 0 | 0 | 0
F3_Commercial_Office_New_Food Preparation_Natural Gas_Oven_E7 | F3 | Commercial | Office | New | Food Preparation | Natural Gas | Oven | E7 | System - kBTUs of Consumption | 0 | 0 | 0 | 0 | 0 | 0 | 0 | 0 | 0 | 0 | 0 | 0 | 0 | 0 | 0 | 0 | 0 | 0 | 0 | 0 | 0 | 0 | 0 | 0 | 0 | 0 | 0 | 0 | 0 | 0 | 0 | 0 | 0 | 0 | 0 | 0 | 0 | 0 | 0 | 0 | 0 | 0
F3_Commercial_Office_New_Food Preparation_Natural Gas_Oven_E8 | F3 | Commercial | Office | New | Food Preparation | Natural Gas | Oven | E8 | System - kBTUs of Consumption | 0 | 0 | 0 | 0 | 0 | 0 | 0 | 0 | 0 | 0 | 0 | 0 | 0 | 0 | 0 | 0 | 0 | 0 | 0 | 0 | 0 | 0 | 0 | 0 | 0 | 0 | 0 | 0 | 0 | 0 | 0 | 0 | 0 | 0 | 0 | 0 | 0 | 0 | 0 | 0 | 0 | 0
F3_Commercial_Office_New_Food Preparation_Natural Gas_Oven_E9 | F3 | Commercial | Office | New | Food Preparation | Natural Gas | Oven | E9 | System - kBTUs of Consumption | 0 | 0 | 0 | 0 | 0 | 0 | 0 | 0 | 0 | 0 | 0 | 0 | 0 | 0 | 0 | 0 | 0 | 0 | 0 | 0 | 0 | 0 | 0 | 0 | 0 | 0 | 0 | 0 | 0 | 0 | 0 | 0 | 0 | 0 | 0 | 0 | 0 | 0 | 0 | 0 | 0 | 0
F3_Commercial_Office_New_Food Preparation_Natural Gas_Oven_E10 | F3 | Commercial | Office | New | Food Preparation | Natural Gas | Oven | E10 | System - kBTUs of Consumption | 0 | 0 | 0 | 0 | 0 | 0 | 0 | 0 | 0 | 0 | 0 | 0 | 0 | 0 | 0 | 0 | 0 | 0 | 0 | 0 | 0 | 0 | 0 | 0 | 0 | 0 | 0 | 0 | 0 | 0 | 0 | 0 | 0 | 0 | 0 | 0 | 0 | 0 | 0 | 0 | 0 | 0
F4_Commercial_Office_New_Food Preparation_Natural Gas_Oven_E1 | F4 | Commercial | Office | New | Food Preparation | Natural Gas | Oven | E1 | Utility - Cost of Equipment | 0.20347 | 0.20503 | 0.20676 | 0.20866 | 0.21084 | 0.21335 | 0.21539 | 0.21735 | 0.21933 | 0.2214 | 0.22338 | 0.22519 | 0.22704 | 0.22899 | 0.23114 | 0.23324 | 0.23547 | 0.23782 | 0.24027 | 0.24278 | 0.2453 | 0.24766 | 0.24979 | 0.25167 | 0.2533 | 0.2547 | 0.25567 | 0.25639 | 0.25702 | 0.25755 | 0.25808 | 0.25831 | 0.25831 | 0 | 0 | 0 | 0 | 0 | 0 | 0 | 0 | 0
F4_Commercial_Office_New_Food Preparation_Natural Gas_Oven_E2 | F4 | Commercial | Office | New | Food Preparation | Natural Gas | Oven | E2 | Utility - Cost of Equipment | 0.17679 | 0.17814 | 0.17964 | 0.1813 | 0.18319 | 0.18537 | 0.18714 | 0.18884 | 0.19057 | 0.19237 | 0.19408 | 0.19566 | 0.19727 | 0.19896 | 0.20082 | 0.20265 | 0.20459 | 0.20663 | 0.20876 | 0.21094 | 0.21313 | 0.21518 | 0.21703 | 0.21866 | 0.22008 | 0.22129 | 0.22214 | 0.22277 | 0.22331 | 0.22377 | 0.22423 | 0.22444 | 0.22444 | 0 | 0 | 0 | 0 | 0 | 0 | 0 | 0 | 0
F4_Commercial_Office_New_Food Preparation_Natural Gas_Oven_E3 | F4 | Commercial | Office | New | Food Preparation | Natural Gas | Oven | E3 | Utility - Cost of Equipment | 0 | 0 | 0 | 0 | 0 | 0 | 0 | 0 | 0 | 0 | 0 | 0 | 0 | 0 | 0 | 0 | 0 | 0 | 0 | 0 | 0 | 0 | 0 | 0 | 0 | 0 | 0 | 0 | 0 | 0 | 0 | 0 | 0 | 0 | 0 | 0 | 0 | 0 | 0 | 0 | 0 | 0
F4_Commercial_Office_New_Food Preparation_Natural Gas_Oven_E4 | F4 | Commercial | Office | New | Food Preparation | Natural Gas | Oven | E4 | Utility - Cost of Equipment | 0 | 0 | 0 | 0 | 0 | 0 | 0 | 0 | 0 | 0 | 0 | 0 | 0 | 0 | 0 | 0 | 0 | 0 | 0 | 0 | 0 | 0 | 0 | 0 | 0 | 0 | 0 | 0 | 0 | 0 | 0 | 0 | 0 | 0 | 0 | 0 | 0 | 0 | 0 | 0 | 0 | 0
F4_Commercial_Office_New_Food Preparation_Natural Gas_Oven_E5 | F4 | Commercial | Office | New | Food Preparation | Natural Gas | Oven | E5 | Utility - Cost of Equipment | 0 | 0 | 0 | 0 | 0 | 0 | 0 | 0 | 0 | 0 | 0 | 0 | 0 | 0 | 0 | 0 | 0 | 0 | 0 | 0 | 0 | 0 | 0 | 0 | 0 | 0 | 0 | 0 | 0 | 0 | 0 | 0 | 0 | 0 | 0 | 0 | 0 | 0 | 0 | 0 | 0 | 0
F4_Commercial_Office_New_Food Preparation_Natural Gas_Oven_E6 | F4 | Commercial | Office | New | Food Preparation | Natural Gas | Oven | E6 | Utility - Cost of Equipment | 0 | 0 | 0 | 0 | 0 | 0 | 0 | 0 | 0 | 0 | 0 | 0 | 0 | 0 | 0 | 0 | 0 | 0 | 0 | 0 | 0 | 0 | 0 | 0 | 0 | 0 | 0 | 0 | 0 | 0 | 0 | 0 | 0 | 0 | 0 | 0 | 0 | 0 | 0 | 0 | 0 | 0
F4_Commercial_Office_New_Food Preparation_Natural Gas_Oven_E7 | F4 | Commercial | Office | New | Food Preparation | Natural Gas | Oven | E7 | Utility - Cost of Equipment | 0 | 0 | 0 | 0 | 0 | 0 | 0 | 0 | 0 | 0 | 0 | 0 | 0 | 0 | 0 | 0 | 0 | 0 | 0 | 0 | 0 | 0 | 0 | 0 | 0 | 0 | 0 | 0 | 0 | 0 | 0 | 0 | 0 | 0 | 0 | 0 | 0 | 0 | 0 | 0 | 0 | 0
F4_Commercial_Office_New_Food Preparation_Natural Gas_Oven_E8 | F4 | Commercial | Office | New | Food Preparation | Natural Gas | Oven | E8 | Utility - Cost of Equipment | 0 | 0 | 0 | 0 | 0 | 0 | 0 | 0 | 0 | 0 | 0 | 0 | 0 | 0 | 0 | 0 | 0 | 0 | 0 | 0 | 0 | 0 | 0 | 0 | 0 | 0 | 0 | 0 | 0 | 0 | 0 | 0 | 0 | 0 | 0 | 0 | 0 | 0 | 0 | 0 | 0 | 0
F4_Commercial_Office_New_Food Preparation_Natural Gas_Oven_E9 | F4 | Commercial | Office | New | Food Preparation | Natural Gas | Oven | E9 | Utility - Cost of Equipment | 0 | 0 | 0 | 0 | 0 | 0 | 0 | 0 | 0 | 0 | 0 | 0 | 0 | 0 | 0 | 0 | 0 | 0 | 0 | 0 | 0 | 0 | 0 | 0 | 0 | 0 | 0 | 0 | 0 | 0 | 0 | 0 | 0 | 0 | 0 | 0 | 0 | 0 | 0 | 0 | 0 | 0
F4_Commercial_Office_New_Food Preparation_Natural Gas_Oven_E10 | F4 | Commercial | Office | New | Food Preparation | Natural Gas | Oven | E10 | Utility - Cost of Equipment | 0 | 0 | 0 | 0 | 0 | 0 | 0 | 0 | 0 | 0 | 0 | 0 | 0 | 0 | 0 | 0 | 0 | 0 | 0 | 0 | 0 | 0 | 0 | 0 | 0 | 0 | 0 | 0 | 0 | 0 | 0 | 0 | 0 | 0 | 0 | 0 | 0 | 0 | 0 | 0 | 0 | 0
F5_Commercial_Office_New_Food Preparation_Natural Gas_Oven_E1 | F5 | Commercial | Office | New | Food Preparation | Natural Gas | Oven | E1 | Utility - Cost of Operation | 0.13062 | 0.13062 | 0.13062 | 0.13062 | 0.13062 | 0.13062 | 0.13062 | 0.13062 | 0.13062 | 0.13062 | 0.13062 | 0.13062 | 0.13062 | 0.13062 | 0.13062 | 0.13062 | 0.13062 | 0.13062 | 0.13062 | 0.13062 | 0.13062 | 0.13062 | 0.13062 | 0.13062 | 0.13062 | 0.13062 | 0.13062 | 0.13062 | 0.13062 | 0.13062 | 0.13062 | 0.13062 | 0.13062 | 0 | 0 | 0 | 0 | 0 | 0 | 0 | 0 | 0
F5_Commercial_Office_New_Food Preparation_Natural Gas_Oven_E2 | F5 | Commercial | Office | New | Food Preparation | Natural Gas | Oven | E2 | Utility - Cost of Operation | 0.1376 | 0.1376 | 0.1376 | 0.1376 | 0.1376 | 0.1376 | 0.1376 | 0.1376 | 0.1376 | 0.1376 | 0.1376 | 0.1376 | 0.1376 | 0.1376 | 0.1376 | 0.1376 | 0.1376 | 0.1376 | 0.1376 | 0.1376 | 0.1376 | 0.1376 | 0.1376 | 0.1376 | 0.1376 | 0.1376 | 0.1376 | 0.1376 | 0.1376 | 0.1376 | 0.1376 | 0.1376 | 0.1376 | 0 | 0 | 0 | 0 | 0 | 0 | 0 | 0 | 0
F5_Commercial_Office_New_Food Preparation_Natural Gas_Oven_E3 | F5 | Commercial | Office | New | Food Preparation | Natural Gas | Oven | E3 | Utility - Cost of Operation | 0 | 0 | 0 | 0 | 0 | 0 | 0 | 0 | 0 | 0 | 0 | 0 | 0 | 0 | 0 | 0 | 0 | 0 | 0 | 0 | 0 | 0 | 0 | 0 | 0 | 0 | 0 | 0 | 0 | 0 | 0 | 0 | 0 | 0 | 0 | 0 | 0 | 0 | 0 | 0 | 0 | 0
F5_Commercial_Office_New_Food Preparation_Natural Gas_Oven_E4 | F5 | Commercial | Office | New | Food Preparation | Natural Gas | Oven | E4 | Utility - Cost of Operation | 0 | 0 | 0 | 0 | 0 | 0 | 0 | 0 | 0 | 0 | 0 | 0 | 0 | 0 | 0 | 0 | 0 | 0 | 0 | 0 | 0 | 0 | 0 | 0 | 0 | 0 | 0 | 0 | 0 | 0 | 0 | 0 | 0 | 0 | 0 | 0 | 0 | 0 | 0 | 0 | 0 | 0
F5_Commercial_Office_New_Food Preparation_Natural Gas_Oven_E5 | F5 | Commercial | Office | New | Food Preparation | Natural Gas | Oven | E5 | Utility - Cost of Operation | 0 | 0 | 0 | 0 | 0 | 0 | 0 | 0 | 0 | 0 | 0 | 0 | 0 | 0 | 0 | 0 | 0 | 0 | 0 | 0 | 0 | 0 | 0 | 0 | 0 | 0 | 0 | 0 | 0 | 0 | 0 | 0 | 0 | 0 | 0 | 0 | 0 | 0 | 0 | 0 | 0 | 0
F5_Commercial_Office_New_Food Preparation_Natural Gas_Oven_E6 | F5 | Commercial | Office | New | Food Preparation | Natural Gas | Oven | E6 | Utility - Cost of Operation | 0 | 0 | 0 | 0 | 0 | 0 | 0 | 0 | 0 | 0 | 0 | 0 | 0 | 0 | 0 | 0 | 0 | 0 | 0 | 0 | 0 | 0 | 0 | 0 | 0 | 0 | 0 | 0 | 0 | 0 | 0 | 0 | 0 | 0 | 0 | 0 | 0 | 0 | 0 | 0 | 0 | 0
F5_Commercial_Office_New_Food Preparation_Natural Gas_Oven_E7 | F5 | Commercial | Office | New | Food Preparation | Natural Gas | Oven | E7 | Utility - Cost of Operation | 0 | 0 | 0 | 0 | 0 | 0 | 0 | 0 | 0 | 0 | 0 | 0 | 0 | 0 | 0 | 0 | 0 | 0 | 0 | 0 | 0 | 0 | 0 | 0 | 0 | 0 | 0 | 0 | 0 | 0 | 0 | 0 | 0 | 0 | 0 | 0 | 0 | 0 | 0 | 0 | 0 | 0
F5_Commercial_Office_New_Food Preparation_Natural Gas_Oven_E8 | F5 | Commercial | Office | New | Food Preparation | Natural Gas | Oven | E8 | Utility - Cost of Operation | 0 | 0 | 0 | 0 | 0 | 0 | 0 | 0 | 0 | 0 | 0 | 0 | 0 | 0 | 0 | 0 | 0 | 0 | 0 | 0 | 0 | 0 | 0 | 0 | 0 | 0 | 0 | 0 | 0 | 0 | 0 | 0 | 0 | 0 | 0 | 0 | 0 | 0 | 0 | 0 | 0 | 0
F5_Commercial_Office_New_Food Preparation_Natural Gas_Oven_E9 | F5 | Commercial | Office | New | Food Preparation | Natural Gas | Oven | E9 | Utility - Cost of Operation | 0 | 0 | 0 | 0 | 0 | 0 | 0 | 0 | 0 | 0 | 0 | 0 | 0 | 0 | 0 | 0 | 0 | 0 | 0 | 0 | 0 | 0 | 0 | 0 | 0 | 0 | 0 | 0 | 0 | 0 | 0 | 0 | 0 | 0 | 0 | 0 | 0 | 0 | 0 | 0 | 0 | 0
F5_Commercial_Office_New_Food Preparation_Natural Gas_Oven_E10 | F5 | Commercial | Office | New | Food Preparation | Natural Gas | Oven | E10 | Utility - Cost of Operation | 0 | 0 | 0 | 0 | 0 | 0 | 0 | 0 | 0 | 0 | 0 | 0 | 0 | 0 | 0 | 0 | 0 | 0 | 0 | 0 | 0 | 0 | 0 | 0 | 0 | 0 | 0 | 0 | 0 | 0 | 0 | 0 | 0 | 0 | 0 | 0 | 0 | 0 | 0 | 0 | 0 | 0
F6_Commercial_Office_New_Food Preparation_Natural Gas_Oven_E1 | F6 | Commercial | Office | New | Food Preparation | Natural Gas | Oven | E1 | Utility - Value of Sales | 0.12051 | 0.12051 | 0.12051 | 0.12051 | 0.12051 | 0.12051 | 0.12051 | 0.12051 | 0.12051 | 0.12051 | 0.12051 | 0.12051 | 0.12051 | 0.12051 | 0.12051 | 0.12051 | 0.12051 | 0.12051 | 0.12051 | 0.12051 | 0.12051 | 0.12051 | 0.12051 | 0.12051 | 0.12051 | 0.12051 | 0.12051 | 0.12051 | 0.12051 | 0.12051 | 0.12051 | 0.12051 | 0.12051 | 0 | 0 | 0 | 0 | 0 | 0 | 0 | 0 | 0
F6_Commercial_Office_New_Food Preparation_Natural Gas_Oven_E2 | F6 | Commercial | Office | New | Food Preparation | Natural Gas | Oven | E2 | Utility - Value of Sales | 0.1047 | 0.1047 | 0.1047 | 0.1047 | 0.1047 | 0.1047 | 0.1047 | 0.1047 | 0.1047 | 0.1047 | 0.1047 | 0.1047 | 0.1047 | 0.1047 | 0.1047 | 0.1047 | 0.1047 | 0.1047 | 0.1047 | 0.1047 | 0.1047 | 0.1047 | 0.1047 | 0.1047 | 0.1047 | 0.1047 | 0.1047 | 0.1047 | 0.1047 | 0.1047 | 0.1047 | 0.1047 | 0.1047 | 0 | 0 | 0 | 0 | 0 | 0 | 0 | 0 | 0
F6_Commercial_Office_New_Food Preparation_Natural Gas_Oven_E3 | F6 | Commercial | Office | New | Food Preparation | Natural Gas | Oven | E3 | Utility - Value of Sales | 0 | 0 | 0 | 0 | 0 | 0 | 0 | 0 | 0 | 0 | 0 | 0 | 0 | 0 | 0 | 0 | 0 | 0 | 0 | 0 | 0 | 0 | 0 | 0 | 0 | 0 | 0 | 0 | 0 | 0 | 0 | 0 | 0 | 0 | 0 | 0 | 0 | 0 | 0 | 0 | 0 | 0
F6_Commercial_Office_New_Food Preparation_Natural Gas_Oven_E4 | F6 | Commercial | Office | New | Food Preparation | Natural Gas | Oven | E4 | Utility - Value of Sales | 0 | 0 | 0 | 0 | 0 | 0 | 0 | 0 | 0 | 0 | 0 | 0 | 0 | 0 | 0 | 0 | 0 | 0 | 0 | 0 | 0 | 0 | 0 | 0 | 0 | 0 | 0 | 0 | 0 | 0 | 0 | 0 | 0 | 0 | 0 | 0 | 0 | 0 | 0 | 0 | 0 | 0
F6_Commercial_Office_New_Food Preparation_Natural Gas_Oven_E5 | F6 | Commercial | Office | New | Food Preparation | Natural Gas | Oven | E5 | Utility - Value of Sales | 0 | 0 | 0 | 0 | 0 | 0 | 0 | 0 | 0 | 0 | 0 | 0 | 0 | 0 | 0 | 0 | 0 | 0 | 0 | 0 | 0 | 0 | 0 | 0 | 0 | 0 | 0 | 0 | 0 | 0 | 0 | 0 | 0 | 0 | 0 | 0 | 0 | 0 | 0 | 0 | 0 | 0
F6_Commercial_Office_New_Food Preparation_Natural Gas_Oven_E6 | F6 | Commercial | Office | New | Food Preparation | Natural Gas | Oven | E6 | Utility - Value of Sales | 0 | 0 | 0 | 0 | 0 | 0 | 0 | 0 | 0 | 0 | 0 | 0 | 0 | 0 | 0 | 0 | 0 | 0 | 0 | 0 | 0 | 0 | 0 | 0 | 0 | 0 | 0 | 0 | 0 | 0 | 0 | 0 | 0 | 0 | 0 | 0 | 0 | 0 | 0 | 0 | 0 | 0
F6_Commercial_Office_New_Food Preparation_Natural Gas_Oven_E7 | F6 | Commercial | Office | New | Food Preparation | Natural Gas | Oven | E7 | Utility - Value of Sales | 0 | 0 | 0 | 0 | 0 | 0 | 0 | 0 | 0 | 0 | 0 | 0 | 0 | 0 | 0 | 0 | 0 | 0 | 0 | 0 | 0 | 0 | 0 | 0 | 0 | 0 | 0 | 0 | 0 | 0 | 0 | 0 | 0 | 0 | 0 | 0 | 0 | 0 | 0 | 0 | 0 | 0
F6_Commercial_Office_New_Food Preparation_Natural Gas_Oven_E8 | F6 | Commercial | Office | New | Food Preparation | Natural Gas | Oven | E8 | Utility - Value of Sales | 0 | 0 | 0 | 0 | 0 | 0 | 0 | 0 | 0 | 0 | 0 | 0 | 0 | 0 | 0 | 0 | 0 | 0 | 0 | 0 | 0 | 0 | 0 | 0 | 0 | 0 | 0 | 0 | 0 | 0 | 0 | 0 | 0 | 0 | 0 | 0 | 0 | 0 | 0 | 0 | 0 | 0
F6_Commercial_Office_New_Food Preparation_Natural Gas_Oven_E9 | F6 | Commercial | Office | New | Food Preparation | Natural Gas | Oven | E9 | Utility - Value of Sales | 0 | 0 | 0 | 0 | 0 | 0 | 0 | 0 | 0 | 0 | 0 | 0 | 0 | 0 | 0 | 0 | 0 | 0 | 0 | 0 | 0 | 0 | 0 | 0 | 0 | 0 | 0 | 0 | 0 | 0 | 0 | 0 | 0 | 0 | 0 | 0 | 0 | 0 | 0 | 0 | 0 | 0
F6_Commercial_Office_New_Food Preparation_Natural Gas_Oven_E10 | F6 | Commercial | Office | New | Food Preparation | Natural Gas | Oven | E10 | Utility - Value of Sales | 0 | 0 | 0 | 0 | 0 | 0 | 0 | 0 | 0 | 0 | 0 | 0 | 0 | 0 | 0 | 0 | 0 | 0 | 0 | 0 | 0 | 0 | 0 | 0 | 0 | 0 | 0 | 0 | 0 | 0 | 0 | 0 | 0 | 0 | 0 | 0 | 0 | 0 | 0 | 0 | 0 | 0
F1_Commercial_Office_New_Food Preparation_Natural Gas_Conveyor Oven_E1 | F1 | Commercial | Office | New | Food Preparation | Natural Gas | Conveyor Oven | E1 | RVT - Cost of Equipment | 0.31871 | 0.32103 | 0.32356 | 0.32632 | 0.32949 | 0.33316 | 0.33639 | 0.33965 | 0.34303 | 0.34654 | 0.34991 | 0.35303 | 0.35608 | 0.35913 | 0.36232 | 0.36535 | 0.36847 | 0.37167 | 0.3749 | 0.37809 | 0.38124 | 0.38411 | 0.38667 | 0.38893 | 0.39089 | 0.39257 | 0.39374 | 0.39461 | 0.39536 | 0.39601 | 0.39664 | 0.39692 | 0.39692 | 0 | 0 | 0 | 0 | 0 | 0 | 0 | 0 | 0
F1_Commercial_Office_New_Food Preparation_Natural Gas_Conveyor Oven_E2 | F1 | Commercial | Office | New | Food Preparation | Natural Gas | Conveyor Oven | E2 | RVT - Cost of Equipment | 0.24227 | 0.24404 | 0.24595 | 0.24806 | 0.25046 | 0.25325 | 0.25571 | 0.25819 | 0.26075 | 0.26342 | 0.26599 | 0.26836 | 0.27068 | 0.273 | 0.27542 | 0.27772 | 0.2801 | 0.28253 | 0.28498 | 0.28741 | 0.2898 | 0.29198 | 0.29393 | 0.29565 | 0.29714 | 0.29842 | 0.2993 | 0.29997 | 0.30054 | 0.30103 | 0.30151 | 0.30172 | 0.30172 | 0 | 0 | 0 | 0 | 0 | 0 | 0 | 0 | 0
F1_Commercial_Office_New_Food Preparation_Natural Gas_Conveyor Oven_E3 | F1 | Commercial | Office | New | Food Preparation | Natural Gas | Conveyor Oven | E3 | RVT - Cost of Equipment | 0 | 0 | 0 | 0 | 0 | 0 | 0 | 0 | 0 | 0 | 0 | 0 | 0 | 0 | 0 | 0 | 0 | 0 | 0 | 0 | 0 | 0 | 0 | 0 | 0 | 0 | 0 | 0 | 0 | 0 | 0 | 0 | 0 | 0 | 0 | 0 | 0 | 0 | 0 | 0 | 0 | 0
F1_Commercial_Office_New_Food Preparation_Natural Gas_Conveyor Oven_E4 | F1 | Commercial | Office | New | Food Preparation | Natural Gas | Conveyor Oven | E4 | RVT - Cost of Equipment | 0 | 0 | 0 | 0 | 0 | 0 | 0 | 0 | 0 | 0 | 0 | 0 | 0 | 0 | 0 | 0 | 0 | 0 | 0 | 0 | 0 | 0 | 0 | 0 | 0 | 0 | 0 | 0 | 0 | 0 | 0 | 0 | 0 | 0 | 0 | 0 | 0 | 0 | 0 | 0 | 0 | 0
F1_Commercial_Office_New_Food Preparation_Natural Gas_Conveyor Oven_E5 | F1 | Commercial | Office | New | Food Preparation | Natural Gas | Conveyor Oven | E5 | RVT - Cost of Equipment | 0 | 0 | 0 | 0 | 0 | 0 | 0 | 0 | 0 | 0 | 0 | 0 | 0 | 0 | 0 | 0 | 0 | 0 | 0 | 0 | 0 | 0 | 0 | 0 | 0 | 0 | 0 | 0 | 0 | 0 | 0 | 0 | 0 | 0 | 0 | 0 | 0 | 0 | 0 | 0 | 0 | 0
F1_Commercial_Office_New_Food Preparation_Natural Gas_Conveyor Oven_E6 | F1 | Commercial | Office | New | Food Preparation | Natural Gas | Conveyor Oven | E6 | RVT - Cost of Equipment | 0 | 0 | 0 | 0 | 0 | 0 | 0 | 0 | 0 | 0 | 0 | 0 | 0 | 0 | 0 | 0 | 0 | 0 | 0 | 0 | 0 | 0 | 0 | 0 | 0 | 0 | 0 | 0 | 0 | 0 | 0 | 0 | 0 | 0 | 0 | 0 | 0 | 0 | 0 | 0 | 0 | 0
F1_Commercial_Office_New_Food Preparation_Natural Gas_Conveyor Oven_E7 | F1 | Commercial | Office | New | Food Preparation | Natural Gas | Conveyor Oven | E7 | RVT - Cost of Equipment | 0 | 0 | 0 | 0 | 0 | 0 | 0 | 0 | 0 | 0 | 0 | 0 | 0 | 0 | 0 | 0 | 0 | 0 | 0 | 0 | 0 | 0 | 0 | 0 | 0 | 0 | 0 | 0 | 0 | 0 | 0 | 0 | 0 | 0 | 0 | 0 | 0 | 0 | 0 | 0 | 0 | 0
F1_Commercial_Office_New_Food Preparation_Natural Gas_Conveyor Oven_E8 | F1 | Commercial | Office | New | Food Preparation | Natural Gas | Conveyor Oven | E8 | RVT - Cost of Equipment | 0 | 0 | 0 | 0 | 0 | 0 | 0 | 0 | 0 | 0 | 0 | 0 | 0 | 0 | 0 | 0 | 0 | 0 | 0 | 0 | 0 | 0 | 0 | 0 | 0 | 0 | 0 | 0 | 0 | 0 | 0 | 0 | 0 | 0 | 0 | 0 | 0 | 0 | 0 | 0 | 0 | 0
F1_Commercial_Office_New_Food Preparation_Natural Gas_Conveyor Oven_E9 | F1 | Commercial | Office | New | Food Preparation | Natural Gas | Conveyor Oven | E9 | RVT - Cost of Equipment | 0 | 0 | 0 | 0 | 0 | 0 | 0 | 0 | 0 | 0 | 0 | 0 | 0 | 0 | 0 | 0 | 0 | 0 | 0 | 0 | 0 | 0 | 0 | 0 | 0 | 0 | 0 | 0 | 0 | 0 | 0 | 0 | 0 | 0 | 0 | 0 | 0 | 0 | 0 | 0 | 0 | 0
F1_Commercial_Office_New_Food Preparation_Natural Gas_Conveyor Oven_E10 | F1 | Commercial | Office | New | Food Preparation | Natural Gas | Conveyor Oven | E10 | RVT - Cost of Equipment | 0 | 0 | 0 | 0 | 0 | 0 | 0 | 0 | 0 | 0 | 0 | 0 | 0 | 0 | 0 | 0 | 0 | 0 | 0 | 0 | 0 | 0 | 0 | 0 | 0 | 0 | 0 | 0 | 0 | 0 | 0 | 0 | 0 | 0 | 0 | 0 | 0 | 0 | 0 | 0 | 0 | 0
F2_Commercial_Office_New_Food Preparation_Natural Gas_Conveyor Oven_E1 | F2 | Commercial | Office | New | Food Preparation | Natural Gas | Conveyor Oven | E1 | RVT - Cost of Operation | 0.38184 | 0.38462 | 0.38764 | 0.39096 | 0.39475 | 0.39915 | 0.40302 | 0.40692 | 0.41097 | 0.41517 | 0.41922 | 0.42295 | 0.42661 | 0.43026 | 0.43408 | 0.43771 | 0.44145 | 0.44529 | 0.44915 | 0.45298 | 0.45675 | 0.46019 | 0.46326 | 0.46597 | 0.46831 | 0.47033 | 0.47173 | 0.47277 | 0.47367 | 0.47444 | 0.4752 | 0.47554 | 0.47554 | 0 | 0 | 0 | 0 | 0 | 0 | 0 | 0 | 0
F2_Commercial_Office_New_Food Preparation_Natural Gas_Conveyor Oven_E2 | F2 | Commercial | Office | New | Food Preparation | Natural Gas | Conveyor Oven | E2 | RVT - Cost of Operation | 0.29026 | 0.29237 | 0.29467 | 0.29719 | 0.30007 | 0.30341 | 0.30636 | 0.30932 | 0.3124 | 0.3156 | 0.31867 | 0.32151 | 0.32429 | 0.32707 | 0.32997 | 0.33273 | 0.33557 | 0.33849 | 0.34142 | 0.34434 | 0.3472 | 0.34981 | 0.35215 | 0.35421 | 0.35599 | 0.35752 | 0.35859 | 0.35938 | 0.36006 | 0.36065 | 0.36123 | 0.36148 | 0.36148 | 0 | 0 | 0 | 0 | 0 | 0 | 0 | 0 | 0
F2_Commercial_Office_New_Food Preparation_Natural Gas_Conveyor Oven_E3 | F2 | Commercial | Office | New | Food Preparation | Natural Gas | Conveyor Oven | E3 | RVT - Cost of Operation | 0 | 0 | 0 | 0 | 0 | 0 | 0 | 0 | 0 | 0 | 0 | 0 | 0 | 0 | 0 | 0 | 0 | 0 | 0 | 0 | 0 | 0 | 0 | 0 | 0 | 0 | 0 | 0 | 0 | 0 | 0 | 0 | 0 | 0 | 0 | 0 | 0 | 0 | 0 | 0 | 0 | 0
F2_Commercial_Office_New_Food Preparation_Natural Gas_Conveyor Oven_E4 | F2 | Commercial | Office | New | Food Preparation | Natural Gas | Conveyor Oven | E4 | RVT - Cost of Operation | 0 | 0 | 0 | 0 | 0 | 0 | 0 | 0 | 0 | 0 | 0 | 0 | 0 | 0 | 0 | 0 | 0 | 0 | 0 | 0 | 0 | 0 | 0 | 0 | 0 | 0 | 0 | 0 | 0 | 0 | 0 | 0 | 0 | 0 | 0 | 0 | 0 | 0 | 0 | 0 | 0 | 0
F2_Commercial_Office_New_Food Preparation_Natural Gas_Conveyor Oven_E5 | F2 | Commercial | Office | New | Food Preparation | Natural Gas | Conveyor Oven | E5 | RVT - Cost of Operation | 0 | 0 | 0 | 0 | 0 | 0 | 0 | 0 | 0 | 0 | 0 | 0 | 0 | 0 | 0 | 0 | 0 | 0 | 0 | 0 | 0 | 0 | 0 | 0 | 0 | 0 | 0 | 0 | 0 | 0 | 0 | 0 | 0 | 0 | 0 | 0 | 0 | 0 | 0 | 0 | 0 | 0
F2_Commercial_Office_New_Food Preparation_Natural Gas_Conveyor Oven_E6 | F2 | Commercial | Office | New | Food Preparation | Natural Gas | Conveyor Oven | E6 | RVT - Cost of Operation | 0 | 0 | 0 | 0 | 0 | 0 | 0 | 0 | 0 | 0 | 0 | 0 | 0 | 0 | 0 | 0 | 0 | 0 | 0 | 0 | 0 | 0 | 0 | 0 | 0 | 0 | 0 | 0 | 0 | 0 | 0 | 0 | 0 | 0 | 0 | 0 | 0 | 0 | 0 | 0 | 0 | 0
F2_Commercial_Office_New_Food Preparation_Natural Gas_Conveyor Oven_E7 | F2 | Commercial | Office | New | Food Preparation | Natural Gas | Conveyor Oven | E7 | RVT - Cost of Operation | 0 | 0 | 0 | 0 | 0 | 0 | 0 | 0 | 0 | 0 | 0 | 0 | 0 | 0 | 0 | 0 | 0 | 0 | 0 | 0 | 0 | 0 | 0 | 0 | 0 | 0 | 0 | 0 | 0 | 0 | 0 | 0 | 0 | 0 | 0 | 0 | 0 | 0 | 0 | 0 | 0 | 0
F2_Commercial_Office_New_Food Preparation_Natural Gas_Conveyor Oven_E8 | F2 | Commercial | Office | New | Food Preparation | Natural Gas | Conveyor Oven | E8 | RVT - Cost of Operation | 0 | 0 | 0 | 0 | 0 | 0 | 0 | 0 | 0 | 0 | 0 | 0 | 0 | 0 | 0 | 0 | 0 | 0 | 0 | 0 | 0 | 0 | 0 | 0 | 0 | 0 | 0 | 0 | 0 | 0 | 0 | 0 | 0 | 0 | 0 | 0 | 0 | 0 | 0 | 0 | 0 | 0
F2_Commercial_Office_New_Food Preparation_Natural Gas_Conveyor Oven_E9 | F2 | Commercial | Office | New | Food Preparation | Natural Gas | Conveyor Oven | E9 | RVT - Cost of Operation | 0 | 0 | 0 | 0 | 0 | 0 | 0 | 0 | 0 | 0 | 0 | 0 | 0 | 0 | 0 | 0 | 0 | 0 | 0 | 0 | 0 | 0 | 0 | 0 | 0 | 0 | 0 | 0 | 0 | 0 | 0 | 0 | 0 | 0 | 0 | 0 | 0 | 0 | 0 | 0 | 0 | 0
F2_Commercial_Office_New_Food Preparation_Natural Gas_Conveyor Oven_E10 | F2 | Commercial | Office | New | Food Preparation | Natural Gas | Conveyor Oven | E10 | RVT - Cost of Operation | 0 | 0 | 0 | 0 | 0 | 0 | 0 | 0 | 0 | 0 | 0 | 0 | 0 | 0 | 0 | 0 | 0 | 0 | 0 | 0 | 0 | 0 | 0 | 0 | 0 | 0 | 0 | 0 | 0 | 0 | 0 | 0 | 0 | 0 | 0 | 0 | 0 | 0 | 0 | 0 | 0 | 0
F3_Commercial_Office_New_Food Preparation_Natural Gas_Conveyor Oven_E1 | F3 | Commercial | Office | New | Food Preparation | Natural Gas | Conveyor Oven | E1 | System - kBTUs of Consumption | 0.071821 | 0.071821 | 0.071821 | 0.071821 | 0.071821 | 0.071821 | 0.071821 | 0.071821 | 0.071821 | 0.071821 | 0.071821 | 0.071821 | 0.071821 | 0.071821 | 0.071821 | 0.071821 | 0.071821 | 0.071821 | 0.071821 | 0.071821 | 0.071821 | 0.071821 | 0.071821 | 0.071821 | 0.071821 | 0.071821 | 0.071821 | 0.071821 | 0.071821 | 0.071821 | 0.071821 | 0.071821 | 0.071821 | 0 | 0 | 0 | 0 | 0 | 0 | 0 | 0 | 0
F3_Commercial_Office_New_Food Preparation_Natural Gas_Conveyor Oven_E2 | F3 | Commercial | Office | New | Food Preparation | Natural Gas | Conveyor Oven | E2 | System - kBTUs of Consumption | 0.087559 | 0.087559 | 0.087559 | 0.087559 | 0.087559 | 0.087559 | 0.087559 | 0.087559 | 0.087559 | 0.087559 | 0.087559 | 0.087559 | 0.087559 | 0.087559 | 0.087559 | 0.087559 | 0.087559 | 0.087559 | 0.087559 | 0.087559 | 0.087559 | 0.087559 | 0.087559 | 0.087559 | 0.087559 | 0.087559 | 0.087559 | 0.087559 | 0.087559 | 0.087559 | 0.087559 | 0.087559 | 0.087559 | 0 | 0 | 0 | 0 | 0 | 0 | 0 | 0 | 0
F3_Commercial_Office_New_Food Preparation_Natural Gas_Conveyor Oven_E3 | F3 | Commercial | Office | New | Food Preparation | Natural Gas | Conveyor Oven | E3 | System - kBTUs of Consumption | 0 | 0 | 0 | 0 | 0 | 0 | 0 | 0 | 0 | 0 | 0 | 0 | 0 | 0 | 0 | 0 | 0 | 0 | 0 | 0 | 0 | 0 | 0 | 0 | 0 | 0 | 0 | 0 | 0 | 0 | 0 | 0 | 0 | 0 | 0 | 0 | 0 | 0 | 0 | 0 | 0 | 0
F3_Commercial_Office_New_Food Preparation_Natural Gas_Conveyor Oven_E4 | F3 | Commercial | Office | New | Food Preparation | Natural Gas | Conveyor Oven | E4 | System - kBTUs of Consumption | 0 | 0 | 0 | 0 | 0 | 0 | 0 | 0 | 0 | 0 | 0 | 0 | 0 | 0 | 0 | 0 | 0 | 0 | 0 | 0 | 0 | 0 | 0 | 0 | 0 | 0 | 0 | 0 | 0 | 0 | 0 | 0 | 0 | 0 | 0 | 0 | 0 | 0 | 0 | 0 | 0 | 0
F3_Commercial_Office_New_Food Preparation_Natural Gas_Conveyor Oven_E5 | F3 | Commercial | Office | New | Food Preparation | Natural Gas | Conveyor Oven | E5 | System - kBTUs of Consumption | 0 | 0 | 0 | 0 | 0 | 0 | 0 | 0 | 0 | 0 | 0 | 0 | 0 | 0 | 0 | 0 | 0 | 0 | 0 | 0 | 0 | 0 | 0 | 0 | 0 | 0 | 0 | 0 | 0 | 0 | 0 | 0 | 0 | 0 | 0 | 0 | 0 | 0 | 0 | 0 | 0 | 0
F3_Commercial_Office_New_Food Preparation_Natural Gas_Conveyor Oven_E6 | F3 | Commercial | Office | New | Food Preparation | Natural Gas | Conveyor Oven | E6 | System - kBTUs of Consumption | 0 | 0 | 0 | 0 | 0 | 0 | 0 | 0 | 0 | 0 | 0 | 0 | 0 | 0 | 0 | 0 | 0 | 0 | 0 | 0 | 0 | 0 | 0 | 0 | 0 | 0 | 0 | 0 | 0 | 0 | 0 | 0 | 0 | 0 | 0 | 0 | 0 | 0 | 0 | 0 | 0 | 0
F3_Commercial_Office_New_Food Preparation_Natural Gas_Conveyor Oven_E7 | F3 | Commercial | Office | New | Food Preparation | Natural Gas | Conveyor Oven | E7 | System - kBTUs of Consumption | 0 | 0 | 0 | 0 | 0 | 0 | 0 | 0 | 0 | 0 | 0 | 0 | 0 | 0 | 0 | 0 | 0 | 0 | 0 | 0 | 0 | 0 | 0 | 0 | 0 | 0 | 0 | 0 | 0 | 0 | 0 | 0 | 0 | 0 | 0 | 0 | 0 | 0 | 0 | 0 | 0 | 0
F3_Commercial_Office_New_Food Preparation_Natural Gas_Conveyor Oven_E8 | F3 | Commercial | Office | New | Food Preparation | Natural Gas | Conveyor Oven | E8 | System - kBTUs of Consumption | 0 | 0 | 0 | 0 | 0 | 0 | 0 | 0 | 0 | 0 | 0 | 0 | 0 | 0 | 0 | 0 | 0 | 0 | 0 | 0 | 0 | 0 | 0 | 0 | 0 | 0 | 0 | 0 | 0 | 0 | 0 | 0 | 0 | 0 | 0 | 0 | 0 | 0 | 0 | 0 | 0 | 0
F3_Commercial_Office_New_Food Preparation_Natural Gas_Conveyor Oven_E9 | F3 | Commercial | Office | New | Food Preparation | Natural Gas | Conveyor Oven | E9 | System - kBTUs of Consumption | 0 | 0 | 0 | 0 | 0 | 0 | 0 | 0 | 0 | 0 | 0 | 0 | 0 | 0 | 0 | 0 | 0 | 0 | 0 | 0 | 0 | 0 | 0 | 0 | 0 | 0 | 0 | 0 | 0 | 0 | 0 | 0 | 0 | 0 | 0 | 0 | 0 | 0 | 0 | 0 | 0 | 0
F3_Commercial_Office_New_Food Preparation_Natural Gas_Conveyor Oven_E10 | F3 | Commercial | Office | New | Food Preparation | Natural Gas | Conveyor Oven | E10 | System - kBTUs of Consumption | 0 | 0 | 0 | 0 | 0 | 0 | 0 | 0 | 0 | 0 | 0 | 0 | 0 | 0 | 0 | 0 | 0 | 0 | 0 | 0 | 0 | 0 | 0 | 0 | 0 | 0 | 0 | 0 | 0 | 0 | 0 | 0 | 0 | 0 | 0 | 0 | 0 | 0 | 0 | 0 | 0 | 0
F4_Commercial_Office_New_Food Preparation_Natural Gas_Conveyor Oven_E1 | F4 | Commercial | Office | New | Food Preparation | Natural Gas | Conveyor Oven | E1 | Utility - Cost of Equipment | 0.38184 | 0.38462 | 0.38764 | 0.39096 | 0.39475 | 0.39915 | 0.40302 | 0.40692 | 0.41097 | 0.41517 | 0.41922 | 0.42295 | 0.42661 | 0.43026 | 0.43408 | 0.43771 | 0.44145 | 0.44529 | 0.44915 | 0.45298 | 0.45675 | 0.46019 | 0.46326 | 0.46597 | 0.46831 | 0.47033 | 0.47173 | 0.47277 | 0.47367 | 0.47444 | 0.4752 | 0.47554 | 0.47554 | 0 | 0 | 0 | 0 | 0 | 0 | 0 | 0 | 0
F4_Commercial_Office_New_Food Preparation_Natural Gas_Conveyor Oven_E2 | F4 | Commercial | Office | New | Food Preparation | Natural Gas | Conveyor Oven | E2 | Utility - Cost of Equipment | 0.29026 | 0.29237 | 0.29467 | 0.29719 | 0.30007 | 0.30341 | 0.30636 | 0.30932 | 0.3124 | 0.3156 | 0.31867 | 0.32151 | 0.32429 | 0.32707 | 0.32997 | 0.33273 | 0.33557 | 0.33849 | 0.34142 | 0.34434 | 0.3472 | 0.34981 | 0.35215 | 0.35421 | 0.35599 | 0.35752 | 0.35859 | 0.35938 | 0.36006 | 0.36065 | 0.36123 | 0.36148 | 0.36148 | 0 | 0 | 0 | 0 | 0 | 0 | 0 | 0 | 0
F4_Commercial_Office_New_Food Preparation_Natural Gas_Conveyor Oven_E3 | F4 | Commercial | Office | New | Food Preparation | Natural Gas | Conveyor Oven | E3 | Utility - Cost of Equipment | 0 | 0 | 0 | 0 | 0 | 0 | 0 | 0 | 0 | 0 | 0 | 0 | 0 | 0 | 0 | 0 | 0 | 0 | 0 | 0 | 0 | 0 | 0 | 0 | 0 | 0 | 0 | 0 | 0 | 0 | 0 | 0 | 0 | 0 | 0 | 0 | 0 | 0 | 0 | 0 | 0 | 0
F4_Commercial_Office_New_Food Preparation_Natural Gas_Conveyor Oven_E4 | F4 | Commercial | Office | New | Food Preparation | Natural Gas | Conveyor Oven | E4 | Utility - Cost of Equipment | 0 | 0 | 0 | 0 | 0 | 0 | 0 | 0 | 0 | 0 | 0 | 0 | 0 | 0 | 0 | 0 | 0 | 0 | 0 | 0 | 0 | 0 | 0 | 0 | 0 | 0 | 0 | 0 | 0 | 0 | 0 | 0 | 0 | 0 | 0 | 0 | 0 | 0 | 0 | 0 | 0 | 0
F4_Commercial_Office_New_Food Preparation_Natural Gas_Conveyor Oven_E5 | F4 | Commercial | Office | New | Food Preparation | Natural Gas | Conveyor Oven | E5 | Utility - Cost of Equipment | 0 | 0 | 0 | 0 | 0 | 0 | 0 | 0 | 0 | 0 | 0 | 0 | 0 | 0 | 0 | 0 | 0 | 0 | 0 | 0 | 0 | 0 | 0 | 0 | 0 | 0 | 0 | 0 | 0 | 0 | 0 | 0 | 0 | 0 | 0 | 0 | 0 | 0 | 0 | 0 | 0 | 0
F4_Commercial_Office_New_Food Preparation_Natural Gas_Conveyor Oven_E6 | F4 | Commercial | Office | New | Food Preparation | Natural Gas | Conveyor Oven | E6 | Utility - Cost of Equipment | 0 | 0 | 0 | 0 | 0 | 0 | 0 | 0 | 0 | 0 | 0 | 0 | 0 | 0 | 0 | 0 | 0 | 0 | 0 | 0 | 0 | 0 | 0 | 0 | 0 | 0 | 0 | 0 | 0 | 0 | 0 | 0 | 0 | 0 | 0 | 0 | 0 | 0 | 0 | 0 | 0 | 0
F4_Commercial_Office_New_Food Preparation_Natural Gas_Conveyor Oven_E7 | F4 | Commercial | Office | New | Food Preparation | Natural Gas | Conveyor Oven | E7 | Utility - Cost of Equipment | 0 | 0 | 0 | 0 | 0 | 0 | 0 | 0 | 0 | 0 | 0 | 0 | 0 | 0 | 0 | 0 | 0 | 0 | 0 | 0 | 0 | 0 | 0 | 0 | 0 | 0 | 0 | 0 | 0 | 0 | 0 | 0 | 0 | 0 | 0 | 0 | 0 | 0 | 0 | 0 | 0 | 0
F4_Commercial_Office_New_Food Preparation_Natural Gas_Conveyor Oven_E8 | F4 | Commercial | Office | New | Food Preparation | Natural Gas | Conveyor Oven | E8 | Utility - Cost of Equipment | 0 | 0 | 0 | 0 | 0 | 0 | 0 | 0 | 0 | 0 | 0 | 0 | 0 | 0 | 0 | 0 | 0 | 0 | 0 | 0 | 0 | 0 | 0 | 0 | 0 | 0 | 0 | 0 | 0 | 0 | 0 | 0 | 0 | 0 | 0 | 0 | 0 | 0 | 0 | 0 | 0 | 0
F4_Commercial_Office_New_Food Preparation_Natural Gas_Conveyor Oven_E9 | F4 | Commercial | Office | New | Food Preparation | Natural Gas | Conveyor Oven | E9 | Utility - Cost of Equipment | 0 | 0 | 0 | 0 | 0 | 0 | 0 | 0 | 0 | 0 | 0 | 0 | 0 | 0 | 0 | 0 | 0 | 0 | 0 | 0 | 0 | 0 | 0 | 0 | 0 | 0 | 0 | 0 | 0 | 0 | 0 | 0 | 0 | 0 | 0 | 0 | 0 | 0 | 0 | 0 | 0 | 0
F4_Commercial_Office_New_Food Preparation_Natural Gas_Conveyor Oven_E10 | F4 | Commercial | Office | New | Food Preparation | Natural Gas | Conveyor Oven | E10 | Utility - Cost of Equipment | 0 | 0 | 0 | 0 | 0 | 0 | 0 | 0 | 0 | 0 | 0 | 0 | 0 | 0 | 0 | 0 | 0 | 0 | 0 | 0 | 0 | 0 | 0 | 0 | 0 | 0 | 0 | 0 | 0 | 0 | 0 | 0 | 0 | 0 | 0 | 0 | 0 | 0 | 0 | 0 | 0 | 0
F5_Commercial_Office_New_Food Preparation_Natural Gas_Conveyor Oven_E1 | F5 | Commercial | Office | New | Food Preparation | Natural Gas | Conveyor Oven | E1 | Utility - Cost of Operation | 0.071821 | 0.071821 | 0.071821 | 0.071821 | 0.071821 | 0.071821 | 0.071821 | 0.071821 | 0.071821 | 0.071821 | 0.071821 | 0.071821 | 0.071821 | 0.071821 | 0.071821 | 0.071821 | 0.071821 | 0.071821 | 0.071821 | 0.071821 | 0.071821 | 0.071821 | 0.071821 | 0.071821 | 0.071821 | 0.071821 | 0.071821 | 0.071821 | 0.071821 | 0.071821 | 0.071821 | 0.071821 | 0.071821 | 0 | 0 | 0 | 0 | 0 | 0 | 0 | 0 | 0
F5_Commercial_Office_New_Food Preparation_Natural Gas_Conveyor Oven_E2 | F5 | Commercial | Office | New | Food Preparation | Natural Gas | Conveyor Oven | E2 | Utility - Cost of Operation | 0.087559 | 0.087559 | 0.087559 | 0.087559 | 0.087559 | 0.087559 | 0.087559 | 0.087559 | 0.087559 | 0.087559 | 0.087559 | 0.087559 | 0.087559 | 0.087559 | 0.087559 | 0.087559 | 0.087559 | 0.087559 | 0.087559 | 0.087559 | 0.087559 | 0.087559 | 0.087559 | 0.087559 | 0.087559 | 0.087559 | 0.087559 | 0.087559 | 0.087559 | 0.087559 | 0.087559 | 0.087559 | 0.087559 | 0 | 0 | 0 | 0 | 0 | 0 | 0 | 0 | 0
F5_Commercial_Office_New_Food Preparation_Natural Gas_Conveyor Oven_E3 | F5 | Commercial | Office | New | Food Preparation | Natural Gas | Conveyor Oven | E3 | Utility - Cost of Operation | 0 | 0 | 0 | 0 | 0 | 0 | 0 | 0 | 0 | 0 | 0 | 0 | 0 | 0 | 0 | 0 | 0 | 0 | 0 | 0 | 0 | 0 | 0 | 0 | 0 | 0 | 0 | 0 | 0 | 0 | 0 | 0 | 0 | 0 | 0 | 0 | 0 | 0 | 0 | 0 | 0 | 0
F5_Commercial_Office_New_Food Preparation_Natural Gas_Conveyor Oven_E4 | F5 | Commercial | Office | New | Food Preparation | Natural Gas | Conveyor Oven | E4 | Utility - Cost of Operation | 0 | 0 | 0 | 0 | 0 | 0 | 0 | 0 | 0 | 0 | 0 | 0 | 0 | 0 | 0 | 0 | 0 | 0 | 0 | 0 | 0 | 0 | 0 | 0 | 0 | 0 | 0 | 0 | 0 | 0 | 0 | 0 | 0 | 0 | 0 | 0 | 0 | 0 | 0 | 0 | 0 | 0
F5_Commercial_Office_New_Food Preparation_Natural Gas_Conveyor Oven_E5 | F5 | Commercial | Office | New | Food Preparation | Natural Gas | Conveyor Oven | E5 | Utility - Cost of Operation | 0 | 0 | 0 | 0 | 0 | 0 | 0 | 0 | 0 | 0 | 0 | 0 | 0 | 0 | 0 | 0 | 0 | 0 | 0 | 0 | 0 | 0 | 0 | 0 | 0 | 0 | 0 | 0 | 0 | 0 | 0 | 0 | 0 | 0 | 0 | 0 | 0 | 0 | 0 | 0 | 0 | 0
F5_Commercial_Office_New_Food Preparation_Natural Gas_Conveyor Oven_E6 | F5 | Commercial | Office | New | Food Preparation | Natural Gas | Conveyor Oven | E6 | Utility - Cost of Operation | 0 | 0 | 0 | 0 | 0 | 0 | 0 | 0 | 0 | 0 | 0 | 0 | 0 | 0 | 0 | 0 | 0 | 0 | 0 | 0 | 0 | 0 | 0 | 0 | 0 | 0 | 0 | 0 | 0 | 0 | 0 | 0 | 0 | 0 | 0 | 0 | 0 | 0 | 0 | 0 | 0 | 0
F5_Commercial_Office_New_Food Preparation_Natural Gas_Conveyor Oven_E7 | F5 | Commercial | Office | New | Food Preparation | Natural Gas | Conveyor Oven | E7 | Utility - Cost of Operation | 0 | 0 | 0 | 0 | 0 | 0 | 0 | 0 | 0 | 0 | 0 | 0 | 0 | 0 | 0 | 0 | 0 | 0 | 0 | 0 | 0 | 0 | 0 | 0 | 0 | 0 | 0 | 0 | 0 | 0 | 0 | 0 | 0 | 0 | 0 | 0 | 0 | 0 | 0 | 0 | 0 | 0
F5_Commercial_Office_New_Food Preparation_Natural Gas_Conveyor Oven_E8 | F5 | Commercial | Office | New | Food Preparation | Natural Gas | Conveyor Oven | E8 | Utility - Cost of Operation | 0 | 0 | 0 | 0 | 0 | 0 | 0 | 0 | 0 | 0 | 0 | 0 | 0 | 0 | 0 | 0 | 0 | 0 | 0 | 0 | 0 | 0 | 0 | 0 | 0 | 0 | 0 | 0 | 0 | 0 | 0 | 0 | 0 | 0 | 0 | 0 | 0 | 0 | 0 | 0 | 0 | 0
F5_Commercial_Office_New_Food Preparation_Natural Gas_Conveyor Oven_E9 | F5 | Commercial | Office | New | Food Preparation | Natural Gas | Conveyor Oven | E9 | Utility - Cost of Operation | 0 | 0 | 0 | 0 | 0 | 0 | 0 | 0 | 0 | 0 | 0 | 0 | 0 | 0 | 0 | 0 | 0 | 0 | 0 | 0 | 0 | 0 | 0 | 0 | 0 | 0 | 0 | 0 | 0 | 0 | 0 | 0 | 0 | 0 | 0 | 0 | 0 | 0 | 0 | 0 | 0 | 0
F5_Commercial_Office_New_Food Preparation_Natural Gas_Conveyor Oven_E10 | F5 | Commercial | Office | New | Food Preparation | Natural Gas | Conveyor Oven | E10 | Utility - Cost of Operation | 0 | 0 | 0 | 0 | 0 | 0 | 0 | 0 | 0 | 0 | 0 | 0 | 0 | 0 | 0 | 0 | 0 | 0 | 0 | 0 | 0 | 0 | 0 | 0 | 0 | 0 | 0 | 0 | 0 | 0 | 0 | 0 | 0 | 0 | 0 | 0 | 0 | 0 | 0 | 0 | 0 | 0
F6_Commercial_Office_New_Food Preparation_Natural Gas_Conveyor Oven_E1 | F6 | Commercial | Office | New | Food Preparation | Natural Gas | Conveyor Oven | E1 | Utility - Value of Sales | 0.2216 | 0.2216 | 0.2216 | 0.2216 | 0.2216 | 0.2216 | 0.2216 | 0.2216 | 0.2216 | 0.2216 | 0.2216 | 0.2216 | 0.2216 | 0.2216 | 0.2216 | 0.2216 | 0.2216 | 0.2216 | 0.2216 | 0.2216 | 0.2216 | 0.2216 | 0.2216 | 0.2216 | 0.2216 | 0.2216 | 0.2216 | 0.2216 | 0.2216 | 0.2216 | 0.2216 | 0.2216 | 0.2216 | 0 | 0 | 0 | 0 | 0 | 0 | 0 | 0 | 0
F6_Commercial_Office_New_Food Preparation_Natural Gas_Conveyor Oven_E2 | F6 | Commercial | Office | New | Food Preparation | Natural Gas | Conveyor Oven | E2 | Utility - Value of Sales | 0.16845 | 0.16845 | 0.16845 | 0.16845 | 0.16845 | 0.16845 | 0.16845 | 0.16845 | 0.16845 | 0.16845 | 0.16845 | 0.16845 | 0.16845 | 0.16845 | 0.16845 | 0.16845 | 0.16845 | 0.16845 | 0.16845 | 0.16845 | 0.16845 | 0.16845 | 0.16845 | 0.16845 | 0.16845 | 0.16845 | 0.16845 | 0.16845 | 0.16845 | 0.16845 | 0.16845 | 0.16845 | 0.16845 | 0 | 0 | 0 | 0 | 0 | 0 | 0 | 0 | 0
F6_Commercial_Office_New_Food Preparation_Natural Gas_Conveyor Oven_E3 | F6 | Commercial | Office | New | Food Preparation | Natural Gas | Conveyor Oven | E3 | Utility - Value of Sales | 0 | 0 | 0 | 0 | 0 | 0 | 0 | 0 | 0 | 0 | 0 | 0 | 0 | 0 | 0 | 0 | 0 | 0 | 0 | 0 | 0 | 0 | 0 | 0 | 0 | 0 | 0 | 0 | 0 | 0 | 0 | 0 | 0 | 0 | 0 | 0 | 0 | 0 | 0 | 0 | 0 | 0
F6_Commercial_Office_New_Food Preparation_Natural Gas_Conveyor Oven_E4 | F6 | Commercial | Office | New | Food Preparation | Natural Gas | Conveyor Oven | E4 | Utility - Value of Sales | 0 | 0 | 0 | 0 | 0 | 0 | 0 | 0 | 0 | 0 | 0 | 0 | 0 | 0 | 0 | 0 | 0 | 0 | 0 | 0 | 0 | 0 | 0 | 0 | 0 | 0 | 0 | 0 | 0 | 0 | 0 | 0 | 0 | 0 | 0 | 0 | 0 | 0 | 0 | 0 | 0 | 0
F6_Commercial_Office_New_Food Preparation_Natural Gas_Conveyor Oven_E5 | F6 | Commercial | Office | New | Food Preparation | Natural Gas | Conveyor Oven | E5 | Utility - Value of Sales | 0 | 0 | 0 | 0 | 0 | 0 | 0 | 0 | 0 | 0 | 0 | 0 | 0 | 0 | 0 | 0 | 0 | 0 | 0 | 0 | 0 | 0 | 0 | 0 | 0 | 0 | 0 | 0 | 0 | 0 | 0 | 0 | 0 | 0 | 0 | 0 | 0 | 0 | 0 | 0 | 0 | 0
F6_Commercial_Office_New_Food Preparation_Natural Gas_Conveyor Oven_E6 | F6 | Commercial | Office | New | Food Preparation | Natural Gas | Conveyor Oven | E6 | Utility - Value of Sales | 0 | 0 | 0 | 0 | 0 | 0 | 0 | 0 | 0 | 0 | 0 | 0 | 0 | 0 | 0 | 0 | 0 | 0 | 0 | 0 | 0 | 0 | 0 | 0 | 0 | 0 | 0 | 0 | 0 | 0 | 0 | 0 | 0 | 0 | 0 | 0 | 0 | 0 | 0 | 0 | 0 | 0
F6_Commercial_Office_New_Food Preparation_Natural Gas_Conveyor Oven_E7 | F6 | Commercial | Office | New | Food Preparation | Natural Gas | Conveyor Oven | E7 | Utility - Value of Sales | 0 | 0 | 0 | 0 | 0 | 0 | 0 | 0 | 0 | 0 | 0 | 0 | 0 | 0 | 0 | 0 | 0 | 0 | 0 | 0 | 0 | 0 | 0 | 0 | 0 | 0 | 0 | 0 | 0 | 0 | 0 | 0 | 0 | 0 | 0 | 0 | 0 | 0 | 0 | 0 | 0 | 0
F6_Commercial_Office_New_Food Preparation_Natural Gas_Conveyor Oven_E8 | F6 | Commercial | Office | New | Food Preparation | Natural Gas | Conveyor Oven | E8 | Utility - Value of Sales | 0 | 0 | 0 | 0 | 0 | 0 | 0 | 0 | 0 | 0 | 0 | 0 | 0 | 0 | 0 | 0 | 0 | 0 | 0 | 0 | 0 | 0 | 0 | 0 | 0 | 0 | 0 | 0 | 0 | 0 | 0 | 0 | 0 | 0 | 0 | 0 | 0 | 0 | 0 | 0 | 0 | 0
F6_Commercial_Office_New_Food Preparation_Natural Gas_Conveyor Oven_E9 | F6 | Commercial | Office | New | Food Preparation | Natural Gas | Conveyor Oven | E9 | Utility - Value of Sales | 0 | 0 | 0 | 0 | 0 | 0 | 0 | 0 | 0 | 0 | 0 | 0 | 0 | 0 | 0 | 0 | 0 | 0 | 0 | 0 | 0 | 0 | 0 | 0 | 0 | 0 | 0 | 0 | 0 | 0 | 0 | 0 | 0 | 0 | 0 | 0 | 0 | 0 | 0 | 0 | 0 | 0
F6_Commercial_Office_New_Food Preparation_Natural Gas_Conveyor Oven_E10 | F6 | Commercial | Office | New | Food Preparation | Natural Gas | Conveyor Oven | E10 | Utility - Value of Sales | 0 | 0 | 0 | 0 | 0 | 0 | 0 | 0 | 0 | 0 | 0 | 0 | 0 | 0 | 0 | 0 | 0 | 0 | 0 | 0 | 0 | 0 | 0 | 0 | 0 | 0 | 0 | 0 | 0 | 0 | 0 | 0 | 0 | 0 | 0 | 0 | 0 | 0 | 0 | 0 | 0 | 0
F1_Commercial_Office_New_Food Preparation_Natural Gas_Double Rack Oven_E1 | F1 | Commercial | Office | New | Food Preparation | Natural Gas | Double Rack Oven | E1 | RVT - Cost of Equipment | 0.55658 | 0.56082 | 0.56556 | 0.57078 | 0.57672 | 0.5836 | 0.58917 | 0.59453 | 0.59996 | 0.60562 | 0.61102 | 0.61598 | 0.62105 | 0.62637 | 0.63225 | 0.638 | 0.64409 | 0.65053 | 0.65724 | 0.66409 | 0.67098 | 0.67743 | 0.68326 | 0.68841 | 0.69287 | 0.69669 | 0.69935 | 0.70133 | 0.70304 | 0.7045 | 0.70595 | 0.70659 | 0.70659 | 0 | 0 | 0 | 0 | 0 | 0 | 0 | 0 | 0
F1_Commercial_Office_New_Food Preparation_Natural Gas_Double Rack Oven_E2 | F1 | Commercial | Office | New | Food Preparation | Natural Gas | Double Rack Oven | E2 | RVT - Cost of Equipment | 0.30359 | 0.3059 | 0.30849 | 0.31133 | 0.31458 | 0.31833 | 0.32137 | 0.32429 | 0.32725 | 0.33034 | 0.33328 | 0.33599 | 0.33875 | 0.34166 | 0.34486 | 0.348 | 0.35132 | 0.35483 | 0.35849 | 0.36223 | 0.36599 | 0.36951 | 0.37269 | 0.3755 | 0.37793 | 0.38002 | 0.38146 | 0.38254 | 0.38348 | 0.38427 | 0.38506 | 0.38541 | 0.38541 | 0 | 0 | 0 | 0 | 0 | 0 | 0 | 0 | 0
F1_Commercial_Office_New_Food Preparation_Natural Gas_Double Rack Oven_E3 | F1 | Commercial | Office | New | Food Preparation | Natural Gas | Double Rack Oven | E3 | RVT - Cost of Equipment | 0 | 0 | 0 | 0 | 0 | 0 | 0 | 0 | 0 | 0 | 0 | 0 | 0 | 0 | 0 | 0 | 0 | 0 | 0 | 0 | 0 | 0 | 0 | 0 | 0 | 0 | 0 | 0 | 0 | 0 | 0 | 0 | 0 | 0 | 0 | 0 | 0 | 0 | 0 | 0 | 0 | 0
F1_Commercial_Office_New_Food Preparation_Natural Gas_Double Rack Oven_E4 | F1 | Commercial | Office | New | Food Preparation | Natural Gas | Double Rack Oven | E4 | RVT - Cost of Equipment | 0 | 0 | 0 | 0 | 0 | 0 | 0 | 0 | 0 | 0 | 0 | 0 | 0 | 0 | 0 | 0 | 0 | 0 | 0 | 0 | 0 | 0 | 0 | 0 | 0 | 0 | 0 | 0 | 0 | 0 | 0 | 0 | 0 | 0 | 0 | 0 | 0 | 0 | 0 | 0 | 0 | 0
F1_Commercial_Office_New_Food Preparation_Natural Gas_Double Rack Oven_E5 | F1 | Commercial | Office | New | Food Preparation | Natural Gas | Double Rack Oven | E5 | RVT - Cost of Equipment | 0 | 0 | 0 | 0 | 0 | 0 | 0 | 0 | 0 | 0 | 0 | 0 | 0 | 0 | 0 | 0 | 0 | 0 | 0 | 0 | 0 | 0 | 0 | 0 | 0 | 0 | 0 | 0 | 0 | 0 | 0 | 0 | 0 | 0 | 0 | 0 | 0 | 0 | 0 | 0 | 0 | 0
F1_Commercial_Office_New_Food Preparation_Natural Gas_Double Rack Oven_E6 | F1 | Commercial | Office | New | Food Preparation | Natural Gas | Double Rack Oven | E6 | RVT - Cost of Equipment | 0 | 0 | 0 | 0 | 0 | 0 | 0 | 0 | 0 | 0 | 0 | 0 | 0 | 0 | 0 | 0 | 0 | 0 | 0 | 0 | 0 | 0 | 0 | 0 | 0 | 0 | 0 | 0 | 0 | 0 | 0 | 0 | 0 | 0 | 0 | 0 | 0 | 0 | 0 | 0 | 0 | 0
F1_Commercial_Office_New_Food Preparation_Natural Gas_Double Rack Oven_E7 | F1 | Commercial | Office | New | Food Preparation | Natural Gas | Double Rack Oven | E7 | RVT - Cost of Equipment | 0 | 0 | 0 | 0 | 0 | 0 | 0 | 0 | 0 | 0 | 0 | 0 | 0 | 0 | 0 | 0 | 0 | 0 | 0 | 0 | 0 | 0 | 0 | 0 | 0 | 0 | 0 | 0 | 0 | 0 | 0 | 0 | 0 | 0 | 0 | 0 | 0 | 0 | 0 | 0 | 0 | 0
F1_Commercial_Office_New_Food Preparation_Natural Gas_Double Rack Oven_E8 | F1 | Commercial | Office | New | Food Preparation | Natural Gas | Double Rack Oven | E8 | RVT - Cost of Equipment | 0 | 0 | 0 | 0 | 0 | 0 | 0 | 0 | 0 | 0 | 0 | 0 | 0 | 0 | 0 | 0 | 0 | 0 | 0 | 0 | 0 | 0 | 0 | 0 | 0 | 0 | 0 | 0 | 0 | 0 | 0 | 0 | 0 | 0 | 0 | 0 | 0 | 0 | 0 | 0 | 0 | 0
F1_Commercial_Office_New_Food Preparation_Natural Gas_Double Rack Oven_E9 | F1 | Commercial | Office | New | Food Preparation | Natural Gas | Double Rack Oven | E9 | RVT - Cost of Equipment | 0 | 0 | 0 | 0 | 0 | 0 | 0 | 0 | 0 | 0 | 0 | 0 | 0 | 0 | 0 | 0 | 0 | 0 | 0 | 0 | 0 | 0 | 0 | 0 | 0 | 0 | 0 | 0 | 0 | 0 | 0 | 0 | 0 | 0 | 0 | 0 | 0 | 0 | 0 | 0 | 0 | 0
F1_Commercial_Office_New_Food Preparation_Natural Gas_Double Rack Oven_E10 | F1 | Commercial | Office | New | Food Preparation | Natural Gas | Double Rack Oven | E10 | RVT - Cost of Equipment | 0 | 0 | 0 | 0 | 0 | 0 | 0 | 0 | 0 | 0 | 0 | 0 | 0 | 0 | 0 | 0 | 0 | 0 | 0 | 0 | 0 | 0 | 0 | 0 | 0 | 0 | 0 | 0 | 0 | 0 | 0 | 0 | 0 | 0 | 0 | 0 | 0 | 0 | 0 | 0 | 0 | 0
F2_Commercial_Office_New_Food Preparation_Natural Gas_Double Rack Oven_E1 | F2 | Commercial | Office | New | Food Preparation | Natural Gas | Double Rack Oven | E1 | RVT - Cost of Operation | 0.66682 | 0.6719 | 0.67758 | 0.68383 | 0.69095 | 0.69919 | 0.70587 | 0.71229 | 0.71879 | 0.72558 | 0.73204 | 0.73798 | 0.74406 | 0.75043 | 0.75748 | 0.76436 | 0.77167 | 0.77937 | 0.78741 | 0.79562 | 0.80388 | 0.81161 | 0.81859 | 0.82476 | 0.8301 | 0.83469 | 0.83787 | 0.84023 | 0.84229 | 0.84404 | 0.84577 | 0.84654 | 0.84654 | 0 | 0 | 0 | 0 | 0 | 0 | 0 | 0 | 0
F2_Commercial_Office_New_Food Preparation_Natural Gas_Double Rack Oven_E2 | F2 | Commercial | Office | New | Food Preparation | Natural Gas | Double Rack Oven | E2 | RVT - Cost of Operation | 0.36372 | 0.36649 | 0.36959 | 0.373 | 0.37688 | 0.38138 | 0.38502 | 0.38852 | 0.39207 | 0.39577 | 0.3993 | 0.40254 | 0.40585 | 0.40933 | 0.41317 | 0.41692 | 0.42091 | 0.42511 | 0.4295 | 0.43398 | 0.43848 | 0.4427 | 0.44651 | 0.44987 | 0.45278 | 0.45528 | 0.45702 | 0.45831 | 0.45943 | 0.46038 | 0.46133 | 0.46175 | 0.46175 | 0 | 0 | 0 | 0 | 0 | 0 | 0 | 0 | 0
F2_Commercial_Office_New_Food Preparation_Natural Gas_Double Rack Oven_E3 | F2 | Commercial | Office | New | Food Preparation | Natural Gas | Double Rack Oven | E3 | RVT - Cost of Operation | 0 | 0 | 0 | 0 | 0 | 0 | 0 | 0 | 0 | 0 | 0 | 0 | 0 | 0 | 0 | 0 | 0 | 0 | 0 | 0 | 0 | 0 | 0 | 0 | 0 | 0 | 0 | 0 | 0 | 0 | 0 | 0 | 0 | 0 | 0 | 0 | 0 | 0 | 0 | 0 | 0 | 0
F2_Commercial_Office_New_Food Preparation_Natural Gas_Double Rack Oven_E4 | F2 | Commercial | Office | New | Food Preparation | Natural Gas | Double Rack Oven | E4 | RVT - Cost of Operation | 0 | 0 | 0 | 0 | 0 | 0 | 0 | 0 | 0 | 0 | 0 | 0 | 0 | 0 | 0 | 0 | 0 | 0 | 0 | 0 | 0 | 0 | 0 | 0 | 0 | 0 | 0 | 0 | 0 | 0 | 0 | 0 | 0 | 0 | 0 | 0 | 0 | 0 | 0 | 0 | 0 | 0
F2_Commercial_Office_New_Food Preparation_Natural Gas_Double Rack Oven_E5 | F2 | Commercial | Office | New | Food Preparation | Natural Gas | Double Rack Oven | E5 | RVT - Cost of Operation | 0 | 0 | 0 | 0 | 0 | 0 | 0 | 0 | 0 | 0 | 0 | 0 | 0 | 0 | 0 | 0 | 0 | 0 | 0 | 0 | 0 | 0 | 0 | 0 | 0 | 0 | 0 | 0 | 0 | 0 | 0 | 0 | 0 | 0 | 0 | 0 | 0 | 0 | 0 | 0 | 0 | 0
F2_Commercial_Office_New_Food Preparation_Natural Gas_Double Rack Oven_E6 | F2 | Commercial | Office | New | Food Preparation | Natural Gas | Double Rack Oven | E6 | RVT - Cost of Operation | 0 | 0 | 0 | 0 | 0 | 0 | 0 | 0 | 0 | 0 | 0 | 0 | 0 | 0 | 0 | 0 | 0 | 0 | 0 | 0 | 0 | 0 | 0 | 0 | 0 | 0 | 0 | 0 | 0 | 0 | 0 | 0 | 0 | 0 | 0 | 0 | 0 | 0 | 0 | 0 | 0 | 0
F2_Commercial_Office_New_Food Preparation_Natural Gas_Double Rack Oven_E7 | F2 | Commercial | Office | New | Food Preparation | Natural Gas | Double Rack Oven | E7 | RVT - Cost of Operation | 0 | 0 | 0 | 0 | 0 | 0 | 0 | 0 | 0 | 0 | 0 | 0 | 0 | 0 | 0 | 0 | 0 | 0 | 0 | 0 | 0 | 0 | 0 | 0 | 0 | 0 | 0 | 0 | 0 | 0 | 0 | 0 | 0 | 0 | 0 | 0 | 0 | 0 | 0 | 0 | 0 | 0
F2_Commercial_Office_New_Food Preparation_Natural Gas_Double Rack Oven_E8 | F2 | Commercial | Office | New | Food Preparation | Natural Gas | Double Rack Oven | E8 | RVT - Cost of Operation | 0 | 0 | 0 | 0 | 0 | 0 | 0 | 0 | 0 | 0 | 0 | 0 | 0 | 0 | 0 | 0 | 0 | 0 | 0 | 0 | 0 | 0 | 0 | 0 | 0 | 0 | 0 | 0 | 0 | 0 | 0 | 0 | 0 | 0 | 0 | 0 | 0 | 0 | 0 | 0 | 0 | 0
F2_Commercial_Office_New_Food Preparation_Natural Gas_Double Rack Oven_E9 | F2 | Commercial | Office | New | Food Preparation | Natural Gas | Double Rack Oven | E9 | RVT - Cost of Operation | 0 | 0 | 0 | 0 | 0 | 0 | 0 | 0 | 0 | 0 | 0 | 0 | 0 | 0 | 0 | 0 | 0 | 0 | 0 | 0 | 0 | 0 | 0 | 0 | 0 | 0 | 0 | 0 | 0 | 0 | 0 | 0 | 0 | 0 | 0 | 0 | 0 | 0 | 0 | 0 | 0 | 0
F2_Commercial_Office_New_Food Preparation_Natural Gas_Double Rack Oven_E10 | F2 | Commercial | Office | New | Food Preparation | Natural Gas | Double Rack Oven | E10 | RVT - Cost of Operation | 0 | 0 | 0 | 0 | 0 | 0 | 0 | 0 | 0 | 0 | 0 | 0 | 0 | 0 | 0 | 0 | 0 | 0 | 0 | 0 | 0 | 0 | 0 | 0 | 0 | 0 | 0 | 0 | 0 | 0 | 0 | 0 | 0 | 0 | 0 | 0 | 0 | 0 | 0 | 0 | 0 | 0
F3_Commercial_Office_New_Food Preparation_Natural Gas_Double Rack Oven_E1 | F3 | Commercial | Office | New | Food Preparation | Natural Gas | Double Rack Oven | E1 | System - kBTUs of Consumption | 0.13484 | 0.13484 | 0.13484 | 0.13484 | 0.13484 | 0.13484 | 0.13484 | 0.13484 | 0.13484 | 0.13484 | 0.13484 | 0.13484 | 0.13484 | 0.13484 | 0.13484 | 0.13484 | 0.13484 | 0.13484 | 0.13484 | 0.13484 | 0.13484 | 0.13484 | 0.13484 | 0.13484 | 0.13484 | 0.13484 | 0.13484 | 0.13484 | 0.13484 | 0.13484 | 0.13484 | 0.13484 | 0.13484 | 0 | 0 | 0 | 0 | 0 | 0 | 0 | 0 | 0
F3_Commercial_Office_New_Food Preparation_Natural Gas_Double Rack Oven_E2 | F3 | Commercial | Office | New | Food Preparation | Natural Gas | Double Rack Oven | E2 | System - kBTUs of Consumption | 0.17932 | 0.17932 | 0.17932 | 0.17932 | 0.17932 | 0.17932 | 0.17932 | 0.17932 | 0.17932 | 0.17932 | 0.17932 | 0.17932 | 0.17932 | 0.17932 | 0.17932 | 0.17932 | 0.17932 | 0.17932 | 0.17932 | 0.17932 | 0.17932 | 0.17932 | 0.17932 | 0.17932 | 0.17932 | 0.17932 | 0.17932 | 0.17932 | 0.17932 | 0.17932 | 0.17932 | 0.17932 | 0.17932 | 0 | 0 | 0 | 0 | 0 | 0 | 0 | 0 | 0
F3_Commercial_Office_New_Food Preparation_Natural Gas_Double Rack Oven_E3 | F3 | Commercial | Office | New | Food Preparation | Natural Gas | Double Rack Oven | E3 | System - kBTUs of Consumption | 0 | 0 | 0 | 0 | 0 | 0 | 0 | 0 | 0 | 0 | 0 | 0 | 0 | 0 | 0 | 0 | 0 | 0 | 0 | 0 | 0 | 0 | 0 | 0 | 0 | 0 | 0 | 0 | 0 | 0 | 0 | 0 | 0 | 0 | 0 | 0 | 0 | 0 | 0 | 0 | 0 | 0
F3_Commercial_Office_New_Food Preparation_Natural Gas_Double Rack Oven_E4 | F3 | Commercial | Office | New | Food Preparation | Natural Gas | Double Rack Oven | E4 | System - kBTUs of Consumption | 0 | 0 | 0 | 0 | 0 | 0 | 0 | 0 | 0 | 0 | 0 | 0 | 0 | 0 | 0 | 0 | 0 | 0 | 0 | 0 | 0 | 0 | 0 | 0 | 0 | 0 | 0 | 0 | 0 | 0 | 0 | 0 | 0 | 0 | 0 | 0 | 0 | 0 | 0 | 0 | 0 | 0
F3_Commercial_Office_New_Food Preparation_Natural Gas_Double Rack Oven_E5 | F3 | Commercial | Office | New | Food Preparation | Natural Gas | Double Rack Oven | E5 | System - kBTUs of Consumption | 0 | 0 | 0 | 0 | 0 | 0 | 0 | 0 | 0 | 0 | 0 | 0 | 0 | 0 | 0 | 0 | 0 | 0 | 0 | 0 | 0 | 0 | 0 | 0 | 0 | 0 | 0 | 0 | 0 | 0 | 0 | 0 | 0 | 0 | 0 | 0 | 0 | 0 | 0 | 0 | 0 | 0
F3_Commercial_Office_New_Food Preparation_Natural Gas_Double Rack Oven_E6 | F3 | Commercial | Office | New | Food Preparation | Natural Gas | Double Rack Oven | E6 | System - kBTUs of Consumption | 0 | 0 | 0 | 0 | 0 | 0 | 0 | 0 | 0 | 0 | 0 | 0 | 0 | 0 | 0 | 0 | 0 | 0 | 0 | 0 | 0 | 0 | 0 | 0 | 0 | 0 | 0 | 0 | 0 | 0 | 0 | 0 | 0 | 0 | 0 | 0 | 0 | 0 | 0 | 0 | 0 | 0
F3_Commercial_Office_New_Food Preparation_Natural Gas_Double Rack Oven_E7 | F3 | Commercial | Office | New | Food Preparation | Natural Gas | Double Rack Oven | E7 | System - kBTUs of Consumption | 0 | 0 | 0 | 0 | 0 | 0 | 0 | 0 | 0 | 0 | 0 | 0 | 0 | 0 | 0 | 0 | 0 | 0 | 0 | 0 | 0 | 0 | 0 | 0 | 0 | 0 | 0 | 0 | 0 | 0 | 0 | 0 | 0 | 0 | 0 | 0 | 0 | 0 | 0 | 0 | 0 | 0
F3_Commercial_Office_New_Food Preparation_Natural Gas_Double Rack Oven_E8 | F3 | Commercial | Office | New | Food Preparation | Natural Gas | Double Rack Oven | E8 | System - kBTUs of Consumption | 0 | 0 | 0 | 0 | 0 | 0 | 0 | 0 | 0 | 0 | 0 | 0 | 0 | 0 | 0 | 0 | 0 | 0 | 0 | 0 | 0 | 0 | 0 | 0 | 0 | 0 | 0 | 0 | 0 | 0 | 0 | 0 | 0 | 0 | 0 | 0 | 0 | 0 | 0 | 0 | 0 | 0
F3_Commercial_Office_New_Food Preparation_Natural Gas_Double Rack Oven_E9 | F3 | Commercial | Office | New | Food Preparation | Natural Gas | Double Rack Oven | E9 | System - kBTUs of Consumption | 0 | 0 | 0 | 0 | 0 | 0 | 0 | 0 | 0 | 0 | 0 | 0 | 0 | 0 | 0 | 0 | 0 | 0 | 0 | 0 | 0 | 0 | 0 | 0 | 0 | 0 | 0 | 0 | 0 | 0 | 0 | 0 | 0 | 0 | 0 | 0 | 0 | 0 | 0 | 0 | 0 | 0
F3_Commercial_Office_New_Food Preparation_Natural Gas_Double Rack Oven_E10 | F3 | Commercial | Office | New | Food Preparation | Natural Gas | Double Rack Oven | E10 | System - kBTUs of Consumption | 0 | 0 | 0 | 0 | 0 | 0 | 0 | 0 | 0 | 0 | 0 | 0 | 0 | 0 | 0 | 0 | 0 | 0 | 0 | 0 | 0 | 0 | 0 | 0 | 0 | 0 | 0 | 0 | 0 | 0 | 0 | 0 | 0 | 0 | 0 | 0 | 0 | 0 | 0 | 0 | 0 | 0
F4_Commercial_Office_New_Food Preparation_Natural Gas_Double Rack Oven_E1 | F4 | Commercial | Office | New | Food Preparation | Natural Gas | Double Rack Oven | E1 | Utility - Cost of Equipment | 0.66682 | 0.6719 | 0.67758 | 0.68383 | 0.69095 | 0.69919 | 0.70587 | 0.71229 | 0.71879 | 0.72558 | 0.73204 | 0.73798 | 0.74406 | 0.75043 | 0.75748 | 0.76436 | 0.77167 | 0.77937 | 0.78741 | 0.79562 | 0.80388 | 0.81161 | 0.81859 | 0.82476 | 0.8301 | 0.83469 | 0.83787 | 0.84023 | 0.84229 | 0.84404 | 0.84577 | 0.84654 | 0.84654 | 0 | 0 | 0 | 0 | 0 | 0 | 0 | 0 | 0
F4_Commercial_Office_New_Food Preparation_Natural Gas_Double Rack Oven_E2 | F4 | Commercial | Office | New | Food Preparation | Natural Gas | Double Rack Oven | E2 | Utility - Cost of Equipment | 0.36372 | 0.36649 | 0.36959 | 0.373 | 0.37688 | 0.38138 | 0.38502 | 0.38852 | 0.39207 | 0.39577 | 0.3993 | 0.40254 | 0.40585 | 0.40933 | 0.41317 | 0.41692 | 0.42091 | 0.42511 | 0.4295 | 0.43398 | 0.43848 | 0.4427 | 0.44651 | 0.44987 | 0.45278 | 0.45528 | 0.45702 | 0.45831 | 0.45943 | 0.46038 | 0.46133 | 0.46175 | 0.46175 | 0 | 0 | 0 | 0 | 0 | 0 | 0 | 0 | 0
F4_Commercial_Office_New_Food Preparation_Natural Gas_Double Rack Oven_E3 | F4 | Commercial | Office | New | Food Preparation | Natural Gas | Double Rack Oven | E3 | Utility - Cost of Equipment | 0 | 0 | 0 | 0 | 0 | 0 | 0 | 0 | 0 | 0 | 0 | 0 | 0 | 0 | 0 | 0 | 0 | 0 | 0 | 0 | 0 | 0 | 0 | 0 | 0 | 0 | 0 | 0 | 0 | 0 | 0 | 0 | 0 | 0 | 0 | 0 | 0 | 0 | 0 | 0 | 0 | 0
F4_Commercial_Office_New_Food Preparation_Natural Gas_Double Rack Oven_E4 | F4 | Commercial | Office | New | Food Preparation | Natural Gas | Double Rack Oven | E4 | Utility - Cost of Equipment | 0 | 0 | 0 | 0 | 0 | 0 | 0 | 0 | 0 | 0 | 0 | 0 | 0 | 0 | 0 | 0 | 0 | 0 | 0 | 0 | 0 | 0 | 0 | 0 | 0 | 0 | 0 | 0 | 0 | 0 | 0 | 0 | 0 | 0 | 0 | 0 | 0 | 0 | 0 | 0 | 0 | 0
F4_Commercial_Office_New_Food Preparation_Natural Gas_Double Rack Oven_E5 | F4 | Commercial | Office | New | Food Preparation | Natural Gas | Double Rack Oven | E5 | Utility - Cost of Equipment | 0 | 0 | 0 | 0 | 0 | 0 | 0 | 0 | 0 | 0 | 0 | 0 | 0 | 0 | 0 | 0 | 0 | 0 | 0 | 0 | 0 | 0 | 0 | 0 | 0 | 0 | 0 | 0 | 0 | 0 | 0 | 0 | 0 | 0 | 0 | 0 | 0 | 0 | 0 | 0 | 0 | 0
F4_Commercial_Office_New_Food Preparation_Natural Gas_Double Rack Oven_E6 | F4 | Commercial | Office | New | Food Preparation | Natural Gas | Double Rack Oven | E6 | Utility - Cost of Equipment | 0 | 0 | 0 | 0 | 0 | 0 | 0 | 0 | 0 | 0 | 0 | 0 | 0 | 0 | 0 | 0 | 0 | 0 | 0 | 0 | 0 | 0 | 0 | 0 | 0 | 0 | 0 | 0 | 0 | 0 | 0 | 0 | 0 | 0 | 0 | 0 | 0 | 0 | 0 | 0 | 0 | 0
F4_Commercial_Office_New_Food Preparation_Natural Gas_Double Rack Oven_E7 | F4 | Commercial | Office | New | Food Preparation | Natural Gas | Double Rack Oven | E7 | Utility - Cost of Equipment | 0 | 0 | 0 | 0 | 0 | 0 | 0 | 0 | 0 | 0 | 0 | 0 | 0 | 0 | 0 | 0 | 0 | 0 | 0 | 0 | 0 | 0 | 0 | 0 | 0 | 0 | 0 | 0 | 0 | 0 | 0 | 0 | 0 | 0 | 0 | 0 | 0 | 0 | 0 | 0 | 0 | 0
F4_Commercial_Office_New_Food Preparation_Natural Gas_Double Rack Oven_E8 | F4 | Commercial | Office | New | Food Preparation | Natural Gas | Double Rack Oven | E8 | Utility - Cost of Equipment | 0 | 0 | 0 | 0 | 0 | 0 | 0 | 0 | 0 | 0 | 0 | 0 | 0 | 0 | 0 | 0 | 0 | 0 | 0 | 0 | 0 | 0 | 0 | 0 | 0 | 0 | 0 | 0 | 0 | 0 | 0 | 0 | 0 | 0 | 0 | 0 | 0 | 0 | 0 | 0 | 0 | 0
F4_Commercial_Office_New_Food Preparation_Natural Gas_Double Rack Oven_E9 | F4 | Commercial | Office | New | Food Preparation | Natural Gas | Double Rack Oven | E9 | Utility - Cost of Equipment | 0 | 0 | 0 | 0 | 0 | 0 | 0 | 0 | 0 | 0 | 0 | 0 | 0 | 0 | 0 | 0 | 0 | 0 | 0 | 0 | 0 | 0 | 0 | 0 | 0 | 0 | 0 | 0 | 0 | 0 | 0 | 0 | 0 | 0 | 0 | 0 | 0 | 0 | 0 | 0 | 0 | 0
F4_Commercial_Office_New_Food Preparation_Natural Gas_Double Rack Oven_E10 | F4 | Commercial | Office | New | Food Preparation | Natural Gas | Double Rack Oven | E10 | Utility - Cost of Equipment | 0 | 0 | 0 | 0 | 0 | 0 | 0 | 0 | 0 | 0 | 0 | 0 | 0 | 0 | 0 | 0 | 0 | 0 | 0 | 0 | 0 | 0 | 0 | 0 | 0 | 0 | 0 | 0 | 0 | 0 | 0 | 0 | 0 | 0 | 0 | 0 | 0 | 0 | 0 | 0 | 0 | 0
F5_Commercial_Office_New_Food Preparation_Natural Gas_Double Rack Oven_E1 | F5 | Commercial | Office | New | Food Preparation | Natural Gas | Double Rack Oven | E1 | Utility - Cost of Operation | 0.13484 | 0.13484 | 0.13484 | 0.13484 | 0.13484 | 0.13484 | 0.13484 | 0.13484 | 0.13484 | 0.13484 | 0.13484 | 0.13484 | 0.13484 | 0.13484 | 0.13484 | 0.13484 | 0.13484 | 0.13484 | 0.13484 | 0.13484 | 0.13484 | 0.13484 | 0.13484 | 0.13484 | 0.13484 | 0.13484 | 0.13484 | 0.13484 | 0.13484 | 0.13484 | 0.13484 | 0.13484 | 0.13484 | 0 | 0 | 0 | 0 | 0 | 0 | 0 | 0 | 0
F5_Commercial_Office_New_Food Preparation_Natural Gas_Double Rack Oven_E2 | F5 | Commercial | Office | New | Food Preparation | Natural Gas | Double Rack Oven | E2 | Utility - Cost of Operation | 0.17932 | 0.17932 | 0.17932 | 0.17932 | 0.17932 | 0.17932 | 0.17932 | 0.17932 | 0.17932 | 0.17932 | 0.17932 | 0.17932 | 0.17932 | 0.17932 | 0.17932 | 0.17932 | 0.17932 | 0.17932 | 0.17932 | 0.17932 | 0.17932 | 0.17932 | 0.17932 | 0.17932 | 0.17932 | 0.17932 | 0.17932 | 0.17932 | 0.17932 | 0.17932 | 0.17932 | 0.17932 | 0.17932 | 0 | 0 | 0 | 0 | 0 | 0 | 0 | 0 | 0
F5_Commercial_Office_New_Food Preparation_Natural Gas_Double Rack Oven_E3 | F5 | Commercial | Office | New | Food Preparation | Natural Gas | Double Rack Oven | E3 | Utility - Cost of Operation | 0 | 0 | 0 | 0 | 0 | 0 | 0 | 0 | 0 | 0 | 0 | 0 | 0 | 0 | 0 | 0 | 0 | 0 | 0 | 0 | 0 | 0 | 0 | 0 | 0 | 0 | 0 | 0 | 0 | 0 | 0 | 0 | 0 | 0 | 0 | 0 | 0 | 0 | 0 | 0 | 0 | 0
F5_Commercial_Office_New_Food Preparation_Natural Gas_Double Rack Oven_E4 | F5 | Commercial | Office | New | Food Preparation | Natural Gas | Double Rack Oven | E4 | Utility - Cost of Operation | 0 | 0 | 0 | 0 | 0 | 0 | 0 | 0 | 0 | 0 | 0 | 0 | 0 | 0 | 0 | 0 | 0 | 0 | 0 | 0 | 0 | 0 | 0 | 0 | 0 | 0 | 0 | 0 | 0 | 0 | 0 | 0 | 0 | 0 | 0 | 0 | 0 | 0 | 0 | 0 | 0 | 0
F5_Commercial_Office_New_Food Preparation_Natural Gas_Double Rack Oven_E5 | F5 | Commercial | Office | New | Food Preparation | Natural Gas | Double Rack Oven | E5 | Utility - Cost of Operation | 0 | 0 | 0 | 0 | 0 | 0 | 0 | 0 | 0 | 0 | 0 | 0 | 0 | 0 | 0 | 0 | 0 | 0 | 0 | 0 | 0 | 0 | 0 | 0 | 0 | 0 | 0 | 0 | 0 | 0 | 0 | 0 | 0 | 0 | 0 | 0 | 0 | 0 | 0 | 0 | 0 | 0
F5_Commercial_Office_New_Food Preparation_Natural Gas_Double Rack Oven_E6 | F5 | Commercial | Office | New | Food Preparation | Natural Gas | Double Rack Oven | E6 | Utility - Cost of Operation | 0 | 0 | 0 | 0 | 0 | 0 | 0 | 0 | 0 | 0 | 0 | 0 | 0 | 0 | 0 | 0 | 0 | 0 | 0 | 0 | 0 | 0 | 0 | 0 | 0 | 0 | 0 | 0 | 0 | 0 | 0 | 0 | 0 | 0 | 0 | 0 | 0 | 0 | 0 | 0 | 0 | 0
F5_Commercial_Office_New_Food Preparation_Natural Gas_Double Rack Oven_E7 | F5 | Commercial | Office | New | Food Preparation | Natural Gas | Double Rack Oven | E7 | Utility - Cost of Operation | 0 | 0 | 0 | 0 | 0 | 0 | 0 | 0 | 0 | 0 | 0 | 0 | 0 | 0 | 0 | 0 | 0 | 0 | 0 | 0 | 0 | 0 | 0 | 0 | 0 | 0 | 0 | 0 | 0 | 0 | 0 | 0 | 0 | 0 | 0 | 0 | 0 | 0 | 0 | 0 | 0 | 0
F5_Commercial_Office_New_Food Preparation_Natural Gas_Double Rack Oven_E8 | F5 | Commercial | Office | New | Food Preparation | Natural Gas | Double Rack Oven | E8 | Utility - Cost of Operation | 0 | 0 | 0 | 0 | 0 | 0 | 0 | 0 | 0 | 0 | 0 | 0 | 0 | 0 | 0 | 0 | 0 | 0 | 0 | 0 | 0 | 0 | 0 | 0 | 0 | 0 | 0 | 0 | 0 | 0 | 0 | 0 | 0 | 0 | 0 | 0 | 0 | 0 | 0 | 0 | 0 | 0
F5_Commercial_Office_New_Food Preparation_Natural Gas_Double Rack Oven_E9 | F5 | Commercial | Office | New | Food Preparation | Natural Gas | Double Rack Oven | E9 | Utility - Cost of Operation | 0 | 0 | 0 | 0 | 0 | 0 | 0 | 0 | 0 | 0 | 0 | 0 | 0 | 0 | 0 | 0 | 0 | 0 | 0 | 0 | 0 | 0 | 0 | 0 | 0 | 0 | 0 | 0 | 0 | 0 | 0 | 0 | 0 | 0 | 0 | 0 | 0 | 0 | 0 | 0 | 0 | 0
F5_Commercial_Office_New_Food Preparation_Natural Gas_Double Rack Oven_E10 | F5 | Commercial | Office | New | Food Preparation | Natural Gas | Double Rack Oven | E10 | Utility - Cost of Operation | 0 | 0 | 0 | 0 | 0 | 0 | 0 | 0 | 0 | 0 | 0 | 0 | 0 | 0 | 0 | 0 | 0 | 0 | 0 | 0 | 0 | 0 | 0 | 0 | 0 | 0 | 0 | 0 | 0 | 0 | 0 | 0 | 0 | 0 | 0 | 0 | 0 | 0 | 0 | 0 | 0 | 0
F6_Commercial_Office_New_Food Preparation_Natural Gas_Double Rack Oven_E1 | F6 | Commercial | Office | New | Food Preparation | Natural Gas | Double Rack Oven | E1 | Utility - Value of Sales | 0.39493 | 0.39493 | 0.39493 | 0.39493 | 0.39493 | 0.39493 | 0.39493 | 0.39493 | 0.39493 | 0.39493 | 0.39493 | 0.39493 | 0.39493 | 0.39493 | 0.39493 | 0.39493 | 0.39493 | 0.39493 | 0.39493 | 0.39493 | 0.39493 | 0.39493 | 0.39493 | 0.39493 | 0.39493 | 0.39493 | 0.39493 | 0.39493 | 0.39493 | 0.39493 | 0.39493 | 0.39493 | 0.39493 | 0 | 0 | 0 | 0 | 0 | 0 | 0 | 0 | 0
F6_Commercial_Office_New_Food Preparation_Natural Gas_Double Rack Oven_E2 | F6 | Commercial | Office | New | Food Preparation | Natural Gas | Double Rack Oven | E2 | Utility - Value of Sales | 0.21541 | 0.21541 | 0.21541 | 0.21541 | 0.21541 | 0.21541 | 0.21541 | 0.21541 | 0.21541 | 0.21541 | 0.21541 | 0.21541 | 0.21541 | 0.21541 | 0.21541 | 0.21541 | 0.21541 | 0.21541 | 0.21541 | 0.21541 | 0.21541 | 0.21541 | 0.21541 | 0.21541 | 0.21541 | 0.21541 | 0.21541 | 0.21541 | 0.21541 | 0.21541 | 0.21541 | 0.21541 | 0.21541 | 0 | 0 | 0 | 0 | 0 | 0 | 0 | 0 | 0
F6_Commercial_Office_New_Food Preparation_Natural Gas_Double Rack Oven_E3 | F6 | Commercial | Office | New | Food Preparation | Natural Gas | Double Rack Oven | E3 | Utility - Value of Sales | 0 | 0 | 0 | 0 | 0 | 0 | 0 | 0 | 0 | 0 | 0 | 0 | 0 | 0 | 0 | 0 | 0 | 0 | 0 | 0 | 0 | 0 | 0 | 0 | 0 | 0 | 0 | 0 | 0 | 0 | 0 | 0 | 0 | 0 | 0 | 0 | 0 | 0 | 0 | 0 | 0 | 0
F6_Commercial_Office_New_Food Preparation_Natural Gas_Double Rack Oven_E4 | F6 | Commercial | Office | New | Food Preparation | Natural Gas | Double Rack Oven | E4 | Utility - Value of Sales | 0 | 0 | 0 | 0 | 0 | 0 | 0 | 0 | 0 | 0 | 0 | 0 | 0 | 0 | 0 | 0 | 0 | 0 | 0 | 0 | 0 | 0 | 0 | 0 | 0 | 0 | 0 | 0 | 0 | 0 | 0 | 0 | 0 | 0 | 0 | 0 | 0 | 0 | 0 | 0 | 0 | 0
F6_Commercial_Office_New_Food Preparation_Natural Gas_Double Rack Oven_E5 | F6 | Commercial | Office | New | Food Preparation | Natural Gas | Double Rack Oven | E5 | Utility - Value of Sales | 0 | 0 | 0 | 0 | 0 | 0 | 0 | 0 | 0 | 0 | 0 | 0 | 0 | 0 | 0 | 0 | 0 | 0 | 0 | 0 | 0 | 0 | 0 | 0 | 0 | 0 | 0 | 0 | 0 | 0 | 0 | 0 | 0 | 0 | 0 | 0 | 0 | 0 | 0 | 0 | 0 | 0
F6_Commercial_Office_New_Food Preparation_Natural Gas_Double Rack Oven_E6 | F6 | Commercial | Office | New | Food Preparation | Natural Gas | Double Rack Oven | E6 | Utility - Value of Sales | 0 | 0 | 0 | 0 | 0 | 0 | 0 | 0 | 0 | 0 | 0 | 0 | 0 | 0 | 0 | 0 | 0 | 0 | 0 | 0 | 0 | 0 | 0 | 0 | 0 | 0 | 0 | 0 | 0 | 0 | 0 | 0 | 0 | 0 | 0 | 0 | 0 | 0 | 0 | 0 | 0 | 0
F6_Commercial_Office_New_Food Preparation_Natural Gas_Double Rack Oven_E7 | F6 | Commercial | Office | New | Food Preparation | Natural Gas | Double Rack Oven | E7 | Utility - Value of Sales | 0 | 0 | 0 | 0 | 0 | 0 | 0 | 0 | 0 | 0 | 0 | 0 | 0 | 0 | 0 | 0 | 0 | 0 | 0 | 0 | 0 | 0 | 0 | 0 | 0 | 0 | 0 | 0 | 0 | 0 | 0 | 0 | 0 | 0 | 0 | 0 | 0 | 0 | 0 | 0 | 0 | 0
F6_Commercial_Office_New_Food Preparation_Natural Gas_Double Rack Oven_E8 | F6 | Commercial | Office | New | Food Preparation | Natural Gas | Double Rack Oven | E8 | Utility - Value of Sales | 0 | 0 | 0 | 0 | 0 | 0 | 0 | 0 | 0 | 0 | 0 | 0 | 0 | 0 | 0 | 0 | 0 | 0 | 0 | 0 | 0 | 0 | 0 | 0 | 0 | 0 | 0 | 0 | 0 | 0 | 0 | 0 | 0 | 0 | 0 | 0 | 0 | 0 | 0 | 0 | 0 | 0
F6_Commercial_Office_New_Food Preparation_Natural Gas_Double Rack Oven_E9 | F6 | Commercial | Office | New | Food Preparation | Natural Gas | Double Rack Oven | E9 | Utility - Value of Sales | 0 | 0 | 0 | 0 | 0 | 0 | 0 | 0 | 0 | 0 | 0 | 0 | 0 | 0 | 0 | 0 | 0 | 0 | 0 | 0 | 0 | 0 | 0 | 0 | 0 | 0 | 0 | 0 | 0 | 0 | 0 | 0 | 0 | 0 | 0 | 0 | 0 | 0 | 0 | 0 | 0 | 0
F6_Commercial_Office_New_Food Preparation_Natural Gas_Double Rack Oven_E10 | F6 | Commercial | Office | New | Food Preparation | Natural Gas | Double Rack Oven | E10 | Utility - Value of Sales | 0 | 0 | 0 | 0 | 0 | 0 | 0 | 0 | 0 | 0 | 0 | 0 | 0 | 0 | 0 | 0 | 0 | 0 | 0 | 0 | 0 | 0 | 0 | 0 | 0 | 0 | 0 | 0 | 0 | 0 | 0 | 0 | 0 | 0 | 0 | 0 | 0 | 0 | 0 | 0 | 0 | 0
F1_Commercial_Office_New_Food Preparation_Natural Gas_Fryer_E1 | F1 | Commercial | Office | New | Food Preparation | Natural Gas | Fryer | E1 | RVT - Cost of Equipment | 0.27439 | 0.27524 | 0.27681 | 0 | 0 | 0 | 0 | 0 | 0 | 0 | 0 | 0 | 0 | 0 | 0 | 0 | 0 | 0 | 0 | 0 | 0 | 0 | 0 | 0 | 0 | 0 | 0 | 0 | 0 | 0 | 0 | 0 | 0 | 0 | 0 | 0 | 0 | 0 | 0 | 0 | 0 | 0
F1_Commercial_Office_New_Food Preparation_Natural Gas_Fryer_E2 | F1 | Commercial | Office | New | Food Preparation | Natural Gas | Fryer | E2 | RVT - Cost of Equipment | 0.16817 | 0.1687 | 0.16966 | 0.17098 | 0.17289 | 0.17551 | 0.1776 | 0.17966 | 0.18177 | 0.18392 | 0.18576 | 0.18714 | 0.18831 | 0.18937 | 0.19061 | 0.19173 | 0.19312 | 0.19488 | 0.19698 | 0.19941 | 0.20212 | 0.20478 | 0.20731 | 0.20958 | 0.21159 | 0.21342 | 0.21473 | 0.21581 | 0.21682 | 0.21768 | 0.21853 | 0.2189 | 0.2189 | 0 | 0 | 0 | 0 | 0 | 0 | 0 | 0 | 0
F1_Commercial_Office_New_Food Preparation_Natural Gas_Fryer_E3 | F1 | Commercial | Office | New | Food Preparation | Natural Gas | Fryer | E3 | RVT - Cost of Equipment | 0 | 0 | 0 | 0 | 0 | 0 | 0 | 0 | 0 | 0 | 0 | 0 | 0 | 0 | 0 | 0 | 0 | 0 | 0 | 0 | 0 | 0 | 0 | 0 | 0 | 0 | 0 | 0 | 0 | 0 | 0 | 0 | 0 | 0 | 0 | 0 | 0 | 0 | 0 | 0 | 0 | 0
F1_Commercial_Office_New_Food Preparation_Natural Gas_Fryer_E4 | F1 | Commercial | Office | New | Food Preparation | Natural Gas | Fryer | E4 | RVT - Cost of Equipment | 0 | 0 | 0 | 0 | 0 | 0 | 0 | 0 | 0 | 0 | 0 | 0 | 0 | 0 | 0 | 0 | 0 | 0 | 0 | 0 | 0 | 0 | 0 | 0 | 0 | 0 | 0 | 0 | 0 | 0 | 0 | 0 | 0 | 0 | 0 | 0 | 0 | 0 | 0 | 0 | 0 | 0
F1_Commercial_Office_New_Food Preparation_Natural Gas_Fryer_E5 | F1 | Commercial | Office | New | Food Preparation | Natural Gas | Fryer | E5 | RVT - Cost of Equipment | 0 | 0 | 0 | 0 | 0 | 0 | 0 | 0 | 0 | 0 | 0 | 0 | 0 | 0 | 0 | 0 | 0 | 0 | 0 | 0 | 0 | 0 | 0 | 0 | 0 | 0 | 0 | 0 | 0 | 0 | 0 | 0 | 0 | 0 | 0 | 0 | 0 | 0 | 0 | 0 | 0 | 0
F1_Commercial_Office_New_Food Preparation_Natural Gas_Fryer_E6 | F1 | Commercial | Office | New | Food Preparation | Natural Gas | Fryer | E6 | RVT - Cost of Equipment | 0 | 0 | 0 | 0 | 0 | 0 | 0 | 0 | 0 | 0 | 0 | 0 | 0 | 0 | 0 | 0 | 0 | 0 | 0 | 0 | 0 | 0 | 0 | 0 | 0 | 0 | 0 | 0 | 0 | 0 | 0 | 0 | 0 | 0 | 0 | 0 | 0 | 0 | 0 | 0 | 0 | 0
F1_Commercial_Office_New_Food Preparation_Natural Gas_Fryer_E7 | F1 | Commercial | Office | New | Food Preparation | Natural Gas | Fryer | E7 | RVT - Cost of Equipment | 0 | 0 | 0 | 0 | 0 | 0 | 0 | 0 | 0 | 0 | 0 | 0 | 0 | 0 | 0 | 0 | 0 | 0 | 0 | 0 | 0 | 0 | 0 | 0 | 0 | 0 | 0 | 0 | 0 | 0 | 0 | 0 | 0 | 0 | 0 | 0 | 0 | 0 | 0 | 0 | 0 | 0
F1_Commercial_Office_New_Food Preparation_Natural Gas_Fryer_E8 | F1 | Commercial | Office | New | Food Preparation | Natural Gas | Fryer | E8 | RVT - Cost of Equipment | 0 | 0 | 0 | 0 | 0 | 0 | 0 | 0 | 0 | 0 | 0 | 0 | 0 | 0 | 0 | 0 | 0 | 0 | 0 | 0 | 0 | 0 | 0 | 0 | 0 | 0 | 0 | 0 | 0 | 0 | 0 | 0 | 0 | 0 | 0 | 0 | 0 | 0 | 0 | 0 | 0 | 0
F1_Commercial_Office_New_Food Preparation_Natural Gas_Fryer_E9 | F1 | Commercial | Office | New | Food Preparation | Natural Gas | Fryer | E9 | RVT - Cost of Equipment | 0 | 0 | 0 | 0 | 0 | 0 | 0 | 0 | 0 | 0 | 0 | 0 | 0 | 0 | 0 | 0 | 0 | 0 | 0 | 0 | 0 | 0 | 0 | 0 | 0 | 0 | 0 | 0 | 0 | 0 | 0 | 0 | 0 | 0 | 0 | 0 | 0 | 0 | 0 | 0 | 0 | 0
F1_Commercial_Office_New_Food Preparation_Natural Gas_Fryer_E10 | F1 | Commercial | Office | New | Food Preparation | Natural Gas | Fryer | E10 | RVT - Cost of Equipment | 0 | 0 | 0 | 0 | 0 | 0 | 0 | 0 | 0 | 0 | 0 | 0 | 0 | 0 | 0 | 0 | 0 | 0 | 0 | 0 | 0 | 0 | 0 | 0 | 0 | 0 | 0 | 0 | 0 | 0 | 0 | 0 | 0 | 0 | 0 | 0 | 0 | 0 | 0 | 0 | 0 | 0
F2_Commercial_Office_New_Food Preparation_Natural Gas_Fryer_E1 | F2 | Commercial | Office | New | Food Preparation | Natural Gas | Fryer | E1 | RVT - Cost of Operation | 0.32874 | 0.32976 | 0.33164 | 0 | 0 | 0 | 0 | 0 | 0 | 0 | 0 | 0 | 0 | 0 | 0 | 0 | 0 | 0 | 0 | 0 | 0 | 0 | 0 | 0 | 0 | 0 | 0 | 0 | 0 | 0 | 0 | 0 | 0 | 0 | 0 | 0 | 0 | 0 | 0 | 0 | 0 | 0
F2_Commercial_Office_New_Food Preparation_Natural Gas_Fryer_E2 | F2 | Commercial | Office | New | Food Preparation | Natural Gas | Fryer | E2 | RVT - Cost of Operation | 0.20148 | 0.20211 | 0.20326 | 0.20485 | 0.20713 | 0.21028 | 0.21278 | 0.21524 | 0.21777 | 0.22035 | 0.22255 | 0.22421 | 0.22561 | 0.22688 | 0.22836 | 0.2297 | 0.23137 | 0.23348 | 0.236 | 0.2389 | 0.24215 | 0.24534 | 0.24837 | 0.25109 | 0.2535 | 0.25569 | 0.25726 | 0.25856 | 0.25976 | 0.26079 | 0.26181 | 0.26226 | 0.26226 | 0 | 0 | 0 | 0 | 0 | 0 | 0 | 0 | 0
F2_Commercial_Office_New_Food Preparation_Natural Gas_Fryer_E3 | F2 | Commercial | Office | New | Food Preparation | Natural Gas | Fryer | E3 | RVT - Cost of Operation | 0 | 0 | 0 | 0 | 0 | 0 | 0 | 0 | 0 | 0 | 0 | 0 | 0 | 0 | 0 | 0 | 0 | 0 | 0 | 0 | 0 | 0 | 0 | 0 | 0 | 0 | 0 | 0 | 0 | 0 | 0 | 0 | 0 | 0 | 0 | 0 | 0 | 0 | 0 | 0 | 0 | 0
F2_Commercial_Office_New_Food Preparation_Natural Gas_Fryer_E4 | F2 | Commercial | Office | New | Food Preparation | Natural Gas | Fryer | E4 | RVT - Cost of Operation | 0 | 0 | 0 | 0 | 0 | 0 | 0 | 0 | 0 | 0 | 0 | 0 | 0 | 0 | 0 | 0 | 0 | 0 | 0 | 0 | 0 | 0 | 0 | 0 | 0 | 0 | 0 | 0 | 0 | 0 | 0 | 0 | 0 | 0 | 0 | 0 | 0 | 0 | 0 | 0 | 0 | 0
F2_Commercial_Office_New_Food Preparation_Natural Gas_Fryer_E5 | F2 | Commercial | Office | New | Food Preparation | Natural Gas | Fryer | E5 | RVT - Cost of Operation | 0 | 0 | 0 | 0 | 0 | 0 | 0 | 0 | 0 | 0 | 0 | 0 | 0 | 0 | 0 | 0 | 0 | 0 | 0 | 0 | 0 | 0 | 0 | 0 | 0 | 0 | 0 | 0 | 0 | 0 | 0 | 0 | 0 | 0 | 0 | 0 | 0 | 0 | 0 | 0 | 0 | 0
F2_Commercial_Office_New_Food Preparation_Natural Gas_Fryer_E6 | F2 | Commercial | Office | New | Food Preparation | Natural Gas | Fryer | E6 | RVT - Cost of Operation | 0 | 0 | 0 | 0 | 0 | 0 | 0 | 0 | 0 | 0 | 0 | 0 | 0 | 0 | 0 | 0 | 0 | 0 | 0 | 0 | 0 | 0 | 0 | 0 | 0 | 0 | 0 | 0 | 0 | 0 | 0 | 0 | 0 | 0 | 0 | 0 | 0 | 0 | 0 | 0 | 0 | 0
F2_Commercial_Office_New_Food Preparation_Natural Gas_Fryer_E7 | F2 | Commercial | Office | New | Food Preparation | Natural Gas | Fryer | E7 | RVT - Cost of Operation | 0 | 0 | 0 | 0 | 0 | 0 | 0 | 0 | 0 | 0 | 0 | 0 | 0 | 0 | 0 | 0 | 0 | 0 | 0 | 0 | 0 | 0 | 0 | 0 | 0 | 0 | 0 | 0 | 0 | 0 | 0 | 0 | 0 | 0 | 0 | 0 | 0 | 0 | 0 | 0 | 0 | 0
F2_Commercial_Office_New_Food Preparation_Natural Gas_Fryer_E8 | F2 | Commercial | Office | New | Food Preparation | Natural Gas | Fryer | E8 | RVT - Cost of Operation | 0 | 0 | 0 | 0 | 0 | 0 | 0 | 0 | 0 | 0 | 0 | 0 | 0 | 0 | 0 | 0 | 0 | 0 | 0 | 0 | 0 | 0 | 0 | 0 | 0 | 0 | 0 | 0 | 0 | 0 | 0 | 0 | 0 | 0 | 0 | 0 | 0 | 0 | 0 | 0 | 0 | 0
F2_Commercial_Office_New_Food Preparation_Natural Gas_Fryer_E9 | F2 | Commercial | Office | New | Food Preparation | Natural Gas | Fryer | E9 | RVT - Cost of Operation | 0 | 0 | 0 | 0 | 0 | 0 | 0 | 0 | 0 | 0 | 0 | 0 | 0 | 0 | 0 | 0 | 0 | 0 | 0 | 0 | 0 | 0 | 0 | 0 | 0 | 0 | 0 | 0 | 0 | 0 | 0 | 0 | 0 | 0 | 0 | 0 | 0 | 0 | 0 | 0 | 0 | 0
F2_Commercial_Office_New_Food Preparation_Natural Gas_Fryer_E10 | F2 | Commercial | Office | New | Food Preparation | Natural Gas | Fryer | E10 | RVT - Cost of Operation | 0 | 0 | 0 | 0 | 0 | 0 | 0 | 0 | 0 | 0 | 0 | 0 | 0 | 0 | 0 | 0 | 0 | 0 | 0 | 0 | 0 | 0 | 0 | 0 | 0 | 0 | 0 | 0 | 0 | 0 | 0 | 0 | 0 | 0 | 0 | 0 | 0 | 0 | 0 | 0 | 0 | 0
F3_Commercial_Office_New_Food Preparation_Natural Gas_Fryer_E1 | F3 | Commercial | Office | New | Food Preparation | Natural Gas | Fryer | E1 | System - kBTUs of Consumption | 0.13094 | 0.13094 | 0.13094 | 0 | 0 | 0 | 0 | 0 | 0 | 0 | 0 | 0 | 0 | 0 | 0 | 0 | 0 | 0 | 0 | 0 | 0 | 0 | 0 | 0 | 0 | 0 | 0 | 0 | 0 | 0 | 0 | 0 | 0 | 0 | 0 | 0 | 0 | 0 | 0 | 0 | 0 | 0
F3_Commercial_Office_New_Food Preparation_Natural Gas_Fryer_E2 | F3 | Commercial | Office | New | Food Preparation | Natural Gas | Fryer | E2 | System - kBTUs of Consumption | 0.16459 | 0.16459 | 0.16459 | 0.16459 | 0.16459 | 0.16459 | 0.16459 | 0.16459 | 0.16459 | 0.16459 | 0.16459 | 0.16459 | 0.16459 | 0.16459 | 0.16459 | 0.16459 | 0.16459 | 0.16459 | 0.16459 | 0.16459 | 0.16459 | 0.16459 | 0.16459 | 0.16459 | 0.16459 | 0.16459 | 0.16459 | 0.16459 | 0.16459 | 0.16459 | 0.16459 | 0.16459 | 0.16459 | 0 | 0 | 0 | 0 | 0 | 0 | 0 | 0 | 0
F3_Commercial_Office_New_Food Preparation_Natural Gas_Fryer_E3 | F3 | Commercial | Office | New | Food Preparation | Natural Gas | Fryer | E3 | System - kBTUs of Consumption | 0 | 0 | 0 | 0 | 0 | 0 | 0 | 0 | 0 | 0 | 0 | 0 | 0 | 0 | 0 | 0 | 0 | 0 | 0 | 0 | 0 | 0 | 0 | 0 | 0 | 0 | 0 | 0 | 0 | 0 | 0 | 0 | 0 | 0 | 0 | 0 | 0 | 0 | 0 | 0 | 0 | 0
F3_Commercial_Office_New_Food Preparation_Natural Gas_Fryer_E4 | F3 | Commercial | Office | New | Food Preparation | Natural Gas | Fryer | E4 | System - kBTUs of Consumption | 0 | 0 | 0 | 0 | 0 | 0 | 0 | 0 | 0 | 0 | 0 | 0 | 0 | 0 | 0 | 0 | 0 | 0 | 0 | 0 | 0 | 0 | 0 | 0 | 0 | 0 | 0 | 0 | 0 | 0 | 0 | 0 | 0 | 0 | 0 | 0 | 0 | 0 | 0 | 0 | 0 | 0
F3_Commercial_Office_New_Food Preparation_Natural Gas_Fryer_E5 | F3 | Commercial | Office | New | Food Preparation | Natural Gas | Fryer | E5 | System - kBTUs of Consumption | 0 | 0 | 0 | 0 | 0 | 0 | 0 | 0 | 0 | 0 | 0 | 0 | 0 | 0 | 0 | 0 | 0 | 0 | 0 | 0 | 0 | 0 | 0 | 0 | 0 | 0 | 0 | 0 | 0 | 0 | 0 | 0 | 0 | 0 | 0 | 0 | 0 | 0 | 0 | 0 | 0 | 0
F3_Commercial_Office_New_Food Preparation_Natural Gas_Fryer_E6 | F3 | Commercial | Office | New | Food Preparation | Natural Gas | Fryer | E6 | System - kBTUs of Consumption | 0 | 0 | 0 | 0 | 0 | 0 | 0 | 0 | 0 | 0 | 0 | 0 | 0 | 0 | 0 | 0 | 0 | 0 | 0 | 0 | 0 | 0 | 0 | 0 | 0 | 0 | 0 | 0 | 0 | 0 | 0 | 0 | 0 | 0 | 0 | 0 | 0 | 0 | 0 | 0 | 0 | 0
F3_Commercial_Office_New_Food Preparation_Natural Gas_Fryer_E7 | F3 | Commercial | Office | New | Food Preparation | Natural Gas | Fryer | E7 | System - kBTUs of Consumption | 0 | 0 | 0 | 0 | 0 | 0 | 0 | 0 | 0 | 0 | 0 | 0 | 0 | 0 | 0 | 0 | 0 | 0 | 0 | 0 | 0 | 0 | 0 | 0 | 0 | 0 | 0 | 0 | 0 | 0 | 0 | 0 | 0 | 0 | 0 | 0 | 0 | 0 | 0 | 0 | 0 | 0
F3_Commercial_Office_New_Food Preparation_Natural Gas_Fryer_E8 | F3 | Commercial | Office | New | Food Preparation | Natural Gas | Fryer | E8 | System - kBTUs of Consumption | 0 | 0 | 0 | 0 | 0 | 0 | 0 | 0 | 0 | 0 | 0 | 0 | 0 | 0 | 0 | 0 | 0 | 0 | 0 | 0 | 0 | 0 | 0 | 0 | 0 | 0 | 0 | 0 | 0 | 0 | 0 | 0 | 0 | 0 | 0 | 0 | 0 | 0 | 0 | 0 | 0 | 0
F3_Commercial_Office_New_Food Preparation_Natural Gas_Fryer_E9 | F3 | Commercial | Office | New | Food Preparation | Natural Gas | Fryer | E9 | System - kBTUs of Consumption | 0 | 0 | 0 | 0 | 0 | 0 | 0 | 0 | 0 | 0 | 0 | 0 | 0 | 0 | 0 | 0 | 0 | 0 | 0 | 0 | 0 | 0 | 0 | 0 | 0 | 0 | 0 | 0 | 0 | 0 | 0 | 0 | 0 | 0 | 0 | 0 | 0 | 0 | 0 | 0 | 0 | 0
F3_Commercial_Office_New_Food Preparation_Natural Gas_Fryer_E10 | F3 | Commercial | Office | New | Food Preparation | Natural Gas | Fryer | E10 | System - kBTUs of Consumption | 0 | 0 | 0 | 0 | 0 | 0 | 0 | 0 | 0 | 0 | 0 | 0 | 0 | 0 | 0 | 0 | 0 | 0 | 0 | 0 | 0 | 0 | 0 | 0 | 0 | 0 | 0 | 0 | 0 | 0 | 0 | 0 | 0 | 0 | 0 | 0 | 0 | 0 | 0 | 0 | 0 | 0
F4_Commercial_Office_New_Food Preparation_Natural Gas_Fryer_E1 | F4 | Commercial | Office | New | Food Preparation | Natural Gas | Fryer | E1 | Utility - Cost of Equipment | 0.32874 | 0.32976 | 0.33164 | 0 | 0 | 0 | 0 | 0 | 0 | 0 | 0 | 0 | 0 | 0 | 0 | 0 | 0 | 0 | 0 | 0 | 0 | 0 | 0 | 0 | 0 | 0 | 0 | 0 | 0 | 0 | 0 | 0 | 0 | 0 | 0 | 0 | 0 | 0 | 0 | 0 | 0 | 0
F4_Commercial_Office_New_Food Preparation_Natural Gas_Fryer_E2 | F4 | Commercial | Office | New | Food Preparation | Natural Gas | Fryer | E2 | Utility - Cost of Equipment | 0.20148 | 0.20211 | 0.20326 | 0.20485 | 0.20713 | 0.21028 | 0.21278 | 0.21524 | 0.21777 | 0.22035 | 0.22255 | 0.22421 | 0.22561 | 0.22688 | 0.22836 | 0.2297 | 0.23137 | 0.23348 | 0.236 | 0.2389 | 0.24215 | 0.24534 | 0.24837 | 0.25109 | 0.2535 | 0.25569 | 0.25726 | 0.25856 | 0.25976 | 0.26079 | 0.26181 | 0.26226 | 0.26226 | 0 | 0 | 0 | 0 | 0 | 0 | 0 | 0 | 0
F4_Commercial_Office_New_Food Preparation_Natural Gas_Fryer_E3 | F4 | Commercial | Office | New | Food Preparation | Natural Gas | Fryer | E3 | Utility - Cost of Equipment | 0 | 0 | 0 | 0 | 0 | 0 | 0 | 0 | 0 | 0 | 0 | 0 | 0 | 0 | 0 | 0 | 0 | 0 | 0 | 0 | 0 | 0 | 0 | 0 | 0 | 0 | 0 | 0 | 0 | 0 | 0 | 0 | 0 | 0 | 0 | 0 | 0 | 0 | 0 | 0 | 0 | 0
F4_Commercial_Office_New_Food Preparation_Natural Gas_Fryer_E4 | F4 | Commercial | Office | New | Food Preparation | Natural Gas | Fryer | E4 | Utility - Cost of Equipment | 0 | 0 | 0 | 0 | 0 | 0 | 0 | 0 | 0 | 0 | 0 | 0 | 0 | 0 | 0 | 0 | 0 | 0 | 0 | 0 | 0 | 0 | 0 | 0 | 0 | 0 | 0 | 0 | 0 | 0 | 0 | 0 | 0 | 0 | 0 | 0 | 0 | 0 | 0 | 0 | 0 | 0
F4_Commercial_Office_New_Food Preparation_Natural Gas_Fryer_E5 | F4 | Commercial | Office | New | Food Preparation | Natural Gas | Fryer | E5 | Utility - Cost of Equipment | 0 | 0 | 0 | 0 | 0 | 0 | 0 | 0 | 0 | 0 | 0 | 0 | 0 | 0 | 0 | 0 | 0 | 0 | 0 | 0 | 0 | 0 | 0 | 0 | 0 | 0 | 0 | 0 | 0 | 0 | 0 | 0 | 0 | 0 | 0 | 0 | 0 | 0 | 0 | 0 | 0 | 0
F4_Commercial_Office_New_Food Preparation_Natural Gas_Fryer_E6 | F4 | Commercial | Office | New | Food Preparation | Natural Gas | Fryer | E6 | Utility - Cost of Equipment | 0 | 0 | 0 | 0 | 0 | 0 | 0 | 0 | 0 | 0 | 0 | 0 | 0 | 0 | 0 | 0 | 0 | 0 | 0 | 0 | 0 | 0 | 0 | 0 | 0 | 0 | 0 | 0 | 0 | 0 | 0 | 0 | 0 | 0 | 0 | 0 | 0 | 0 | 0 | 0 | 0 | 0
F4_Commercial_Office_New_Food Preparation_Natural Gas_Fryer_E7 | F4 | Commercial | Office | New | Food Preparation | Natural Gas | Fryer | E7 | Utility - Cost of Equipment | 0 | 0 | 0 | 0 | 0 | 0 | 0 | 0 | 0 | 0 | 0 | 0 | 0 | 0 | 0 | 0 | 0 | 0 | 0 | 0 | 0 | 0 | 0 | 0 | 0 | 0 | 0 | 0 | 0 | 0 | 0 | 0 | 0 | 0 | 0 | 0 | 0 | 0 | 0 | 0 | 0 | 0
F4_Commercial_Office_New_Food Preparation_Natural Gas_Fryer_E8 | F4 | Commercial | Office | New | Food Preparation | Natural Gas | Fryer | E8 | Utility - Cost of Equipment | 0 | 0 | 0 | 0 | 0 | 0 | 0 | 0 | 0 | 0 | 0 | 0 | 0 | 0 | 0 | 0 | 0 | 0 | 0 | 0 | 0 | 0 | 0 | 0 | 0 | 0 | 0 | 0 | 0 | 0 | 0 | 0 | 0 | 0 | 0 | 0 | 0 | 0 | 0 | 0 | 0 | 0
F4_Commercial_Office_New_Food Preparation_Natural Gas_Fryer_E9 | F4 | Commercial | Office | New | Food Preparation | Natural Gas | Fryer | E9 | Utility - Cost of Equipment | 0 | 0 | 0 | 0 | 0 | 0 | 0 | 0 | 0 | 0 | 0 | 0 | 0 | 0 | 0 | 0 | 0 | 0 | 0 | 0 | 0 | 0 | 0 | 0 | 0 | 0 | 0 | 0 | 0 | 0 | 0 | 0 | 0 | 0 | 0 | 0 | 0 | 0 | 0 | 0 | 0 | 0
F4_Commercial_Office_New_Food Preparation_Natural Gas_Fryer_E10 | F4 | Commercial | Office | New | Food Preparation | Natural Gas | Fryer | E10 | Utility - Cost of Equipment | 0 | 0 | 0 | 0 | 0 | 0 | 0 | 0 | 0 | 0 | 0 | 0 | 0 | 0 | 0 | 0 | 0 | 0 | 0 | 0 | 0 | 0 | 0 | 0 | 0 | 0 | 0 | 0 | 0 | 0 | 0 | 0 | 0 | 0 | 0 | 0 | 0 | 0 | 0 | 0 | 0 | 0
F5_Commercial_Office_New_Food Preparation_Natural Gas_Fryer_E1 | F5 | Commercial | Office | New | Food Preparation | Natural Gas | Fryer | E1 | Utility - Cost of Operation | 0.13094 | 0.13094 | 0.13094 | 0 | 0 | 0 | 0 | 0 | 0 | 0 | 0 | 0 | 0 | 0 | 0 | 0 | 0 | 0 | 0 | 0 | 0 | 0 | 0 | 0 | 0 | 0 | 0 | 0 | 0 | 0 | 0 | 0 | 0 | 0 | 0 | 0 | 0 | 0 | 0 | 0 | 0 | 0
F5_Commercial_Office_New_Food Preparation_Natural Gas_Fryer_E2 | F5 | Commercial | Office | New | Food Preparation | Natural Gas | Fryer | E2 | Utility - Cost of Operation | 0.16459 | 0.16459 | 0.16459 | 0.16459 | 0.16459 | 0.16459 | 0.16459 | 0.16459 | 0.16459 | 0.16459 | 0.16459 | 0.16459 | 0.16459 | 0.16459 | 0.16459 | 0.16459 | 0.16459 | 0.16459 | 0.16459 | 0.16459 | 0.16459 | 0.16459 | 0.16459 | 0.16459 | 0.16459 | 0.16459 | 0.16459 | 0.16459 | 0.16459 | 0.16459 | 0.16459 | 0.16459 | 0.16459 | 0 | 0 | 0 | 0 | 0 | 0 | 0 | 0 | 0
F5_Commercial_Office_New_Food Preparation_Natural Gas_Fryer_E3 | F5 | Commercial | Office | New | Food Preparation | Natural Gas | Fryer | E3 | Utility - Cost of Operation | 0 | 0 | 0 | 0 | 0 | 0 | 0 | 0 | 0 | 0 | 0 | 0 | 0 | 0 | 0 | 0 | 0 | 0 | 0 | 0 | 0 | 0 | 0 | 0 | 0 | 0 | 0 | 0 | 0 | 0 | 0 | 0 | 0 | 0 | 0 | 0 | 0 | 0 | 0 | 0 | 0 | 0
F5_Commercial_Office_New_Food Preparation_Natural Gas_Fryer_E4 | F5 | Commercial | Office | New | Food Preparation | Natural Gas | Fryer | E4 | Utility - Cost of Operation | 0 | 0 | 0 | 0 | 0 | 0 | 0 | 0 | 0 | 0 | 0 | 0 | 0 | 0 | 0 | 0 | 0 | 0 | 0 | 0 | 0 | 0 | 0 | 0 | 0 | 0 | 0 | 0 | 0 | 0 | 0 | 0 | 0 | 0 | 0 | 0 | 0 | 0 | 0 | 0 | 0 | 0
F5_Commercial_Office_New_Food Preparation_Natural Gas_Fryer_E5 | F5 | Commercial | Office | New | Food Preparation | Natural Gas | Fryer | E5 | Utility - Cost of Operation | 0 | 0 | 0 | 0 | 0 | 0 | 0 | 0 | 0 | 0 | 0 | 0 | 0 | 0 | 0 | 0 | 0 | 0 | 0 | 0 | 0 | 0 | 0 | 0 | 0 | 0 | 0 | 0 | 0 | 0 | 0 | 0 | 0 | 0 | 0 | 0 | 0 | 0 | 0 | 0 | 0 | 0
F5_Commercial_Office_New_Food Preparation_Natural Gas_Fryer_E6 | F5 | Commercial | Office | New | Food Preparation | Natural Gas | Fryer | E6 | Utility - Cost of Operation | 0 | 0 | 0 | 0 | 0 | 0 | 0 | 0 | 0 | 0 | 0 | 0 | 0 | 0 | 0 | 0 | 0 | 0 | 0 | 0 | 0 | 0 | 0 | 0 | 0 | 0 | 0 | 0 | 0 | 0 | 0 | 0 | 0 | 0 | 0 | 0 | 0 | 0 | 0 | 0 | 0 | 0
F5_Commercial_Office_New_Food Preparation_Natural Gas_Fryer_E7 | F5 | Commercial | Office | New | Food Preparation | Natural Gas | Fryer | E7 | Utility - Cost of Operation | 0 | 0 | 0 | 0 | 0 | 0 | 0 | 0 | 0 | 0 | 0 | 0 | 0 | 0 | 0 | 0 | 0 | 0 | 0 | 0 | 0 | 0 | 0 | 0 | 0 | 0 | 0 | 0 | 0 | 0 | 0 | 0 | 0 | 0 | 0 | 0 | 0 | 0 | 0 | 0 | 0 | 0
F5_Commercial_Office_New_Food Preparation_Natural Gas_Fryer_E8 | F5 | Commercial | Office | New | Food Preparation | Natural Gas | Fryer | E8 | Utility - Cost of Operation | 0 | 0 | 0 | 0 | 0 | 0 | 0 | 0 | 0 | 0 | 0 | 0 | 0 | 0 | 0 | 0 | 0 | 0 | 0 | 0 | 0 | 0 | 0 | 0 | 0 | 0 | 0 | 0 | 0 | 0 | 0 | 0 | 0 | 0 | 0 | 0 | 0 | 0 | 0 | 0 | 0 | 0
F5_Commercial_Office_New_Food Preparation_Natural Gas_Fryer_E9 | F5 | Commercial | Office | New | Food Preparation | Natural Gas | Fryer | E9 | Utility - Cost of Operation | 0 | 0 | 0 | 0 | 0 | 0 | 0 | 0 | 0 | 0 | 0 | 0 | 0 | 0 | 0 | 0 | 0 | 0 | 0 | 0 | 0 | 0 | 0 | 0 | 0 | 0 | 0 | 0 | 0 | 0 | 0 | 0 | 0 | 0 | 0 | 0 | 0 | 0 | 0 | 0 | 0 | 0
F5_Commercial_Office_New_Food Preparation_Natural Gas_Fryer_E10 | F5 | Commercial | Office | New | Food Preparation | Natural Gas | Fryer | E10 | Utility - Cost of Operation | 0 | 0 | 0 | 0 | 0 | 0 | 0 | 0 | 0 | 0 | 0 | 0 | 0 | 0 | 0 | 0 | 0 | 0 | 0 | 0 | 0 | 0 | 0 | 0 | 0 | 0 | 0 | 0 | 0 | 0 | 0 | 0 | 0 | 0 | 0 | 0 | 0 | 0 | 0 | 0 | 0 | 0
F6_Commercial_Office_New_Food Preparation_Natural Gas_Fryer_E1 | F6 | Commercial | Office | New | Food Preparation | Natural Gas | Fryer | E1 | Utility - Value of Sales | 0.19998 | 0.19998 | 0.19998 | 0 | 0 | 0 | 0 | 0 | 0 | 0 | 0 | 0 | 0 | 0 | 0 | 0 | 0 | 0 | 0 | 0 | 0 | 0 | 0 | 0 | 0 | 0 | 0 | 0 | 0 | 0 | 0 | 0 | 0 | 0 | 0 | 0 | 0 | 0 | 0 | 0 | 0 | 0
F6_Commercial_Office_New_Food Preparation_Natural Gas_Fryer_E2 | F6 | Commercial | Office | New | Food Preparation | Natural Gas | Fryer | E2 | Utility - Value of Sales | 0.12257 | 0.12257 | 0.12257 | 0.12257 | 0.12257 | 0.12257 | 0.12257 | 0.12257 | 0.12257 | 0.12257 | 0.12257 | 0.12257 | 0.12257 | 0.12257 | 0.12257 | 0.12257 | 0.12257 | 0.12257 | 0.12257 | 0.12257 | 0.12257 | 0.12257 | 0.12257 | 0.12257 | 0.12257 | 0.12257 | 0.12257 | 0.12257 | 0.12257 | 0.12257 | 0.12257 | 0.12257 | 0.12257 | 0 | 0 | 0 | 0 | 0 | 0 | 0 | 0 | 0
F6_Commercial_Office_New_Food Preparation_Natural Gas_Fryer_E3 | F6 | Commercial | Office | New | Food Preparation | Natural Gas | Fryer | E3 | Utility - Value of Sales | 0 | 0 | 0 | 0 | 0 | 0 | 0 | 0 | 0 | 0 | 0 | 0 | 0 | 0 | 0 | 0 | 0 | 0 | 0 | 0 | 0 | 0 | 0 | 0 | 0 | 0 | 0 | 0 | 0 | 0 | 0 | 0 | 0 | 0 | 0 | 0 | 0 | 0 | 0 | 0 | 0 | 0
F6_Commercial_Office_New_Food Preparation_Natural Gas_Fryer_E4 | F6 | Commercial | Office | New | Food Preparation | Natural Gas | Fryer | E4 | Utility - Value of Sales | 0 | 0 | 0 | 0 | 0 | 0 | 0 | 0 | 0 | 0 | 0 | 0 | 0 | 0 | 0 | 0 | 0 | 0 | 0 | 0 | 0 | 0 | 0 | 0 | 0 | 0 | 0 | 0 | 0 | 0 | 0 | 0 | 0 | 0 | 0 | 0 | 0 | 0 | 0 | 0 | 0 | 0
F6_Commercial_Office_New_Food Preparation_Natural Gas_Fryer_E5 | F6 | Commercial | Office | New | Food Preparation | Natural Gas | Fryer | E5 | Utility - Value of Sales | 0 | 0 | 0 | 0 | 0 | 0 | 0 | 0 | 0 | 0 | 0 | 0 | 0 | 0 | 0 | 0 | 0 | 0 | 0 | 0 | 0 | 0 | 0 | 0 | 0 | 0 | 0 | 0 | 0 | 0 | 0 | 0 | 0 | 0 | 0 | 0 | 0 | 0 | 0 | 0 | 0 | 0
F6_Commercial_Office_New_Food Preparation_Natural Gas_Fryer_E6 | F6 | Commercial | Office | New | Food Preparation | Natural Gas | Fryer | E6 | Utility - Value of Sales | 0 | 0 | 0 | 0 | 0 | 0 | 0 | 0 | 0 | 0 | 0 | 0 | 0 | 0 | 0 | 0 | 0 | 0 | 0 | 0 | 0 | 0 | 0 | 0 | 0 | 0 | 0 | 0 | 0 | 0 | 0 | 0 | 0 | 0 | 0 | 0 | 0 | 0 | 0 | 0 | 0 | 0
F6_Commercial_Office_New_Food Preparation_Natural Gas_Fryer_E7 | F6 | Commercial | Office | New | Food Preparation | Natural Gas | Fryer | E7 | Utility - Value of Sales | 0 | 0 | 0 | 0 | 0 | 0 | 0 | 0 | 0 | 0 | 0 | 0 | 0 | 0 | 0 | 0 | 0 | 0 | 0 | 0 | 0 | 0 | 0 | 0 | 0 | 0 | 0 | 0 | 0 | 0 | 0 | 0 | 0 | 0 | 0 | 0 | 0 | 0 | 0 | 0 | 0 | 0
F6_Commercial_Office_New_Food Preparation_Natural Gas_Fryer_E8 | F6 | Commercial | Office | New | Food Preparation | Natural Gas | Fryer | E8 | Utility - Value of Sales | 0 | 0 | 0 | 0 | 0 | 0 | 0 | 0 | 0 | 0 | 0 | 0 | 0 | 0 | 0 | 0 | 0 | 0 | 0 | 0 | 0 | 0 | 0 | 0 | 0 | 0 | 0 | 0 | 0 | 0 | 0 | 0 | 0 | 0 | 0 | 0 | 0 | 0 | 0 | 0 | 0 | 0
F6_Commercial_Office_New_Food Preparation_Natural Gas_Fryer_E9 | F6 | Commercial | Office | New | Food Preparation | Natural Gas | Fryer | E9 | Utility - Value of Sales | 0 | 0 | 0 | 0 | 0 | 0 | 0 | 0 | 0 | 0 | 0 | 0 | 0 | 0 | 0 | 0 | 0 | 0 | 0 | 0 | 0 | 0 | 0 | 0 | 0 | 0 | 0 | 0 | 0 | 0 | 0 | 0 | 0 | 0 | 0 | 0 | 0 | 0 | 0 | 0 | 0 | 0
F6_Commercial_Office_New_Food Preparation_Natural Gas_Fryer_E10 | F6 | Commercial | Office | New | Food Preparation | Natural Gas | Fryer | E10 | Utility - Value of Sales | 0 | 0 | 0 | 0 | 0 | 0 | 0 | 0 | 0 | 0 | 0 | 0 | 0 | 0 | 0 | 0 | 0 | 0 | 0 | 0 | 0 | 0 | 0 | 0 | 0 | 0 | 0 | 0 | 0 | 0 | 0 | 0 | 0 | 0 | 0 | 0 | 0 | 0 | 0 | 0 | 0 | 0
F1_Commercial_Office_New_Food Preparation_Natural Gas_Broiler_E1 | F1 | Commercial | Office | New | Food Preparation | Natural Gas | Broiler | E1 | RVT - Cost of Equipment | 0.30732 | 0.30966 | 0.31228 | 0.31516 | 0.31844 | 0.32224 | 0.32532 | 0.32827 | 0.33127 | 0.3344 | 0.33738 | 0.34012 | 0.34291 | 0.34585 | 0.3491 | 0.35227 | 0.35564 | 0.35919 | 0.3629 | 0.36668 | 0.37048 | 0.37405 | 0.37727 | 0.38011 | 0.38257 | 0.38468 | 0.38615 | 0.38724 | 0.38819 | 0.38899 | 0.38979 | 0.39015 | 0.39015 | 0 | 0 | 0 | 0 | 0 | 0 | 0 | 0 | 0
F1_Commercial_Office_New_Food Preparation_Natural Gas_Broiler_E2 | F1 | Commercial | Office | New | Food Preparation | Natural Gas | Broiler | E2 | RVT - Cost of Equipment | 0.19756 | 0.19907 | 0.20075 | 0.2026 | 0.20471 | 0.20715 | 0.20913 | 0.21103 | 0.21296 | 0.21497 | 0.21689 | 0.21865 | 0.22045 | 0.22233 | 0.22442 | 0.22646 | 0.22862 | 0.23091 | 0.23329 | 0.23572 | 0.23817 | 0.24046 | 0.24253 | 0.24436 | 0.24594 | 0.2473 | 0.24824 | 0.24894 | 0.24955 | 0.25007 | 0.25058 | 0.25081 | 0.25081 | 0 | 0 | 0 | 0 | 0 | 0 | 0 | 0 | 0
F1_Commercial_Office_New_Food Preparation_Natural Gas_Broiler_E3 | F1 | Commercial | Office | New | Food Preparation | Natural Gas | Broiler | E3 | RVT - Cost of Equipment | 0 | 0 | 0 | 0 | 0 | 0 | 0 | 0 | 0 | 0 | 0 | 0 | 0 | 0 | 0 | 0 | 0 | 0 | 0 | 0 | 0 | 0 | 0 | 0 | 0 | 0 | 0 | 0 | 0 | 0 | 0 | 0 | 0 | 0 | 0 | 0 | 0 | 0 | 0 | 0 | 0 | 0
F1_Commercial_Office_New_Food Preparation_Natural Gas_Broiler_E4 | F1 | Commercial | Office | New | Food Preparation | Natural Gas | Broiler | E4 | RVT - Cost of Equipment | 0 | 0 | 0 | 0 | 0 | 0 | 0 | 0 | 0 | 0 | 0 | 0 | 0 | 0 | 0 | 0 | 0 | 0 | 0 | 0 | 0 | 0 | 0 | 0 | 0 | 0 | 0 | 0 | 0 | 0 | 0 | 0 | 0 | 0 | 0 | 0 | 0 | 0 | 0 | 0 | 0 | 0
F1_Commercial_Office_New_Food Preparation_Natural Gas_Broiler_E5 | F1 | Commercial | Office | New | Food Preparation | Natural Gas | Broiler | E5 | RVT - Cost of Equipment | 0 | 0 | 0 | 0 | 0 | 0 | 0 | 0 | 0 | 0 | 0 | 0 | 0 | 0 | 0 | 0 | 0 | 0 | 0 | 0 | 0 | 0 | 0 | 0 | 0 | 0 | 0 | 0 | 0 | 0 | 0 | 0 | 0 | 0 | 0 | 0 | 0 | 0 | 0 | 0 | 0 | 0
F1_Commercial_Office_New_Food Preparation_Natural Gas_Broiler_E6 | F1 | Commercial | Office | New | Food Preparation | Natural Gas | Broiler | E6 | RVT - Cost of Equipment | 0 | 0 | 0 | 0 | 0 | 0 | 0 | 0 | 0 | 0 | 0 | 0 | 0 | 0 | 0 | 0 | 0 | 0 | 0 | 0 | 0 | 0 | 0 | 0 | 0 | 0 | 0 | 0 | 0 | 0 | 0 | 0 | 0 | 0 | 0 | 0 | 0 | 0 | 0 | 0 | 0 | 0
F1_Commercial_Office_New_Food Preparation_Natural Gas_Broiler_E7 | F1 | Commercial | Office | New | Food Preparation | Natural Gas | Broiler | E7 | RVT - Cost of Equipment | 0 | 0 | 0 | 0 | 0 | 0 | 0 | 0 | 0 | 0 | 0 | 0 | 0 | 0 | 0 | 0 | 0 | 0 | 0 | 0 | 0 | 0 | 0 | 0 | 0 | 0 | 0 | 0 | 0 | 0 | 0 | 0 | 0 | 0 | 0 | 0 | 0 | 0 | 0 | 0 | 0 | 0
F1_Commercial_Office_New_Food Preparation_Natural Gas_Broiler_E8 | F1 | Commercial | Office | New | Food Preparation | Natural Gas | Broiler | E8 | RVT - Cost of Equipment | 0 | 0 | 0 | 0 | 0 | 0 | 0 | 0 | 0 | 0 | 0 | 0 | 0 | 0 | 0 | 0 | 0 | 0 | 0 | 0 | 0 | 0 | 0 | 0 | 0 | 0 | 0 | 0 | 0 | 0 | 0 | 0 | 0 | 0 | 0 | 0 | 0 | 0 | 0 | 0 | 0 | 0
F1_Commercial_Office_New_Food Preparation_Natural Gas_Broiler_E9 | F1 | Commercial | Office | New | Food Preparation | Natural Gas | Broiler | E9 | RVT - Cost of Equipment | 0 | 0 | 0 | 0 | 0 | 0 | 0 | 0 | 0 | 0 | 0 | 0 | 0 | 0 | 0 | 0 | 0 | 0 | 0 | 0 | 0 | 0 | 0 | 0 | 0 | 0 | 0 | 0 | 0 | 0 | 0 | 0 | 0 | 0 | 0 | 0 | 0 | 0 | 0 | 0 | 0 | 0
F1_Commercial_Office_New_Food Preparation_Natural Gas_Broiler_E10 | F1 | Commercial | Office | New | Food Preparation | Natural Gas | Broiler | E10 | RVT - Cost of Equipment | 0 | 0 | 0 | 0 | 0 | 0 | 0 | 0 | 0 | 0 | 0 | 0 | 0 | 0 | 0 | 0 | 0 | 0 | 0 | 0 | 0 | 0 | 0 | 0 | 0 | 0 | 0 | 0 | 0 | 0 | 0 | 0 | 0 | 0 | 0 | 0 | 0 | 0 | 0 | 0 | 0 | 0
F2_Commercial_Office_New_Food Preparation_Natural Gas_Broiler_E1 | F2 | Commercial | Office | New | Food Preparation | Natural Gas | Broiler | E1 | RVT - Cost of Operation | 0.36819 | 0.37099 | 0.37413 | 0.37758 | 0.38151 | 0.38606 | 0.38975 | 0.39329 | 0.39689 | 0.40063 | 0.4042 | 0.40748 | 0.41083 | 0.41436 | 0.41824 | 0.42205 | 0.42608 | 0.43033 | 0.43477 | 0.43931 | 0.44386 | 0.44813 | 0.45199 | 0.4554 | 0.45834 | 0.46088 | 0.46263 | 0.46394 | 0.46507 | 0.46604 | 0.467 | 0.46742 | 0.46742 | 0 | 0 | 0 | 0 | 0 | 0 | 0 | 0 | 0
F2_Commercial_Office_New_Food Preparation_Natural Gas_Broiler_E2 | F2 | Commercial | Office | New | Food Preparation | Natural Gas | Broiler | E2 | RVT - Cost of Operation | 0.23669 | 0.2385 | 0.24051 | 0.24273 | 0.24526 | 0.24818 | 0.25055 | 0.25283 | 0.25514 | 0.25755 | 0.25984 | 0.26195 | 0.26411 | 0.26637 | 0.26887 | 0.27131 | 0.27391 | 0.27664 | 0.2795 | 0.28241 | 0.28534 | 0.28809 | 0.29056 | 0.29275 | 0.29465 | 0.29628 | 0.29741 | 0.29825 | 0.29898 | 0.2996 | 0.30021 | 0.30048 | 0.30048 | 0 | 0 | 0 | 0 | 0 | 0 | 0 | 0 | 0
F2_Commercial_Office_New_Food Preparation_Natural Gas_Broiler_E3 | F2 | Commercial | Office | New | Food Preparation | Natural Gas | Broiler | E3 | RVT - Cost of Operation | 0 | 0 | 0 | 0 | 0 | 0 | 0 | 0 | 0 | 0 | 0 | 0 | 0 | 0 | 0 | 0 | 0 | 0 | 0 | 0 | 0 | 0 | 0 | 0 | 0 | 0 | 0 | 0 | 0 | 0 | 0 | 0 | 0 | 0 | 0 | 0 | 0 | 0 | 0 | 0 | 0 | 0
F2_Commercial_Office_New_Food Preparation_Natural Gas_Broiler_E4 | F2 | Commercial | Office | New | Food Preparation | Natural Gas | Broiler | E4 | RVT - Cost of Operation | 0 | 0 | 0 | 0 | 0 | 0 | 0 | 0 | 0 | 0 | 0 | 0 | 0 | 0 | 0 | 0 | 0 | 0 | 0 | 0 | 0 | 0 | 0 | 0 | 0 | 0 | 0 | 0 | 0 | 0 | 0 | 0 | 0 | 0 | 0 | 0 | 0 | 0 | 0 | 0 | 0 | 0
F2_Commercial_Office_New_Food Preparation_Natural Gas_Broiler_E5 | F2 | Commercial | Office | New | Food Preparation | Natural Gas | Broiler | E5 | RVT - Cost of Operation | 0 | 0 | 0 | 0 | 0 | 0 | 0 | 0 | 0 | 0 | 0 | 0 | 0 | 0 | 0 | 0 | 0 | 0 | 0 | 0 | 0 | 0 | 0 | 0 | 0 | 0 | 0 | 0 | 0 | 0 | 0 | 0 | 0 | 0 | 0 | 0 | 0 | 0 | 0 | 0 | 0 | 0
F2_Commercial_Office_New_Food Preparation_Natural Gas_Broiler_E6 | F2 | Commercial | Office | New | Food Preparation | Natural Gas | Broiler | E6 | RVT - Cost of Operation | 0 | 0 | 0 | 0 | 0 | 0 | 0 | 0 | 0 | 0 | 0 | 0 | 0 | 0 | 0 | 0 | 0 | 0 | 0 | 0 | 0 | 0 | 0 | 0 | 0 | 0 | 0 | 0 | 0 | 0 | 0 | 0 | 0 | 0 | 0 | 0 | 0 | 0 | 0 | 0 | 0 | 0
F2_Commercial_Office_New_Food Preparation_Natural Gas_Broiler_E7 | F2 | Commercial | Office | New | Food Preparation | Natural Gas | Broiler | E7 | RVT - Cost of Operation | 0 | 0 | 0 | 0 | 0 | 0 | 0 | 0 | 0 | 0 | 0 | 0 | 0 | 0 | 0 | 0 | 0 | 0 | 0 | 0 | 0 | 0 | 0 | 0 | 0 | 0 | 0 | 0 | 0 | 0 | 0 | 0 | 0 | 0 | 0 | 0 | 0 | 0 | 0 | 0 | 0 | 0
F2_Commercial_Office_New_Food Preparation_Natural Gas_Broiler_E8 | F2 | Commercial | Office | New | Food Preparation | Natural Gas | Broiler | E8 | RVT - Cost of Operation | 0 | 0 | 0 | 0 | 0 | 0 | 0 | 0 | 0 | 0 | 0 | 0 | 0 | 0 | 0 | 0 | 0 | 0 | 0 | 0 | 0 | 0 | 0 | 0 | 0 | 0 | 0 | 0 | 0 | 0 | 0 | 0 | 0 | 0 | 0 | 0 | 0 | 0 | 0 | 0 | 0 | 0
F2_Commercial_Office_New_Food Preparation_Natural Gas_Broiler_E9 | F2 | Commercial | Office | New | Food Preparation | Natural Gas | Broiler | E9 | RVT - Cost of Operation | 0 | 0 | 0 | 0 | 0 | 0 | 0 | 0 | 0 | 0 | 0 | 0 | 0 | 0 | 0 | 0 | 0 | 0 | 0 | 0 | 0 | 0 | 0 | 0 | 0 | 0 | 0 | 0 | 0 | 0 | 0 | 0 | 0 | 0 | 0 | 0 | 0 | 0 | 0 | 0 | 0 | 0
F2_Commercial_Office_New_Food Preparation_Natural Gas_Broiler_E10 | F2 | Commercial | Office | New | Food Preparation | Natural Gas | Broiler | E10 | RVT - Cost of Operation | 0 | 0 | 0 | 0 | 0 | 0 | 0 | 0 | 0 | 0 | 0 | 0 | 0 | 0 | 0 | 0 | 0 | 0 | 0 | 0 | 0 | 0 | 0 | 0 | 0 | 0 | 0 | 0 | 0 | 0 | 0 | 0 | 0 | 0 | 0 | 0 | 0 | 0 | 0 | 0 | 0 | 0
F3_Commercial_Office_New_Food Preparation_Natural Gas_Broiler_E1 | F3 | Commercial | Office | New | Food Preparation | Natural Gas | Broiler | E1 | System - kBTUs of Consumption | 0.10214 | 0.10214 | 0.10214 | 0.10214 | 0.10214 | 0.10214 | 0.10214 | 0.10214 | 0.10214 | 0.10214 | 0.10214 | 0.10214 | 0.10214 | 0.10214 | 0.10214 | 0.10214 | 0.10214 | 0.10214 | 0.10214 | 0.10214 | 0.10214 | 0.10214 | 0.10214 | 0.10214 | 0.10214 | 0.10214 | 0.10214 | 0.10214 | 0.10214 | 0.10214 | 0.10214 | 0.10214 | 0.10214 | 0 | 0 | 0 | 0 | 0 | 0 | 0 | 0 | 0
F3_Commercial_Office_New_Food Preparation_Natural Gas_Broiler_E2 | F3 | Commercial | Office | New | Food Preparation | Natural Gas | Broiler | E2 | System - kBTUs of Consumption | 0.143 | 0.143 | 0.143 | 0.143 | 0.143 | 0.143 | 0.143 | 0.143 | 0.143 | 0.143 | 0.143 | 0.143 | 0.143 | 0.143 | 0.143 | 0.143 | 0.143 | 0.143 | 0.143 | 0.143 | 0.143 | 0.143 | 0.143 | 0.143 | 0.143 | 0.143 | 0.143 | 0.143 | 0.143 | 0.143 | 0.143 | 0.143 | 0.143 | 0 | 0 | 0 | 0 | 0 | 0 | 0 | 0 | 0
F3_Commercial_Office_New_Food Preparation_Natural Gas_Broiler_E3 | F3 | Commercial | Office | New | Food Preparation | Natural Gas | Broiler | E3 | System - kBTUs of Consumption | 0 | 0 | 0 | 0 | 0 | 0 | 0 | 0 | 0 | 0 | 0 | 0 | 0 | 0 | 0 | 0 | 0 | 0 | 0 | 0 | 0 | 0 | 0 | 0 | 0 | 0 | 0 | 0 | 0 | 0 | 0 | 0 | 0 | 0 | 0 | 0 | 0 | 0 | 0 | 0 | 0 | 0
F3_Commercial_Office_New_Food Preparation_Natural Gas_Broiler_E4 | F3 | Commercial | Office | New | Food Preparation | Natural Gas | Broiler | E4 | System - kBTUs of Consumption | 0 | 0 | 0 | 0 | 0 | 0 | 0 | 0 | 0 | 0 | 0 | 0 | 0 | 0 | 0 | 0 | 0 | 0 | 0 | 0 | 0 | 0 | 0 | 0 | 0 | 0 | 0 | 0 | 0 | 0 | 0 | 0 | 0 | 0 | 0 | 0 | 0 | 0 | 0 | 0 | 0 | 0
F3_Commercial_Office_New_Food Preparation_Natural Gas_Broiler_E5 | F3 | Commercial | Office | New | Food Preparation | Natural Gas | Broiler | E5 | System - kBTUs of Consumption | 0 | 0 | 0 | 0 | 0 | 0 | 0 | 0 | 0 | 0 | 0 | 0 | 0 | 0 | 0 | 0 | 0 | 0 | 0 | 0 | 0 | 0 | 0 | 0 | 0 | 0 | 0 | 0 | 0 | 0 | 0 | 0 | 0 | 0 | 0 | 0 | 0 | 0 | 0 | 0 | 0 | 0
F3_Commercial_Office_New_Food Preparation_Natural Gas_Broiler_E6 | F3 | Commercial | Office | New | Food Preparation | Natural Gas | Broiler | E6 | System - kBTUs of Consumption | 0 | 0 | 0 | 0 | 0 | 0 | 0 | 0 | 0 | 0 | 0 | 0 | 0 | 0 | 0 | 0 | 0 | 0 | 0 | 0 | 0 | 0 | 0 | 0 | 0 | 0 | 0 | 0 | 0 | 0 | 0 | 0 | 0 | 0 | 0 | 0 | 0 | 0 | 0 | 0 | 0 | 0
F3_Commercial_Office_New_Food Preparation_Natural Gas_Broiler_E7 | F3 | Commercial | Office | New | Food Preparation | Natural Gas | Broiler | E7 | System - kBTUs of Consumption | 0 | 0 | 0 | 0 | 0 | 0 | 0 | 0 | 0 | 0 | 0 | 0 | 0 | 0 | 0 | 0 | 0 | 0 | 0 | 0 | 0 | 0 | 0 | 0 | 0 | 0 | 0 | 0 | 0 | 0 | 0 | 0 | 0 | 0 | 0 | 0 | 0 | 0 | 0 | 0 | 0 | 0
F3_Commercial_Office_New_Food Preparation_Natural Gas_Broiler_E8 | F3 | Commercial | Office | New | Food Preparation | Natural Gas | Broiler | E8 | System - kBTUs of Consumption | 0 | 0 | 0 | 0 | 0 | 0 | 0 | 0 | 0 | 0 | 0 | 0 | 0 | 0 | 0 | 0 | 0 | 0 | 0 | 0 | 0 | 0 | 0 | 0 | 0 | 0 | 0 | 0 | 0 | 0 | 0 | 0 | 0 | 0 | 0 | 0 | 0 | 0 | 0 | 0 | 0 | 0
F3_Commercial_Office_New_Food Preparation_Natural Gas_Broiler_E9 | F3 | Commercial | Office | New | Food Preparation | Natural Gas | Broiler | E9 | System - kBTUs of Consumption | 0 | 0 | 0 | 0 | 0 | 0 | 0 | 0 | 0 | 0 | 0 | 0 | 0 | 0 | 0 | 0 | 0 | 0 | 0 | 0 | 0 | 0 | 0 | 0 | 0 | 0 | 0 | 0 | 0 | 0 | 0 | 0 | 0 | 0 | 0 | 0 | 0 | 0 | 0 | 0 | 0 | 0
F3_Commercial_Office_New_Food Preparation_Natural Gas_Broiler_E10 | F3 | Commercial | Office | New | Food Preparation | Natural Gas | Broiler | E10 | System - kBTUs of Consumption | 0 | 0 | 0 | 0 | 0 | 0 | 0 | 0 | 0 | 0 | 0 | 0 | 0 | 0 | 0 | 0 | 0 | 0 | 0 | 0 | 0 | 0 | 0 | 0 | 0 | 0 | 0 | 0 | 0 | 0 | 0 | 0 | 0 | 0 | 0 | 0 | 0 | 0 | 0 | 0 | 0 | 0
F4_Commercial_Office_New_Food Preparation_Natural Gas_Broiler_E1 | F4 | Commercial | Office | New | Food Preparation | Natural Gas | Broiler | E1 | Utility - Cost of Equipment | 0.36819 | 0.37099 | 0.37413 | 0.37758 | 0.38151 | 0.38606 | 0.38975 | 0.39329 | 0.39689 | 0.40063 | 0.4042 | 0.40748 | 0.41083 | 0.41436 | 0.41824 | 0.42205 | 0.42608 | 0.43033 | 0.43477 | 0.43931 | 0.44386 | 0.44813 | 0.45199 | 0.4554 | 0.45834 | 0.46088 | 0.46263 | 0.46394 | 0.46507 | 0.46604 | 0.467 | 0.46742 | 0.46742 | 0 | 0 | 0 | 0 | 0 | 0 | 0 | 0 | 0
F4_Commercial_Office_New_Food Preparation_Natural Gas_Broiler_E2 | F4 | Commercial | Office | New | Food Preparation | Natural Gas | Broiler | E2 | Utility - Cost of Equipment | 0.23669 | 0.2385 | 0.24051 | 0.24273 | 0.24526 | 0.24818 | 0.25055 | 0.25283 | 0.25514 | 0.25755 | 0.25984 | 0.26195 | 0.26411 | 0.26637 | 0.26887 | 0.27131 | 0.27391 | 0.27664 | 0.2795 | 0.28241 | 0.28534 | 0.28809 | 0.29056 | 0.29275 | 0.29465 | 0.29628 | 0.29741 | 0.29825 | 0.29898 | 0.2996 | 0.30021 | 0.30048 | 0.30048 | 0 | 0 | 0 | 0 | 0 | 0 | 0 | 0 | 0
F4_Commercial_Office_New_Food Preparation_Natural Gas_Broiler_E3 | F4 | Commercial | Office | New | Food Preparation | Natural Gas | Broiler | E3 | Utility - Cost of Equipment | 0 | 0 | 0 | 0 | 0 | 0 | 0 | 0 | 0 | 0 | 0 | 0 | 0 | 0 | 0 | 0 | 0 | 0 | 0 | 0 | 0 | 0 | 0 | 0 | 0 | 0 | 0 | 0 | 0 | 0 | 0 | 0 | 0 | 0 | 0 | 0 | 0 | 0 | 0 | 0 | 0 | 0
F4_Commercial_Office_New_Food Preparation_Natural Gas_Broiler_E4 | F4 | Commercial | Office | New | Food Preparation | Natural Gas | Broiler | E4 | Utility - Cost of Equipment | 0 | 0 | 0 | 0 | 0 | 0 | 0 | 0 | 0 | 0 | 0 | 0 | 0 | 0 | 0 | 0 | 0 | 0 | 0 | 0 | 0 | 0 | 0 | 0 | 0 | 0 | 0 | 0 | 0 | 0 | 0 | 0 | 0 | 0 | 0 | 0 | 0 | 0 | 0 | 0 | 0 | 0
F4_Commercial_Office_New_Food Preparation_Natural Gas_Broiler_E5 | F4 | Commercial | Office | New | Food Preparation | Natural Gas | Broiler | E5 | Utility - Cost of Equipment | 0 | 0 | 0 | 0 | 0 | 0 | 0 | 0 | 0 | 0 | 0 | 0 | 0 | 0 | 0 | 0 | 0 | 0 | 0 | 0 | 0 | 0 | 0 | 0 | 0 | 0 | 0 | 0 | 0 | 0 | 0 | 0 | 0 | 0 | 0 | 0 | 0 | 0 | 0 | 0 | 0 | 0
F4_Commercial_Office_New_Food Preparation_Natural Gas_Broiler_E6 | F4 | Commercial | Office | New | Food Preparation | Natural Gas | Broiler | E6 | Utility - Cost of Equipment | 0 | 0 | 0 | 0 | 0 | 0 | 0 | 0 | 0 | 0 | 0 | 0 | 0 | 0 | 0 | 0 | 0 | 0 | 0 | 0 | 0 | 0 | 0 | 0 | 0 | 0 | 0 | 0 | 0 | 0 | 0 | 0 | 0 | 0 | 0 | 0 | 0 | 0 | 0 | 0 | 0 | 0
F4_Commercial_Office_New_Food Preparation_Natural Gas_Broiler_E7 | F4 | Commercial | Office | New | Food Preparation | Natural Gas | Broiler | E7 | Utility - Cost of Equipment | 0 | 0 | 0 | 0 | 0 | 0 | 0 | 0 | 0 | 0 | 0 | 0 | 0 | 0 | 0 | 0 | 0 | 0 | 0 | 0 | 0 | 0 | 0 | 0 | 0 | 0 | 0 | 0 | 0 | 0 | 0 | 0 | 0 | 0 | 0 | 0 | 0 | 0 | 0 | 0 | 0 | 0
F4_Commercial_Office_New_Food Preparation_Natural Gas_Broiler_E8 | F4 | Commercial | Office | New | Food Preparation | Natural Gas | Broiler | E8 | Utility - Cost of Equipment | 0 | 0 | 0 | 0 | 0 | 0 | 0 | 0 | 0 | 0 | 0 | 0 | 0 | 0 | 0 | 0 | 0 | 0 | 0 | 0 | 0 | 0 | 0 | 0 | 0 | 0 | 0 | 0 | 0 | 0 | 0 | 0 | 0 | 0 | 0 | 0 | 0 | 0 | 0 | 0 | 0 | 0
F4_Commercial_Office_New_Food Preparation_Natural Gas_Broiler_E9 | F4 | Commercial | Office | New | Food Preparation | Natural Gas | Broiler | E9 | Utility - Cost of Equipment | 0 | 0 | 0 | 0 | 0 | 0 | 0 | 0 | 0 | 0 | 0 | 0 | 0 | 0 | 0 | 0 | 0 | 0 | 0 | 0 | 0 | 0 | 0 | 0 | 0 | 0 | 0 | 0 | 0 | 0 | 0 | 0 | 0 | 0 | 0 | 0 | 0 | 0 | 0 | 0 | 0 | 0
F4_Commercial_Office_New_Food Preparation_Natural Gas_Broiler_E10 | F4 | Commercial | Office | New | Food Preparation | Natural Gas | Broiler | E10 | Utility - Cost of Equipment | 0 | 0 | 0 | 0 | 0 | 0 | 0 | 0 | 0 | 0 | 0 | 0 | 0 | 0 | 0 | 0 | 0 | 0 | 0 | 0 | 0 | 0 | 0 | 0 | 0 | 0 | 0 | 0 | 0 | 0 | 0 | 0 | 0 | 0 | 0 | 0 | 0 | 0 | 0 | 0 | 0 | 0
F5_Commercial_Office_New_Food Preparation_Natural Gas_Broiler_E1 | F5 | Commercial | Office | New | Food Preparation | Natural Gas | Broiler | E1 | Utility - Cost of Operation | 0.10214 | 0.10214 | 0.10214 | 0.10214 | 0.10214 | 0.10214 | 0.10214 | 0.10214 | 0.10214 | 0.10214 | 0.10214 | 0.10214 | 0.10214 | 0.10214 | 0.10214 | 0.10214 | 0.10214 | 0.10214 | 0.10214 | 0.10214 | 0.10214 | 0.10214 | 0.10214 | 0.10214 | 0.10214 | 0.10214 | 0.10214 | 0.10214 | 0.10214 | 0.10214 | 0.10214 | 0.10214 | 0.10214 | 0 | 0 | 0 | 0 | 0 | 0 | 0 | 0 | 0
F5_Commercial_Office_New_Food Preparation_Natural Gas_Broiler_E2 | F5 | Commercial | Office | New | Food Preparation | Natural Gas | Broiler | E2 | Utility - Cost of Operation | 0.143 | 0.143 | 0.143 | 0.143 | 0.143 | 0.143 | 0.143 | 0.143 | 0.143 | 0.143 | 0.143 | 0.143 | 0.143 | 0.143 | 0.143 | 0.143 | 0.143 | 0.143 | 0.143 | 0.143 | 0.143 | 0.143 | 0.143 | 0.143 | 0.143 | 0.143 | 0.143 | 0.143 | 0.143 | 0.143 | 0.143 | 0.143 | 0.143 | 0 | 0 | 0 | 0 | 0 | 0 | 0 | 0 | 0
F5_Commercial_Office_New_Food Preparation_Natural Gas_Broiler_E3 | F5 | Commercial | Office | New | Food Preparation | Natural Gas | Broiler | E3 | Utility - Cost of Operation | 0 | 0 | 0 | 0 | 0 | 0 | 0 | 0 | 0 | 0 | 0 | 0 | 0 | 0 | 0 | 0 | 0 | 0 | 0 | 0 | 0 | 0 | 0 | 0 | 0 | 0 | 0 | 0 | 0 | 0 | 0 | 0 | 0 | 0 | 0 | 0 | 0 | 0 | 0 | 0 | 0 | 0
F5_Commercial_Office_New_Food Preparation_Natural Gas_Broiler_E4 | F5 | Commercial | Office | New | Food Preparation | Natural Gas | Broiler | E4 | Utility - Cost of Operation | 0 | 0 | 0 | 0 | 0 | 0 | 0 | 0 | 0 | 0 | 0 | 0 | 0 | 0 | 0 | 0 | 0 | 0 | 0 | 0 | 0 | 0 | 0 | 0 | 0 | 0 | 0 | 0 | 0 | 0 | 0 | 0 | 0 | 0 | 0 | 0 | 0 | 0 | 0 | 0 | 0 | 0
F5_Commercial_Office_New_Food Preparation_Natural Gas_Broiler_E5 | F5 | Commercial | Office | New | Food Preparation | Natural Gas | Broiler | E5 | Utility - Cost of Operation | 0 | 0 | 0 | 0 | 0 | 0 | 0 | 0 | 0 | 0 | 0 | 0 | 0 | 0 | 0 | 0 | 0 | 0 | 0 | 0 | 0 | 0 | 0 | 0 | 0 | 0 | 0 | 0 | 0 | 0 | 0 | 0 | 0 | 0 | 0 | 0 | 0 | 0 | 0 | 0 | 0 | 0
F5_Commercial_Office_New_Food Preparation_Natural Gas_Broiler_E6 | F5 | Commercial | Office | New | Food Preparation | Natural Gas | Broiler | E6 | Utility - Cost of Operation | 0 | 0 | 0 | 0 | 0 | 0 | 0 | 0 | 0 | 0 | 0 | 0 | 0 | 0 | 0 | 0 | 0 | 0 | 0 | 0 | 0 | 0 | 0 | 0 | 0 | 0 | 0 | 0 | 0 | 0 | 0 | 0 | 0 | 0 | 0 | 0 | 0 | 0 | 0 | 0 | 0 | 0
F5_Commercial_Office_New_Food Preparation_Natural Gas_Broiler_E7 | F5 | Commercial | Office | New | Food Preparation | Natural Gas | Broiler | E7 | Utility - Cost of Operation | 0 | 0 | 0 | 0 | 0 | 0 | 0 | 0 | 0 | 0 | 0 | 0 | 0 | 0 | 0 | 0 | 0 | 0 | 0 | 0 | 0 | 0 | 0 | 0 | 0 | 0 | 0 | 0 | 0 | 0 | 0 | 0 | 0 | 0 | 0 | 0 | 0 | 0 | 0 | 0 | 0 | 0
F5_Commercial_Office_New_Food Preparation_Natural Gas_Broiler_E8 | F5 | Commercial | Office | New | Food Preparation | Natural Gas | Broiler | E8 | Utility - Cost of Operation | 0 | 0 | 0 | 0 | 0 | 0 | 0 | 0 | 0 | 0 | 0 | 0 | 0 | 0 | 0 | 0 | 0 | 0 | 0 | 0 | 0 | 0 | 0 | 0 | 0 | 0 | 0 | 0 | 0 | 0 | 0 | 0 | 0 | 0 | 0 | 0 | 0 | 0 | 0 | 0 | 0 | 0
F5_Commercial_Office_New_Food Preparation_Natural Gas_Broiler_E9 | F5 | Commercial | Office | New | Food Preparation | Natural Gas | Broiler | E9 | Utility - Cost of Operation | 0 | 0 | 0 | 0 | 0 | 0 | 0 | 0 | 0 | 0 | 0 | 0 | 0 | 0 | 0 | 0 | 0 | 0 | 0 | 0 | 0 | 0 | 0 | 0 | 0 | 0 | 0 | 0 | 0 | 0 | 0 | 0 | 0 | 0 | 0 | 0 | 0 | 0 | 0 | 0 | 0 | 0
F5_Commercial_Office_New_Food Preparation_Natural Gas_Broiler_E10 | F5 | Commercial | Office | New | Food Preparation | Natural Gas | Broiler | E10 | Utility - Cost of Operation | 0 | 0 | 0 | 0 | 0 | 0 | 0 | 0 | 0 | 0 | 0 | 0 | 0 | 0 | 0 | 0 | 0 | 0 | 0 | 0 | 0 | 0 | 0 | 0 | 0 | 0 | 0 | 0 | 0 | 0 | 0 | 0 | 0 | 0 | 0 | 0 | 0 | 0 | 0 | 0 | 0 | 0
F6_Commercial_Office_New_Food Preparation_Natural Gas_Broiler_E1 | F6 | Commercial | Office | New | Food Preparation | Natural Gas | Broiler | E1 | Utility - Value of Sales | 0.21806 | 0.21806 | 0.21806 | 0.21806 | 0.21806 | 0.21806 | 0.21806 | 0.21806 | 0.21806 | 0.21806 | 0.21806 | 0.21806 | 0.21806 | 0.21806 | 0.21806 | 0.21806 | 0.21806 | 0.21806 | 0.21806 | 0.21806 | 0.21806 | 0.21806 | 0.21806 | 0.21806 | 0.21806 | 0.21806 | 0.21806 | 0.21806 | 0.21806 | 0.21806 | 0.21806 | 0.21806 | 0.21806 | 0 | 0 | 0 | 0 | 0 | 0 | 0 | 0 | 0
F6_Commercial_Office_New_Food Preparation_Natural Gas_Broiler_E2 | F6 | Commercial | Office | New | Food Preparation | Natural Gas | Broiler | E2 | Utility - Value of Sales | 0.14018 | 0.14018 | 0.14018 | 0.14018 | 0.14018 | 0.14018 | 0.14018 | 0.14018 | 0.14018 | 0.14018 | 0.14018 | 0.14018 | 0.14018 | 0.14018 | 0.14018 | 0.14018 | 0.14018 | 0.14018 | 0.14018 | 0.14018 | 0.14018 | 0.14018 | 0.14018 | 0.14018 | 0.14018 | 0.14018 | 0.14018 | 0.14018 | 0.14018 | 0.14018 | 0.14018 | 0.14018 | 0.14018 | 0 | 0 | 0 | 0 | 0 | 0 | 0 | 0 | 0
F6_Commercial_Office_New_Food Preparation_Natural Gas_Broiler_E3 | F6 | Commercial | Office | New | Food Preparation | Natural Gas | Broiler | E3 | Utility - Value of Sales | 0 | 0 | 0 | 0 | 0 | 0 | 0 | 0 | 0 | 0 | 0 | 0 | 0 | 0 | 0 | 0 | 0 | 0 | 0 | 0 | 0 | 0 | 0 | 0 | 0 | 0 | 0 | 0 | 0 | 0 | 0 | 0 | 0 | 0 | 0 | 0 | 0 | 0 | 0 | 0 | 0 | 0
F6_Commercial_Office_New_Food Preparation_Natural Gas_Broiler_E4 | F6 | Commercial | Office | New | Food Preparation | Natural Gas | Broiler | E4 | Utility - Value of Sales | 0 | 0 | 0 | 0 | 0 | 0 | 0 | 0 | 0 | 0 | 0 | 0 | 0 | 0 | 0 | 0 | 0 | 0 | 0 | 0 | 0 | 0 | 0 | 0 | 0 | 0 | 0 | 0 | 0 | 0 | 0 | 0 | 0 | 0 | 0 | 0 | 0 | 0 | 0 | 0 | 0 | 0
F6_Commercial_Office_New_Food Preparation_Natural Gas_Broiler_E5 | F6 | Commercial | Office | New | Food Preparation | Natural Gas | Broiler | E5 | Utility - Value of Sales | 0 | 0 | 0 | 0 | 0 | 0 | 0 | 0 | 0 | 0 | 0 | 0 | 0 | 0 | 0 | 0 | 0 | 0 | 0 | 0 | 0 | 0 | 0 | 0 | 0 | 0 | 0 | 0 | 0 | 0 | 0 | 0 | 0 | 0 | 0 | 0 | 0 | 0 | 0 | 0 | 0 | 0
F6_Commercial_Office_New_Food Preparation_Natural Gas_Broiler_E6 | F6 | Commercial | Office | New | Food Preparation | Natural Gas | Broiler | E6 | Utility - Value of Sales | 0 | 0 | 0 | 0 | 0 | 0 | 0 | 0 | 0 | 0 | 0 | 0 | 0 | 0 | 0 | 0 | 0 | 0 | 0 | 0 | 0 | 0 | 0 | 0 | 0 | 0 | 0 | 0 | 0 | 0 | 0 | 0 | 0 | 0 | 0 | 0 | 0 | 0 | 0 | 0 | 0 | 0
F6_Commercial_Office_New_Food Preparation_Natural Gas_Broiler_E7 | F6 | Commercial | Office | New | Food Preparation | Natural Gas | Broiler | E7 | Utility - Value of Sales | 0 | 0 | 0 | 0 | 0 | 0 | 0 | 0 | 0 | 0 | 0 | 0 | 0 | 0 | 0 | 0 | 0 | 0 | 0 | 0 | 0 | 0 | 0 | 0 | 0 | 0 | 0 | 0 | 0 | 0 | 0 | 0 | 0 | 0 | 0 | 0 | 0 | 0 | 0 | 0 | 0 | 0
F6_Commercial_Office_New_Food Preparation_Natural Gas_Broiler_E8 | F6 | Commercial | Office | New | Food Preparation | Natural Gas | Broiler | E8 | Utility - Value of Sales | 0 | 0 | 0 | 0 | 0 | 0 | 0 | 0 | 0 | 0 | 0 | 0 | 0 | 0 | 0 | 0 | 0 | 0 | 0 | 0 | 0 | 0 | 0 | 0 | 0 | 0 | 0 | 0 | 0 | 0 | 0 | 0 | 0 | 0 | 0 | 0 | 0 | 0 | 0 | 0 | 0 | 0
F6_Commercial_Office_New_Food Preparation_Natural Gas_Broiler_E9 | F6 | Commercial | Office | New | Food Preparation | Natural Gas | Broiler | E9 | Utility - Value of Sales | 0 | 0 | 0 | 0 | 0 | 0 | 0 | 0 | 0 | 0 | 0 | 0 | 0 | 0 | 0 | 0 | 0 | 0 | 0 | 0 | 0 | 0 | 0 | 0 | 0 | 0 | 0 | 0 | 0 | 0 | 0 | 0 | 0 | 0 | 0 | 0 | 0 | 0 | 0 | 0 | 0 | 0
F6_Commercial_Office_New_Food Preparation_Natural Gas_Broiler_E10 | F6 | Commercial | Office | New | Food Preparation | Natural Gas | Broiler | E10 | Utility - Value of Sales | 0 | 0 | 0 | 0 | 0 | 0 | 0 | 0 | 0 | 0 | 0 | 0 | 0 | 0 | 0 | 0 | 0 | 0 | 0 | 0 | 0 | 0 | 0 | 0 | 0 | 0 | 0 | 0 | 0 | 0 | 0 | 0 | 0 | 0 | 0 | 0 | 0 | 0 | 0 | 0 | 0 | 0
F1_Commercial_Office_New_Food Preparation_Natural Gas_Griddle_E1 | F1 | Commercial | Office | New | Food Preparation | Natural Gas | Griddle | E1 | RVT - Cost of Equipment | 0.18965 | 0.19109 | 0.19271 | 0.19448 | 0.19651 | 0.19885 | 0.20075 | 0.20258 | 0.20443 | 0.20635 | 0.20819 | 0.20988 | 0.21161 | 0.21342 | 0.21543 | 0.21739 | 0.21946 | 0.22166 | 0.22394 | 0.22628 | 0.22862 | 0.23082 | 0.23281 | 0.23456 | 0.23608 | 0.23739 | 0.23829 | 0.23896 | 0.23955 | 0.24005 | 0.24054 | 0.24076 | 0.24076 | 0 | 0 | 0 | 0 | 0 | 0 | 0 | 0 | 0
F1_Commercial_Office_New_Food Preparation_Natural Gas_Griddle_E2 | F1 | Commercial | Office | New | Food Preparation | Natural Gas | Griddle | E2 | RVT - Cost of Equipment | 0.17381 | 0.17514 | 0.17662 | 0.17825 | 0.1801 | 0.18225 | 0.18399 | 0.18566 | 0.18736 | 0.18913 | 0.19081 | 0.19236 | 0.19395 | 0.19561 | 0.19744 | 0.19924 | 0.20114 | 0.20315 | 0.20525 | 0.20739 | 0.20954 | 0.21155 | 0.21337 | 0.21498 | 0.21637 | 0.21757 | 0.2184 | 0.21901 | 0.21955 | 0.22001 | 0.22046 | 0.22066 | 0.22066 | 0 | 0 | 0 | 0 | 0 | 0 | 0 | 0 | 0
F1_Commercial_Office_New_Food Preparation_Natural Gas_Griddle_E3 | F1 | Commercial | Office | New | Food Preparation | Natural Gas | Griddle | E3 | RVT - Cost of Equipment | 0 | 0 | 0 | 0 | 0 | 0 | 0 | 0 | 0 | 0 | 0 | 0 | 0 | 0 | 0 | 0 | 0 | 0 | 0 | 0 | 0 | 0 | 0 | 0 | 0 | 0 | 0 | 0 | 0 | 0 | 0 | 0 | 0 | 0 | 0 | 0 | 0 | 0 | 0 | 0 | 0 | 0
F1_Commercial_Office_New_Food Preparation_Natural Gas_Griddle_E4 | F1 | Commercial | Office | New | Food Preparation | Natural Gas | Griddle | E4 | RVT - Cost of Equipment | 0 | 0 | 0 | 0 | 0 | 0 | 0 | 0 | 0 | 0 | 0 | 0 | 0 | 0 | 0 | 0 | 0 | 0 | 0 | 0 | 0 | 0 | 0 | 0 | 0 | 0 | 0 | 0 | 0 | 0 | 0 | 0 | 0 | 0 | 0 | 0 | 0 | 0 | 0 | 0 | 0 | 0
F1_Commercial_Office_New_Food Preparation_Natural Gas_Griddle_E5 | F1 | Commercial | Office | New | Food Preparation | Natural Gas | Griddle | E5 | RVT - Cost of Equipment | 0 | 0 | 0 | 0 | 0 | 0 | 0 | 0 | 0 | 0 | 0 | 0 | 0 | 0 | 0 | 0 | 0 | 0 | 0 | 0 | 0 | 0 | 0 | 0 | 0 | 0 | 0 | 0 | 0 | 0 | 0 | 0 | 0 | 0 | 0 | 0 | 0 | 0 | 0 | 0 | 0 | 0
F1_Commercial_Office_New_Food Preparation_Natural Gas_Griddle_E6 | F1 | Commercial | Office | New | Food Preparation | Natural Gas | Griddle | E6 | RVT - Cost of Equipment | 0 | 0 | 0 | 0 | 0 | 0 | 0 | 0 | 0 | 0 | 0 | 0 | 0 | 0 | 0 | 0 | 0 | 0 | 0 | 0 | 0 | 0 | 0 | 0 | 0 | 0 | 0 | 0 | 0 | 0 | 0 | 0 | 0 | 0 | 0 | 0 | 0 | 0 | 0 | 0 | 0 | 0
F1_Commercial_Office_New_Food Preparation_Natural Gas_Griddle_E7 | F1 | Commercial | Office | New | Food Preparation | Natural Gas | Griddle | E7 | RVT - Cost of Equipment | 0 | 0 | 0 | 0 | 0 | 0 | 0 | 0 | 0 | 0 | 0 | 0 | 0 | 0 | 0 | 0 | 0 | 0 | 0 | 0 | 0 | 0 | 0 | 0 | 0 | 0 | 0 | 0 | 0 | 0 | 0 | 0 | 0 | 0 | 0 | 0 | 0 | 0 | 0 | 0 | 0 | 0
F1_Commercial_Office_New_Food Preparation_Natural Gas_Griddle_E8 | F1 | Commercial | Office | New | Food Preparation | Natural Gas | Griddle | E8 | RVT - Cost of Equipment | 0 | 0 | 0 | 0 | 0 | 0 | 0 | 0 | 0 | 0 | 0 | 0 | 0 | 0 | 0 | 0 | 0 | 0 | 0 | 0 | 0 | 0 | 0 | 0 | 0 | 0 | 0 | 0 | 0 | 0 | 0 | 0 | 0 | 0 | 0 | 0 | 0 | 0 | 0 | 0 | 0 | 0
F1_Commercial_Office_New_Food Preparation_Natural Gas_Griddle_E9 | F1 | Commercial | Office | New | Food Preparation | Natural Gas | Griddle | E9 | RVT - Cost of Equipment | 0 | 0 | 0 | 0 | 0 | 0 | 0 | 0 | 0 | 0 | 0 | 0 | 0 | 0 | 0 | 0 | 0 | 0 | 0 | 0 | 0 | 0 | 0 | 0 | 0 | 0 | 0 | 0 | 0 | 0 | 0 | 0 | 0 | 0 | 0 | 0 | 0 | 0 | 0 | 0 | 0 | 0
F1_Commercial_Office_New_Food Preparation_Natural Gas_Griddle_E10 | F1 | Commercial | Office | New | Food Preparation | Natural Gas | Griddle | E10 | RVT - Cost of Equipment | 0 | 0 | 0 | 0 | 0 | 0 | 0 | 0 | 0 | 0 | 0 | 0 | 0 | 0 | 0 | 0 | 0 | 0 | 0 | 0 | 0 | 0 | 0 | 0 | 0 | 0 | 0 | 0 | 0 | 0 | 0 | 0 | 0 | 0 | 0 | 0 | 0 | 0 | 0 | 0 | 0 | 0
F2_Commercial_Office_New_Food Preparation_Natural Gas_Griddle_E1 | F2 | Commercial | Office | New | Food Preparation | Natural Gas | Griddle | E1 | RVT - Cost of Operation | 0.22721 | 0.22894 | 0.23087 | 0.233 | 0.23543 | 0.23824 | 0.24051 | 0.2427 | 0.24492 | 0.24723 | 0.24943 | 0.25145 | 0.25352 | 0.2557 | 0.2581 | 0.26044 | 0.26293 | 0.26556 | 0.2683 | 0.27109 | 0.27391 | 0.27654 | 0.27892 | 0.28102 | 0.28284 | 0.2844 | 0.28549 | 0.28629 | 0.28699 | 0.28759 | 0.28818 | 0.28844 | 0.28844 | 0 | 0 | 0 | 0 | 0 | 0 | 0 | 0 | 0
F2_Commercial_Office_New_Food Preparation_Natural Gas_Griddle_E2 | F2 | Commercial | Office | New | Food Preparation | Natural Gas | Griddle | E2 | RVT - Cost of Operation | 0.20824 | 0.20983 | 0.2116 | 0.21355 | 0.21577 | 0.21835 | 0.22043 | 0.22244 | 0.22447 | 0.22659 | 0.22861 | 0.23046 | 0.23236 | 0.23435 | 0.23655 | 0.2387 | 0.24098 | 0.24339 | 0.2459 | 0.24846 | 0.25104 | 0.25346 | 0.25564 | 0.25756 | 0.25923 | 0.26066 | 0.26165 | 0.26239 | 0.26303 | 0.26358 | 0.26412 | 0.26436 | 0.26436 | 0 | 0 | 0 | 0 | 0 | 0 | 0 | 0 | 0
F2_Commercial_Office_New_Food Preparation_Natural Gas_Griddle_E3 | F2 | Commercial | Office | New | Food Preparation | Natural Gas | Griddle | E3 | RVT - Cost of Operation | 0 | 0 | 0 | 0 | 0 | 0 | 0 | 0 | 0 | 0 | 0 | 0 | 0 | 0 | 0 | 0 | 0 | 0 | 0 | 0 | 0 | 0 | 0 | 0 | 0 | 0 | 0 | 0 | 0 | 0 | 0 | 0 | 0 | 0 | 0 | 0 | 0 | 0 | 0 | 0 | 0 | 0
F2_Commercial_Office_New_Food Preparation_Natural Gas_Griddle_E4 | F2 | Commercial | Office | New | Food Preparation | Natural Gas | Griddle | E4 | RVT - Cost of Operation | 0 | 0 | 0 | 0 | 0 | 0 | 0 | 0 | 0 | 0 | 0 | 0 | 0 | 0 | 0 | 0 | 0 | 0 | 0 | 0 | 0 | 0 | 0 | 0 | 0 | 0 | 0 | 0 | 0 | 0 | 0 | 0 | 0 | 0 | 0 | 0 | 0 | 0 | 0 | 0 | 0 | 0
F2_Commercial_Office_New_Food Preparation_Natural Gas_Griddle_E5 | F2 | Commercial | Office | New | Food Preparation | Natural Gas | Griddle | E5 | RVT - Cost of Operation | 0 | 0 | 0 | 0 | 0 | 0 | 0 | 0 | 0 | 0 | 0 | 0 | 0 | 0 | 0 | 0 | 0 | 0 | 0 | 0 | 0 | 0 | 0 | 0 | 0 | 0 | 0 | 0 | 0 | 0 | 0 | 0 | 0 | 0 | 0 | 0 | 0 | 0 | 0 | 0 | 0 | 0
F2_Commercial_Office_New_Food Preparation_Natural Gas_Griddle_E6 | F2 | Commercial | Office | New | Food Preparation | Natural Gas | Griddle | E6 | RVT - Cost of Operation | 0 | 0 | 0 | 0 | 0 | 0 | 0 | 0 | 0 | 0 | 0 | 0 | 0 | 0 | 0 | 0 | 0 | 0 | 0 | 0 | 0 | 0 | 0 | 0 | 0 | 0 | 0 | 0 | 0 | 0 | 0 | 0 | 0 | 0 | 0 | 0 | 0 | 0 | 0 | 0 | 0 | 0
F2_Commercial_Office_New_Food Preparation_Natural Gas_Griddle_E7 | F2 | Commercial | Office | New | Food Preparation | Natural Gas | Griddle | E7 | RVT - Cost of Operation | 0 | 0 | 0 | 0 | 0 | 0 | 0 | 0 | 0 | 0 | 0 | 0 | 0 | 0 | 0 | 0 | 0 | 0 | 0 | 0 | 0 | 0 | 0 | 0 | 0 | 0 | 0 | 0 | 0 | 0 | 0 | 0 | 0 | 0 | 0 | 0 | 0 | 0 | 0 | 0 | 0 | 0
F2_Commercial_Office_New_Food Preparation_Natural Gas_Griddle_E8 | F2 | Commercial | Office | New | Food Preparation | Natural Gas | Griddle | E8 | RVT - Cost of Operation | 0 | 0 | 0 | 0 | 0 | 0 | 0 | 0 | 0 | 0 | 0 | 0 | 0 | 0 | 0 | 0 | 0 | 0 | 0 | 0 | 0 | 0 | 0 | 0 | 0 | 0 | 0 | 0 | 0 | 0 | 0 | 0 | 0 | 0 | 0 | 0 | 0 | 0 | 0 | 0 | 0 | 0
F2_Commercial_Office_New_Food Preparation_Natural Gas_Griddle_E9 | F2 | Commercial | Office | New | Food Preparation | Natural Gas | Griddle | E9 | RVT - Cost of Operation | 0 | 0 | 0 | 0 | 0 | 0 | 0 | 0 | 0 | 0 | 0 | 0 | 0 | 0 | 0 | 0 | 0 | 0 | 0 | 0 | 0 | 0 | 0 | 0 | 0 | 0 | 0 | 0 | 0 | 0 | 0 | 0 | 0 | 0 | 0 | 0 | 0 | 0 | 0 | 0 | 0 | 0
F2_Commercial_Office_New_Food Preparation_Natural Gas_Griddle_E10 | F2 | Commercial | Office | New | Food Preparation | Natural Gas | Griddle | E10 | RVT - Cost of Operation | 0 | 0 | 0 | 0 | 0 | 0 | 0 | 0 | 0 | 0 | 0 | 0 | 0 | 0 | 0 | 0 | 0 | 0 | 0 | 0 | 0 | 0 | 0 | 0 | 0 | 0 | 0 | 0 | 0 | 0 | 0 | 0 | 0 | 0 | 0 | 0 | 0 | 0 | 0 | 0 | 0 | 0
F3_Commercial_Office_New_Food Preparation_Natural Gas_Griddle_E1 | F3 | Commercial | Office | New | Food Preparation | Natural Gas | Griddle | E1 | System - kBTUs of Consumption | 0.068299 | 0.068299 | 0.068299 | 0.068299 | 0.068299 | 0.068299 | 0.068299 | 0.068299 | 0.068299 | 0.068299 | 0.068299 | 0.068299 | 0.068299 | 0.068299 | 0.068299 | 0.068299 | 0.068299 | 0.068299 | 0.068299 | 0.068299 | 0.068299 | 0.068299 | 0.068299 | 0.068299 | 0.068299 | 0.068299 | 0.068299 | 0.068299 | 0.068299 | 0.068299 | 0.068299 | 0.068299 | 0.068299 | 0 | 0 | 0 | 0 | 0 | 0 | 0 | 0 | 0
F3_Commercial_Office_New_Food Preparation_Natural Gas_Griddle_E2 | F3 | Commercial | Office | New | Food Preparation | Natural Gas | Griddle | E2 | System - kBTUs of Consumption | 0.084876 | 0.084876 | 0.084876 | 0.084876 | 0.084876 | 0.084876 | 0.084876 | 0.084876 | 0.084876 | 0.084876 | 0.084876 | 0.084876 | 0.084876 | 0.084876 | 0.084876 | 0.084876 | 0.084876 | 0.084876 | 0.084876 | 0.084876 | 0.084876 | 0.084876 | 0.084876 | 0.084876 | 0.084876 | 0.084876 | 0.084876 | 0.084876 | 0.084876 | 0.084876 | 0.084876 | 0.084876 | 0.084876 | 0 | 0 | 0 | 0 | 0 | 0 | 0 | 0 | 0
F3_Commercial_Office_New_Food Preparation_Natural Gas_Griddle_E3 | F3 | Commercial | Office | New | Food Preparation | Natural Gas | Griddle | E3 | System - kBTUs of Consumption | 0 | 0 | 0 | 0 | 0 | 0 | 0 | 0 | 0 | 0 | 0 | 0 | 0 | 0 | 0 | 0 | 0 | 0 | 0 | 0 | 0 | 0 | 0 | 0 | 0 | 0 | 0 | 0 | 0 | 0 | 0 | 0 | 0 | 0 | 0 | 0 | 0 | 0 | 0 | 0 | 0 | 0
F3_Commercial_Office_New_Food Preparation_Natural Gas_Griddle_E4 | F3 | Commercial | Office | New | Food Preparation | Natural Gas | Griddle | E4 | System - kBTUs of Consumption | 0 | 0 | 0 | 0 | 0 | 0 | 0 | 0 | 0 | 0 | 0 | 0 | 0 | 0 | 0 | 0 | 0 | 0 | 0 | 0 | 0 | 0 | 0 | 0 | 0 | 0 | 0 | 0 | 0 | 0 | 0 | 0 | 0 | 0 | 0 | 0 | 0 | 0 | 0 | 0 | 0 | 0
F3_Commercial_Office_New_Food Preparation_Natural Gas_Griddle_E5 | F3 | Commercial | Office | New | Food Preparation | Natural Gas | Griddle | E5 | System - kBTUs of Consumption | 0 | 0 | 0 | 0 | 0 | 0 | 0 | 0 | 0 | 0 | 0 | 0 | 0 | 0 | 0 | 0 | 0 | 0 | 0 | 0 | 0 | 0 | 0 | 0 | 0 | 0 | 0 | 0 | 0 | 0 | 0 | 0 | 0 | 0 | 0 | 0 | 0 | 0 | 0 | 0 | 0 | 0
F3_Commercial_Office_New_Food Preparation_Natural Gas_Griddle_E6 | F3 | Commercial | Office | New | Food Preparation | Natural Gas | Griddle | E6 | System - kBTUs of Consumption | 0 | 0 | 0 | 0 | 0 | 0 | 0 | 0 | 0 | 0 | 0 | 0 | 0 | 0 | 0 | 0 | 0 | 0 | 0 | 0 | 0 | 0 | 0 | 0 | 0 | 0 | 0 | 0 | 0 | 0 | 0 | 0 | 0 | 0 | 0 | 0 | 0 | 0 | 0 | 0 | 0 | 0
F3_Commercial_Office_New_Food Preparation_Natural Gas_Griddle_E7 | F3 | Commercial | Office | New | Food Preparation | Natural Gas | Griddle | E7 | System - kBTUs of Consumption | 0 | 0 | 0 | 0 | 0 | 0 | 0 | 0 | 0 | 0 | 0 | 0 | 0 | 0 | 0 | 0 | 0 | 0 | 0 | 0 | 0 | 0 | 0 | 0 | 0 | 0 | 0 | 0 | 0 | 0 | 0 | 0 | 0 | 0 | 0 | 0 | 0 | 0 | 0 | 0 | 0 | 0
F3_Commercial_Office_New_Food Preparation_Natural Gas_Griddle_E8 | F3 | Commercial | Office | New | Food Preparation | Natural Gas | Griddle | E8 | System - kBTUs of Consumption | 0 | 0 | 0 | 0 | 0 | 0 | 0 | 0 | 0 | 0 | 0 | 0 | 0 | 0 | 0 | 0 | 0 | 0 | 0 | 0 | 0 | 0 | 0 | 0 | 0 | 0 | 0 | 0 | 0 | 0 | 0 | 0 | 0 | 0 | 0 | 0 | 0 | 0 | 0 | 0 | 0 | 0
F3_Commercial_Office_New_Food Preparation_Natural Gas_Griddle_E9 | F3 | Commercial | Office | New | Food Preparation | Natural Gas | Griddle | E9 | System - kBTUs of Consumption | 0 | 0 | 0 | 0 | 0 | 0 | 0 | 0 | 0 | 0 | 0 | 0 | 0 | 0 | 0 | 0 | 0 | 0 | 0 | 0 | 0 | 0 | 0 | 0 | 0 | 0 | 0 | 0 | 0 | 0 | 0 | 0 | 0 | 0 | 0 | 0 | 0 | 0 | 0 | 0 | 0 | 0
F3_Commercial_Office_New_Food Preparation_Natural Gas_Griddle_E10 | F3 | Commercial | Office | New | Food Preparation | Natural Gas | Griddle | E10 | System - kBTUs of Consumption | 0 | 0 | 0 | 0 | 0 | 0 | 0 | 0 | 0 | 0 | 0 | 0 | 0 | 0 | 0 | 0 | 0 | 0 | 0 | 0 | 0 | 0 | 0 | 0 | 0 | 0 | 0 | 0 | 0 | 0 | 0 | 0 | 0 | 0 | 0 | 0 | 0 | 0 | 0 | 0 | 0 | 0
F4_Commercial_Office_New_Food Preparation_Natural Gas_Griddle_E1 | F4 | Commercial | Office | New | Food Preparation | Natural Gas | Griddle | E1 | Utility - Cost of Equipment | 0.22721 | 0.22894 | 0.23087 | 0.233 | 0.23543 | 0.23824 | 0.24051 | 0.2427 | 0.24492 | 0.24723 | 0.24943 | 0.25145 | 0.25352 | 0.2557 | 0.2581 | 0.26044 | 0.26293 | 0.26556 | 0.2683 | 0.27109 | 0.27391 | 0.27654 | 0.27892 | 0.28102 | 0.28284 | 0.2844 | 0.28549 | 0.28629 | 0.28699 | 0.28759 | 0.28818 | 0.28844 | 0.28844 | 0 | 0 | 0 | 0 | 0 | 0 | 0 | 0 | 0
F4_Commercial_Office_New_Food Preparation_Natural Gas_Griddle_E2 | F4 | Commercial | Office | New | Food Preparation | Natural Gas | Griddle | E2 | Utility - Cost of Equipment | 0.20824 | 0.20983 | 0.2116 | 0.21355 | 0.21577 | 0.21835 | 0.22043 | 0.22244 | 0.22447 | 0.22659 | 0.22861 | 0.23046 | 0.23236 | 0.23435 | 0.23655 | 0.2387 | 0.24098 | 0.24339 | 0.2459 | 0.24846 | 0.25104 | 0.25346 | 0.25564 | 0.25756 | 0.25923 | 0.26066 | 0.26165 | 0.26239 | 0.26303 | 0.26358 | 0.26412 | 0.26436 | 0.26436 | 0 | 0 | 0 | 0 | 0 | 0 | 0 | 0 | 0
F4_Commercial_Office_New_Food Preparation_Natural Gas_Griddle_E3 | F4 | Commercial | Office | New | Food Preparation | Natural Gas | Griddle | E3 | Utility - Cost of Equipment | 0 | 0 | 0 | 0 | 0 | 0 | 0 | 0 | 0 | 0 | 0 | 0 | 0 | 0 | 0 | 0 | 0 | 0 | 0 | 0 | 0 | 0 | 0 | 0 | 0 | 0 | 0 | 0 | 0 | 0 | 0 | 0 | 0 | 0 | 0 | 0 | 0 | 0 | 0 | 0 | 0 | 0
F4_Commercial_Office_New_Food Preparation_Natural Gas_Griddle_E4 | F4 | Commercial | Office | New | Food Preparation | Natural Gas | Griddle | E4 | Utility - Cost of Equipment | 0 | 0 | 0 | 0 | 0 | 0 | 0 | 0 | 0 | 0 | 0 | 0 | 0 | 0 | 0 | 0 | 0 | 0 | 0 | 0 | 0 | 0 | 0 | 0 | 0 | 0 | 0 | 0 | 0 | 0 | 0 | 0 | 0 | 0 | 0 | 0 | 0 | 0 | 0 | 0 | 0 | 0
F4_Commercial_Office_New_Food Preparation_Natural Gas_Griddle_E5 | F4 | Commercial | Office | New | Food Preparation | Natural Gas | Griddle | E5 | Utility - Cost of Equipment | 0 | 0 | 0 | 0 | 0 | 0 | 0 | 0 | 0 | 0 | 0 | 0 | 0 | 0 | 0 | 0 | 0 | 0 | 0 | 0 | 0 | 0 | 0 | 0 | 0 | 0 | 0 | 0 | 0 | 0 | 0 | 0 | 0 | 0 | 0 | 0 | 0 | 0 | 0 | 0 | 0 | 0
F4_Commercial_Office_New_Food Preparation_Natural Gas_Griddle_E6 | F4 | Commercial | Office | New | Food Preparation | Natural Gas | Griddle | E6 | Utility - Cost of Equipment | 0 | 0 | 0 | 0 | 0 | 0 | 0 | 0 | 0 | 0 | 0 | 0 | 0 | 0 | 0 | 0 | 0 | 0 | 0 | 0 | 0 | 0 | 0 | 0 | 0 | 0 | 0 | 0 | 0 | 0 | 0 | 0 | 0 | 0 | 0 | 0 | 0 | 0 | 0 | 0 | 0 | 0
F4_Commercial_Office_New_Food Preparation_Natural Gas_Griddle_E7 | F4 | Commercial | Office | New | Food Preparation | Natural Gas | Griddle | E7 | Utility - Cost of Equipment | 0 | 0 | 0 | 0 | 0 | 0 | 0 | 0 | 0 | 0 | 0 | 0 | 0 | 0 | 0 | 0 | 0 | 0 | 0 | 0 | 0 | 0 | 0 | 0 | 0 | 0 | 0 | 0 | 0 | 0 | 0 | 0 | 0 | 0 | 0 | 0 | 0 | 0 | 0 | 0 | 0 | 0
F4_Commercial_Office_New_Food Preparation_Natural Gas_Griddle_E8 | F4 | Commercial | Office | New | Food Preparation | Natural Gas | Griddle | E8 | Utility - Cost of Equipment | 0 | 0 | 0 | 0 | 0 | 0 | 0 | 0 | 0 | 0 | 0 | 0 | 0 | 0 | 0 | 0 | 0 | 0 | 0 | 0 | 0 | 0 | 0 | 0 | 0 | 0 | 0 | 0 | 0 | 0 | 0 | 0 | 0 | 0 | 0 | 0 | 0 | 0 | 0 | 0 | 0 | 0
F4_Commercial_Office_New_Food Preparation_Natural Gas_Griddle_E9 | F4 | Commercial | Office | New | Food Preparation | Natural Gas | Griddle | E9 | Utility - Cost of Equipment | 0 | 0 | 0 | 0 | 0 | 0 | 0 | 0 | 0 | 0 | 0 | 0 | 0 | 0 | 0 | 0 | 0 | 0 | 0 | 0 | 0 | 0 | 0 | 0 | 0 | 0 | 0 | 0 | 0 | 0 | 0 | 0 | 0 | 0 | 0 | 0 | 0 | 0 | 0 | 0 | 0 | 0
F4_Commercial_Office_New_Food Preparation_Natural Gas_Griddle_E10 | F4 | Commercial | Office | New | Food Preparation | Natural Gas | Griddle | E10 | Utility - Cost of Equipment | 0 | 0 | 0 | 0 | 0 | 0 | 0 | 0 | 0 | 0 | 0 | 0 | 0 | 0 | 0 | 0 | 0 | 0 | 0 | 0 | 0 | 0 | 0 | 0 | 0 | 0 | 0 | 0 | 0 | 0 | 0 | 0 | 0 | 0 | 0 | 0 | 0 | 0 | 0 | 0 | 0 | 0
F5_Commercial_Office_New_Food Preparation_Natural Gas_Griddle_E1 | F5 | Commercial | Office | New | Food Preparation | Natural Gas | Griddle | E1 | Utility - Cost of Operation | 0.068299 | 0.068299 | 0.068299 | 0.068299 | 0.068299 | 0.068299 | 0.068299 | 0.068299 | 0.068299 | 0.068299 | 0.068299 | 0.068299 | 0.068299 | 0.068299 | 0.068299 | 0.068299 | 0.068299 | 0.068299 | 0.068299 | 0.068299 | 0.068299 | 0.068299 | 0.068299 | 0.068299 | 0.068299 | 0.068299 | 0.068299 | 0.068299 | 0.068299 | 0.068299 | 0.068299 | 0.068299 | 0.068299 | 0 | 0 | 0 | 0 | 0 | 0 | 0 | 0 | 0
F5_Commercial_Office_New_Food Preparation_Natural Gas_Griddle_E2 | F5 | Commercial | Office | New | Food Preparation | Natural Gas | Griddle | E2 | Utility - Cost of Operation | 0.084876 | 0.084876 | 0.084876 | 0.084876 | 0.084876 | 0.084876 | 0.084876 | 0.084876 | 0.084876 | 0.084876 | 0.084876 | 0.084876 | 0.084876 | 0.084876 | 0.084876 | 0.084876 | 0.084876 | 0.084876 | 0.084876 | 0.084876 | 0.084876 | 0.084876 | 0.084876 | 0.084876 | 0.084876 | 0.084876 | 0.084876 | 0.084876 | 0.084876 | 0.084876 | 0.084876 | 0.084876 | 0.084876 | 0 | 0 | 0 | 0 | 0 | 0 | 0 | 0 | 0
F5_Commercial_Office_New_Food Preparation_Natural Gas_Griddle_E3 | F5 | Commercial | Office | New | Food Preparation | Natural Gas | Griddle | E3 | Utility - Cost of Operation | 0 | 0 | 0 | 0 | 0 | 0 | 0 | 0 | 0 | 0 | 0 | 0 | 0 | 0 | 0 | 0 | 0 | 0 | 0 | 0 | 0 | 0 | 0 | 0 | 0 | 0 | 0 | 0 | 0 | 0 | 0 | 0 | 0 | 0 | 0 | 0 | 0 | 0 | 0 | 0 | 0 | 0
F5_Commercial_Office_New_Food Preparation_Natural Gas_Griddle_E4 | F5 | Commercial | Office | New | Food Preparation | Natural Gas | Griddle | E4 | Utility - Cost of Operation | 0 | 0 | 0 | 0 | 0 | 0 | 0 | 0 | 0 | 0 | 0 | 0 | 0 | 0 | 0 | 0 | 0 | 0 | 0 | 0 | 0 | 0 | 0 | 0 | 0 | 0 | 0 | 0 | 0 | 0 | 0 | 0 | 0 | 0 | 0 | 0 | 0 | 0 | 0 | 0 | 0 | 0
F5_Commercial_Office_New_Food Preparation_Natural Gas_Griddle_E5 | F5 | Commercial | Office | New | Food Preparation | Natural Gas | Griddle | E5 | Utility - Cost of Operation | 0 | 0 | 0 | 0 | 0 | 0 | 0 | 0 | 0 | 0 | 0 | 0 | 0 | 0 | 0 | 0 | 0 | 0 | 0 | 0 | 0 | 0 | 0 | 0 | 0 | 0 | 0 | 0 | 0 | 0 | 0 | 0 | 0 | 0 | 0 | 0 | 0 | 0 | 0 | 0 | 0 | 0
F5_Commercial_Office_New_Food Preparation_Natural Gas_Griddle_E6 | F5 | Commercial | Office | New | Food Preparation | Natural Gas | Griddle | E6 | Utility - Cost of Operation | 0 | 0 | 0 | 0 | 0 | 0 | 0 | 0 | 0 | 0 | 0 | 0 | 0 | 0 | 0 | 0 | 0 | 0 | 0 | 0 | 0 | 0 | 0 | 0 | 0 | 0 | 0 | 0 | 0 | 0 | 0 | 0 | 0 | 0 | 0 | 0 | 0 | 0 | 0 | 0 | 0 | 0
F5_Commercial_Office_New_Food Preparation_Natural Gas_Griddle_E7 | F5 | Commercial | Office | New | Food Preparation | Natural Gas | Griddle | E7 | Utility - Cost of Operation | 0 | 0 | 0 | 0 | 0 | 0 | 0 | 0 | 0 | 0 | 0 | 0 | 0 | 0 | 0 | 0 | 0 | 0 | 0 | 0 | 0 | 0 | 0 | 0 | 0 | 0 | 0 | 0 | 0 | 0 | 0 | 0 | 0 | 0 | 0 | 0 | 0 | 0 | 0 | 0 | 0 | 0
F5_Commercial_Office_New_Food Preparation_Natural Gas_Griddle_E8 | F5 | Commercial | Office | New | Food Preparation | Natural Gas | Griddle | E8 | Utility - Cost of Operation | 0 | 0 | 0 | 0 | 0 | 0 | 0 | 0 | 0 | 0 | 0 | 0 | 0 | 0 | 0 | 0 | 0 | 0 | 0 | 0 | 0 | 0 | 0 | 0 | 0 | 0 | 0 | 0 | 0 | 0 | 0 | 0 | 0 | 0 | 0 | 0 | 0 | 0 | 0 | 0 | 0 | 0
F5_Commercial_Office_New_Food Preparation_Natural Gas_Griddle_E9 | F5 | Commercial | Office | New | Food Preparation | Natural Gas | Griddle | E9 | Utility - Cost of Operation | 0 | 0 | 0 | 0 | 0 | 0 | 0 | 0 | 0 | 0 | 0 | 0 | 0 | 0 | 0 | 0 | 0 | 0 | 0 | 0 | 0 | 0 | 0 | 0 | 0 | 0 | 0 | 0 | 0 | 0 | 0 | 0 | 0 | 0 | 0 | 0 | 0 | 0 | 0 | 0 | 0 | 0
F5_Commercial_Office_New_Food Preparation_Natural Gas_Griddle_E10 | F5 | Commercial | Office | New | Food Preparation | Natural Gas | Griddle | E10 | Utility - Cost of Operation | 0 | 0 | 0 | 0 | 0 | 0 | 0 | 0 | 0 | 0 | 0 | 0 | 0 | 0 | 0 | 0 | 0 | 0 | 0 | 0 | 0 | 0 | 0 | 0 | 0 | 0 | 0 | 0 | 0 | 0 | 0 | 0 | 0 | 0 | 0 | 0 | 0 | 0 | 0 | 0 | 0 | 0
F6_Commercial_Office_New_Food Preparation_Natural Gas_Griddle_E1 | F6 | Commercial | Office | New | Food Preparation | Natural Gas | Griddle | E1 | Utility - Value of Sales | 0.13456 | 0.13456 | 0.13456 | 0.13456 | 0.13456 | 0.13456 | 0.13456 | 0.13456 | 0.13456 | 0.13456 | 0.13456 | 0.13456 | 0.13456 | 0.13456 | 0.13456 | 0.13456 | 0.13456 | 0.13456 | 0.13456 | 0.13456 | 0.13456 | 0.13456 | 0.13456 | 0.13456 | 0.13456 | 0.13456 | 0.13456 | 0.13456 | 0.13456 | 0.13456 | 0.13456 | 0.13456 | 0.13456 | 0 | 0 | 0 | 0 | 0 | 0 | 0 | 0 | 0
F6_Commercial_Office_New_Food Preparation_Natural Gas_Griddle_E2 | F6 | Commercial | Office | New | Food Preparation | Natural Gas | Griddle | E2 | Utility - Value of Sales | 0.12333 | 0.12333 | 0.12333 | 0.12333 | 0.12333 | 0.12333 | 0.12333 | 0.12333 | 0.12333 | 0.12333 | 0.12333 | 0.12333 | 0.12333 | 0.12333 | 0.12333 | 0.12333 | 0.12333 | 0.12333 | 0.12333 | 0.12333 | 0.12333 | 0.12333 | 0.12333 | 0.12333 | 0.12333 | 0.12333 | 0.12333 | 0.12333 | 0.12333 | 0.12333 | 0.12333 | 0.12333 | 0.12333 | 0 | 0 | 0 | 0 | 0 | 0 | 0 | 0 | 0
F6_Commercial_Office_New_Food Preparation_Natural Gas_Griddle_E3 | F6 | Commercial | Office | New | Food Preparation | Natural Gas | Griddle | E3 | Utility - Value of Sales | 0 | 0 | 0 | 0 | 0 | 0 | 0 | 0 | 0 | 0 | 0 | 0 | 0 | 0 | 0 | 0 | 0 | 0 | 0 | 0 | 0 | 0 | 0 | 0 | 0 | 0 | 0 | 0 | 0 | 0 | 0 | 0 | 0 | 0 | 0 | 0 | 0 | 0 | 0 | 0 | 0 | 0
F6_Commercial_Office_New_Food Preparation_Natural Gas_Griddle_E4 | F6 | Commercial | Office | New | Food Preparation | Natural Gas | Griddle | E4 | Utility - Value of Sales | 0 | 0 | 0 | 0 | 0 | 0 | 0 | 0 | 0 | 0 | 0 | 0 | 0 | 0 | 0 | 0 | 0 | 0 | 0 | 0 | 0 | 0 | 0 | 0 | 0 | 0 | 0 | 0 | 0 | 0 | 0 | 0 | 0 | 0 | 0 | 0 | 0 | 0 | 0 | 0 | 0 | 0
F6_Commercial_Office_New_Food Preparation_Natural Gas_Griddle_E5 | F6 | Commercial | Office | New | Food Preparation | Natural Gas | Griddle | E5 | Utility - Value of Sales | 0 | 0 | 0 | 0 | 0 | 0 | 0 | 0 | 0 | 0 | 0 | 0 | 0 | 0 | 0 | 0 | 0 | 0 | 0 | 0 | 0 | 0 | 0 | 0 | 0 | 0 | 0 | 0 | 0 | 0 | 0 | 0 | 0 | 0 | 0 | 0 | 0 | 0 | 0 | 0 | 0 | 0
F6_Commercial_Office_New_Food Preparation_Natural Gas_Griddle_E6 | F6 | Commercial | Office | New | Food Preparation | Natural Gas | Griddle | E6 | Utility - Value of Sales | 0 | 0 | 0 | 0 | 0 | 0 | 0 | 0 | 0 | 0 | 0 | 0 | 0 | 0 | 0 | 0 | 0 | 0 | 0 | 0 | 0 | 0 | 0 | 0 | 0 | 0 | 0 | 0 | 0 | 0 | 0 | 0 | 0 | 0 | 0 | 0 | 0 | 0 | 0 | 0 | 0 | 0
F6_Commercial_Office_New_Food Preparation_Natural Gas_Griddle_E7 | F6 | Commercial | Office | New | Food Preparation | Natural Gas | Griddle | E7 | Utility - Value of Sales | 0 | 0 | 0 | 0 | 0 | 0 | 0 | 0 | 0 | 0 | 0 | 0 | 0 | 0 | 0 | 0 | 0 | 0 | 0 | 0 | 0 | 0 | 0 | 0 | 0 | 0 | 0 | 0 | 0 | 0 | 0 | 0 | 0 | 0 | 0 | 0 | 0 | 0 | 0 | 0 | 0 | 0
F6_Commercial_Office_New_Food Preparation_Natural Gas_Griddle_E8 | F6 | Commercial | Office | New | Food Preparation | Natural Gas | Griddle | E8 | Utility - Value of Sales | 0 | 0 | 0 | 0 | 0 | 0 | 0 | 0 | 0 | 0 | 0 | 0 | 0 | 0 | 0 | 0 | 0 | 0 | 0 | 0 | 0 | 0 | 0 | 0 | 0 | 0 | 0 | 0 | 0 | 0 | 0 | 0 | 0 | 0 | 0 | 0 | 0 | 0 | 0 | 0 | 0 | 0
F6_Commercial_Office_New_Food Preparation_Natural Gas_Griddle_E9 | F6 | Commercial | Office | New | Food Preparation | Natural Gas | Griddle | E9 | Utility - Value of Sales | 0 | 0 | 0 | 0 | 0 | 0 | 0 | 0 | 0 | 0 | 0 | 0 | 0 | 0 | 0 | 0 | 0 | 0 | 0 | 0 | 0 | 0 | 0 | 0 | 0 | 0 | 0 | 0 | 0 | 0 | 0 | 0 | 0 | 0 | 0 | 0 | 0 | 0 | 0 | 0 | 0 | 0
F6_Commercial_Office_New_Food Preparation_Natural Gas_Griddle_E10 | F6 | Commercial | Office | New | Food Preparation | Natural Gas | Griddle | E10 | Utility - Value of Sales | 0 | 0 | 0 | 0 | 0 | 0 | 0 | 0 | 0 | 0 | 0 | 0 | 0 | 0 | 0 | 0 | 0 | 0 | 0 | 0 | 0 | 0 | 0 | 0 | 0 | 0 | 0 | 0 | 0 | 0 | 0 | 0 | 0 | 0 | 0 | 0 | 0 | 0 | 0 | 0 | 0 | 0
F1_Commercial_Office_New_Food Preparation_Natural Gas_Range_E1 | F1 | Commercial | Office | New | Food Preparation | Natural Gas | Range | E1 | RVT - Cost of Equipment | 0.22306 | 0.22462 | 0.22649 | 0.22866 | 0.2312 | 0.23419 | 0.23657 | 0.23885 | 0.24109 | 0.24335 | 0.24542 | 0.24724 | 0.24906 | 0.25099 | 0.25322 | 0.25545 | 0.25791 | 0.2606 | 0.26347 | 0.26642 | 0.26943 | 0.27225 | 0.27483 | 0.27718 | 0.27925 | 0.28103 | 0.28227 | 0.28319 | 0.28398 | 0.28466 | 0.28534 | 0.28564 | 0.28564 | 0 | 0 | 0 | 0 | 0 | 0 | 0 | 0 | 0
F1_Commercial_Office_New_Food Preparation_Natural Gas_Range_E2 | F1 | Commercial | Office | New | Food Preparation | Natural Gas | Range | E2 | RVT - Cost of Equipment | 0.16729 | 0.16847 | 0.16987 | 0.17149 | 0.1734 | 0.17564 | 0.17743 | 0.17914 | 0.18081 | 0.18251 | 0.18407 | 0.18543 | 0.1868 | 0.18825 | 0.18992 | 0.19159 | 0.19344 | 0.19545 | 0.1976 | 0.19982 | 0.20207 | 0.20419 | 0.20612 | 0.20789 | 0.20944 | 0.21078 | 0.2117 | 0.21239 | 0.21299 | 0.2135 | 0.214 | 0.21423 | 0.21423 | 0 | 0 | 0 | 0 | 0 | 0 | 0 | 0 | 0
F1_Commercial_Office_New_Food Preparation_Natural Gas_Range_E3 | F1 | Commercial | Office | New | Food Preparation | Natural Gas | Range | E3 | RVT - Cost of Equipment | 0 | 0 | 0 | 0 | 0 | 0 | 0 | 0 | 0 | 0 | 0 | 0 | 0 | 0 | 0 | 0 | 0 | 0 | 0 | 0 | 0 | 0 | 0 | 0 | 0 | 0 | 0 | 0 | 0 | 0 | 0 | 0 | 0 | 0 | 0 | 0 | 0 | 0 | 0 | 0 | 0 | 0
F1_Commercial_Office_New_Food Preparation_Natural Gas_Range_E4 | F1 | Commercial | Office | New | Food Preparation | Natural Gas | Range | E4 | RVT - Cost of Equipment | 0 | 0 | 0 | 0 | 0 | 0 | 0 | 0 | 0 | 0 | 0 | 0 | 0 | 0 | 0 | 0 | 0 | 0 | 0 | 0 | 0 | 0 | 0 | 0 | 0 | 0 | 0 | 0 | 0 | 0 | 0 | 0 | 0 | 0 | 0 | 0 | 0 | 0 | 0 | 0 | 0 | 0
F1_Commercial_Office_New_Food Preparation_Natural Gas_Range_E5 | F1 | Commercial | Office | New | Food Preparation | Natural Gas | Range | E5 | RVT - Cost of Equipment | 0 | 0 | 0 | 0 | 0 | 0 | 0 | 0 | 0 | 0 | 0 | 0 | 0 | 0 | 0 | 0 | 0 | 0 | 0 | 0 | 0 | 0 | 0 | 0 | 0 | 0 | 0 | 0 | 0 | 0 | 0 | 0 | 0 | 0 | 0 | 0 | 0 | 0 | 0 | 0 | 0 | 0
F1_Commercial_Office_New_Food Preparation_Natural Gas_Range_E6 | F1 | Commercial | Office | New | Food Preparation | Natural Gas | Range | E6 | RVT - Cost of Equipment | 0 | 0 | 0 | 0 | 0 | 0 | 0 | 0 | 0 | 0 | 0 | 0 | 0 | 0 | 0 | 0 | 0 | 0 | 0 | 0 | 0 | 0 | 0 | 0 | 0 | 0 | 0 | 0 | 0 | 0 | 0 | 0 | 0 | 0 | 0 | 0 | 0 | 0 | 0 | 0 | 0 | 0
F1_Commercial_Office_New_Food Preparation_Natural Gas_Range_E7 | F1 | Commercial | Office | New | Food Preparation | Natural Gas | Range | E7 | RVT - Cost of Equipment | 0 | 0 | 0 | 0 | 0 | 0 | 0 | 0 | 0 | 0 | 0 | 0 | 0 | 0 | 0 | 0 | 0 | 0 | 0 | 0 | 0 | 0 | 0 | 0 | 0 | 0 | 0 | 0 | 0 | 0 | 0 | 0 | 0 | 0 | 0 | 0 | 0 | 0 | 0 | 0 | 0 | 0
F1_Commercial_Office_New_Food Preparation_Natural Gas_Range_E8 | F1 | Commercial | Office | New | Food Preparation | Natural Gas | Range | E8 | RVT - Cost of Equipment | 0 | 0 | 0 | 0 | 0 | 0 | 0 | 0 | 0 | 0 | 0 | 0 | 0 | 0 | 0 | 0 | 0 | 0 | 0 | 0 | 0 | 0 | 0 | 0 | 0 | 0 | 0 | 0 | 0 | 0 | 0 | 0 | 0 | 0 | 0 | 0 | 0 | 0 | 0 | 0 | 0 | 0
F1_Commercial_Office_New_Food Preparation_Natural Gas_Range_E9 | F1 | Commercial | Office | New | Food Preparation | Natural Gas | Range | E9 | RVT - Cost of Equipment | 0 | 0 | 0 | 0 | 0 | 0 | 0 | 0 | 0 | 0 | 0 | 0 | 0 | 0 | 0 | 0 | 0 | 0 | 0 | 0 | 0 | 0 | 0 | 0 | 0 | 0 | 0 | 0 | 0 | 0 | 0 | 0 | 0 | 0 | 0 | 0 | 0 | 0 | 0 | 0 | 0 | 0
F1_Commercial_Office_New_Food Preparation_Natural Gas_Range_E10 | F1 | Commercial | Office | New | Food Preparation | Natural Gas | Range | E10 | RVT - Cost of Equipment | 0 | 0 | 0 | 0 | 0 | 0 | 0 | 0 | 0 | 0 | 0 | 0 | 0 | 0 | 0 | 0 | 0 | 0 | 0 | 0 | 0 | 0 | 0 | 0 | 0 | 0 | 0 | 0 | 0 | 0 | 0 | 0 | 0 | 0 | 0 | 0 | 0 | 0 | 0 | 0 | 0 | 0
F2_Commercial_Office_New_Food Preparation_Natural Gas_Range_E1 | F2 | Commercial | Office | New | Food Preparation | Natural Gas | Range | E1 | RVT - Cost of Operation | 0.26724 | 0.26912 | 0.27135 | 0.27395 | 0.277 | 0.28057 | 0.28343 | 0.28616 | 0.28884 | 0.29155 | 0.29403 | 0.29621 | 0.29839 | 0.30071 | 0.30338 | 0.30605 | 0.309 | 0.31222 | 0.31565 | 0.31919 | 0.32279 | 0.32617 | 0.32926 | 0.33208 | 0.33456 | 0.3367 | 0.33818 | 0.33928 | 0.34023 | 0.34105 | 0.34185 | 0.34221 | 0.34221 | 0 | 0 | 0 | 0 | 0 | 0 | 0 | 0 | 0
F2_Commercial_Office_New_Food Preparation_Natural Gas_Range_E2 | F2 | Commercial | Office | New | Food Preparation | Natural Gas | Range | E2 | RVT - Cost of Operation | 0.20043 | 0.20184 | 0.20351 | 0.20546 | 0.20775 | 0.21043 | 0.21257 | 0.21462 | 0.21663 | 0.21866 | 0.22052 | 0.22216 | 0.22379 | 0.22553 | 0.22753 | 0.22954 | 0.23175 | 0.23416 | 0.23674 | 0.23939 | 0.24209 | 0.24463 | 0.24695 | 0.24906 | 0.25092 | 0.25252 | 0.25363 | 0.25446 | 0.25517 | 0.25578 | 0.25639 | 0.25666 | 0.25666 | 0 | 0 | 0 | 0 | 0 | 0 | 0 | 0 | 0
F2_Commercial_Office_New_Food Preparation_Natural Gas_Range_E3 | F2 | Commercial | Office | New | Food Preparation | Natural Gas | Range | E3 | RVT - Cost of Operation | 0 | 0 | 0 | 0 | 0 | 0 | 0 | 0 | 0 | 0 | 0 | 0 | 0 | 0 | 0 | 0 | 0 | 0 | 0 | 0 | 0 | 0 | 0 | 0 | 0 | 0 | 0 | 0 | 0 | 0 | 0 | 0 | 0 | 0 | 0 | 0 | 0 | 0 | 0 | 0 | 0 | 0
F2_Commercial_Office_New_Food Preparation_Natural Gas_Range_E4 | F2 | Commercial | Office | New | Food Preparation | Natural Gas | Range | E4 | RVT - Cost of Operation | 0 | 0 | 0 | 0 | 0 | 0 | 0 | 0 | 0 | 0 | 0 | 0 | 0 | 0 | 0 | 0 | 0 | 0 | 0 | 0 | 0 | 0 | 0 | 0 | 0 | 0 | 0 | 0 | 0 | 0 | 0 | 0 | 0 | 0 | 0 | 0 | 0 | 0 | 0 | 0 | 0 | 0
F2_Commercial_Office_New_Food Preparation_Natural Gas_Range_E5 | F2 | Commercial | Office | New | Food Preparation | Natural Gas | Range | E5 | RVT - Cost of Operation | 0 | 0 | 0 | 0 | 0 | 0 | 0 | 0 | 0 | 0 | 0 | 0 | 0 | 0 | 0 | 0 | 0 | 0 | 0 | 0 | 0 | 0 | 0 | 0 | 0 | 0 | 0 | 0 | 0 | 0 | 0 | 0 | 0 | 0 | 0 | 0 | 0 | 0 | 0 | 0 | 0 | 0
F2_Commercial_Office_New_Food Preparation_Natural Gas_Range_E6 | F2 | Commercial | Office | New | Food Preparation | Natural Gas | Range | E6 | RVT - Cost of Operation | 0 | 0 | 0 | 0 | 0 | 0 | 0 | 0 | 0 | 0 | 0 | 0 | 0 | 0 | 0 | 0 | 0 | 0 | 0 | 0 | 0 | 0 | 0 | 0 | 0 | 0 | 0 | 0 | 0 | 0 | 0 | 0 | 0 | 0 | 0 | 0 | 0 | 0 | 0 | 0 | 0 | 0
F2_Commercial_Office_New_Food Preparation_Natural Gas_Range_E7 | F2 | Commercial | Office | New | Food Preparation | Natural Gas | Range | E7 | RVT - Cost of Operation | 0 | 0 | 0 | 0 | 0 | 0 | 0 | 0 | 0 | 0 | 0 | 0 | 0 | 0 | 0 | 0 | 0 | 0 | 0 | 0 | 0 | 0 | 0 | 0 | 0 | 0 | 0 | 0 | 0 | 0 | 0 | 0 | 0 | 0 | 0 | 0 | 0 | 0 | 0 | 0 | 0 | 0
F2_Commercial_Office_New_Food Preparation_Natural Gas_Range_E8 | F2 | Commercial | Office | New | Food Preparation | Natural Gas | Range | E8 | RVT - Cost of Operation | 0 | 0 | 0 | 0 | 0 | 0 | 0 | 0 | 0 | 0 | 0 | 0 | 0 | 0 | 0 | 0 | 0 | 0 | 0 | 0 | 0 | 0 | 0 | 0 | 0 | 0 | 0 | 0 | 0 | 0 | 0 | 0 | 0 | 0 | 0 | 0 | 0 | 0 | 0 | 0 | 0 | 0
F2_Commercial_Office_New_Food Preparation_Natural Gas_Range_E9 | F2 | Commercial | Office | New | Food Preparation | Natural Gas | Range | E9 | RVT - Cost of Operation | 0 | 0 | 0 | 0 | 0 | 0 | 0 | 0 | 0 | 0 | 0 | 0 | 0 | 0 | 0 | 0 | 0 | 0 | 0 | 0 | 0 | 0 | 0 | 0 | 0 | 0 | 0 | 0 | 0 | 0 | 0 | 0 | 0 | 0 | 0 | 0 | 0 | 0 | 0 | 0 | 0 | 0
F2_Commercial_Office_New_Food Preparation_Natural Gas_Range_E10 | F2 | Commercial | Office | New | Food Preparation | Natural Gas | Range | E10 | RVT - Cost of Operation | 0 | 0 | 0 | 0 | 0 | 0 | 0 | 0 | 0 | 0 | 0 | 0 | 0 | 0 | 0 | 0 | 0 | 0 | 0 | 0 | 0 | 0 | 0 | 0 | 0 | 0 | 0 | 0 | 0 | 0 | 0 | 0 | 0 | 0 | 0 | 0 | 0 | 0 | 0 | 0 | 0 | 0
F3_Commercial_Office_New_Food Preparation_Natural Gas_Range_E1 | F3 | Commercial | Office | New | Food Preparation | Natural Gas | Range | E1 | System - kBTUs of Consumption | 0.13076 | 0.13076 | 0.13076 | 0.13076 | 0.13076 | 0.13076 | 0.13076 | 0.13076 | 0.13076 | 0.13076 | 0.13076 | 0.13076 | 0.13076 | 0.13076 | 0.13076 | 0.13076 | 0.13076 | 0.13076 | 0.13076 | 0.13076 | 0.13076 | 0.13076 | 0.13076 | 0.13076 | 0.13076 | 0.13076 | 0.13076 | 0.13076 | 0.13076 | 0.13076 | 0.13076 | 0.13076 | 0.13076 | 0 | 0 | 0 | 0 | 0 | 0 | 0 | 0 | 0
F3_Commercial_Office_New_Food Preparation_Natural Gas_Range_E2 | F3 | Commercial | Office | New | Food Preparation | Natural Gas | Range | E2 | System - kBTUs of Consumption | 0.13077 | 0.13077 | 0.13077 | 0.13077 | 0.13077 | 0.13077 | 0.13077 | 0.13077 | 0.13077 | 0.13077 | 0.13077 | 0.13077 | 0.13077 | 0.13077 | 0.13077 | 0.13077 | 0.13077 | 0.13077 | 0.13077 | 0.13077 | 0.13077 | 0.13077 | 0.13077 | 0.13077 | 0.13077 | 0.13077 | 0.13077 | 0.13077 | 0.13077 | 0.13077 | 0.13077 | 0.13077 | 0.13077 | 0 | 0 | 0 | 0 | 0 | 0 | 0 | 0 | 0
F3_Commercial_Office_New_Food Preparation_Natural Gas_Range_E3 | F3 | Commercial | Office | New | Food Preparation | Natural Gas | Range | E3 | System - kBTUs of Consumption | 0 | 0 | 0 | 0 | 0 | 0 | 0 | 0 | 0 | 0 | 0 | 0 | 0 | 0 | 0 | 0 | 0 | 0 | 0 | 0 | 0 | 0 | 0 | 0 | 0 | 0 | 0 | 0 | 0 | 0 | 0 | 0 | 0 | 0 | 0 | 0 | 0 | 0 | 0 | 0 | 0 | 0
F3_Commercial_Office_New_Food Preparation_Natural Gas_Range_E4 | F3 | Commercial | Office | New | Food Preparation | Natural Gas | Range | E4 | System - kBTUs of Consumption | 0 | 0 | 0 | 0 | 0 | 0 | 0 | 0 | 0 | 0 | 0 | 0 | 0 | 0 | 0 | 0 | 0 | 0 | 0 | 0 | 0 | 0 | 0 | 0 | 0 | 0 | 0 | 0 | 0 | 0 | 0 | 0 | 0 | 0 | 0 | 0 | 0 | 0 | 0 | 0 | 0 | 0
F3_Commercial_Office_New_Food Preparation_Natural Gas_Range_E5 | F3 | Commercial | Office | New | Food Preparation | Natural Gas | Range | E5 | System - kBTUs of Consumption | 0 | 0 | 0 | 0 | 0 | 0 | 0 | 0 | 0 | 0 | 0 | 0 | 0 | 0 | 0 | 0 | 0 | 0 | 0 | 0 | 0 | 0 | 0 | 0 | 0 | 0 | 0 | 0 | 0 | 0 | 0 | 0 | 0 | 0 | 0 | 0 | 0 | 0 | 0 | 0 | 0 | 0
F3_Commercial_Office_New_Food Preparation_Natural Gas_Range_E6 | F3 | Commercial | Office | New | Food Preparation | Natural Gas | Range | E6 | System - kBTUs of Consumption | 0 | 0 | 0 | 0 | 0 | 0 | 0 | 0 | 0 | 0 | 0 | 0 | 0 | 0 | 0 | 0 | 0 | 0 | 0 | 0 | 0 | 0 | 0 | 0 | 0 | 0 | 0 | 0 | 0 | 0 | 0 | 0 | 0 | 0 | 0 | 0 | 0 | 0 | 0 | 0 | 0 | 0
F3_Commercial_Office_New_Food Preparation_Natural Gas_Range_E7 | F3 | Commercial | Office | New | Food Preparation | Natural Gas | Range | E7 | System - kBTUs of Consumption | 0 | 0 | 0 | 0 | 0 | 0 | 0 | 0 | 0 | 0 | 0 | 0 | 0 | 0 | 0 | 0 | 0 | 0 | 0 | 0 | 0 | 0 | 0 | 0 | 0 | 0 | 0 | 0 | 0 | 0 | 0 | 0 | 0 | 0 | 0 | 0 | 0 | 0 | 0 | 0 | 0 | 0
F3_Commercial_Office_New_Food Preparation_Natural Gas_Range_E8 | F3 | Commercial | Office | New | Food Preparation | Natural Gas | Range | E8 | System - kBTUs of Consumption | 0 | 0 | 0 | 0 | 0 | 0 | 0 | 0 | 0 | 0 | 0 | 0 | 0 | 0 | 0 | 0 | 0 | 0 | 0 | 0 | 0 | 0 | 0 | 0 | 0 | 0 | 0 | 0 | 0 | 0 | 0 | 0 | 0 | 0 | 0 | 0 | 0 | 0 | 0 | 0 | 0 | 0
F3_Commercial_Office_New_Food Preparation_Natural Gas_Range_E9 | F3 | Commercial | Office | New | Food Preparation | Natural Gas | Range | E9 | System - kBTUs of Consumption | 0 | 0 | 0 | 0 | 0 | 0 | 0 | 0 | 0 | 0 | 0 | 0 | 0 | 0 | 0 | 0 | 0 | 0 | 0 | 0 | 0 | 0 | 0 | 0 | 0 | 0 | 0 | 0 | 0 | 0 | 0 | 0 | 0 | 0 | 0 | 0 | 0 | 0 | 0 | 0 | 0 | 0
F3_Commercial_Office_New_Food Preparation_Natural Gas_Range_E10 | F3 | Commercial | Office | New | Food Preparation | Natural Gas | Range | E10 | System - kBTUs of Consumption | 0 | 0 | 0 | 0 | 0 | 0 | 0 | 0 | 0 | 0 | 0 | 0 | 0 | 0 | 0 | 0 | 0 | 0 | 0 | 0 | 0 | 0 | 0 | 0 | 0 | 0 | 0 | 0 | 0 | 0 | 0 | 0 | 0 | 0 | 0 | 0 | 0 | 0 | 0 | 0 | 0 | 0
F4_Commercial_Office_New_Food Preparation_Natural Gas_Range_E1 | F4 | Commercial | Office | New | Food Preparation | Natural Gas | Range | E1 | Utility - Cost of Equipment | 0.26724 | 0.26912 | 0.27135 | 0.27395 | 0.277 | 0.28057 | 0.28343 | 0.28616 | 0.28884 | 0.29155 | 0.29403 | 0.29621 | 0.29839 | 0.30071 | 0.30338 | 0.30605 | 0.309 | 0.31222 | 0.31565 | 0.31919 | 0.32279 | 0.32617 | 0.32926 | 0.33208 | 0.33456 | 0.3367 | 0.33818 | 0.33928 | 0.34023 | 0.34105 | 0.34185 | 0.34221 | 0.34221 | 0 | 0 | 0 | 0 | 0 | 0 | 0 | 0 | 0
F4_Commercial_Office_New_Food Preparation_Natural Gas_Range_E2 | F4 | Commercial | Office | New | Food Preparation | Natural Gas | Range | E2 | Utility - Cost of Equipment | 0.20043 | 0.20184 | 0.20351 | 0.20546 | 0.20775 | 0.21043 | 0.21257 | 0.21462 | 0.21663 | 0.21866 | 0.22052 | 0.22216 | 0.22379 | 0.22553 | 0.22753 | 0.22954 | 0.23175 | 0.23416 | 0.23674 | 0.23939 | 0.24209 | 0.24463 | 0.24695 | 0.24906 | 0.25092 | 0.25252 | 0.25363 | 0.25446 | 0.25517 | 0.25578 | 0.25639 | 0.25666 | 0.25666 | 0 | 0 | 0 | 0 | 0 | 0 | 0 | 0 | 0
F4_Commercial_Office_New_Food Preparation_Natural Gas_Range_E3 | F4 | Commercial | Office | New | Food Preparation | Natural Gas | Range | E3 | Utility - Cost of Equipment | 0 | 0 | 0 | 0 | 0 | 0 | 0 | 0 | 0 | 0 | 0 | 0 | 0 | 0 | 0 | 0 | 0 | 0 | 0 | 0 | 0 | 0 | 0 | 0 | 0 | 0 | 0 | 0 | 0 | 0 | 0 | 0 | 0 | 0 | 0 | 0 | 0 | 0 | 0 | 0 | 0 | 0
F4_Commercial_Office_New_Food Preparation_Natural Gas_Range_E4 | F4 | Commercial | Office | New | Food Preparation | Natural Gas | Range | E4 | Utility - Cost of Equipment | 0 | 0 | 0 | 0 | 0 | 0 | 0 | 0 | 0 | 0 | 0 | 0 | 0 | 0 | 0 | 0 | 0 | 0 | 0 | 0 | 0 | 0 | 0 | 0 | 0 | 0 | 0 | 0 | 0 | 0 | 0 | 0 | 0 | 0 | 0 | 0 | 0 | 0 | 0 | 0 | 0 | 0
F4_Commercial_Office_New_Food Preparation_Natural Gas_Range_E5 | F4 | Commercial | Office | New | Food Preparation | Natural Gas | Range | E5 | Utility - Cost of Equipment | 0 | 0 | 0 | 0 | 0 | 0 | 0 | 0 | 0 | 0 | 0 | 0 | 0 | 0 | 0 | 0 | 0 | 0 | 0 | 0 | 0 | 0 | 0 | 0 | 0 | 0 | 0 | 0 | 0 | 0 | 0 | 0 | 0 | 0 | 0 | 0 | 0 | 0 | 0 | 0 | 0 | 0
F4_Commercial_Office_New_Food Preparation_Natural Gas_Range_E6 | F4 | Commercial | Office | New | Food Preparation | Natural Gas | Range | E6 | Utility - Cost of Equipment | 0 | 0 | 0 | 0 | 0 | 0 | 0 | 0 | 0 | 0 | 0 | 0 | 0 | 0 | 0 | 0 | 0 | 0 | 0 | 0 | 0 | 0 | 0 | 0 | 0 | 0 | 0 | 0 | 0 | 0 | 0 | 0 | 0 | 0 | 0 | 0 | 0 | 0 | 0 | 0 | 0 | 0
F4_Commercial_Office_New_Food Preparation_Natural Gas_Range_E7 | F4 | Commercial | Office | New | Food Preparation | Natural Gas | Range | E7 | Utility - Cost of Equipment | 0 | 0 | 0 | 0 | 0 | 0 | 0 | 0 | 0 | 0 | 0 | 0 | 0 | 0 | 0 | 0 | 0 | 0 | 0 | 0 | 0 | 0 | 0 | 0 | 0 | 0 | 0 | 0 | 0 | 0 | 0 | 0 | 0 | 0 | 0 | 0 | 0 | 0 | 0 | 0 | 0 | 0
F4_Commercial_Office_New_Food Preparation_Natural Gas_Range_E8 | F4 | Commercial | Office | New | Food Preparation | Natural Gas | Range | E8 | Utility - Cost of Equipment | 0 | 0 | 0 | 0 | 0 | 0 | 0 | 0 | 0 | 0 | 0 | 0 | 0 | 0 | 0 | 0 | 0 | 0 | 0 | 0 | 0 | 0 | 0 | 0 | 0 | 0 | 0 | 0 | 0 | 0 | 0 | 0 | 0 | 0 | 0 | 0 | 0 | 0 | 0 | 0 | 0 | 0
F4_Commercial_Office_New_Food Preparation_Natural Gas_Range_E9 | F4 | Commercial | Office | New | Food Preparation | Natural Gas | Range | E9 | Utility - Cost of Equipment | 0 | 0 | 0 | 0 | 0 | 0 | 0 | 0 | 0 | 0 | 0 | 0 | 0 | 0 | 0 | 0 | 0 | 0 | 0 | 0 | 0 | 0 | 0 | 0 | 0 | 0 | 0 | 0 | 0 | 0 | 0 | 0 | 0 | 0 | 0 | 0 | 0 | 0 | 0 | 0 | 0 | 0
F4_Commercial_Office_New_Food Preparation_Natural Gas_Range_E10 | F4 | Commercial | Office | New | Food Preparation | Natural Gas | Range | E10 | Utility - Cost of Equipment | 0 | 0 | 0 | 0 | 0 | 0 | 0 | 0 | 0 | 0 | 0 | 0 | 0 | 0 | 0 | 0 | 0 | 0 | 0 | 0 | 0 | 0 | 0 | 0 | 0 | 0 | 0 | 0 | 0 | 0 | 0 | 0 | 0 | 0 | 0 | 0 | 0 | 0 | 0 | 0 | 0 | 0
F5_Commercial_Office_New_Food Preparation_Natural Gas_Range_E1 | F5 | Commercial | Office | New | Food Preparation | Natural Gas | Range | E1 | Utility - Cost of Operation | 0.13076 | 0.13076 | 0.13076 | 0.13076 | 0.13076 | 0.13076 | 0.13076 | 0.13076 | 0.13076 | 0.13076 | 0.13076 | 0.13076 | 0.13076 | 0.13076 | 0.13076 | 0.13076 | 0.13076 | 0.13076 | 0.13076 | 0.13076 | 0.13076 | 0.13076 | 0.13076 | 0.13076 | 0.13076 | 0.13076 | 0.13076 | 0.13076 | 0.13076 | 0.13076 | 0.13076 | 0.13076 | 0.13076 | 0 | 0 | 0 | 0 | 0 | 0 | 0 | 0 | 0
F5_Commercial_Office_New_Food Preparation_Natural Gas_Range_E2 | F5 | Commercial | Office | New | Food Preparation | Natural Gas | Range | E2 | Utility - Cost of Operation | 0.13077 | 0.13077 | 0.13077 | 0.13077 | 0.13077 | 0.13077 | 0.13077 | 0.13077 | 0.13077 | 0.13077 | 0.13077 | 0.13077 | 0.13077 | 0.13077 | 0.13077 | 0.13077 | 0.13077 | 0.13077 | 0.13077 | 0.13077 | 0.13077 | 0.13077 | 0.13077 | 0.13077 | 0.13077 | 0.13077 | 0.13077 | 0.13077 | 0.13077 | 0.13077 | 0.13077 | 0.13077 | 0.13077 | 0 | 0 | 0 | 0 | 0 | 0 | 0 | 0 | 0
F5_Commercial_Office_New_Food Preparation_Natural Gas_Range_E3 | F5 | Commercial | Office | New | Food Preparation | Natural Gas | Range | E3 | Utility - Cost of Operation | 0 | 0 | 0 | 0 | 0 | 0 | 0 | 0 | 0 | 0 | 0 | 0 | 0 | 0 | 0 | 0 | 0 | 0 | 0 | 0 | 0 | 0 | 0 | 0 | 0 | 0 | 0 | 0 | 0 | 0 | 0 | 0 | 0 | 0 | 0 | 0 | 0 | 0 | 0 | 0 | 0 | 0
F5_Commercial_Office_New_Food Preparation_Natural Gas_Range_E4 | F5 | Commercial | Office | New | Food Preparation | Natural Gas | Range | E4 | Utility - Cost of Operation | 0 | 0 | 0 | 0 | 0 | 0 | 0 | 0 | 0 | 0 | 0 | 0 | 0 | 0 | 0 | 0 | 0 | 0 | 0 | 0 | 0 | 0 | 0 | 0 | 0 | 0 | 0 | 0 | 0 | 0 | 0 | 0 | 0 | 0 | 0 | 0 | 0 | 0 | 0 | 0 | 0 | 0
F5_Commercial_Office_New_Food Preparation_Natural Gas_Range_E5 | F5 | Commercial | Office | New | Food Preparation | Natural Gas | Range | E5 | Utility - Cost of Operation | 0 | 0 | 0 | 0 | 0 | 0 | 0 | 0 | 0 | 0 | 0 | 0 | 0 | 0 | 0 | 0 | 0 | 0 | 0 | 0 | 0 | 0 | 0 | 0 | 0 | 0 | 0 | 0 | 0 | 0 | 0 | 0 | 0 | 0 | 0 | 0 | 0 | 0 | 0 | 0 | 0 | 0
F5_Commercial_Office_New_Food Preparation_Natural Gas_Range_E6 | F5 | Commercial | Office | New | Food Preparation | Natural Gas | Range | E6 | Utility - Cost of Operation | 0 | 0 | 0 | 0 | 0 | 0 | 0 | 0 | 0 | 0 | 0 | 0 | 0 | 0 | 0 | 0 | 0 | 0 | 0 | 0 | 0 | 0 | 0 | 0 | 0 | 0 | 0 | 0 | 0 | 0 | 0 | 0 | 0 | 0 | 0 | 0 | 0 | 0 | 0 | 0 | 0 | 0
F5_Commercial_Office_New_Food Preparation_Natural Gas_Range_E7 | F5 | Commercial | Office | New | Food Preparation | Natural Gas | Range | E7 | Utility - Cost of Operation | 0 | 0 | 0 | 0 | 0 | 0 | 0 | 0 | 0 | 0 | 0 | 0 | 0 | 0 | 0 | 0 | 0 | 0 | 0 | 0 | 0 | 0 | 0 | 0 | 0 | 0 | 0 | 0 | 0 | 0 | 0 | 0 | 0 | 0 | 0 | 0 | 0 | 0 | 0 | 0 | 0 | 0
F5_Commercial_Office_New_Food Preparation_Natural Gas_Range_E8 | F5 | Commercial | Office | New | Food Preparation | Natural Gas | Range | E8 | Utility - Cost of Operation | 0 | 0 | 0 | 0 | 0 | 0 | 0 | 0 | 0 | 0 | 0 | 0 | 0 | 0 | 0 | 0 | 0 | 0 | 0 | 0 | 0 | 0 | 0 | 0 | 0 | 0 | 0 | 0 | 0 | 0 | 0 | 0 | 0 | 0 | 0 | 0 | 0 | 0 | 0 | 0 | 0 | 0
F5_Commercial_Office_New_Food Preparation_Natural Gas_Range_E9 | F5 | Commercial | Office | New | Food Preparation | Natural Gas | Range | E9 | Utility - Cost of Operation | 0 | 0 | 0 | 0 | 0 | 0 | 0 | 0 | 0 | 0 | 0 | 0 | 0 | 0 | 0 | 0 | 0 | 0 | 0 | 0 | 0 | 0 | 0 | 0 | 0 | 0 | 0 | 0 | 0 | 0 | 0 | 0 | 0 | 0 | 0 | 0 | 0 | 0 | 0 | 0 | 0 | 0
F5_Commercial_Office_New_Food Preparation_Natural Gas_Range_E10 | F5 | Commercial | Office | New | Food Preparation | Natural Gas | Range | E10 | Utility - Cost of Operation | 0 | 0 | 0 | 0 | 0 | 0 | 0 | 0 | 0 | 0 | 0 | 0 | 0 | 0 | 0 | 0 | 0 | 0 | 0 | 0 | 0 | 0 | 0 | 0 | 0 | 0 | 0 | 0 | 0 | 0 | 0 | 0 | 0 | 0 | 0 | 0 | 0 | 0 | 0 | 0 | 0 | 0
F6_Commercial_Office_New_Food Preparation_Natural Gas_Range_E1 | F6 | Commercial | Office | New | Food Preparation | Natural Gas | Range | E1 | Utility - Value of Sales | 0.15977 | 0.15977 | 0.15977 | 0.15977 | 0.15977 | 0.15977 | 0.15977 | 0.15977 | 0.15977 | 0.15977 | 0.15977 | 0.15977 | 0.15977 | 0.15977 | 0.15977 | 0.15977 | 0.15977 | 0.15977 | 0.15977 | 0.15977 | 0.15977 | 0.15977 | 0.15977 | 0.15977 | 0.15977 | 0.15977 | 0.15977 | 0.15977 | 0.15977 | 0.15977 | 0.15977 | 0.15977 | 0.15977 | 0 | 0 | 0 | 0 | 0 | 0 | 0 | 0 | 0
F6_Commercial_Office_New_Food Preparation_Natural Gas_Range_E2 | F6 | Commercial | Office | New | Food Preparation | Natural Gas | Range | E2 | Utility - Value of Sales | 0.11983 | 0.11983 | 0.11983 | 0.11983 | 0.11983 | 0.11983 | 0.11983 | 0.11983 | 0.11983 | 0.11983 | 0.11983 | 0.11983 | 0.11983 | 0.11983 | 0.11983 | 0.11983 | 0.11983 | 0.11983 | 0.11983 | 0.11983 | 0.11983 | 0.11983 | 0.11983 | 0.11983 | 0.11983 | 0.11983 | 0.11983 | 0.11983 | 0.11983 | 0.11983 | 0.11983 | 0.11983 | 0.11983 | 0 | 0 | 0 | 0 | 0 | 0 | 0 | 0 | 0
F6_Commercial_Office_New_Food Preparation_Natural Gas_Range_E3 | F6 | Commercial | Office | New | Food Preparation | Natural Gas | Range | E3 | Utility - Value of Sales | 0 | 0 | 0 | 0 | 0 | 0 | 0 | 0 | 0 | 0 | 0 | 0 | 0 | 0 | 0 | 0 | 0 | 0 | 0 | 0 | 0 | 0 | 0 | 0 | 0 | 0 | 0 | 0 | 0 | 0 | 0 | 0 | 0 | 0 | 0 | 0 | 0 | 0 | 0 | 0 | 0 | 0
F6_Commercial_Office_New_Food Preparation_Natural Gas_Range_E4 | F6 | Commercial | Office | New | Food Preparation | Natural Gas | Range | E4 | Utility - Value of Sales | 0 | 0 | 0 | 0 | 0 | 0 | 0 | 0 | 0 | 0 | 0 | 0 | 0 | 0 | 0 | 0 | 0 | 0 | 0 | 0 | 0 | 0 | 0 | 0 | 0 | 0 | 0 | 0 | 0 | 0 | 0 | 0 | 0 | 0 | 0 | 0 | 0 | 0 | 0 | 0 | 0 | 0
F6_Commercial_Office_New_Food Preparation_Natural Gas_Range_E5 | F6 | Commercial | Office | New | Food Preparation | Natural Gas | Range | E5 | Utility - Value of Sales | 0 | 0 | 0 | 0 | 0 | 0 | 0 | 0 | 0 | 0 | 0 | 0 | 0 | 0 | 0 | 0 | 0 | 0 | 0 | 0 | 0 | 0 | 0 | 0 | 0 | 0 | 0 | 0 | 0 | 0 | 0 | 0 | 0 | 0 | 0 | 0 | 0 | 0 | 0 | 0 | 0 | 0
F6_Commercial_Office_New_Food Preparation_Natural Gas_Range_E6 | F6 | Commercial | Office | New | Food Preparation | Natural Gas | Range | E6 | Utility - Value of Sales | 0 | 0 | 0 | 0 | 0 | 0 | 0 | 0 | 0 | 0 | 0 | 0 | 0 | 0 | 0 | 0 | 0 | 0 | 0 | 0 | 0 | 0 | 0 | 0 | 0 | 0 | 0 | 0 | 0 | 0 | 0 | 0 | 0 | 0 | 0 | 0 | 0 | 0 | 0 | 0 | 0 | 0
F6_Commercial_Office_New_Food Preparation_Natural Gas_Range_E7 | F6 | Commercial | Office | New | Food Preparation | Natural Gas | Range | E7 | Utility - Value of Sales | 0 | 0 | 0 | 0 | 0 | 0 | 0 | 0 | 0 | 0 | 0 | 0 | 0 | 0 | 0 | 0 | 0 | 0 | 0 | 0 | 0 | 0 | 0 | 0 | 0 | 0 | 0 | 0 | 0 | 0 | 0 | 0 | 0 | 0 | 0 | 0 | 0 | 0 | 0 | 0 | 0 | 0
F6_Commercial_Office_New_Food Preparation_Natural Gas_Range_E8 | F6 | Commercial | Office | New | Food Preparation | Natural Gas | Range | E8 | Utility - Value of Sales | 0 | 0 | 0 | 0 | 0 | 0 | 0 | 0 | 0 | 0 | 0 | 0 | 0 | 0 | 0 | 0 | 0 | 0 | 0 | 0 | 0 | 0 | 0 | 0 | 0 | 0 | 0 | 0 | 0 | 0 | 0 | 0 | 0 | 0 | 0 | 0 | 0 | 0 | 0 | 0 | 0 | 0
F6_Commercial_Office_New_Food Preparation_Natural Gas_Range_E9 | F6 | Commercial | Office | New | Food Preparation | Natural Gas | Range | E9 | Utility - Value of Sales | 0 | 0 | 0 | 0 | 0 | 0 | 0 | 0 | 0 | 0 | 0 | 0 | 0 | 0 | 0 | 0 | 0 | 0 | 0 | 0 | 0 | 0 | 0 | 0 | 0 | 0 | 0 | 0 | 0 | 0 | 0 | 0 | 0 | 0 | 0 | 0 | 0 | 0 | 0 | 0 | 0 | 0
F6_Commercial_Office_New_Food Preparation_Natural Gas_Range_E10 | F6 | Commercial | Office | New | Food Preparation | Natural Gas | Range | E10 | Utility - Value of Sales | 0 | 0 | 0 | 0 | 0 | 0 | 0 | 0 | 0 | 0 | 0 | 0 | 0 | 0 | 0 | 0 | 0 | 0 | 0 | 0 | 0 | 0 | 0 | 0 | 0 | 0 | 0 | 0 | 0 | 0 | 0 | 0 | 0 | 0 | 0 | 0 | 0 | 0 | 0 | 0 | 0 | 0
F1_Commercial_Office_New_Food Preparation_Natural Gas_Steamer_E1 | F1 | Commercial | Office | New | Food Preparation | Natural Gas | Steamer | E1 | RVT - Cost of Equipment | 0.44464 | 0.44788 | 0.45156 | 0 | 0 | 0 | 0 | 0 | 0 | 0 | 0 | 0 | 0 | 0 | 0 | 0 | 0 | 0 | 0 | 0 | 0 | 0 | 0 | 0 | 0 | 0 | 0 | 0 | 0 | 0 | 0 | 0 | 0 | 0 | 0 | 0 | 0 | 0 | 0 | 0 | 0 | 0
F1_Commercial_Office_New_Food Preparation_Natural Gas_Steamer_E2 | F1 | Commercial | Office | New | Food Preparation | Natural Gas | Steamer | E2 | RVT - Cost of Equipment | 0.19289 | 0.1943 | 0.1959 | 0.19768 | 0.19974 | 0.20213 | 0.2041 | 0.20602 | 0.20796 | 0.20997 | 0.21187 | 0.2136 | 0.21533 | 0.21713 | 0.21911 | 0.22103 | 0.22309 | 0.2253 | 0.22761 | 0.22997 | 0.23233 | 0.23452 | 0.23649 | 0.23827 | 0.23982 | 0.24116 | 0.24208 | 0.24277 | 0.24337 | 0.24388 | 0.24439 | 0.24461 | 0.24461 | 0 | 0 | 0 | 0 | 0 | 0 | 0 | 0 | 0
F1_Commercial_Office_New_Food Preparation_Natural Gas_Steamer_E3 | F1 | Commercial | Office | New | Food Preparation | Natural Gas | Steamer | E3 | RVT - Cost of Equipment | 0 | 0 | 0 | 0 | 0 | 0 | 0 | 0 | 0 | 0 | 0 | 0 | 0 | 0 | 0 | 0 | 0 | 0 | 0 | 0 | 0 | 0 | 0 | 0 | 0 | 0 | 0 | 0 | 0 | 0 | 0 | 0 | 0 | 0 | 0 | 0 | 0 | 0 | 0 | 0 | 0 | 0
F1_Commercial_Office_New_Food Preparation_Natural Gas_Steamer_E4 | F1 | Commercial | Office | New | Food Preparation | Natural Gas | Steamer | E4 | RVT - Cost of Equipment | 0 | 0 | 0 | 0 | 0 | 0 | 0 | 0 | 0 | 0 | 0 | 0 | 0 | 0 | 0 | 0 | 0 | 0 | 0 | 0 | 0 | 0 | 0 | 0 | 0 | 0 | 0 | 0 | 0 | 0 | 0 | 0 | 0 | 0 | 0 | 0 | 0 | 0 | 0 | 0 | 0 | 0
F1_Commercial_Office_New_Food Preparation_Natural Gas_Steamer_E5 | F1 | Commercial | Office | New | Food Preparation | Natural Gas | Steamer | E5 | RVT - Cost of Equipment | 0 | 0 | 0 | 0 | 0 | 0 | 0 | 0 | 0 | 0 | 0 | 0 | 0 | 0 | 0 | 0 | 0 | 0 | 0 | 0 | 0 | 0 | 0 | 0 | 0 | 0 | 0 | 0 | 0 | 0 | 0 | 0 | 0 | 0 | 0 | 0 | 0 | 0 | 0 | 0 | 0 | 0
F1_Commercial_Office_New_Food Preparation_Natural Gas_Steamer_E6 | F1 | Commercial | Office | New | Food Preparation | Natural Gas | Steamer | E6 | RVT - Cost of Equipment | 0 | 0 | 0 | 0 | 0 | 0 | 0 | 0 | 0 | 0 | 0 | 0 | 0 | 0 | 0 | 0 | 0 | 0 | 0 | 0 | 0 | 0 | 0 | 0 | 0 | 0 | 0 | 0 | 0 | 0 | 0 | 0 | 0 | 0 | 0 | 0 | 0 | 0 | 0 | 0 | 0 | 0
F1_Commercial_Office_New_Food Preparation_Natural Gas_Steamer_E7 | F1 | Commercial | Office | New | Food Preparation | Natural Gas | Steamer | E7 | RVT - Cost of Equipment | 0 | 0 | 0 | 0 | 0 | 0 | 0 | 0 | 0 | 0 | 0 | 0 | 0 | 0 | 0 | 0 | 0 | 0 | 0 | 0 | 0 | 0 | 0 | 0 | 0 | 0 | 0 | 0 | 0 | 0 | 0 | 0 | 0 | 0 | 0 | 0 | 0 | 0 | 0 | 0 | 0 | 0
F1_Commercial_Office_New_Food Preparation_Natural Gas_Steamer_E8 | F1 | Commercial | Office | New | Food Preparation | Natural Gas | Steamer | E8 | RVT - Cost of Equipment | 0 | 0 | 0 | 0 | 0 | 0 | 0 | 0 | 0 | 0 | 0 | 0 | 0 | 0 | 0 | 0 | 0 | 0 | 0 | 0 | 0 | 0 | 0 | 0 | 0 | 0 | 0 | 0 | 0 | 0 | 0 | 0 | 0 | 0 | 0 | 0 | 0 | 0 | 0 | 0 | 0 | 0
F1_Commercial_Office_New_Food Preparation_Natural Gas_Steamer_E9 | F1 | Commercial | Office | New | Food Preparation | Natural Gas | Steamer | E9 | RVT - Cost of Equipment | 0 | 0 | 0 | 0 | 0 | 0 | 0 | 0 | 0 | 0 | 0 | 0 | 0 | 0 | 0 | 0 | 0 | 0 | 0 | 0 | 0 | 0 | 0 | 0 | 0 | 0 | 0 | 0 | 0 | 0 | 0 | 0 | 0 | 0 | 0 | 0 | 0 | 0 | 0 | 0 | 0 | 0
F1_Commercial_Office_New_Food Preparation_Natural Gas_Steamer_E10 | F1 | Commercial | Office | New | Food Preparation | Natural Gas | Steamer | E10 | RVT - Cost of Equipment | 0 | 0 | 0 | 0 | 0 | 0 | 0 | 0 | 0 | 0 | 0 | 0 | 0 | 0 | 0 | 0 | 0 | 0 | 0 | 0 | 0 | 0 | 0 | 0 | 0 | 0 | 0 | 0 | 0 | 0 | 0 | 0 | 0 | 0 | 0 | 0 | 0 | 0 | 0 | 0 | 0 | 0
F2_Commercial_Office_New_Food Preparation_Natural Gas_Steamer_E1 | F2 | Commercial | Office | New | Food Preparation | Natural Gas | Steamer | E1 | RVT - Cost of Operation | 0.53271 | 0.53658 | 0.541 | 0 | 0 | 0 | 0 | 0 | 0 | 0 | 0 | 0 | 0 | 0 | 0 | 0 | 0 | 0 | 0 | 0 | 0 | 0 | 0 | 0 | 0 | 0 | 0 | 0 | 0 | 0 | 0 | 0 | 0 | 0 | 0 | 0 | 0 | 0 | 0 | 0 | 0 | 0
F2_Commercial_Office_New_Food Preparation_Natural Gas_Steamer_E2 | F2 | Commercial | Office | New | Food Preparation | Natural Gas | Steamer | E2 | RVT - Cost of Operation | 0.2311 | 0.23278 | 0.2347 | 0.23684 | 0.2393 | 0.24216 | 0.24452 | 0.24682 | 0.24915 | 0.25156 | 0.25384 | 0.25591 | 0.25798 | 0.26014 | 0.26251 | 0.26481 | 0.26728 | 0.26992 | 0.2727 | 0.27552 | 0.27835 | 0.28097 | 0.28334 | 0.28547 | 0.28733 | 0.28892 | 0.29003 | 0.29086 | 0.29157 | 0.29218 | 0.29279 | 0.29306 | 0.29306 | 0 | 0 | 0 | 0 | 0 | 0 | 0 | 0 | 0
F2_Commercial_Office_New_Food Preparation_Natural Gas_Steamer_E3 | F2 | Commercial | Office | New | Food Preparation | Natural Gas | Steamer | E3 | RVT - Cost of Operation | 0 | 0 | 0 | 0 | 0 | 0 | 0 | 0 | 0 | 0 | 0 | 0 | 0 | 0 | 0 | 0 | 0 | 0 | 0 | 0 | 0 | 0 | 0 | 0 | 0 | 0 | 0 | 0 | 0 | 0 | 0 | 0 | 0 | 0 | 0 | 0 | 0 | 0 | 0 | 0 | 0 | 0
F2_Commercial_Office_New_Food Preparation_Natural Gas_Steamer_E4 | F2 | Commercial | Office | New | Food Preparation | Natural Gas | Steamer | E4 | RVT - Cost of Operation | 0 | 0 | 0 | 0 | 0 | 0 | 0 | 0 | 0 | 0 | 0 | 0 | 0 | 0 | 0 | 0 | 0 | 0 | 0 | 0 | 0 | 0 | 0 | 0 | 0 | 0 | 0 | 0 | 0 | 0 | 0 | 0 | 0 | 0 | 0 | 0 | 0 | 0 | 0 | 0 | 0 | 0
F2_Commercial_Office_New_Food Preparation_Natural Gas_Steamer_E5 | F2 | Commercial | Office | New | Food Preparation | Natural Gas | Steamer | E5 | RVT - Cost of Operation | 0 | 0 | 0 | 0 | 0 | 0 | 0 | 0 | 0 | 0 | 0 | 0 | 0 | 0 | 0 | 0 | 0 | 0 | 0 | 0 | 0 | 0 | 0 | 0 | 0 | 0 | 0 | 0 | 0 | 0 | 0 | 0 | 0 | 0 | 0 | 0 | 0 | 0 | 0 | 0 | 0 | 0
F2_Commercial_Office_New_Food Preparation_Natural Gas_Steamer_E6 | F2 | Commercial | Office | New | Food Preparation | Natural Gas | Steamer | E6 | RVT - Cost of Operation | 0 | 0 | 0 | 0 | 0 | 0 | 0 | 0 | 0 | 0 | 0 | 0 | 0 | 0 | 0 | 0 | 0 | 0 | 0 | 0 | 0 | 0 | 0 | 0 | 0 | 0 | 0 | 0 | 0 | 0 | 0 | 0 | 0 | 0 | 0 | 0 | 0 | 0 | 0 | 0 | 0 | 0
F2_Commercial_Office_New_Food Preparation_Natural Gas_Steamer_E7 | F2 | Commercial | Office | New | Food Preparation | Natural Gas | Steamer | E7 | RVT - Cost of Operation | 0 | 0 | 0 | 0 | 0 | 0 | 0 | 0 | 0 | 0 | 0 | 0 | 0 | 0 | 0 | 0 | 0 | 0 | 0 | 0 | 0 | 0 | 0 | 0 | 0 | 0 | 0 | 0 | 0 | 0 | 0 | 0 | 0 | 0 | 0 | 0 | 0 | 0 | 0 | 0 | 0 | 0
F2_Commercial_Office_New_Food Preparation_Natural Gas_Steamer_E8 | F2 | Commercial | Office | New | Food Preparation | Natural Gas | Steamer | E8 | RVT - Cost of Operation | 0 | 0 | 0 | 0 | 0 | 0 | 0 | 0 | 0 | 0 | 0 | 0 | 0 | 0 | 0 | 0 | 0 | 0 | 0 | 0 | 0 | 0 | 0 | 0 | 0 | 0 | 0 | 0 | 0 | 0 | 0 | 0 | 0 | 0 | 0 | 0 | 0 | 0 | 0 | 0 | 0 | 0
F2_Commercial_Office_New_Food Preparation_Natural Gas_Steamer_E9 | F2 | Commercial | Office | New | Food Preparation | Natural Gas | Steamer | E9 | RVT - Cost of Operation | 0 | 0 | 0 | 0 | 0 | 0 | 0 | 0 | 0 | 0 | 0 | 0 | 0 | 0 | 0 | 0 | 0 | 0 | 0 | 0 | 0 | 0 | 0 | 0 | 0 | 0 | 0 | 0 | 0 | 0 | 0 | 0 | 0 | 0 | 0 | 0 | 0 | 0 | 0 | 0 | 0 | 0
F2_Commercial_Office_New_Food Preparation_Natural Gas_Steamer_E10 | F2 | Commercial | Office | New | Food Preparation | Natural Gas | Steamer | E10 | RVT - Cost of Operation | 0 | 0 | 0 | 0 | 0 | 0 | 0 | 0 | 0 | 0 | 0 | 0 | 0 | 0 | 0 | 0 | 0 | 0 | 0 | 0 | 0 | 0 | 0 | 0 | 0 | 0 | 0 | 0 | 0 | 0 | 0 | 0 | 0 | 0 | 0 | 0 | 0 | 0 | 0 | 0 | 0 | 0
F3_Commercial_Office_New_Food Preparation_Natural Gas_Steamer_E1 | F3 | Commercial | Office | New | Food Preparation | Natural Gas | Steamer | E1 | System - kBTUs of Consumption | 0.33699 | 0.33699 | 0.33699 | 0 | 0 | 0 | 0 | 0 | 0 | 0 | 0 | 0 | 0 | 0 | 0 | 0 | 0 | 0 | 0 | 0 | 0 | 0 | 0 | 0 | 0 | 0 | 0 | 0 | 0 | 0 | 0 | 0 | 0 | 0 | 0 | 0 | 0 | 0 | 0 | 0 | 0 | 0
F3_Commercial_Office_New_Food Preparation_Natural Gas_Steamer_E2 | F3 | Commercial | Office | New | Food Preparation | Natural Gas | Steamer | E2 | System - kBTUs of Consumption | 0.39479 | 0.39479 | 0.39479 | 0.39479 | 0.39479 | 0.39479 | 0.39479 | 0.39479 | 0.39479 | 0.39479 | 0.39479 | 0.39479 | 0.39479 | 0.39479 | 0.39479 | 0.39479 | 0.39479 | 0.39479 | 0.39479 | 0.39479 | 0.39479 | 0.39479 | 0.39479 | 0.39479 | 0.39479 | 0.39479 | 0.39479 | 0.39479 | 0.39479 | 0.39479 | 0.39479 | 0.39479 | 0.39479 | 0 | 0 | 0 | 0 | 0 | 0 | 0 | 0 | 0
F3_Commercial_Office_New_Food Preparation_Natural Gas_Steamer_E3 | F3 | Commercial | Office | New | Food Preparation | Natural Gas | Steamer | E3 | System - kBTUs of Consumption | 0 | 0 | 0 | 0 | 0 | 0 | 0 | 0 | 0 | 0 | 0 | 0 | 0 | 0 | 0 | 0 | 0 | 0 | 0 | 0 | 0 | 0 | 0 | 0 | 0 | 0 | 0 | 0 | 0 | 0 | 0 | 0 | 0 | 0 | 0 | 0 | 0 | 0 | 0 | 0 | 0 | 0
F3_Commercial_Office_New_Food Preparation_Natural Gas_Steamer_E4 | F3 | Commercial | Office | New | Food Preparation | Natural Gas | Steamer | E4 | System - kBTUs of Consumption | 0 | 0 | 0 | 0 | 0 | 0 | 0 | 0 | 0 | 0 | 0 | 0 | 0 | 0 | 0 | 0 | 0 | 0 | 0 | 0 | 0 | 0 | 0 | 0 | 0 | 0 | 0 | 0 | 0 | 0 | 0 | 0 | 0 | 0 | 0 | 0 | 0 | 0 | 0 | 0 | 0 | 0
F3_Commercial_Office_New_Food Preparation_Natural Gas_Steamer_E5 | F3 | Commercial | Office | New | Food Preparation | Natural Gas | Steamer | E5 | System - kBTUs of Consumption | 0 | 0 | 0 | 0 | 0 | 0 | 0 | 0 | 0 | 0 | 0 | 0 | 0 | 0 | 0 | 0 | 0 | 0 | 0 | 0 | 0 | 0 | 0 | 0 | 0 | 0 | 0 | 0 | 0 | 0 | 0 | 0 | 0 | 0 | 0 | 0 | 0 | 0 | 0 | 0 | 0 | 0
F3_Commercial_Office_New_Food Preparation_Natural Gas_Steamer_E6 | F3 | Commercial | Office | New | Food Preparation | Natural Gas | Steamer | E6 | System - kBTUs of Consumption | 0 | 0 | 0 | 0 | 0 | 0 | 0 | 0 | 0 | 0 | 0 | 0 | 0 | 0 | 0 | 0 | 0 | 0 | 0 | 0 | 0 | 0 | 0 | 0 | 0 | 0 | 0 | 0 | 0 | 0 | 0 | 0 | 0 | 0 | 0 | 0 | 0 | 0 | 0 | 0 | 0 | 0
F3_Commercial_Office_New_Food Preparation_Natural Gas_Steamer_E7 | F3 | Commercial | Office | New | Food Preparation | Natural Gas | Steamer | E7 | System - kBTUs of Consumption | 0 | 0 | 0 | 0 | 0 | 0 | 0 | 0 | 0 | 0 | 0 | 0 | 0 | 0 | 0 | 0 | 0 | 0 | 0 | 0 | 0 | 0 | 0 | 0 | 0 | 0 | 0 | 0 | 0 | 0 | 0 | 0 | 0 | 0 | 0 | 0 | 0 | 0 | 0 | 0 | 0 | 0
F3_Commercial_Office_New_Food Preparation_Natural Gas_Steamer_E8 | F3 | Commercial | Office | New | Food Preparation | Natural Gas | Steamer | E8 | System - kBTUs of Consumption | 0 | 0 | 0 | 0 | 0 | 0 | 0 | 0 | 0 | 0 | 0 | 0 | 0 | 0 | 0 | 0 | 0 | 0 | 0 | 0 | 0 | 0 | 0 | 0 | 0 | 0 | 0 | 0 | 0 | 0 | 0 | 0 | 0 | 0 | 0 | 0 | 0 | 0 | 0 | 0 | 0 | 0
F3_Commercial_Office_New_Food Preparation_Natural Gas_Steamer_E9 | F3 | Commercial | Office | New | Food Preparation | Natural Gas | Steamer | E9 | System - kBTUs of Consumption | 0 | 0 | 0 | 0 | 0 | 0 | 0 | 0 | 0 | 0 | 0 | 0 | 0 | 0 | 0 | 0 | 0 | 0 | 0 | 0 | 0 | 0 | 0 | 0 | 0 | 0 | 0 | 0 | 0 | 0 | 0 | 0 | 0 | 0 | 0 | 0 | 0 | 0 | 0 | 0 | 0 | 0
F3_Commercial_Office_New_Food Preparation_Natural Gas_Steamer_E10 | F3 | Commercial | Office | New | Food Preparation | Natural Gas | Steamer | E10 | System - kBTUs of Consumption | 0 | 0 | 0 | 0 | 0 | 0 | 0 | 0 | 0 | 0 | 0 | 0 | 0 | 0 | 0 | 0 | 0 | 0 | 0 | 0 | 0 | 0 | 0 | 0 | 0 | 0 | 0 | 0 | 0 | 0 | 0 | 0 | 0 | 0 | 0 | 0 | 0 | 0 | 0 | 0 | 0 | 0
F4_Commercial_Office_New_Food Preparation_Natural Gas_Steamer_E1 | F4 | Commercial | Office | New | Food Preparation | Natural Gas | Steamer | E1 | Utility - Cost of Equipment | 0.53271 | 0.53658 | 0.541 | 0 | 0 | 0 | 0 | 0 | 0 | 0 | 0 | 0 | 0 | 0 | 0 | 0 | 0 | 0 | 0 | 0 | 0 | 0 | 0 | 0 | 0 | 0 | 0 | 0 | 0 | 0 | 0 | 0 | 0 | 0 | 0 | 0 | 0 | 0 | 0 | 0 | 0 | 0
F4_Commercial_Office_New_Food Preparation_Natural Gas_Steamer_E2 | F4 | Commercial | Office | New | Food Preparation | Natural Gas | Steamer | E2 | Utility - Cost of Equipment | 0.2311 | 0.23278 | 0.2347 | 0.23684 | 0.2393 | 0.24216 | 0.24452 | 0.24682 | 0.24915 | 0.25156 | 0.25384 | 0.25591 | 0.25798 | 0.26014 | 0.26251 | 0.26481 | 0.26728 | 0.26992 | 0.2727 | 0.27552 | 0.27835 | 0.28097 | 0.28334 | 0.28547 | 0.28733 | 0.28892 | 0.29003 | 0.29086 | 0.29157 | 0.29218 | 0.29279 | 0.29306 | 0.29306 | 0 | 0 | 0 | 0 | 0 | 0 | 0 | 0 | 0
F4_Commercial_Office_New_Food Preparation_Natural Gas_Steamer_E3 | F4 | Commercial | Office | New | Food Preparation | Natural Gas | Steamer | E3 | Utility - Cost of Equipment | 0 | 0 | 0 | 0 | 0 | 0 | 0 | 0 | 0 | 0 | 0 | 0 | 0 | 0 | 0 | 0 | 0 | 0 | 0 | 0 | 0 | 0 | 0 | 0 | 0 | 0 | 0 | 0 | 0 | 0 | 0 | 0 | 0 | 0 | 0 | 0 | 0 | 0 | 0 | 0 | 0 | 0
F4_Commercial_Office_New_Food Preparation_Natural Gas_Steamer_E4 | F4 | Commercial | Office | New | Food Preparation | Natural Gas | Steamer | E4 | Utility - Cost of Equipment | 0 | 0 | 0 | 0 | 0 | 0 | 0 | 0 | 0 | 0 | 0 | 0 | 0 | 0 | 0 | 0 | 0 | 0 | 0 | 0 | 0 | 0 | 0 | 0 | 0 | 0 | 0 | 0 | 0 | 0 | 0 | 0 | 0 | 0 | 0 | 0 | 0 | 0 | 0 | 0 | 0 | 0
F4_Commercial_Office_New_Food Preparation_Natural Gas_Steamer_E5 | F4 | Commercial | Office | New | Food Preparation | Natural Gas | Steamer | E5 | Utility - Cost of Equipment | 0 | 0 | 0 | 0 | 0 | 0 | 0 | 0 | 0 | 0 | 0 | 0 | 0 | 0 | 0 | 0 | 0 | 0 | 0 | 0 | 0 | 0 | 0 | 0 | 0 | 0 | 0 | 0 | 0 | 0 | 0 | 0 | 0 | 0 | 0 | 0 | 0 | 0 | 0 | 0 | 0 | 0
F4_Commercial_Office_New_Food Preparation_Natural Gas_Steamer_E6 | F4 | Commercial | Office | New | Food Preparation | Natural Gas | Steamer | E6 | Utility - Cost of Equipment | 0 | 0 | 0 | 0 | 0 | 0 | 0 | 0 | 0 | 0 | 0 | 0 | 0 | 0 | 0 | 0 | 0 | 0 | 0 | 0 | 0 | 0 | 0 | 0 | 0 | 0 | 0 | 0 | 0 | 0 | 0 | 0 | 0 | 0 | 0 | 0 | 0 | 0 | 0 | 0 | 0 | 0
F4_Commercial_Office_New_Food Preparation_Natural Gas_Steamer_E7 | F4 | Commercial | Office | New | Food Preparation | Natural Gas | Steamer | E7 | Utility - Cost of Equipment | 0 | 0 | 0 | 0 | 0 | 0 | 0 | 0 | 0 | 0 | 0 | 0 | 0 | 0 | 0 | 0 | 0 | 0 | 0 | 0 | 0 | 0 | 0 | 0 | 0 | 0 | 0 | 0 | 0 | 0 | 0 | 0 | 0 | 0 | 0 | 0 | 0 | 0 | 0 | 0 | 0 | 0
F4_Commercial_Office_New_Food Preparation_Natural Gas_Steamer_E8 | F4 | Commercial | Office | New | Food Preparation | Natural Gas | Steamer | E8 | Utility - Cost of Equipment | 0 | 0 | 0 | 0 | 0 | 0 | 0 | 0 | 0 | 0 | 0 | 0 | 0 | 0 | 0 | 0 | 0 | 0 | 0 | 0 | 0 | 0 | 0 | 0 | 0 | 0 | 0 | 0 | 0 | 0 | 0 | 0 | 0 | 0 | 0 | 0 | 0 | 0 | 0 | 0 | 0 | 0
F4_Commercial_Office_New_Food Preparation_Natural Gas_Steamer_E9 | F4 | Commercial | Office | New | Food Preparation | Natural Gas | Steamer | E9 | Utility - Cost of Equipment | 0 | 0 | 0 | 0 | 0 | 0 | 0 | 0 | 0 | 0 | 0 | 0 | 0 | 0 | 0 | 0 | 0 | 0 | 0 | 0 | 0 | 0 | 0 | 0 | 0 | 0 | 0 | 0 | 0 | 0 | 0 | 0 | 0 | 0 | 0 | 0 | 0 | 0 | 0 | 0 | 0 | 0
F4_Commercial_Office_New_Food Preparation_Natural Gas_Steamer_E10 | F4 | Commercial | Office | New | Food Preparation | Natural Gas | Steamer | E10 | Utility - Cost of Equipment | 0 | 0 | 0 | 0 | 0 | 0 | 0 | 0 | 0 | 0 | 0 | 0 | 0 | 0 | 0 | 0 | 0 | 0 | 0 | 0 | 0 | 0 | 0 | 0 | 0 | 0 | 0 | 0 | 0 | 0 | 0 | 0 | 0 | 0 | 0 | 0 | 0 | 0 | 0 | 0 | 0 | 0
F5_Commercial_Office_New_Food Preparation_Natural Gas_Steamer_E1 | F5 | Commercial | Office | New | Food Preparation | Natural Gas | Steamer | E1 | Utility - Cost of Operation | 0.33699 | 0.33699 | 0.33699 | 0 | 0 | 0 | 0 | 0 | 0 | 0 | 0 | 0 | 0 | 0 | 0 | 0 | 0 | 0 | 0 | 0 | 0 | 0 | 0 | 0 | 0 | 0 | 0 | 0 | 0 | 0 | 0 | 0 | 0 | 0 | 0 | 0 | 0 | 0 | 0 | 0 | 0 | 0
F5_Commercial_Office_New_Food Preparation_Natural Gas_Steamer_E2 | F5 | Commercial | Office | New | Food Preparation | Natural Gas | Steamer | E2 | Utility - Cost of Operation | 0.39479 | 0.39479 | 0.39479 | 0.39479 | 0.39479 | 0.39479 | 0.39479 | 0.39479 | 0.39479 | 0.39479 | 0.39479 | 0.39479 | 0.39479 | 0.39479 | 0.39479 | 0.39479 | 0.39479 | 0.39479 | 0.39479 | 0.39479 | 0.39479 | 0.39479 | 0.39479 | 0.39479 | 0.39479 | 0.39479 | 0.39479 | 0.39479 | 0.39479 | 0.39479 | 0.39479 | 0.39479 | 0.39479 | 0 | 0 | 0 | 0 | 0 | 0 | 0 | 0 | 0
F5_Commercial_Office_New_Food Preparation_Natural Gas_Steamer_E3 | F5 | Commercial | Office | New | Food Preparation | Natural Gas | Steamer | E3 | Utility - Cost of Operation | 0 | 0 | 0 | 0 | 0 | 0 | 0 | 0 | 0 | 0 | 0 | 0 | 0 | 0 | 0 | 0 | 0 | 0 | 0 | 0 | 0 | 0 | 0 | 0 | 0 | 0 | 0 | 0 | 0 | 0 | 0 | 0 | 0 | 0 | 0 | 0 | 0 | 0 | 0 | 0 | 0 | 0
F5_Commercial_Office_New_Food Preparation_Natural Gas_Steamer_E4 | F5 | Commercial | Office | New | Food Preparation | Natural Gas | Steamer | E4 | Utility - Cost of Operation | 0 | 0 | 0 | 0 | 0 | 0 | 0 | 0 | 0 | 0 | 0 | 0 | 0 | 0 | 0 | 0 | 0 | 0 | 0 | 0 | 0 | 0 | 0 | 0 | 0 | 0 | 0 | 0 | 0 | 0 | 0 | 0 | 0 | 0 | 0 | 0 | 0 | 0 | 0 | 0 | 0 | 0
F5_Commercial_Office_New_Food Preparation_Natural Gas_Steamer_E5 | F5 | Commercial | Office | New | Food Preparation | Natural Gas | Steamer | E5 | Utility - Cost of Operation | 0 | 0 | 0 | 0 | 0 | 0 | 0 | 0 | 0 | 0 | 0 | 0 | 0 | 0 | 0 | 0 | 0 | 0 | 0 | 0 | 0 | 0 | 0 | 0 | 0 | 0 | 0 | 0 | 0 | 0 | 0 | 0 | 0 | 0 | 0 | 0 | 0 | 0 | 0 | 0 | 0 | 0
F5_Commercial_Office_New_Food Preparation_Natural Gas_Steamer_E6 | F5 | Commercial | Office | New | Food Preparation | Natural Gas | Steamer | E6 | Utility - Cost of Operation | 0 | 0 | 0 | 0 | 0 | 0 | 0 | 0 | 0 | 0 | 0 | 0 | 0 | 0 | 0 | 0 | 0 | 0 | 0 | 0 | 0 | 0 | 0 | 0 | 0 | 0 | 0 | 0 | 0 | 0 | 0 | 0 | 0 | 0 | 0 | 0 | 0 | 0 | 0 | 0 | 0 | 0
F5_Commercial_Office_New_Food Preparation_Natural Gas_Steamer_E7 | F5 | Commercial | Office | New | Food Preparation | Natural Gas | Steamer | E7 | Utility - Cost of Operation | 0 | 0 | 0 | 0 | 0 | 0 | 0 | 0 | 0 | 0 | 0 | 0 | 0 | 0 | 0 | 0 | 0 | 0 | 0 | 0 | 0 | 0 | 0 | 0 | 0 | 0 | 0 | 0 | 0 | 0 | 0 | 0 | 0 | 0 | 0 | 0 | 0 | 0 | 0 | 0 | 0 | 0
F5_Commercial_Office_New_Food Preparation_Natural Gas_Steamer_E8 | F5 | Commercial | Office | New | Food Preparation | Natural Gas | Steamer | E8 | Utility - Cost of Operation | 0 | 0 | 0 | 0 | 0 | 0 | 0 | 0 | 0 | 0 | 0 | 0 | 0 | 0 | 0 | 0 | 0 | 0 | 0 | 0 | 0 | 0 | 0 | 0 | 0 | 0 | 0 | 0 | 0 | 0 | 0 | 0 | 0 | 0 | 0 | 0 | 0 | 0 | 0 | 0 | 0 | 0
F5_Commercial_Office_New_Food Preparation_Natural Gas_Steamer_E9 | F5 | Commercial | Office | New | Food Preparation | Natural Gas | Steamer | E9 | Utility - Cost of Operation | 0 | 0 | 0 | 0 | 0 | 0 | 0 | 0 | 0 | 0 | 0 | 0 | 0 | 0 | 0 | 0 | 0 | 0 | 0 | 0 | 0 | 0 | 0 | 0 | 0 | 0 | 0 | 0 | 0 | 0 | 0 | 0 | 0 | 0 | 0 | 0 | 0 | 0 | 0 | 0 | 0 | 0
F5_Commercial_Office_New_Food Preparation_Natural Gas_Steamer_E10 | F5 | Commercial | Office | New | Food Preparation | Natural Gas | Steamer | E10 | Utility - Cost of Operation | 0 | 0 | 0 | 0 | 0 | 0 | 0 | 0 | 0 | 0 | 0 | 0 | 0 | 0 | 0 | 0 | 0 | 0 | 0 | 0 | 0 | 0 | 0 | 0 | 0 | 0 | 0 | 0 | 0 | 0 | 0 | 0 | 0 | 0 | 0 | 0 | 0 | 0 | 0 | 0 | 0 | 0
F6_Commercial_Office_New_Food Preparation_Natural Gas_Steamer_E1 | F6 | Commercial | Office | New | Food Preparation | Natural Gas | Steamer | E1 | Utility - Value of Sales | 0.31731 | 0.31731 | 0.31731 | 0 | 0 | 0 | 0 | 0 | 0 | 0 | 0 | 0 | 0 | 0 | 0 | 0 | 0 | 0 | 0 | 0 | 0 | 0 | 0 | 0 | 0 | 0 | 0 | 0 | 0 | 0 | 0 | 0 | 0 | 0 | 0 | 0 | 0 | 0 | 0 | 0 | 0 | 0
F6_Commercial_Office_New_Food Preparation_Natural Gas_Steamer_E2 | F6 | Commercial | Office | New | Food Preparation | Natural Gas | Steamer | E2 | Utility - Value of Sales | 0.13766 | 0.13766 | 0.13766 | 0.13766 | 0.13766 | 0.13766 | 0.13766 | 0.13766 | 0.13766 | 0.13766 | 0.13766 | 0.13766 | 0.13766 | 0.13766 | 0.13766 | 0.13766 | 0.13766 | 0.13766 | 0.13766 | 0.13766 | 0.13766 | 0.13766 | 0.13766 | 0.13766 | 0.13766 | 0.13766 | 0.13766 | 0.13766 | 0.13766 | 0.13766 | 0.13766 | 0.13766 | 0.13766 | 0 | 0 | 0 | 0 | 0 | 0 | 0 | 0 | 0
F6_Commercial_Office_New_Food Preparation_Natural Gas_Steamer_E3 | F6 | Commercial | Office | New | Food Preparation | Natural Gas | Steamer | E3 | Utility - Value of Sales | 0 | 0 | 0 | 0 | 0 | 0 | 0 | 0 | 0 | 0 | 0 | 0 | 0 | 0 | 0 | 0 | 0 | 0 | 0 | 0 | 0 | 0 | 0 | 0 | 0 | 0 | 0 | 0 | 0 | 0 | 0 | 0 | 0 | 0 | 0 | 0 | 0 | 0 | 0 | 0 | 0 | 0
F6_Commercial_Office_New_Food Preparation_Natural Gas_Steamer_E4 | F6 | Commercial | Office | New | Food Preparation | Natural Gas | Steamer | E4 | Utility - Value of Sales | 0 | 0 | 0 | 0 | 0 | 0 | 0 | 0 | 0 | 0 | 0 | 0 | 0 | 0 | 0 | 0 | 0 | 0 | 0 | 0 | 0 | 0 | 0 | 0 | 0 | 0 | 0 | 0 | 0 | 0 | 0 | 0 | 0 | 0 | 0 | 0 | 0 | 0 | 0 | 0 | 0 | 0
F6_Commercial_Office_New_Food Preparation_Natural Gas_Steamer_E5 | F6 | Commercial | Office | New | Food Preparation | Natural Gas | Steamer | E5 | Utility - Value of Sales | 0 | 0 | 0 | 0 | 0 | 0 | 0 | 0 | 0 | 0 | 0 | 0 | 0 | 0 | 0 | 0 | 0 | 0 | 0 | 0 | 0 | 0 | 0 | 0 | 0 | 0 | 0 | 0 | 0 | 0 | 0 | 0 | 0 | 0 | 0 | 0 | 0 | 0 | 0 | 0 | 0 | 0
F6_Commercial_Office_New_Food Preparation_Natural Gas_Steamer_E6 | F6 | Commercial | Office | New | Food Preparation | Natural Gas | Steamer | E6 | Utility - Value of Sales | 0 | 0 | 0 | 0 | 0 | 0 | 0 | 0 | 0 | 0 | 0 | 0 | 0 | 0 | 0 | 0 | 0 | 0 | 0 | 0 | 0 | 0 | 0 | 0 | 0 | 0 | 0 | 0 | 0 | 0 | 0 | 0 | 0 | 0 | 0 | 0 | 0 | 0 | 0 | 0 | 0 | 0
F6_Commercial_Office_New_Food Preparation_Natural Gas_Steamer_E7 | F6 | Commercial | Office | New | Food Preparation | Natural Gas | Steamer | E7 | Utility - Value of Sales | 0 | 0 | 0 | 0 | 0 | 0 | 0 | 0 | 0 | 0 | 0 | 0 | 0 | 0 | 0 | 0 | 0 | 0 | 0 | 0 | 0 | 0 | 0 | 0 | 0 | 0 | 0 | 0 | 0 | 0 | 0 | 0 | 0 | 0 | 0 | 0 | 0 | 0 | 0 | 0 | 0 | 0
F6_Commercial_Office_New_Food Preparation_Natural Gas_Steamer_E8 | F6 | Commercial | Office | New | Food Preparation | Natural Gas | Steamer | E8 | Utility - Value of Sales | 0 | 0 | 0 | 0 | 0 | 0 | 0 | 0 | 0 | 0 | 0 | 0 | 0 | 0 | 0 | 0 | 0 | 0 | 0 | 0 | 0 | 0 | 0 | 0 | 0 | 0 | 0 | 0 | 0 | 0 | 0 | 0 | 0 | 0 | 0 | 0 | 0 | 0 | 0 | 0 | 0 | 0
F6_Commercial_Office_New_Food Preparation_Natural Gas_Steamer_E9 | F6 | Commercial | Office | New | Food Preparation | Natural Gas | Steamer | E9 | Utility - Value of Sales | 0 | 0 | 0 | 0 | 0 | 0 | 0 | 0 | 0 | 0 | 0 | 0 | 0 | 0 | 0 | 0 | 0 | 0 | 0 | 0 | 0 | 0 | 0 | 0 | 0 | 0 | 0 | 0 | 0 | 0 | 0 | 0 | 0 | 0 | 0 | 0 | 0 | 0 | 0 | 0 | 0 | 0
F6_Commercial_Office_New_Food Preparation_Natural Gas_Steamer_E10 | F6 | Commercial | Office | New | Food Preparation | Natural Gas | Steamer | E10 | Utility - Value of Sales | 0 | 0 | 0 | 0 | 0 | 0 | 0 | 0 | 0 | 0 | 0 | 0 | 0 | 0 | 0 | 0 | 0 | 0 | 0 | 0 | 0 | 0 | 0 | 0 | 0 | 0 | 0 | 0 | 0 | 0 | 0 | 0 | 0 | 0 | 0 | 0 | 0 | 0 | 0 | 0 | 0 | 0
F1_Commercial_Office_New_Food Preparation_Natural Gas_Food Prep Other_E1 | F1 | Commercial | Office | New | Food Preparation | Natural Gas | Food Prep Other | E1 | RVT - Cost of Equipment | 0.079359 | 0.079916 | 0.08058 | 0.081351 | 0.082257 | 0.083318 | 0.084168 | 0.084978 | 0.085773 | 0.086578 | 0.087316 | 0.087962 | 0.08861 | 0.089298 | 0.090091 | 0.090884 | 0.09176 | 0.092717 | 0.093736 | 0.094787 | 0.095856 | 0.09686 | 0.097777 | 0.098615 | 0.099352 | 0.099985 | 0.10042 | 0.10075 | 0.10104 | 0.10128 | 0.10152 | 0.10162 | 0.10162 | 0 | 0 | 0 | 0 | 0 | 0 | 0 | 0 | 0
F1_Commercial_Office_New_Food Preparation_Natural Gas_Food Prep Other_E2 | F1 | Commercial | Office | New | Food Preparation | Natural Gas | Food Prep Other | E2 | RVT - Cost of Equipment | 0.079359 | 0.079916 | 0.08058 | 0.081351 | 0.082257 | 0.083318 | 0.084168 | 0.084978 | 0.085773 | 0.086578 | 0.087316 | 0.087962 | 0.08861 | 0.089298 | 0.090091 | 0.090884 | 0.09176 | 0.092717 | 0.093736 | 0.094787 | 0.095856 | 0.09686 | 0.097777 | 0.098615 | 0.099352 | 0.099985 | 0.10042 | 0.10075 | 0.10104 | 0.10128 | 0.10152 | 0.10162 | 0.10162 | 0 | 0 | 0 | 0 | 0 | 0 | 0 | 0 | 0
F1_Commercial_Office_New_Food Preparation_Natural Gas_Food Prep Other_E3 | F1 | Commercial | Office | New | Food Preparation | Natural Gas | Food Prep Other | E3 | RVT - Cost of Equipment | 0 | 0 | 0 | 0 | 0 | 0 | 0 | 0 | 0 | 0 | 0 | 0 | 0 | 0 | 0 | 0 | 0 | 0 | 0 | 0 | 0 | 0 | 0 | 0 | 0 | 0 | 0 | 0 | 0 | 0 | 0 | 0 | 0 | 0 | 0 | 0 | 0 | 0 | 0 | 0 | 0 | 0
F1_Commercial_Office_New_Food Preparation_Natural Gas_Food Prep Other_E4 | F1 | Commercial | Office | New | Food Preparation | Natural Gas | Food Prep Other | E4 | RVT - Cost of Equipment | 0 | 0 | 0 | 0 | 0 | 0 | 0 | 0 | 0 | 0 | 0 | 0 | 0 | 0 | 0 | 0 | 0 | 0 | 0 | 0 | 0 | 0 | 0 | 0 | 0 | 0 | 0 | 0 | 0 | 0 | 0 | 0 | 0 | 0 | 0 | 0 | 0 | 0 | 0 | 0 | 0 | 0
F1_Commercial_Office_New_Food Preparation_Natural Gas_Food Prep Other_E5 | F1 | Commercial | Office | New | Food Preparation | Natural Gas | Food Prep Other | E5 | RVT - Cost of Equipment | 0 | 0 | 0 | 0 | 0 | 0 | 0 | 0 | 0 | 0 | 0 | 0 | 0 | 0 | 0 | 0 | 0 | 0 | 0 | 0 | 0 | 0 | 0 | 0 | 0 | 0 | 0 | 0 | 0 | 0 | 0 | 0 | 0 | 0 | 0 | 0 | 0 | 0 | 0 | 0 | 0 | 0
F1_Commercial_Office_New_Food Preparation_Natural Gas_Food Prep Other_E6 | F1 | Commercial | Office | New | Food Preparation | Natural Gas | Food Prep Other | E6 | RVT - Cost of Equipment | 0 | 0 | 0 | 0 | 0 | 0 | 0 | 0 | 0 | 0 | 0 | 0 | 0 | 0 | 0 | 0 | 0 | 0 | 0 | 0 | 0 | 0 | 0 | 0 | 0 | 0 | 0 | 0 | 0 | 0 | 0 | 0 | 0 | 0 | 0 | 0 | 0 | 0 | 0 | 0 | 0 | 0
F1_Commercial_Office_New_Food Preparation_Natural Gas_Food Prep Other_E7 | F1 | Commercial | Office | New | Food Preparation | Natural Gas | Food Prep Other | E7 | RVT - Cost of Equipment | 0 | 0 | 0 | 0 | 0 | 0 | 0 | 0 | 0 | 0 | 0 | 0 | 0 | 0 | 0 | 0 | 0 | 0 | 0 | 0 | 0 | 0 | 0 | 0 | 0 | 0 | 0 | 0 | 0 | 0 | 0 | 0 | 0 | 0 | 0 | 0 | 0 | 0 | 0 | 0 | 0 | 0
F1_Commercial_Office_New_Food Preparation_Natural Gas_Food Prep Other_E8 | F1 | Commercial | Office | New | Food Preparation | Natural Gas | Food Prep Other | E8 | RVT - Cost of Equipment | 0 | 0 | 0 | 0 | 0 | 0 | 0 | 0 | 0 | 0 | 0 | 0 | 0 | 0 | 0 | 0 | 0 | 0 | 0 | 0 | 0 | 0 | 0 | 0 | 0 | 0 | 0 | 0 | 0 | 0 | 0 | 0 | 0 | 0 | 0 | 0 | 0 | 0 | 0 | 0 | 0 | 0
F1_Commercial_Office_New_Food Preparation_Natural Gas_Food Prep Other_E9 | F1 | Commercial | Office | New | Food Preparation | Natural Gas | Food Prep Other | E9 | RVT - Cost of Equipment | 0 | 0 | 0 | 0 | 0 | 0 | 0 | 0 | 0 | 0 | 0 | 0 | 0 | 0 | 0 | 0 | 0 | 0 | 0 | 0 | 0 | 0 | 0 | 0 | 0 | 0 | 0 | 0 | 0 | 0 | 0 | 0 | 0 | 0 | 0 | 0 | 0 | 0 | 0 | 0 | 0 | 0
F1_Commercial_Office_New_Food Preparation_Natural Gas_Food Prep Other_E10 | F1 | Commercial | Office | New | Food Preparation | Natural Gas | Food Prep Other | E10 | RVT - Cost of Equipment | 0 | 0 | 0 | 0 | 0 | 0 | 0 | 0 | 0 | 0 | 0 | 0 | 0 | 0 | 0 | 0 | 0 | 0 | 0 | 0 | 0 | 0 | 0 | 0 | 0 | 0 | 0 | 0 | 0 | 0 | 0 | 0 | 0 | 0 | 0 | 0 | 0 | 0 | 0 | 0 | 0 | 0
F2_Commercial_Office_New_Food Preparation_Natural Gas_Food Prep Other_E1 | F2 | Commercial | Office | New | Food Preparation | Natural Gas | Food Prep Other | E1 | RVT - Cost of Operation | 0.095077 | 0.095745 | 0.096541 | 0.097464 | 0.098549 | 0.099821 | 0.10084 | 0.10181 | 0.10276 | 0.10373 | 0.10461 | 0.10538 | 0.10616 | 0.10698 | 0.10794 | 0.10889 | 0.10993 | 0.11108 | 0.1123 | 0.11356 | 0.11484 | 0.11604 | 0.11714 | 0.11815 | 0.11903 | 0.11979 | 0.12032 | 0.12071 | 0.12105 | 0.12134 | 0.12162 | 0.12175 | 0.12175 | 0 | 0 | 0 | 0 | 0 | 0 | 0 | 0 | 0
F2_Commercial_Office_New_Food Preparation_Natural Gas_Food Prep Other_E2 | F2 | Commercial | Office | New | Food Preparation | Natural Gas | Food Prep Other | E2 | RVT - Cost of Operation | 0.095077 | 0.095745 | 0.096541 | 0.097464 | 0.098549 | 0.099821 | 0.10084 | 0.10181 | 0.10276 | 0.10373 | 0.10461 | 0.10538 | 0.10616 | 0.10698 | 0.10794 | 0.10889 | 0.10993 | 0.11108 | 0.1123 | 0.11356 | 0.11484 | 0.11604 | 0.11714 | 0.11815 | 0.11903 | 0.11979 | 0.12032 | 0.12071 | 0.12105 | 0.12134 | 0.12162 | 0.12175 | 0.12175 | 0 | 0 | 0 | 0 | 0 | 0 | 0 | 0 | 0
F2_Commercial_Office_New_Food Preparation_Natural Gas_Food Prep Other_E3 | F2 | Commercial | Office | New | Food Preparation | Natural Gas | Food Prep Other | E3 | RVT - Cost of Operation | 0 | 0 | 0 | 0 | 0 | 0 | 0 | 0 | 0 | 0 | 0 | 0 | 0 | 0 | 0 | 0 | 0 | 0 | 0 | 0 | 0 | 0 | 0 | 0 | 0 | 0 | 0 | 0 | 0 | 0 | 0 | 0 | 0 | 0 | 0 | 0 | 0 | 0 | 0 | 0 | 0 | 0
F2_Commercial_Office_New_Food Preparation_Natural Gas_Food Prep Other_E4 | F2 | Commercial | Office | New | Food Preparation | Natural Gas | Food Prep Other | E4 | RVT - Cost of Operation | 0 | 0 | 0 | 0 | 0 | 0 | 0 | 0 | 0 | 0 | 0 | 0 | 0 | 0 | 0 | 0 | 0 | 0 | 0 | 0 | 0 | 0 | 0 | 0 | 0 | 0 | 0 | 0 | 0 | 0 | 0 | 0 | 0 | 0 | 0 | 0 | 0 | 0 | 0 | 0 | 0 | 0
F2_Commercial_Office_New_Food Preparation_Natural Gas_Food Prep Other_E5 | F2 | Commercial | Office | New | Food Preparation | Natural Gas | Food Prep Other | E5 | RVT - Cost of Operation | 0 | 0 | 0 | 0 | 0 | 0 | 0 | 0 | 0 | 0 | 0 | 0 | 0 | 0 | 0 | 0 | 0 | 0 | 0 | 0 | 0 | 0 | 0 | 0 | 0 | 0 | 0 | 0 | 0 | 0 | 0 | 0 | 0 | 0 | 0 | 0 | 0 | 0 | 0 | 0 | 0 | 0
F2_Commercial_Office_New_Food Preparation_Natural Gas_Food Prep Other_E6 | F2 | Commercial | Office | New | Food Preparation | Natural Gas | Food Prep Other | E6 | RVT - Cost of Operation | 0 | 0 | 0 | 0 | 0 | 0 | 0 | 0 | 0 | 0 | 0 | 0 | 0 | 0 | 0 | 0 | 0 | 0 | 0 | 0 | 0 | 0 | 0 | 0 | 0 | 0 | 0 | 0 | 0 | 0 | 0 | 0 | 0 | 0 | 0 | 0 | 0 | 0 | 0 | 0 | 0 | 0
F2_Commercial_Office_New_Food Preparation_Natural Gas_Food Prep Other_E7 | F2 | Commercial | Office | New | Food Preparation | Natural Gas | Food Prep Other | E7 | RVT - Cost of Operation | 0 | 0 | 0 | 0 | 0 | 0 | 0 | 0 | 0 | 0 | 0 | 0 | 0 | 0 | 0 | 0 | 0 | 0 | 0 | 0 | 0 | 0 | 0 | 0 | 0 | 0 | 0 | 0 | 0 | 0 | 0 | 0 | 0 | 0 | 0 | 0 | 0 | 0 | 0 | 0 | 0 | 0
F2_Commercial_Office_New_Food Preparation_Natural Gas_Food Prep Other_E8 | F2 | Commercial | Office | New | Food Preparation | Natural Gas | Food Prep Other | E8 | RVT - Cost of Operation | 0 | 0 | 0 | 0 | 0 | 0 | 0 | 0 | 0 | 0 | 0 | 0 | 0 | 0 | 0 | 0 | 0 | 0 | 0 | 0 | 0 | 0 | 0 | 0 | 0 | 0 | 0 | 0 | 0 | 0 | 0 | 0 | 0 | 0 | 0 | 0 | 0 | 0 | 0 | 0 | 0 | 0
F2_Commercial_Office_New_Food Preparation_Natural Gas_Food Prep Other_E9 | F2 | Commercial | Office | New | Food Preparation | Natural Gas | Food Prep Other | E9 | RVT - Cost of Operation | 0 | 0 | 0 | 0 | 0 | 0 | 0 | 0 | 0 | 0 | 0 | 0 | 0 | 0 | 0 | 0 | 0 | 0 | 0 | 0 | 0 | 0 | 0 | 0 | 0 | 0 | 0 | 0 | 0 | 0 | 0 | 0 | 0 | 0 | 0 | 0 | 0 | 0 | 0 | 0 | 0 | 0
F2_Commercial_Office_New_Food Preparation_Natural Gas_Food Prep Other_E10 | F2 | Commercial | Office | New | Food Preparation | Natural Gas | Food Prep Other | E10 | RVT - Cost of Operation | 0 | 0 | 0 | 0 | 0 | 0 | 0 | 0 | 0 | 0 | 0 | 0 | 0 | 0 | 0 | 0 | 0 | 0 | 0 | 0 | 0 | 0 | 0 | 0 | 0 | 0 | 0 | 0 | 0 | 0 | 0 | 0 | 0 | 0 | 0 | 0 | 0 | 0 | 0 | 0 | 0 | 0
F3_Commercial_Office_New_Food Preparation_Natural Gas_Food Prep Other_E1 | F3 | Commercial | Office | New | Food Preparation | Natural Gas | Food Prep Other | E1 | System - kBTUs of Consumption | 0.0058828 | 0.0058828 | 0.0058828 | 0.0058828 | 0.0058828 | 0.0058828 | 0.0058828 | 0.0058828 | 0.0058828 | 0.0058828 | 0.0058828 | 0.0058828 | 0.0058828 | 0.0058828 | 0.0058828 | 0.0058828 | 0.0058828 | 0.0058828 | 0.0058828 | 0.0058828 | 0.0058828 | 0.0058828 | 0.0058828 | 0.0058828 | 0.0058828 | 0.0058828 | 0.0058828 | 0.0058828 | 0.0058828 | 0.0058828 | 0.0058828 | 0.0058828 | 0.0058828 | 0 | 0 | 0 | 0 | 0 | 0 | 0 | 0 | 0
F3_Commercial_Office_New_Food Preparation_Natural Gas_Food Prep Other_E2 | F3 | Commercial | Office | New | Food Preparation | Natural Gas | Food Prep Other | E2 | System - kBTUs of Consumption | 0.0058886 | 0.0058886 | 0.0058886 | 0.0058886 | 0.0058886 | 0.0058886 | 0.0058886 | 0.0058886 | 0.0058886 | 0.0058886 | 0.0058886 | 0.0058886 | 0.0058886 | 0.0058886 | 0.0058886 | 0.0058886 | 0.0058886 | 0.0058886 | 0.0058886 | 0.0058886 | 0.0058886 | 0.0058886 | 0.0058886 | 0.0058886 | 0.0058886 | 0.0058886 | 0.0058886 | 0.0058886 | 0.0058886 | 0.0058886 | 0.0058886 | 0.0058886 | 0.0058886 | 0 | 0 | 0 | 0 | 0 | 0 | 0 | 0 | 0
F3_Commercial_Office_New_Food Preparation_Natural Gas_Food Prep Other_E3 | F3 | Commercial | Office | New | Food Preparation | Natural Gas | Food Prep Other | E3 | System - kBTUs of Consumption | 0 | 0 | 0 | 0 | 0 | 0 | 0 | 0 | 0 | 0 | 0 | 0 | 0 | 0 | 0 | 0 | 0 | 0 | 0 | 0 | 0 | 0 | 0 | 0 | 0 | 0 | 0 | 0 | 0 | 0 | 0 | 0 | 0 | 0 | 0 | 0 | 0 | 0 | 0 | 0 | 0 | 0
F3_Commercial_Office_New_Food Preparation_Natural Gas_Food Prep Other_E4 | F3 | Commercial | Office | New | Food Preparation | Natural Gas | Food Prep Other | E4 | System - kBTUs of Consumption | 0 | 0 | 0 | 0 | 0 | 0 | 0 | 0 | 0 | 0 | 0 | 0 | 0 | 0 | 0 | 0 | 0 | 0 | 0 | 0 | 0 | 0 | 0 | 0 | 0 | 0 | 0 | 0 | 0 | 0 | 0 | 0 | 0 | 0 | 0 | 0 | 0 | 0 | 0 | 0 | 0 | 0
F3_Commercial_Office_New_Food Preparation_Natural Gas_Food Prep Other_E5 | F3 | Commercial | Office | New | Food Preparation | Natural Gas | Food Prep Other | E5 | System - kBTUs of Consumption | 0 | 0 | 0 | 0 | 0 | 0 | 0 | 0 | 0 | 0 | 0 | 0 | 0 | 0 | 0 | 0 | 0 | 0 | 0 | 0 | 0 | 0 | 0 | 0 | 0 | 0 | 0 | 0 | 0 | 0 | 0 | 0 | 0 | 0 | 0 | 0 | 0 | 0 | 0 | 0 | 0 | 0
F3_Commercial_Office_New_Food Preparation_Natural Gas_Food Prep Other_E6 | F3 | Commercial | Office | New | Food Preparation | Natural Gas | Food Prep Other | E6 | System - kBTUs of Consumption | 0 | 0 | 0 | 0 | 0 | 0 | 0 | 0 | 0 | 0 | 0 | 0 | 0 | 0 | 0 | 0 | 0 | 0 | 0 | 0 | 0 | 0 | 0 | 0 | 0 | 0 | 0 | 0 | 0 | 0 | 0 | 0 | 0 | 0 | 0 | 0 | 0 | 0 | 0 | 0 | 0 | 0
F3_Commercial_Office_New_Food Preparation_Natural Gas_Food Prep Other_E7 | F3 | Commercial | Office | New | Food Preparation | Natural Gas | Food Prep Other | E7 | System - kBTUs of Consumption | 0 | 0 | 0 | 0 | 0 | 0 | 0 | 0 | 0 | 0 | 0 | 0 | 0 | 0 | 0 | 0 | 0 | 0 | 0 | 0 | 0 | 0 | 0 | 0 | 0 | 0 | 0 | 0 | 0 | 0 | 0 | 0 | 0 | 0 | 0 | 0 | 0 | 0 | 0 | 0 | 0 | 0
F3_Commercial_Office_New_Food Preparation_Natural Gas_Food Prep Other_E8 | F3 | Commercial | Office | New | Food Preparation | Natural Gas | Food Prep Other | E8 | System - kBTUs of Consumption | 0 | 0 | 0 | 0 | 0 | 0 | 0 | 0 | 0 | 0 | 0 | 0 | 0 | 0 | 0 | 0 | 0 | 0 | 0 | 0 | 0 | 0 | 0 | 0 | 0 | 0 | 0 | 0 | 0 | 0 | 0 | 0 | 0 | 0 | 0 | 0 | 0 | 0 | 0 | 0 | 0 | 0
F3_Commercial_Office_New_Food Preparation_Natural Gas_Food Prep Other_E9 | F3 | Commercial | Office | New | Food Preparation | Natural Gas | Food Prep Other | E9 | System - kBTUs of Consumption | 0 | 0 | 0 | 0 | 0 | 0 | 0 | 0 | 0 | 0 | 0 | 0 | 0 | 0 | 0 | 0 | 0 | 0 | 0 | 0 | 0 | 0 | 0 | 0 | 0 | 0 | 0 | 0 | 0 | 0 | 0 | 0 | 0 | 0 | 0 | 0 | 0 | 0 | 0 | 0 | 0 | 0
F3_Commercial_Office_New_Food Preparation_Natural Gas_Food Prep Other_E10 | F3 | Commercial | Office | New | Food Preparation | Natural Gas | Food Prep Other | E10 | System - kBTUs of Consumption | 0 | 0 | 0 | 0 | 0 | 0 | 0 | 0 | 0 | 0 | 0 | 0 | 0 | 0 | 0 | 0 | 0 | 0 | 0 | 0 | 0 | 0 | 0 | 0 | 0 | 0 | 0 | 0 | 0 | 0 | 0 | 0 | 0 | 0 | 0 | 0 | 0 | 0 | 0 | 0 | 0 | 0
F4_Commercial_Office_New_Food Preparation_Natural Gas_Food Prep Other_E1 | F4 | Commercial | Office | New | Food Preparation | Natural Gas | Food Prep Other | E1 | Utility - Cost of Equipment | 0.095077 | 0.095745 | 0.096541 | 0.097464 | 0.098549 | 0.099821 | 0.10084 | 0.10181 | 0.10276 | 0.10373 | 0.10461 | 0.10538 | 0.10616 | 0.10698 | 0.10794 | 0.10889 | 0.10993 | 0.11108 | 0.1123 | 0.11356 | 0.11484 | 0.11604 | 0.11714 | 0.11815 | 0.11903 | 0.11979 | 0.12032 | 0.12071 | 0.12105 | 0.12134 | 0.12162 | 0.12175 | 0.12175 | 0 | 0 | 0 | 0 | 0 | 0 | 0 | 0 | 0
F4_Commercial_Office_New_Food Preparation_Natural Gas_Food Prep Other_E2 | F4 | Commercial | Office | New | Food Preparation | Natural Gas | Food Prep Other | E2 | Utility - Cost of Equipment | 0.095077 | 0.095745 | 0.096541 | 0.097464 | 0.098549 | 0.099821 | 0.10084 | 0.10181 | 0.10276 | 0.10373 | 0.10461 | 0.10538 | 0.10616 | 0.10698 | 0.10794 | 0.10889 | 0.10993 | 0.11108 | 0.1123 | 0.11356 | 0.11484 | 0.11604 | 0.11714 | 0.11815 | 0.11903 | 0.11979 | 0.12032 | 0.12071 | 0.12105 | 0.12134 | 0.12162 | 0.12175 | 0.12175 | 0 | 0 | 0 | 0 | 0 | 0 | 0 | 0 | 0
F4_Commercial_Office_New_Food Preparation_Natural Gas_Food Prep Other_E3 | F4 | Commercial | Office | New | Food Preparation | Natural Gas | Food Prep Other | E3 | Utility - Cost of Equipment | 0 | 0 | 0 | 0 | 0 | 0 | 0 | 0 | 0 | 0 | 0 | 0 | 0 | 0 | 0 | 0 | 0 | 0 | 0 | 0 | 0 | 0 | 0 | 0 | 0 | 0 | 0 | 0 | 0 | 0 | 0 | 0 | 0 | 0 | 0 | 0 | 0 | 0 | 0 | 0 | 0 | 0
F4_Commercial_Office_New_Food Preparation_Natural Gas_Food Prep Other_E4 | F4 | Commercial | Office | New | Food Preparation | Natural Gas | Food Prep Other | E4 | Utility - Cost of Equipment | 0 | 0 | 0 | 0 | 0 | 0 | 0 | 0 | 0 | 0 | 0 | 0 | 0 | 0 | 0 | 0 | 0 | 0 | 0 | 0 | 0 | 0 | 0 | 0 | 0 | 0 | 0 | 0 | 0 | 0 | 0 | 0 | 0 | 0 | 0 | 0 | 0 | 0 | 0 | 0 | 0 | 0
F4_Commercial_Office_New_Food Preparation_Natural Gas_Food Prep Other_E5 | F4 | Commercial | Office | New | Food Preparation | Natural Gas | Food Prep Other | E5 | Utility - Cost of Equipment | 0 | 0 | 0 | 0 | 0 | 0 | 0 | 0 | 0 | 0 | 0 | 0 | 0 | 0 | 0 | 0 | 0 | 0 | 0 | 0 | 0 | 0 | 0 | 0 | 0 | 0 | 0 | 0 | 0 | 0 | 0 | 0 | 0 | 0 | 0 | 0 | 0 | 0 | 0 | 0 | 0 | 0
F4_Commercial_Office_New_Food Preparation_Natural Gas_Food Prep Other_E6 | F4 | Commercial | Office | New | Food Preparation | Natural Gas | Food Prep Other | E6 | Utility - Cost of Equipment | 0 | 0 | 0 | 0 | 0 | 0 | 0 | 0 | 0 | 0 | 0 | 0 | 0 | 0 | 0 | 0 | 0 | 0 | 0 | 0 | 0 | 0 | 0 | 0 | 0 | 0 | 0 | 0 | 0 | 0 | 0 | 0 | 0 | 0 | 0 | 0 | 0 | 0 | 0 | 0 | 0 | 0
F4_Commercial_Office_New_Food Preparation_Natural Gas_Food Prep Other_E7 | F4 | Commercial | Office | New | Food Preparation | Natural Gas | Food Prep Other | E7 | Utility - Cost of Equipment | 0 | 0 | 0 | 0 | 0 | 0 | 0 | 0 | 0 | 0 | 0 | 0 | 0 | 0 | 0 | 0 | 0 | 0 | 0 | 0 | 0 | 0 | 0 | 0 | 0 | 0 | 0 | 0 | 0 | 0 | 0 | 0 | 0 | 0 | 0 | 0 | 0 | 0 | 0 | 0 | 0 | 0
F4_Commercial_Office_New_Food Preparation_Natural Gas_Food Prep Other_E8 | F4 | Commercial | Office | New | Food Preparation | Natural Gas | Food Prep Other | E8 | Utility - Cost of Equipment | 0 | 0 | 0 | 0 | 0 | 0 | 0 | 0 | 0 | 0 | 0 | 0 | 0 | 0 | 0 | 0 | 0 | 0 | 0 | 0 | 0 | 0 | 0 | 0 | 0 | 0 | 0 | 0 | 0 | 0 | 0 | 0 | 0 | 0 | 0 | 0 | 0 | 0 | 0 | 0 | 0 | 0
F4_Commercial_Office_New_Food Preparation_Natural Gas_Food Prep Other_E9 | F4 | Commercial | Office | New | Food Preparation | Natural Gas | Food Prep Other | E9 | Utility - Cost of Equipment | 0 | 0 | 0 | 0 | 0 | 0 | 0 | 0 | 0 | 0 | 0 | 0 | 0 | 0 | 0 | 0 | 0 | 0 | 0 | 0 | 0 | 0 | 0 | 0 | 0 | 0 | 0 | 0 | 0 | 0 | 0 | 0 | 0 | 0 | 0 | 0 | 0 | 0 | 0 | 0 | 0 | 0
F4_Commercial_Office_New_Food Preparation_Natural Gas_Food Prep Other_E10 | F4 | Commercial | Office | New | Food Preparation | Natural Gas | Food Prep Other | E10 | Utility - Cost of Equipment | 0 | 0 | 0 | 0 | 0 | 0 | 0 | 0 | 0 | 0 | 0 | 0 | 0 | 0 | 0 | 0 | 0 | 0 | 0 | 0 | 0 | 0 | 0 | 0 | 0 | 0 | 0 | 0 | 0 | 0 | 0 | 0 | 0 | 0 | 0 | 0 | 0 | 0 | 0 | 0 | 0 | 0
F5_Commercial_Office_New_Food Preparation_Natural Gas_Food Prep Other_E1 | F5 | Commercial | Office | New | Food Preparation | Natural Gas | Food Prep Other | E1 | Utility - Cost of Operation | 0.0058828 | 0.0058828 | 0.0058828 | 0.0058828 | 0.0058828 | 0.0058828 | 0.0058828 | 0.0058828 | 0.0058828 | 0.0058828 | 0.0058828 | 0.0058828 | 0.0058828 | 0.0058828 | 0.0058828 | 0.0058828 | 0.0058828 | 0.0058828 | 0.0058828 | 0.0058828 | 0.0058828 | 0.0058828 | 0.0058828 | 0.0058828 | 0.0058828 | 0.0058828 | 0.0058828 | 0.0058828 | 0.0058828 | 0.0058828 | 0.0058828 | 0.0058828 | 0.0058828 | 0 | 0 | 0 | 0 | 0 | 0 | 0 | 0 | 0
F5_Commercial_Office_New_Food Preparation_Natural Gas_Food Prep Other_E2 | F5 | Commercial | Office | New | Food Preparation | Natural Gas | Food Prep Other | E2 | Utility - Cost of Operation | 0.0058886 | 0.0058886 | 0.0058886 | 0.0058886 | 0.0058886 | 0.0058886 | 0.0058886 | 0.0058886 | 0.0058886 | 0.0058886 | 0.0058886 | 0.0058886 | 0.0058886 | 0.0058886 | 0.0058886 | 0.0058886 | 0.0058886 | 0.0058886 | 0.0058886 | 0.0058886 | 0.0058886 | 0.0058886 | 0.0058886 | 0.0058886 | 0.0058886 | 0.0058886 | 0.0058886 | 0.0058886 | 0.0058886 | 0.0058886 | 0.0058886 | 0.0058886 | 0.0058886 | 0 | 0 | 0 | 0 | 0 | 0 | 0 | 0 | 0
F5_Commercial_Office_New_Food Preparation_Natural Gas_Food Prep Other_E3 | F5 | Commercial | Office | New | Food Preparation | Natural Gas | Food Prep Other | E3 | Utility - Cost of Operation | 0 | 0 | 0 | 0 | 0 | 0 | 0 | 0 | 0 | 0 | 0 | 0 | 0 | 0 | 0 | 0 | 0 | 0 | 0 | 0 | 0 | 0 | 0 | 0 | 0 | 0 | 0 | 0 | 0 | 0 | 0 | 0 | 0 | 0 | 0 | 0 | 0 | 0 | 0 | 0 | 0 | 0
F5_Commercial_Office_New_Food Preparation_Natural Gas_Food Prep Other_E4 | F5 | Commercial | Office | New | Food Preparation | Natural Gas | Food Prep Other | E4 | Utility - Cost of Operation | 0 | 0 | 0 | 0 | 0 | 0 | 0 | 0 | 0 | 0 | 0 | 0 | 0 | 0 | 0 | 0 | 0 | 0 | 0 | 0 | 0 | 0 | 0 | 0 | 0 | 0 | 0 | 0 | 0 | 0 | 0 | 0 | 0 | 0 | 0 | 0 | 0 | 0 | 0 | 0 | 0 | 0
F5_Commercial_Office_New_Food Preparation_Natural Gas_Food Prep Other_E5 | F5 | Commercial | Office | New | Food Preparation | Natural Gas | Food Prep Other | E5 | Utility - Cost of Operation | 0 | 0 | 0 | 0 | 0 | 0 | 0 | 0 | 0 | 0 | 0 | 0 | 0 | 0 | 0 | 0 | 0 | 0 | 0 | 0 | 0 | 0 | 0 | 0 | 0 | 0 | 0 | 0 | 0 | 0 | 0 | 0 | 0 | 0 | 0 | 0 | 0 | 0 | 0 | 0 | 0 | 0
F5_Commercial_Office_New_Food Preparation_Natural Gas_Food Prep Other_E6 | F5 | Commercial | Office | New | Food Preparation | Natural Gas | Food Prep Other | E6 | Utility - Cost of Operation | 0 | 0 | 0 | 0 | 0 | 0 | 0 | 0 | 0 | 0 | 0 | 0 | 0 | 0 | 0 | 0 | 0 | 0 | 0 | 0 | 0 | 0 | 0 | 0 | 0 | 0 | 0 | 0 | 0 | 0 | 0 | 0 | 0 | 0 | 0 | 0 | 0 | 0 | 0 | 0 | 0 | 0
F5_Commercial_Office_New_Food Preparation_Natural Gas_Food Prep Other_E7 | F5 | Commercial | Office | New | Food Preparation | Natural Gas | Food Prep Other | E7 | Utility - Cost of Operation | 0 | 0 | 0 | 0 | 0 | 0 | 0 | 0 | 0 | 0 | 0 | 0 | 0 | 0 | 0 | 0 | 0 | 0 | 0 | 0 | 0 | 0 | 0 | 0 | 0 | 0 | 0 | 0 | 0 | 0 | 0 | 0 | 0 | 0 | 0 | 0 | 0 | 0 | 0 | 0 | 0 | 0
F5_Commercial_Office_New_Food Preparation_Natural Gas_Food Prep Other_E8 | F5 | Commercial | Office | New | Food Preparation | Natural Gas | Food Prep Other | E8 | Utility - Cost of Operation | 0 | 0 | 0 | 0 | 0 | 0 | 0 | 0 | 0 | 0 | 0 | 0 | 0 | 0 | 0 | 0 | 0 | 0 | 0 | 0 | 0 | 0 | 0 | 0 | 0 | 0 | 0 | 0 | 0 | 0 | 0 | 0 | 0 | 0 | 0 | 0 | 0 | 0 | 0 | 0 | 0 | 0
F5_Commercial_Office_New_Food Preparation_Natural Gas_Food Prep Other_E9 | F5 | Commercial | Office | New | Food Preparation | Natural Gas | Food Prep Other | E9 | Utility - Cost of Operation | 0 | 0 | 0 | 0 | 0 | 0 | 0 | 0 | 0 | 0 | 0 | 0 | 0 | 0 | 0 | 0 | 0 | 0 | 0 | 0 | 0 | 0 | 0 | 0 | 0 | 0 | 0 | 0 | 0 | 0 | 0 | 0 | 0 | 0 | 0 | 0 | 0 | 0 | 0 | 0 | 0 | 0
F5_Commercial_Office_New_Food Preparation_Natural Gas_Food Prep Other_E10 | F5 | Commercial | Office | New | Food Preparation | Natural Gas | Food Prep Other | E10 | Utility - Cost of Operation | 0 | 0 | 0 | 0 | 0 | 0 | 0 | 0 | 0 | 0 | 0 | 0 | 0 | 0 | 0 | 0 | 0 | 0 | 0 | 0 | 0 | 0 | 0 | 0 | 0 | 0 | 0 | 0 | 0 | 0 | 0 | 0 | 0 | 0 | 0 | 0 | 0 | 0 | 0 | 0 | 0 | 0
F6_Commercial_Office_New_Food Preparation_Natural Gas_Food Prep Other_E1 | F6 | Commercial | Office | New | Food Preparation | Natural Gas | Food Prep Other | E1 | Utility - Value of Sales | 0.056842 | 0.056842 | 0.056842 | 0.056842 | 0.056842 | 0.056842 | 0.056842 | 0.056842 | 0.056842 | 0.056842 | 0.056842 | 0.056842 | 0.056842 | 0.056842 | 0.056842 | 0.056842 | 0.056842 | 0.056842 | 0.056842 | 0.056842 | 0.056842 | 0.056842 | 0.056842 | 0.056842 | 0.056842 | 0.056842 | 0.056842 | 0.056842 | 0.056842 | 0.056842 | 0.056842 | 0.056842 | 0.056842 | 0 | 0 | 0 | 0 | 0 | 0 | 0 | 0 | 0
F6_Commercial_Office_New_Food Preparation_Natural Gas_Food Prep Other_E2 | F6 | Commercial | Office | New | Food Preparation | Natural Gas | Food Prep Other | E2 | Utility - Value of Sales | 0.056842 | 0.056842 | 0.056842 | 0.056842 | 0.056842 | 0.056842 | 0.056842 | 0.056842 | 0.056842 | 0.056842 | 0.056842 | 0.056842 | 0.056842 | 0.056842 | 0.056842 | 0.056842 | 0.056842 | 0.056842 | 0.056842 | 0.056842 | 0.056842 | 0.056842 | 0.056842 | 0.056842 | 0.056842 | 0.056842 | 0.056842 | 0.056842 | 0.056842 | 0.056842 | 0.056842 | 0.056842 | 0.056842 | 0 | 0 | 0 | 0 | 0 | 0 | 0 | 0 | 0
F6_Commercial_Office_New_Food Preparation_Natural Gas_Food Prep Other_E3 | F6 | Commercial | Office | New | Food Preparation | Natural Gas | Food Prep Other | E3 | Utility - Value of Sales | 0 | 0 | 0 | 0 | 0 | 0 | 0 | 0 | 0 | 0 | 0 | 0 | 0 | 0 | 0 | 0 | 0 | 0 | 0 | 0 | 0 | 0 | 0 | 0 | 0 | 0 | 0 | 0 | 0 | 0 | 0 | 0 | 0 | 0 | 0 | 0 | 0 | 0 | 0 | 0 | 0 | 0
F6_Commercial_Office_New_Food Preparation_Natural Gas_Food Prep Other_E4 | F6 | Commercial | Office | New | Food Preparation | Natural Gas | Food Prep Other | E4 | Utility - Value of Sales | 0 | 0 | 0 | 0 | 0 | 0 | 0 | 0 | 0 | 0 | 0 | 0 | 0 | 0 | 0 | 0 | 0 | 0 | 0 | 0 | 0 | 0 | 0 | 0 | 0 | 0 | 0 | 0 | 0 | 0 | 0 | 0 | 0 | 0 | 0 | 0 | 0 | 0 | 0 | 0 | 0 | 0
F6_Commercial_Office_New_Food Preparation_Natural Gas_Food Prep Other_E5 | F6 | Commercial | Office | New | Food Preparation | Natural Gas | Food Prep Other | E5 | Utility - Value of Sales | 0 | 0 | 0 | 0 | 0 | 0 | 0 | 0 | 0 | 0 | 0 | 0 | 0 | 0 | 0 | 0 | 0 | 0 | 0 | 0 | 0 | 0 | 0 | 0 | 0 | 0 | 0 | 0 | 0 | 0 | 0 | 0 | 0 | 0 | 0 | 0 | 0 | 0 | 0 | 0 | 0 | 0
F6_Commercial_Office_New_Food Preparation_Natural Gas_Food Prep Other_E6 | F6 | Commercial | Office | New | Food Preparation | Natural Gas | Food Prep Other | E6 | Utility - Value of Sales | 0 | 0 | 0 | 0 | 0 | 0 | 0 | 0 | 0 | 0 | 0 | 0 | 0 | 0 | 0 | 0 | 0 | 0 | 0 | 0 | 0 | 0 | 0 | 0 | 0 | 0 | 0 | 0 | 0 | 0 | 0 | 0 | 0 | 0 | 0 | 0 | 0 | 0 | 0 | 0 | 0 | 0
F6_Commercial_Office_New_Food Preparation_Natural Gas_Food Prep Other_E7 | F6 | Commercial | Office | New | Food Preparation | Natural Gas | Food Prep Other | E7 | Utility - Value of Sales | 0 | 0 | 0 | 0 | 0 | 0 | 0 | 0 | 0 | 0 | 0 | 0 | 0 | 0 | 0 | 0 | 0 | 0 | 0 | 0 | 0 | 0 | 0 | 0 | 0 | 0 | 0 | 0 | 0 | 0 | 0 | 0 | 0 | 0 | 0 | 0 | 0 | 0 | 0 | 0 | 0 | 0
F6_Commercial_Office_New_Food Preparation_Natural Gas_Food Prep Other_E8 | F6 | Commercial | Office | New | Food Preparation | Natural Gas | Food Prep Other | E8 | Utility - Value of Sales | 0 | 0 | 0 | 0 | 0 | 0 | 0 | 0 | 0 | 0 | 0 | 0 | 0 | 0 | 0 | 0 | 0 | 0 | 0 | 0 | 0 | 0 | 0 | 0 | 0 | 0 | 0 | 0 | 0 | 0 | 0 | 0 | 0 | 0 | 0 | 0 | 0 | 0 | 0 | 0 | 0 | 0
F6_Commercial_Office_New_Food Preparation_Natural Gas_Food Prep Other_E9 | F6 | Commercial | Office | New | Food Preparation | Natural Gas | Food Prep Other | E9 | Utility - Value of Sales | 0 | 0 | 0 | 0 | 0 | 0 | 0 | 0 | 0 | 0 | 0 | 0 | 0 | 0 | 0 | 0 | 0 | 0 | 0 | 0 | 0 | 0 | 0 | 0 | 0 | 0 | 0 | 0 | 0 | 0 | 0 | 0 | 0 | 0 | 0 | 0 | 0 | 0 | 0 | 0 | 0 | 0
F6_Commercial_Office_New_Food Preparation_Natural Gas_Food Prep Other_E10 | F6 | Commercial | Office | New | Food Preparation | Natural Gas | Food Prep Other | E10 | Utility - Value of Sales | 0 | 0 | 0 | 0 | 0 | 0 | 0 | 0 | 0 | 0 | 0 | 0 | 0 | 0 | 0 | 0 | 0 | 0 | 0 | 0 | 0 | 0 | 0 | 0 | 0 | 0 | 0 | 0 | 0 | 0 | 0 | 0 | 0 | 0 | 0 | 0 | 0 | 0 | 0 | 0 | 0 | 0
F1_Commercial_Office_New_Miscellaneous_Natural Gas_Pool Heater_E1 | F1 | Commercial | Office | New | Miscellaneous | Natural Gas | Pool Heater | E1 | RVT - Cost of Equipment | 0 | 0 | 0 | 0 | 0 | 0 | 0 | 0 | 0 | 0 | 0 | 0 | 0 | 0 | 0 | 0 | 0 | 0 | 0 | 0 | 0 | 0 | 0 | 0 | 0 | 0 | 0 | 0 | 0 | 0 | 0 | 0 | 0 | 0 | 0 | 0 | 0 | 0 | 0 | 0 | 0 | 0
F1_Commercial_Office_New_Miscellaneous_Natural Gas_Pool Heater_E2 | F1 | Commercial | Office | New | Miscellaneous | Natural Gas | Pool Heater | E2 | RVT - Cost of Equipment | 0 | 0 | 0 | 0 | 0 | 0 | 0 | 0 | 0 | 0 | 0 | 0 | 0 | 0 | 0 | 0 | 0 | 0 | 0 | 0 | 0 | 0 | 0 | 0 | 0 | 0 | 0 | 0 | 0 | 0 | 0 | 0 | 0 | 0 | 0 | 0 | 0 | 0 | 0 | 0 | 0 | 0
F1_Commercial_Office_New_Miscellaneous_Natural Gas_Pool Heater_E3 | F1 | Commercial | Office | New | Miscellaneous | Natural Gas | Pool Heater | E3 | RVT - Cost of Equipment | 0 | 0 | 0 | 0 | 0 | 0 | 0 | 0 | 0 | 0 | 0 | 0 | 0 | 0 | 0 | 0 | 0 | 0 | 0 | 0 | 0 | 0 | 0 | 0 | 0 | 0 | 0 | 0 | 0 | 0 | 0 | 0 | 0 | 0 | 0 | 0 | 0 | 0 | 0 | 0 | 0 | 0
F1_Commercial_Office_New_Miscellaneous_Natural Gas_Pool Heater_E4 | F1 | Commercial | Office | New | Miscellaneous | Natural Gas | Pool Heater | E4 | RVT - Cost of Equipment | 0 | 0 | 0 | 0 | 0 | 0 | 0 | 0 | 0 | 0 | 0 | 0 | 0 | 0 | 0 | 0 | 0 | 0 | 0 | 0 | 0 | 0 | 0 | 0 | 0 | 0 | 0 | 0 | 0 | 0 | 0 | 0 | 0 | 0 | 0 | 0 | 0 | 0 | 0 | 0 | 0 | 0
F1_Commercial_Office_New_Miscellaneous_Natural Gas_Pool Heater_E5 | F1 | Commercial | Office | New | Miscellaneous | Natural Gas | Pool Heater | E5 | RVT - Cost of Equipment | 0 | 0 | 0 | 0 | 0 | 0 | 0 | 0 | 0 | 0 | 0 | 0 | 0 | 0 | 0 | 0 | 0 | 0 | 0 | 0 | 0 | 0 | 0 | 0 | 0 | 0 | 0 | 0 | 0 | 0 | 0 | 0 | 0 | 0 | 0 | 0 | 0 | 0 | 0 | 0 | 0 | 0
F1_Commercial_Office_New_Miscellaneous_Natural Gas_Pool Heater_E6 | F1 | Commercial | Office | New | Miscellaneous | Natural Gas | Pool Heater | E6 | RVT - Cost of Equipment | 0 | 0 | 0 | 0 | 0 | 0 | 0 | 0 | 0 | 0 | 0 | 0 | 0 | 0 | 0 | 0 | 0 | 0 | 0 | 0 | 0 | 0 | 0 | 0 | 0 | 0 | 0 | 0 | 0 | 0 | 0 | 0 | 0 | 0 | 0 | 0 | 0 | 0 | 0 | 0 | 0 | 0
F1_Commercial_Office_New_Miscellaneous_Natural Gas_Pool Heater_E7 | F1 | Commercial | Office | New | Miscellaneous | Natural Gas | Pool Heater | E7 | RVT - Cost of Equipment | 0 | 0 | 0 | 0 | 0 | 0 | 0 | 0 | 0 | 0 | 0 | 0 | 0 | 0 | 0 | 0 | 0 | 0 | 0 | 0 | 0 | 0 | 0 | 0 | 0 | 0 | 0 | 0 | 0 | 0 | 0 | 0 | 0 | 0 | 0 | 0 | 0 | 0 | 0 | 0 | 0 | 0
F1_Commercial_Office_New_Miscellaneous_Natural Gas_Pool Heater_E8 | F1 | Commercial | Office | New | Miscellaneous | Natural Gas | Pool Heater | E8 | RVT - Cost of Equipment | 0 | 0 | 0 | 0 | 0 | 0 | 0 | 0 | 0 | 0 | 0 | 0 | 0 | 0 | 0 | 0 | 0 | 0 | 0 | 0 | 0 | 0 | 0 | 0 | 0 | 0 | 0 | 0 | 0 | 0 | 0 | 0 | 0 | 0 | 0 | 0 | 0 | 0 | 0 | 0 | 0 | 0
F1_Commercial_Office_New_Miscellaneous_Natural Gas_Pool Heater_E9 | F1 | Commercial | Office | New | Miscellaneous | Natural Gas | Pool Heater | E9 | RVT - Cost of Equipment | 0 | 0 | 0 | 0 | 0 | 0 | 0 | 0 | 0 | 0 | 0 | 0 | 0 | 0 | 0 | 0 | 0 | 0 | 0 | 0 | 0 | 0 | 0 | 0 | 0 | 0 | 0 | 0 | 0 | 0 | 0 | 0 | 0 | 0 | 0 | 0 | 0 | 0 | 0 | 0 | 0 | 0
F1_Commercial_Office_New_Miscellaneous_Natural Gas_Pool Heater_E10 | F1 | Commercial | Office | New | Miscellaneous | Natural Gas | Pool Heater | E10 | RVT - Cost of Equipment | 0 | 0 | 0 | 0 | 0 | 0 | 0 | 0 | 0 | 0 | 0 | 0 | 0 | 0 | 0 | 0 | 0 | 0 | 0 | 0 | 0 | 0 | 0 | 0 | 0 | 0 | 0 | 0 | 0 | 0 | 0 | 0 | 0 | 0 | 0 | 0 | 0 | 0 | 0 | 0 | 0 | 0
F2_Commercial_Office_New_Miscellaneous_Natural Gas_Pool Heater_E1 | F2 | Commercial | Office | New | Miscellaneous | Natural Gas | Pool Heater | E1 | RVT - Cost of Operation | 0 | 0 | 0 | 0 | 0 | 0 | 0 | 0 | 0 | 0 | 0 | 0 | 0 | 0 | 0 | 0 | 0 | 0 | 0 | 0 | 0 | 0 | 0 | 0 | 0 | 0 | 0 | 0 | 0 | 0 | 0 | 0 | 0 | 0 | 0 | 0 | 0 | 0 | 0 | 0 | 0 | 0
F2_Commercial_Office_New_Miscellaneous_Natural Gas_Pool Heater_E2 | F2 | Commercial | Office | New | Miscellaneous | Natural Gas | Pool Heater | E2 | RVT - Cost of Operation | 0 | 0 | 0 | 0 | 0 | 0 | 0 | 0 | 0 | 0 | 0 | 0 | 0 | 0 | 0 | 0 | 0 | 0 | 0 | 0 | 0 | 0 | 0 | 0 | 0 | 0 | 0 | 0 | 0 | 0 | 0 | 0 | 0 | 0 | 0 | 0 | 0 | 0 | 0 | 0 | 0 | 0
F2_Commercial_Office_New_Miscellaneous_Natural Gas_Pool Heater_E3 | F2 | Commercial | Office | New | Miscellaneous | Natural Gas | Pool Heater | E3 | RVT - Cost of Operation | 0 | 0 | 0 | 0 | 0 | 0 | 0 | 0 | 0 | 0 | 0 | 0 | 0 | 0 | 0 | 0 | 0 | 0 | 0 | 0 | 0 | 0 | 0 | 0 | 0 | 0 | 0 | 0 | 0 | 0 | 0 | 0 | 0 | 0 | 0 | 0 | 0 | 0 | 0 | 0 | 0 | 0
F2_Commercial_Office_New_Miscellaneous_Natural Gas_Pool Heater_E4 | F2 | Commercial | Office | New | Miscellaneous | Natural Gas | Pool Heater | E4 | RVT - Cost of Operation | 0 | 0 | 0 | 0 | 0 | 0 | 0 | 0 | 0 | 0 | 0 | 0 | 0 | 0 | 0 | 0 | 0 | 0 | 0 | 0 | 0 | 0 | 0 | 0 | 0 | 0 | 0 | 0 | 0 | 0 | 0 | 0 | 0 | 0 | 0 | 0 | 0 | 0 | 0 | 0 | 0 | 0
F2_Commercial_Office_New_Miscellaneous_Natural Gas_Pool Heater_E5 | F2 | Commercial | Office | New | Miscellaneous | Natural Gas | Pool Heater | E5 | RVT - Cost of Operation | 0 | 0 | 0 | 0 | 0 | 0 | 0 | 0 | 0 | 0 | 0 | 0 | 0 | 0 | 0 | 0 | 0 | 0 | 0 | 0 | 0 | 0 | 0 | 0 | 0 | 0 | 0 | 0 | 0 | 0 | 0 | 0 | 0 | 0 | 0 | 0 | 0 | 0 | 0 | 0 | 0 | 0
F2_Commercial_Office_New_Miscellaneous_Natural Gas_Pool Heater_E6 | F2 | Commercial | Office | New | Miscellaneous | Natural Gas | Pool Heater | E6 | RVT - Cost of Operation | 0 | 0 | 0 | 0 | 0 | 0 | 0 | 0 | 0 | 0 | 0 | 0 | 0 | 0 | 0 | 0 | 0 | 0 | 0 | 0 | 0 | 0 | 0 | 0 | 0 | 0 | 0 | 0 | 0 | 0 | 0 | 0 | 0 | 0 | 0 | 0 | 0 | 0 | 0 | 0 | 0 | 0
F2_Commercial_Office_New_Miscellaneous_Natural Gas_Pool Heater_E7 | F2 | Commercial | Office | New | Miscellaneous | Natural Gas | Pool Heater | E7 | RVT - Cost of Operation | 0 | 0 | 0 | 0 | 0 | 0 | 0 | 0 | 0 | 0 | 0 | 0 | 0 | 0 | 0 | 0 | 0 | 0 | 0 | 0 | 0 | 0 | 0 | 0 | 0 | 0 | 0 | 0 | 0 | 0 | 0 | 0 | 0 | 0 | 0 | 0 | 0 | 0 | 0 | 0 | 0 | 0
F2_Commercial_Office_New_Miscellaneous_Natural Gas_Pool Heater_E8 | F2 | Commercial | Office | New | Miscellaneous | Natural Gas | Pool Heater | E8 | RVT - Cost of Operation | 0 | 0 | 0 | 0 | 0 | 0 | 0 | 0 | 0 | 0 | 0 | 0 | 0 | 0 | 0 | 0 | 0 | 0 | 0 | 0 | 0 | 0 | 0 | 0 | 0 | 0 | 0 | 0 | 0 | 0 | 0 | 0 | 0 | 0 | 0 | 0 | 0 | 0 | 0 | 0 | 0 | 0
F2_Commercial_Office_New_Miscellaneous_Natural Gas_Pool Heater_E9 | F2 | Commercial | Office | New | Miscellaneous | Natural Gas | Pool Heater | E9 | RVT - Cost of Operation | 0 | 0 | 0 | 0 | 0 | 0 | 0 | 0 | 0 | 0 | 0 | 0 | 0 | 0 | 0 | 0 | 0 | 0 | 0 | 0 | 0 | 0 | 0 | 0 | 0 | 0 | 0 | 0 | 0 | 0 | 0 | 0 | 0 | 0 | 0 | 0 | 0 | 0 | 0 | 0 | 0 | 0
F2_Commercial_Office_New_Miscellaneous_Natural Gas_Pool Heater_E10 | F2 | Commercial | Office | New | Miscellaneous | Natural Gas | Pool Heater | E10 | RVT - Cost of Operation | 0 | 0 | 0 | 0 | 0 | 0 | 0 | 0 | 0 | 0 | 0 | 0 | 0 | 0 | 0 | 0 | 0 | 0 | 0 | 0 | 0 | 0 | 0 | 0 | 0 | 0 | 0 | 0 | 0 | 0 | 0 | 0 | 0 | 0 | 0 | 0 | 0 | 0 | 0 | 0 | 0 | 0
F3_Commercial_Office_New_Miscellaneous_Natural Gas_Pool Heater_E1 | F3 | Commercial | Office | New | Miscellaneous | Natural Gas | Pool Heater | E1 | System - kBTUs of Consumption | 0.0025602 | 0.0025602 | 0.0025602 | 0.0025602 | 0.0025602 | 0.0025602 | 0.0025602 | 0.0025602 | 0.0025602 | 0.0025602 | 0.0025602 | 0.0025602 | 0.0025602 | 0.0025602 | 0.0025602 | 0.0025602 | 0.0025602 | 0.0025602 | 0.0025602 | 0.0025602 | 0.0025602 | 0.0025602 | 0.0025602 | 0.0025602 | 0.0025602 | 0.0025602 | 0.0025602 | 0.0025602 | 0.0025602 | 0.0025602 | 0.0025602 | 0.0025602 | 0.0025602 | 0 | 0 | 0 | 0 | 0 | 0 | 0 | 0 | 0
F3_Commercial_Office_New_Miscellaneous_Natural Gas_Pool Heater_E2 | F3 | Commercial | Office | New | Miscellaneous | Natural Gas | Pool Heater | E2 | System - kBTUs of Consumption | 0.004192 | 0.004192 | 0.004192 | 0.004192 | 0.004192 | 0.004192 | 0.004192 | 0.004192 | 0.004192 | 0.004192 | 0.004192 | 0.004192 | 0.004192 | 0.004192 | 0.004192 | 0.004192 | 0.004192 | 0.004192 | 0.004192 | 0.004192 | 0.004192 | 0.004192 | 0.004192 | 0.004192 | 0.004192 | 0.004192 | 0.004192 | 0.004192 | 0.004192 | 0.004192 | 0.004192 | 0.004192 | 0.004192 | 0 | 0 | 0 | 0 | 0 | 0 | 0 | 0 | 0
F3_Commercial_Office_New_Miscellaneous_Natural Gas_Pool Heater_E3 | F3 | Commercial | Office | New | Miscellaneous | Natural Gas | Pool Heater | E3 | System - kBTUs of Consumption | 0 | 0 | 0 | 0 | 0 | 0 | 0 | 0 | 0 | 0 | 0 | 0 | 0 | 0 | 0 | 0 | 0 | 0 | 0 | 0 | 0 | 0 | 0 | 0 | 0 | 0 | 0 | 0 | 0 | 0 | 0 | 0 | 0 | 0 | 0 | 0 | 0 | 0 | 0 | 0 | 0 | 0
F3_Commercial_Office_New_Miscellaneous_Natural Gas_Pool Heater_E4 | F3 | Commercial | Office | New | Miscellaneous | Natural Gas | Pool Heater | E4 | System - kBTUs of Consumption | 0 | 0 | 0 | 0 | 0 | 0 | 0 | 0 | 0 | 0 | 0 | 0 | 0 | 0 | 0 | 0 | 0 | 0 | 0 | 0 | 0 | 0 | 0 | 0 | 0 | 0 | 0 | 0 | 0 | 0 | 0 | 0 | 0 | 0 | 0 | 0 | 0 | 0 | 0 | 0 | 0 | 0
F3_Commercial_Office_New_Miscellaneous_Natural Gas_Pool Heater_E5 | F3 | Commercial | Office | New | Miscellaneous | Natural Gas | Pool Heater | E5 | System - kBTUs of Consumption | 0 | 0 | 0 | 0 | 0 | 0 | 0 | 0 | 0 | 0 | 0 | 0 | 0 | 0 | 0 | 0 | 0 | 0 | 0 | 0 | 0 | 0 | 0 | 0 | 0 | 0 | 0 | 0 | 0 | 0 | 0 | 0 | 0 | 0 | 0 | 0 | 0 | 0 | 0 | 0 | 0 | 0
F3_Commercial_Office_New_Miscellaneous_Natural Gas_Pool Heater_E6 | F3 | Commercial | Office | New | Miscellaneous | Natural Gas | Pool Heater | E6 | System - kBTUs of Consumption | 0 | 0 | 0 | 0 | 0 | 0 | 0 | 0 | 0 | 0 | 0 | 0 | 0 | 0 | 0 | 0 | 0 | 0 | 0 | 0 | 0 | 0 | 0 | 0 | 0 | 0 | 0 | 0 | 0 | 0 | 0 | 0 | 0 | 0 | 0 | 0 | 0 | 0 | 0 | 0 | 0 | 0
F3_Commercial_Office_New_Miscellaneous_Natural Gas_Pool Heater_E7 | F3 | Commercial | Office | New | Miscellaneous | Natural Gas | Pool Heater | E7 | System - kBTUs of Consumption | 0 | 0 | 0 | 0 | 0 | 0 | 0 | 0 | 0 | 0 | 0 | 0 | 0 | 0 | 0 | 0 | 0 | 0 | 0 | 0 | 0 | 0 | 0 | 0 | 0 | 0 | 0 | 0 | 0 | 0 | 0 | 0 | 0 | 0 | 0 | 0 | 0 | 0 | 0 | 0 | 0 | 0
F3_Commercial_Office_New_Miscellaneous_Natural Gas_Pool Heater_E8 | F3 | Commercial | Office | New | Miscellaneous | Natural Gas | Pool Heater | E8 | System - kBTUs of Consumption | 0 | 0 | 0 | 0 | 0 | 0 | 0 | 0 | 0 | 0 | 0 | 0 | 0 | 0 | 0 | 0 | 0 | 0 | 0 | 0 | 0 | 0 | 0 | 0 | 0 | 0 | 0 | 0 | 0 | 0 | 0 | 0 | 0 | 0 | 0 | 0 | 0 | 0 | 0 | 0 | 0 | 0
F3_Commercial_Office_New_Miscellaneous_Natural Gas_Pool Heater_E9 | F3 | Commercial | Office | New | Miscellaneous | Natural Gas | Pool Heater | E9 | System - kBTUs of Consumption | 0 | 0 | 0 | 0 | 0 | 0 | 0 | 0 | 0 | 0 | 0 | 0 | 0 | 0 | 0 | 0 | 0 | 0 | 0 | 0 | 0 | 0 | 0 | 0 | 0 | 0 | 0 | 0 | 0 | 0 | 0 | 0 | 0 | 0 | 0 | 0 | 0 | 0 | 0 | 0 | 0 | 0
F3_Commercial_Office_New_Miscellaneous_Natural Gas_Pool Heater_E10 | F3 | Commercial | Office | New | Miscellaneous | Natural Gas | Pool Heater | E10 | System - kBTUs of Consumption | 0 | 0 | 0 | 0 | 0 | 0 | 0 | 0 | 0 | 0 | 0 | 0 | 0 | 0 | 0 | 0 | 0 | 0 | 0 | 0 | 0 | 0 | 0 | 0 | 0 | 0 | 0 | 0 | 0 | 0 | 0 | 0 | 0 | 0 | 0 | 0 | 0 | 0 | 0 | 0 | 0 | 0
F4_Commercial_Office_New_Miscellaneous_Natural Gas_Pool Heater_E1 | F4 | Commercial | Office | New | Miscellaneous | Natural Gas | Pool Heater | E1 | Utility - Cost of Equipment | 0 | 0 | 0 | 0 | 0 | 0 | 0 | 0 | 0 | 0 | 0 | 0 | 0 | 0 | 0 | 0 | 0 | 0 | 0 | 0 | 0 | 0 | 0 | 0 | 0 | 0 | 0 | 0 | 0 | 0 | 0 | 0 | 0 | 0 | 0 | 0 | 0 | 0 | 0 | 0 | 0 | 0
F4_Commercial_Office_New_Miscellaneous_Natural Gas_Pool Heater_E2 | F4 | Commercial | Office | New | Miscellaneous | Natural Gas | Pool Heater | E2 | Utility - Cost of Equipment | 0 | 0 | 0 | 0 | 0 | 0 | 0 | 0 | 0 | 0 | 0 | 0 | 0 | 0 | 0 | 0 | 0 | 0 | 0 | 0 | 0 | 0 | 0 | 0 | 0 | 0 | 0 | 0 | 0 | 0 | 0 | 0 | 0 | 0 | 0 | 0 | 0 | 0 | 0 | 0 | 0 | 0
F4_Commercial_Office_New_Miscellaneous_Natural Gas_Pool Heater_E3 | F4 | Commercial | Office | New | Miscellaneous | Natural Gas | Pool Heater | E3 | Utility - Cost of Equipment | 0 | 0 | 0 | 0 | 0 | 0 | 0 | 0 | 0 | 0 | 0 | 0 | 0 | 0 | 0 | 0 | 0 | 0 | 0 | 0 | 0 | 0 | 0 | 0 | 0 | 0 | 0 | 0 | 0 | 0 | 0 | 0 | 0 | 0 | 0 | 0 | 0 | 0 | 0 | 0 | 0 | 0
F4_Commercial_Office_New_Miscellaneous_Natural Gas_Pool Heater_E4 | F4 | Commercial | Office | New | Miscellaneous | Natural Gas | Pool Heater | E4 | Utility - Cost of Equipment | 0 | 0 | 0 | 0 | 0 | 0 | 0 | 0 | 0 | 0 | 0 | 0 | 0 | 0 | 0 | 0 | 0 | 0 | 0 | 0 | 0 | 0 | 0 | 0 | 0 | 0 | 0 | 0 | 0 | 0 | 0 | 0 | 0 | 0 | 0 | 0 | 0 | 0 | 0 | 0 | 0 | 0
F4_Commercial_Office_New_Miscellaneous_Natural Gas_Pool Heater_E5 | F4 | Commercial | Office | New | Miscellaneous | Natural Gas | Pool Heater | E5 | Utility - Cost of Equipment | 0 | 0 | 0 | 0 | 0 | 0 | 0 | 0 | 0 | 0 | 0 | 0 | 0 | 0 | 0 | 0 | 0 | 0 | 0 | 0 | 0 | 0 | 0 | 0 | 0 | 0 | 0 | 0 | 0 | 0 | 0 | 0 | 0 | 0 | 0 | 0 | 0 | 0 | 0 | 0 | 0 | 0
F4_Commercial_Office_New_Miscellaneous_Natural Gas_Pool Heater_E6 | F4 | Commercial | Office | New | Miscellaneous | Natural Gas | Pool Heater | E6 | Utility - Cost of Equipment | 0 | 0 | 0 | 0 | 0 | 0 | 0 | 0 | 0 | 0 | 0 | 0 | 0 | 0 | 0 | 0 | 0 | 0 | 0 | 0 | 0 | 0 | 0 | 0 | 0 | 0 | 0 | 0 | 0 | 0 | 0 | 0 | 0 | 0 | 0 | 0 | 0 | 0 | 0 | 0 | 0 | 0
F4_Commercial_Office_New_Miscellaneous_Natural Gas_Pool Heater_E7 | F4 | Commercial | Office | New | Miscellaneous | Natural Gas | Pool Heater | E7 | Utility - Cost of Equipment | 0 | 0 | 0 | 0 | 0 | 0 | 0 | 0 | 0 | 0 | 0 | 0 | 0 | 0 | 0 | 0 | 0 | 0 | 0 | 0 | 0 | 0 | 0 | 0 | 0 | 0 | 0 | 0 | 0 | 0 | 0 | 0 | 0 | 0 | 0 | 0 | 0 | 0 | 0 | 0 | 0 | 0
F4_Commercial_Office_New_Miscellaneous_Natural Gas_Pool Heater_E8 | F4 | Commercial | Office | New | Miscellaneous | Natural Gas | Pool Heater | E8 | Utility - Cost of Equipment | 0 | 0 | 0 | 0 | 0 | 0 | 0 | 0 | 0 | 0 | 0 | 0 | 0 | 0 | 0 | 0 | 0 | 0 | 0 | 0 | 0 | 0 | 0 | 0 | 0 | 0 | 0 | 0 | 0 | 0 | 0 | 0 | 0 | 0 | 0 | 0 | 0 | 0 | 0 | 0 | 0 | 0
F4_Commercial_Office_New_Miscellaneous_Natural Gas_Pool Heater_E9 | F4 | Commercial | Office | New | Miscellaneous | Natural Gas | Pool Heater | E9 | Utility - Cost of Equipment | 0 | 0 | 0 | 0 | 0 | 0 | 0 | 0 | 0 | 0 | 0 | 0 | 0 | 0 | 0 | 0 | 0 | 0 | 0 | 0 | 0 | 0 | 0 | 0 | 0 | 0 | 0 | 0 | 0 | 0 | 0 | 0 | 0 | 0 | 0 | 0 | 0 | 0 | 0 | 0 | 0 | 0
F4_Commercial_Office_New_Miscellaneous_Natural Gas_Pool Heater_E10 | F4 | Commercial | Office | New | Miscellaneous | Natural Gas | Pool Heater | E10 | Utility - Cost of Equipment | 0 | 0 | 0 | 0 | 0 | 0 | 0 | 0 | 0 | 0 | 0 | 0 | 0 | 0 | 0 | 0 | 0 | 0 | 0 | 0 | 0 | 0 | 0 | 0 | 0 | 0 | 0 | 0 | 0 | 0 | 0 | 0 | 0 | 0 | 0 | 0 | 0 | 0 | 0 | 0 | 0 | 0
F5_Commercial_Office_New_Miscellaneous_Natural Gas_Pool Heater_E1 | F5 | Commercial | Office | New | Miscellaneous | Natural Gas | Pool Heater | E1 | Utility - Cost of Operation | 0.0025602 | 0.0025602 | 0.0025602 | 0.0025602 | 0.0025602 | 0.0025602 | 0.0025602 | 0.0025602 | 0.0025602 | 0.0025602 | 0.0025602 | 0.0025602 | 0.0025602 | 0.0025602 | 0.0025602 | 0.0025602 | 0.0025602 | 0.0025602 | 0.0025602 | 0.0025602 | 0.0025602 | 0.0025602 | 0.0025602 | 0.0025602 | 0.0025602 | 0.0025602 | 0.0025602 | 0.0025602 | 0.0025602 | 0.0025602 | 0.0025602 | 0.0025602 | 0.0025602 | 0 | 0 | 0 | 0 | 0 | 0 | 0 | 0 | 0
F5_Commercial_Office_New_Miscellaneous_Natural Gas_Pool Heater_E2 | F5 | Commercial | Office | New | Miscellaneous | Natural Gas | Pool Heater | E2 | Utility - Cost of Operation | 0.004192 | 0.004192 | 0.004192 | 0.004192 | 0.004192 | 0.004192 | 0.004192 | 0.004192 | 0.004192 | 0.004192 | 0.004192 | 0.004192 | 0.004192 | 0.004192 | 0.004192 | 0.004192 | 0.004192 | 0.004192 | 0.004192 | 0.004192 | 0.004192 | 0.004192 | 0.004192 | 0.004192 | 0.004192 | 0.004192 | 0.004192 | 0.004192 | 0.004192 | 0.004192 | 0.004192 | 0.004192 | 0.004192 | 0 | 0 | 0 | 0 | 0 | 0 | 0 | 0 | 0
F5_Commercial_Office_New_Miscellaneous_Natural Gas_Pool Heater_E3 | F5 | Commercial | Office | New | Miscellaneous | Natural Gas | Pool Heater | E3 | Utility - Cost of Operation | 0 | 0 | 0 | 0 | 0 | 0 | 0 | 0 | 0 | 0 | 0 | 0 | 0 | 0 | 0 | 0 | 0 | 0 | 0 | 0 | 0 | 0 | 0 | 0 | 0 | 0 | 0 | 0 | 0 | 0 | 0 | 0 | 0 | 0 | 0 | 0 | 0 | 0 | 0 | 0 | 0 | 0
F5_Commercial_Office_New_Miscellaneous_Natural Gas_Pool Heater_E4 | F5 | Commercial | Office | New | Miscellaneous | Natural Gas | Pool Heater | E4 | Utility - Cost of Operation | 0 | 0 | 0 | 0 | 0 | 0 | 0 | 0 | 0 | 0 | 0 | 0 | 0 | 0 | 0 | 0 | 0 | 0 | 0 | 0 | 0 | 0 | 0 | 0 | 0 | 0 | 0 | 0 | 0 | 0 | 0 | 0 | 0 | 0 | 0 | 0 | 0 | 0 | 0 | 0 | 0 | 0
F5_Commercial_Office_New_Miscellaneous_Natural Gas_Pool Heater_E5 | F5 | Commercial | Office | New | Miscellaneous | Natural Gas | Pool Heater | E5 | Utility - Cost of Operation | 0 | 0 | 0 | 0 | 0 | 0 | 0 | 0 | 0 | 0 | 0 | 0 | 0 | 0 | 0 | 0 | 0 | 0 | 0 | 0 | 0 | 0 | 0 | 0 | 0 | 0 | 0 | 0 | 0 | 0 | 0 | 0 | 0 | 0 | 0 | 0 | 0 | 0 | 0 | 0 | 0 | 0
F5_Commercial_Office_New_Miscellaneous_Natural Gas_Pool Heater_E6 | F5 | Commercial | Office | New | Miscellaneous | Natural Gas | Pool Heater | E6 | Utility - Cost of Operation | 0 | 0 | 0 | 0 | 0 | 0 | 0 | 0 | 0 | 0 | 0 | 0 | 0 | 0 | 0 | 0 | 0 | 0 | 0 | 0 | 0 | 0 | 0 | 0 | 0 | 0 | 0 | 0 | 0 | 0 | 0 | 0 | 0 | 0 | 0 | 0 | 0 | 0 | 0 | 0 | 0 | 0
F5_Commercial_Office_New_Miscellaneous_Natural Gas_Pool Heater_E7 | F5 | Commercial | Office | New | Miscellaneous | Natural Gas | Pool Heater | E7 | Utility - Cost of Operation | 0 | 0 | 0 | 0 | 0 | 0 | 0 | 0 | 0 | 0 | 0 | 0 | 0 | 0 | 0 | 0 | 0 | 0 | 0 | 0 | 0 | 0 | 0 | 0 | 0 | 0 | 0 | 0 | 0 | 0 | 0 | 0 | 0 | 0 | 0 | 0 | 0 | 0 | 0 | 0 | 0 | 0
F5_Commercial_Office_New_Miscellaneous_Natural Gas_Pool Heater_E8 | F5 | Commercial | Office | New | Miscellaneous | Natural Gas | Pool Heater | E8 | Utility - Cost of Operation | 0 | 0 | 0 | 0 | 0 | 0 | 0 | 0 | 0 | 0 | 0 | 0 | 0 | 0 | 0 | 0 | 0 | 0 | 0 | 0 | 0 | 0 | 0 | 0 | 0 | 0 | 0 | 0 | 0 | 0 | 0 | 0 | 0 | 0 | 0 | 0 | 0 | 0 | 0 | 0 | 0 | 0
F5_Commercial_Office_New_Miscellaneous_Natural Gas_Pool Heater_E9 | F5 | Commercial | Office | New | Miscellaneous | Natural Gas | Pool Heater | E9 | Utility - Cost of Operation | 0 | 0 | 0 | 0 | 0 | 0 | 0 | 0 | 0 | 0 | 0 | 0 | 0 | 0 | 0 | 0 | 0 | 0 | 0 | 0 | 0 | 0 | 0 | 0 | 0 | 0 | 0 | 0 | 0 | 0 | 0 | 0 | 0 | 0 | 0 | 0 | 0 | 0 | 0 | 0 | 0 | 0
F5_Commercial_Office_New_Miscellaneous_Natural Gas_Pool Heater_E10 | F5 | Commercial | Office | New | Miscellaneous | Natural Gas | Pool Heater | E10 | Utility - Cost of Operation | 0 | 0 | 0 | 0 | 0 | 0 | 0 | 0 | 0 | 0 | 0 | 0 | 0 | 0 | 0 | 0 | 0 | 0 | 0 | 0 | 0 | 0 | 0 | 0 | 0 | 0 | 0 | 0 | 0 | 0 | 0 | 0 | 0 | 0 | 0 | 0 | 0 | 0 | 0 | 0 | 0 | 0
F6_Commercial_Office_New_Miscellaneous_Natural Gas_Pool Heater_E1 | F6 | Commercial | Office | New | Miscellaneous | Natural Gas | Pool Heater | E1 | Utility - Value of Sales | 0.010152 | 0.010152 | 0.010152 | 0.010152 | 0.010152 | 0.010152 | 0.010152 | 0.010152 | 0.010152 | 0.010152 | 0.010152 | 0.010152 | 0.010152 | 0.010152 | 0.010152 | 0.010152 | 0.010152 | 0.010152 | 0.010152 | 0.010152 | 0.010152 | 0.010152 | 0.010152 | 0.010152 | 0.010152 | 0.010152 | 0.010152 | 0.010152 | 0.010152 | 0.010152 | 0.010152 | 0.010152 | 0.010152 | 0 | 0 | 0 | 0 | 0 | 0 | 0 | 0 | 0
F6_Commercial_Office_New_Miscellaneous_Natural Gas_Pool Heater_E2 | F6 | Commercial | Office | New | Miscellaneous | Natural Gas | Pool Heater | E2 | Utility - Value of Sales | 0.0086294 | 0.0086294 | 0.0086294 | 0.0086294 | 0.0086294 | 0.0086294 | 0.0086294 | 0.0086294 | 0.0086294 | 0.0086294 | 0.0086294 | 0.0086294 | 0.0086294 | 0.0086294 | 0.0086294 | 0.0086294 | 0.0086294 | 0.0086294 | 0.0086294 | 0.0086294 | 0.0086294 | 0.0086294 | 0.0086294 | 0.0086294 | 0.0086294 | 0.0086294 | 0.0086294 | 0.0086294 | 0.0086294 | 0.0086294 | 0.0086294 | 0.0086294 | 0.0086294 | 0 | 0 | 0 | 0 | 0 | 0 | 0 | 0 | 0
F6_Commercial_Office_New_Miscellaneous_Natural Gas_Pool Heater_E3 | F6 | Commercial | Office | New | Miscellaneous | Natural Gas | Pool Heater | E3 | Utility - Value of Sales | 0 | 0 | 0 | 0 | 0 | 0 | 0 | 0 | 0 | 0 | 0 | 0 | 0 | 0 | 0 | 0 | 0 | 0 | 0 | 0 | 0 | 0 | 0 | 0 | 0 | 0 | 0 | 0 | 0 | 0 | 0 | 0 | 0 | 0 | 0 | 0 | 0 | 0 | 0 | 0 | 0 | 0
F6_Commercial_Office_New_Miscellaneous_Natural Gas_Pool Heater_E4 | F6 | Commercial | Office | New | Miscellaneous | Natural Gas | Pool Heater | E4 | Utility - Value of Sales | 0 | 0 | 0 | 0 | 0 | 0 | 0 | 0 | 0 | 0 | 0 | 0 | 0 | 0 | 0 | 0 | 0 | 0 | 0 | 0 | 0 | 0 | 0 | 0 | 0 | 0 | 0 | 0 | 0 | 0 | 0 | 0 | 0 | 0 | 0 | 0 | 0 | 0 | 0 | 0 | 0 | 0
F6_Commercial_Office_New_Miscellaneous_Natural Gas_Pool Heater_E5 | F6 | Commercial | Office | New | Miscellaneous | Natural Gas | Pool Heater | E5 | Utility - Value of Sales | 0 | 0 | 0 | 0 | 0 | 0 | 0 | 0 | 0 | 0 | 0 | 0 | 0 | 0 | 0 | 0 | 0 | 0 | 0 | 0 | 0 | 0 | 0 | 0 | 0 | 0 | 0 | 0 | 0 | 0 | 0 | 0 | 0 | 0 | 0 | 0 | 0 | 0 | 0 | 0 | 0 | 0
F6_Commercial_Office_New_Miscellaneous_Natural Gas_Pool Heater_E6 | F6 | Commercial | Office | New | Miscellaneous | Natural Gas | Pool Heater | E6 | Utility - Value of Sales | 0 | 0 | 0 | 0 | 0 | 0 | 0 | 0 | 0 | 0 | 0 | 0 | 0 | 0 | 0 | 0 | 0 | 0 | 0 | 0 | 0 | 0 | 0 | 0 | 0 | 0 | 0 | 0 | 0 | 0 | 0 | 0 | 0 | 0 | 0 | 0 | 0 | 0 | 0 | 0 | 0 | 0
F6_Commercial_Office_New_Miscellaneous_Natural Gas_Pool Heater_E7 | F6 | Commercial | Office | New | Miscellaneous | Natural Gas | Pool Heater | E7 | Utility - Value of Sales | 0 | 0 | 0 | 0 | 0 | 0 | 0 | 0 | 0 | 0 | 0 | 0 | 0 | 0 | 0 | 0 | 0 | 0 | 0 | 0 | 0 | 0 | 0 | 0 | 0 | 0 | 0 | 0 | 0 | 0 | 0 | 0 | 0 | 0 | 0 | 0 | 0 | 0 | 0 | 0 | 0 | 0
F6_Commercial_Office_New_Miscellaneous_Natural Gas_Pool Heater_E8 | F6 | Commercial | Office | New | Miscellaneous | Natural Gas | Pool Heater | E8 | Utility - Value of Sales | 0 | 0 | 0 | 0 | 0 | 0 | 0 | 0 | 0 | 0 | 0 | 0 | 0 | 0 | 0 | 0 | 0 | 0 | 0 | 0 | 0 | 0 | 0 | 0 | 0 | 0 | 0 | 0 | 0 | 0 | 0 | 0 | 0 | 0 | 0 | 0 | 0 | 0 | 0 | 0 | 0 | 0
F6_Commercial_Office_New_Miscellaneous_Natural Gas_Pool Heater_E9 | F6 | Commercial | Office | New | Miscellaneous | Natural Gas | Pool Heater | E9 | Utility - Value of Sales | 0 | 0 | 0 | 0 | 0 | 0 | 0 | 0 | 0 | 0 | 0 | 0 | 0 | 0 | 0 | 0 | 0 | 0 | 0 | 0 | 0 | 0 | 0 | 0 | 0 | 0 | 0 | 0 | 0 | 0 | 0 | 0 | 0 | 0 | 0 | 0 | 0 | 0 | 0 | 0 | 0 | 0
F6_Commercial_Office_New_Miscellaneous_Natural Gas_Pool Heater_E10 | F6 | Commercial | Office | New | Miscellaneous | Natural Gas | Pool Heater | E10 | Utility - Value of Sales | 0 | 0 | 0 | 0 | 0 | 0 | 0 | 0 | 0 | 0 | 0 | 0 | 0 | 0 | 0 | 0 | 0 | 0 | 0 | 0 | 0 | 0 | 0 | 0 | 0 | 0 | 0 | 0 | 0 | 0 | 0 | 0 | 0 | 0 | 0 | 0 | 0 | 0 | 0 | 0 | 0 | 0
F1_Commercial_Office_New_Miscellaneous_Natural Gas_Miscellaneous_E1 | F1 | Commercial | Office | New | Miscellaneous | Natural Gas | Miscellaneous | E1 | RVT - Cost of Equipment | 0 | 0 | 0 | 0 | 0 | 0 | 0 | 0 | 0 | 0 | 0 | 0 | 0 | 0 | 0 | 0 | 0 | 0 | 0 | 0 | 0 | 0 | 0 | 0 | 0 | 0 | 0 | 0 | 0 | 0 | 0 | 0 | 0 | 0 | 0 | 0 | 0 | 0 | 0 | 0 | 0 | 0
F1_Commercial_Office_New_Miscellaneous_Natural Gas_Miscellaneous_E2 | F1 | Commercial | Office | New | Miscellaneous | Natural Gas | Miscellaneous | E2 | RVT - Cost of Equipment | 0 | 0 | 0 | 0 | 0 | 0 | 0 | 0 | 0 | 0 | 0 | 0 | 0 | 0 | 0 | 0 | 0 | 0 | 0 | 0 | 0 | 0 | 0 | 0 | 0 | 0 | 0 | 0 | 0 | 0 | 0 | 0 | 0 | 0 | 0 | 0 | 0 | 0 | 0 | 0 | 0 | 0
F1_Commercial_Office_New_Miscellaneous_Natural Gas_Miscellaneous_E3 | F1 | Commercial | Office | New | Miscellaneous | Natural Gas | Miscellaneous | E3 | RVT - Cost of Equipment | 0 | 0 | 0 | 0 | 0 | 0 | 0 | 0 | 0 | 0 | 0 | 0 | 0 | 0 | 0 | 0 | 0 | 0 | 0 | 0 | 0 | 0 | 0 | 0 | 0 | 0 | 0 | 0 | 0 | 0 | 0 | 0 | 0 | 0 | 0 | 0 | 0 | 0 | 0 | 0 | 0 | 0
F1_Commercial_Office_New_Miscellaneous_Natural Gas_Miscellaneous_E4 | F1 | Commercial | Office | New | Miscellaneous | Natural Gas | Miscellaneous | E4 | RVT - Cost of Equipment | 0 | 0 | 0 | 0 | 0 | 0 | 0 | 0 | 0 | 0 | 0 | 0 | 0 | 0 | 0 | 0 | 0 | 0 | 0 | 0 | 0 | 0 | 0 | 0 | 0 | 0 | 0 | 0 | 0 | 0 | 0 | 0 | 0 | 0 | 0 | 0 | 0 | 0 | 0 | 0 | 0 | 0
F1_Commercial_Office_New_Miscellaneous_Natural Gas_Miscellaneous_E5 | F1 | Commercial | Office | New | Miscellaneous | Natural Gas | Miscellaneous | E5 | RVT - Cost of Equipment | 0 | 0 | 0 | 0 | 0 | 0 | 0 | 0 | 0 | 0 | 0 | 0 | 0 | 0 | 0 | 0 | 0 | 0 | 0 | 0 | 0 | 0 | 0 | 0 | 0 | 0 | 0 | 0 | 0 | 0 | 0 | 0 | 0 | 0 | 0 | 0 | 0 | 0 | 0 | 0 | 0 | 0
F1_Commercial_Office_New_Miscellaneous_Natural Gas_Miscellaneous_E6 | F1 | Commercial | Office | New | Miscellaneous | Natural Gas | Miscellaneous | E6 | RVT - Cost of Equipment | 0 | 0 | 0 | 0 | 0 | 0 | 0 | 0 | 0 | 0 | 0 | 0 | 0 | 0 | 0 | 0 | 0 | 0 | 0 | 0 | 0 | 0 | 0 | 0 | 0 | 0 | 0 | 0 | 0 | 0 | 0 | 0 | 0 | 0 | 0 | 0 | 0 | 0 | 0 | 0 | 0 | 0
F1_Commercial_Office_New_Miscellaneous_Natural Gas_Miscellaneous_E7 | F1 | Commercial | Office | New | Miscellaneous | Natural Gas | Miscellaneous | E7 | RVT - Cost of Equipment | 0 | 0 | 0 | 0 | 0 | 0 | 0 | 0 | 0 | 0 | 0 | 0 | 0 | 0 | 0 | 0 | 0 | 0 | 0 | 0 | 0 | 0 | 0 | 0 | 0 | 0 | 0 | 0 | 0 | 0 | 0 | 0 | 0 | 0 | 0 | 0 | 0 | 0 | 0 | 0 | 0 | 0
F1_Commercial_Office_New_Miscellaneous_Natural Gas_Miscellaneous_E8 | F1 | Commercial | Office | New | Miscellaneous | Natural Gas | Miscellaneous | E8 | RVT - Cost of Equipment | 0 | 0 | 0 | 0 | 0 | 0 | 0 | 0 | 0 | 0 | 0 | 0 | 0 | 0 | 0 | 0 | 0 | 0 | 0 | 0 | 0 | 0 | 0 | 0 | 0 | 0 | 0 | 0 | 0 | 0 | 0 | 0 | 0 | 0 | 0 | 0 | 0 | 0 | 0 | 0 | 0 | 0
F1_Commercial_Office_New_Miscellaneous_Natural Gas_Miscellaneous_E9 | F1 | Commercial | Office | New | Miscellaneous | Natural Gas | Miscellaneous | E9 | RVT - Cost of Equipment | 0 | 0 | 0 | 0 | 0 | 0 | 0 | 0 | 0 | 0 | 0 | 0 | 0 | 0 | 0 | 0 | 0 | 0 | 0 | 0 | 0 | 0 | 0 | 0 | 0 | 0 | 0 | 0 | 0 | 0 | 0 | 0 | 0 | 0 | 0 | 0 | 0 | 0 | 0 | 0 | 0 | 0
F1_Commercial_Office_New_Miscellaneous_Natural Gas_Miscellaneous_E10 | F1 | Commercial | Office | New | Miscellaneous | Natural Gas | Miscellaneous | E10 | RVT - Cost of Equipment | 0 | 0 | 0 | 0 | 0 | 0 | 0 | 0 | 0 | 0 | 0 | 0 | 0 | 0 | 0 | 0 | 0 | 0 | 0 | 0 | 0 | 0 | 0 | 0 | 0 | 0 | 0 | 0 | 0 | 0 | 0 | 0 | 0 | 0 | 0 | 0 | 0 | 0 | 0 | 0 | 0 | 0
F2_Commercial_Office_New_Miscellaneous_Natural Gas_Miscellaneous_E1 | F2 | Commercial | Office | New | Miscellaneous | Natural Gas | Miscellaneous | E1 | RVT - Cost of Operation | 0 | 0 | 0 | 0 | 0 | 0 | 0 | 0 | 0 | 0 | 0 | 0 | 0 | 0 | 0 | 0 | 0 | 0 | 0 | 0 | 0 | 0 | 0 | 0 | 0 | 0 | 0 | 0 | 0 | 0 | 0 | 0 | 0 | 0 | 0 | 0 | 0 | 0 | 0 | 0 | 0 | 0
F2_Commercial_Office_New_Miscellaneous_Natural Gas_Miscellaneous_E2 | F2 | Commercial | Office | New | Miscellaneous | Natural Gas | Miscellaneous | E2 | RVT - Cost of Operation | 0 | 0 | 0 | 0 | 0 | 0 | 0 | 0 | 0 | 0 | 0 | 0 | 0 | 0 | 0 | 0 | 0 | 0 | 0 | 0 | 0 | 0 | 0 | 0 | 0 | 0 | 0 | 0 | 0 | 0 | 0 | 0 | 0 | 0 | 0 | 0 | 0 | 0 | 0 | 0 | 0 | 0
F2_Commercial_Office_New_Miscellaneous_Natural Gas_Miscellaneous_E3 | F2 | Commercial | Office | New | Miscellaneous | Natural Gas | Miscellaneous | E3 | RVT - Cost of Operation | 0 | 0 | 0 | 0 | 0 | 0 | 0 | 0 | 0 | 0 | 0 | 0 | 0 | 0 | 0 | 0 | 0 | 0 | 0 | 0 | 0 | 0 | 0 | 0 | 0 | 0 | 0 | 0 | 0 | 0 | 0 | 0 | 0 | 0 | 0 | 0 | 0 | 0 | 0 | 0 | 0 | 0
F2_Commercial_Office_New_Miscellaneous_Natural Gas_Miscellaneous_E4 | F2 | Commercial | Office | New | Miscellaneous | Natural Gas | Miscellaneous | E4 | RVT - Cost of Operation | 0 | 0 | 0 | 0 | 0 | 0 | 0 | 0 | 0 | 0 | 0 | 0 | 0 | 0 | 0 | 0 | 0 | 0 | 0 | 0 | 0 | 0 | 0 | 0 | 0 | 0 | 0 | 0 | 0 | 0 | 0 | 0 | 0 | 0 | 0 | 0 | 0 | 0 | 0 | 0 | 0 | 0
F2_Commercial_Office_New_Miscellaneous_Natural Gas_Miscellaneous_E5 | F2 | Commercial | Office | New | Miscellaneous | Natural Gas | Miscellaneous | E5 | RVT - Cost of Operation | 0 | 0 | 0 | 0 | 0 | 0 | 0 | 0 | 0 | 0 | 0 | 0 | 0 | 0 | 0 | 0 | 0 | 0 | 0 | 0 | 0 | 0 | 0 | 0 | 0 | 0 | 0 | 0 | 0 | 0 | 0 | 0 | 0 | 0 | 0 | 0 | 0 | 0 | 0 | 0 | 0 | 0
F2_Commercial_Office_New_Miscellaneous_Natural Gas_Miscellaneous_E6 | F2 | Commercial | Office | New | Miscellaneous | Natural Gas | Miscellaneous | E6 | RVT - Cost of Operation | 0 | 0 | 0 | 0 | 0 | 0 | 0 | 0 | 0 | 0 | 0 | 0 | 0 | 0 | 0 | 0 | 0 | 0 | 0 | 0 | 0 | 0 | 0 | 0 | 0 | 0 | 0 | 0 | 0 | 0 | 0 | 0 | 0 | 0 | 0 | 0 | 0 | 0 | 0 | 0 | 0 | 0
F2_Commercial_Office_New_Miscellaneous_Natural Gas_Miscellaneous_E7 | F2 | Commercial | Office | New | Miscellaneous | Natural Gas | Miscellaneous | E7 | RVT - Cost of Operation | 0 | 0 | 0 | 0 | 0 | 0 | 0 | 0 | 0 | 0 | 0 | 0 | 0 | 0 | 0 | 0 | 0 | 0 | 0 | 0 | 0 | 0 | 0 | 0 | 0 | 0 | 0 | 0 | 0 | 0 | 0 | 0 | 0 | 0 | 0 | 0 | 0 | 0 | 0 | 0 | 0 | 0
F2_Commercial_Office_New_Miscellaneous_Natural Gas_Miscellaneous_E8 | F2 | Commercial | Office | New | Miscellaneous | Natural Gas | Miscellaneous | E8 | RVT - Cost of Operation | 0 | 0 | 0 | 0 | 0 | 0 | 0 | 0 | 0 | 0 | 0 | 0 | 0 | 0 | 0 | 0 | 0 | 0 | 0 | 0 | 0 | 0 | 0 | 0 | 0 | 0 | 0 | 0 | 0 | 0 | 0 | 0 | 0 | 0 | 0 | 0 | 0 | 0 | 0 | 0 | 0 | 0
F2_Commercial_Office_New_Miscellaneous_Natural Gas_Miscellaneous_E9 | F2 | Commercial | Office | New | Miscellaneous | Natural Gas | Miscellaneous | E9 | RVT - Cost of Operation | 0 | 0 | 0 | 0 | 0 | 0 | 0 | 0 | 0 | 0 | 0 | 0 | 0 | 0 | 0 | 0 | 0 | 0 | 0 | 0 | 0 | 0 | 0 | 0 | 0 | 0 | 0 | 0 | 0 | 0 | 0 | 0 | 0 | 0 | 0 | 0 | 0 | 0 | 0 | 0 | 0 | 0
F2_Commercial_Office_New_Miscellaneous_Natural Gas_Miscellaneous_E10 | F2 | Commercial | Office | New | Miscellaneous | Natural Gas | Miscellaneous | E10 | RVT - Cost of Operation | 0 | 0 | 0 | 0 | 0 | 0 | 0 | 0 | 0 | 0 | 0 | 0 | 0 | 0 | 0 | 0 | 0 | 0 | 0 | 0 | 0 | 0 | 0 | 0 | 0 | 0 | 0 | 0 | 0 | 0 | 0 | 0 | 0 | 0 | 0 | 0 | 0 | 0 | 0 | 0 | 0 | 0
F3_Commercial_Office_New_Miscellaneous_Natural Gas_Miscellaneous_E1 | F3 | Commercial | Office | New | Miscellaneous | Natural Gas | Miscellaneous | E1 | System - kBTUs of Consumption | 0.23859 | 0.23859 | 0.23859 | 0.23859 | 0.23859 | 0.23859 | 0.23859 | 0.23859 | 0.23859 | 0.23859 | 0.23859 | 0.23859 | 0.23859 | 0.23859 | 0.23859 | 0.23859 | 0.23859 | 0.23859 | 0.23859 | 0.23859 | 0.23859 | 0.23859 | 0.23859 | 0.23859 | 0.23859 | 0.23859 | 0.23859 | 0.23859 | 0.23859 | 0.23859 | 0.23859 | 0.23859 | 0.23859 | 0 | 0 | 0 | 0 | 0 | 0 | 0 | 0 | 0
F3_Commercial_Office_New_Miscellaneous_Natural Gas_Miscellaneous_E2 | F3 | Commercial | Office | New | Miscellaneous | Natural Gas | Miscellaneous | E2 | System - kBTUs of Consumption | 0 | 0 | 0 | 0 | 0 | 0 | 0 | 0 | 0 | 0 | 0 | 0 | 0 | 0 | 0 | 0 | 0 | 0 | 0 | 0 | 0 | 0 | 0 | 0 | 0 | 0 | 0 | 0 | 0 | 0 | 0 | 0 | 0 | 0 | 0 | 0 | 0 | 0 | 0 | 0 | 0 | 0
F3_Commercial_Office_New_Miscellaneous_Natural Gas_Miscellaneous_E3 | F3 | Commercial | Office | New | Miscellaneous | Natural Gas | Miscellaneous | E3 | System - kBTUs of Consumption | 0 | 0 | 0 | 0 | 0 | 0 | 0 | 0 | 0 | 0 | 0 | 0 | 0 | 0 | 0 | 0 | 0 | 0 | 0 | 0 | 0 | 0 | 0 | 0 | 0 | 0 | 0 | 0 | 0 | 0 | 0 | 0 | 0 | 0 | 0 | 0 | 0 | 0 | 0 | 0 | 0 | 0
F3_Commercial_Office_New_Miscellaneous_Natural Gas_Miscellaneous_E4 | F3 | Commercial | Office | New | Miscellaneous | Natural Gas | Miscellaneous | E4 | System - kBTUs of Consumption | 0 | 0 | 0 | 0 | 0 | 0 | 0 | 0 | 0 | 0 | 0 | 0 | 0 | 0 | 0 | 0 | 0 | 0 | 0 | 0 | 0 | 0 | 0 | 0 | 0 | 0 | 0 | 0 | 0 | 0 | 0 | 0 | 0 | 0 | 0 | 0 | 0 | 0 | 0 | 0 | 0 | 0
F3_Commercial_Office_New_Miscellaneous_Natural Gas_Miscellaneous_E5 | F3 | Commercial | Office | New | Miscellaneous | Natural Gas | Miscellaneous | E5 | System - kBTUs of Consumption | 0 | 0 | 0 | 0 | 0 | 0 | 0 | 0 | 0 | 0 | 0 | 0 | 0 | 0 | 0 | 0 | 0 | 0 | 0 | 0 | 0 | 0 | 0 | 0 | 0 | 0 | 0 | 0 | 0 | 0 | 0 | 0 | 0 | 0 | 0 | 0 | 0 | 0 | 0 | 0 | 0 | 0
F3_Commercial_Office_New_Miscellaneous_Natural Gas_Miscellaneous_E6 | F3 | Commercial | Office | New | Miscellaneous | Natural Gas | Miscellaneous | E6 | System - kBTUs of Consumption | 0 | 0 | 0 | 0 | 0 | 0 | 0 | 0 | 0 | 0 | 0 | 0 | 0 | 0 | 0 | 0 | 0 | 0 | 0 | 0 | 0 | 0 | 0 | 0 | 0 | 0 | 0 | 0 | 0 | 0 | 0 | 0 | 0 | 0 | 0 | 0 | 0 | 0 | 0 | 0 | 0 | 0
F3_Commercial_Office_New_Miscellaneous_Natural Gas_Miscellaneous_E7 | F3 | Commercial | Office | New | Miscellaneous | Natural Gas | Miscellaneous | E7 | System - kBTUs of Consumption | 0 | 0 | 0 | 0 | 0 | 0 | 0 | 0 | 0 | 0 | 0 | 0 | 0 | 0 | 0 | 0 | 0 | 0 | 0 | 0 | 0 | 0 | 0 | 0 | 0 | 0 | 0 | 0 | 0 | 0 | 0 | 0 | 0 | 0 | 0 | 0 | 0 | 0 | 0 | 0 | 0 | 0
F3_Commercial_Office_New_Miscellaneous_Natural Gas_Miscellaneous_E8 | F3 | Commercial | Office | New | Miscellaneous | Natural Gas | Miscellaneous | E8 | System - kBTUs of Consumption | 0 | 0 | 0 | 0 | 0 | 0 | 0 | 0 | 0 | 0 | 0 | 0 | 0 | 0 | 0 | 0 | 0 | 0 | 0 | 0 | 0 | 0 | 0 | 0 | 0 | 0 | 0 | 0 | 0 | 0 | 0 | 0 | 0 | 0 | 0 | 0 | 0 | 0 | 0 | 0 | 0 | 0
F3_Commercial_Office_New_Miscellaneous_Natural Gas_Miscellaneous_E9 | F3 | Commercial | Office | New | Miscellaneous | Natural Gas | Miscellaneous | E9 | System - kBTUs of Consumption | 0 | 0 | 0 | 0 | 0 | 0 | 0 | 0 | 0 | 0 | 0 | 0 | 0 | 0 | 0 | 0 | 0 | 0 | 0 | 0 | 0 | 0 | 0 | 0 | 0 | 0 | 0 | 0 | 0 | 0 | 0 | 0 | 0 | 0 | 0 | 0 | 0 | 0 | 0 | 0 | 0 | 0
F3_Commercial_Office_New_Miscellaneous_Natural Gas_Miscellaneous_E10 | F3 | Commercial | Office | New | Miscellaneous | Natural Gas | Miscellaneous | E10 | System - kBTUs of Consumption | 0 | 0 | 0 | 0 | 0 | 0 | 0 | 0 | 0 | 0 | 0 | 0 | 0 | 0 | 0 | 0 | 0 | 0 | 0 | 0 | 0 | 0 | 0 | 0 | 0 | 0 | 0 | 0 | 0 | 0 | 0 | 0 | 0 | 0 | 0 | 0 | 0 | 0 | 0 | 0 | 0 | 0
F4_Commercial_Office_New_Miscellaneous_Natural Gas_Miscellaneous_E1 | F4 | Commercial | Office | New | Miscellaneous | Natural Gas | Miscellaneous | E1 | Utility - Cost of Equipment | 0 | 0 | 0 | 0 | 0 | 0 | 0 | 0 | 0 | 0 | 0 | 0 | 0 | 0 | 0 | 0 | 0 | 0 | 0 | 0 | 0 | 0 | 0 | 0 | 0 | 0 | 0 | 0 | 0 | 0 | 0 | 0 | 0 | 0 | 0 | 0 | 0 | 0 | 0 | 0 | 0 | 0
F4_Commercial_Office_New_Miscellaneous_Natural Gas_Miscellaneous_E2 | F4 | Commercial | Office | New | Miscellaneous | Natural Gas | Miscellaneous | E2 | Utility - Cost of Equipment | 0 | 0 | 0 | 0 | 0 | 0 | 0 | 0 | 0 | 0 | 0 | 0 | 0 | 0 | 0 | 0 | 0 | 0 | 0 | 0 | 0 | 0 | 0 | 0 | 0 | 0 | 0 | 0 | 0 | 0 | 0 | 0 | 0 | 0 | 0 | 0 | 0 | 0 | 0 | 0 | 0 | 0
F4_Commercial_Office_New_Miscellaneous_Natural Gas_Miscellaneous_E3 | F4 | Commercial | Office | New | Miscellaneous | Natural Gas | Miscellaneous | E3 | Utility - Cost of Equipment | 0 | 0 | 0 | 0 | 0 | 0 | 0 | 0 | 0 | 0 | 0 | 0 | 0 | 0 | 0 | 0 | 0 | 0 | 0 | 0 | 0 | 0 | 0 | 0 | 0 | 0 | 0 | 0 | 0 | 0 | 0 | 0 | 0 | 0 | 0 | 0 | 0 | 0 | 0 | 0 | 0 | 0
F4_Commercial_Office_New_Miscellaneous_Natural Gas_Miscellaneous_E4 | F4 | Commercial | Office | New | Miscellaneous | Natural Gas | Miscellaneous | E4 | Utility - Cost of Equipment | 0 | 0 | 0 | 0 | 0 | 0 | 0 | 0 | 0 | 0 | 0 | 0 | 0 | 0 | 0 | 0 | 0 | 0 | 0 | 0 | 0 | 0 | 0 | 0 | 0 | 0 | 0 | 0 | 0 | 0 | 0 | 0 | 0 | 0 | 0 | 0 | 0 | 0 | 0 | 0 | 0 | 0
F4_Commercial_Office_New_Miscellaneous_Natural Gas_Miscellaneous_E5 | F4 | Commercial | Office | New | Miscellaneous | Natural Gas | Miscellaneous | E5 | Utility - Cost of Equipment | 0 | 0 | 0 | 0 | 0 | 0 | 0 | 0 | 0 | 0 | 0 | 0 | 0 | 0 | 0 | 0 | 0 | 0 | 0 | 0 | 0 | 0 | 0 | 0 | 0 | 0 | 0 | 0 | 0 | 0 | 0 | 0 | 0 | 0 | 0 | 0 | 0 | 0 | 0 | 0 | 0 | 0
F4_Commercial_Office_New_Miscellaneous_Natural Gas_Miscellaneous_E6 | F4 | Commercial | Office | New | Miscellaneous | Natural Gas | Miscellaneous | E6 | Utility - Cost of Equipment | 0 | 0 | 0 | 0 | 0 | 0 | 0 | 0 | 0 | 0 | 0 | 0 | 0 | 0 | 0 | 0 | 0 | 0 | 0 | 0 | 0 | 0 | 0 | 0 | 0 | 0 | 0 | 0 | 0 | 0 | 0 | 0 | 0 | 0 | 0 | 0 | 0 | 0 | 0 | 0 | 0 | 0
F4_Commercial_Office_New_Miscellaneous_Natural Gas_Miscellaneous_E7 | F4 | Commercial | Office | New | Miscellaneous | Natural Gas | Miscellaneous | E7 | Utility - Cost of Equipment | 0 | 0 | 0 | 0 | 0 | 0 | 0 | 0 | 0 | 0 | 0 | 0 | 0 | 0 | 0 | 0 | 0 | 0 | 0 | 0 | 0 | 0 | 0 | 0 | 0 | 0 | 0 | 0 | 0 | 0 | 0 | 0 | 0 | 0 | 0 | 0 | 0 | 0 | 0 | 0 | 0 | 0
F4_Commercial_Office_New_Miscellaneous_Natural Gas_Miscellaneous_E8 | F4 | Commercial | Office | New | Miscellaneous | Natural Gas | Miscellaneous | E8 | Utility - Cost of Equipment | 0 | 0 | 0 | 0 | 0 | 0 | 0 | 0 | 0 | 0 | 0 | 0 | 0 | 0 | 0 | 0 | 0 | 0 | 0 | 0 | 0 | 0 | 0 | 0 | 0 | 0 | 0 | 0 | 0 | 0 | 0 | 0 | 0 | 0 | 0 | 0 | 0 | 0 | 0 | 0 | 0 | 0
F4_Commercial_Office_New_Miscellaneous_Natural Gas_Miscellaneous_E9 | F4 | Commercial | Office | New | Miscellaneous | Natural Gas | Miscellaneous | E9 | Utility - Cost of Equipment | 0 | 0 | 0 | 0 | 0 | 0 | 0 | 0 | 0 | 0 | 0 | 0 | 0 | 0 | 0 | 0 | 0 | 0 | 0 | 0 | 0 | 0 | 0 | 0 | 0 | 0 | 0 | 0 | 0 | 0 | 0 | 0 | 0 | 0 | 0 | 0 | 0 | 0 | 0 | 0 | 0 | 0
F4_Commercial_Office_New_Miscellaneous_Natural Gas_Miscellaneous_E10 | F4 | Commercial | Office | New | Miscellaneous | Natural Gas | Miscellaneous | E10 | Utility - Cost of Equipment | 0 | 0 | 0 | 0 | 0 | 0 | 0 | 0 | 0 | 0 | 0 | 0 | 0 | 0 | 0 | 0 | 0 | 0 | 0 | 0 | 0 | 0 | 0 | 0 | 0 | 0 | 0 | 0 | 0 | 0 | 0 | 0 | 0 | 0 | 0 | 0 | 0 | 0 | 0 | 0 | 0 | 0
F5_Commercial_Office_New_Miscellaneous_Natural Gas_Miscellaneous_E1 | F5 | Commercial | Office | New | Miscellaneous | Natural Gas | Miscellaneous | E1 | Utility - Cost of Operation | 0.23859 | 0.23859 | 0.23859 | 0.23859 | 0.23859 | 0.23859 | 0.23859 | 0.23859 | 0.23859 | 0.23859 | 0.23859 | 0.23859 | 0.23859 | 0.23859 | 0.23859 | 0.23859 | 0.23859 | 0.23859 | 0.23859 | 0.23859 | 0.23859 | 0.23859 | 0.23859 | 0.23859 | 0.23859 | 0.23859 | 0.23859 | 0.23859 | 0.23859 | 0.23859 | 0.23859 | 0.23859 | 0.23859 | 0 | 0 | 0 | 0 | 0 | 0 | 0 | 0 | 0
F5_Commercial_Office_New_Miscellaneous_Natural Gas_Miscellaneous_E2 | F5 | Commercial | Office | New | Miscellaneous | Natural Gas | Miscellaneous | E2 | Utility - Cost of Operation | 0 | 0 | 0 | 0 | 0 | 0 | 0 | 0 | 0 | 0 | 0 | 0 | 0 | 0 | 0 | 0 | 0 | 0 | 0 | 0 | 0 | 0 | 0 | 0 | 0 | 0 | 0 | 0 | 0 | 0 | 0 | 0 | 0 | 0 | 0 | 0 | 0 | 0 | 0 | 0 | 0 | 0
F5_Commercial_Office_New_Miscellaneous_Natural Gas_Miscellaneous_E3 | F5 | Commercial | Office | New | Miscellaneous | Natural Gas | Miscellaneous | E3 | Utility - Cost of Operation | 0 | 0 | 0 | 0 | 0 | 0 | 0 | 0 | 0 | 0 | 0 | 0 | 0 | 0 | 0 | 0 | 0 | 0 | 0 | 0 | 0 | 0 | 0 | 0 | 0 | 0 | 0 | 0 | 0 | 0 | 0 | 0 | 0 | 0 | 0 | 0 | 0 | 0 | 0 | 0 | 0 | 0
F5_Commercial_Office_New_Miscellaneous_Natural Gas_Miscellaneous_E4 | F5 | Commercial | Office | New | Miscellaneous | Natural Gas | Miscellaneous | E4 | Utility - Cost of Operation | 0 | 0 | 0 | 0 | 0 | 0 | 0 | 0 | 0 | 0 | 0 | 0 | 0 | 0 | 0 | 0 | 0 | 0 | 0 | 0 | 0 | 0 | 0 | 0 | 0 | 0 | 0 | 0 | 0 | 0 | 0 | 0 | 0 | 0 | 0 | 0 | 0 | 0 | 0 | 0 | 0 | 0
F5_Commercial_Office_New_Miscellaneous_Natural Gas_Miscellaneous_E5 | F5 | Commercial | Office | New | Miscellaneous | Natural Gas | Miscellaneous | E5 | Utility - Cost of Operation | 0 | 0 | 0 | 0 | 0 | 0 | 0 | 0 | 0 | 0 | 0 | 0 | 0 | 0 | 0 | 0 | 0 | 0 | 0 | 0 | 0 | 0 | 0 | 0 | 0 | 0 | 0 | 0 | 0 | 0 | 0 | 0 | 0 | 0 | 0 | 0 | 0 | 0 | 0 | 0 | 0 | 0
F5_Commercial_Office_New_Miscellaneous_Natural Gas_Miscellaneous_E6 | F5 | Commercial | Office | New | Miscellaneous | Natural Gas | Miscellaneous | E6 | Utility - Cost of Operation | 0 | 0 | 0 | 0 | 0 | 0 | 0 | 0 | 0 | 0 | 0 | 0 | 0 | 0 | 0 | 0 | 0 | 0 | 0 | 0 | 0 | 0 | 0 | 0 | 0 | 0 | 0 | 0 | 0 | 0 | 0 | 0 | 0 | 0 | 0 | 0 | 0 | 0 | 0 | 0 | 0 | 0
F5_Commercial_Office_New_Miscellaneous_Natural Gas_Miscellaneous_E7 | F5 | Commercial | Office | New | Miscellaneous | Natural Gas | Miscellaneous | E7 | Utility - Cost of Operation | 0 | 0 | 0 | 0 | 0 | 0 | 0 | 0 | 0 | 0 | 0 | 0 | 0 | 0 | 0 | 0 | 0 | 0 | 0 | 0 | 0 | 0 | 0 | 0 | 0 | 0 | 0 | 0 | 0 | 0 | 0 | 0 | 0 | 0 | 0 | 0 | 0 | 0 | 0 | 0 | 0 | 0
F5_Commercial_Office_New_Miscellaneous_Natural Gas_Miscellaneous_E8 | F5 | Commercial | Office | New | Miscellaneous | Natural Gas | Miscellaneous | E8 | Utility - Cost of Operation | 0 | 0 | 0 | 0 | 0 | 0 | 0 | 0 | 0 | 0 | 0 | 0 | 0 | 0 | 0 | 0 | 0 | 0 | 0 | 0 | 0 | 0 | 0 | 0 | 0 | 0 | 0 | 0 | 0 | 0 | 0 | 0 | 0 | 0 | 0 | 0 | 0 | 0 | 0 | 0 | 0 | 0
F5_Commercial_Office_New_Miscellaneous_Natural Gas_Miscellaneous_E9 | F5 | Commercial | Office | New | Miscellaneous | Natural Gas | Miscellaneous | E9 | Utility - Cost of Operation | 0 | 0 | 0 | 0 | 0 | 0 | 0 | 0 | 0 | 0 | 0 | 0 | 0 | 0 | 0 | 0 | 0 | 0 | 0 | 0 | 0 | 0 | 0 | 0 | 0 | 0 | 0 | 0 | 0 | 0 | 0 | 0 | 0 | 0 | 0 | 0 | 0 | 0 | 0 | 0 | 0 | 0
F5_Commercial_Office_New_Miscellaneous_Natural Gas_Miscellaneous_E10 | F5 | Commercial | Office | New | Miscellaneous | Natural Gas | Miscellaneous | E10 | Utility - Cost of Operation | 0 | 0 | 0 | 0 | 0 | 0 | 0 | 0 | 0 | 0 | 0 | 0 | 0 | 0 | 0 | 0 | 0 | 0 | 0 | 0 | 0 | 0 | 0 | 0 | 0 | 0 | 0 | 0 | 0 | 0 | 0 | 0 | 0 | 0 | 0 | 0 | 0 | 0 | 0 | 0 | 0 | 0
F6_Commercial_Office_New_Miscellaneous_Natural Gas_Miscellaneous_E1 | F6 | Commercial | Office | New | Miscellaneous | Natural Gas | Miscellaneous | E1 | Utility - Value of Sales | 0.00061193 | 0.00061193 | 0.00061193 | 0.00061193 | 0.00061193 | 0.00061193 | 0.00061193 | 0.00061193 | 0.00061193 | 0.00061193 | 0.00061193 | 0.00061193 | 0.00061193 | 0.00061193 | 0.00061193 | 0.00061193 | 0.00061193 | 0.00061193 | 0.00061193 | 0.00061193 | 0.00061193 | 0.00061193 | 0.00061193 | 0.00061193 | 0.00061193 | 0.00061193 | 0.00061193 | 0.00061193 | 0.00061193 | 0.00061193 | 0.00061193 | 0.00061193 | 0.00061193 | 0 | 0 | 0 | 0 | 0 | 0 | 0 | 0 | 0
F6_Commercial_Office_New_Miscellaneous_Natural Gas_Miscellaneous_E2 | F6 | Commercial | Office | New | Miscellaneous | Natural Gas | Miscellaneous | E2 | Utility - Value of Sales | 0 | 0 | 0 | 0 | 0 | 0 | 0 | 0 | 0 | 0 | 0 | 0 | 0 | 0 | 0 | 0 | 0 | 0 | 0 | 0 | 0 | 0 | 0 | 0 | 0 | 0 | 0 | 0 | 0 | 0 | 0 | 0 | 0 | 0 | 0 | 0 | 0 | 0 | 0 | 0 | 0 | 0
F6_Commercial_Office_New_Miscellaneous_Natural Gas_Miscellaneous_E3 | F6 | Commercial | Office | New | Miscellaneous | Natural Gas | Miscellaneous | E3 | Utility - Value of Sales | 0 | 0 | 0 | 0 | 0 | 0 | 0 | 0 | 0 | 0 | 0 | 0 | 0 | 0 | 0 | 0 | 0 | 0 | 0 | 0 | 0 | 0 | 0 | 0 | 0 | 0 | 0 | 0 | 0 | 0 | 0 | 0 | 0 | 0 | 0 | 0 | 0 | 0 | 0 | 0 | 0 | 0
F6_Commercial_Office_New_Miscellaneous_Natural Gas_Miscellaneous_E4 | F6 | Commercial | Office | New | Miscellaneous | Natural Gas | Miscellaneous | E4 | Utility - Value of Sales | 0 | 0 | 0 | 0 | 0 | 0 | 0 | 0 | 0 | 0 | 0 | 0 | 0 | 0 | 0 | 0 | 0 | 0 | 0 | 0 | 0 | 0 | 0 | 0 | 0 | 0 | 0 | 0 | 0 | 0 | 0 | 0 | 0 | 0 | 0 | 0 | 0 | 0 | 0 | 0 | 0 | 0
F6_Commercial_Office_New_Miscellaneous_Natural Gas_Miscellaneous_E5 | F6 | Commercial | Office | New | Miscellaneous | Natural Gas | Miscellaneous | E5 | Utility - Value of Sales | 0 | 0 | 0 | 0 | 0 | 0 | 0 | 0 | 0 | 0 | 0 | 0 | 0 | 0 | 0 | 0 | 0 | 0 | 0 | 0 | 0 | 0 | 0 | 0 | 0 | 0 | 0 | 0 | 0 | 0 | 0 | 0 | 0 | 0 | 0 | 0 | 0 | 0 | 0 | 0 | 0 | 0
F6_Commercial_Office_New_Miscellaneous_Natural Gas_Miscellaneous_E6 | F6 | Commercial | Office | New | Miscellaneous | Natural Gas | Miscellaneous | E6 | Utility - Value of Sales | 0 | 0 | 0 | 0 | 0 | 0 | 0 | 0 | 0 | 0 | 0 | 0 | 0 | 0 | 0 | 0 | 0 | 0 | 0 | 0 | 0 | 0 | 0 | 0 | 0 | 0 | 0 | 0 | 0 | 0 | 0 | 0 | 0 | 0 | 0 | 0 | 0 | 0 | 0 | 0 | 0 | 0
F6_Commercial_Office_New_Miscellaneous_Natural Gas_Miscellaneous_E7 | F6 | Commercial | Office | New | Miscellaneous | Natural Gas | Miscellaneous | E7 | Utility - Value of Sales | 0 | 0 | 0 | 0 | 0 | 0 | 0 | 0 | 0 | 0 | 0 | 0 | 0 | 0 | 0 | 0 | 0 | 0 | 0 | 0 | 0 | 0 | 0 | 0 | 0 | 0 | 0 | 0 | 0 | 0 | 0 | 0 | 0 | 0 | 0 | 0 | 0 | 0 | 0 | 0 | 0 | 0
F6_Commercial_Office_New_Miscellaneous_Natural Gas_Miscellaneous_E8 | F6 | Commercial | Office | New | Miscellaneous | Natural Gas | Miscellaneous | E8 | Utility - Value of Sales | 0 | 0 | 0 | 0 | 0 | 0 | 0 | 0 | 0 | 0 | 0 | 0 | 0 | 0 | 0 | 0 | 0 | 0 | 0 | 0 | 0 | 0 | 0 | 0 | 0 | 0 | 0 | 0 | 0 | 0 | 0 | 0 | 0 | 0 | 0 | 0 | 0 | 0 | 0 | 0 | 0 | 0
F6_Commercial_Office_New_Miscellaneous_Natural Gas_Miscellaneous_E9 | F6 | Commercial | Office | New | Miscellaneous | Natural Gas | Miscellaneous | E9 | Utility - Value of Sales | 0 | 0 | 0 | 0 | 0 | 0 | 0 | 0 | 0 | 0 | 0 | 0 | 0 | 0 | 0 | 0 | 0 | 0 | 0 | 0 | 0 | 0 | 0 | 0 | 0 | 0 | 0 | 0 | 0 | 0 | 0 | 0 | 0 | 0 | 0 | 0 | 0 | 0 | 0 | 0 | 0 | 0
F6_Commercial_Office_New_Miscellaneous_Natural Gas_Miscellaneous_E10 | F6 | Commercial | Office | New | Miscellaneous | Natural Gas | Miscellaneous | E10 | Utility - Value of Sales | 0 | 0 | 0 | 0 | 0 | 0 | 0 | 0 | 0 | 0 | 0 | 0 | 0 | 0 | 0 | 0 | 0 | 0 | 0 | 0 | 0 | 0 | 0 | 0 | 0 | 0 | 0 | 0 | 0 | 0 | 0 | 0 | 0 | 0 | 0 | 0 | 0 | 0 | 0 | 0 | 0 | 0
F1_Commercial_Restaurant_Existing_Space Heating_Natural Gas_Furnace_E1 | F1 | Commercial | Restaurant | Existing | Space Heating | Natural Gas | Furnace | E1 | RVT - Cost of Equipment | 1.0574 | 1.0583 | 1.0593 | 1.0609 | 1.063 | 1.0664 | 1.0687 | 1.0705 | 1.0725 | 1.0744 | 1.0756 | 1.0764 | 1.0771 | 1.0778 | 1.0786 | 1.0789 | 1.0795 | 1.0806 | 1.0818 | 1.0832 | 1.0848 | 1.0861 | 1.0872 | 1.088 | 1.0885 | 1.0887 | 1.0884 | 1.0878 | 1.0874 | 1.0871 | 1.0873 | 1.0874 | 1.0874 | 0 | 0 | 0 | 0 | 0 | 0 | 0 | 0 | 0
F1_Commercial_Restaurant_Existing_Space Heating_Natural Gas_Furnace_E2 | F1 | Commercial | Restaurant | Existing | Space Heating | Natural Gas | Furnace | E2 | RVT - Cost of Equipment | 0.93967 | 0.9405 | 0.94141 | 0.94278 | 0.94472 | 0.94768 | 0.94975 | 0.95135 | 0.95313 | 0.95477 | 0.95591 | 0.95661 | 0.95723 | 0.95779 | 0.95853 | 0.95883 | 0.95935 | 0.96034 | 0.96138 | 0.9626 | 0.96404 | 0.96525 | 0.96619 | 0.9669 | 0.96738 | 0.96751 | 0.96726 | 0.96674 | 0.96633 | 0.96613 | 0.96628 | 0.96633 | 0.96633 | 0 | 0 | 0 | 0 | 0 | 0 | 0 | 0 | 0
F1_Commercial_Restaurant_Existing_Space Heating_Natural Gas_Furnace_E3 | F1 | Commercial | Restaurant | Existing | Space Heating | Natural Gas | Furnace | E3 | RVT - Cost of Equipment | 0.88113 | 0.88191 | 0.88277 | 0.88405 | 0.88587 | 0.88864 | 0.89058 | 0.89209 | 0.89375 | 0.89529 | 0.89636 | 0.89701 | 0.8976 | 0.89813 | 0.89882 | 0.8991 | 0.89959 | 0.90051 | 0.90149 | 0.90264 | 0.90399 | 0.90512 | 0.906 | 0.90667 | 0.90711 | 0.90724 | 0.90701 | 0.90652 | 0.90613 | 0.90595 | 0.90608 | 0.90614 | 0.90614 | 0 | 0 | 0 | 0 | 0 | 0 | 0 | 0 | 0
F1_Commercial_Restaurant_Existing_Space Heating_Natural Gas_Furnace_E4 | F1 | Commercial | Restaurant | Existing | Space Heating | Natural Gas | Furnace | E4 | RVT - Cost of Equipment | 0.64598 | 0.64655 | 0.64714 | 0.64811 | 0.64955 | 0.65189 | 0.65341 | 0.65451 | 0.6558 | 0.65701 | 0.65782 | 0.65832 | 0.65882 | 0.65932 | 0.66001 | 0.66033 | 0.66086 | 0.6618 | 0.66277 | 0.66387 | 0.66516 | 0.66625 | 0.6671 | 0.66774 | 0.66817 | 0.6683 | 0.66807 | 0.6676 | 0.66723 | 0.66705 | 0.66718 | 0.66723 | 0.66723 | 0 | 0 | 0 | 0 | 0 | 0 | 0 | 0 | 0
F1_Commercial_Restaurant_Existing_Space Heating_Natural Gas_Furnace_E5 | F1 | Commercial | Restaurant | Existing | Space Heating | Natural Gas | Furnace | E5 | RVT - Cost of Equipment | 0 | 0 | 0 | 0 | 0 | 0 | 0 | 0 | 0 | 0 | 0 | 0 | 0 | 0 | 0 | 0 | 0 | 0 | 0 | 0 | 0 | 0 | 0 | 0 | 0 | 0 | 0 | 0 | 0 | 0 | 0 | 0 | 0 | 0 | 0 | 0 | 0 | 0 | 0 | 0 | 0 | 0
F1_Commercial_Restaurant_Existing_Space Heating_Natural Gas_Furnace_E6 | F1 | Commercial | Restaurant | Existing | Space Heating | Natural Gas | Furnace | E6 | RVT - Cost of Equipment | 0 | 0 | 0 | 0 | 0 | 0 | 0 | 0 | 0 | 0 | 0 | 0 | 0 | 0 | 0 | 0 | 0 | 0 | 0 | 0 | 0 | 0 | 0 | 0 | 0 | 0 | 0 | 0 | 0 | 0 | 0 | 0 | 0 | 0 | 0 | 0 | 0 | 0 | 0 | 0 | 0 | 0
F1_Commercial_Restaurant_Existing_Space Heating_Natural Gas_Furnace_E7 | F1 | Commercial | Restaurant | Existing | Space Heating | Natural Gas | Furnace | E7 | RVT - Cost of Equipment | 0 | 0 | 0 | 0 | 0 | 0 | 0 | 0 | 0 | 0 | 0 | 0 | 0 | 0 | 0 | 0 | 0 | 0 | 0 | 0 | 0 | 0 | 0 | 0 | 0 | 0 | 0 | 0 | 0 | 0 | 0 | 0 | 0 | 0 | 0 | 0 | 0 | 0 | 0 | 0 | 0 | 0
F1_Commercial_Restaurant_Existing_Space Heating_Natural Gas_Furnace_E8 | F1 | Commercial | Restaurant | Existing | Space Heating | Natural Gas | Furnace | E8 | RVT - Cost of Equipment | 0 | 0 | 0 | 0 | 0 | 0 | 0 | 0 | 0 | 0 | 0 | 0 | 0 | 0 | 0 | 0 | 0 | 0 | 0 | 0 | 0 | 0 | 0 | 0 | 0 | 0 | 0 | 0 | 0 | 0 | 0 | 0 | 0 | 0 | 0 | 0 | 0 | 0 | 0 | 0 | 0 | 0
F1_Commercial_Restaurant_Existing_Space Heating_Natural Gas_Furnace_E9 | F1 | Commercial | Restaurant | Existing | Space Heating | Natural Gas | Furnace | E9 | RVT - Cost of Equipment | 0 | 0 | 0 | 0 | 0 | 0 | 0 | 0 | 0 | 0 | 0 | 0 | 0 | 0 | 0 | 0 | 0 | 0 | 0 | 0 | 0 | 0 | 0 | 0 | 0 | 0 | 0 | 0 | 0 | 0 | 0 | 0 | 0 | 0 | 0 | 0 | 0 | 0 | 0 | 0 | 0 | 0
F1_Commercial_Restaurant_Existing_Space Heating_Natural Gas_Furnace_E10 | F1 | Commercial | Restaurant | Existing | Space Heating | Natural Gas | Furnace | E10 | RVT - Cost of Equipment | 0 | 0 | 0 | 0 | 0 | 0 | 0 | 0 | 0 | 0 | 0 | 0 | 0 | 0 | 0 | 0 | 0 | 0 | 0 | 0 | 0 | 0 | 0 | 0 | 0 | 0 | 0 | 0 | 0 | 0 | 0 | 0 | 0 | 0 | 0 | 0 | 0 | 0 | 0 | 0 | 0 | 0
F2_Commercial_Restaurant_Existing_Space Heating_Natural Gas_Furnace_E1 | F2 | Commercial | Restaurant | Existing | Space Heating | Natural Gas | Furnace | E1 | RVT - Cost of Operation | 1.2668 | 1.2679 | 1.2691 | 1.271 | 1.2736 | 1.2776 | 1.2804 | 1.2825 | 1.2849 | 1.2871 | 1.2887 | 1.2896 | 1.2905 | 1.2912 | 1.2922 | 1.2926 | 1.2933 | 1.2947 | 1.2961 | 1.2977 | 1.2996 | 1.3013 | 1.3025 | 1.3035 | 1.3041 | 1.3043 | 1.304 | 1.3033 | 1.3027 | 1.3025 | 1.3027 | 1.3027 | 1.3027 | 0 | 0 | 0 | 0 | 0 | 0 | 0 | 0 | 0
F2_Commercial_Restaurant_Existing_Space Heating_Natural Gas_Furnace_E2 | F2 | Commercial | Restaurant | Existing | Space Heating | Natural Gas | Furnace | E2 | RVT - Cost of Operation | 1.1258 | 1.1268 | 1.1279 | 1.1295 | 1.1318 | 1.1354 | 1.1379 | 1.1398 | 1.1419 | 1.1439 | 1.1452 | 1.1461 | 1.1468 | 1.1475 | 1.1484 | 1.1487 | 1.1494 | 1.1505 | 1.1518 | 1.1533 | 1.155 | 1.1564 | 1.1576 | 1.1584 | 1.159 | 1.1591 | 1.1588 | 1.1582 | 1.1577 | 1.1575 | 1.1577 | 1.1577 | 1.1577 | 0 | 0 | 0 | 0 | 0 | 0 | 0 | 0 | 0
F2_Commercial_Restaurant_Existing_Space Heating_Natural Gas_Furnace_E3 | F2 | Commercial | Restaurant | Existing | Space Heating | Natural Gas | Furnace | E3 | RVT - Cost of Operation | 1.0556 | 1.0566 | 1.0576 | 1.0591 | 1.0613 | 1.0647 | 1.067 | 1.0688 | 1.0708 | 1.0726 | 1.0739 | 1.0747 | 1.0754 | 1.076 | 1.0768 | 1.0772 | 1.0778 | 1.0789 | 1.08 | 1.0814 | 1.083 | 1.0844 | 1.0854 | 1.0862 | 1.0868 | 1.0869 | 1.0867 | 1.0861 | 1.0856 | 1.0854 | 1.0855 | 1.0856 | 1.0856 | 0 | 0 | 0 | 0 | 0 | 0 | 0 | 0 | 0
F2_Commercial_Restaurant_Existing_Space Heating_Natural Gas_Furnace_E4 | F2 | Commercial | Restaurant | Existing | Space Heating | Natural Gas | Furnace | E4 | RVT - Cost of Operation | 0.77393 | 0.7746 | 0.77532 | 0.77648 | 0.77821 | 0.78101 | 0.78283 | 0.78414 | 0.78569 | 0.78714 | 0.78811 | 0.78871 | 0.7893 | 0.7899 | 0.79073 | 0.79111 | 0.79175 | 0.79288 | 0.79404 | 0.79536 | 0.79691 | 0.79821 | 0.79923 | 0.8 | 0.80052 | 0.80066 | 0.80039 | 0.79983 | 0.79938 | 0.79917 | 0.79933 | 0.79939 | 0.79939 | 0 | 0 | 0 | 0 | 0 | 0 | 0 | 0 | 0
F2_Commercial_Restaurant_Existing_Space Heating_Natural Gas_Furnace_E5 | F2 | Commercial | Restaurant | Existing | Space Heating | Natural Gas | Furnace | E5 | RVT - Cost of Operation | 0 | 0 | 0 | 0 | 0 | 0 | 0 | 0 | 0 | 0 | 0 | 0 | 0 | 0 | 0 | 0 | 0 | 0 | 0 | 0 | 0 | 0 | 0 | 0 | 0 | 0 | 0 | 0 | 0 | 0 | 0 | 0 | 0 | 0 | 0 | 0 | 0 | 0 | 0 | 0 | 0 | 0
F2_Commercial_Restaurant_Existing_Space Heating_Natural Gas_Furnace_E6 | F2 | Commercial | Restaurant | Existing | Space Heating | Natural Gas | Furnace | E6 | RVT - Cost of Operation | 0 | 0 | 0 | 0 | 0 | 0 | 0 | 0 | 0 | 0 | 0 | 0 | 0 | 0 | 0 | 0 | 0 | 0 | 0 | 0 | 0 | 0 | 0 | 0 | 0 | 0 | 0 | 0 | 0 | 0 | 0 | 0 | 0 | 0 | 0 | 0 | 0 | 0 | 0 | 0 | 0 | 0
F2_Commercial_Restaurant_Existing_Space Heating_Natural Gas_Furnace_E7 | F2 | Commercial | Restaurant | Existing | Space Heating | Natural Gas | Furnace | E7 | RVT - Cost of Operation | 0 | 0 | 0 | 0 | 0 | 0 | 0 | 0 | 0 | 0 | 0 | 0 | 0 | 0 | 0 | 0 | 0 | 0 | 0 | 0 | 0 | 0 | 0 | 0 | 0 | 0 | 0 | 0 | 0 | 0 | 0 | 0 | 0 | 0 | 0 | 0 | 0 | 0 | 0 | 0 | 0 | 0
F2_Commercial_Restaurant_Existing_Space Heating_Natural Gas_Furnace_E8 | F2 | Commercial | Restaurant | Existing | Space Heating | Natural Gas | Furnace | E8 | RVT - Cost of Operation | 0 | 0 | 0 | 0 | 0 | 0 | 0 | 0 | 0 | 0 | 0 | 0 | 0 | 0 | 0 | 0 | 0 | 0 | 0 | 0 | 0 | 0 | 0 | 0 | 0 | 0 | 0 | 0 | 0 | 0 | 0 | 0 | 0 | 0 | 0 | 0 | 0 | 0 | 0 | 0 | 0 | 0
F2_Commercial_Restaurant_Existing_Space Heating_Natural Gas_Furnace_E9 | F2 | Commercial | Restaurant | Existing | Space Heating | Natural Gas | Furnace | E9 | RVT - Cost of Operation | 0 | 0 | 0 | 0 | 0 | 0 | 0 | 0 | 0 | 0 | 0 | 0 | 0 | 0 | 0 | 0 | 0 | 0 | 0 | 0 | 0 | 0 | 0 | 0 | 0 | 0 | 0 | 0 | 0 | 0 | 0 | 0 | 0 | 0 | 0 | 0 | 0 | 0 | 0 | 0 | 0 | 0
F2_Commercial_Restaurant_Existing_Space Heating_Natural Gas_Furnace_E10 | F2 | Commercial | Restaurant | Existing | Space Heating | Natural Gas | Furnace | E10 | RVT - Cost of Operation | 0 | 0 | 0 | 0 | 0 | 0 | 0 | 0 | 0 | 0 | 0 | 0 | 0 | 0 | 0 | 0 | 0 | 0 | 0 | 0 | 0 | 0 | 0 | 0 | 0 | 0 | 0 | 0 | 0 | 0 | 0 | 0 | 0 | 0 | 0 | 0 | 0 | 0 | 0 | 0 | 0 | 0
F3_Commercial_Restaurant_Existing_Space Heating_Natural Gas_Furnace_E1 | F3 | Commercial | Restaurant | Existing | Space Heating | Natural Gas | Furnace | E1 | System - kBTUs of Consumption | 0.056562 | 0.056562 | 0.056562 | 0.056562 | 0.056562 | 0.056562 | 0.056562 | 0.056562 | 0.056562 | 0.056562 | 0.056562 | 0.056562 | 0.056562 | 0.056562 | 0.056562 | 0.056562 | 0.056562 | 0.056562 | 0.056562 | 0.056562 | 0.056562 | 0.056562 | 0.056562 | 0.056562 | 0.056562 | 0.056562 | 0.056562 | 0.056562 | 0.056562 | 0.056562 | 0.056562 | 0.056562 | 0.056562 | 0 | 0 | 0 | 0 | 0 | 0 | 0 | 0 | 0
F3_Commercial_Restaurant_Existing_Space Heating_Natural Gas_Furnace_E2 | F3 | Commercial | Restaurant | Existing | Space Heating | Natural Gas | Furnace | E2 | System - kBTUs of Consumption | 0.068819 | 0.068819 | 0.068819 | 0.068819 | 0.068819 | 0.068819 | 0.068819 | 0.068819 | 0.068819 | 0.068819 | 0.068819 | 0.068819 | 0.068819 | 0.068819 | 0.068819 | 0.068819 | 0.068819 | 0.068819 | 0.068819 | 0.068819 | 0.068819 | 0.068819 | 0.068819 | 0.068819 | 0.068819 | 0.068819 | 0.068819 | 0.068819 | 0.068819 | 0.068819 | 0.068819 | 0.068819 | 0.068819 | 0 | 0 | 0 | 0 | 0 | 0 | 0 | 0 | 0
F3_Commercial_Restaurant_Existing_Space Heating_Natural Gas_Furnace_E3 | F3 | Commercial | Restaurant | Existing | Space Heating | Natural Gas | Furnace | E3 | System - kBTUs of Consumption | 0.081077 | 0.081077 | 0.081077 | 0.081077 | 0.081077 | 0.081077 | 0.081077 | 0.081077 | 0.081077 | 0.081077 | 0.081077 | 0.081077 | 0.081077 | 0.081077 | 0.081077 | 0.081077 | 0.081077 | 0.081077 | 0.081077 | 0.081077 | 0.081077 | 0.081077 | 0.081077 | 0.081077 | 0.081077 | 0.081077 | 0.081077 | 0.081077 | 0.081077 | 0.081077 | 0.081077 | 0.081077 | 0.081077 | 0 | 0 | 0 | 0 | 0 | 0 | 0 | 0 | 0
F3_Commercial_Restaurant_Existing_Space Heating_Natural Gas_Furnace_E4 | F3 | Commercial | Restaurant | Existing | Space Heating | Natural Gas | Furnace | E4 | System - kBTUs of Consumption | 1.6031 | 1.6031 | 1.6031 | 1.6031 | 1.6031 | 1.6031 | 1.6031 | 1.6031 | 1.6031 | 1.6031 | 1.6031 | 1.6031 | 1.6031 | 1.6031 | 1.6031 | 1.6031 | 1.6031 | 1.6031 | 1.6031 | 1.6031 | 1.6031 | 1.6031 | 1.6031 | 1.6031 | 1.6031 | 1.6031 | 1.6031 | 1.6031 | 1.6031 | 1.6031 | 1.6031 | 1.6031 | 1.6031 | 0 | 0 | 0 | 0 | 0 | 0 | 0 | 0 | 0
F3_Commercial_Restaurant_Existing_Space Heating_Natural Gas_Furnace_E5 | F3 | Commercial | Restaurant | Existing | Space Heating | Natural Gas | Furnace | E5 | System - kBTUs of Consumption | 0 | 0 | 0 | 0 | 0 | 0 | 0 | 0 | 0 | 0 | 0 | 0 | 0 | 0 | 0 | 0 | 0 | 0 | 0 | 0 | 0 | 0 | 0 | 0 | 0 | 0 | 0 | 0 | 0 | 0 | 0 | 0 | 0 | 0 | 0 | 0 | 0 | 0 | 0 | 0 | 0 | 0
F3_Commercial_Restaurant_Existing_Space Heating_Natural Gas_Furnace_E6 | F3 | Commercial | Restaurant | Existing | Space Heating | Natural Gas | Furnace | E6 | System - kBTUs of Consumption | 0 | 0 | 0 | 0 | 0 | 0 | 0 | 0 | 0 | 0 | 0 | 0 | 0 | 0 | 0 | 0 | 0 | 0 | 0 | 0 | 0 | 0 | 0 | 0 | 0 | 0 | 0 | 0 | 0 | 0 | 0 | 0 | 0 | 0 | 0 | 0 | 0 | 0 | 0 | 0 | 0 | 0
F3_Commercial_Restaurant_Existing_Space Heating_Natural Gas_Furnace_E7 | F3 | Commercial | Restaurant | Existing | Space Heating | Natural Gas | Furnace | E7 | System - kBTUs of Consumption | 0 | 0 | 0 | 0 | 0 | 0 | 0 | 0 | 0 | 0 | 0 | 0 | 0 | 0 | 0 | 0 | 0 | 0 | 0 | 0 | 0 | 0 | 0 | 0 | 0 | 0 | 0 | 0 | 0 | 0 | 0 | 0 | 0 | 0 | 0 | 0 | 0 | 0 | 0 | 0 | 0 | 0
F3_Commercial_Restaurant_Existing_Space Heating_Natural Gas_Furnace_E8 | F3 | Commercial | Restaurant | Existing | Space Heating | Natural Gas | Furnace | E8 | System - kBTUs of Consumption | 0 | 0 | 0 | 0 | 0 | 0 | 0 | 0 | 0 | 0 | 0 | 0 | 0 | 0 | 0 | 0 | 0 | 0 | 0 | 0 | 0 | 0 | 0 | 0 | 0 | 0 | 0 | 0 | 0 | 0 | 0 | 0 | 0 | 0 | 0 | 0 | 0 | 0 | 0 | 0 | 0 | 0
F3_Commercial_Restaurant_Existing_Space Heating_Natural Gas_Furnace_E9 | F3 | Commercial | Restaurant | Existing | Space Heating | Natural Gas | Furnace | E9 | System - kBTUs of Consumption | 0 | 0 | 0 | 0 | 0 | 0 | 0 | 0 | 0 | 0 | 0 | 0 | 0 | 0 | 0 | 0 | 0 | 0 | 0 | 0 | 0 | 0 | 0 | 0 | 0 | 0 | 0 | 0 | 0 | 0 | 0 | 0 | 0 | 0 | 0 | 0 | 0 | 0 | 0 | 0 | 0 | 0
F3_Commercial_Restaurant_Existing_Space Heating_Natural Gas_Furnace_E10 | F3 | Commercial | Restaurant | Existing | Space Heating | Natural Gas | Furnace | E10 | System - kBTUs of Consumption | 0 | 0 | 0 | 0 | 0 | 0 | 0 | 0 | 0 | 0 | 0 | 0 | 0 | 0 | 0 | 0 | 0 | 0 | 0 | 0 | 0 | 0 | 0 | 0 | 0 | 0 | 0 | 0 | 0 | 0 | 0 | 0 | 0 | 0 | 0 | 0 | 0 | 0 | 0 | 0 | 0 | 0
F4_Commercial_Restaurant_Existing_Space Heating_Natural Gas_Furnace_E1 | F4 | Commercial | Restaurant | Existing | Space Heating | Natural Gas | Furnace | E1 | Utility - Cost of Equipment | 1.2668 | 1.2679 | 1.2691 | 1.271 | 1.2736 | 1.2776 | 1.2804 | 1.2825 | 1.2849 | 1.2871 | 1.2887 | 1.2896 | 1.2905 | 1.2912 | 1.2922 | 1.2926 | 1.2933 | 1.2947 | 1.2961 | 1.2977 | 1.2996 | 1.3013 | 1.3025 | 1.3035 | 1.3041 | 1.3043 | 1.304 | 1.3033 | 1.3027 | 1.3025 | 1.3027 | 1.3027 | 1.3027 | 0 | 0 | 0 | 0 | 0 | 0 | 0 | 0 | 0
F4_Commercial_Restaurant_Existing_Space Heating_Natural Gas_Furnace_E2 | F4 | Commercial | Restaurant | Existing | Space Heating | Natural Gas | Furnace | E2 | Utility - Cost of Equipment | 1.1258 | 1.1268 | 1.1279 | 1.1295 | 1.1318 | 1.1354 | 1.1379 | 1.1398 | 1.1419 | 1.1439 | 1.1452 | 1.1461 | 1.1468 | 1.1475 | 1.1484 | 1.1487 | 1.1494 | 1.1505 | 1.1518 | 1.1533 | 1.155 | 1.1564 | 1.1576 | 1.1584 | 1.159 | 1.1591 | 1.1588 | 1.1582 | 1.1577 | 1.1575 | 1.1577 | 1.1577 | 1.1577 | 0 | 0 | 0 | 0 | 0 | 0 | 0 | 0 | 0
F4_Commercial_Restaurant_Existing_Space Heating_Natural Gas_Furnace_E3 | F4 | Commercial | Restaurant | Existing | Space Heating | Natural Gas | Furnace | E3 | Utility - Cost of Equipment | 1.0556 | 1.0566 | 1.0576 | 1.0591 | 1.0613 | 1.0647 | 1.067 | 1.0688 | 1.0708 | 1.0726 | 1.0739 | 1.0747 | 1.0754 | 1.076 | 1.0768 | 1.0772 | 1.0778 | 1.0789 | 1.08 | 1.0814 | 1.083 | 1.0844 | 1.0854 | 1.0862 | 1.0868 | 1.0869 | 1.0867 | 1.0861 | 1.0856 | 1.0854 | 1.0855 | 1.0856 | 1.0856 | 0 | 0 | 0 | 0 | 0 | 0 | 0 | 0 | 0
F4_Commercial_Restaurant_Existing_Space Heating_Natural Gas_Furnace_E4 | F4 | Commercial | Restaurant | Existing | Space Heating | Natural Gas | Furnace | E4 | Utility - Cost of Equipment | 0.77393 | 0.7746 | 0.77532 | 0.77648 | 0.77821 | 0.78101 | 0.78283 | 0.78414 | 0.78569 | 0.78714 | 0.78811 | 0.78871 | 0.7893 | 0.7899 | 0.79073 | 0.79111 | 0.79175 | 0.79288 | 0.79404 | 0.79536 | 0.79691 | 0.79821 | 0.79923 | 0.8 | 0.80052 | 0.80066 | 0.80039 | 0.79983 | 0.79938 | 0.79917 | 0.79933 | 0.79939 | 0.79939 | 0 | 0 | 0 | 0 | 0 | 0 | 0 | 0 | 0
F4_Commercial_Restaurant_Existing_Space Heating_Natural Gas_Furnace_E5 | F4 | Commercial | Restaurant | Existing | Space Heating | Natural Gas | Furnace | E5 | Utility - Cost of Equipment | 0 | 0 | 0 | 0 | 0 | 0 | 0 | 0 | 0 | 0 | 0 | 0 | 0 | 0 | 0 | 0 | 0 | 0 | 0 | 0 | 0 | 0 | 0 | 0 | 0 | 0 | 0 | 0 | 0 | 0 | 0 | 0 | 0 | 0 | 0 | 0 | 0 | 0 | 0 | 0 | 0 | 0
F4_Commercial_Restaurant_Existing_Space Heating_Natural Gas_Furnace_E6 | F4 | Commercial | Restaurant | Existing | Space Heating | Natural Gas | Furnace | E6 | Utility - Cost of Equipment | 0 | 0 | 0 | 0 | 0 | 0 | 0 | 0 | 0 | 0 | 0 | 0 | 0 | 0 | 0 | 0 | 0 | 0 | 0 | 0 | 0 | 0 | 0 | 0 | 0 | 0 | 0 | 0 | 0 | 0 | 0 | 0 | 0 | 0 | 0 | 0 | 0 | 0 | 0 | 0 | 0 | 0
F4_Commercial_Restaurant_Existing_Space Heating_Natural Gas_Furnace_E7 | F4 | Commercial | Restaurant | Existing | Space Heating | Natural Gas | Furnace | E7 | Utility - Cost of Equipment | 0 | 0 | 0 | 0 | 0 | 0 | 0 | 0 | 0 | 0 | 0 | 0 | 0 | 0 | 0 | 0 | 0 | 0 | 0 | 0 | 0 | 0 | 0 | 0 | 0 | 0 | 0 | 0 | 0 | 0 | 0 | 0 | 0 | 0 | 0 | 0 | 0 | 0 | 0 | 0 | 0 | 0
F4_Commercial_Restaurant_Existing_Space Heating_Natural Gas_Furnace_E8 | F4 | Commercial | Restaurant | Existing | Space Heating | Natural Gas | Furnace | E8 | Utility - Cost of Equipment | 0 | 0 | 0 | 0 | 0 | 0 | 0 | 0 | 0 | 0 | 0 | 0 | 0 | 0 | 0 | 0 | 0 | 0 | 0 | 0 | 0 | 0 | 0 | 0 | 0 | 0 | 0 | 0 | 0 | 0 | 0 | 0 | 0 | 0 | 0 | 0 | 0 | 0 | 0 | 0 | 0 | 0
F4_Commercial_Restaurant_Existing_Space Heating_Natural Gas_Furnace_E9 | F4 | Commercial | Restaurant | Existing | Space Heating | Natural Gas | Furnace | E9 | Utility - Cost of Equipment | 0 | 0 | 0 | 0 | 0 | 0 | 0 | 0 | 0 | 0 | 0 | 0 | 0 | 0 | 0 | 0 | 0 | 0 | 0 | 0 | 0 | 0 | 0 | 0 | 0 | 0 | 0 | 0 | 0 | 0 | 0 | 0 | 0 | 0 | 0 | 0 | 0 | 0 | 0 | 0 | 0 | 0
F4_Commercial_Restaurant_Existing_Space Heating_Natural Gas_Furnace_E10 | F4 | Commercial | Restaurant | Existing | Space Heating | Natural Gas | Furnace | E10 | Utility - Cost of Equipment | 0 | 0 | 0 | 0 | 0 | 0 | 0 | 0 | 0 | 0 | 0 | 0 | 0 | 0 | 0 | 0 | 0 | 0 | 0 | 0 | 0 | 0 | 0 | 0 | 0 | 0 | 0 | 0 | 0 | 0 | 0 | 0 | 0 | 0 | 0 | 0 | 0 | 0 | 0 | 0 | 0 | 0
F5_Commercial_Restaurant_Existing_Space Heating_Natural Gas_Furnace_E1 | F5 | Commercial | Restaurant | Existing | Space Heating | Natural Gas | Furnace | E1 | Utility - Cost of Operation | 0.056562 | 0.056562 | 0.056562 | 0.056562 | 0.056562 | 0.056562 | 0.056562 | 0.056562 | 0.056562 | 0.056562 | 0.056562 | 0.056562 | 0.056562 | 0.056562 | 0.056562 | 0.056562 | 0.056562 | 0.056562 | 0.056562 | 0.056562 | 0.056562 | 0.056562 | 0.056562 | 0.056562 | 0.056562 | 0.056562 | 0.056562 | 0.056562 | 0.056562 | 0.056562 | 0.056562 | 0.056562 | 0.056562 | 0 | 0 | 0 | 0 | 0 | 0 | 0 | 0 | 0
F5_Commercial_Restaurant_Existing_Space Heating_Natural Gas_Furnace_E2 | F5 | Commercial | Restaurant | Existing | Space Heating | Natural Gas | Furnace | E2 | Utility - Cost of Operation | 0.068819 | 0.068819 | 0.068819 | 0.068819 | 0.068819 | 0.068819 | 0.068819 | 0.068819 | 0.068819 | 0.068819 | 0.068819 | 0.068819 | 0.068819 | 0.068819 | 0.068819 | 0.068819 | 0.068819 | 0.068819 | 0.068819 | 0.068819 | 0.068819 | 0.068819 | 0.068819 | 0.068819 | 0.068819 | 0.068819 | 0.068819 | 0.068819 | 0.068819 | 0.068819 | 0.068819 | 0.068819 | 0.068819 | 0 | 0 | 0 | 0 | 0 | 0 | 0 | 0 | 0
F5_Commercial_Restaurant_Existing_Space Heating_Natural Gas_Furnace_E3 | F5 | Commercial | Restaurant | Existing | Space Heating | Natural Gas | Furnace | E3 | Utility - Cost of Operation | 0.081077 | 0.081077 | 0.081077 | 0.081077 | 0.081077 | 0.081077 | 0.081077 | 0.081077 | 0.081077 | 0.081077 | 0.081077 | 0.081077 | 0.081077 | 0.081077 | 0.081077 | 0.081077 | 0.081077 | 0.081077 | 0.081077 | 0.081077 | 0.081077 | 0.081077 | 0.081077 | 0.081077 | 0.081077 | 0.081077 | 0.081077 | 0.081077 | 0.081077 | 0.081077 | 0.081077 | 0.081077 | 0.081077 | 0 | 0 | 0 | 0 | 0 | 0 | 0 | 0 | 0
F5_Commercial_Restaurant_Existing_Space Heating_Natural Gas_Furnace_E4 | F5 | Commercial | Restaurant | Existing | Space Heating | Natural Gas | Furnace | E4 | Utility - Cost of Operation | 1.6031 | 1.6031 | 1.6031 | 1.6031 | 1.6031 | 1.6031 | 1.6031 | 1.6031 | 1.6031 | 1.6031 | 1.6031 | 1.6031 | 1.6031 | 1.6031 | 1.6031 | 1.6031 | 1.6031 | 1.6031 | 1.6031 | 1.6031 | 1.6031 | 1.6031 | 1.6031 | 1.6031 | 1.6031 | 1.6031 | 1.6031 | 1.6031 | 1.6031 | 1.6031 | 1.6031 | 1.6031 | 1.6031 | 0 | 0 | 0 | 0 | 0 | 0 | 0 | 0 | 0
F5_Commercial_Restaurant_Existing_Space Heating_Natural Gas_Furnace_E5 | F5 | Commercial | Restaurant | Existing | Space Heating | Natural Gas | Furnace | E5 | Utility - Cost of Operation | 0 | 0 | 0 | 0 | 0 | 0 | 0 | 0 | 0 | 0 | 0 | 0 | 0 | 0 | 0 | 0 | 0 | 0 | 0 | 0 | 0 | 0 | 0 | 0 | 0 | 0 | 0 | 0 | 0 | 0 | 0 | 0 | 0 | 0 | 0 | 0 | 0 | 0 | 0 | 0 | 0 | 0
F5_Commercial_Restaurant_Existing_Space Heating_Natural Gas_Furnace_E6 | F5 | Commercial | Restaurant | Existing | Space Heating | Natural Gas | Furnace | E6 | Utility - Cost of Operation | 0 | 0 | 0 | 0 | 0 | 0 | 0 | 0 | 0 | 0 | 0 | 0 | 0 | 0 | 0 | 0 | 0 | 0 | 0 | 0 | 0 | 0 | 0 | 0 | 0 | 0 | 0 | 0 | 0 | 0 | 0 | 0 | 0 | 0 | 0 | 0 | 0 | 0 | 0 | 0 | 0 | 0
F5_Commercial_Restaurant_Existing_Space Heating_Natural Gas_Furnace_E7 | F5 | Commercial | Restaurant | Existing | Space Heating | Natural Gas | Furnace | E7 | Utility - Cost of Operation | 0 | 0 | 0 | 0 | 0 | 0 | 0 | 0 | 0 | 0 | 0 | 0 | 0 | 0 | 0 | 0 | 0 | 0 | 0 | 0 | 0 | 0 | 0 | 0 | 0 | 0 | 0 | 0 | 0 | 0 | 0 | 0 | 0 | 0 | 0 | 0 | 0 | 0 | 0 | 0 | 0 | 0
F5_Commercial_Restaurant_Existing_Space Heating_Natural Gas_Furnace_E8 | F5 | Commercial | Restaurant | Existing | Space Heating | Natural Gas | Furnace | E8 | Utility - Cost of Operation | 0 | 0 | 0 | 0 | 0 | 0 | 0 | 0 | 0 | 0 | 0 | 0 | 0 | 0 | 0 | 0 | 0 | 0 | 0 | 0 | 0 | 0 | 0 | 0 | 0 | 0 | 0 | 0 | 0 | 0 | 0 | 0 | 0 | 0 | 0 | 0 | 0 | 0 | 0 | 0 | 0 | 0
F5_Commercial_Restaurant_Existing_Space Heating_Natural Gas_Furnace_E9 | F5 | Commercial | Restaurant | Existing | Space Heating | Natural Gas | Furnace | E9 | Utility - Cost of Operation | 0 | 0 | 0 | 0 | 0 | 0 | 0 | 0 | 0 | 0 | 0 | 0 | 0 | 0 | 0 | 0 | 0 | 0 | 0 | 0 | 0 | 0 | 0 | 0 | 0 | 0 | 0 | 0 | 0 | 0 | 0 | 0 | 0 | 0 | 0 | 0 | 0 | 0 | 0 | 0 | 0 | 0
F5_Commercial_Restaurant_Existing_Space Heating_Natural Gas_Furnace_E10 | F5 | Commercial | Restaurant | Existing | Space Heating | Natural Gas | Furnace | E10 | Utility - Cost of Operation | 0 | 0 | 0 | 0 | 0 | 0 | 0 | 0 | 0 | 0 | 0 | 0 | 0 | 0 | 0 | 0 | 0 | 0 | 0 | 0 | 0 | 0 | 0 | 0 | 0 | 0 | 0 | 0 | 0 | 0 | 0 | 0 | 0 | 0 | 0 | 0 | 0 | 0 | 0 | 0 | 0 | 0
F6_Commercial_Restaurant_Existing_Space Heating_Natural Gas_Furnace_E1 | F6 | Commercial | Restaurant | Existing | Space Heating | Natural Gas | Furnace | E1 | Utility - Value of Sales | 0.55711 | 0.55413 | 0.55101 | 0.54789 | 0.54478 | 0.5417 | 0.53864 | 0.53563 | 0.53266 | 0.52977 | 0.52694 | 0.5242 | 0.52155 | 0.519 | 0.51657 | 0.51427 | 0.5121 | 0.51007 | 0.50817 | 0.50641 | 0.50478 | 0.50329 | 0.50194 | 0.50072 | 0.49963 | 0.49868 | 0.49787 | 0.49719 | 0.49665 | 0.49624 | 0.49597 | 0.49584 | 0.49584 | 0 | 0 | 0 | 0 | 0 | 0 | 0 | 0 | 0
F6_Commercial_Restaurant_Existing_Space Heating_Natural Gas_Furnace_E2 | F6 | Commercial | Restaurant | Existing | Space Heating | Natural Gas | Furnace | E2 | Utility - Value of Sales | 0.4951 | 0.49245 | 0.48968 | 0.48691 | 0.48415 | 0.4814 | 0.47869 | 0.47601 | 0.47338 | 0.4708 | 0.46829 | 0.46585 | 0.4635 | 0.46124 | 0.45908 | 0.45703 | 0.4551 | 0.4533 | 0.45161 | 0.45004 | 0.4486 | 0.44727 | 0.44607 | 0.44498 | 0.44402 | 0.44318 | 0.44246 | 0.44185 | 0.44137 | 0.44101 | 0.44077 | 0.44065 | 0.44065 | 0 | 0 | 0 | 0 | 0 | 0 | 0 | 0 | 0
F6_Commercial_Restaurant_Existing_Space Heating_Natural Gas_Furnace_E3 | F6 | Commercial | Restaurant | Existing | Space Heating | Natural Gas | Furnace | E3 | Utility - Value of Sales | 0.46426 | 0.46177 | 0.45917 | 0.45658 | 0.45399 | 0.45141 | 0.44887 | 0.44635 | 0.44389 | 0.44147 | 0.43912 | 0.43683 | 0.43462 | 0.4325 | 0.43048 | 0.42856 | 0.42675 | 0.42506 | 0.42348 | 0.42201 | 0.42065 | 0.41941 | 0.41828 | 0.41726 | 0.41636 | 0.41557 | 0.41489 | 0.41433 | 0.41388 | 0.41354 | 0.41331 | 0.4132 | 0.4132 | 0 | 0 | 0 | 0 | 0 | 0 | 0 | 0 | 0
F6_Commercial_Restaurant_Existing_Space Heating_Natural Gas_Furnace_E4 | F6 | Commercial | Restaurant | Existing | Space Heating | Natural Gas | Furnace | E4 | Utility - Value of Sales | 0.35041 | 0.34862 | 0.3467 | 0.34478 | 0.34286 | 0.34095 | 0.33903 | 0.33711 | 0.33519 | 0.33327 | 0.33135 | 0.32943 | 0.32751 | 0.3256 | 0.32372 | 0.32187 | 0.32007 | 0.31833 | 0.31665 | 0.31506 | 0.31356 | 0.31216 | 0.31089 | 0.30973 | 0.30871 | 0.30782 | 0.30705 | 0.30641 | 0.3059 | 0.30551 | 0.30526 | 0.30513 | 0.30513 | 0 | 0 | 0 | 0 | 0 | 0 | 0 | 0 | 0
F6_Commercial_Restaurant_Existing_Space Heating_Natural Gas_Furnace_E5 | F6 | Commercial | Restaurant | Existing | Space Heating | Natural Gas | Furnace | E5 | Utility - Value of Sales | 0 | 0 | 0 | 0 | 0 | 0 | 0 | 0 | 0 | 0 | 0 | 0 | 0 | 0 | 0 | 0 | 0 | 0 | 0 | 0 | 0 | 0 | 0 | 0 | 0 | 0 | 0 | 0 | 0 | 0 | 0 | 0 | 0 | 0 | 0 | 0 | 0 | 0 | 0 | 0 | 0 | 0
F6_Commercial_Restaurant_Existing_Space Heating_Natural Gas_Furnace_E6 | F6 | Commercial | Restaurant | Existing | Space Heating | Natural Gas | Furnace | E6 | Utility - Value of Sales | 0 | 0 | 0 | 0 | 0 | 0 | 0 | 0 | 0 | 0 | 0 | 0 | 0 | 0 | 0 | 0 | 0 | 0 | 0 | 0 | 0 | 0 | 0 | 0 | 0 | 0 | 0 | 0 | 0 | 0 | 0 | 0 | 0 | 0 | 0 | 0 | 0 | 0 | 0 | 0 | 0 | 0
F6_Commercial_Restaurant_Existing_Space Heating_Natural Gas_Furnace_E7 | F6 | Commercial | Restaurant | Existing | Space Heating | Natural Gas | Furnace | E7 | Utility - Value of Sales | 0 | 0 | 0 | 0 | 0 | 0 | 0 | 0 | 0 | 0 | 0 | 0 | 0 | 0 | 0 | 0 | 0 | 0 | 0 | 0 | 0 | 0 | 0 | 0 | 0 | 0 | 0 | 0 | 0 | 0 | 0 | 0 | 0 | 0 | 0 | 0 | 0 | 0 | 0 | 0 | 0 | 0
F6_Commercial_Restaurant_Existing_Space Heating_Natural Gas_Furnace_E8 | F6 | Commercial | Restaurant | Existing | Space Heating | Natural Gas | Furnace | E8 | Utility - Value of Sales | 0 | 0 | 0 | 0 | 0 | 0 | 0 | 0 | 0 | 0 | 0 | 0 | 0 | 0 | 0 | 0 | 0 | 0 | 0 | 0 | 0 | 0 | 0 | 0 | 0 | 0 | 0 | 0 | 0 | 0 | 0 | 0 | 0 | 0 | 0 | 0 | 0 | 0 | 0 | 0 | 0 | 0
F6_Commercial_Restaurant_Existing_Space Heating_Natural Gas_Furnace_E9 | F6 | Commercial | Restaurant | Existing | Space Heating | Natural Gas | Furnace | E9 | Utility - Value of Sales | 0 | 0 | 0 | 0 | 0 | 0 | 0 | 0 | 0 | 0 | 0 | 0 | 0 | 0 | 0 | 0 | 0 | 0 | 0 | 0 | 0 | 0 | 0 | 0 | 0 | 0 | 0 | 0 | 0 | 0 | 0 | 0 | 0 | 0 | 0 | 0 | 0 | 0 | 0 | 0 | 0 | 0
F6_Commercial_Restaurant_Existing_Space Heating_Natural Gas_Furnace_E10 | F6 | Commercial | Restaurant | Existing | Space Heating | Natural Gas | Furnace | E10 | Utility - Value of Sales | 0 | 0 | 0 | 0 | 0 | 0 | 0 | 0 | 0 | 0 | 0 | 0 | 0 | 0 | 0 | 0 | 0 | 0 | 0 | 0 | 0 | 0 | 0 | 0 | 0 | 0 | 0 | 0 | 0 | 0 | 0 | 0 | 0 | 0 | 0 | 0 | 0 | 0 | 0 | 0 | 0 | 0
F1_Commercial_Restaurant_Existing_Space Heating_Natural Gas_Boiler_E1 | F1 | Commercial | Restaurant | Existing | Space Heating | Natural Gas | Boiler | E1 | RVT - Cost of Equipment | 4.8829 | 4.8876 | 4.8927 | 4.9001 | 4.9102 | 4.9252 | 4.9357 | 4.9437 | 4.9524 | 4.9603 | 4.9658 | 4.9691 | 4.9722 | 4.975 | 4.9787 | 4.9802 | 4.9827 | 4.9876 | 4.9928 | 4.9988 | 5.006 | 5.0119 | 5.0166 | 5.0201 | 5.0225 | 5.0231 | 5.0219 | 5.0193 | 5.0173 | 5.0163 | 5.017 | 5.0173 | 5.0173 | 0 | 0 | 0 | 0 | 0 | 0 | 0 | 0 | 0
F1_Commercial_Restaurant_Existing_Space Heating_Natural Gas_Boiler_E2 | F1 | Commercial | Restaurant | Existing | Space Heating | Natural Gas | Boiler | E2 | RVT - Cost of Equipment | 4.5957 | 4.6001 | 4.6049 | 4.6118 | 4.6213 | 4.6354 | 4.6453 | 4.6529 | 4.6611 | 4.6685 | 4.6736 | 4.6768 | 4.6797 | 4.6824 | 4.6858 | 4.6872 | 4.6896 | 4.6943 | 4.6991 | 4.7048 | 4.7115 | 4.7171 | 4.7215 | 4.7248 | 4.727 | 4.7277 | 4.7265 | 4.7241 | 4.7222 | 4.7212 | 4.7219 | 4.7222 | 4.7222 | 0 | 0 | 0 | 0 | 0 | 0 | 0 | 0 | 0
F1_Commercial_Restaurant_Existing_Space Heating_Natural Gas_Boiler_E3 | F1 | Commercial | Restaurant | Existing | Space Heating | Natural Gas | Boiler | E3 | RVT - Cost of Equipment | 4.0272 | 4.031 | 4.0352 | 4.0413 | 4.0496 | 4.062 | 4.0706 | 4.0773 | 4.0844 | 4.091 | 4.0955 | 4.0982 | 4.1008 | 4.1031 | 4.1061 | 4.1073 | 4.1095 | 4.1135 | 4.1178 | 4.1228 | 4.1286 | 4.1335 | 4.1374 | 4.1403 | 4.1422 | 4.1428 | 4.1418 | 4.1396 | 4.138 | 4.1372 | 4.1378 | 4.138 | 4.138 | 0 | 0 | 0 | 0 | 0 | 0 | 0 | 0 | 0
F1_Commercial_Restaurant_Existing_Space Heating_Natural Gas_Boiler_E4 | F1 | Commercial | Restaurant | Existing | Space Heating | Natural Gas | Boiler | E4 | RVT - Cost of Equipment | 2.9716 | 2.9742 | 2.977 | 2.9814 | 2.9881 | 2.9988 | 3.0058 | 3.0109 | 3.0168 | 3.0224 | 3.0261 | 3.0284 | 3.0307 | 3.033 | 3.0361 | 3.0376 | 3.0401 | 3.0444 | 3.0488 | 3.0539 | 3.0599 | 3.0649 | 3.0688 | 3.0717 | 3.0737 | 3.0743 | 3.0732 | 3.0711 | 3.0694 | 3.0685 | 3.0691 | 3.0694 | 3.0694 | 0 | 0 | 0 | 0 | 0 | 0 | 0 | 0 | 0
F1_Commercial_Restaurant_Existing_Space Heating_Natural Gas_Boiler_E5 | F1 | Commercial | Restaurant | Existing | Space Heating | Natural Gas | Boiler | E5 | RVT - Cost of Equipment | 0 | 0 | 0 | 0 | 0 | 0 | 0 | 0 | 0 | 0 | 0 | 0 | 0 | 0 | 0 | 0 | 0 | 0 | 0 | 0 | 0 | 0 | 0 | 0 | 0 | 0 | 0 | 0 | 0 | 0 | 0 | 0 | 0 | 0 | 0 | 0 | 0 | 0 | 0 | 0 | 0 | 0
F1_Commercial_Restaurant_Existing_Space Heating_Natural Gas_Boiler_E6 | F1 | Commercial | Restaurant | Existing | Space Heating | Natural Gas | Boiler | E6 | RVT - Cost of Equipment | 0 | 0 | 0 | 0 | 0 | 0 | 0 | 0 | 0 | 0 | 0 | 0 | 0 | 0 | 0 | 0 | 0 | 0 | 0 | 0 | 0 | 0 | 0 | 0 | 0 | 0 | 0 | 0 | 0 | 0 | 0 | 0 | 0 | 0 | 0 | 0 | 0 | 0 | 0 | 0 | 0 | 0
F1_Commercial_Restaurant_Existing_Space Heating_Natural Gas_Boiler_E7 | F1 | Commercial | Restaurant | Existing | Space Heating | Natural Gas | Boiler | E7 | RVT - Cost of Equipment | 0 | 0 | 0 | 0 | 0 | 0 | 0 | 0 | 0 | 0 | 0 | 0 | 0 | 0 | 0 | 0 | 0 | 0 | 0 | 0 | 0 | 0 | 0 | 0 | 0 | 0 | 0 | 0 | 0 | 0 | 0 | 0 | 0 | 0 | 0 | 0 | 0 | 0 | 0 | 0 | 0 | 0
F1_Commercial_Restaurant_Existing_Space Heating_Natural Gas_Boiler_E8 | F1 | Commercial | Restaurant | Existing | Space Heating | Natural Gas | Boiler | E8 | RVT - Cost of Equipment | 0 | 0 | 0 | 0 | 0 | 0 | 0 | 0 | 0 | 0 | 0 | 0 | 0 | 0 | 0 | 0 | 0 | 0 | 0 | 0 | 0 | 0 | 0 | 0 | 0 | 0 | 0 | 0 | 0 | 0 | 0 | 0 | 0 | 0 | 0 | 0 | 0 | 0 | 0 | 0 | 0 | 0
F1_Commercial_Restaurant_Existing_Space Heating_Natural Gas_Boiler_E9 | F1 | Commercial | Restaurant | Existing | Space Heating | Natural Gas | Boiler | E9 | RVT - Cost of Equipment | 0 | 0 | 0 | 0 | 0 | 0 | 0 | 0 | 0 | 0 | 0 | 0 | 0 | 0 | 0 | 0 | 0 | 0 | 0 | 0 | 0 | 0 | 0 | 0 | 0 | 0 | 0 | 0 | 0 | 0 | 0 | 0 | 0 | 0 | 0 | 0 | 0 | 0 | 0 | 0 | 0 | 0
F1_Commercial_Restaurant_Existing_Space Heating_Natural Gas_Boiler_E10 | F1 | Commercial | Restaurant | Existing | Space Heating | Natural Gas | Boiler | E10 | RVT - Cost of Equipment | 0 | 0 | 0 | 0 | 0 | 0 | 0 | 0 | 0 | 0 | 0 | 0 | 0 | 0 | 0 | 0 | 0 | 0 | 0 | 0 | 0 | 0 | 0 | 0 | 0 | 0 | 0 | 0 | 0 | 0 | 0 | 0 | 0 | 0 | 0 | 0 | 0 | 0 | 0 | 0 | 0 | 0
F2_Commercial_Restaurant_Existing_Space Heating_Natural Gas_Boiler_E1 | F2 | Commercial | Restaurant | Existing | Space Heating | Natural Gas | Boiler | E1 | RVT - Cost of Operation | 5.8501 | 5.8557 | 5.8618 | 5.8706 | 5.8827 | 5.9007 | 5.9132 | 5.9228 | 5.9333 | 5.9428 | 5.9493 | 5.9533 | 5.957 | 5.9604 | 5.9648 | 5.9666 | 5.9697 | 5.9755 | 5.9817 | 5.9889 | 5.9975 | 6.0046 | 6.0102 | 6.0144 | 6.0172 | 6.0181 | 6.0166 | 6.0135 | 6.011 | 6.0099 | 6.0107 | 6.0111 | 6.0111 | 0 | 0 | 0 | 0 | 0 | 0 | 0 | 0 | 0
F2_Commercial_Restaurant_Existing_Space Heating_Natural Gas_Boiler_E2 | F2 | Commercial | Restaurant | Existing | Space Heating | Natural Gas | Boiler | E2 | RVT - Cost of Operation | 5.506 | 5.5112 | 5.517 | 5.5253 | 5.5366 | 5.5536 | 5.5654 | 5.5744 | 5.5843 | 5.5932 | 5.5993 | 5.6031 | 5.6066 | 5.6098 | 5.6139 | 5.6156 | 5.6185 | 5.624 | 5.6298 | 5.6366 | 5.6447 | 5.6514 | 5.6567 | 5.6606 | 5.6633 | 5.664 | 5.6626 | 5.6597 | 5.6575 | 5.6563 | 5.6572 | 5.6575 | 5.6575 | 0 | 0 | 0 | 0 | 0 | 0 | 0 | 0 | 0
F2_Commercial_Restaurant_Existing_Space Heating_Natural Gas_Boiler_E3 | F2 | Commercial | Restaurant | Existing | Space Heating | Natural Gas | Boiler | E3 | RVT - Cost of Operation | 4.8248 | 4.8294 | 4.8345 | 4.8417 | 4.8517 | 4.8665 | 4.8769 | 4.8848 | 4.8934 | 4.9013 | 4.9066 | 4.91 | 4.913 | 4.9158 | 4.9194 | 4.9209 | 4.9234 | 4.9283 | 4.9334 | 4.9393 | 4.9464 | 4.9523 | 4.9569 | 4.9603 | 4.9627 | 4.9633 | 4.9621 | 4.9596 | 4.9576 | 4.9566 | 4.9573 | 4.9576 | 4.9576 | 0 | 0 | 0 | 0 | 0 | 0 | 0 | 0 | 0
F2_Commercial_Restaurant_Existing_Space Heating_Natural Gas_Boiler_E4 | F2 | Commercial | Restaurant | Existing | Space Heating | Natural Gas | Boiler | E4 | RVT - Cost of Operation | 3.5602 | 3.5633 | 3.5666 | 3.5719 | 3.5799 | 3.5928 | 3.6011 | 3.6072 | 3.6143 | 3.621 | 3.6255 | 3.6282 | 3.6309 | 3.6337 | 3.6375 | 3.6393 | 3.6422 | 3.6474 | 3.6527 | 3.6588 | 3.6659 | 3.6719 | 3.6766 | 3.6801 | 3.6825 | 3.6832 | 3.6819 | 3.6793 | 3.6773 | 3.6763 | 3.677 | 3.6773 | 3.6773 | 0 | 0 | 0 | 0 | 0 | 0 | 0 | 0 | 0
F2_Commercial_Restaurant_Existing_Space Heating_Natural Gas_Boiler_E5 | F2 | Commercial | Restaurant | Existing | Space Heating | Natural Gas | Boiler | E5 | RVT - Cost of Operation | 0 | 0 | 0 | 0 | 0 | 0 | 0 | 0 | 0 | 0 | 0 | 0 | 0 | 0 | 0 | 0 | 0 | 0 | 0 | 0 | 0 | 0 | 0 | 0 | 0 | 0 | 0 | 0 | 0 | 0 | 0 | 0 | 0 | 0 | 0 | 0 | 0 | 0 | 0 | 0 | 0 | 0
F2_Commercial_Restaurant_Existing_Space Heating_Natural Gas_Boiler_E6 | F2 | Commercial | Restaurant | Existing | Space Heating | Natural Gas | Boiler | E6 | RVT - Cost of Operation | 0 | 0 | 0 | 0 | 0 | 0 | 0 | 0 | 0 | 0 | 0 | 0 | 0 | 0 | 0 | 0 | 0 | 0 | 0 | 0 | 0 | 0 | 0 | 0 | 0 | 0 | 0 | 0 | 0 | 0 | 0 | 0 | 0 | 0 | 0 | 0 | 0 | 0 | 0 | 0 | 0 | 0
F2_Commercial_Restaurant_Existing_Space Heating_Natural Gas_Boiler_E7 | F2 | Commercial | Restaurant | Existing | Space Heating | Natural Gas | Boiler | E7 | RVT - Cost of Operation | 0 | 0 | 0 | 0 | 0 | 0 | 0 | 0 | 0 | 0 | 0 | 0 | 0 | 0 | 0 | 0 | 0 | 0 | 0 | 0 | 0 | 0 | 0 | 0 | 0 | 0 | 0 | 0 | 0 | 0 | 0 | 0 | 0 | 0 | 0 | 0 | 0 | 0 | 0 | 0 | 0 | 0
F2_Commercial_Restaurant_Existing_Space Heating_Natural Gas_Boiler_E8 | F2 | Commercial | Restaurant | Existing | Space Heating | Natural Gas | Boiler | E8 | RVT - Cost of Operation | 0 | 0 | 0 | 0 | 0 | 0 | 0 | 0 | 0 | 0 | 0 | 0 | 0 | 0 | 0 | 0 | 0 | 0 | 0 | 0 | 0 | 0 | 0 | 0 | 0 | 0 | 0 | 0 | 0 | 0 | 0 | 0 | 0 | 0 | 0 | 0 | 0 | 0 | 0 | 0 | 0 | 0
F2_Commercial_Restaurant_Existing_Space Heating_Natural Gas_Boiler_E9 | F2 | Commercial | Restaurant | Existing | Space Heating | Natural Gas | Boiler | E9 | RVT - Cost of Operation | 0 | 0 | 0 | 0 | 0 | 0 | 0 | 0 | 0 | 0 | 0 | 0 | 0 | 0 | 0 | 0 | 0 | 0 | 0 | 0 | 0 | 0 | 0 | 0 | 0 | 0 | 0 | 0 | 0 | 0 | 0 | 0 | 0 | 0 | 0 | 0 | 0 | 0 | 0 | 0 | 0 | 0
F2_Commercial_Restaurant_Existing_Space Heating_Natural Gas_Boiler_E10 | F2 | Commercial | Restaurant | Existing | Space Heating | Natural Gas | Boiler | E10 | RVT - Cost of Operation | 0 | 0 | 0 | 0 | 0 | 0 | 0 | 0 | 0 | 0 | 0 | 0 | 0 | 0 | 0 | 0 | 0 | 0 | 0 | 0 | 0 | 0 | 0 | 0 | 0 | 0 | 0 | 0 | 0 | 0 | 0 | 0 | 0 | 0 | 0 | 0 | 0 | 0 | 0 | 0 | 0 | 0
F3_Commercial_Restaurant_Existing_Space Heating_Natural Gas_Boiler_E1 | F3 | Commercial | Restaurant | Existing | Space Heating | Natural Gas | Boiler | E1 | System - kBTUs of Consumption | 0.31193 | 0.31193 | 0.31193 | 0.31193 | 0.31193 | 0.31193 | 0.31193 | 0.31193 | 0.31193 | 0.31193 | 0.31193 | 0.31193 | 0.31193 | 0.31193 | 0.31193 | 0.31193 | 0.31193 | 0.31193 | 0.31193 | 0.31193 | 0.31193 | 0.31193 | 0.31193 | 0.31193 | 0.31193 | 0.31193 | 0.31193 | 0.31193 | 0.31193 | 0.31193 | 0.31193 | 0.31193 | 0.31193 | 0 | 0 | 0 | 0 | 0 | 0 | 0 | 0 | 0
F3_Commercial_Restaurant_Existing_Space Heating_Natural Gas_Boiler_E2 | F3 | Commercial | Restaurant | Existing | Space Heating | Natural Gas | Boiler | E2 | System - kBTUs of Consumption | 0.35217 | 0.35217 | 0.35217 | 0.35217 | 0.35217 | 0.35217 | 0.35217 | 0.35217 | 0.35217 | 0.35217 | 0.35217 | 0.35217 | 0.35217 | 0.35217 | 0.35217 | 0.35217 | 0.35217 | 0.35217 | 0.35217 | 0.35217 | 0.35217 | 0.35217 | 0.35217 | 0.35217 | 0.35217 | 0.35217 | 0.35217 | 0.35217 | 0.35217 | 0.35217 | 0.35217 | 0.35217 | 0.35217 | 0 | 0 | 0 | 0 | 0 | 0 | 0 | 0 | 0
F3_Commercial_Restaurant_Existing_Space Heating_Natural Gas_Boiler_E3 | F3 | Commercial | Restaurant | Existing | Space Heating | Natural Gas | Boiler | E3 | System - kBTUs of Consumption | 0.43299 | 0.43299 | 0.43299 | 0.43299 | 0.43299 | 0.43299 | 0.43299 | 0.43299 | 0.43299 | 0.43299 | 0.43299 | 0.43299 | 0.43299 | 0.43299 | 0.43299 | 0.43299 | 0.43299 | 0.43299 | 0.43299 | 0.43299 | 0.43299 | 0.43299 | 0.43299 | 0.43299 | 0.43299 | 0.43299 | 0.43299 | 0.43299 | 0.43299 | 0.43299 | 0.43299 | 0.43299 | 0.43299 | 0 | 0 | 0 | 0 | 0 | 0 | 0 | 0 | 0
F3_Commercial_Restaurant_Existing_Space Heating_Natural Gas_Boiler_E4 | F3 | Commercial | Restaurant | Existing | Space Heating | Natural Gas | Boiler | E4 | System - kBTUs of Consumption | 1.661 | 1.661 | 1.661 | 1.661 | 1.661 | 1.661 | 1.661 | 1.661 | 1.661 | 1.661 | 1.661 | 1.661 | 1.661 | 1.661 | 1.661 | 1.661 | 1.661 | 1.661 | 1.661 | 1.661 | 1.661 | 1.661 | 1.661 | 1.661 | 1.661 | 1.661 | 1.661 | 1.661 | 1.661 | 1.661 | 1.661 | 1.661 | 1.661 | 0 | 0 | 0 | 0 | 0 | 0 | 0 | 0 | 0
F3_Commercial_Restaurant_Existing_Space Heating_Natural Gas_Boiler_E5 | F3 | Commercial | Restaurant | Existing | Space Heating | Natural Gas | Boiler | E5 | System - kBTUs of Consumption | 0 | 0 | 0 | 0 | 0 | 0 | 0 | 0 | 0 | 0 | 0 | 0 | 0 | 0 | 0 | 0 | 0 | 0 | 0 | 0 | 0 | 0 | 0 | 0 | 0 | 0 | 0 | 0 | 0 | 0 | 0 | 0 | 0 | 0 | 0 | 0 | 0 | 0 | 0 | 0 | 0 | 0
F3_Commercial_Restaurant_Existing_Space Heating_Natural Gas_Boiler_E6 | F3 | Commercial | Restaurant | Existing | Space Heating | Natural Gas | Boiler | E6 | System - kBTUs of Consumption | 0 | 0 | 0 | 0 | 0 | 0 | 0 | 0 | 0 | 0 | 0 | 0 | 0 | 0 | 0 | 0 | 0 | 0 | 0 | 0 | 0 | 0 | 0 | 0 | 0 | 0 | 0 | 0 | 0 | 0 | 0 | 0 | 0 | 0 | 0 | 0 | 0 | 0 | 0 | 0 | 0 | 0
F3_Commercial_Restaurant_Existing_Space Heating_Natural Gas_Boiler_E7 | F3 | Commercial | Restaurant | Existing | Space Heating | Natural Gas | Boiler | E7 | System - kBTUs of Consumption | 0 | 0 | 0 | 0 | 0 | 0 | 0 | 0 | 0 | 0 | 0 | 0 | 0 | 0 | 0 | 0 | 0 | 0 | 0 | 0 | 0 | 0 | 0 | 0 | 0 | 0 | 0 | 0 | 0 | 0 | 0 | 0 | 0 | 0 | 0 | 0 | 0 | 0 | 0 | 0 | 0 | 0
F3_Commercial_Restaurant_Existing_Space Heating_Natural Gas_Boiler_E8 | F3 | Commercial | Restaurant | Existing | Space Heating | Natural Gas | Boiler | E8 | System - kBTUs of Consumption | 0 | 0 | 0 | 0 | 0 | 0 | 0 | 0 | 0 | 0 | 0 | 0 | 0 | 0 | 0 | 0 | 0 | 0 | 0 | 0 | 0 | 0 | 0 | 0 | 0 | 0 | 0 | 0 | 0 | 0 | 0 | 0 | 0 | 0 | 0 | 0 | 0 | 0 | 0 | 0 | 0 | 0
F3_Commercial_Restaurant_Existing_Space Heating_Natural Gas_Boiler_E9 | F3 | Commercial | Restaurant | Existing | Space Heating | Natural Gas | Boiler | E9 | System - kBTUs of Consumption | 0 | 0 | 0 | 0 | 0 | 0 | 0 | 0 | 0 | 0 | 0 | 0 | 0 | 0 | 0 | 0 | 0 | 0 | 0 | 0 | 0 | 0 | 0 | 0 | 0 | 0 | 0 | 0 | 0 | 0 | 0 | 0 | 0 | 0 | 0 | 0 | 0 | 0 | 0 | 0 | 0 | 0
F3_Commercial_Restaurant_Existing_Space Heating_Natural Gas_Boiler_E10 | F3 | Commercial | Restaurant | Existing | Space Heating | Natural Gas | Boiler | E10 | System - kBTUs of Consumption | 0 | 0 | 0 | 0 | 0 | 0 | 0 | 0 | 0 | 0 | 0 | 0 | 0 | 0 | 0 | 0 | 0 | 0 | 0 | 0 | 0 | 0 | 0 | 0 | 0 | 0 | 0 | 0 | 0 | 0 | 0 | 0 | 0 | 0 | 0 | 0 | 0 | 0 | 0 | 0 | 0 | 0
F4_Commercial_Restaurant_Existing_Space Heating_Natural Gas_Boiler_E1 | F4 | Commercial | Restaurant | Existing | Space Heating | Natural Gas | Boiler | E1 | Utility - Cost of Equipment | 5.8501 | 5.8557 | 5.8618 | 5.8706 | 5.8827 | 5.9007 | 5.9132 | 5.9228 | 5.9333 | 5.9428 | 5.9493 | 5.9533 | 5.957 | 5.9604 | 5.9648 | 5.9666 | 5.9697 | 5.9755 | 5.9817 | 5.9889 | 5.9975 | 6.0046 | 6.0102 | 6.0144 | 6.0172 | 6.0181 | 6.0166 | 6.0135 | 6.011 | 6.0099 | 6.0107 | 6.0111 | 6.0111 | 0 | 0 | 0 | 0 | 0 | 0 | 0 | 0 | 0
F4_Commercial_Restaurant_Existing_Space Heating_Natural Gas_Boiler_E2 | F4 | Commercial | Restaurant | Existing | Space Heating | Natural Gas | Boiler | E2 | Utility - Cost of Equipment | 5.506 | 5.5112 | 5.517 | 5.5253 | 5.5366 | 5.5536 | 5.5654 | 5.5744 | 5.5843 | 5.5932 | 5.5993 | 5.6031 | 5.6066 | 5.6098 | 5.6139 | 5.6156 | 5.6185 | 5.624 | 5.6298 | 5.6366 | 5.6447 | 5.6514 | 5.6567 | 5.6606 | 5.6633 | 5.664 | 5.6626 | 5.6597 | 5.6575 | 5.6563 | 5.6572 | 5.6575 | 5.6575 | 0 | 0 | 0 | 0 | 0 | 0 | 0 | 0 | 0
F4_Commercial_Restaurant_Existing_Space Heating_Natural Gas_Boiler_E3 | F4 | Commercial | Restaurant | Existing | Space Heating | Natural Gas | Boiler | E3 | Utility - Cost of Equipment | 4.8248 | 4.8294 | 4.8345 | 4.8417 | 4.8517 | 4.8665 | 4.8769 | 4.8848 | 4.8934 | 4.9013 | 4.9066 | 4.91 | 4.913 | 4.9158 | 4.9194 | 4.9209 | 4.9234 | 4.9283 | 4.9334 | 4.9393 | 4.9464 | 4.9523 | 4.9569 | 4.9603 | 4.9627 | 4.9633 | 4.9621 | 4.9596 | 4.9576 | 4.9566 | 4.9573 | 4.9576 | 4.9576 | 0 | 0 | 0 | 0 | 0 | 0 | 0 | 0 | 0
F4_Commercial_Restaurant_Existing_Space Heating_Natural Gas_Boiler_E4 | F4 | Commercial | Restaurant | Existing | Space Heating | Natural Gas | Boiler | E4 | Utility - Cost of Equipment | 3.5602 | 3.5633 | 3.5666 | 3.5719 | 3.5799 | 3.5928 | 3.6011 | 3.6072 | 3.6143 | 3.621 | 3.6255 | 3.6282 | 3.6309 | 3.6337 | 3.6375 | 3.6393 | 3.6422 | 3.6474 | 3.6527 | 3.6588 | 3.6659 | 3.6719 | 3.6766 | 3.6801 | 3.6825 | 3.6832 | 3.6819 | 3.6793 | 3.6773 | 3.6763 | 3.677 | 3.6773 | 3.6773 | 0 | 0 | 0 | 0 | 0 | 0 | 0 | 0 | 0
F4_Commercial_Restaurant_Existing_Space Heating_Natural Gas_Boiler_E5 | F4 | Commercial | Restaurant | Existing | Space Heating | Natural Gas | Boiler | E5 | Utility - Cost of Equipment | 0 | 0 | 0 | 0 | 0 | 0 | 0 | 0 | 0 | 0 | 0 | 0 | 0 | 0 | 0 | 0 | 0 | 0 | 0 | 0 | 0 | 0 | 0 | 0 | 0 | 0 | 0 | 0 | 0 | 0 | 0 | 0 | 0 | 0 | 0 | 0 | 0 | 0 | 0 | 0 | 0 | 0
F4_Commercial_Restaurant_Existing_Space Heating_Natural Gas_Boiler_E6 | F4 | Commercial | Restaurant | Existing | Space Heating | Natural Gas | Boiler | E6 | Utility - Cost of Equipment | 0 | 0 | 0 | 0 | 0 | 0 | 0 | 0 | 0 | 0 | 0 | 0 | 0 | 0 | 0 | 0 | 0 | 0 | 0 | 0 | 0 | 0 | 0 | 0 | 0 | 0 | 0 | 0 | 0 | 0 | 0 | 0 | 0 | 0 | 0 | 0 | 0 | 0 | 0 | 0 | 0 | 0
F4_Commercial_Restaurant_Existing_Space Heating_Natural Gas_Boiler_E7 | F4 | Commercial | Restaurant | Existing | Space Heating | Natural Gas | Boiler | E7 | Utility - Cost of Equipment | 0 | 0 | 0 | 0 | 0 | 0 | 0 | 0 | 0 | 0 | 0 | 0 | 0 | 0 | 0 | 0 | 0 | 0 | 0 | 0 | 0 | 0 | 0 | 0 | 0 | 0 | 0 | 0 | 0 | 0 | 0 | 0 | 0 | 0 | 0 | 0 | 0 | 0 | 0 | 0 | 0 | 0
F4_Commercial_Restaurant_Existing_Space Heating_Natural Gas_Boiler_E8 | F4 | Commercial | Restaurant | Existing | Space Heating | Natural Gas | Boiler | E8 | Utility - Cost of Equipment | 0 | 0 | 0 | 0 | 0 | 0 | 0 | 0 | 0 | 0 | 0 | 0 | 0 | 0 | 0 | 0 | 0 | 0 | 0 | 0 | 0 | 0 | 0 | 0 | 0 | 0 | 0 | 0 | 0 | 0 | 0 | 0 | 0 | 0 | 0 | 0 | 0 | 0 | 0 | 0 | 0 | 0
F4_Commercial_Restaurant_Existing_Space Heating_Natural Gas_Boiler_E9 | F4 | Commercial | Restaurant | Existing | Space Heating | Natural Gas | Boiler | E9 | Utility - Cost of Equipment | 0 | 0 | 0 | 0 | 0 | 0 | 0 | 0 | 0 | 0 | 0 | 0 | 0 | 0 | 0 | 0 | 0 | 0 | 0 | 0 | 0 | 0 | 0 | 0 | 0 | 0 | 0 | 0 | 0 | 0 | 0 | 0 | 0 | 0 | 0 | 0 | 0 | 0 | 0 | 0 | 0 | 0
F4_Commercial_Restaurant_Existing_Space Heating_Natural Gas_Boiler_E10 | F4 | Commercial | Restaurant | Existing | Space Heating | Natural Gas | Boiler | E10 | Utility - Cost of Equipment | 0 | 0 | 0 | 0 | 0 | 0 | 0 | 0 | 0 | 0 | 0 | 0 | 0 | 0 | 0 | 0 | 0 | 0 | 0 | 0 | 0 | 0 | 0 | 0 | 0 | 0 | 0 | 0 | 0 | 0 | 0 | 0 | 0 | 0 | 0 | 0 | 0 | 0 | 0 | 0 | 0 | 0
F5_Commercial_Restaurant_Existing_Space Heating_Natural Gas_Boiler_E1 | F5 | Commercial | Restaurant | Existing | Space Heating | Natural Gas | Boiler | E1 | Utility - Cost of Operation | 0.31193 | 0.31193 | 0.31193 | 0.31193 | 0.31193 | 0.31193 | 0.31193 | 0.31193 | 0.31193 | 0.31193 | 0.31193 | 0.31193 | 0.31193 | 0.31193 | 0.31193 | 0.31193 | 0.31193 | 0.31193 | 0.31193 | 0.31193 | 0.31193 | 0.31193 | 0.31193 | 0.31193 | 0.31193 | 0.31193 | 0.31193 | 0.31193 | 0.31193 | 0.31193 | 0.31193 | 0.31193 | 0.31193 | 0 | 0 | 0 | 0 | 0 | 0 | 0 | 0 | 0
F5_Commercial_Restaurant_Existing_Space Heating_Natural Gas_Boiler_E2 | F5 | Commercial | Restaurant | Existing | Space Heating | Natural Gas | Boiler | E2 | Utility - Cost of Operation | 0.35217 | 0.35217 | 0.35217 | 0.35217 | 0.35217 | 0.35217 | 0.35217 | 0.35217 | 0.35217 | 0.35217 | 0.35217 | 0.35217 | 0.35217 | 0.35217 | 0.35217 | 0.35217 | 0.35217 | 0.35217 | 0.35217 | 0.35217 | 0.35217 | 0.35217 | 0.35217 | 0.35217 | 0.35217 | 0.35217 | 0.35217 | 0.35217 | 0.35217 | 0.35217 | 0.35217 | 0.35217 | 0.35217 | 0 | 0 | 0 | 0 | 0 | 0 | 0 | 0 | 0
F5_Commercial_Restaurant_Existing_Space Heating_Natural Gas_Boiler_E3 | F5 | Commercial | Restaurant | Existing | Space Heating | Natural Gas | Boiler | E3 | Utility - Cost of Operation | 0.43299 | 0.43299 | 0.43299 | 0.43299 | 0.43299 | 0.43299 | 0.43299 | 0.43299 | 0.43299 | 0.43299 | 0.43299 | 0.43299 | 0.43299 | 0.43299 | 0.43299 | 0.43299 | 0.43299 | 0.43299 | 0.43299 | 0.43299 | 0.43299 | 0.43299 | 0.43299 | 0.43299 | 0.43299 | 0.43299 | 0.43299 | 0.43299 | 0.43299 | 0.43299 | 0.43299 | 0.43299 | 0.43299 | 0 | 0 | 0 | 0 | 0 | 0 | 0 | 0 | 0
F5_Commercial_Restaurant_Existing_Space Heating_Natural Gas_Boiler_E4 | F5 | Commercial | Restaurant | Existing | Space Heating | Natural Gas | Boiler | E4 | Utility - Cost of Operation | 1.661 | 1.661 | 1.661 | 1.661 | 1.661 | 1.661 | 1.661 | 1.661 | 1.661 | 1.661 | 1.661 | 1.661 | 1.661 | 1.661 | 1.661 | 1.661 | 1.661 | 1.661 | 1.661 | 1.661 | 1.661 | 1.661 | 1.661 | 1.661 | 1.661 | 1.661 | 1.661 | 1.661 | 1.661 | 1.661 | 1.661 | 1.661 | 1.661 | 0 | 0 | 0 | 0 | 0 | 0 | 0 | 0 | 0
F5_Commercial_Restaurant_Existing_Space Heating_Natural Gas_Boiler_E5 | F5 | Commercial | Restaurant | Existing | Space Heating | Natural Gas | Boiler | E5 | Utility - Cost of Operation | 0 | 0 | 0 | 0 | 0 | 0 | 0 | 0 | 0 | 0 | 0 | 0 | 0 | 0 | 0 | 0 | 0 | 0 | 0 | 0 | 0 | 0 | 0 | 0 | 0 | 0 | 0 | 0 | 0 | 0 | 0 | 0 | 0 | 0 | 0 | 0 | 0 | 0 | 0 | 0 | 0 | 0
F5_Commercial_Restaurant_Existing_Space Heating_Natural Gas_Boiler_E6 | F5 | Commercial | Restaurant | Existing | Space Heating | Natural Gas | Boiler | E6 | Utility - Cost of Operation | 0 | 0 | 0 | 0 | 0 | 0 | 0 | 0 | 0 | 0 | 0 | 0 | 0 | 0 | 0 | 0 | 0 | 0 | 0 | 0 | 0 | 0 | 0 | 0 | 0 | 0 | 0 | 0 | 0 | 0 | 0 | 0 | 0 | 0 | 0 | 0 | 0 | 0 | 0 | 0 | 0 | 0
F5_Commercial_Restaurant_Existing_Space Heating_Natural Gas_Boiler_E7 | F5 | Commercial | Restaurant | Existing | Space Heating | Natural Gas | Boiler | E7 | Utility - Cost of Operation | 0 | 0 | 0 | 0 | 0 | 0 | 0 | 0 | 0 | 0 | 0 | 0 | 0 | 0 | 0 | 0 | 0 | 0 | 0 | 0 | 0 | 0 | 0 | 0 | 0 | 0 | 0 | 0 | 0 | 0 | 0 | 0 | 0 | 0 | 0 | 0 | 0 | 0 | 0 | 0 | 0 | 0
F5_Commercial_Restaurant_Existing_Space Heating_Natural Gas_Boiler_E8 | F5 | Commercial | Restaurant | Existing | Space Heating | Natural Gas | Boiler | E8 | Utility - Cost of Operation | 0 | 0 | 0 | 0 | 0 | 0 | 0 | 0 | 0 | 0 | 0 | 0 | 0 | 0 | 0 | 0 | 0 | 0 | 0 | 0 | 0 | 0 | 0 | 0 | 0 | 0 | 0 | 0 | 0 | 0 | 0 | 0 | 0 | 0 | 0 | 0 | 0 | 0 | 0 | 0 | 0 | 0
F5_Commercial_Restaurant_Existing_Space Heating_Natural Gas_Boiler_E9 | F5 | Commercial | Restaurant | Existing | Space Heating | Natural Gas | Boiler | E9 | Utility - Cost of Operation | 0 | 0 | 0 | 0 | 0 | 0 | 0 | 0 | 0 | 0 | 0 | 0 | 0 | 0 | 0 | 0 | 0 | 0 | 0 | 0 | 0 | 0 | 0 | 0 | 0 | 0 | 0 | 0 | 0 | 0 | 0 | 0 | 0 | 0 | 0 | 0 | 0 | 0 | 0 | 0 | 0 | 0
F5_Commercial_Restaurant_Existing_Space Heating_Natural Gas_Boiler_E10 | F5 | Commercial | Restaurant | Existing | Space Heating | Natural Gas | Boiler | E10 | Utility - Cost of Operation | 0 | 0 | 0 | 0 | 0 | 0 | 0 | 0 | 0 | 0 | 0 | 0 | 0 | 0 | 0 | 0 | 0 | 0 | 0 | 0 | 0 | 0 | 0 | 0 | 0 | 0 | 0 | 0 | 0 | 0 | 0 | 0 | 0 | 0 | 0 | 0 | 0 | 0 | 0 | 0 | 0 | 0
F6_Commercial_Restaurant_Existing_Space Heating_Natural Gas_Boiler_E1 | F6 | Commercial | Restaurant | Existing | Space Heating | Natural Gas | Boiler | E1 | Utility - Value of Sales | 2.55 | 2.5362 | 2.5219 | 2.5076 | 2.4934 | 2.4794 | 2.4656 | 2.452 | 2.4387 | 2.4259 | 2.4134 | 2.4014 | 2.3899 | 2.379 | 2.3687 | 2.359 | 2.3498 | 2.3412 | 2.3331 | 2.3257 | 2.3188 | 2.3125 | 2.3068 | 2.3016 | 2.297 | 2.293 | 2.2895 | 2.2867 | 2.2844 | 2.2827 | 2.2815 | 2.2809 | 2.2809 | 0 | 0 | 0 | 0 | 0 | 0 | 0 | 0 | 0
F6_Commercial_Restaurant_Existing_Space Heating_Natural Gas_Boiler_E2 | F6 | Commercial | Restaurant | Existing | Space Heating | Natural Gas | Boiler | E2 | Utility - Value of Sales | 2.4 | 2.3871 | 2.3735 | 2.3601 | 2.3467 | 2.3335 | 2.3205 | 2.3078 | 2.2953 | 2.2832 | 2.2714 | 2.2601 | 2.2493 | 2.2391 | 2.2294 | 2.2202 | 2.2116 | 2.2035 | 2.1959 | 2.1889 | 2.1824 | 2.1765 | 2.1711 | 2.1662 | 2.1619 | 2.1581 | 2.1549 | 2.1522 | 2.15 | 2.1484 | 2.1473 | 2.1468 | 2.1468 | 0 | 0 | 0 | 0 | 0 | 0 | 0 | 0 | 0
F6_Commercial_Restaurant_Existing_Space Heating_Natural Gas_Boiler_E3 | F6 | Commercial | Restaurant | Existing | Space Heating | Natural Gas | Boiler | E3 | Utility - Value of Sales | 2.1031 | 2.0917 | 2.0799 | 2.0681 | 2.0564 | 2.0449 | 2.0334 | 2.0223 | 2.0113 | 2.0007 | 1.9904 | 1.9805 | 1.9711 | 1.9621 | 1.9536 | 1.9455 | 1.938 | 1.9309 | 1.9242 | 1.9181 | 1.9124 | 1.9072 | 1.9025 | 1.8982 | 1.8944 | 1.8911 | 1.8883 | 1.8859 | 1.884 | 1.8826 | 1.8817 | 1.8812 | 1.8812 | 0 | 0 | 0 | 0 | 0 | 0 | 0 | 0 | 0
F6_Commercial_Restaurant_Existing_Space Heating_Natural Gas_Boiler_E4 | F6 | Commercial | Restaurant | Existing | Space Heating | Natural Gas | Boiler | E4 | Utility - Value of Sales | 1.612 | 1.6037 | 1.5949 | 1.5861 | 1.5772 | 1.5684 | 1.5596 | 1.5508 | 1.5419 | 1.5331 | 1.5243 | 1.5154 | 1.5066 | 1.4978 | 1.4892 | 1.4807 | 1.4724 | 1.4644 | 1.4567 | 1.4493 | 1.4424 | 1.436 | 1.4301 | 1.4248 | 1.4201 | 1.416 | 1.4125 | 1.4095 | 1.4072 | 1.4054 | 1.4042 | 1.4037 | 1.4037 | 0 | 0 | 0 | 0 | 0 | 0 | 0 | 0 | 0
F6_Commercial_Restaurant_Existing_Space Heating_Natural Gas_Boiler_E5 | F6 | Commercial | Restaurant | Existing | Space Heating | Natural Gas | Boiler | E5 | Utility - Value of Sales | 0 | 0 | 0 | 0 | 0 | 0 | 0 | 0 | 0 | 0 | 0 | 0 | 0 | 0 | 0 | 0 | 0 | 0 | 0 | 0 | 0 | 0 | 0 | 0 | 0 | 0 | 0 | 0 | 0 | 0 | 0 | 0 | 0 | 0 | 0 | 0 | 0 | 0 | 0 | 0 | 0 | 0
F6_Commercial_Restaurant_Existing_Space Heating_Natural Gas_Boiler_E6 | F6 | Commercial | Restaurant | Existing | Space Heating | Natural Gas | Boiler | E6 | Utility - Value of Sales | 0 | 0 | 0 | 0 | 0 | 0 | 0 | 0 | 0 | 0 | 0 | 0 | 0 | 0 | 0 | 0 | 0 | 0 | 0 | 0 | 0 | 0 | 0 | 0 | 0 | 0 | 0 | 0 | 0 | 0 | 0 | 0 | 0 | 0 | 0 | 0 | 0 | 0 | 0 | 0 | 0 | 0
F6_Commercial_Restaurant_Existing_Space Heating_Natural Gas_Boiler_E7 | F6 | Commercial | Restaurant | Existing | Space Heating | Natural Gas | Boiler | E7 | Utility - Value of Sales | 0 | 0 | 0 | 0 | 0 | 0 | 0 | 0 | 0 | 0 | 0 | 0 | 0 | 0 | 0 | 0 | 0 | 0 | 0 | 0 | 0 | 0 | 0 | 0 | 0 | 0 | 0 | 0 | 0 | 0 | 0 | 0 | 0 | 0 | 0 | 0 | 0 | 0 | 0 | 0 | 0 | 0
F6_Commercial_Restaurant_Existing_Space Heating_Natural Gas_Boiler_E8 | F6 | Commercial | Restaurant | Existing | Space Heating | Natural Gas | Boiler | E8 | Utility - Value of Sales | 0 | 0 | 0 | 0 | 0 | 0 | 0 | 0 | 0 | 0 | 0 | 0 | 0 | 0 | 0 | 0 | 0 | 0 | 0 | 0 | 0 | 0 | 0 | 0 | 0 | 0 | 0 | 0 | 0 | 0 | 0 | 0 | 0 | 0 | 0 | 0 | 0 | 0 | 0 | 0 | 0 | 0
F6_Commercial_Restaurant_Existing_Space Heating_Natural Gas_Boiler_E9 | F6 | Commercial | Restaurant | Existing | Space Heating | Natural Gas | Boiler | E9 | Utility - Value of Sales | 0 | 0 | 0 | 0 | 0 | 0 | 0 | 0 | 0 | 0 | 0 | 0 | 0 | 0 | 0 | 0 | 0 | 0 | 0 | 0 | 0 | 0 | 0 | 0 | 0 | 0 | 0 | 0 | 0 | 0 | 0 | 0 | 0 | 0 | 0 | 0 | 0 | 0 | 0 | 0 | 0 | 0
F6_Commercial_Restaurant_Existing_Space Heating_Natural Gas_Boiler_E10 | F6 | Commercial | Restaurant | Existing | Space Heating | Natural Gas | Boiler | E10 | Utility - Value of Sales | 0 | 0 | 0 | 0 | 0 | 0 | 0 | 0 | 0 | 0 | 0 | 0 | 0 | 0 | 0 | 0 | 0 | 0 | 0 | 0 | 0 | 0 | 0 | 0 | 0 | 0 | 0 | 0 | 0 | 0 | 0 | 0 | 0 | 0 | 0 | 0 | 0 | 0 | 0 | 0 | 0 | 0
F1_Commercial_Restaurant_Existing_Space Heating_Natural Gas_Unit Heater_E1 | F1 | Commercial | Restaurant | Existing | Space Heating | Natural Gas | Unit Heater | E1 | RVT - Cost of Equipment | 0.60277 | 0.60345 | 0.6042 | 0.60533 | 0.60693 | 0.60944 | 0.61091 | 0.61182 | 0.61288 | 0.61383 | 0.61437 | 0.61464 | 0.61501 | 0.61549 | 0.61627 | 0.6167 | 0.61736 | 0.61845 | 0.61953 | 0.62073 | 0.62213 | 0.62331 | 0.62424 | 0.62494 | 0.62541 | 0.62555 | 0.6253 | 0.62478 | 0.62438 | 0.62418 | 0.62433 | 0.62438 | 0.62438 | 0 | 0 | 0 | 0 | 0 | 0 | 0 | 0 | 0
F1_Commercial_Restaurant_Existing_Space Heating_Natural Gas_Unit Heater_E2 | F1 | Commercial | Restaurant | Existing | Space Heating | Natural Gas | Unit Heater | E2 | RVT - Cost of Equipment | 0.57408 | 0.57473 | 0.57544 | 0.57652 | 0.57804 | 0.58043 | 0.58183 | 0.5827 | 0.58371 | 0.58462 | 0.58513 | 0.58538 | 0.58574 | 0.5862 | 0.58694 | 0.58735 | 0.58798 | 0.58901 | 0.59004 | 0.59119 | 0.59252 | 0.59364 | 0.59453 | 0.5952 | 0.59564 | 0.59577 | 0.59553 | 0.59505 | 0.59466 | 0.59447 | 0.59461 | 0.59466 | 0.59466 | 0 | 0 | 0 | 0 | 0 | 0 | 0 | 0 | 0
F1_Commercial_Restaurant_Existing_Space Heating_Natural Gas_Unit Heater_E3 | F1 | Commercial | Restaurant | Existing | Space Heating | Natural Gas | Unit Heater | E3 | RVT - Cost of Equipment | 0.51167 | 0.51212 | 0.51259 | 0.51333 | 0.51446 | 0.51626 | 0.51741 | 0.51825 | 0.51926 | 0.52023 | 0.52091 | 0.52134 | 0.52177 | 0.52219 | 0.52277 | 0.52303 | 0.52345 | 0.52418 | 0.52492 | 0.52578 | 0.52681 | 0.52767 | 0.52834 | 0.52885 | 0.52919 | 0.52929 | 0.52911 | 0.52873 | 0.52844 | 0.5283 | 0.5284 | 0.52844 | 0.52844 | 0 | 0 | 0 | 0 | 0 | 0 | 0 | 0 | 0
F1_Commercial_Restaurant_Existing_Space Heating_Natural Gas_Unit Heater_E4 | F1 | Commercial | Restaurant | Existing | Space Heating | Natural Gas | Unit Heater | E4 | RVT - Cost of Equipment | 0 | 0 | 0 | 0 | 0 | 0 | 0 | 0 | 0 | 0 | 0 | 0 | 0 | 0 | 0 | 0 | 0 | 0 | 0 | 0 | 0 | 0 | 0 | 0 | 0 | 0 | 0 | 0 | 0 | 0 | 0 | 0 | 0 | 0 | 0 | 0 | 0 | 0 | 0 | 0 | 0 | 0
F1_Commercial_Restaurant_Existing_Space Heating_Natural Gas_Unit Heater_E5 | F1 | Commercial | Restaurant | Existing | Space Heating | Natural Gas | Unit Heater | E5 | RVT - Cost of Equipment | 0 | 0 | 0 | 0 | 0 | 0 | 0 | 0 | 0 | 0 | 0 | 0 | 0 | 0 | 0 | 0 | 0 | 0 | 0 | 0 | 0 | 0 | 0 | 0 | 0 | 0 | 0 | 0 | 0 | 0 | 0 | 0 | 0 | 0 | 0 | 0 | 0 | 0 | 0 | 0 | 0 | 0
F1_Commercial_Restaurant_Existing_Space Heating_Natural Gas_Unit Heater_E6 | F1 | Commercial | Restaurant | Existing | Space Heating | Natural Gas | Unit Heater | E6 | RVT - Cost of Equipment | 0 | 0 | 0 | 0 | 0 | 0 | 0 | 0 | 0 | 0 | 0 | 0 | 0 | 0 | 0 | 0 | 0 | 0 | 0 | 0 | 0 | 0 | 0 | 0 | 0 | 0 | 0 | 0 | 0 | 0 | 0 | 0 | 0 | 0 | 0 | 0 | 0 | 0 | 0 | 0 | 0 | 0
F1_Commercial_Restaurant_Existing_Space Heating_Natural Gas_Unit Heater_E7 | F1 | Commercial | Restaurant | Existing | Space Heating | Natural Gas | Unit Heater | E7 | RVT - Cost of Equipment | 0 | 0 | 0 | 0 | 0 | 0 | 0 | 0 | 0 | 0 | 0 | 0 | 0 | 0 | 0 | 0 | 0 | 0 | 0 | 0 | 0 | 0 | 0 | 0 | 0 | 0 | 0 | 0 | 0 | 0 | 0 | 0 | 0 | 0 | 0 | 0 | 0 | 0 | 0 | 0 | 0 | 0
F1_Commercial_Restaurant_Existing_Space Heating_Natural Gas_Unit Heater_E8 | F1 | Commercial | Restaurant | Existing | Space Heating | Natural Gas | Unit Heater | E8 | RVT - Cost of Equipment | 0 | 0 | 0 | 0 | 0 | 0 | 0 | 0 | 0 | 0 | 0 | 0 | 0 | 0 | 0 | 0 | 0 | 0 | 0 | 0 | 0 | 0 | 0 | 0 | 0 | 0 | 0 | 0 | 0 | 0 | 0 | 0 | 0 | 0 | 0 | 0 | 0 | 0 | 0 | 0 | 0 | 0
F1_Commercial_Restaurant_Existing_Space Heating_Natural Gas_Unit Heater_E9 | F1 | Commercial | Restaurant | Existing | Space Heating | Natural Gas | Unit Heater | E9 | RVT - Cost of Equipment | 0 | 0 | 0 | 0 | 0 | 0 | 0 | 0 | 0 | 0 | 0 | 0 | 0 | 0 | 0 | 0 | 0 | 0 | 0 | 0 | 0 | 0 | 0 | 0 | 0 | 0 | 0 | 0 | 0 | 0 | 0 | 0 | 0 | 0 | 0 | 0 | 0 | 0 | 0 | 0 | 0 | 0
F1_Commercial_Restaurant_Existing_Space Heating_Natural Gas_Unit Heater_E10 | F1 | Commercial | Restaurant | Existing | Space Heating | Natural Gas | Unit Heater | E10 | RVT - Cost of Equipment | 0 | 0 | 0 | 0 | 0 | 0 | 0 | 0 | 0 | 0 | 0 | 0 | 0 | 0 | 0 | 0 | 0 | 0 | 0 | 0 | 0 | 0 | 0 | 0 | 0 | 0 | 0 | 0 | 0 | 0 | 0 | 0 | 0 | 0 | 0 | 0 | 0 | 0 | 0 | 0 | 0 | 0
F2_Commercial_Restaurant_Existing_Space Heating_Natural Gas_Unit Heater_E1 | F2 | Commercial | Restaurant | Existing | Space Heating | Natural Gas | Unit Heater | E1 | RVT - Cost of Operation | 0.72216 | 0.72298 | 0.72387 | 0.72522 | 0.72714 | 0.73014 | 0.73191 | 0.733 | 0.73427 | 0.73541 | 0.73605 | 0.73638 | 0.73682 | 0.7374 | 0.73833 | 0.73885 | 0.73964 | 0.74095 | 0.74224 | 0.74368 | 0.74535 | 0.74677 | 0.74788 | 0.74872 | 0.74928 | 0.74944 | 0.74915 | 0.74853 | 0.74805 | 0.74781 | 0.74798 | 0.74805 | 0.74805 | 0 | 0 | 0 | 0 | 0 | 0 | 0 | 0 | 0
F2_Commercial_Restaurant_Existing_Space Heating_Natural Gas_Unit Heater_E2 | F2 | Commercial | Restaurant | Existing | Space Heating | Natural Gas | Unit Heater | E2 | RVT - Cost of Operation | 0.68779 | 0.68856 | 0.68942 | 0.6907 | 0.69253 | 0.69539 | 0.69707 | 0.69811 | 0.69932 | 0.70041 | 0.70102 | 0.70133 | 0.70175 | 0.7023 | 0.70319 | 0.70368 | 0.70444 | 0.70568 | 0.70691 | 0.70828 | 0.70988 | 0.71122 | 0.71228 | 0.71308 | 0.71362 | 0.71377 | 0.71349 | 0.7129 | 0.71244 | 0.71222 | 0.71238 | 0.71245 | 0.71245 | 0 | 0 | 0 | 0 | 0 | 0 | 0 | 0 | 0
F2_Commercial_Restaurant_Existing_Space Heating_Natural Gas_Unit Heater_E3 | F2 | Commercial | Restaurant | Existing | Space Heating | Natural Gas | Unit Heater | E3 | RVT - Cost of Operation | 0.61302 | 0.61356 | 0.61411 | 0.61501 | 0.61635 | 0.61851 | 0.61989 | 0.6209 | 0.6221 | 0.62326 | 0.62408 | 0.6246 | 0.62511 | 0.62562 | 0.62631 | 0.62663 | 0.62713 | 0.628 | 0.62889 | 0.62992 | 0.63115 | 0.63218 | 0.63299 | 0.6336 | 0.634 | 0.63412 | 0.6339 | 0.63346 | 0.63311 | 0.63294 | 0.63306 | 0.63311 | 0.63311 | 0 | 0 | 0 | 0 | 0 | 0 | 0 | 0 | 0
F2_Commercial_Restaurant_Existing_Space Heating_Natural Gas_Unit Heater_E4 | F2 | Commercial | Restaurant | Existing | Space Heating | Natural Gas | Unit Heater | E4 | RVT - Cost of Operation | 0 | 0 | 0 | 0 | 0 | 0 | 0 | 0 | 0 | 0 | 0 | 0 | 0 | 0 | 0 | 0 | 0 | 0 | 0 | 0 | 0 | 0 | 0 | 0 | 0 | 0 | 0 | 0 | 0 | 0 | 0 | 0 | 0 | 0 | 0 | 0 | 0 | 0 | 0 | 0 | 0 | 0
F2_Commercial_Restaurant_Existing_Space Heating_Natural Gas_Unit Heater_E5 | F2 | Commercial | Restaurant | Existing | Space Heating | Natural Gas | Unit Heater | E5 | RVT - Cost of Operation | 0 | 0 | 0 | 0 | 0 | 0 | 0 | 0 | 0 | 0 | 0 | 0 | 0 | 0 | 0 | 0 | 0 | 0 | 0 | 0 | 0 | 0 | 0 | 0 | 0 | 0 | 0 | 0 | 0 | 0 | 0 | 0 | 0 | 0 | 0 | 0 | 0 | 0 | 0 | 0 | 0 | 0
F2_Commercial_Restaurant_Existing_Space Heating_Natural Gas_Unit Heater_E6 | F2 | Commercial | Restaurant | Existing | Space Heating | Natural Gas | Unit Heater | E6 | RVT - Cost of Operation | 0 | 0 | 0 | 0 | 0 | 0 | 0 | 0 | 0 | 0 | 0 | 0 | 0 | 0 | 0 | 0 | 0 | 0 | 0 | 0 | 0 | 0 | 0 | 0 | 0 | 0 | 0 | 0 | 0 | 0 | 0 | 0 | 0 | 0 | 0 | 0 | 0 | 0 | 0 | 0 | 0 | 0
F2_Commercial_Restaurant_Existing_Space Heating_Natural Gas_Unit Heater_E7 | F2 | Commercial | Restaurant | Existing | Space Heating | Natural Gas | Unit Heater | E7 | RVT - Cost of Operation | 0 | 0 | 0 | 0 | 0 | 0 | 0 | 0 | 0 | 0 | 0 | 0 | 0 | 0 | 0 | 0 | 0 | 0 | 0 | 0 | 0 | 0 | 0 | 0 | 0 | 0 | 0 | 0 | 0 | 0 | 0 | 0 | 0 | 0 | 0 | 0 | 0 | 0 | 0 | 0 | 0 | 0
F2_Commercial_Restaurant_Existing_Space Heating_Natural Gas_Unit Heater_E8 | F2 | Commercial | Restaurant | Existing | Space Heating | Natural Gas | Unit Heater | E8 | RVT - Cost of Operation | 0 | 0 | 0 | 0 | 0 | 0 | 0 | 0 | 0 | 0 | 0 | 0 | 0 | 0 | 0 | 0 | 0 | 0 | 0 | 0 | 0 | 0 | 0 | 0 | 0 | 0 | 0 | 0 | 0 | 0 | 0 | 0 | 0 | 0 | 0 | 0 | 0 | 0 | 0 | 0 | 0 | 0
F2_Commercial_Restaurant_Existing_Space Heating_Natural Gas_Unit Heater_E9 | F2 | Commercial | Restaurant | Existing | Space Heating | Natural Gas | Unit Heater | E9 | RVT - Cost of Operation | 0 | 0 | 0 | 0 | 0 | 0 | 0 | 0 | 0 | 0 | 0 | 0 | 0 | 0 | 0 | 0 | 0 | 0 | 0 | 0 | 0 | 0 | 0 | 0 | 0 | 0 | 0 | 0 | 0 | 0 | 0 | 0 | 0 | 0 | 0 | 0 | 0 | 0 | 0 | 0 | 0 | 0
F2_Commercial_Restaurant_Existing_Space Heating_Natural Gas_Unit Heater_E10 | F2 | Commercial | Restaurant | Existing | Space Heating | Natural Gas | Unit Heater | E10 | RVT - Cost of Operation | 0 | 0 | 0 | 0 | 0 | 0 | 0 | 0 | 0 | 0 | 0 | 0 | 0 | 0 | 0 | 0 | 0 | 0 | 0 | 0 | 0 | 0 | 0 | 0 | 0 | 0 | 0 | 0 | 0 | 0 | 0 | 0 | 0 | 0 | 0 | 0 | 0 | 0 | 0 | 0 | 0 | 0
F3_Commercial_Restaurant_Existing_Space Heating_Natural Gas_Unit Heater_E1 | F3 | Commercial | Restaurant | Existing | Space Heating | Natural Gas | Unit Heater | E1 | System - kBTUs of Consumption | 0.027786 | 0.027786 | 0.027786 | 0.027786 | 0.027786 | 0.027786 | 0.027786 | 0.027786 | 0.027786 | 0.027786 | 0.027786 | 0.027786 | 0.027786 | 0.027786 | 0.027786 | 0.027786 | 0.027786 | 0.027786 | 0.027786 | 0.027786 | 0.027786 | 0.027786 | 0.027786 | 0.027786 | 0.027786 | 0.027786 | 0.027786 | 0.027786 | 0.027786 | 0.027786 | 0.027786 | 0.027786 | 0.027786 | 0 | 0 | 0 | 0 | 0 | 0 | 0 | 0 | 0
F3_Commercial_Restaurant_Existing_Space Heating_Natural Gas_Unit Heater_E2 | F3 | Commercial | Restaurant | Existing | Space Heating | Natural Gas | Unit Heater | E2 | System - kBTUs of Consumption | 0.044486 | 0.044486 | 0.044486 | 0.044486 | 0.044486 | 0.044486 | 0.044486 | 0.044486 | 0.044486 | 0.044486 | 0.044486 | 0.044486 | 0.044486 | 0.044486 | 0.044486 | 0.044486 | 0.044486 | 0.044486 | 0.044486 | 0.044486 | 0.044486 | 0.044486 | 0.044486 | 0.044486 | 0.044486 | 0.044486 | 0.044486 | 0.044486 | 0.044486 | 0.044486 | 0.044486 | 0.044486 | 0.044486 | 0 | 0 | 0 | 0 | 0 | 0 | 0 | 0 | 0
F3_Commercial_Restaurant_Existing_Space Heating_Natural Gas_Unit Heater_E3 | F3 | Commercial | Restaurant | Existing | Space Heating | Natural Gas | Unit Heater | E3 | System - kBTUs of Consumption | 0.033029 | 0.033029 | 0.033029 | 0.033029 | 0.033029 | 0.033029 | 0.033029 | 0.033029 | 0.033029 | 0.033029 | 0.033029 | 0.033029 | 0.033029 | 0.033029 | 0.033029 | 0.033029 | 0.033029 | 0.033029 | 0.033029 | 0.033029 | 0.033029 | 0.033029 | 0.033029 | 0.033029 | 0.033029 | 0.033029 | 0.033029 | 0.033029 | 0.033029 | 0.033029 | 0.033029 | 0.033029 | 0.033029 | 0 | 0 | 0 | 0 | 0 | 0 | 0 | 0 | 0
F3_Commercial_Restaurant_Existing_Space Heating_Natural Gas_Unit Heater_E4 | F3 | Commercial | Restaurant | Existing | Space Heating | Natural Gas | Unit Heater | E4 | System - kBTUs of Consumption | 0 | 0 | 0 | 0 | 0 | 0 | 0 | 0 | 0 | 0 | 0 | 0 | 0 | 0 | 0 | 0 | 0 | 0 | 0 | 0 | 0 | 0 | 0 | 0 | 0 | 0 | 0 | 0 | 0 | 0 | 0 | 0 | 0 | 0 | 0 | 0 | 0 | 0 | 0 | 0 | 0 | 0
F3_Commercial_Restaurant_Existing_Space Heating_Natural Gas_Unit Heater_E5 | F3 | Commercial | Restaurant | Existing | Space Heating | Natural Gas | Unit Heater | E5 | System - kBTUs of Consumption | 0 | 0 | 0 | 0 | 0 | 0 | 0 | 0 | 0 | 0 | 0 | 0 | 0 | 0 | 0 | 0 | 0 | 0 | 0 | 0 | 0 | 0 | 0 | 0 | 0 | 0 | 0 | 0 | 0 | 0 | 0 | 0 | 0 | 0 | 0 | 0 | 0 | 0 | 0 | 0 | 0 | 0
F3_Commercial_Restaurant_Existing_Space Heating_Natural Gas_Unit Heater_E6 | F3 | Commercial | Restaurant | Existing | Space Heating | Natural Gas | Unit Heater | E6 | System - kBTUs of Consumption | 0 | 0 | 0 | 0 | 0 | 0 | 0 | 0 | 0 | 0 | 0 | 0 | 0 | 0 | 0 | 0 | 0 | 0 | 0 | 0 | 0 | 0 | 0 | 0 | 0 | 0 | 0 | 0 | 0 | 0 | 0 | 0 | 0 | 0 | 0 | 0 | 0 | 0 | 0 | 0 | 0 | 0
F3_Commercial_Restaurant_Existing_Space Heating_Natural Gas_Unit Heater_E7 | F3 | Commercial | Restaurant | Existing | Space Heating | Natural Gas | Unit Heater | E7 | System - kBTUs of Consumption | 0 | 0 | 0 | 0 | 0 | 0 | 0 | 0 | 0 | 0 | 0 | 0 | 0 | 0 | 0 | 0 | 0 | 0 | 0 | 0 | 0 | 0 | 0 | 0 | 0 | 0 | 0 | 0 | 0 | 0 | 0 | 0 | 0 | 0 | 0 | 0 | 0 | 0 | 0 | 0 | 0 | 0
F3_Commercial_Restaurant_Existing_Space Heating_Natural Gas_Unit Heater_E8 | F3 | Commercial | Restaurant | Existing | Space Heating | Natural Gas | Unit Heater | E8 | System - kBTUs of Consumption | 0 | 0 | 0 | 0 | 0 | 0 | 0 | 0 | 0 | 0 | 0 | 0 | 0 | 0 | 0 | 0 | 0 | 0 | 0 | 0 | 0 | 0 | 0 | 0 | 0 | 0 | 0 | 0 | 0 | 0 | 0 | 0 | 0 | 0 | 0 | 0 | 0 | 0 | 0 | 0 | 0 | 0
F3_Commercial_Restaurant_Existing_Space Heating_Natural Gas_Unit Heater_E9 | F3 | Commercial | Restaurant | Existing | Space Heating | Natural Gas | Unit Heater | E9 | System - kBTUs of Consumption | 0 | 0 | 0 | 0 | 0 | 0 | 0 | 0 | 0 | 0 | 0 | 0 | 0 | 0 | 0 | 0 | 0 | 0 | 0 | 0 | 0 | 0 | 0 | 0 | 0 | 0 | 0 | 0 | 0 | 0 | 0 | 0 | 0 | 0 | 0 | 0 | 0 | 0 | 0 | 0 | 0 | 0
F3_Commercial_Restaurant_Existing_Space Heating_Natural Gas_Unit Heater_E10 | F3 | Commercial | Restaurant | Existing | Space Heating | Natural Gas | Unit Heater | E10 | System - kBTUs of Consumption | 0 | 0 | 0 | 0 | 0 | 0 | 0 | 0 | 0 | 0 | 0 | 0 | 0 | 0 | 0 | 0 | 0 | 0 | 0 | 0 | 0 | 0 | 0 | 0 | 0 | 0 | 0 | 0 | 0 | 0 | 0 | 0 | 0 | 0 | 0 | 0 | 0 | 0 | 0 | 0 | 0 | 0
F4_Commercial_Restaurant_Existing_Space Heating_Natural Gas_Unit Heater_E1 | F4 | Commercial | Restaurant | Existing | Space Heating | Natural Gas | Unit Heater | E1 | Utility - Cost of Equipment | 0.72216 | 0.72298 | 0.72387 | 0.72522 | 0.72714 | 0.73014 | 0.73191 | 0.733 | 0.73427 | 0.73541 | 0.73605 | 0.73638 | 0.73682 | 0.7374 | 0.73833 | 0.73885 | 0.73964 | 0.74095 | 0.74224 | 0.74368 | 0.74535 | 0.74677 | 0.74788 | 0.74872 | 0.74928 | 0.74944 | 0.74915 | 0.74853 | 0.74805 | 0.74781 | 0.74798 | 0.74805 | 0.74805 | 0 | 0 | 0 | 0 | 0 | 0 | 0 | 0 | 0
F4_Commercial_Restaurant_Existing_Space Heating_Natural Gas_Unit Heater_E2 | F4 | Commercial | Restaurant | Existing | Space Heating | Natural Gas | Unit Heater | E2 | Utility - Cost of Equipment | 0.68779 | 0.68856 | 0.68942 | 0.6907 | 0.69253 | 0.69539 | 0.69707 | 0.69811 | 0.69932 | 0.70041 | 0.70102 | 0.70133 | 0.70175 | 0.7023 | 0.70319 | 0.70368 | 0.70444 | 0.70568 | 0.70691 | 0.70828 | 0.70988 | 0.71122 | 0.71228 | 0.71308 | 0.71362 | 0.71377 | 0.71349 | 0.7129 | 0.71244 | 0.71222 | 0.71238 | 0.71245 | 0.71245 | 0 | 0 | 0 | 0 | 0 | 0 | 0 | 0 | 0
F4_Commercial_Restaurant_Existing_Space Heating_Natural Gas_Unit Heater_E3 | F4 | Commercial | Restaurant | Existing | Space Heating | Natural Gas | Unit Heater | E3 | Utility - Cost of Equipment | 0.61302 | 0.61356 | 0.61411 | 0.61501 | 0.61635 | 0.61851 | 0.61989 | 0.6209 | 0.6221 | 0.62326 | 0.62408 | 0.6246 | 0.62511 | 0.62562 | 0.62631 | 0.62663 | 0.62713 | 0.628 | 0.62889 | 0.62992 | 0.63115 | 0.63218 | 0.63299 | 0.6336 | 0.634 | 0.63412 | 0.6339 | 0.63346 | 0.63311 | 0.63294 | 0.63306 | 0.63311 | 0.63311 | 0 | 0 | 0 | 0 | 0 | 0 | 0 | 0 | 0
F4_Commercial_Restaurant_Existing_Space Heating_Natural Gas_Unit Heater_E4 | F4 | Commercial | Restaurant | Existing | Space Heating | Natural Gas | Unit Heater | E4 | Utility - Cost of Equipment | 0 | 0 | 0 | 0 | 0 | 0 | 0 | 0 | 0 | 0 | 0 | 0 | 0 | 0 | 0 | 0 | 0 | 0 | 0 | 0 | 0 | 0 | 0 | 0 | 0 | 0 | 0 | 0 | 0 | 0 | 0 | 0 | 0 | 0 | 0 | 0 | 0 | 0 | 0 | 0 | 0 | 0
F4_Commercial_Restaurant_Existing_Space Heating_Natural Gas_Unit Heater_E5 | F4 | Commercial | Restaurant | Existing | Space Heating | Natural Gas | Unit Heater | E5 | Utility - Cost of Equipment | 0 | 0 | 0 | 0 | 0 | 0 | 0 | 0 | 0 | 0 | 0 | 0 | 0 | 0 | 0 | 0 | 0 | 0 | 0 | 0 | 0 | 0 | 0 | 0 | 0 | 0 | 0 | 0 | 0 | 0 | 0 | 0 | 0 | 0 | 0 | 0 | 0 | 0 | 0 | 0 | 0 | 0
F4_Commercial_Restaurant_Existing_Space Heating_Natural Gas_Unit Heater_E6 | F4 | Commercial | Restaurant | Existing | Space Heating | Natural Gas | Unit Heater | E6 | Utility - Cost of Equipment | 0 | 0 | 0 | 0 | 0 | 0 | 0 | 0 | 0 | 0 | 0 | 0 | 0 | 0 | 0 | 0 | 0 | 0 | 0 | 0 | 0 | 0 | 0 | 0 | 0 | 0 | 0 | 0 | 0 | 0 | 0 | 0 | 0 | 0 | 0 | 0 | 0 | 0 | 0 | 0 | 0 | 0
F4_Commercial_Restaurant_Existing_Space Heating_Natural Gas_Unit Heater_E7 | F4 | Commercial | Restaurant | Existing | Space Heating | Natural Gas | Unit Heater | E7 | Utility - Cost of Equipment | 0 | 0 | 0 | 0 | 0 | 0 | 0 | 0 | 0 | 0 | 0 | 0 | 0 | 0 | 0 | 0 | 0 | 0 | 0 | 0 | 0 | 0 | 0 | 0 | 0 | 0 | 0 | 0 | 0 | 0 | 0 | 0 | 0 | 0 | 0 | 0 | 0 | 0 | 0 | 0 | 0 | 0
F4_Commercial_Restaurant_Existing_Space Heating_Natural Gas_Unit Heater_E8 | F4 | Commercial | Restaurant | Existing | Space Heating | Natural Gas | Unit Heater | E8 | Utility - Cost of Equipment | 0 | 0 | 0 | 0 | 0 | 0 | 0 | 0 | 0 | 0 | 0 | 0 | 0 | 0 | 0 | 0 | 0 | 0 | 0 | 0 | 0 | 0 | 0 | 0 | 0 | 0 | 0 | 0 | 0 | 0 | 0 | 0 | 0 | 0 | 0 | 0 | 0 | 0 | 0 | 0 | 0 | 0
F4_Commercial_Restaurant_Existing_Space Heating_Natural Gas_Unit Heater_E9 | F4 | Commercial | Restaurant | Existing | Space Heating | Natural Gas | Unit Heater | E9 | Utility - Cost of Equipment | 0 | 0 | 0 | 0 | 0 | 0 | 0 | 0 | 0 | 0 | 0 | 0 | 0 | 0 | 0 | 0 | 0 | 0 | 0 | 0 | 0 | 0 | 0 | 0 | 0 | 0 | 0 | 0 | 0 | 0 | 0 | 0 | 0 | 0 | 0 | 0 | 0 | 0 | 0 | 0 | 0 | 0
F4_Commercial_Restaurant_Existing_Space Heating_Natural Gas_Unit Heater_E10 | F4 | Commercial | Restaurant | Existing | Space Heating | Natural Gas | Unit Heater | E10 | Utility - Cost of Equipment | 0 | 0 | 0 | 0 | 0 | 0 | 0 | 0 | 0 | 0 | 0 | 0 | 0 | 0 | 0 | 0 | 0 | 0 | 0 | 0 | 0 | 0 | 0 | 0 | 0 | 0 | 0 | 0 | 0 | 0 | 0 | 0 | 0 | 0 | 0 | 0 | 0 | 0 | 0 | 0 | 0 | 0
F5_Commercial_Restaurant_Existing_Space Heating_Natural Gas_Unit Heater_E1 | F5 | Commercial | Restaurant | Existing | Space Heating | Natural Gas | Unit Heater | E1 | Utility - Cost of Operation | 0.027786 | 0.027786 | 0.027786 | 0.027786 | 0.027786 | 0.027786 | 0.027786 | 0.027786 | 0.027786 | 0.027786 | 0.027786 | 0.027786 | 0.027786 | 0.027786 | 0.027786 | 0.027786 | 0.027786 | 0.027786 | 0.027786 | 0.027786 | 0.027786 | 0.027786 | 0.027786 | 0.027786 | 0.027786 | 0.027786 | 0.027786 | 0.027786 | 0.027786 | 0.027786 | 0.027786 | 0.027786 | 0.027786 | 0 | 0 | 0 | 0 | 0 | 0 | 0 | 0 | 0
F5_Commercial_Restaurant_Existing_Space Heating_Natural Gas_Unit Heater_E2 | F5 | Commercial | Restaurant | Existing | Space Heating | Natural Gas | Unit Heater | E2 | Utility - Cost of Operation | 0.044486 | 0.044486 | 0.044486 | 0.044486 | 0.044486 | 0.044486 | 0.044486 | 0.044486 | 0.044486 | 0.044486 | 0.044486 | 0.044486 | 0.044486 | 0.044486 | 0.044486 | 0.044486 | 0.044486 | 0.044486 | 0.044486 | 0.044486 | 0.044486 | 0.044486 | 0.044486 | 0.044486 | 0.044486 | 0.044486 | 0.044486 | 0.044486 | 0.044486 | 0.044486 | 0.044486 | 0.044486 | 0.044486 | 0 | 0 | 0 | 0 | 0 | 0 | 0 | 0 | 0
F5_Commercial_Restaurant_Existing_Space Heating_Natural Gas_Unit Heater_E3 | F5 | Commercial | Restaurant | Existing | Space Heating | Natural Gas | Unit Heater | E3 | Utility - Cost of Operation | 0.033029 | 0.033029 | 0.033029 | 0.033029 | 0.033029 | 0.033029 | 0.033029 | 0.033029 | 0.033029 | 0.033029 | 0.033029 | 0.033029 | 0.033029 | 0.033029 | 0.033029 | 0.033029 | 0.033029 | 0.033029 | 0.033029 | 0.033029 | 0.033029 | 0.033029 | 0.033029 | 0.033029 | 0.033029 | 0.033029 | 0.033029 | 0.033029 | 0.033029 | 0.033029 | 0.033029 | 0.033029 | 0.033029 | 0 | 0 | 0 | 0 | 0 | 0 | 0 | 0 | 0
F5_Commercial_Restaurant_Existing_Space Heating_Natural Gas_Unit Heater_E4 | F5 | Commercial | Restaurant | Existing | Space Heating | Natural Gas | Unit Heater | E4 | Utility - Cost of Operation | 0 | 0 | 0 | 0 | 0 | 0 | 0 | 0 | 0 | 0 | 0 | 0 | 0 | 0 | 0 | 0 | 0 | 0 | 0 | 0 | 0 | 0 | 0 | 0 | 0 | 0 | 0 | 0 | 0 | 0 | 0 | 0 | 0 | 0 | 0 | 0 | 0 | 0 | 0 | 0 | 0 | 0
F5_Commercial_Restaurant_Existing_Space Heating_Natural Gas_Unit Heater_E5 | F5 | Commercial | Restaurant | Existing | Space Heating | Natural Gas | Unit Heater | E5 | Utility - Cost of Operation | 0 | 0 | 0 | 0 | 0 | 0 | 0 | 0 | 0 | 0 | 0 | 0 | 0 | 0 | 0 | 0 | 0 | 0 | 0 | 0 | 0 | 0 | 0 | 0 | 0 | 0 | 0 | 0 | 0 | 0 | 0 | 0 | 0 | 0 | 0 | 0 | 0 | 0 | 0 | 0 | 0 | 0
F5_Commercial_Restaurant_Existing_Space Heating_Natural Gas_Unit Heater_E6 | F5 | Commercial | Restaurant | Existing | Space Heating | Natural Gas | Unit Heater | E6 | Utility - Cost of Operation | 0 | 0 | 0 | 0 | 0 | 0 | 0 | 0 | 0 | 0 | 0 | 0 | 0 | 0 | 0 | 0 | 0 | 0 | 0 | 0 | 0 | 0 | 0 | 0 | 0 | 0 | 0 | 0 | 0 | 0 | 0 | 0 | 0 | 0 | 0 | 0 | 0 | 0 | 0 | 0 | 0 | 0
F5_Commercial_Restaurant_Existing_Space Heating_Natural Gas_Unit Heater_E7 | F5 | Commercial | Restaurant | Existing | Space Heating | Natural Gas | Unit Heater | E7 | Utility - Cost of Operation | 0 | 0 | 0 | 0 | 0 | 0 | 0 | 0 | 0 | 0 | 0 | 0 | 0 | 0 | 0 | 0 | 0 | 0 | 0 | 0 | 0 | 0 | 0 | 0 | 0 | 0 | 0 | 0 | 0 | 0 | 0 | 0 | 0 | 0 | 0 | 0 | 0 | 0 | 0 | 0 | 0 | 0
F5_Commercial_Restaurant_Existing_Space Heating_Natural Gas_Unit Heater_E8 | F5 | Commercial | Restaurant | Existing | Space Heating | Natural Gas | Unit Heater | E8 | Utility - Cost of Operation | 0 | 0 | 0 | 0 | 0 | 0 | 0 | 0 | 0 | 0 | 0 | 0 | 0 | 0 | 0 | 0 | 0 | 0 | 0 | 0 | 0 | 0 | 0 | 0 | 0 | 0 | 0 | 0 | 0 | 0 | 0 | 0 | 0 | 0 | 0 | 0 | 0 | 0 | 0 | 0 | 0 | 0
F5_Commercial_Restaurant_Existing_Space Heating_Natural Gas_Unit Heater_E9 | F5 | Commercial | Restaurant | Existing | Space Heating | Natural Gas | Unit Heater | E9 | Utility - Cost of Operation | 0 | 0 | 0 | 0 | 0 | 0 | 0 | 0 | 0 | 0 | 0 | 0 | 0 | 0 | 0 | 0 | 0 | 0 | 0 | 0 | 0 | 0 | 0 | 0 | 0 | 0 | 0 | 0 | 0 | 0 | 0 | 0 | 0 | 0 | 0 | 0 | 0 | 0 | 0 | 0 | 0 | 0
F5_Commercial_Restaurant_Existing_Space Heating_Natural Gas_Unit Heater_E10 | F5 | Commercial | Restaurant | Existing | Space Heating | Natural Gas | Unit Heater | E10 | Utility - Cost of Operation | 0 | 0 | 0 | 0 | 0 | 0 | 0 | 0 | 0 | 0 | 0 | 0 | 0 | 0 | 0 | 0 | 0 | 0 | 0 | 0 | 0 | 0 | 0 | 0 | 0 | 0 | 0 | 0 | 0 | 0 | 0 | 0 | 0 | 0 | 0 | 0 | 0 | 0 | 0 | 0 | 0 | 0
F6_Commercial_Restaurant_Existing_Space Heating_Natural Gas_Unit Heater_E1 | F6 | Commercial | Restaurant | Existing | Space Heating | Natural Gas | Unit Heater | E1 | Utility - Value of Sales | 0.3284 | 0.32677 | 0.32499 | 0.32321 | 0.32142 | 0.31964 | 0.31786 | 0.31608 | 0.3143 | 0.31251 | 0.31073 | 0.30895 | 0.30717 | 0.30539 | 0.30361 | 0.30183 | 0.30004 | 0.29826 | 0.29648 | 0.29473 | 0.29304 | 0.29144 | 0.28995 | 0.28862 | 0.28743 | 0.28639 | 0.2855 | 0.28476 | 0.28416 | 0.28372 | 0.28342 | 0.28327 | 0.28327 | 0 | 0 | 0 | 0 | 0 | 0 | 0 | 0 | 0
F6_Commercial_Restaurant_Existing_Space Heating_Natural Gas_Unit Heater_E2 | F6 | Commercial | Restaurant | Existing | Space Heating | Natural Gas | Unit Heater | E2 | Utility - Value of Sales | 0.31277 | 0.31122 | 0.30952 | 0.30782 | 0.30612 | 0.30443 | 0.30273 | 0.30103 | 0.29934 | 0.29764 | 0.29594 | 0.29425 | 0.29255 | 0.29085 | 0.28916 | 0.28746 | 0.28576 | 0.28407 | 0.28237 | 0.2807 | 0.27909 | 0.27757 | 0.27615 | 0.27488 | 0.27375 | 0.27276 | 0.27191 | 0.2712 | 0.27064 | 0.27022 | 0.26993 | 0.26979 | 0.26979 | 0 | 0 | 0 | 0 | 0 | 0 | 0 | 0 | 0
F6_Commercial_Restaurant_Existing_Space Heating_Natural Gas_Unit Heater_E3 | F6 | Commercial | Restaurant | Existing | Space Heating | Natural Gas | Unit Heater | E3 | Utility - Value of Sales | 0.27669 | 0.27527 | 0.27376 | 0.27224 | 0.27073 | 0.26921 | 0.2677 | 0.26618 | 0.26467 | 0.26316 | 0.26164 | 0.26013 | 0.25861 | 0.2571 | 0.2556 | 0.25412 | 0.25267 | 0.25127 | 0.24992 | 0.24864 | 0.24744 | 0.24633 | 0.24532 | 0.24442 | 0.24361 | 0.2429 | 0.2423 | 0.24179 | 0.24139 | 0.24109 | 0.24088 | 0.24078 | 0.24078 | 0 | 0 | 0 | 0 | 0 | 0 | 0 | 0 | 0
F6_Commercial_Restaurant_Existing_Space Heating_Natural Gas_Unit Heater_E4 | F6 | Commercial | Restaurant | Existing | Space Heating | Natural Gas | Unit Heater | E4 | Utility - Value of Sales | 0 | 0 | 0 | 0 | 0 | 0 | 0 | 0 | 0 | 0 | 0 | 0 | 0 | 0 | 0 | 0 | 0 | 0 | 0 | 0 | 0 | 0 | 0 | 0 | 0 | 0 | 0 | 0 | 0 | 0 | 0 | 0 | 0 | 0 | 0 | 0 | 0 | 0 | 0 | 0 | 0 | 0
F6_Commercial_Restaurant_Existing_Space Heating_Natural Gas_Unit Heater_E5 | F6 | Commercial | Restaurant | Existing | Space Heating | Natural Gas | Unit Heater | E5 | Utility - Value of Sales | 0 | 0 | 0 | 0 | 0 | 0 | 0 | 0 | 0 | 0 | 0 | 0 | 0 | 0 | 0 | 0 | 0 | 0 | 0 | 0 | 0 | 0 | 0 | 0 | 0 | 0 | 0 | 0 | 0 | 0 | 0 | 0 | 0 | 0 | 0 | 0 | 0 | 0 | 0 | 0 | 0 | 0
F6_Commercial_Restaurant_Existing_Space Heating_Natural Gas_Unit Heater_E6 | F6 | Commercial | Restaurant | Existing | Space Heating | Natural Gas | Unit Heater | E6 | Utility - Value of Sales | 0 | 0 | 0 | 0 | 0 | 0 | 0 | 0 | 0 | 0 | 0 | 0 | 0 | 0 | 0 | 0 | 0 | 0 | 0 | 0 | 0 | 0 | 0 | 0 | 0 | 0 | 0 | 0 | 0 | 0 | 0 | 0 | 0 | 0 | 0 | 0 | 0 | 0 | 0 | 0 | 0 | 0
F6_Commercial_Restaurant_Existing_Space Heating_Natural Gas_Unit Heater_E7 | F6 | Commercial | Restaurant | Existing | Space Heating | Natural Gas | Unit Heater | E7 | Utility - Value of Sales | 0 | 0 | 0 | 0 | 0 | 0 | 0 | 0 | 0 | 0 | 0 | 0 | 0 | 0 | 0 | 0 | 0 | 0 | 0 | 0 | 0 | 0 | 0 | 0 | 0 | 0 | 0 | 0 | 0 | 0 | 0 | 0 | 0 | 0 | 0 | 0 | 0 | 0 | 0 | 0 | 0 | 0
F6_Commercial_Restaurant_Existing_Space Heating_Natural Gas_Unit Heater_E8 | F6 | Commercial | Restaurant | Existing | Space Heating | Natural Gas | Unit Heater | E8 | Utility - Value of Sales | 0 | 0 | 0 | 0 | 0 | 0 | 0 | 0 | 0 | 0 | 0 | 0 | 0 | 0 | 0 | 0 | 0 | 0 | 0 | 0 | 0 | 0 | 0 | 0 | 0 | 0 | 0 | 0 | 0 | 0 | 0 | 0 | 0 | 0 | 0 | 0 | 0 | 0 | 0 | 0 | 0 | 0
F6_Commercial_Restaurant_Existing_Space Heating_Natural Gas_Unit Heater_E9 | F6 | Commercial | Restaurant | Existing | Space Heating | Natural Gas | Unit Heater | E9 | Utility - Value of Sales | 0 | 0 | 0 | 0 | 0 | 0 | 0 | 0 | 0 | 0 | 0 | 0 | 0 | 0 | 0 | 0 | 0 | 0 | 0 | 0 | 0 | 0 | 0 | 0 | 0 | 0 | 0 | 0 | 0 | 0 | 0 | 0 | 0 | 0 | 0 | 0 | 0 | 0 | 0 | 0 | 0 | 0
F6_Commercial_Restaurant_Existing_Space Heating_Natural Gas_Unit Heater_E10 | F6 | Commercial | Restaurant | Existing | Space Heating | Natural Gas | Unit Heater | E10 | Utility - Value of Sales | 0 | 0 | 0 | 0 | 0 | 0 | 0 | 0 | 0 | 0 | 0 | 0 | 0 | 0 | 0 | 0 | 0 | 0 | 0 | 0 | 0 | 0 | 0 | 0 | 0 | 0 | 0 | 0 | 0 | 0 | 0 | 0 | 0 | 0 | 0 | 0 | 0 | 0 | 0 | 0 | 0 | 0
F1_Commercial_Restaurant_Existing_Water Heating_Natural Gas_Water Heater_E1 | F1 | Commercial | Restaurant | Existing | Water Heating | Natural Gas | Water Heater | E1 | RVT - Cost of Equipment | 1.2844 | 1.2961 | 1.3101 | 1.3263 | 1.3452 | 1.3676 | 1.3857 | 1.4027 | 1.4196 | 1.4365 | 1.4519 | 1.4654 | 1.4791 | 1.4935 | 1.5101 | 1.5266 | 1.5447 | 1.5648 | 1.586 | 1.6079 | 1.6303 | 1.6513 | 1.6706 | 1.6881 | 1.7036 | 1.7168 | 1.7261 | 1.7329 | 1.7388 | 1.7438 | 1.7488 | 1.751 | 1.751 | 0 | 0 | 0 | 0 | 0 | 0 | 0 | 0 | 0
F1_Commercial_Restaurant_Existing_Water Heating_Natural Gas_Water Heater_E2 | F1 | Commercial | Restaurant | Existing | Water Heating | Natural Gas | Water Heater | E2 | RVT - Cost of Equipment | 1.2686 | 1.2801 | 1.2939 | 1.3099 | 1.3286 | 1.3507 | 1.3686 | 1.3854 | 1.402 | 1.4187 | 1.434 | 1.4474 | 1.4608 | 1.475 | 1.4914 | 1.5077 | 1.5257 | 1.5455 | 1.5664 | 1.5881 | 1.6102 | 1.6309 | 1.6499 | 1.6673 | 1.6826 | 1.6956 | 1.7048 | 1.7115 | 1.7173 | 1.7223 | 1.7272 | 1.7294 | 1.7294 | 0 | 0 | 0 | 0 | 0 | 0 | 0 | 0 | 0
F1_Commercial_Restaurant_Existing_Water Heating_Natural Gas_Water Heater_E3 | F1 | Commercial | Restaurant | Existing | Water Heating | Natural Gas | Water Heater | E3 | RVT - Cost of Equipment | 1.1676 | 1.1783 | 1.191 | 1.2057 | 1.2229 | 1.2433 | 1.2597 | 1.2752 | 1.2905 | 1.3059 | 1.3199 | 1.3322 | 1.3446 | 1.3577 | 1.3728 | 1.3878 | 1.4043 | 1.4225 | 1.4418 | 1.4617 | 1.4821 | 1.5012 | 1.5187 | 1.5347 | 1.5487 | 1.5607 | 1.5692 | 1.5754 | 1.5807 | 1.5853 | 1.5898 | 1.5918 | 1.5918 | 0 | 0 | 0 | 0 | 0 | 0 | 0 | 0 | 0
F1_Commercial_Restaurant_Existing_Water Heating_Natural Gas_Water Heater_E4 | F1 | Commercial | Restaurant | Existing | Water Heating | Natural Gas | Water Heater | E4 | RVT - Cost of Equipment | 1.0931 | 1.1031 | 1.115 | 1.1288 | 1.1449 | 1.1639 | 1.1793 | 1.1938 | 1.2081 | 1.2225 | 1.2357 | 1.2472 | 1.2588 | 1.271 | 1.2852 | 1.2992 | 1.3147 | 1.3317 | 1.3498 | 1.3684 | 1.3875 | 1.4054 | 1.4218 | 1.4367 | 1.4499 | 1.4611 | 1.469 | 1.4748 | 1.4798 | 1.4841 | 1.4883 | 1.4902 | 1.4902 | 0 | 0 | 0 | 0 | 0 | 0 | 0 | 0 | 0
F1_Commercial_Restaurant_Existing_Water Heating_Natural Gas_Water Heater_E5 | F1 | Commercial | Restaurant | Existing | Water Heating | Natural Gas | Water Heater | E5 | RVT - Cost of Equipment | 1.0703 | 1.0801 | 1.0918 | 1.1053 | 1.121 | 1.1397 | 1.1548 | 1.1689 | 1.183 | 1.197 | 1.2099 | 1.2212 | 1.2326 | 1.2446 | 1.2584 | 1.2721 | 1.2873 | 1.304 | 1.3217 | 1.3399 | 1.3586 | 1.3761 | 1.3921 | 1.4068 | 1.4197 | 1.4307 | 1.4384 | 1.4441 | 1.449 | 1.4532 | 1.4573 | 1.4592 | 1.4592 | 0 | 0 | 0 | 0 | 0 | 0 | 0 | 0 | 0
F1_Commercial_Restaurant_Existing_Water Heating_Natural Gas_Water Heater_E6 | F1 | Commercial | Restaurant | Existing | Water Heating | Natural Gas | Water Heater | E6 | RVT - Cost of Equipment | 1.0485 | 1.0581 | 1.0695 | 1.0827 | 1.0981 | 1.1164 | 1.1312 | 1.1451 | 1.1588 | 1.1726 | 1.1852 | 1.1963 | 1.2074 | 1.2192 | 1.2327 | 1.2462 | 1.261 | 1.2774 | 1.2947 | 1.3126 | 1.3309 | 1.348 | 1.3637 | 1.3781 | 1.3907 | 1.4015 | 1.409 | 1.4146 | 1.4194 | 1.4235 | 1.4276 | 1.4294 | 1.4294 | 0 | 0 | 0 | 0 | 0 | 0 | 0 | 0 | 0
F1_Commercial_Restaurant_Existing_Water Heating_Natural Gas_Water Heater_E7 | F1 | Commercial | Restaurant | Existing | Water Heating | Natural Gas | Water Heater | E7 | RVT - Cost of Equipment | 0.9846 | 0.99424 | 1.0049 | 1.0165 | 1.0297 | 1.045 | 1.0579 | 1.0702 | 1.0829 | 1.0961 | 1.1087 | 1.1205 | 1.1324 | 1.1447 | 1.1579 | 1.1707 | 1.1842 | 1.1985 | 1.2133 | 1.2281 | 1.2431 | 1.2569 | 1.2695 | 1.2805 | 1.2901 | 1.2983 | 1.304 | 1.3082 | 1.3119 | 1.315 | 1.318 | 1.3194 | 1.3194 | 0 | 0 | 0 | 0 | 0 | 0 | 0 | 0 | 0
F1_Commercial_Restaurant_Existing_Water Heating_Natural Gas_Water Heater_E8 | F1 | Commercial | Restaurant | Existing | Water Heating | Natural Gas | Water Heater | E8 | RVT - Cost of Equipment | 0 | 0 | 0 | 0 | 0 | 0 | 0 | 0 | 0 | 0 | 0 | 0 | 0 | 0 | 0 | 0 | 0 | 0 | 0 | 0 | 0 | 0 | 0 | 0 | 0 | 0 | 0 | 0 | 0 | 0 | 0 | 0 | 0 | 0 | 0 | 0 | 0 | 0 | 0 | 0 | 0 | 0
F1_Commercial_Restaurant_Existing_Water Heating_Natural Gas_Water Heater_E9 | F1 | Commercial | Restaurant | Existing | Water Heating | Natural Gas | Water Heater | E9 | RVT - Cost of Equipment | 0 | 0 | 0 | 0 | 0 | 0 | 0 | 0 | 0 | 0 | 0 | 0 | 0 | 0 | 0 | 0 | 0 | 0 | 0 | 0 | 0 | 0 | 0 | 0 | 0 | 0 | 0 | 0 | 0 | 0 | 0 | 0 | 0 | 0 | 0 | 0 | 0 | 0 | 0 | 0 | 0 | 0
F1_Commercial_Restaurant_Existing_Water Heating_Natural Gas_Water Heater_E10 | F1 | Commercial | Restaurant | Existing | Water Heating | Natural Gas | Water Heater | E10 | RVT - Cost of Equipment | 0 | 0 | 0 | 0 | 0 | 0 | 0 | 0 | 0 | 0 | 0 | 0 | 0 | 0 | 0 | 0 | 0 | 0 | 0 | 0 | 0 | 0 | 0 | 0 | 0 | 0 | 0 | 0 | 0 | 0 | 0 | 0 | 0 | 0 | 0 | 0 | 0 | 0 | 0 | 0 | 0 | 0
F2_Commercial_Restaurant_Existing_Water Heating_Natural Gas_Water Heater_E1 | F2 | Commercial | Restaurant | Existing | Water Heating | Natural Gas | Water Heater | E1 | RVT - Cost of Operation | 1.5388 | 1.5529 | 1.5696 | 1.589 | 1.6117 | 1.6385 | 1.6602 | 1.6806 | 1.7007 | 1.721 | 1.7395 | 1.7557 | 1.772 | 1.7893 | 1.8092 | 1.8289 | 1.8507 | 1.8747 | 1.9002 | 1.9264 | 1.9532 | 1.9784 | 2.0015 | 2.0225 | 2.041 | 2.0568 | 2.068 | 2.0761 | 2.0832 | 2.0892 | 2.0951 | 2.0978 | 2.0978 | 0 | 0 | 0 | 0 | 0 | 0 | 0 | 0 | 0
F2_Commercial_Restaurant_Existing_Water Heating_Natural Gas_Water Heater_E2 | F2 | Commercial | Restaurant | Existing | Water Heating | Natural Gas | Water Heater | E2 | RVT - Cost of Operation | 1.5198 | 1.5337 | 1.5502 | 1.5694 | 1.5918 | 1.6183 | 1.6397 | 1.6598 | 1.6797 | 1.6997 | 1.718 | 1.734 | 1.7502 | 1.7672 | 1.7868 | 1.8063 | 1.8278 | 1.8516 | 1.8767 | 1.9026 | 1.9291 | 1.954 | 1.9767 | 1.9975 | 2.0158 | 2.0315 | 2.0424 | 2.0505 | 2.0575 | 2.0634 | 2.0693 | 2.0719 | 2.0719 | 0 | 0 | 0 | 0 | 0 | 0 | 0 | 0 | 0
F2_Commercial_Restaurant_Existing_Water Heating_Natural Gas_Water Heater_E3 | F2 | Commercial | Restaurant | Existing | Water Heating | Natural Gas | Water Heater | E3 | RVT - Cost of Operation | 1.3989 | 1.4117 | 1.4269 | 1.4446 | 1.4652 | 1.4895 | 1.5092 | 1.5278 | 1.5461 | 1.5645 | 1.5813 | 1.5961 | 1.6109 | 1.6266 | 1.6447 | 1.6627 | 1.6824 | 1.7043 | 1.7274 | 1.7513 | 1.7757 | 1.7985 | 1.8195 | 1.8386 | 1.8555 | 1.8699 | 1.88 | 1.8874 | 1.8938 | 1.8993 | 1.9047 | 1.9071 | 1.9071 | 0 | 0 | 0 | 0 | 0 | 0 | 0 | 0 | 0
F2_Commercial_Restaurant_Existing_Water Heating_Natural Gas_Water Heater_E4 | F2 | Commercial | Restaurant | Existing | Water Heating | Natural Gas | Water Heater | E4 | RVT - Cost of Operation | 1.3096 | 1.3216 | 1.3358 | 1.3524 | 1.3716 | 1.3945 | 1.4129 | 1.4303 | 1.4474 | 1.4647 | 1.4804 | 1.4942 | 1.5081 | 1.5228 | 1.5397 | 1.5565 | 1.5751 | 1.5955 | 1.6172 | 1.6395 | 1.6623 | 1.6837 | 1.7034 | 1.7213 | 1.7371 | 1.7505 | 1.76 | 1.7669 | 1.7729 | 1.778 | 1.7831 | 1.7854 | 1.7854 | 0 | 0 | 0 | 0 | 0 | 0 | 0 | 0 | 0
F2_Commercial_Restaurant_Existing_Water Heating_Natural Gas_Water Heater_E5 | F2 | Commercial | Restaurant | Existing | Water Heating | Natural Gas | Water Heater | E5 | RVT - Cost of Operation | 1.2823 | 1.2941 | 1.308 | 1.3242 | 1.3431 | 1.3654 | 1.3835 | 1.4005 | 1.4173 | 1.4341 | 1.4496 | 1.4631 | 1.4767 | 1.4911 | 1.5076 | 1.5241 | 1.5422 | 1.5623 | 1.5835 | 1.6053 | 1.6277 | 1.6487 | 1.6679 | 1.6854 | 1.7009 | 1.714 | 1.7233 | 1.7301 | 1.736 | 1.741 | 1.7459 | 1.7482 | 1.7482 | 0 | 0 | 0 | 0 | 0 | 0 | 0 | 0 | 0
F2_Commercial_Restaurant_Existing_Water Heating_Natural Gas_Water Heater_E6 | F2 | Commercial | Restaurant | Existing | Water Heating | Natural Gas | Water Heater | E6 | RVT - Cost of Operation | 1.2562 | 1.2676 | 1.2813 | 1.2972 | 1.3157 | 1.3375 | 1.3552 | 1.3719 | 1.3883 | 1.4049 | 1.42 | 1.4332 | 1.4466 | 1.4606 | 1.4769 | 1.493 | 1.5108 | 1.5304 | 1.5511 | 1.5726 | 1.5945 | 1.615 | 1.6338 | 1.651 | 1.6662 | 1.6791 | 1.6881 | 1.6948 | 1.7006 | 1.7054 | 1.7103 | 1.7125 | 1.7125 | 0 | 0 | 0 | 0 | 0 | 0 | 0 | 0 | 0
F2_Commercial_Restaurant_Existing_Water Heating_Natural Gas_Water Heater_E7 | F2 | Commercial | Restaurant | Existing | Water Heating | Natural Gas | Water Heater | E7 | RVT - Cost of Operation | 1.1796 | 1.1912 | 1.2039 | 1.2179 | 1.2336 | 1.252 | 1.2674 | 1.2822 | 1.2974 | 1.3132 | 1.3283 | 1.3425 | 1.3567 | 1.3714 | 1.3872 | 1.4026 | 1.4188 | 1.4359 | 1.4536 | 1.4714 | 1.4893 | 1.5059 | 1.5209 | 1.5341 | 1.5456 | 1.5554 | 1.5623 | 1.5673 | 1.5717 | 1.5754 | 1.5791 | 1.5808 | 1.5808 | 0 | 0 | 0 | 0 | 0 | 0 | 0 | 0 | 0
F2_Commercial_Restaurant_Existing_Water Heating_Natural Gas_Water Heater_E8 | F2 | Commercial | Restaurant | Existing | Water Heating | Natural Gas | Water Heater | E8 | RVT - Cost of Operation | 0 | 0 | 0 | 0 | 0 | 0 | 0 | 0 | 0 | 0 | 0 | 0 | 0 | 0 | 0 | 0 | 0 | 0 | 0 | 0 | 0 | 0 | 0 | 0 | 0 | 0 | 0 | 0 | 0 | 0 | 0 | 0 | 0 | 0 | 0 | 0 | 0 | 0 | 0 | 0 | 0 | 0
F2_Commercial_Restaurant_Existing_Water Heating_Natural Gas_Water Heater_E9 | F2 | Commercial | Restaurant | Existing | Water Heating | Natural Gas | Water Heater | E9 | RVT - Cost of Operation | 0 | 0 | 0 | 0 | 0 | 0 | 0 | 0 | 0 | 0 | 0 | 0 | 0 | 0 | 0 | 0 | 0 | 0 | 0 | 0 | 0 | 0 | 0 | 0 | 0 | 0 | 0 | 0 | 0 | 0 | 0 | 0 | 0 | 0 | 0 | 0 | 0 | 0 | 0 | 0 | 0 | 0
F2_Commercial_Restaurant_Existing_Water Heating_Natural Gas_Water Heater_E10 | F2 | Commercial | Restaurant | Existing | Water Heating | Natural Gas | Water Heater | E10 | RVT - Cost of Operation | 0 | 0 | 0 | 0 | 0 | 0 | 0 | 0 | 0 | 0 | 0 | 0 | 0 | 0 | 0 | 0 | 0 | 0 | 0 | 0 | 0 | 0 | 0 | 0 | 0 | 0 | 0 | 0 | 0 | 0 | 0 | 0 | 0 | 0 | 0 | 0 | 0 | 0 | 0 | 0 | 0 | 0
F3_Commercial_Restaurant_Existing_Water Heating_Natural Gas_Water Heater_E1 | F3 | Commercial | Restaurant | Existing | Water Heating | Natural Gas | Water Heater | E1 | System - kBTUs of Consumption | 0.16449 | 0.16449 | 0.16449 | 0.16449 | 0.16449 | 0.16449 | 0.16449 | 0.16449 | 0.16449 | 0.16449 | 0.16449 | 0.16449 | 0.16449 | 0.16449 | 0.16449 | 0.16449 | 0.16449 | 0.16449 | 0.16449 | 0.16449 | 0.16449 | 0.16449 | 0.16449 | 0.16449 | 0.16449 | 0.16449 | 0.16449 | 0.16449 | 0.16449 | 0.16449 | 0.16449 | 0.16449 | 0.16449 | 0 | 0 | 0 | 0 | 0 | 0 | 0 | 0 | 0
F3_Commercial_Restaurant_Existing_Water Heating_Natural Gas_Water Heater_E2 | F3 | Commercial | Restaurant | Existing | Water Heating | Natural Gas | Water Heater | E2 | System - kBTUs of Consumption | 0.16445 | 0.16445 | 0.16445 | 0.16445 | 0.16445 | 0.16445 | 0.16445 | 0.16445 | 0.16445 | 0.16445 | 0.16445 | 0.16445 | 0.16445 | 0.16445 | 0.16445 | 0.16445 | 0.16445 | 0.16445 | 0.16445 | 0.16445 | 0.16445 | 0.16445 | 0.16445 | 0.16445 | 0.16445 | 0.16445 | 0.16445 | 0.16445 | 0.16445 | 0.16445 | 0.16445 | 0.16445 | 0.16445 | 0 | 0 | 0 | 0 | 0 | 0 | 0 | 0 | 0
F3_Commercial_Restaurant_Existing_Water Heating_Natural Gas_Water Heater_E3 | F3 | Commercial | Restaurant | Existing | Water Heating | Natural Gas | Water Heater | E3 | System - kBTUs of Consumption | 0.16718 | 0.16718 | 0.16718 | 0.16718 | 0.16718 | 0.16718 | 0.16718 | 0.16718 | 0.16718 | 0.16718 | 0.16718 | 0.16718 | 0.16718 | 0.16718 | 0.16718 | 0.16718 | 0.16718 | 0.16718 | 0.16718 | 0.16718 | 0.16718 | 0.16718 | 0.16718 | 0.16718 | 0.16718 | 0.16718 | 0.16718 | 0.16718 | 0.16718 | 0.16718 | 0.16718 | 0.16718 | 0.16718 | 0 | 0 | 0 | 0 | 0 | 0 | 0 | 0 | 0
F3_Commercial_Restaurant_Existing_Water Heating_Natural Gas_Water Heater_E4 | F3 | Commercial | Restaurant | Existing | Water Heating | Natural Gas | Water Heater | E4 | System - kBTUs of Consumption | 0.16991 | 0.16991 | 0.16991 | 0.16991 | 0.16991 | 0.16991 | 0.16991 | 0.16991 | 0.16991 | 0.16991 | 0.16991 | 0.16991 | 0.16991 | 0.16991 | 0.16991 | 0.16991 | 0.16991 | 0.16991 | 0.16991 | 0.16991 | 0.16991 | 0.16991 | 0.16991 | 0.16991 | 0.16991 | 0.16991 | 0.16991 | 0.16991 | 0.16991 | 0.16991 | 0.16991 | 0.16991 | 0.16991 | 0 | 0 | 0 | 0 | 0 | 0 | 0 | 0 | 0
F3_Commercial_Restaurant_Existing_Water Heating_Natural Gas_Water Heater_E5 | F3 | Commercial | Restaurant | Existing | Water Heating | Natural Gas | Water Heater | E5 | System - kBTUs of Consumption | 0.17352 | 0.17352 | 0.17352 | 0.17352 | 0.17352 | 0.17352 | 0.17352 | 0.17352 | 0.17352 | 0.17352 | 0.17352 | 0.17352 | 0.17352 | 0.17352 | 0.17352 | 0.17352 | 0.17352 | 0.17352 | 0.17352 | 0.17352 | 0.17352 | 0.17352 | 0.17352 | 0.17352 | 0.17352 | 0.17352 | 0.17352 | 0.17352 | 0.17352 | 0.17352 | 0.17352 | 0.17352 | 0.17352 | 0 | 0 | 0 | 0 | 0 | 0 | 0 | 0 | 0
F3_Commercial_Restaurant_Existing_Water Heating_Natural Gas_Water Heater_E6 | F3 | Commercial | Restaurant | Existing | Water Heating | Natural Gas | Water Heater | E6 | System - kBTUs of Consumption | 0.14659 | 0.14659 | 0.14659 | 0.14659 | 0.14659 | 0.14659 | 0.14659 | 0.14659 | 0.14659 | 0.14659 | 0.14659 | 0.14659 | 0.14659 | 0.14659 | 0.14659 | 0.14659 | 0.14659 | 0.14659 | 0.14659 | 0.14659 | 0.14659 | 0.14659 | 0.14659 | 0.14659 | 0.14659 | 0.14659 | 0.14659 | 0.14659 | 0.14659 | 0.14659 | 0.14659 | 0.14659 | 0.14659 | 0 | 0 | 0 | 0 | 0 | 0 | 0 | 0 | 0
F3_Commercial_Restaurant_Existing_Water Heating_Natural Gas_Water Heater_E7 | F3 | Commercial | Restaurant | Existing | Water Heating | Natural Gas | Water Heater | E7 | System - kBTUs of Consumption | 0.18509 | 0.18509 | 0.18509 | 0.18509 | 0.18509 | 0.18509 | 0.18509 | 0.18509 | 0.18509 | 0.18509 | 0.18509 | 0.18509 | 0.18509 | 0.18509 | 0.18509 | 0.18509 | 0.18509 | 0.18509 | 0.18509 | 0.18509 | 0.18509 | 0.18509 | 0.18509 | 0.18509 | 0.18509 | 0.18509 | 0.18509 | 0.18509 | 0.18509 | 0.18509 | 0.18509 | 0.18509 | 0.18509 | 0 | 0 | 0 | 0 | 0 | 0 | 0 | 0 | 0
F3_Commercial_Restaurant_Existing_Water Heating_Natural Gas_Water Heater_E8 | F3 | Commercial | Restaurant | Existing | Water Heating | Natural Gas | Water Heater | E8 | System - kBTUs of Consumption | 0 | 0 | 0 | 0 | 0 | 0 | 0 | 0 | 0 | 0 | 0 | 0 | 0 | 0 | 0 | 0 | 0 | 0 | 0 | 0 | 0 | 0 | 0 | 0 | 0 | 0 | 0 | 0 | 0 | 0 | 0 | 0 | 0 | 0 | 0 | 0 | 0 | 0 | 0 | 0 | 0 | 0
F3_Commercial_Restaurant_Existing_Water Heating_Natural Gas_Water Heater_E9 | F3 | Commercial | Restaurant | Existing | Water Heating | Natural Gas | Water Heater | E9 | System - kBTUs of Consumption | 0 | 0 | 0 | 0 | 0 | 0 | 0 | 0 | 0 | 0 | 0 | 0 | 0 | 0 | 0 | 0 | 0 | 0 | 0 | 0 | 0 | 0 | 0 | 0 | 0 | 0 | 0 | 0 | 0 | 0 | 0 | 0 | 0 | 0 | 0 | 0 | 0 | 0 | 0 | 0 | 0 | 0
F3_Commercial_Restaurant_Existing_Water Heating_Natural Gas_Water Heater_E10 | F3 | Commercial | Restaurant | Existing | Water Heating | Natural Gas | Water Heater | E10 | System - kBTUs of Consumption | 0 | 0 | 0 | 0 | 0 | 0 | 0 | 0 | 0 | 0 | 0 | 0 | 0 | 0 | 0 | 0 | 0 | 0 | 0 | 0 | 0 | 0 | 0 | 0 | 0 | 0 | 0 | 0 | 0 | 0 | 0 | 0 | 0 | 0 | 0 | 0 | 0 | 0 | 0 | 0 | 0 | 0
F4_Commercial_Restaurant_Existing_Water Heating_Natural Gas_Water Heater_E1 | F4 | Commercial | Restaurant | Existing | Water Heating | Natural Gas | Water Heater | E1 | Utility - Cost of Equipment | 1.5388 | 1.5529 | 1.5696 | 1.589 | 1.6117 | 1.6385 | 1.6602 | 1.6806 | 1.7007 | 1.721 | 1.7395 | 1.7557 | 1.772 | 1.7893 | 1.8092 | 1.8289 | 1.8507 | 1.8747 | 1.9002 | 1.9264 | 1.9532 | 1.9784 | 2.0015 | 2.0225 | 2.041 | 2.0568 | 2.068 | 2.0761 | 2.0832 | 2.0892 | 2.0951 | 2.0978 | 2.0978 | 0 | 0 | 0 | 0 | 0 | 0 | 0 | 0 | 0
F4_Commercial_Restaurant_Existing_Water Heating_Natural Gas_Water Heater_E2 | F4 | Commercial | Restaurant | Existing | Water Heating | Natural Gas | Water Heater | E2 | Utility - Cost of Equipment | 1.5198 | 1.5337 | 1.5502 | 1.5694 | 1.5918 | 1.6183 | 1.6397 | 1.6598 | 1.6797 | 1.6997 | 1.718 | 1.734 | 1.7502 | 1.7672 | 1.7868 | 1.8063 | 1.8278 | 1.8516 | 1.8767 | 1.9026 | 1.9291 | 1.954 | 1.9767 | 1.9975 | 2.0158 | 2.0315 | 2.0424 | 2.0505 | 2.0575 | 2.0634 | 2.0693 | 2.0719 | 2.0719 | 0 | 0 | 0 | 0 | 0 | 0 | 0 | 0 | 0
F4_Commercial_Restaurant_Existing_Water Heating_Natural Gas_Water Heater_E3 | F4 | Commercial | Restaurant | Existing | Water Heating | Natural Gas | Water Heater | E3 | Utility - Cost of Equipment | 1.3989 | 1.4117 | 1.4269 | 1.4446 | 1.4652 | 1.4895 | 1.5092 | 1.5278 | 1.5461 | 1.5645 | 1.5813 | 1.5961 | 1.6109 | 1.6266 | 1.6447 | 1.6627 | 1.6824 | 1.7043 | 1.7274 | 1.7513 | 1.7757 | 1.7985 | 1.8195 | 1.8386 | 1.8555 | 1.8699 | 1.88 | 1.8874 | 1.8938 | 1.8993 | 1.9047 | 1.9071 | 1.9071 | 0 | 0 | 0 | 0 | 0 | 0 | 0 | 0 | 0
F4_Commercial_Restaurant_Existing_Water Heating_Natural Gas_Water Heater_E4 | F4 | Commercial | Restaurant | Existing | Water Heating | Natural Gas | Water Heater | E4 | Utility - Cost of Equipment | 1.3096 | 1.3216 | 1.3358 | 1.3524 | 1.3716 | 1.3945 | 1.4129 | 1.4303 | 1.4474 | 1.4647 | 1.4804 | 1.4942 | 1.5081 | 1.5228 | 1.5397 | 1.5565 | 1.5751 | 1.5955 | 1.6172 | 1.6395 | 1.6623 | 1.6837 | 1.7034 | 1.7213 | 1.7371 | 1.7505 | 1.76 | 1.7669 | 1.7729 | 1.778 | 1.7831 | 1.7854 | 1.7854 | 0 | 0 | 0 | 0 | 0 | 0 | 0 | 0 | 0
F4_Commercial_Restaurant_Existing_Water Heating_Natural Gas_Water Heater_E5 | F4 | Commercial | Restaurant | Existing | Water Heating | Natural Gas | Water Heater | E5 | Utility - Cost of Equipment | 1.2823 | 1.2941 | 1.308 | 1.3242 | 1.3431 | 1.3654 | 1.3835 | 1.4005 | 1.4173 | 1.4341 | 1.4496 | 1.4631 | 1.4767 | 1.4911 | 1.5076 | 1.5241 | 1.5422 | 1.5623 | 1.5835 | 1.6053 | 1.6277 | 1.6487 | 1.6679 | 1.6854 | 1.7009 | 1.714 | 1.7233 | 1.7301 | 1.736 | 1.741 | 1.7459 | 1.7482 | 1.7482 | 0 | 0 | 0 | 0 | 0 | 0 | 0 | 0 | 0
F4_Commercial_Restaurant_Existing_Water Heating_Natural Gas_Water Heater_E6 | F4 | Commercial | Restaurant | Existing | Water Heating | Natural Gas | Water Heater | E6 | Utility - Cost of Equipment | 1.2562 | 1.2676 | 1.2813 | 1.2972 | 1.3157 | 1.3375 | 1.3552 | 1.3719 | 1.3883 | 1.4049 | 1.42 | 1.4332 | 1.4466 | 1.4606 | 1.4769 | 1.493 | 1.5108 | 1.5304 | 1.5511 | 1.5726 | 1.5945 | 1.615 | 1.6338 | 1.651 | 1.6662 | 1.6791 | 1.6881 | 1.6948 | 1.7006 | 1.7054 | 1.7103 | 1.7125 | 1.7125 | 0 | 0 | 0 | 0 | 0 | 0 | 0 | 0 | 0
F4_Commercial_Restaurant_Existing_Water Heating_Natural Gas_Water Heater_E7 | F4 | Commercial | Restaurant | Existing | Water Heating | Natural Gas | Water Heater | E7 | Utility - Cost of Equipment | 1.1796 | 1.1912 | 1.2039 | 1.2179 | 1.2336 | 1.252 | 1.2674 | 1.2822 | 1.2974 | 1.3132 | 1.3283 | 1.3425 | 1.3567 | 1.3714 | 1.3872 | 1.4026 | 1.4188 | 1.4359 | 1.4536 | 1.4714 | 1.4893 | 1.5059 | 1.5209 | 1.5341 | 1.5456 | 1.5554 | 1.5623 | 1.5673 | 1.5717 | 1.5754 | 1.5791 | 1.5808 | 1.5808 | 0 | 0 | 0 | 0 | 0 | 0 | 0 | 0 | 0
F4_Commercial_Restaurant_Existing_Water Heating_Natural Gas_Water Heater_E8 | F4 | Commercial | Restaurant | Existing | Water Heating | Natural Gas | Water Heater | E8 | Utility - Cost of Equipment | 0 | 0 | 0 | 0 | 0 | 0 | 0 | 0 | 0 | 0 | 0 | 0 | 0 | 0 | 0 | 0 | 0 | 0 | 0 | 0 | 0 | 0 | 0 | 0 | 0 | 0 | 0 | 0 | 0 | 0 | 0 | 0 | 0 | 0 | 0 | 0 | 0 | 0 | 0 | 0 | 0 | 0
F4_Commercial_Restaurant_Existing_Water Heating_Natural Gas_Water Heater_E9 | F4 | Commercial | Restaurant | Existing | Water Heating | Natural Gas | Water Heater | E9 | Utility - Cost of Equipment | 0 | 0 | 0 | 0 | 0 | 0 | 0 | 0 | 0 | 0 | 0 | 0 | 0 | 0 | 0 | 0 | 0 | 0 | 0 | 0 | 0 | 0 | 0 | 0 | 0 | 0 | 0 | 0 | 0 | 0 | 0 | 0 | 0 | 0 | 0 | 0 | 0 | 0 | 0 | 0 | 0 | 0
F4_Commercial_Restaurant_Existing_Water Heating_Natural Gas_Water Heater_E10 | F4 | Commercial | Restaurant | Existing | Water Heating | Natural Gas | Water Heater | E10 | Utility - Cost of Equipment | 0 | 0 | 0 | 0 | 0 | 0 | 0 | 0 | 0 | 0 | 0 | 0 | 0 | 0 | 0 | 0 | 0 | 0 | 0 | 0 | 0 | 0 | 0 | 0 | 0 | 0 | 0 | 0 | 0 | 0 | 0 | 0 | 0 | 0 | 0 | 0 | 0 | 0 | 0 | 0 | 0 | 0
F5_Commercial_Restaurant_Existing_Water Heating_Natural Gas_Water Heater_E1 | F5 | Commercial | Restaurant | Existing | Water Heating | Natural Gas | Water Heater | E1 | Utility - Cost of Operation | 0.16449 | 0.16449 | 0.16449 | 0.16449 | 0.16449 | 0.16449 | 0.16449 | 0.16449 | 0.16449 | 0.16449 | 0.16449 | 0.16449 | 0.16449 | 0.16449 | 0.16449 | 0.16449 | 0.16449 | 0.16449 | 0.16449 | 0.16449 | 0.16449 | 0.16449 | 0.16449 | 0.16449 | 0.16449 | 0.16449 | 0.16449 | 0.16449 | 0.16449 | 0.16449 | 0.16449 | 0.16449 | 0.16449 | 0 | 0 | 0 | 0 | 0 | 0 | 0 | 0 | 0
F5_Commercial_Restaurant_Existing_Water Heating_Natural Gas_Water Heater_E2 | F5 | Commercial | Restaurant | Existing | Water Heating | Natural Gas | Water Heater | E2 | Utility - Cost of Operation | 0.16445 | 0.16445 | 0.16445 | 0.16445 | 0.16445 | 0.16445 | 0.16445 | 0.16445 | 0.16445 | 0.16445 | 0.16445 | 0.16445 | 0.16445 | 0.16445 | 0.16445 | 0.16445 | 0.16445 | 0.16445 | 0.16445 | 0.16445 | 0.16445 | 0.16445 | 0.16445 | 0.16445 | 0.16445 | 0.16445 | 0.16445 | 0.16445 | 0.16445 | 0.16445 | 0.16445 | 0.16445 | 0.16445 | 0 | 0 | 0 | 0 | 0 | 0 | 0 | 0 | 0
F5_Commercial_Restaurant_Existing_Water Heating_Natural Gas_Water Heater_E3 | F5 | Commercial | Restaurant | Existing | Water Heating | Natural Gas | Water Heater | E3 | Utility - Cost of Operation | 0.16718 | 0.16718 | 0.16718 | 0.16718 | 0.16718 | 0.16718 | 0.16718 | 0.16718 | 0.16718 | 0.16718 | 0.16718 | 0.16718 | 0.16718 | 0.16718 | 0.16718 | 0.16718 | 0.16718 | 0.16718 | 0.16718 | 0.16718 | 0.16718 | 0.16718 | 0.16718 | 0.16718 | 0.16718 | 0.16718 | 0.16718 | 0.16718 | 0.16718 | 0.16718 | 0.16718 | 0.16718 | 0.16718 | 0 | 0 | 0 | 0 | 0 | 0 | 0 | 0 | 0
F5_Commercial_Restaurant_Existing_Water Heating_Natural Gas_Water Heater_E4 | F5 | Commercial | Restaurant | Existing | Water Heating | Natural Gas | Water Heater | E4 | Utility - Cost of Operation | 0.16991 | 0.16991 | 0.16991 | 0.16991 | 0.16991 | 0.16991 | 0.16991 | 0.16991 | 0.16991 | 0.16991 | 0.16991 | 0.16991 | 0.16991 | 0.16991 | 0.16991 | 0.16991 | 0.16991 | 0.16991 | 0.16991 | 0.16991 | 0.16991 | 0.16991 | 0.16991 | 0.16991 | 0.16991 | 0.16991 | 0.16991 | 0.16991 | 0.16991 | 0.16991 | 0.16991 | 0.16991 | 0.16991 | 0 | 0 | 0 | 0 | 0 | 0 | 0 | 0 | 0
F5_Commercial_Restaurant_Existing_Water Heating_Natural Gas_Water Heater_E5 | F5 | Commercial | Restaurant | Existing | Water Heating | Natural Gas | Water Heater | E5 | Utility - Cost of Operation | 0.17352 | 0.17352 | 0.17352 | 0.17352 | 0.17352 | 0.17352 | 0.17352 | 0.17352 | 0.17352 | 0.17352 | 0.17352 | 0.17352 | 0.17352 | 0.17352 | 0.17352 | 0.17352 | 0.17352 | 0.17352 | 0.17352 | 0.17352 | 0.17352 | 0.17352 | 0.17352 | 0.17352 | 0.17352 | 0.17352 | 0.17352 | 0.17352 | 0.17352 | 0.17352 | 0.17352 | 0.17352 | 0.17352 | 0 | 0 | 0 | 0 | 0 | 0 | 0 | 0 | 0
F5_Commercial_Restaurant_Existing_Water Heating_Natural Gas_Water Heater_E6 | F5 | Commercial | Restaurant | Existing | Water Heating | Natural Gas | Water Heater | E6 | Utility - Cost of Operation | 0.14659 | 0.14659 | 0.14659 | 0.14659 | 0.14659 | 0.14659 | 0.14659 | 0.14659 | 0.14659 | 0.14659 | 0.14659 | 0.14659 | 0.14659 | 0.14659 | 0.14659 | 0.14659 | 0.14659 | 0.14659 | 0.14659 | 0.14659 | 0.14659 | 0.14659 | 0.14659 | 0.14659 | 0.14659 | 0.14659 | 0.14659 | 0.14659 | 0.14659 | 0.14659 | 0.14659 | 0.14659 | 0.14659 | 0 | 0 | 0 | 0 | 0 | 0 | 0 | 0 | 0
F5_Commercial_Restaurant_Existing_Water Heating_Natural Gas_Water Heater_E7 | F5 | Commercial | Restaurant | Existing | Water Heating | Natural Gas | Water Heater | E7 | Utility - Cost of Operation | 0.18509 | 0.18509 | 0.18509 | 0.18509 | 0.18509 | 0.18509 | 0.18509 | 0.18509 | 0.18509 | 0.18509 | 0.18509 | 0.18509 | 0.18509 | 0.18509 | 0.18509 | 0.18509 | 0.18509 | 0.18509 | 0.18509 | 0.18509 | 0.18509 | 0.18509 | 0.18509 | 0.18509 | 0.18509 | 0.18509 | 0.18509 | 0.18509 | 0.18509 | 0.18509 | 0.18509 | 0.18509 | 0.18509 | 0 | 0 | 0 | 0 | 0 | 0 | 0 | 0 | 0
F5_Commercial_Restaurant_Existing_Water Heating_Natural Gas_Water Heater_E8 | F5 | Commercial | Restaurant | Existing | Water Heating | Natural Gas | Water Heater | E8 | Utility - Cost of Operation | 0 | 0 | 0 | 0 | 0 | 0 | 0 | 0 | 0 | 0 | 0 | 0 | 0 | 0 | 0 | 0 | 0 | 0 | 0 | 0 | 0 | 0 | 0 | 0 | 0 | 0 | 0 | 0 | 0 | 0 | 0 | 0 | 0 | 0 | 0 | 0 | 0 | 0 | 0 | 0 | 0 | 0
F5_Commercial_Restaurant_Existing_Water Heating_Natural Gas_Water Heater_E9 | F5 | Commercial | Restaurant | Existing | Water Heating | Natural Gas | Water Heater | E9 | Utility - Cost of Operation | 0 | 0 | 0 | 0 | 0 | 0 | 0 | 0 | 0 | 0 | 0 | 0 | 0 | 0 | 0 | 0 | 0 | 0 | 0 | 0 | 0 | 0 | 0 | 0 | 0 | 0 | 0 | 0 | 0 | 0 | 0 | 0 | 0 | 0 | 0 | 0 | 0 | 0 | 0 | 0 | 0 | 0
F5_Commercial_Restaurant_Existing_Water Heating_Natural Gas_Water Heater_E10 | F5 | Commercial | Restaurant | Existing | Water Heating | Natural Gas | Water Heater | E10 | Utility - Cost of Operation | 0 | 0 | 0 | 0 | 0 | 0 | 0 | 0 | 0 | 0 | 0 | 0 | 0 | 0 | 0 | 0 | 0 | 0 | 0 | 0 | 0 | 0 | 0 | 0 | 0 | 0 | 0 | 0 | 0 | 0 | 0 | 0 | 0 | 0 | 0 | 0 | 0 | 0 | 0 | 0 | 0 | 0
F6_Commercial_Restaurant_Existing_Water Heating_Natural Gas_Water Heater_E1 | F6 | Commercial | Restaurant | Existing | Water Heating | Natural Gas | Water Heater | E1 | Utility - Value of Sales | 1.1936 | 1.1936 | 1.1936 | 1.1936 | 1.1936 | 1.1936 | 1.1936 | 1.1936 | 1.1936 | 1.1936 | 1.1936 | 1.1936 | 1.1936 | 1.1936 | 1.1936 | 1.1936 | 1.1936 | 1.1936 | 1.1936 | 1.1936 | 1.1936 | 1.1936 | 1.1936 | 1.1936 | 1.1936 | 1.1936 | 1.1936 | 1.1936 | 1.1936 | 1.1936 | 1.1936 | 1.1936 | 1.1936 | 0 | 0 | 0 | 0 | 0 | 0 | 0 | 0 | 0
F6_Commercial_Restaurant_Existing_Water Heating_Natural Gas_Water Heater_E2 | F6 | Commercial | Restaurant | Existing | Water Heating | Natural Gas | Water Heater | E2 | Utility - Value of Sales | 1.1789 | 1.1789 | 1.1789 | 1.1789 | 1.1789 | 1.1789 | 1.1789 | 1.1789 | 1.1789 | 1.1789 | 1.1789 | 1.1789 | 1.1789 | 1.1789 | 1.1789 | 1.1789 | 1.1789 | 1.1789 | 1.1789 | 1.1789 | 1.1789 | 1.1789 | 1.1789 | 1.1789 | 1.1789 | 1.1789 | 1.1789 | 1.1789 | 1.1789 | 1.1789 | 1.1789 | 1.1789 | 1.1789 | 0 | 0 | 0 | 0 | 0 | 0 | 0 | 0 | 0
F6_Commercial_Restaurant_Existing_Water Heating_Natural Gas_Water Heater_E3 | F6 | Commercial | Restaurant | Existing | Water Heating | Natural Gas | Water Heater | E3 | Utility - Value of Sales | 1.0851 | 1.0851 | 1.0851 | 1.0851 | 1.0851 | 1.0851 | 1.0851 | 1.0851 | 1.0851 | 1.0851 | 1.0851 | 1.0851 | 1.0851 | 1.0851 | 1.0851 | 1.0851 | 1.0851 | 1.0851 | 1.0851 | 1.0851 | 1.0851 | 1.0851 | 1.0851 | 1.0851 | 1.0851 | 1.0851 | 1.0851 | 1.0851 | 1.0851 | 1.0851 | 1.0851 | 1.0851 | 1.0851 | 0 | 0 | 0 | 0 | 0 | 0 | 0 | 0 | 0
F6_Commercial_Restaurant_Existing_Water Heating_Natural Gas_Water Heater_E4 | F6 | Commercial | Restaurant | Existing | Water Heating | Natural Gas | Water Heater | E4 | Utility - Value of Sales | 1.0159 | 1.0159 | 1.0159 | 1.0159 | 1.0159 | 1.0159 | 1.0159 | 1.0159 | 1.0159 | 1.0159 | 1.0159 | 1.0159 | 1.0159 | 1.0159 | 1.0159 | 1.0159 | 1.0159 | 1.0159 | 1.0159 | 1.0159 | 1.0159 | 1.0159 | 1.0159 | 1.0159 | 1.0159 | 1.0159 | 1.0159 | 1.0159 | 1.0159 | 1.0159 | 1.0159 | 1.0159 | 1.0159 | 0 | 0 | 0 | 0 | 0 | 0 | 0 | 0 | 0
F6_Commercial_Restaurant_Existing_Water Heating_Natural Gas_Water Heater_E5 | F6 | Commercial | Restaurant | Existing | Water Heating | Natural Gas | Water Heater | E5 | Utility - Value of Sales | 0.9947 | 0.9947 | 0.9947 | 0.9947 | 0.9947 | 0.9947 | 0.9947 | 0.9947 | 0.9947 | 0.9947 | 0.9947 | 0.9947 | 0.9947 | 0.9947 | 0.9947 | 0.9947 | 0.9947 | 0.9947 | 0.9947 | 0.9947 | 0.9947 | 0.9947 | 0.9947 | 0.9947 | 0.9947 | 0.9947 | 0.9947 | 0.9947 | 0.9947 | 0.9947 | 0.9947 | 0.9947 | 0.9947 | 0 | 0 | 0 | 0 | 0 | 0 | 0 | 0 | 0
F6_Commercial_Restaurant_Existing_Water Heating_Natural Gas_Water Heater_E6 | F6 | Commercial | Restaurant | Existing | Water Heating | Natural Gas | Water Heater | E6 | Utility - Value of Sales | 0.9744 | 0.9744 | 0.9744 | 0.9744 | 0.9744 | 0.9744 | 0.9744 | 0.9744 | 0.9744 | 0.9744 | 0.9744 | 0.9744 | 0.9744 | 0.9744 | 0.9744 | 0.9744 | 0.9744 | 0.9744 | 0.9744 | 0.9744 | 0.9744 | 0.9744 | 0.9744 | 0.9744 | 0.9744 | 0.9744 | 0.9744 | 0.9744 | 0.9744 | 0.9744 | 0.9744 | 0.9744 | 0.9744 | 0 | 0 | 0 | 0 | 0 | 0 | 0 | 0 | 0
F6_Commercial_Restaurant_Existing_Water Heating_Natural Gas_Water Heater_E7 | F6 | Commercial | Restaurant | Existing | Water Heating | Natural Gas | Water Heater | E7 | Utility - Value of Sales | 0.90086 | 0.90086 | 0.90086 | 0.90086 | 0.90086 | 0.90086 | 0.90086 | 0.90086 | 0.90086 | 0.90086 | 0.90086 | 0.90086 | 0.90086 | 0.90086 | 0.90086 | 0.90086 | 0.90086 | 0.90086 | 0.90086 | 0.90086 | 0.90086 | 0.90086 | 0.90086 | 0.90086 | 0.90086 | 0.90086 | 0.90086 | 0.90086 | 0.90086 | 0.90086 | 0.90086 | 0.90086 | 0.90086 | 0 | 0 | 0 | 0 | 0 | 0 | 0 | 0 | 0
F6_Commercial_Restaurant_Existing_Water Heating_Natural Gas_Water Heater_E8 | F6 | Commercial | Restaurant | Existing | Water Heating | Natural Gas | Water Heater | E8 | Utility - Value of Sales | 0 | 0 | 0 | 0 | 0 | 0 | 0 | 0 | 0 | 0 | 0 | 0 | 0 | 0 | 0 | 0 | 0 | 0 | 0 | 0 | 0 | 0 | 0 | 0 | 0 | 0 | 0 | 0 | 0 | 0 | 0 | 0 | 0 | 0 | 0 | 0 | 0 | 0 | 0 | 0 | 0 | 0
F6_Commercial_Restaurant_Existing_Water Heating_Natural Gas_Water Heater_E9 | F6 | Commercial | Restaurant | Existing | Water Heating | Natural Gas | Water Heater | E9 | Utility - Value of Sales | 0 | 0 | 0 | 0 | 0 | 0 | 0 | 0 | 0 | 0 | 0 | 0 | 0 | 0 | 0 | 0 | 0 | 0 | 0 | 0 | 0 | 0 | 0 | 0 | 0 | 0 | 0 | 0 | 0 | 0 | 0 | 0 | 0 | 0 | 0 | 0 | 0 | 0 | 0 | 0 | 0 | 0
F6_Commercial_Restaurant_Existing_Water Heating_Natural Gas_Water Heater_E10 | F6 | Commercial | Restaurant | Existing | Water Heating | Natural Gas | Water Heater | E10 | Utility - Value of Sales | 0 | 0 | 0 | 0 | 0 | 0 | 0 | 0 | 0 | 0 | 0 | 0 | 0 | 0 | 0 | 0 | 0 | 0 | 0 | 0 | 0 | 0 | 0 | 0 | 0 | 0 | 0 | 0 | 0 | 0 | 0 | 0 | 0 | 0 | 0 | 0 | 0 | 0 | 0 | 0 | 0 | 0
F1_Commercial_Restaurant_Existing_Food Preparation_Natural Gas_Oven_E1 | F1 | Commercial | Restaurant | Existing | Food Preparation | Natural Gas | Oven | E1 | RVT - Cost of Equipment | 0.97123 | 0.97863 | 0.9869 | 0.996 | 1.0064 | 1.0184 | 1.0281 | 1.0374 | 1.0469 | 1.0568 | 1.0662 | 1.0749 | 1.0837 | 1.093 | 1.1033 | 1.1133 | 1.1239 | 1.1352 | 1.1469 | 1.1588 | 1.1709 | 1.1821 | 1.1923 | 1.2013 | 1.209 | 1.2157 | 1.2204 | 1.2238 | 1.2268 | 1.2293 | 1.2319 | 1.233 | 1.233 | 0 | 0 | 0 | 0 | 0 | 0 | 0 | 0 | 0
F1_Commercial_Restaurant_Existing_Food Preparation_Natural Gas_Oven_E2 | F1 | Commercial | Restaurant | Existing | Food Preparation | Natural Gas | Oven | E2 | RVT - Cost of Equipment | 0.84386 | 0.85029 | 0.85748 | 0.86538 | 0.87439 | 0.88482 | 0.89327 | 0.90139 | 0.90963 | 0.91821 | 0.9264 | 0.93391 | 0.9416 | 0.94967 | 0.95858 | 0.96729 | 0.97654 | 0.98629 | 0.99647 | 1.0069 | 1.0173 | 1.0271 | 1.0359 | 1.0437 | 1.0505 | 1.0563 | 1.0603 | 1.0633 | 1.0659 | 1.0681 | 1.0703 | 1.0713 | 1.0713 | 0 | 0 | 0 | 0 | 0 | 0 | 0 | 0 | 0
F1_Commercial_Restaurant_Existing_Food Preparation_Natural Gas_Oven_E3 | F1 | Commercial | Restaurant | Existing | Food Preparation | Natural Gas | Oven | E3 | RVT - Cost of Equipment | 0 | 0 | 0 | 0 | 0 | 0 | 0 | 0 | 0 | 0 | 0 | 0 | 0 | 0 | 0 | 0 | 0 | 0 | 0 | 0 | 0 | 0 | 0 | 0 | 0 | 0 | 0 | 0 | 0 | 0 | 0 | 0 | 0 | 0 | 0 | 0 | 0 | 0 | 0 | 0 | 0 | 0
F1_Commercial_Restaurant_Existing_Food Preparation_Natural Gas_Oven_E4 | F1 | Commercial | Restaurant | Existing | Food Preparation | Natural Gas | Oven | E4 | RVT - Cost of Equipment | 0 | 0 | 0 | 0 | 0 | 0 | 0 | 0 | 0 | 0 | 0 | 0 | 0 | 0 | 0 | 0 | 0 | 0 | 0 | 0 | 0 | 0 | 0 | 0 | 0 | 0 | 0 | 0 | 0 | 0 | 0 | 0 | 0 | 0 | 0 | 0 | 0 | 0 | 0 | 0 | 0 | 0
F1_Commercial_Restaurant_Existing_Food Preparation_Natural Gas_Oven_E5 | F1 | Commercial | Restaurant | Existing | Food Preparation | Natural Gas | Oven | E5 | RVT - Cost of Equipment | 0 | 0 | 0 | 0 | 0 | 0 | 0 | 0 | 0 | 0 | 0 | 0 | 0 | 0 | 0 | 0 | 0 | 0 | 0 | 0 | 0 | 0 | 0 | 0 | 0 | 0 | 0 | 0 | 0 | 0 | 0 | 0 | 0 | 0 | 0 | 0 | 0 | 0 | 0 | 0 | 0 | 0
F1_Commercial_Restaurant_Existing_Food Preparation_Natural Gas_Oven_E6 | F1 | Commercial | Restaurant | Existing | Food Preparation | Natural Gas | Oven | E6 | RVT - Cost of Equipment | 0 | 0 | 0 | 0 | 0 | 0 | 0 | 0 | 0 | 0 | 0 | 0 | 0 | 0 | 0 | 0 | 0 | 0 | 0 | 0 | 0 | 0 | 0 | 0 | 0 | 0 | 0 | 0 | 0 | 0 | 0 | 0 | 0 | 0 | 0 | 0 | 0 | 0 | 0 | 0 | 0 | 0
F1_Commercial_Restaurant_Existing_Food Preparation_Natural Gas_Oven_E7 | F1 | Commercial | Restaurant | Existing | Food Preparation | Natural Gas | Oven | E7 | RVT - Cost of Equipment | 0 | 0 | 0 | 0 | 0 | 0 | 0 | 0 | 0 | 0 | 0 | 0 | 0 | 0 | 0 | 0 | 0 | 0 | 0 | 0 | 0 | 0 | 0 | 0 | 0 | 0 | 0 | 0 | 0 | 0 | 0 | 0 | 0 | 0 | 0 | 0 | 0 | 0 | 0 | 0 | 0 | 0
F1_Commercial_Restaurant_Existing_Food Preparation_Natural Gas_Oven_E8 | F1 | Commercial | Restaurant | Existing | Food Preparation | Natural Gas | Oven | E8 | RVT - Cost of Equipment | 0 | 0 | 0 | 0 | 0 | 0 | 0 | 0 | 0 | 0 | 0 | 0 | 0 | 0 | 0 | 0 | 0 | 0 | 0 | 0 | 0 | 0 | 0 | 0 | 0 | 0 | 0 | 0 | 0 | 0 | 0 | 0 | 0 | 0 | 0 | 0 | 0 | 0 | 0 | 0 | 0 | 0
F1_Commercial_Restaurant_Existing_Food Preparation_Natural Gas_Oven_E9 | F1 | Commercial | Restaurant | Existing | Food Preparation | Natural Gas | Oven | E9 | RVT - Cost of Equipment | 0 | 0 | 0 | 0 | 0 | 0 | 0 | 0 | 0 | 0 | 0 | 0 | 0 | 0 | 0 | 0 | 0 | 0 | 0 | 0 | 0 | 0 | 0 | 0 | 0 | 0 | 0 | 0 | 0 | 0 | 0 | 0 | 0 | 0 | 0 | 0 | 0 | 0 | 0 | 0 | 0 | 0
F1_Commercial_Restaurant_Existing_Food Preparation_Natural Gas_Oven_E10 | F1 | Commercial | Restaurant | Existing | Food Preparation | Natural Gas | Oven | E10 | RVT - Cost of Equipment | 0 | 0 | 0 | 0 | 0 | 0 | 0 | 0 | 0 | 0 | 0 | 0 | 0 | 0 | 0 | 0 | 0 | 0 | 0 | 0 | 0 | 0 | 0 | 0 | 0 | 0 | 0 | 0 | 0 | 0 | 0 | 0 | 0 | 0 | 0 | 0 | 0 | 0 | 0 | 0 | 0 | 0
F2_Commercial_Restaurant_Existing_Food Preparation_Natural Gas_Oven_E1 | F2 | Commercial | Restaurant | Existing | Food Preparation | Natural Gas | Oven | E1 | RVT - Cost of Operation | 1.1636 | 1.1725 | 1.1824 | 1.1933 | 1.2057 | 1.2201 | 1.2317 | 1.2429 | 1.2543 | 1.2661 | 1.2774 | 1.2878 | 1.2984 | 1.3095 | 1.3218 | 1.3338 | 1.3465 | 1.36 | 1.374 | 1.3883 | 1.4028 | 1.4163 | 1.4284 | 1.4392 | 1.4485 | 1.4565 | 1.4621 | 1.4662 | 1.4698 | 1.4728 | 1.4759 | 1.4772 | 1.4772 | 0 | 0 | 0 | 0 | 0 | 0 | 0 | 0 | 0
F2_Commercial_Restaurant_Existing_Food Preparation_Natural Gas_Oven_E2 | F2 | Commercial | Restaurant | Existing | Food Preparation | Natural Gas | Oven | E2 | RVT - Cost of Operation | 1.011 | 1.0187 | 1.0273 | 1.0368 | 1.0476 | 1.0601 | 1.0702 | 1.0799 | 1.0898 | 1.1001 | 1.1099 | 1.1189 | 1.1281 | 1.1378 | 1.1484 | 1.1589 | 1.17 | 1.1816 | 1.1938 | 1.2063 | 1.2188 | 1.2305 | 1.2411 | 1.2505 | 1.2585 | 1.2655 | 1.2703 | 1.2739 | 1.277 | 1.2797 | 1.2823 | 1.2835 | 1.2835 | 0 | 0 | 0 | 0 | 0 | 0 | 0 | 0 | 0
F2_Commercial_Restaurant_Existing_Food Preparation_Natural Gas_Oven_E3 | F2 | Commercial | Restaurant | Existing | Food Preparation | Natural Gas | Oven | E3 | RVT - Cost of Operation | 0 | 0 | 0 | 0 | 0 | 0 | 0 | 0 | 0 | 0 | 0 | 0 | 0 | 0 | 0 | 0 | 0 | 0 | 0 | 0 | 0 | 0 | 0 | 0 | 0 | 0 | 0 | 0 | 0 | 0 | 0 | 0 | 0 | 0 | 0 | 0 | 0 | 0 | 0 | 0 | 0 | 0
F2_Commercial_Restaurant_Existing_Food Preparation_Natural Gas_Oven_E4 | F2 | Commercial | Restaurant | Existing | Food Preparation | Natural Gas | Oven | E4 | RVT - Cost of Operation | 0 | 0 | 0 | 0 | 0 | 0 | 0 | 0 | 0 | 0 | 0 | 0 | 0 | 0 | 0 | 0 | 0 | 0 | 0 | 0 | 0 | 0 | 0 | 0 | 0 | 0 | 0 | 0 | 0 | 0 | 0 | 0 | 0 | 0 | 0 | 0 | 0 | 0 | 0 | 0 | 0 | 0
F2_Commercial_Restaurant_Existing_Food Preparation_Natural Gas_Oven_E5 | F2 | Commercial | Restaurant | Existing | Food Preparation | Natural Gas | Oven | E5 | RVT - Cost of Operation | 0 | 0 | 0 | 0 | 0 | 0 | 0 | 0 | 0 | 0 | 0 | 0 | 0 | 0 | 0 | 0 | 0 | 0 | 0 | 0 | 0 | 0 | 0 | 0 | 0 | 0 | 0 | 0 | 0 | 0 | 0 | 0 | 0 | 0 | 0 | 0 | 0 | 0 | 0 | 0 | 0 | 0
F2_Commercial_Restaurant_Existing_Food Preparation_Natural Gas_Oven_E6 | F2 | Commercial | Restaurant | Existing | Food Preparation | Natural Gas | Oven | E6 | RVT - Cost of Operation | 0 | 0 | 0 | 0 | 0 | 0 | 0 | 0 | 0 | 0 | 0 | 0 | 0 | 0 | 0 | 0 | 0 | 0 | 0 | 0 | 0 | 0 | 0 | 0 | 0 | 0 | 0 | 0 | 0 | 0 | 0 | 0 | 0 | 0 | 0 | 0 | 0 | 0 | 0 | 0 | 0 | 0
F2_Commercial_Restaurant_Existing_Food Preparation_Natural Gas_Oven_E7 | F2 | Commercial | Restaurant | Existing | Food Preparation | Natural Gas | Oven | E7 | RVT - Cost of Operation | 0 | 0 | 0 | 0 | 0 | 0 | 0 | 0 | 0 | 0 | 0 | 0 | 0 | 0 | 0 | 0 | 0 | 0 | 0 | 0 | 0 | 0 | 0 | 0 | 0 | 0 | 0 | 0 | 0 | 0 | 0 | 0 | 0 | 0 | 0 | 0 | 0 | 0 | 0 | 0 | 0 | 0
F2_Commercial_Restaurant_Existing_Food Preparation_Natural Gas_Oven_E8 | F2 | Commercial | Restaurant | Existing | Food Preparation | Natural Gas | Oven | E8 | RVT - Cost of Operation | 0 | 0 | 0 | 0 | 0 | 0 | 0 | 0 | 0 | 0 | 0 | 0 | 0 | 0 | 0 | 0 | 0 | 0 | 0 | 0 | 0 | 0 | 0 | 0 | 0 | 0 | 0 | 0 | 0 | 0 | 0 | 0 | 0 | 0 | 0 | 0 | 0 | 0 | 0 | 0 | 0 | 0
F2_Commercial_Restaurant_Existing_Food Preparation_Natural Gas_Oven_E9 | F2 | Commercial | Restaurant | Existing | Food Preparation | Natural Gas | Oven | E9 | RVT - Cost of Operation | 0 | 0 | 0 | 0 | 0 | 0 | 0 | 0 | 0 | 0 | 0 | 0 | 0 | 0 | 0 | 0 | 0 | 0 | 0 | 0 | 0 | 0 | 0 | 0 | 0 | 0 | 0 | 0 | 0 | 0 | 0 | 0 | 0 | 0 | 0 | 0 | 0 | 0 | 0 | 0 | 0 | 0
F2_Commercial_Restaurant_Existing_Food Preparation_Natural Gas_Oven_E10 | F2 | Commercial | Restaurant | Existing | Food Preparation | Natural Gas | Oven | E10 | RVT - Cost of Operation | 0 | 0 | 0 | 0 | 0 | 0 | 0 | 0 | 0 | 0 | 0 | 0 | 0 | 0 | 0 | 0 | 0 | 0 | 0 | 0 | 0 | 0 | 0 | 0 | 0 | 0 | 0 | 0 | 0 | 0 | 0 | 0 | 0 | 0 | 0 | 0 | 0 | 0 | 0 | 0 | 0 | 0
F3_Commercial_Restaurant_Existing_Food Preparation_Natural Gas_Oven_E1 | F3 | Commercial | Restaurant | Existing | Food Preparation | Natural Gas | Oven | E1 | System - kBTUs of Consumption | 0.74697 | 0.74697 | 0.74697 | 0.74697 | 0.74697 | 0.74697 | 0.74697 | 0.74697 | 0.74697 | 0.74697 | 0.74697 | 0.74697 | 0.74697 | 0.74697 | 0.74697 | 0.74697 | 0.74697 | 0.74697 | 0.74697 | 0.74697 | 0.74697 | 0.74697 | 0.74697 | 0.74697 | 0.74697 | 0.74697 | 0.74697 | 0.74697 | 0.74697 | 0.74697 | 0.74697 | 0.74697 | 0.74697 | 0 | 0 | 0 | 0 | 0 | 0 | 0 | 0 | 0
F3_Commercial_Restaurant_Existing_Food Preparation_Natural Gas_Oven_E2 | F3 | Commercial | Restaurant | Existing | Food Preparation | Natural Gas | Oven | E2 | System - kBTUs of Consumption | 0.78688 | 0.78688 | 0.78688 | 0.78688 | 0.78688 | 0.78688 | 0.78688 | 0.78688 | 0.78688 | 0.78688 | 0.78688 | 0.78688 | 0.78688 | 0.78688 | 0.78688 | 0.78688 | 0.78688 | 0.78688 | 0.78688 | 0.78688 | 0.78688 | 0.78688 | 0.78688 | 0.78688 | 0.78688 | 0.78688 | 0.78688 | 0.78688 | 0.78688 | 0.78688 | 0.78688 | 0.78688 | 0.78688 | 0 | 0 | 0 | 0 | 0 | 0 | 0 | 0 | 0
F3_Commercial_Restaurant_Existing_Food Preparation_Natural Gas_Oven_E3 | F3 | Commercial | Restaurant | Existing | Food Preparation | Natural Gas | Oven | E3 | System - kBTUs of Consumption | 0 | 0 | 0 | 0 | 0 | 0 | 0 | 0 | 0 | 0 | 0 | 0 | 0 | 0 | 0 | 0 | 0 | 0 | 0 | 0 | 0 | 0 | 0 | 0 | 0 | 0 | 0 | 0 | 0 | 0 | 0 | 0 | 0 | 0 | 0 | 0 | 0 | 0 | 0 | 0 | 0 | 0
F3_Commercial_Restaurant_Existing_Food Preparation_Natural Gas_Oven_E4 | F3 | Commercial | Restaurant | Existing | Food Preparation | Natural Gas | Oven | E4 | System - kBTUs of Consumption | 0 | 0 | 0 | 0 | 0 | 0 | 0 | 0 | 0 | 0 | 0 | 0 | 0 | 0 | 0 | 0 | 0 | 0 | 0 | 0 | 0 | 0 | 0 | 0 | 0 | 0 | 0 | 0 | 0 | 0 | 0 | 0 | 0 | 0 | 0 | 0 | 0 | 0 | 0 | 0 | 0 | 0
F3_Commercial_Restaurant_Existing_Food Preparation_Natural Gas_Oven_E5 | F3 | Commercial | Restaurant | Existing | Food Preparation | Natural Gas | Oven | E5 | System - kBTUs of Consumption | 0 | 0 | 0 | 0 | 0 | 0 | 0 | 0 | 0 | 0 | 0 | 0 | 0 | 0 | 0 | 0 | 0 | 0 | 0 | 0 | 0 | 0 | 0 | 0 | 0 | 0 | 0 | 0 | 0 | 0 | 0 | 0 | 0 | 0 | 0 | 0 | 0 | 0 | 0 | 0 | 0 | 0
F3_Commercial_Restaurant_Existing_Food Preparation_Natural Gas_Oven_E6 | F3 | Commercial | Restaurant | Existing | Food Preparation | Natural Gas | Oven | E6 | System - kBTUs of Consumption | 0 | 0 | 0 | 0 | 0 | 0 | 0 | 0 | 0 | 0 | 0 | 0 | 0 | 0 | 0 | 0 | 0 | 0 | 0 | 0 | 0 | 0 | 0 | 0 | 0 | 0 | 0 | 0 | 0 | 0 | 0 | 0 | 0 | 0 | 0 | 0 | 0 | 0 | 0 | 0 | 0 | 0
F3_Commercial_Restaurant_Existing_Food Preparation_Natural Gas_Oven_E7 | F3 | Commercial | Restaurant | Existing | Food Preparation | Natural Gas | Oven | E7 | System - kBTUs of Consumption | 0 | 0 | 0 | 0 | 0 | 0 | 0 | 0 | 0 | 0 | 0 | 0 | 0 | 0 | 0 | 0 | 0 | 0 | 0 | 0 | 0 | 0 | 0 | 0 | 0 | 0 | 0 | 0 | 0 | 0 | 0 | 0 | 0 | 0 | 0 | 0 | 0 | 0 | 0 | 0 | 0 | 0
F3_Commercial_Restaurant_Existing_Food Preparation_Natural Gas_Oven_E8 | F3 | Commercial | Restaurant | Existing | Food Preparation | Natural Gas | Oven | E8 | System - kBTUs of Consumption | 0 | 0 | 0 | 0 | 0 | 0 | 0 | 0 | 0 | 0 | 0 | 0 | 0 | 0 | 0 | 0 | 0 | 0 | 0 | 0 | 0 | 0 | 0 | 0 | 0 | 0 | 0 | 0 | 0 | 0 | 0 | 0 | 0 | 0 | 0 | 0 | 0 | 0 | 0 | 0 | 0 | 0
F3_Commercial_Restaurant_Existing_Food Preparation_Natural Gas_Oven_E9 | F3 | Commercial | Restaurant | Existing | Food Preparation | Natural Gas | Oven | E9 | System - kBTUs of Consumption | 0 | 0 | 0 | 0 | 0 | 0 | 0 | 0 | 0 | 0 | 0 | 0 | 0 | 0 | 0 | 0 | 0 | 0 | 0 | 0 | 0 | 0 | 0 | 0 | 0 | 0 | 0 | 0 | 0 | 0 | 0 | 0 | 0 | 0 | 0 | 0 | 0 | 0 | 0 | 0 | 0 | 0
F3_Commercial_Restaurant_Existing_Food Preparation_Natural Gas_Oven_E10 | F3 | Commercial | Restaurant | Existing | Food Preparation | Natural Gas | Oven | E10 | System - kBTUs of Consumption | 0 | 0 | 0 | 0 | 0 | 0 | 0 | 0 | 0 | 0 | 0 | 0 | 0 | 0 | 0 | 0 | 0 | 0 | 0 | 0 | 0 | 0 | 0 | 0 | 0 | 0 | 0 | 0 | 0 | 0 | 0 | 0 | 0 | 0 | 0 | 0 | 0 | 0 | 0 | 0 | 0 | 0
F4_Commercial_Restaurant_Existing_Food Preparation_Natural Gas_Oven_E1 | F4 | Commercial | Restaurant | Existing | Food Preparation | Natural Gas | Oven | E1 | Utility - Cost of Equipment | 1.1636 | 1.1725 | 1.1824 | 1.1933 | 1.2057 | 1.2201 | 1.2317 | 1.2429 | 1.2543 | 1.2661 | 1.2774 | 1.2878 | 1.2984 | 1.3095 | 1.3218 | 1.3338 | 1.3465 | 1.36 | 1.374 | 1.3883 | 1.4028 | 1.4163 | 1.4284 | 1.4392 | 1.4485 | 1.4565 | 1.4621 | 1.4662 | 1.4698 | 1.4728 | 1.4759 | 1.4772 | 1.4772 | 0 | 0 | 0 | 0 | 0 | 0 | 0 | 0 | 0
F4_Commercial_Restaurant_Existing_Food Preparation_Natural Gas_Oven_E2 | F4 | Commercial | Restaurant | Existing | Food Preparation | Natural Gas | Oven | E2 | Utility - Cost of Equipment | 1.011 | 1.0187 | 1.0273 | 1.0368 | 1.0476 | 1.0601 | 1.0702 | 1.0799 | 1.0898 | 1.1001 | 1.1099 | 1.1189 | 1.1281 | 1.1378 | 1.1484 | 1.1589 | 1.17 | 1.1816 | 1.1938 | 1.2063 | 1.2188 | 1.2305 | 1.2411 | 1.2505 | 1.2585 | 1.2655 | 1.2703 | 1.2739 | 1.277 | 1.2797 | 1.2823 | 1.2835 | 1.2835 | 0 | 0 | 0 | 0 | 0 | 0 | 0 | 0 | 0
F4_Commercial_Restaurant_Existing_Food Preparation_Natural Gas_Oven_E3 | F4 | Commercial | Restaurant | Existing | Food Preparation | Natural Gas | Oven | E3 | Utility - Cost of Equipment | 0 | 0 | 0 | 0 | 0 | 0 | 0 | 0 | 0 | 0 | 0 | 0 | 0 | 0 | 0 | 0 | 0 | 0 | 0 | 0 | 0 | 0 | 0 | 0 | 0 | 0 | 0 | 0 | 0 | 0 | 0 | 0 | 0 | 0 | 0 | 0 | 0 | 0 | 0 | 0 | 0 | 0
F4_Commercial_Restaurant_Existing_Food Preparation_Natural Gas_Oven_E4 | F4 | Commercial | Restaurant | Existing | Food Preparation | Natural Gas | Oven | E4 | Utility - Cost of Equipment | 0 | 0 | 0 | 0 | 0 | 0 | 0 | 0 | 0 | 0 | 0 | 0 | 0 | 0 | 0 | 0 | 0 | 0 | 0 | 0 | 0 | 0 | 0 | 0 | 0 | 0 | 0 | 0 | 0 | 0 | 0 | 0 | 0 | 0 | 0 | 0 | 0 | 0 | 0 | 0 | 0 | 0
F4_Commercial_Restaurant_Existing_Food Preparation_Natural Gas_Oven_E5 | F4 | Commercial | Restaurant | Existing | Food Preparation | Natural Gas | Oven | E5 | Utility - Cost of Equipment | 0 | 0 | 0 | 0 | 0 | 0 | 0 | 0 | 0 | 0 | 0 | 0 | 0 | 0 | 0 | 0 | 0 | 0 | 0 | 0 | 0 | 0 | 0 | 0 | 0 | 0 | 0 | 0 | 0 | 0 | 0 | 0 | 0 | 0 | 0 | 0 | 0 | 0 | 0 | 0 | 0 | 0
F4_Commercial_Restaurant_Existing_Food Preparation_Natural Gas_Oven_E6 | F4 | Commercial | Restaurant | Existing | Food Preparation | Natural Gas | Oven | E6 | Utility - Cost of Equipment | 0 | 0 | 0 | 0 | 0 | 0 | 0 | 0 | 0 | 0 | 0 | 0 | 0 | 0 | 0 | 0 | 0 | 0 | 0 | 0 | 0 | 0 | 0 | 0 | 0 | 0 | 0 | 0 | 0 | 0 | 0 | 0 | 0 | 0 | 0 | 0 | 0 | 0 | 0 | 0 | 0 | 0
F4_Commercial_Restaurant_Existing_Food Preparation_Natural Gas_Oven_E7 | F4 | Commercial | Restaurant | Existing | Food Preparation | Natural Gas | Oven | E7 | Utility - Cost of Equipment | 0 | 0 | 0 | 0 | 0 | 0 | 0 | 0 | 0 | 0 | 0 | 0 | 0 | 0 | 0 | 0 | 0 | 0 | 0 | 0 | 0 | 0 | 0 | 0 | 0 | 0 | 0 | 0 | 0 | 0 | 0 | 0 | 0 | 0 | 0 | 0 | 0 | 0 | 0 | 0 | 0 | 0
F4_Commercial_Restaurant_Existing_Food Preparation_Natural Gas_Oven_E8 | F4 | Commercial | Restaurant | Existing | Food Preparation | Natural Gas | Oven | E8 | Utility - Cost of Equipment | 0 | 0 | 0 | 0 | 0 | 0 | 0 | 0 | 0 | 0 | 0 | 0 | 0 | 0 | 0 | 0 | 0 | 0 | 0 | 0 | 0 | 0 | 0 | 0 | 0 | 0 | 0 | 0 | 0 | 0 | 0 | 0 | 0 | 0 | 0 | 0 | 0 | 0 | 0 | 0 | 0 | 0
F4_Commercial_Restaurant_Existing_Food Preparation_Natural Gas_Oven_E9 | F4 | Commercial | Restaurant | Existing | Food Preparation | Natural Gas | Oven | E9 | Utility - Cost of Equipment | 0 | 0 | 0 | 0 | 0 | 0 | 0 | 0 | 0 | 0 | 0 | 0 | 0 | 0 | 0 | 0 | 0 | 0 | 0 | 0 | 0 | 0 | 0 | 0 | 0 | 0 | 0 | 0 | 0 | 0 | 0 | 0 | 0 | 0 | 0 | 0 | 0 | 0 | 0 | 0 | 0 | 0
F4_Commercial_Restaurant_Existing_Food Preparation_Natural Gas_Oven_E10 | F4 | Commercial | Restaurant | Existing | Food Preparation | Natural Gas | Oven | E10 | Utility - Cost of Equipment | 0 | 0 | 0 | 0 | 0 | 0 | 0 | 0 | 0 | 0 | 0 | 0 | 0 | 0 | 0 | 0 | 0 | 0 | 0 | 0 | 0 | 0 | 0 | 0 | 0 | 0 | 0 | 0 | 0 | 0 | 0 | 0 | 0 | 0 | 0 | 0 | 0 | 0 | 0 | 0 | 0 | 0
F5_Commercial_Restaurant_Existing_Food Preparation_Natural Gas_Oven_E1 | F5 | Commercial | Restaurant | Existing | Food Preparation | Natural Gas | Oven | E1 | Utility - Cost of Operation | 0.74697 | 0.74697 | 0.74697 | 0.74697 | 0.74697 | 0.74697 | 0.74697 | 0.74697 | 0.74697 | 0.74697 | 0.74697 | 0.74697 | 0.74697 | 0.74697 | 0.74697 | 0.74697 | 0.74697 | 0.74697 | 0.74697 | 0.74697 | 0.74697 | 0.74697 | 0.74697 | 0.74697 | 0.74697 | 0.74697 | 0.74697 | 0.74697 | 0.74697 | 0.74697 | 0.74697 | 0.74697 | 0.74697 | 0 | 0 | 0 | 0 | 0 | 0 | 0 | 0 | 0
F5_Commercial_Restaurant_Existing_Food Preparation_Natural Gas_Oven_E2 | F5 | Commercial | Restaurant | Existing | Food Preparation | Natural Gas | Oven | E2 | Utility - Cost of Operation | 0.78688 | 0.78688 | 0.78688 | 0.78688 | 0.78688 | 0.78688 | 0.78688 | 0.78688 | 0.78688 | 0.78688 | 0.78688 | 0.78688 | 0.78688 | 0.78688 | 0.78688 | 0.78688 | 0.78688 | 0.78688 | 0.78688 | 0.78688 | 0.78688 | 0.78688 | 0.78688 | 0.78688 | 0.78688 | 0.78688 | 0.78688 | 0.78688 | 0.78688 | 0.78688 | 0.78688 | 0.78688 | 0.78688 | 0 | 0 | 0 | 0 | 0 | 0 | 0 | 0 | 0
F5_Commercial_Restaurant_Existing_Food Preparation_Natural Gas_Oven_E3 | F5 | Commercial | Restaurant | Existing | Food Preparation | Natural Gas | Oven | E3 | Utility - Cost of Operation | 0 | 0 | 0 | 0 | 0 | 0 | 0 | 0 | 0 | 0 | 0 | 0 | 0 | 0 | 0 | 0 | 0 | 0 | 0 | 0 | 0 | 0 | 0 | 0 | 0 | 0 | 0 | 0 | 0 | 0 | 0 | 0 | 0 | 0 | 0 | 0 | 0 | 0 | 0 | 0 | 0 | 0
F5_Commercial_Restaurant_Existing_Food Preparation_Natural Gas_Oven_E4 | F5 | Commercial | Restaurant | Existing | Food Preparation | Natural Gas | Oven | E4 | Utility - Cost of Operation | 0 | 0 | 0 | 0 | 0 | 0 | 0 | 0 | 0 | 0 | 0 | 0 | 0 | 0 | 0 | 0 | 0 | 0 | 0 | 0 | 0 | 0 | 0 | 0 | 0 | 0 | 0 | 0 | 0 | 0 | 0 | 0 | 0 | 0 | 0 | 0 | 0 | 0 | 0 | 0 | 0 | 0
F5_Commercial_Restaurant_Existing_Food Preparation_Natural Gas_Oven_E5 | F5 | Commercial | Restaurant | Existing | Food Preparation | Natural Gas | Oven | E5 | Utility - Cost of Operation | 0 | 0 | 0 | 0 | 0 | 0 | 0 | 0 | 0 | 0 | 0 | 0 | 0 | 0 | 0 | 0 | 0 | 0 | 0 | 0 | 0 | 0 | 0 | 0 | 0 | 0 | 0 | 0 | 0 | 0 | 0 | 0 | 0 | 0 | 0 | 0 | 0 | 0 | 0 | 0 | 0 | 0
F5_Commercial_Restaurant_Existing_Food Preparation_Natural Gas_Oven_E6 | F5 | Commercial | Restaurant | Existing | Food Preparation | Natural Gas | Oven | E6 | Utility - Cost of Operation | 0 | 0 | 0 | 0 | 0 | 0 | 0 | 0 | 0 | 0 | 0 | 0 | 0 | 0 | 0 | 0 | 0 | 0 | 0 | 0 | 0 | 0 | 0 | 0 | 0 | 0 | 0 | 0 | 0 | 0 | 0 | 0 | 0 | 0 | 0 | 0 | 0 | 0 | 0 | 0 | 0 | 0
F5_Commercial_Restaurant_Existing_Food Preparation_Natural Gas_Oven_E7 | F5 | Commercial | Restaurant | Existing | Food Preparation | Natural Gas | Oven | E7 | Utility - Cost of Operation | 0 | 0 | 0 | 0 | 0 | 0 | 0 | 0 | 0 | 0 | 0 | 0 | 0 | 0 | 0 | 0 | 0 | 0 | 0 | 0 | 0 | 0 | 0 | 0 | 0 | 0 | 0 | 0 | 0 | 0 | 0 | 0 | 0 | 0 | 0 | 0 | 0 | 0 | 0 | 0 | 0 | 0
F5_Commercial_Restaurant_Existing_Food Preparation_Natural Gas_Oven_E8 | F5 | Commercial | Restaurant | Existing | Food Preparation | Natural Gas | Oven | E8 | Utility - Cost of Operation | 0 | 0 | 0 | 0 | 0 | 0 | 0 | 0 | 0 | 0 | 0 | 0 | 0 | 0 | 0 | 0 | 0 | 0 | 0 | 0 | 0 | 0 | 0 | 0 | 0 | 0 | 0 | 0 | 0 | 0 | 0 | 0 | 0 | 0 | 0 | 0 | 0 | 0 | 0 | 0 | 0 | 0
F5_Commercial_Restaurant_Existing_Food Preparation_Natural Gas_Oven_E9 | F5 | Commercial | Restaurant | Existing | Food Preparation | Natural Gas | Oven | E9 | Utility - Cost of Operation | 0 | 0 | 0 | 0 | 0 | 0 | 0 | 0 | 0 | 0 | 0 | 0 | 0 | 0 | 0 | 0 | 0 | 0 | 0 | 0 | 0 | 0 | 0 | 0 | 0 | 0 | 0 | 0 | 0 | 0 | 0 | 0 | 0 | 0 | 0 | 0 | 0 | 0 | 0 | 0 | 0 | 0
F5_Commercial_Restaurant_Existing_Food Preparation_Natural Gas_Oven_E10 | F5 | Commercial | Restaurant | Existing | Food Preparation | Natural Gas | Oven | E10 | Utility - Cost of Operation | 0 | 0 | 0 | 0 | 0 | 0 | 0 | 0 | 0 | 0 | 0 | 0 | 0 | 0 | 0 | 0 | 0 | 0 | 0 | 0 | 0 | 0 | 0 | 0 | 0 | 0 | 0 | 0 | 0 | 0 | 0 | 0 | 0 | 0 | 0 | 0 | 0 | 0 | 0 | 0 | 0 | 0
F6_Commercial_Restaurant_Existing_Food Preparation_Natural Gas_Oven_E1 | F6 | Commercial | Restaurant | Existing | Food Preparation | Natural Gas | Oven | E1 | Utility - Value of Sales | 0.68914 | 0.68914 | 0.68914 | 0.68914 | 0.68914 | 0.68914 | 0.68914 | 0.68914 | 0.68914 | 0.68914 | 0.68914 | 0.68914 | 0.68914 | 0.68914 | 0.68914 | 0.68914 | 0.68914 | 0.68914 | 0.68914 | 0.68914 | 0.68914 | 0.68914 | 0.68914 | 0.68914 | 0.68914 | 0.68914 | 0.68914 | 0.68914 | 0.68914 | 0.68914 | 0.68914 | 0.68914 | 0.68914 | 0 | 0 | 0 | 0 | 0 | 0 | 0 | 0 | 0
F6_Commercial_Restaurant_Existing_Food Preparation_Natural Gas_Oven_E2 | F6 | Commercial | Restaurant | Existing | Food Preparation | Natural Gas | Oven | E2 | Utility - Value of Sales | 0.59876 | 0.59876 | 0.59876 | 0.59876 | 0.59876 | 0.59876 | 0.59876 | 0.59876 | 0.59876 | 0.59876 | 0.59876 | 0.59876 | 0.59876 | 0.59876 | 0.59876 | 0.59876 | 0.59876 | 0.59876 | 0.59876 | 0.59876 | 0.59876 | 0.59876 | 0.59876 | 0.59876 | 0.59876 | 0.59876 | 0.59876 | 0.59876 | 0.59876 | 0.59876 | 0.59876 | 0.59876 | 0.59876 | 0 | 0 | 0 | 0 | 0 | 0 | 0 | 0 | 0
F6_Commercial_Restaurant_Existing_Food Preparation_Natural Gas_Oven_E3 | F6 | Commercial | Restaurant | Existing | Food Preparation | Natural Gas | Oven | E3 | Utility - Value of Sales | 0 | 0 | 0 | 0 | 0 | 0 | 0 | 0 | 0 | 0 | 0 | 0 | 0 | 0 | 0 | 0 | 0 | 0 | 0 | 0 | 0 | 0 | 0 | 0 | 0 | 0 | 0 | 0 | 0 | 0 | 0 | 0 | 0 | 0 | 0 | 0 | 0 | 0 | 0 | 0 | 0 | 0
F6_Commercial_Restaurant_Existing_Food Preparation_Natural Gas_Oven_E4 | F6 | Commercial | Restaurant | Existing | Food Preparation | Natural Gas | Oven | E4 | Utility - Value of Sales | 0 | 0 | 0 | 0 | 0 | 0 | 0 | 0 | 0 | 0 | 0 | 0 | 0 | 0 | 0 | 0 | 0 | 0 | 0 | 0 | 0 | 0 | 0 | 0 | 0 | 0 | 0 | 0 | 0 | 0 | 0 | 0 | 0 | 0 | 0 | 0 | 0 | 0 | 0 | 0 | 0 | 0
F6_Commercial_Restaurant_Existing_Food Preparation_Natural Gas_Oven_E5 | F6 | Commercial | Restaurant | Existing | Food Preparation | Natural Gas | Oven | E5 | Utility - Value of Sales | 0 | 0 | 0 | 0 | 0 | 0 | 0 | 0 | 0 | 0 | 0 | 0 | 0 | 0 | 0 | 0 | 0 | 0 | 0 | 0 | 0 | 0 | 0 | 0 | 0 | 0 | 0 | 0 | 0 | 0 | 0 | 0 | 0 | 0 | 0 | 0 | 0 | 0 | 0 | 0 | 0 | 0
F6_Commercial_Restaurant_Existing_Food Preparation_Natural Gas_Oven_E6 | F6 | Commercial | Restaurant | Existing | Food Preparation | Natural Gas | Oven | E6 | Utility - Value of Sales | 0 | 0 | 0 | 0 | 0 | 0 | 0 | 0 | 0 | 0 | 0 | 0 | 0 | 0 | 0 | 0 | 0 | 0 | 0 | 0 | 0 | 0 | 0 | 0 | 0 | 0 | 0 | 0 | 0 | 0 | 0 | 0 | 0 | 0 | 0 | 0 | 0 | 0 | 0 | 0 | 0 | 0
F6_Commercial_Restaurant_Existing_Food Preparation_Natural Gas_Oven_E7 | F6 | Commercial | Restaurant | Existing | Food Preparation | Natural Gas | Oven | E7 | Utility - Value of Sales | 0 | 0 | 0 | 0 | 0 | 0 | 0 | 0 | 0 | 0 | 0 | 0 | 0 | 0 | 0 | 0 | 0 | 0 | 0 | 0 | 0 | 0 | 0 | 0 | 0 | 0 | 0 | 0 | 0 | 0 | 0 | 0 | 0 | 0 | 0 | 0 | 0 | 0 | 0 | 0 | 0 | 0
F6_Commercial_Restaurant_Existing_Food Preparation_Natural Gas_Oven_E8 | F6 | Commercial | Restaurant | Existing | Food Preparation | Natural Gas | Oven | E8 | Utility - Value of Sales | 0 | 0 | 0 | 0 | 0 | 0 | 0 | 0 | 0 | 0 | 0 | 0 | 0 | 0 | 0 | 0 | 0 | 0 | 0 | 0 | 0 | 0 | 0 | 0 | 0 | 0 | 0 | 0 | 0 | 0 | 0 | 0 | 0 | 0 | 0 | 0 | 0 | 0 | 0 | 0 | 0 | 0
F6_Commercial_Restaurant_Existing_Food Preparation_Natural Gas_Oven_E9 | F6 | Commercial | Restaurant | Existing | Food Preparation | Natural Gas | Oven | E9 | Utility - Value of Sales | 0 | 0 | 0 | 0 | 0 | 0 | 0 | 0 | 0 | 0 | 0 | 0 | 0 | 0 | 0 | 0 | 0 | 0 | 0 | 0 | 0 | 0 | 0 | 0 | 0 | 0 | 0 | 0 | 0 | 0 | 0 | 0 | 0 | 0 | 0 | 0 | 0 | 0 | 0 | 0 | 0 | 0
F6_Commercial_Restaurant_Existing_Food Preparation_Natural Gas_Oven_E10 | F6 | Commercial | Restaurant | Existing | Food Preparation | Natural Gas | Oven | E10 | Utility - Value of Sales | 0 | 0 | 0 | 0 | 0 | 0 | 0 | 0 | 0 | 0 | 0 | 0 | 0 | 0 | 0 | 0 | 0 | 0 | 0 | 0 | 0 | 0 | 0 | 0 | 0 | 0 | 0 | 0 | 0 | 0 | 0 | 0 | 0 | 0 | 0 | 0 | 0 | 0 | 0 | 0 | 0 | 0
F1_Commercial_Restaurant_Existing_Food Preparation_Natural Gas_Conveyor Oven_E1 | F1 | Commercial | Restaurant | Existing | Food Preparation | Natural Gas | Conveyor Oven | E1 | RVT - Cost of Equipment | 1.8226 | 1.8359 | 1.8503 | 1.8661 | 1.8842 | 1.9052 | 1.9237 | 1.9423 | 1.9616 | 1.9817 | 2.001 | 2.0188 | 2.0363 | 2.0537 | 2.0719 | 2.0893 | 2.1072 | 2.1254 | 2.1439 | 2.1622 | 2.1801 | 2.1966 | 2.2112 | 2.2242 | 2.2354 | 2.245 | 2.2517 | 2.2566 | 2.2609 | 2.2646 | 2.2682 | 2.2699 | 2.2699 | 0 | 0 | 0 | 0 | 0 | 0 | 0 | 0 | 0
F1_Commercial_Restaurant_Existing_Food Preparation_Natural Gas_Conveyor Oven_E2 | F1 | Commercial | Restaurant | Existing | Food Preparation | Natural Gas | Conveyor Oven | E2 | RVT - Cost of Equipment | 1.3855 | 1.3956 | 1.4065 | 1.4185 | 1.4323 | 1.4483 | 1.4623 | 1.4765 | 1.4911 | 1.5064 | 1.5211 | 1.5346 | 1.5479 | 1.5612 | 1.575 | 1.5882 | 1.6018 | 1.6157 | 1.6297 | 1.6436 | 1.6572 | 1.6697 | 1.6809 | 1.6907 | 1.6992 | 1.7065 | 1.7116 | 1.7154 | 1.7187 | 1.7215 | 1.7242 | 1.7254 | 1.7254 | 0 | 0 | 0 | 0 | 0 | 0 | 0 | 0 | 0
F1_Commercial_Restaurant_Existing_Food Preparation_Natural Gas_Conveyor Oven_E3 | F1 | Commercial | Restaurant | Existing | Food Preparation | Natural Gas | Conveyor Oven | E3 | RVT - Cost of Equipment | 0 | 0 | 0 | 0 | 0 | 0 | 0 | 0 | 0 | 0 | 0 | 0 | 0 | 0 | 0 | 0 | 0 | 0 | 0 | 0 | 0 | 0 | 0 | 0 | 0 | 0 | 0 | 0 | 0 | 0 | 0 | 0 | 0 | 0 | 0 | 0 | 0 | 0 | 0 | 0 | 0 | 0
F1_Commercial_Restaurant_Existing_Food Preparation_Natural Gas_Conveyor Oven_E4 | F1 | Commercial | Restaurant | Existing | Food Preparation | Natural Gas | Conveyor Oven | E4 | RVT - Cost of Equipment | 0 | 0 | 0 | 0 | 0 | 0 | 0 | 0 | 0 | 0 | 0 | 0 | 0 | 0 | 0 | 0 | 0 | 0 | 0 | 0 | 0 | 0 | 0 | 0 | 0 | 0 | 0 | 0 | 0 | 0 | 0 | 0 | 0 | 0 | 0 | 0 | 0 | 0 | 0 | 0 | 0 | 0
F1_Commercial_Restaurant_Existing_Food Preparation_Natural Gas_Conveyor Oven_E5 | F1 | Commercial | Restaurant | Existing | Food Preparation | Natural Gas | Conveyor Oven | E5 | RVT - Cost of Equipment | 0 | 0 | 0 | 0 | 0 | 0 | 0 | 0 | 0 | 0 | 0 | 0 | 0 | 0 | 0 | 0 | 0 | 0 | 0 | 0 | 0 | 0 | 0 | 0 | 0 | 0 | 0 | 0 | 0 | 0 | 0 | 0 | 0 | 0 | 0 | 0 | 0 | 0 | 0 | 0 | 0 | 0
F1_Commercial_Restaurant_Existing_Food Preparation_Natural Gas_Conveyor Oven_E6 | F1 | Commercial | Restaurant | Existing | Food Preparation | Natural Gas | Conveyor Oven | E6 | RVT - Cost of Equipment | 0 | 0 | 0 | 0 | 0 | 0 | 0 | 0 | 0 | 0 | 0 | 0 | 0 | 0 | 0 | 0 | 0 | 0 | 0 | 0 | 0 | 0 | 0 | 0 | 0 | 0 | 0 | 0 | 0 | 0 | 0 | 0 | 0 | 0 | 0 | 0 | 0 | 0 | 0 | 0 | 0 | 0
F1_Commercial_Restaurant_Existing_Food Preparation_Natural Gas_Conveyor Oven_E7 | F1 | Commercial | Restaurant | Existing | Food Preparation | Natural Gas | Conveyor Oven | E7 | RVT - Cost of Equipment | 0 | 0 | 0 | 0 | 0 | 0 | 0 | 0 | 0 | 0 | 0 | 0 | 0 | 0 | 0 | 0 | 0 | 0 | 0 | 0 | 0 | 0 | 0 | 0 | 0 | 0 | 0 | 0 | 0 | 0 | 0 | 0 | 0 | 0 | 0 | 0 | 0 | 0 | 0 | 0 | 0 | 0
F1_Commercial_Restaurant_Existing_Food Preparation_Natural Gas_Conveyor Oven_E8 | F1 | Commercial | Restaurant | Existing | Food Preparation | Natural Gas | Conveyor Oven | E8 | RVT - Cost of Equipment | 0 | 0 | 0 | 0 | 0 | 0 | 0 | 0 | 0 | 0 | 0 | 0 | 0 | 0 | 0 | 0 | 0 | 0 | 0 | 0 | 0 | 0 | 0 | 0 | 0 | 0 | 0 | 0 | 0 | 0 | 0 | 0 | 0 | 0 | 0 | 0 | 0 | 0 | 0 | 0 | 0 | 0
F1_Commercial_Restaurant_Existing_Food Preparation_Natural Gas_Conveyor Oven_E9 | F1 | Commercial | Restaurant | Existing | Food Preparation | Natural Gas | Conveyor Oven | E9 | RVT - Cost of Equipment | 0 | 0 | 0 | 0 | 0 | 0 | 0 | 0 | 0 | 0 | 0 | 0 | 0 | 0 | 0 | 0 | 0 | 0 | 0 | 0 | 0 | 0 | 0 | 0 | 0 | 0 | 0 | 0 | 0 | 0 | 0 | 0 | 0 | 0 | 0 | 0 | 0 | 0 | 0 | 0 | 0 | 0
F1_Commercial_Restaurant_Existing_Food Preparation_Natural Gas_Conveyor Oven_E10 | F1 | Commercial | Restaurant | Existing | Food Preparation | Natural Gas | Conveyor Oven | E10 | RVT - Cost of Equipment | 0 | 0 | 0 | 0 | 0 | 0 | 0 | 0 | 0 | 0 | 0 | 0 | 0 | 0 | 0 | 0 | 0 | 0 | 0 | 0 | 0 | 0 | 0 | 0 | 0 | 0 | 0 | 0 | 0 | 0 | 0 | 0 | 0 | 0 | 0 | 0 | 0 | 0 | 0 | 0 | 0 | 0
F2_Commercial_Restaurant_Existing_Food Preparation_Natural Gas_Conveyor Oven_E1 | F2 | Commercial | Restaurant | Existing | Food Preparation | Natural Gas | Conveyor Oven | E1 | RVT - Cost of Operation | 2.1836 | 2.1995 | 2.2168 | 2.2357 | 2.2574 | 2.2826 | 2.3047 | 2.327 | 2.3502 | 2.3742 | 2.3974 | 2.4187 | 2.4396 | 2.4605 | 2.4823 | 2.5031 | 2.5245 | 2.5464 | 2.5685 | 2.5904 | 2.612 | 2.6316 | 2.6492 | 2.6647 | 2.6781 | 2.6896 | 2.6976 | 2.7036 | 2.7087 | 2.7131 | 2.7175 | 2.7194 | 2.7194 | 0 | 0 | 0 | 0 | 0 | 0 | 0 | 0 | 0
F2_Commercial_Restaurant_Existing_Food Preparation_Natural Gas_Conveyor Oven_E2 | F2 | Commercial | Restaurant | Existing | Food Preparation | Natural Gas | Conveyor Oven | E2 | RVT - Cost of Operation | 1.6599 | 1.672 | 1.6851 | 1.6995 | 1.716 | 1.7351 | 1.7519 | 1.7689 | 1.7865 | 1.8048 | 1.8224 | 1.8386 | 1.8545 | 1.8704 | 1.887 | 1.9028 | 1.919 | 1.9357 | 1.9525 | 1.9691 | 1.9855 | 2.0005 | 2.0138 | 2.0256 | 2.0358 | 2.0445 | 2.0506 | 2.0551 | 2.0591 | 2.0624 | 2.0657 | 2.0672 | 2.0672 | 0 | 0 | 0 | 0 | 0 | 0 | 0 | 0 | 0
F2_Commercial_Restaurant_Existing_Food Preparation_Natural Gas_Conveyor Oven_E3 | F2 | Commercial | Restaurant | Existing | Food Preparation | Natural Gas | Conveyor Oven | E3 | RVT - Cost of Operation | 0 | 0 | 0 | 0 | 0 | 0 | 0 | 0 | 0 | 0 | 0 | 0 | 0 | 0 | 0 | 0 | 0 | 0 | 0 | 0 | 0 | 0 | 0 | 0 | 0 | 0 | 0 | 0 | 0 | 0 | 0 | 0 | 0 | 0 | 0 | 0 | 0 | 0 | 0 | 0 | 0 | 0
F2_Commercial_Restaurant_Existing_Food Preparation_Natural Gas_Conveyor Oven_E4 | F2 | Commercial | Restaurant | Existing | Food Preparation | Natural Gas | Conveyor Oven | E4 | RVT - Cost of Operation | 0 | 0 | 0 | 0 | 0 | 0 | 0 | 0 | 0 | 0 | 0 | 0 | 0 | 0 | 0 | 0 | 0 | 0 | 0 | 0 | 0 | 0 | 0 | 0 | 0 | 0 | 0 | 0 | 0 | 0 | 0 | 0 | 0 | 0 | 0 | 0 | 0 | 0 | 0 | 0 | 0 | 0
F2_Commercial_Restaurant_Existing_Food Preparation_Natural Gas_Conveyor Oven_E5 | F2 | Commercial | Restaurant | Existing | Food Preparation | Natural Gas | Conveyor Oven | E5 | RVT - Cost of Operation | 0 | 0 | 0 | 0 | 0 | 0 | 0 | 0 | 0 | 0 | 0 | 0 | 0 | 0 | 0 | 0 | 0 | 0 | 0 | 0 | 0 | 0 | 0 | 0 | 0 | 0 | 0 | 0 | 0 | 0 | 0 | 0 | 0 | 0 | 0 | 0 | 0 | 0 | 0 | 0 | 0 | 0
F2_Commercial_Restaurant_Existing_Food Preparation_Natural Gas_Conveyor Oven_E6 | F2 | Commercial | Restaurant | Existing | Food Preparation | Natural Gas | Conveyor Oven | E6 | RVT - Cost of Operation | 0 | 0 | 0 | 0 | 0 | 0 | 0 | 0 | 0 | 0 | 0 | 0 | 0 | 0 | 0 | 0 | 0 | 0 | 0 | 0 | 0 | 0 | 0 | 0 | 0 | 0 | 0 | 0 | 0 | 0 | 0 | 0 | 0 | 0 | 0 | 0 | 0 | 0 | 0 | 0 | 0 | 0
F2_Commercial_Restaurant_Existing_Food Preparation_Natural Gas_Conveyor Oven_E7 | F2 | Commercial | Restaurant | Existing | Food Preparation | Natural Gas | Conveyor Oven | E7 | RVT - Cost of Operation | 0 | 0 | 0 | 0 | 0 | 0 | 0 | 0 | 0 | 0 | 0 | 0 | 0 | 0 | 0 | 0 | 0 | 0 | 0 | 0 | 0 | 0 | 0 | 0 | 0 | 0 | 0 | 0 | 0 | 0 | 0 | 0 | 0 | 0 | 0 | 0 | 0 | 0 | 0 | 0 | 0 | 0
F2_Commercial_Restaurant_Existing_Food Preparation_Natural Gas_Conveyor Oven_E8 | F2 | Commercial | Restaurant | Existing | Food Preparation | Natural Gas | Conveyor Oven | E8 | RVT - Cost of Operation | 0 | 0 | 0 | 0 | 0 | 0 | 0 | 0 | 0 | 0 | 0 | 0 | 0 | 0 | 0 | 0 | 0 | 0 | 0 | 0 | 0 | 0 | 0 | 0 | 0 | 0 | 0 | 0 | 0 | 0 | 0 | 0 | 0 | 0 | 0 | 0 | 0 | 0 | 0 | 0 | 0 | 0
F2_Commercial_Restaurant_Existing_Food Preparation_Natural Gas_Conveyor Oven_E9 | F2 | Commercial | Restaurant | Existing | Food Preparation | Natural Gas | Conveyor Oven | E9 | RVT - Cost of Operation | 0 | 0 | 0 | 0 | 0 | 0 | 0 | 0 | 0 | 0 | 0 | 0 | 0 | 0 | 0 | 0 | 0 | 0 | 0 | 0 | 0 | 0 | 0 | 0 | 0 | 0 | 0 | 0 | 0 | 0 | 0 | 0 | 0 | 0 | 0 | 0 | 0 | 0 | 0 | 0 | 0 | 0
F2_Commercial_Restaurant_Existing_Food Preparation_Natural Gas_Conveyor Oven_E10 | F2 | Commercial | Restaurant | Existing | Food Preparation | Natural Gas | Conveyor Oven | E10 | RVT - Cost of Operation | 0 | 0 | 0 | 0 | 0 | 0 | 0 | 0 | 0 | 0 | 0 | 0 | 0 | 0 | 0 | 0 | 0 | 0 | 0 | 0 | 0 | 0 | 0 | 0 | 0 | 0 | 0 | 0 | 0 | 0 | 0 | 0 | 0 | 0 | 0 | 0 | 0 | 0 | 0 | 0 | 0 | 0
F3_Commercial_Restaurant_Existing_Food Preparation_Natural Gas_Conveyor Oven_E1 | F3 | Commercial | Restaurant | Existing | Food Preparation | Natural Gas | Conveyor Oven | E1 | System - kBTUs of Consumption | 0.41072 | 0.41072 | 0.41072 | 0.41072 | 0.41072 | 0.41072 | 0.41072 | 0.41072 | 0.41072 | 0.41072 | 0.41072 | 0.41072 | 0.41072 | 0.41072 | 0.41072 | 0.41072 | 0.41072 | 0.41072 | 0.41072 | 0.41072 | 0.41072 | 0.41072 | 0.41072 | 0.41072 | 0.41072 | 0.41072 | 0.41072 | 0.41072 | 0.41072 | 0.41072 | 0.41072 | 0.41072 | 0.41072 | 0 | 0 | 0 | 0 | 0 | 0 | 0 | 0 | 0
F3_Commercial_Restaurant_Existing_Food Preparation_Natural Gas_Conveyor Oven_E2 | F3 | Commercial | Restaurant | Existing | Food Preparation | Natural Gas | Conveyor Oven | E2 | System - kBTUs of Consumption | 0.50072 | 0.50072 | 0.50072 | 0.50072 | 0.50072 | 0.50072 | 0.50072 | 0.50072 | 0.50072 | 0.50072 | 0.50072 | 0.50072 | 0.50072 | 0.50072 | 0.50072 | 0.50072 | 0.50072 | 0.50072 | 0.50072 | 0.50072 | 0.50072 | 0.50072 | 0.50072 | 0.50072 | 0.50072 | 0.50072 | 0.50072 | 0.50072 | 0.50072 | 0.50072 | 0.50072 | 0.50072 | 0.50072 | 0 | 0 | 0 | 0 | 0 | 0 | 0 | 0 | 0
F3_Commercial_Restaurant_Existing_Food Preparation_Natural Gas_Conveyor Oven_E3 | F3 | Commercial | Restaurant | Existing | Food Preparation | Natural Gas | Conveyor Oven | E3 | System - kBTUs of Consumption | 0 | 0 | 0 | 0 | 0 | 0 | 0 | 0 | 0 | 0 | 0 | 0 | 0 | 0 | 0 | 0 | 0 | 0 | 0 | 0 | 0 | 0 | 0 | 0 | 0 | 0 | 0 | 0 | 0 | 0 | 0 | 0 | 0 | 0 | 0 | 0 | 0 | 0 | 0 | 0 | 0 | 0
F3_Commercial_Restaurant_Existing_Food Preparation_Natural Gas_Conveyor Oven_E4 | F3 | Commercial | Restaurant | Existing | Food Preparation | Natural Gas | Conveyor Oven | E4 | System - kBTUs of Consumption | 0 | 0 | 0 | 0 | 0 | 0 | 0 | 0 | 0 | 0 | 0 | 0 | 0 | 0 | 0 | 0 | 0 | 0 | 0 | 0 | 0 | 0 | 0 | 0 | 0 | 0 | 0 | 0 | 0 | 0 | 0 | 0 | 0 | 0 | 0 | 0 | 0 | 0 | 0 | 0 | 0 | 0
F3_Commercial_Restaurant_Existing_Food Preparation_Natural Gas_Conveyor Oven_E5 | F3 | Commercial | Restaurant | Existing | Food Preparation | Natural Gas | Conveyor Oven | E5 | System - kBTUs of Consumption | 0 | 0 | 0 | 0 | 0 | 0 | 0 | 0 | 0 | 0 | 0 | 0 | 0 | 0 | 0 | 0 | 0 | 0 | 0 | 0 | 0 | 0 | 0 | 0 | 0 | 0 | 0 | 0 | 0 | 0 | 0 | 0 | 0 | 0 | 0 | 0 | 0 | 0 | 0 | 0 | 0 | 0
F3_Commercial_Restaurant_Existing_Food Preparation_Natural Gas_Conveyor Oven_E6 | F3 | Commercial | Restaurant | Existing | Food Preparation | Natural Gas | Conveyor Oven | E6 | System - kBTUs of Consumption | 0 | 0 | 0 | 0 | 0 | 0 | 0 | 0 | 0 | 0 | 0 | 0 | 0 | 0 | 0 | 0 | 0 | 0 | 0 | 0 | 0 | 0 | 0 | 0 | 0 | 0 | 0 | 0 | 0 | 0 | 0 | 0 | 0 | 0 | 0 | 0 | 0 | 0 | 0 | 0 | 0 | 0
F3_Commercial_Restaurant_Existing_Food Preparation_Natural Gas_Conveyor Oven_E7 | F3 | Commercial | Restaurant | Existing | Food Preparation | Natural Gas | Conveyor Oven | E7 | System - kBTUs of Consumption | 0 | 0 | 0 | 0 | 0 | 0 | 0 | 0 | 0 | 0 | 0 | 0 | 0 | 0 | 0 | 0 | 0 | 0 | 0 | 0 | 0 | 0 | 0 | 0 | 0 | 0 | 0 | 0 | 0 | 0 | 0 | 0 | 0 | 0 | 0 | 0 | 0 | 0 | 0 | 0 | 0 | 0
F3_Commercial_Restaurant_Existing_Food Preparation_Natural Gas_Conveyor Oven_E8 | F3 | Commercial | Restaurant | Existing | Food Preparation | Natural Gas | Conveyor Oven | E8 | System - kBTUs of Consumption | 0 | 0 | 0 | 0 | 0 | 0 | 0 | 0 | 0 | 0 | 0 | 0 | 0 | 0 | 0 | 0 | 0 | 0 | 0 | 0 | 0 | 0 | 0 | 0 | 0 | 0 | 0 | 0 | 0 | 0 | 0 | 0 | 0 | 0 | 0 | 0 | 0 | 0 | 0 | 0 | 0 | 0
F3_Commercial_Restaurant_Existing_Food Preparation_Natural Gas_Conveyor Oven_E9 | F3 | Commercial | Restaurant | Existing | Food Preparation | Natural Gas | Conveyor Oven | E9 | System - kBTUs of Consumption | 0 | 0 | 0 | 0 | 0 | 0 | 0 | 0 | 0 | 0 | 0 | 0 | 0 | 0 | 0 | 0 | 0 | 0 | 0 | 0 | 0 | 0 | 0 | 0 | 0 | 0 | 0 | 0 | 0 | 0 | 0 | 0 | 0 | 0 | 0 | 0 | 0 | 0 | 0 | 0 | 0 | 0
F3_Commercial_Restaurant_Existing_Food Preparation_Natural Gas_Conveyor Oven_E10 | F3 | Commercial | Restaurant | Existing | Food Preparation | Natural Gas | Conveyor Oven | E10 | System - kBTUs of Consumption | 0 | 0 | 0 | 0 | 0 | 0 | 0 | 0 | 0 | 0 | 0 | 0 | 0 | 0 | 0 | 0 | 0 | 0 | 0 | 0 | 0 | 0 | 0 | 0 | 0 | 0 | 0 | 0 | 0 | 0 | 0 | 0 | 0 | 0 | 0 | 0 | 0 | 0 | 0 | 0 | 0 | 0
F4_Commercial_Restaurant_Existing_Food Preparation_Natural Gas_Conveyor Oven_E1 | F4 | Commercial | Restaurant | Existing | Food Preparation | Natural Gas | Conveyor Oven | E1 | Utility - Cost of Equipment | 2.1836 | 2.1995 | 2.2168 | 2.2357 | 2.2574 | 2.2826 | 2.3047 | 2.327 | 2.3502 | 2.3742 | 2.3974 | 2.4187 | 2.4396 | 2.4605 | 2.4823 | 2.5031 | 2.5245 | 2.5464 | 2.5685 | 2.5904 | 2.612 | 2.6316 | 2.6492 | 2.6647 | 2.6781 | 2.6896 | 2.6976 | 2.7036 | 2.7087 | 2.7131 | 2.7175 | 2.7194 | 2.7194 | 0 | 0 | 0 | 0 | 0 | 0 | 0 | 0 | 0
F4_Commercial_Restaurant_Existing_Food Preparation_Natural Gas_Conveyor Oven_E2 | F4 | Commercial | Restaurant | Existing | Food Preparation | Natural Gas | Conveyor Oven | E2 | Utility - Cost of Equipment | 1.6599 | 1.672 | 1.6851 | 1.6995 | 1.716 | 1.7351 | 1.7519 | 1.7689 | 1.7865 | 1.8048 | 1.8224 | 1.8386 | 1.8545 | 1.8704 | 1.887 | 1.9028 | 1.919 | 1.9357 | 1.9525 | 1.9691 | 1.9855 | 2.0005 | 2.0138 | 2.0256 | 2.0358 | 2.0445 | 2.0506 | 2.0551 | 2.0591 | 2.0624 | 2.0657 | 2.0672 | 2.0672 | 0 | 0 | 0 | 0 | 0 | 0 | 0 | 0 | 0
F4_Commercial_Restaurant_Existing_Food Preparation_Natural Gas_Conveyor Oven_E3 | F4 | Commercial | Restaurant | Existing | Food Preparation | Natural Gas | Conveyor Oven | E3 | Utility - Cost of Equipment | 0 | 0 | 0 | 0 | 0 | 0 | 0 | 0 | 0 | 0 | 0 | 0 | 0 | 0 | 0 | 0 | 0 | 0 | 0 | 0 | 0 | 0 | 0 | 0 | 0 | 0 | 0 | 0 | 0 | 0 | 0 | 0 | 0 | 0 | 0 | 0 | 0 | 0 | 0 | 0 | 0 | 0
F4_Commercial_Restaurant_Existing_Food Preparation_Natural Gas_Conveyor Oven_E4 | F4 | Commercial | Restaurant | Existing | Food Preparation | Natural Gas | Conveyor Oven | E4 | Utility - Cost of Equipment | 0 | 0 | 0 | 0 | 0 | 0 | 0 | 0 | 0 | 0 | 0 | 0 | 0 | 0 | 0 | 0 | 0 | 0 | 0 | 0 | 0 | 0 | 0 | 0 | 0 | 0 | 0 | 0 | 0 | 0 | 0 | 0 | 0 | 0 | 0 | 0 | 0 | 0 | 0 | 0 | 0 | 0
F4_Commercial_Restaurant_Existing_Food Preparation_Natural Gas_Conveyor Oven_E5 | F4 | Commercial | Restaurant | Existing | Food Preparation | Natural Gas | Conveyor Oven | E5 | Utility - Cost of Equipment | 0 | 0 | 0 | 0 | 0 | 0 | 0 | 0 | 0 | 0 | 0 | 0 | 0 | 0 | 0 | 0 | 0 | 0 | 0 | 0 | 0 | 0 | 0 | 0 | 0 | 0 | 0 | 0 | 0 | 0 | 0 | 0 | 0 | 0 | 0 | 0 | 0 | 0 | 0 | 0 | 0 | 0
F4_Commercial_Restaurant_Existing_Food Preparation_Natural Gas_Conveyor Oven_E6 | F4 | Commercial | Restaurant | Existing | Food Preparation | Natural Gas | Conveyor Oven | E6 | Utility - Cost of Equipment | 0 | 0 | 0 | 0 | 0 | 0 | 0 | 0 | 0 | 0 | 0 | 0 | 0 | 0 | 0 | 0 | 0 | 0 | 0 | 0 | 0 | 0 | 0 | 0 | 0 | 0 | 0 | 0 | 0 | 0 | 0 | 0 | 0 | 0 | 0 | 0 | 0 | 0 | 0 | 0 | 0 | 0
F4_Commercial_Restaurant_Existing_Food Preparation_Natural Gas_Conveyor Oven_E7 | F4 | Commercial | Restaurant | Existing | Food Preparation | Natural Gas | Conveyor Oven | E7 | Utility - Cost of Equipment | 0 | 0 | 0 | 0 | 0 | 0 | 0 | 0 | 0 | 0 | 0 | 0 | 0 | 0 | 0 | 0 | 0 | 0 | 0 | 0 | 0 | 0 | 0 | 0 | 0 | 0 | 0 | 0 | 0 | 0 | 0 | 0 | 0 | 0 | 0 | 0 | 0 | 0 | 0 | 0 | 0 | 0
F4_Commercial_Restaurant_Existing_Food Preparation_Natural Gas_Conveyor Oven_E8 | F4 | Commercial | Restaurant | Existing | Food Preparation | Natural Gas | Conveyor Oven | E8 | Utility - Cost of Equipment | 0 | 0 | 0 | 0 | 0 | 0 | 0 | 0 | 0 | 0 | 0 | 0 | 0 | 0 | 0 | 0 | 0 | 0 | 0 | 0 | 0 | 0 | 0 | 0 | 0 | 0 | 0 | 0 | 0 | 0 | 0 | 0 | 0 | 0 | 0 | 0 | 0 | 0 | 0 | 0 | 0 | 0
F4_Commercial_Restaurant_Existing_Food Preparation_Natural Gas_Conveyor Oven_E9 | F4 | Commercial | Restaurant | Existing | Food Preparation | Natural Gas | Conveyor Oven | E9 | Utility - Cost of Equipment | 0 | 0 | 0 | 0 | 0 | 0 | 0 | 0 | 0 | 0 | 0 | 0 | 0 | 0 | 0 | 0 | 0 | 0 | 0 | 0 | 0 | 0 | 0 | 0 | 0 | 0 | 0 | 0 | 0 | 0 | 0 | 0 | 0 | 0 | 0 | 0 | 0 | 0 | 0 | 0 | 0 | 0
F4_Commercial_Restaurant_Existing_Food Preparation_Natural Gas_Conveyor Oven_E10 | F4 | Commercial | Restaurant | Existing | Food Preparation | Natural Gas | Conveyor Oven | E10 | Utility - Cost of Equipment | 0 | 0 | 0 | 0 | 0 | 0 | 0 | 0 | 0 | 0 | 0 | 0 | 0 | 0 | 0 | 0 | 0 | 0 | 0 | 0 | 0 | 0 | 0 | 0 | 0 | 0 | 0 | 0 | 0 | 0 | 0 | 0 | 0 | 0 | 0 | 0 | 0 | 0 | 0 | 0 | 0 | 0
F5_Commercial_Restaurant_Existing_Food Preparation_Natural Gas_Conveyor Oven_E1 | F5 | Commercial | Restaurant | Existing | Food Preparation | Natural Gas | Conveyor Oven | E1 | Utility - Cost of Operation | 0.41072 | 0.41072 | 0.41072 | 0.41072 | 0.41072 | 0.41072 | 0.41072 | 0.41072 | 0.41072 | 0.41072 | 0.41072 | 0.41072 | 0.41072 | 0.41072 | 0.41072 | 0.41072 | 0.41072 | 0.41072 | 0.41072 | 0.41072 | 0.41072 | 0.41072 | 0.41072 | 0.41072 | 0.41072 | 0.41072 | 0.41072 | 0.41072 | 0.41072 | 0.41072 | 0.41072 | 0.41072 | 0.41072 | 0 | 0 | 0 | 0 | 0 | 0 | 0 | 0 | 0
F5_Commercial_Restaurant_Existing_Food Preparation_Natural Gas_Conveyor Oven_E2 | F5 | Commercial | Restaurant | Existing | Food Preparation | Natural Gas | Conveyor Oven | E2 | Utility - Cost of Operation | 0.50072 | 0.50072 | 0.50072 | 0.50072 | 0.50072 | 0.50072 | 0.50072 | 0.50072 | 0.50072 | 0.50072 | 0.50072 | 0.50072 | 0.50072 | 0.50072 | 0.50072 | 0.50072 | 0.50072 | 0.50072 | 0.50072 | 0.50072 | 0.50072 | 0.50072 | 0.50072 | 0.50072 | 0.50072 | 0.50072 | 0.50072 | 0.50072 | 0.50072 | 0.50072 | 0.50072 | 0.50072 | 0.50072 | 0 | 0 | 0 | 0 | 0 | 0 | 0 | 0 | 0
F5_Commercial_Restaurant_Existing_Food Preparation_Natural Gas_Conveyor Oven_E3 | F5 | Commercial | Restaurant | Existing | Food Preparation | Natural Gas | Conveyor Oven | E3 | Utility - Cost of Operation | 0 | 0 | 0 | 0 | 0 | 0 | 0 | 0 | 0 | 0 | 0 | 0 | 0 | 0 | 0 | 0 | 0 | 0 | 0 | 0 | 0 | 0 | 0 | 0 | 0 | 0 | 0 | 0 | 0 | 0 | 0 | 0 | 0 | 0 | 0 | 0 | 0 | 0 | 0 | 0 | 0 | 0
F5_Commercial_Restaurant_Existing_Food Preparation_Natural Gas_Conveyor Oven_E4 | F5 | Commercial | Restaurant | Existing | Food Preparation | Natural Gas | Conveyor Oven | E4 | Utility - Cost of Operation | 0 | 0 | 0 | 0 | 0 | 0 | 0 | 0 | 0 | 0 | 0 | 0 | 0 | 0 | 0 | 0 | 0 | 0 | 0 | 0 | 0 | 0 | 0 | 0 | 0 | 0 | 0 | 0 | 0 | 0 | 0 | 0 | 0 | 0 | 0 | 0 | 0 | 0 | 0 | 0 | 0 | 0
F5_Commercial_Restaurant_Existing_Food Preparation_Natural Gas_Conveyor Oven_E5 | F5 | Commercial | Restaurant | Existing | Food Preparation | Natural Gas | Conveyor Oven | E5 | Utility - Cost of Operation | 0 | 0 | 0 | 0 | 0 | 0 | 0 | 0 | 0 | 0 | 0 | 0 | 0 | 0 | 0 | 0 | 0 | 0 | 0 | 0 | 0 | 0 | 0 | 0 | 0 | 0 | 0 | 0 | 0 | 0 | 0 | 0 | 0 | 0 | 0 | 0 | 0 | 0 | 0 | 0 | 0 | 0
F5_Commercial_Restaurant_Existing_Food Preparation_Natural Gas_Conveyor Oven_E6 | F5 | Commercial | Restaurant | Existing | Food Preparation | Natural Gas | Conveyor Oven | E6 | Utility - Cost of Operation | 0 | 0 | 0 | 0 | 0 | 0 | 0 | 0 | 0 | 0 | 0 | 0 | 0 | 0 | 0 | 0 | 0 | 0 | 0 | 0 | 0 | 0 | 0 | 0 | 0 | 0 | 0 | 0 | 0 | 0 | 0 | 0 | 0 | 0 | 0 | 0 | 0 | 0 | 0 | 0 | 0 | 0
F5_Commercial_Restaurant_Existing_Food Preparation_Natural Gas_Conveyor Oven_E7 | F5 | Commercial | Restaurant | Existing | Food Preparation | Natural Gas | Conveyor Oven | E7 | Utility - Cost of Operation | 0 | 0 | 0 | 0 | 0 | 0 | 0 | 0 | 0 | 0 | 0 | 0 | 0 | 0 | 0 | 0 | 0 | 0 | 0 | 0 | 0 | 0 | 0 | 0 | 0 | 0 | 0 | 0 | 0 | 0 | 0 | 0 | 0 | 0 | 0 | 0 | 0 | 0 | 0 | 0 | 0 | 0
F5_Commercial_Restaurant_Existing_Food Preparation_Natural Gas_Conveyor Oven_E8 | F5 | Commercial | Restaurant | Existing | Food Preparation | Natural Gas | Conveyor Oven | E8 | Utility - Cost of Operation | 0 | 0 | 0 | 0 | 0 | 0 | 0 | 0 | 0 | 0 | 0 | 0 | 0 | 0 | 0 | 0 | 0 | 0 | 0 | 0 | 0 | 0 | 0 | 0 | 0 | 0 | 0 | 0 | 0 | 0 | 0 | 0 | 0 | 0 | 0 | 0 | 0 | 0 | 0 | 0 | 0 | 0
F5_Commercial_Restaurant_Existing_Food Preparation_Natural Gas_Conveyor Oven_E9 | F5 | Commercial | Restaurant | Existing | Food Preparation | Natural Gas | Conveyor Oven | E9 | Utility - Cost of Operation | 0 | 0 | 0 | 0 | 0 | 0 | 0 | 0 | 0 | 0 | 0 | 0 | 0 | 0 | 0 | 0 | 0 | 0 | 0 | 0 | 0 | 0 | 0 | 0 | 0 | 0 | 0 | 0 | 0 | 0 | 0 | 0 | 0 | 0 | 0 | 0 | 0 | 0 | 0 | 0 | 0 | 0
F5_Commercial_Restaurant_Existing_Food Preparation_Natural Gas_Conveyor Oven_E10 | F5 | Commercial | Restaurant | Existing | Food Preparation | Natural Gas | Conveyor Oven | E10 | Utility - Cost of Operation | 0 | 0 | 0 | 0 | 0 | 0 | 0 | 0 | 0 | 0 | 0 | 0 | 0 | 0 | 0 | 0 | 0 | 0 | 0 | 0 | 0 | 0 | 0 | 0 | 0 | 0 | 0 | 0 | 0 | 0 | 0 | 0 | 0 | 0 | 0 | 0 | 0 | 0 | 0 | 0 | 0 | 0
F6_Commercial_Restaurant_Existing_Food Preparation_Natural Gas_Conveyor Oven_E1 | F6 | Commercial | Restaurant | Existing | Food Preparation | Natural Gas | Conveyor Oven | E1 | Utility - Value of Sales | 1.2673 | 1.2673 | 1.2673 | 1.2673 | 1.2673 | 1.2673 | 1.2673 | 1.2673 | 1.2673 | 1.2673 | 1.2673 | 1.2673 | 1.2673 | 1.2673 | 1.2673 | 1.2673 | 1.2673 | 1.2673 | 1.2673 | 1.2673 | 1.2673 | 1.2673 | 1.2673 | 1.2673 | 1.2673 | 1.2673 | 1.2673 | 1.2673 | 1.2673 | 1.2673 | 1.2673 | 1.2673 | 1.2673 | 0 | 0 | 0 | 0 | 0 | 0 | 0 | 0 | 0
F6_Commercial_Restaurant_Existing_Food Preparation_Natural Gas_Conveyor Oven_E2 | F6 | Commercial | Restaurant | Existing | Food Preparation | Natural Gas | Conveyor Oven | E2 | Utility - Value of Sales | 0.96331 | 0.96331 | 0.96331 | 0.96331 | 0.96331 | 0.96331 | 0.96331 | 0.96331 | 0.96331 | 0.96331 | 0.96331 | 0.96331 | 0.96331 | 0.96331 | 0.96331 | 0.96331 | 0.96331 | 0.96331 | 0.96331 | 0.96331 | 0.96331 | 0.96331 | 0.96331 | 0.96331 | 0.96331 | 0.96331 | 0.96331 | 0.96331 | 0.96331 | 0.96331 | 0.96331 | 0.96331 | 0.96331 | 0 | 0 | 0 | 0 | 0 | 0 | 0 | 0 | 0
F6_Commercial_Restaurant_Existing_Food Preparation_Natural Gas_Conveyor Oven_E3 | F6 | Commercial | Restaurant | Existing | Food Preparation | Natural Gas | Conveyor Oven | E3 | Utility - Value of Sales | 0 | 0 | 0 | 0 | 0 | 0 | 0 | 0 | 0 | 0 | 0 | 0 | 0 | 0 | 0 | 0 | 0 | 0 | 0 | 0 | 0 | 0 | 0 | 0 | 0 | 0 | 0 | 0 | 0 | 0 | 0 | 0 | 0 | 0 | 0 | 0 | 0 | 0 | 0 | 0 | 0 | 0
F6_Commercial_Restaurant_Existing_Food Preparation_Natural Gas_Conveyor Oven_E4 | F6 | Commercial | Restaurant | Existing | Food Preparation | Natural Gas | Conveyor Oven | E4 | Utility - Value of Sales | 0 | 0 | 0 | 0 | 0 | 0 | 0 | 0 | 0 | 0 | 0 | 0 | 0 | 0 | 0 | 0 | 0 | 0 | 0 | 0 | 0 | 0 | 0 | 0 | 0 | 0 | 0 | 0 | 0 | 0 | 0 | 0 | 0 | 0 | 0 | 0 | 0 | 0 | 0 | 0 | 0 | 0
F6_Commercial_Restaurant_Existing_Food Preparation_Natural Gas_Conveyor Oven_E5 | F6 | Commercial | Restaurant | Existing | Food Preparation | Natural Gas | Conveyor Oven | E5 | Utility - Value of Sales | 0 | 0 | 0 | 0 | 0 | 0 | 0 | 0 | 0 | 0 | 0 | 0 | 0 | 0 | 0 | 0 | 0 | 0 | 0 | 0 | 0 | 0 | 0 | 0 | 0 | 0 | 0 | 0 | 0 | 0 | 0 | 0 | 0 | 0 | 0 | 0 | 0 | 0 | 0 | 0 | 0 | 0
F6_Commercial_Restaurant_Existing_Food Preparation_Natural Gas_Conveyor Oven_E6 | F6 | Commercial | Restaurant | Existing | Food Preparation | Natural Gas | Conveyor Oven | E6 | Utility - Value of Sales | 0 | 0 | 0 | 0 | 0 | 0 | 0 | 0 | 0 | 0 | 0 | 0 | 0 | 0 | 0 | 0 | 0 | 0 | 0 | 0 | 0 | 0 | 0 | 0 | 0 | 0 | 0 | 0 | 0 | 0 | 0 | 0 | 0 | 0 | 0 | 0 | 0 | 0 | 0 | 0 | 0 | 0
F6_Commercial_Restaurant_Existing_Food Preparation_Natural Gas_Conveyor Oven_E7 | F6 | Commercial | Restaurant | Existing | Food Preparation | Natural Gas | Conveyor Oven | E7 | Utility - Value of Sales | 0 | 0 | 0 | 0 | 0 | 0 | 0 | 0 | 0 | 0 | 0 | 0 | 0 | 0 | 0 | 0 | 0 | 0 | 0 | 0 | 0 | 0 | 0 | 0 | 0 | 0 | 0 | 0 | 0 | 0 | 0 | 0 | 0 | 0 | 0 | 0 | 0 | 0 | 0 | 0 | 0 | 0
F6_Commercial_Restaurant_Existing_Food Preparation_Natural Gas_Conveyor Oven_E8 | F6 | Commercial | Restaurant | Existing | Food Preparation | Natural Gas | Conveyor Oven | E8 | Utility - Value of Sales | 0 | 0 | 0 | 0 | 0 | 0 | 0 | 0 | 0 | 0 | 0 | 0 | 0 | 0 | 0 | 0 | 0 | 0 | 0 | 0 | 0 | 0 | 0 | 0 | 0 | 0 | 0 | 0 | 0 | 0 | 0 | 0 | 0 | 0 | 0 | 0 | 0 | 0 | 0 | 0 | 0 | 0
F6_Commercial_Restaurant_Existing_Food Preparation_Natural Gas_Conveyor Oven_E9 | F6 | Commercial | Restaurant | Existing | Food Preparation | Natural Gas | Conveyor Oven | E9 | Utility - Value of Sales | 0 | 0 | 0 | 0 | 0 | 0 | 0 | 0 | 0 | 0 | 0 | 0 | 0 | 0 | 0 | 0 | 0 | 0 | 0 | 0 | 0 | 0 | 0 | 0 | 0 | 0 | 0 | 0 | 0 | 0 | 0 | 0 | 0 | 0 | 0 | 0 | 0 | 0 | 0 | 0 | 0 | 0
F6_Commercial_Restaurant_Existing_Food Preparation_Natural Gas_Conveyor Oven_E10 | F6 | Commercial | Restaurant | Existing | Food Preparation | Natural Gas | Conveyor Oven | E10 | Utility - Value of Sales | 0 | 0 | 0 | 0 | 0 | 0 | 0 | 0 | 0 | 0 | 0 | 0 | 0 | 0 | 0 | 0 | 0 | 0 | 0 | 0 | 0 | 0 | 0 | 0 | 0 | 0 | 0 | 0 | 0 | 0 | 0 | 0 | 0 | 0 | 0 | 0 | 0 | 0 | 0 | 0 | 0 | 0
F1_Commercial_Restaurant_Existing_Food Preparation_Natural Gas_Double Rack Oven_E1 | F1 | Commercial | Restaurant | Existing | Food Preparation | Natural Gas | Double Rack Oven | E1 | RVT - Cost of Equipment | 3.1829 | 3.2071 | 3.2342 | 3.2641 | 3.2981 | 3.3374 | 3.3693 | 3.3999 | 3.431 | 3.4633 | 3.4942 | 3.5226 | 3.5515 | 3.582 | 3.6156 | 3.6485 | 3.6833 | 3.7201 | 3.7585 | 3.7977 | 3.8371 | 3.874 | 3.9073 | 3.9368 | 3.9622 | 3.9841 | 3.9993 | 4.0106 | 4.0204 | 4.0288 | 4.0371 | 4.0407 | 4.0407 | 0 | 0 | 0 | 0 | 0 | 0 | 0 | 0 | 0
F1_Commercial_Restaurant_Existing_Food Preparation_Natural Gas_Double Rack Oven_E2 | F1 | Commercial | Restaurant | Existing | Food Preparation | Natural Gas | Double Rack Oven | E2 | RVT - Cost of Equipment | 1.7361 | 1.7493 | 1.7641 | 1.7804 | 1.7989 | 1.8204 | 1.8378 | 1.8545 | 1.8714 | 1.8891 | 1.9059 | 1.9214 | 1.9372 | 1.9538 | 1.9721 | 1.9901 | 2.0091 | 2.0292 | 2.0501 | 2.0715 | 2.093 | 2.1131 | 2.1313 | 2.1473 | 2.1612 | 2.1732 | 2.1814 | 2.1876 | 2.193 | 2.1975 | 2.202 | 2.204 | 2.204 | 0 | 0 | 0 | 0 | 0 | 0 | 0 | 0 | 0
F1_Commercial_Restaurant_Existing_Food Preparation_Natural Gas_Double Rack Oven_E3 | F1 | Commercial | Restaurant | Existing | Food Preparation | Natural Gas | Double Rack Oven | E3 | RVT - Cost of Equipment | 0 | 0 | 0 | 0 | 0 | 0 | 0 | 0 | 0 | 0 | 0 | 0 | 0 | 0 | 0 | 0 | 0 | 0 | 0 | 0 | 0 | 0 | 0 | 0 | 0 | 0 | 0 | 0 | 0 | 0 | 0 | 0 | 0 | 0 | 0 | 0 | 0 | 0 | 0 | 0 | 0 | 0
F1_Commercial_Restaurant_Existing_Food Preparation_Natural Gas_Double Rack Oven_E4 | F1 | Commercial | Restaurant | Existing | Food Preparation | Natural Gas | Double Rack Oven | E4 | RVT - Cost of Equipment | 0 | 0 | 0 | 0 | 0 | 0 | 0 | 0 | 0 | 0 | 0 | 0 | 0 | 0 | 0 | 0 | 0 | 0 | 0 | 0 | 0 | 0 | 0 | 0 | 0 | 0 | 0 | 0 | 0 | 0 | 0 | 0 | 0 | 0 | 0 | 0 | 0 | 0 | 0 | 0 | 0 | 0
F1_Commercial_Restaurant_Existing_Food Preparation_Natural Gas_Double Rack Oven_E5 | F1 | Commercial | Restaurant | Existing | Food Preparation | Natural Gas | Double Rack Oven | E5 | RVT - Cost of Equipment | 0 | 0 | 0 | 0 | 0 | 0 | 0 | 0 | 0 | 0 | 0 | 0 | 0 | 0 | 0 | 0 | 0 | 0 | 0 | 0 | 0 | 0 | 0 | 0 | 0 | 0 | 0 | 0 | 0 | 0 | 0 | 0 | 0 | 0 | 0 | 0 | 0 | 0 | 0 | 0 | 0 | 0
F1_Commercial_Restaurant_Existing_Food Preparation_Natural Gas_Double Rack Oven_E6 | F1 | Commercial | Restaurant | Existing | Food Preparation | Natural Gas | Double Rack Oven | E6 | RVT - Cost of Equipment | 0 | 0 | 0 | 0 | 0 | 0 | 0 | 0 | 0 | 0 | 0 | 0 | 0 | 0 | 0 | 0 | 0 | 0 | 0 | 0 | 0 | 0 | 0 | 0 | 0 | 0 | 0 | 0 | 0 | 0 | 0 | 0 | 0 | 0 | 0 | 0 | 0 | 0 | 0 | 0 | 0 | 0
F1_Commercial_Restaurant_Existing_Food Preparation_Natural Gas_Double Rack Oven_E7 | F1 | Commercial | Restaurant | Existing | Food Preparation | Natural Gas | Double Rack Oven | E7 | RVT - Cost of Equipment | 0 | 0 | 0 | 0 | 0 | 0 | 0 | 0 | 0 | 0 | 0 | 0 | 0 | 0 | 0 | 0 | 0 | 0 | 0 | 0 | 0 | 0 | 0 | 0 | 0 | 0 | 0 | 0 | 0 | 0 | 0 | 0 | 0 | 0 | 0 | 0 | 0 | 0 | 0 | 0 | 0 | 0
F1_Commercial_Restaurant_Existing_Food Preparation_Natural Gas_Double Rack Oven_E8 | F1 | Commercial | Restaurant | Existing | Food Preparation | Natural Gas | Double Rack Oven | E8 | RVT - Cost of Equipment | 0 | 0 | 0 | 0 | 0 | 0 | 0 | 0 | 0 | 0 | 0 | 0 | 0 | 0 | 0 | 0 | 0 | 0 | 0 | 0 | 0 | 0 | 0 | 0 | 0 | 0 | 0 | 0 | 0 | 0 | 0 | 0 | 0 | 0 | 0 | 0 | 0 | 0 | 0 | 0 | 0 | 0
F1_Commercial_Restaurant_Existing_Food Preparation_Natural Gas_Double Rack Oven_E9 | F1 | Commercial | Restaurant | Existing | Food Preparation | Natural Gas | Double Rack Oven | E9 | RVT - Cost of Equipment | 0 | 0 | 0 | 0 | 0 | 0 | 0 | 0 | 0 | 0 | 0 | 0 | 0 | 0 | 0 | 0 | 0 | 0 | 0 | 0 | 0 | 0 | 0 | 0 | 0 | 0 | 0 | 0 | 0 | 0 | 0 | 0 | 0 | 0 | 0 | 0 | 0 | 0 | 0 | 0 | 0 | 0
F1_Commercial_Restaurant_Existing_Food Preparation_Natural Gas_Double Rack Oven_E10 | F1 | Commercial | Restaurant | Existing | Food Preparation | Natural Gas | Double Rack Oven | E10 | RVT - Cost of Equipment | 0 | 0 | 0 | 0 | 0 | 0 | 0 | 0 | 0 | 0 | 0 | 0 | 0 | 0 | 0 | 0 | 0 | 0 | 0 | 0 | 0 | 0 | 0 | 0 | 0 | 0 | 0 | 0 | 0 | 0 | 0 | 0 | 0 | 0 | 0 | 0 | 0 | 0 | 0 | 0 | 0 | 0
F2_Commercial_Restaurant_Existing_Food Preparation_Natural Gas_Double Rack Oven_E1 | F2 | Commercial | Restaurant | Existing | Food Preparation | Natural Gas | Double Rack Oven | E1 | RVT - Cost of Operation | 3.8133 | 3.8424 | 3.8748 | 3.9106 | 3.9513 | 3.9984 | 4.0366 | 4.0733 | 4.1105 | 4.1493 | 4.1863 | 4.2202 | 4.255 | 4.2915 | 4.3317 | 4.3711 | 4.4129 | 4.4569 | 4.5029 | 4.5499 | 4.5971 | 4.6413 | 4.6812 | 4.7165 | 4.747 | 4.7733 | 4.7914 | 4.805 | 4.8167 | 4.8267 | 4.8367 | 4.841 | 4.841 | 0 | 0 | 0 | 0 | 0 | 0 | 0 | 0 | 0
F2_Commercial_Restaurant_Existing_Food Preparation_Natural Gas_Double Rack Oven_E2 | F2 | Commercial | Restaurant | Existing | Food Preparation | Natural Gas | Double Rack Oven | E2 | RVT - Cost of Operation | 2.08 | 2.0958 | 2.1135 | 2.133 | 2.1552 | 2.1809 | 2.2018 | 2.2218 | 2.2421 | 2.2633 | 2.2834 | 2.302 | 2.3209 | 2.3408 | 2.3628 | 2.3842 | 2.407 | 2.4311 | 2.4561 | 2.4817 | 2.5075 | 2.5316 | 2.5534 | 2.5726 | 2.5893 | 2.6036 | 2.6135 | 2.6209 | 2.6273 | 2.6328 | 2.6382 | 2.6406 | 2.6406 | 0 | 0 | 0 | 0 | 0 | 0 | 0 | 0 | 0
F2_Commercial_Restaurant_Existing_Food Preparation_Natural Gas_Double Rack Oven_E3 | F2 | Commercial | Restaurant | Existing | Food Preparation | Natural Gas | Double Rack Oven | E3 | RVT - Cost of Operation | 0 | 0 | 0 | 0 | 0 | 0 | 0 | 0 | 0 | 0 | 0 | 0 | 0 | 0 | 0 | 0 | 0 | 0 | 0 | 0 | 0 | 0 | 0 | 0 | 0 | 0 | 0 | 0 | 0 | 0 | 0 | 0 | 0 | 0 | 0 | 0 | 0 | 0 | 0 | 0 | 0 | 0
F2_Commercial_Restaurant_Existing_Food Preparation_Natural Gas_Double Rack Oven_E4 | F2 | Commercial | Restaurant | Existing | Food Preparation | Natural Gas | Double Rack Oven | E4 | RVT - Cost of Operation | 0 | 0 | 0 | 0 | 0 | 0 | 0 | 0 | 0 | 0 | 0 | 0 | 0 | 0 | 0 | 0 | 0 | 0 | 0 | 0 | 0 | 0 | 0 | 0 | 0 | 0 | 0 | 0 | 0 | 0 | 0 | 0 | 0 | 0 | 0 | 0 | 0 | 0 | 0 | 0 | 0 | 0
F2_Commercial_Restaurant_Existing_Food Preparation_Natural Gas_Double Rack Oven_E5 | F2 | Commercial | Restaurant | Existing | Food Preparation | Natural Gas | Double Rack Oven | E5 | RVT - Cost of Operation | 0 | 0 | 0 | 0 | 0 | 0 | 0 | 0 | 0 | 0 | 0 | 0 | 0 | 0 | 0 | 0 | 0 | 0 | 0 | 0 | 0 | 0 | 0 | 0 | 0 | 0 | 0 | 0 | 0 | 0 | 0 | 0 | 0 | 0 | 0 | 0 | 0 | 0 | 0 | 0 | 0 | 0
F2_Commercial_Restaurant_Existing_Food Preparation_Natural Gas_Double Rack Oven_E6 | F2 | Commercial | Restaurant | Existing | Food Preparation | Natural Gas | Double Rack Oven | E6 | RVT - Cost of Operation | 0 | 0 | 0 | 0 | 0 | 0 | 0 | 0 | 0 | 0 | 0 | 0 | 0 | 0 | 0 | 0 | 0 | 0 | 0 | 0 | 0 | 0 | 0 | 0 | 0 | 0 | 0 | 0 | 0 | 0 | 0 | 0 | 0 | 0 | 0 | 0 | 0 | 0 | 0 | 0 | 0 | 0
F2_Commercial_Restaurant_Existing_Food Preparation_Natural Gas_Double Rack Oven_E7 | F2 | Commercial | Restaurant | Existing | Food Preparation | Natural Gas | Double Rack Oven | E7 | RVT - Cost of Operation | 0 | 0 | 0 | 0 | 0 | 0 | 0 | 0 | 0 | 0 | 0 | 0 | 0 | 0 | 0 | 0 | 0 | 0 | 0 | 0 | 0 | 0 | 0 | 0 | 0 | 0 | 0 | 0 | 0 | 0 | 0 | 0 | 0 | 0 | 0 | 0 | 0 | 0 | 0 | 0 | 0 | 0
F2_Commercial_Restaurant_Existing_Food Preparation_Natural Gas_Double Rack Oven_E8 | F2 | Commercial | Restaurant | Existing | Food Preparation | Natural Gas | Double Rack Oven | E8 | RVT - Cost of Operation | 0 | 0 | 0 | 0 | 0 | 0 | 0 | 0 | 0 | 0 | 0 | 0 | 0 | 0 | 0 | 0 | 0 | 0 | 0 | 0 | 0 | 0 | 0 | 0 | 0 | 0 | 0 | 0 | 0 | 0 | 0 | 0 | 0 | 0 | 0 | 0 | 0 | 0 | 0 | 0 | 0 | 0
F2_Commercial_Restaurant_Existing_Food Preparation_Natural Gas_Double Rack Oven_E9 | F2 | Commercial | Restaurant | Existing | Food Preparation | Natural Gas | Double Rack Oven | E9 | RVT - Cost of Operation | 0 | 0 | 0 | 0 | 0 | 0 | 0 | 0 | 0 | 0 | 0 | 0 | 0 | 0 | 0 | 0 | 0 | 0 | 0 | 0 | 0 | 0 | 0 | 0 | 0 | 0 | 0 | 0 | 0 | 0 | 0 | 0 | 0 | 0 | 0 | 0 | 0 | 0 | 0 | 0 | 0 | 0
F2_Commercial_Restaurant_Existing_Food Preparation_Natural Gas_Double Rack Oven_E10 | F2 | Commercial | Restaurant | Existing | Food Preparation | Natural Gas | Double Rack Oven | E10 | RVT - Cost of Operation | 0 | 0 | 0 | 0 | 0 | 0 | 0 | 0 | 0 | 0 | 0 | 0 | 0 | 0 | 0 | 0 | 0 | 0 | 0 | 0 | 0 | 0 | 0 | 0 | 0 | 0 | 0 | 0 | 0 | 0 | 0 | 0 | 0 | 0 | 0 | 0 | 0 | 0 | 0 | 0 | 0 | 0
F3_Commercial_Restaurant_Existing_Food Preparation_Natural Gas_Double Rack Oven_E1 | F3 | Commercial | Restaurant | Existing | Food Preparation | Natural Gas | Double Rack Oven | E1 | System - kBTUs of Consumption | 0.77109 | 0.77109 | 0.77109 | 0.77109 | 0.77109 | 0.77109 | 0.77109 | 0.77109 | 0.77109 | 0.77109 | 0.77109 | 0.77109 | 0.77109 | 0.77109 | 0.77109 | 0.77109 | 0.77109 | 0.77109 | 0.77109 | 0.77109 | 0.77109 | 0.77109 | 0.77109 | 0.77109 | 0.77109 | 0.77109 | 0.77109 | 0.77109 | 0.77109 | 0.77109 | 0.77109 | 0.77109 | 0.77109 | 0 | 0 | 0 | 0 | 0 | 0 | 0 | 0 | 0
F3_Commercial_Restaurant_Existing_Food Preparation_Natural Gas_Double Rack Oven_E2 | F3 | Commercial | Restaurant | Existing | Food Preparation | Natural Gas | Double Rack Oven | E2 | System - kBTUs of Consumption | 1.0255 | 1.0255 | 1.0255 | 1.0255 | 1.0255 | 1.0255 | 1.0255 | 1.0255 | 1.0255 | 1.0255 | 1.0255 | 1.0255 | 1.0255 | 1.0255 | 1.0255 | 1.0255 | 1.0255 | 1.0255 | 1.0255 | 1.0255 | 1.0255 | 1.0255 | 1.0255 | 1.0255 | 1.0255 | 1.0255 | 1.0255 | 1.0255 | 1.0255 | 1.0255 | 1.0255 | 1.0255 | 1.0255 | 0 | 0 | 0 | 0 | 0 | 0 | 0 | 0 | 0
F3_Commercial_Restaurant_Existing_Food Preparation_Natural Gas_Double Rack Oven_E3 | F3 | Commercial | Restaurant | Existing | Food Preparation | Natural Gas | Double Rack Oven | E3 | System - kBTUs of Consumption | 0 | 0 | 0 | 0 | 0 | 0 | 0 | 0 | 0 | 0 | 0 | 0 | 0 | 0 | 0 | 0 | 0 | 0 | 0 | 0 | 0 | 0 | 0 | 0 | 0 | 0 | 0 | 0 | 0 | 0 | 0 | 0 | 0 | 0 | 0 | 0 | 0 | 0 | 0 | 0 | 0 | 0
F3_Commercial_Restaurant_Existing_Food Preparation_Natural Gas_Double Rack Oven_E4 | F3 | Commercial | Restaurant | Existing | Food Preparation | Natural Gas | Double Rack Oven | E4 | System - kBTUs of Consumption | 0 | 0 | 0 | 0 | 0 | 0 | 0 | 0 | 0 | 0 | 0 | 0 | 0 | 0 | 0 | 0 | 0 | 0 | 0 | 0 | 0 | 0 | 0 | 0 | 0 | 0 | 0 | 0 | 0 | 0 | 0 | 0 | 0 | 0 | 0 | 0 | 0 | 0 | 0 | 0 | 0 | 0
F3_Commercial_Restaurant_Existing_Food Preparation_Natural Gas_Double Rack Oven_E5 | F3 | Commercial | Restaurant | Existing | Food Preparation | Natural Gas | Double Rack Oven | E5 | System - kBTUs of Consumption | 0 | 0 | 0 | 0 | 0 | 0 | 0 | 0 | 0 | 0 | 0 | 0 | 0 | 0 | 0 | 0 | 0 | 0 | 0 | 0 | 0 | 0 | 0 | 0 | 0 | 0 | 0 | 0 | 0 | 0 | 0 | 0 | 0 | 0 | 0 | 0 | 0 | 0 | 0 | 0 | 0 | 0
F3_Commercial_Restaurant_Existing_Food Preparation_Natural Gas_Double Rack Oven_E6 | F3 | Commercial | Restaurant | Existing | Food Preparation | Natural Gas | Double Rack Oven | E6 | System - kBTUs of Consumption | 0 | 0 | 0 | 0 | 0 | 0 | 0 | 0 | 0 | 0 | 0 | 0 | 0 | 0 | 0 | 0 | 0 | 0 | 0 | 0 | 0 | 0 | 0 | 0 | 0 | 0 | 0 | 0 | 0 | 0 | 0 | 0 | 0 | 0 | 0 | 0 | 0 | 0 | 0 | 0 | 0 | 0
F3_Commercial_Restaurant_Existing_Food Preparation_Natural Gas_Double Rack Oven_E7 | F3 | Commercial | Restaurant | Existing | Food Preparation | Natural Gas | Double Rack Oven | E7 | System - kBTUs of Consumption | 0 | 0 | 0 | 0 | 0 | 0 | 0 | 0 | 0 | 0 | 0 | 0 | 0 | 0 | 0 | 0 | 0 | 0 | 0 | 0 | 0 | 0 | 0 | 0 | 0 | 0 | 0 | 0 | 0 | 0 | 0 | 0 | 0 | 0 | 0 | 0 | 0 | 0 | 0 | 0 | 0 | 0
F3_Commercial_Restaurant_Existing_Food Preparation_Natural Gas_Double Rack Oven_E8 | F3 | Commercial | Restaurant | Existing | Food Preparation | Natural Gas | Double Rack Oven | E8 | System - kBTUs of Consumption | 0 | 0 | 0 | 0 | 0 | 0 | 0 | 0 | 0 | 0 | 0 | 0 | 0 | 0 | 0 | 0 | 0 | 0 | 0 | 0 | 0 | 0 | 0 | 0 | 0 | 0 | 0 | 0 | 0 | 0 | 0 | 0 | 0 | 0 | 0 | 0 | 0 | 0 | 0 | 0 | 0 | 0
F3_Commercial_Restaurant_Existing_Food Preparation_Natural Gas_Double Rack Oven_E9 | F3 | Commercial | Restaurant | Existing | Food Preparation | Natural Gas | Double Rack Oven | E9 | System - kBTUs of Consumption | 0 | 0 | 0 | 0 | 0 | 0 | 0 | 0 | 0 | 0 | 0 | 0 | 0 | 0 | 0 | 0 | 0 | 0 | 0 | 0 | 0 | 0 | 0 | 0 | 0 | 0 | 0 | 0 | 0 | 0 | 0 | 0 | 0 | 0 | 0 | 0 | 0 | 0 | 0 | 0 | 0 | 0
F3_Commercial_Restaurant_Existing_Food Preparation_Natural Gas_Double Rack Oven_E10 | F3 | Commercial | Restaurant | Existing | Food Preparation | Natural Gas | Double Rack Oven | E10 | System - kBTUs of Consumption | 0 | 0 | 0 | 0 | 0 | 0 | 0 | 0 | 0 | 0 | 0 | 0 | 0 | 0 | 0 | 0 | 0 | 0 | 0 | 0 | 0 | 0 | 0 | 0 | 0 | 0 | 0 | 0 | 0 | 0 | 0 | 0 | 0 | 0 | 0 | 0 | 0 | 0 | 0 | 0 | 0 | 0
F4_Commercial_Restaurant_Existing_Food Preparation_Natural Gas_Double Rack Oven_E1 | F4 | Commercial | Restaurant | Existing | Food Preparation | Natural Gas | Double Rack Oven | E1 | Utility - Cost of Equipment | 3.8133 | 3.8424 | 3.8748 | 3.9106 | 3.9513 | 3.9984 | 4.0366 | 4.0733 | 4.1105 | 4.1493 | 4.1863 | 4.2202 | 4.255 | 4.2915 | 4.3317 | 4.3711 | 4.4129 | 4.4569 | 4.5029 | 4.5499 | 4.5971 | 4.6413 | 4.6812 | 4.7165 | 4.747 | 4.7733 | 4.7914 | 4.805 | 4.8167 | 4.8267 | 4.8367 | 4.841 | 4.841 | 0 | 0 | 0 | 0 | 0 | 0 | 0 | 0 | 0
F4_Commercial_Restaurant_Existing_Food Preparation_Natural Gas_Double Rack Oven_E2 | F4 | Commercial | Restaurant | Existing | Food Preparation | Natural Gas | Double Rack Oven | E2 | Utility - Cost of Equipment | 2.08 | 2.0958 | 2.1135 | 2.133 | 2.1552 | 2.1809 | 2.2018 | 2.2218 | 2.2421 | 2.2633 | 2.2834 | 2.302 | 2.3209 | 2.3408 | 2.3628 | 2.3842 | 2.407 | 2.4311 | 2.4561 | 2.4817 | 2.5075 | 2.5316 | 2.5534 | 2.5726 | 2.5893 | 2.6036 | 2.6135 | 2.6209 | 2.6273 | 2.6328 | 2.6382 | 2.6406 | 2.6406 | 0 | 0 | 0 | 0 | 0 | 0 | 0 | 0 | 0
F4_Commercial_Restaurant_Existing_Food Preparation_Natural Gas_Double Rack Oven_E3 | F4 | Commercial | Restaurant | Existing | Food Preparation | Natural Gas | Double Rack Oven | E3 | Utility - Cost of Equipment | 0 | 0 | 0 | 0 | 0 | 0 | 0 | 0 | 0 | 0 | 0 | 0 | 0 | 0 | 0 | 0 | 0 | 0 | 0 | 0 | 0 | 0 | 0 | 0 | 0 | 0 | 0 | 0 | 0 | 0 | 0 | 0 | 0 | 0 | 0 | 0 | 0 | 0 | 0 | 0 | 0 | 0
F4_Commercial_Restaurant_Existing_Food Preparation_Natural Gas_Double Rack Oven_E4 | F4 | Commercial | Restaurant | Existing | Food Preparation | Natural Gas | Double Rack Oven | E4 | Utility - Cost of Equipment | 0 | 0 | 0 | 0 | 0 | 0 | 0 | 0 | 0 | 0 | 0 | 0 | 0 | 0 | 0 | 0 | 0 | 0 | 0 | 0 | 0 | 0 | 0 | 0 | 0 | 0 | 0 | 0 | 0 | 0 | 0 | 0 | 0 | 0 | 0 | 0 | 0 | 0 | 0 | 0 | 0 | 0
F4_Commercial_Restaurant_Existing_Food Preparation_Natural Gas_Double Rack Oven_E5 | F4 | Commercial | Restaurant | Existing | Food Preparation | Natural Gas | Double Rack Oven | E5 | Utility - Cost of Equipment | 0 | 0 | 0 | 0 | 0 | 0 | 0 | 0 | 0 | 0 | 0 | 0 | 0 | 0 | 0 | 0 | 0 | 0 | 0 | 0 | 0 | 0 | 0 | 0 | 0 | 0 | 0 | 0 | 0 | 0 | 0 | 0 | 0 | 0 | 0 | 0 | 0 | 0 | 0 | 0 | 0 | 0
F4_Commercial_Restaurant_Existing_Food Preparation_Natural Gas_Double Rack Oven_E6 | F4 | Commercial | Restaurant | Existing | Food Preparation | Natural Gas | Double Rack Oven | E6 | Utility - Cost of Equipment | 0 | 0 | 0 | 0 | 0 | 0 | 0 | 0 | 0 | 0 | 0 | 0 | 0 | 0 | 0 | 0 | 0 | 0 | 0 | 0 | 0 | 0 | 0 | 0 | 0 | 0 | 0 | 0 | 0 | 0 | 0 | 0 | 0 | 0 | 0 | 0 | 0 | 0 | 0 | 0 | 0 | 0
F4_Commercial_Restaurant_Existing_Food Preparation_Natural Gas_Double Rack Oven_E7 | F4 | Commercial | Restaurant | Existing | Food Preparation | Natural Gas | Double Rack Oven | E7 | Utility - Cost of Equipment | 0 | 0 | 0 | 0 | 0 | 0 | 0 | 0 | 0 | 0 | 0 | 0 | 0 | 0 | 0 | 0 | 0 | 0 | 0 | 0 | 0 | 0 | 0 | 0 | 0 | 0 | 0 | 0 | 0 | 0 | 0 | 0 | 0 | 0 | 0 | 0 | 0 | 0 | 0 | 0 | 0 | 0
F4_Commercial_Restaurant_Existing_Food Preparation_Natural Gas_Double Rack Oven_E8 | F4 | Commercial | Restaurant | Existing | Food Preparation | Natural Gas | Double Rack Oven | E8 | Utility - Cost of Equipment | 0 | 0 | 0 | 0 | 0 | 0 | 0 | 0 | 0 | 0 | 0 | 0 | 0 | 0 | 0 | 0 | 0 | 0 | 0 | 0 | 0 | 0 | 0 | 0 | 0 | 0 | 0 | 0 | 0 | 0 | 0 | 0 | 0 | 0 | 0 | 0 | 0 | 0 | 0 | 0 | 0 | 0
F4_Commercial_Restaurant_Existing_Food Preparation_Natural Gas_Double Rack Oven_E9 | F4 | Commercial | Restaurant | Existing | Food Preparation | Natural Gas | Double Rack Oven | E9 | Utility - Cost of Equipment | 0 | 0 | 0 | 0 | 0 | 0 | 0 | 0 | 0 | 0 | 0 | 0 | 0 | 0 | 0 | 0 | 0 | 0 | 0 | 0 | 0 | 0 | 0 | 0 | 0 | 0 | 0 | 0 | 0 | 0 | 0 | 0 | 0 | 0 | 0 | 0 | 0 | 0 | 0 | 0 | 0 | 0
F4_Commercial_Restaurant_Existing_Food Preparation_Natural Gas_Double Rack Oven_E10 | F4 | Commercial | Restaurant | Existing | Food Preparation | Natural Gas | Double Rack Oven | E10 | Utility - Cost of Equipment | 0 | 0 | 0 | 0 | 0 | 0 | 0 | 0 | 0 | 0 | 0 | 0 | 0 | 0 | 0 | 0 | 0 | 0 | 0 | 0 | 0 | 0 | 0 | 0 | 0 | 0 | 0 | 0 | 0 | 0 | 0 | 0 | 0 | 0 | 0 | 0 | 0 | 0 | 0 | 0 | 0 | 0
F5_Commercial_Restaurant_Existing_Food Preparation_Natural Gas_Double Rack Oven_E1 | F5 | Commercial | Restaurant | Existing | Food Preparation | Natural Gas | Double Rack Oven | E1 | Utility - Cost of Operation | 0.77109 | 0.77109 | 0.77109 | 0.77109 | 0.77109 | 0.77109 | 0.77109 | 0.77109 | 0.77109 | 0.77109 | 0.77109 | 0.77109 | 0.77109 | 0.77109 | 0.77109 | 0.77109 | 0.77109 | 0.77109 | 0.77109 | 0.77109 | 0.77109 | 0.77109 | 0.77109 | 0.77109 | 0.77109 | 0.77109 | 0.77109 | 0.77109 | 0.77109 | 0.77109 | 0.77109 | 0.77109 | 0.77109 | 0 | 0 | 0 | 0 | 0 | 0 | 0 | 0 | 0
F5_Commercial_Restaurant_Existing_Food Preparation_Natural Gas_Double Rack Oven_E2 | F5 | Commercial | Restaurant | Existing | Food Preparation | Natural Gas | Double Rack Oven | E2 | Utility - Cost of Operation | 1.0255 | 1.0255 | 1.0255 | 1.0255 | 1.0255 | 1.0255 | 1.0255 | 1.0255 | 1.0255 | 1.0255 | 1.0255 | 1.0255 | 1.0255 | 1.0255 | 1.0255 | 1.0255 | 1.0255 | 1.0255 | 1.0255 | 1.0255 | 1.0255 | 1.0255 | 1.0255 | 1.0255 | 1.0255 | 1.0255 | 1.0255 | 1.0255 | 1.0255 | 1.0255 | 1.0255 | 1.0255 | 1.0255 | 0 | 0 | 0 | 0 | 0 | 0 | 0 | 0 | 0
F5_Commercial_Restaurant_Existing_Food Preparation_Natural Gas_Double Rack Oven_E3 | F5 | Commercial | Restaurant | Existing | Food Preparation | Natural Gas | Double Rack Oven | E3 | Utility - Cost of Operation | 0 | 0 | 0 | 0 | 0 | 0 | 0 | 0 | 0 | 0 | 0 | 0 | 0 | 0 | 0 | 0 | 0 | 0 | 0 | 0 | 0 | 0 | 0 | 0 | 0 | 0 | 0 | 0 | 0 | 0 | 0 | 0 | 0 | 0 | 0 | 0 | 0 | 0 | 0 | 0 | 0 | 0
F5_Commercial_Restaurant_Existing_Food Preparation_Natural Gas_Double Rack Oven_E4 | F5 | Commercial | Restaurant | Existing | Food Preparation | Natural Gas | Double Rack Oven | E4 | Utility - Cost of Operation | 0 | 0 | 0 | 0 | 0 | 0 | 0 | 0 | 0 | 0 | 0 | 0 | 0 | 0 | 0 | 0 | 0 | 0 | 0 | 0 | 0 | 0 | 0 | 0 | 0 | 0 | 0 | 0 | 0 | 0 | 0 | 0 | 0 | 0 | 0 | 0 | 0 | 0 | 0 | 0 | 0 | 0
F5_Commercial_Restaurant_Existing_Food Preparation_Natural Gas_Double Rack Oven_E5 | F5 | Commercial | Restaurant | Existing | Food Preparation | Natural Gas | Double Rack Oven | E5 | Utility - Cost of Operation | 0 | 0 | 0 | 0 | 0 | 0 | 0 | 0 | 0 | 0 | 0 | 0 | 0 | 0 | 0 | 0 | 0 | 0 | 0 | 0 | 0 | 0 | 0 | 0 | 0 | 0 | 0 | 0 | 0 | 0 | 0 | 0 | 0 | 0 | 0 | 0 | 0 | 0 | 0 | 0 | 0 | 0
F5_Commercial_Restaurant_Existing_Food Preparation_Natural Gas_Double Rack Oven_E6 | F5 | Commercial | Restaurant | Existing | Food Preparation | Natural Gas | Double Rack Oven | E6 | Utility - Cost of Operation | 0 | 0 | 0 | 0 | 0 | 0 | 0 | 0 | 0 | 0 | 0 | 0 | 0 | 0 | 0 | 0 | 0 | 0 | 0 | 0 | 0 | 0 | 0 | 0 | 0 | 0 | 0 | 0 | 0 | 0 | 0 | 0 | 0 | 0 | 0 | 0 | 0 | 0 | 0 | 0 | 0 | 0
F5_Commercial_Restaurant_Existing_Food Preparation_Natural Gas_Double Rack Oven_E7 | F5 | Commercial | Restaurant | Existing | Food Preparation | Natural Gas | Double Rack Oven | E7 | Utility - Cost of Operation | 0 | 0 | 0 | 0 | 0 | 0 | 0 | 0 | 0 | 0 | 0 | 0 | 0 | 0 | 0 | 0 | 0 | 0 | 0 | 0 | 0 | 0 | 0 | 0 | 0 | 0 | 0 | 0 | 0 | 0 | 0 | 0 | 0 | 0 | 0 | 0 | 0 | 0 | 0 | 0 | 0 | 0
F5_Commercial_Restaurant_Existing_Food Preparation_Natural Gas_Double Rack Oven_E8 | F5 | Commercial | Restaurant | Existing | Food Preparation | Natural Gas | Double Rack Oven | E8 | Utility - Cost of Operation | 0 | 0 | 0 | 0 | 0 | 0 | 0 | 0 | 0 | 0 | 0 | 0 | 0 | 0 | 0 | 0 | 0 | 0 | 0 | 0 | 0 | 0 | 0 | 0 | 0 | 0 | 0 | 0 | 0 | 0 | 0 | 0 | 0 | 0 | 0 | 0 | 0 | 0 | 0 | 0 | 0 | 0
F5_Commercial_Restaurant_Existing_Food Preparation_Natural Gas_Double Rack Oven_E9 | F5 | Commercial | Restaurant | Existing | Food Preparation | Natural Gas | Double Rack Oven | E9 | Utility - Cost of Operation | 0 | 0 | 0 | 0 | 0 | 0 | 0 | 0 | 0 | 0 | 0 | 0 | 0 | 0 | 0 | 0 | 0 | 0 | 0 | 0 | 0 | 0 | 0 | 0 | 0 | 0 | 0 | 0 | 0 | 0 | 0 | 0 | 0 | 0 | 0 | 0 | 0 | 0 | 0 | 0 | 0 | 0
F5_Commercial_Restaurant_Existing_Food Preparation_Natural Gas_Double Rack Oven_E10 | F5 | Commercial | Restaurant | Existing | Food Preparation | Natural Gas | Double Rack Oven | E10 | Utility - Cost of Operation | 0 | 0 | 0 | 0 | 0 | 0 | 0 | 0 | 0 | 0 | 0 | 0 | 0 | 0 | 0 | 0 | 0 | 0 | 0 | 0 | 0 | 0 | 0 | 0 | 0 | 0 | 0 | 0 | 0 | 0 | 0 | 0 | 0 | 0 | 0 | 0 | 0 | 0 | 0 | 0 | 0 | 0
F6_Commercial_Restaurant_Existing_Food Preparation_Natural Gas_Double Rack Oven_E1 | F6 | Commercial | Restaurant | Existing | Food Preparation | Natural Gas | Double Rack Oven | E1 | Utility - Value of Sales | 2.2584 | 2.2584 | 2.2584 | 2.2584 | 2.2584 | 2.2584 | 2.2584 | 2.2584 | 2.2584 | 2.2584 | 2.2584 | 2.2584 | 2.2584 | 2.2584 | 2.2584 | 2.2584 | 2.2584 | 2.2584 | 2.2584 | 2.2584 | 2.2584 | 2.2584 | 2.2584 | 2.2584 | 2.2584 | 2.2584 | 2.2584 | 2.2584 | 2.2584 | 2.2584 | 2.2584 | 2.2584 | 2.2584 | 0 | 0 | 0 | 0 | 0 | 0 | 0 | 0 | 0
F6_Commercial_Restaurant_Existing_Food Preparation_Natural Gas_Double Rack Oven_E2 | F6 | Commercial | Restaurant | Existing | Food Preparation | Natural Gas | Double Rack Oven | E2 | Utility - Value of Sales | 1.2319 | 1.2319 | 1.2319 | 1.2319 | 1.2319 | 1.2319 | 1.2319 | 1.2319 | 1.2319 | 1.2319 | 1.2319 | 1.2319 | 1.2319 | 1.2319 | 1.2319 | 1.2319 | 1.2319 | 1.2319 | 1.2319 | 1.2319 | 1.2319 | 1.2319 | 1.2319 | 1.2319 | 1.2319 | 1.2319 | 1.2319 | 1.2319 | 1.2319 | 1.2319 | 1.2319 | 1.2319 | 1.2319 | 0 | 0 | 0 | 0 | 0 | 0 | 0 | 0 | 0
F6_Commercial_Restaurant_Existing_Food Preparation_Natural Gas_Double Rack Oven_E3 | F6 | Commercial | Restaurant | Existing | Food Preparation | Natural Gas | Double Rack Oven | E3 | Utility - Value of Sales | 0 | 0 | 0 | 0 | 0 | 0 | 0 | 0 | 0 | 0 | 0 | 0 | 0 | 0 | 0 | 0 | 0 | 0 | 0 | 0 | 0 | 0 | 0 | 0 | 0 | 0 | 0 | 0 | 0 | 0 | 0 | 0 | 0 | 0 | 0 | 0 | 0 | 0 | 0 | 0 | 0 | 0
F6_Commercial_Restaurant_Existing_Food Preparation_Natural Gas_Double Rack Oven_E4 | F6 | Commercial | Restaurant | Existing | Food Preparation | Natural Gas | Double Rack Oven | E4 | Utility - Value of Sales | 0 | 0 | 0 | 0 | 0 | 0 | 0 | 0 | 0 | 0 | 0 | 0 | 0 | 0 | 0 | 0 | 0 | 0 | 0 | 0 | 0 | 0 | 0 | 0 | 0 | 0 | 0 | 0 | 0 | 0 | 0 | 0 | 0 | 0 | 0 | 0 | 0 | 0 | 0 | 0 | 0 | 0
F6_Commercial_Restaurant_Existing_Food Preparation_Natural Gas_Double Rack Oven_E5 | F6 | Commercial | Restaurant | Existing | Food Preparation | Natural Gas | Double Rack Oven | E5 | Utility - Value of Sales | 0 | 0 | 0 | 0 | 0 | 0 | 0 | 0 | 0 | 0 | 0 | 0 | 0 | 0 | 0 | 0 | 0 | 0 | 0 | 0 | 0 | 0 | 0 | 0 | 0 | 0 | 0 | 0 | 0 | 0 | 0 | 0 | 0 | 0 | 0 | 0 | 0 | 0 | 0 | 0 | 0 | 0
F6_Commercial_Restaurant_Existing_Food Preparation_Natural Gas_Double Rack Oven_E6 | F6 | Commercial | Restaurant | Existing | Food Preparation | Natural Gas | Double Rack Oven | E6 | Utility - Value of Sales | 0 | 0 | 0 | 0 | 0 | 0 | 0 | 0 | 0 | 0 | 0 | 0 | 0 | 0 | 0 | 0 | 0 | 0 | 0 | 0 | 0 | 0 | 0 | 0 | 0 | 0 | 0 | 0 | 0 | 0 | 0 | 0 | 0 | 0 | 0 | 0 | 0 | 0 | 0 | 0 | 0 | 0
F6_Commercial_Restaurant_Existing_Food Preparation_Natural Gas_Double Rack Oven_E7 | F6 | Commercial | Restaurant | Existing | Food Preparation | Natural Gas | Double Rack Oven | E7 | Utility - Value of Sales | 0 | 0 | 0 | 0 | 0 | 0 | 0 | 0 | 0 | 0 | 0 | 0 | 0 | 0 | 0 | 0 | 0 | 0 | 0 | 0 | 0 | 0 | 0 | 0 | 0 | 0 | 0 | 0 | 0 | 0 | 0 | 0 | 0 | 0 | 0 | 0 | 0 | 0 | 0 | 0 | 0 | 0
F6_Commercial_Restaurant_Existing_Food Preparation_Natural Gas_Double Rack Oven_E8 | F6 | Commercial | Restaurant | Existing | Food Preparation | Natural Gas | Double Rack Oven | E8 | Utility - Value of Sales | 0 | 0 | 0 | 0 | 0 | 0 | 0 | 0 | 0 | 0 | 0 | 0 | 0 | 0 | 0 | 0 | 0 | 0 | 0 | 0 | 0 | 0 | 0 | 0 | 0 | 0 | 0 | 0 | 0 | 0 | 0 | 0 | 0 | 0 | 0 | 0 | 0 | 0 | 0 | 0 | 0 | 0
F6_Commercial_Restaurant_Existing_Food Preparation_Natural Gas_Double Rack Oven_E9 | F6 | Commercial | Restaurant | Existing | Food Preparation | Natural Gas | Double Rack Oven | E9 | Utility - Value of Sales | 0 | 0 | 0 | 0 | 0 | 0 | 0 | 0 | 0 | 0 | 0 | 0 | 0 | 0 | 0 | 0 | 0 | 0 | 0 | 0 | 0 | 0 | 0 | 0 | 0 | 0 | 0 | 0 | 0 | 0 | 0 | 0 | 0 | 0 | 0 | 0 | 0 | 0 | 0 | 0 | 0 | 0
F6_Commercial_Restaurant_Existing_Food Preparation_Natural Gas_Double Rack Oven_E10 | F6 | Commercial | Restaurant | Existing | Food Preparation | Natural Gas | Double Rack Oven | E10 | Utility - Value of Sales | 0 | 0 | 0 | 0 | 0 | 0 | 0 | 0 | 0 | 0 | 0 | 0 | 0 | 0 | 0 | 0 | 0 | 0 | 0 | 0 | 0 | 0 | 0 | 0 | 0 | 0 | 0 | 0 | 0 | 0 | 0 | 0 | 0 | 0 | 0 | 0 | 0 | 0 | 0 | 0 | 0 | 0
F1_Commercial_Restaurant_Existing_Food Preparation_Natural Gas_Fryer_E1 | F1 | Commercial | Restaurant | Existing | Food Preparation | Natural Gas | Fryer | E1 | RVT - Cost of Equipment | 1.5691 | 1.574 | 1.583 | 0 | 0 | 0 | 0 | 0 | 0 | 0 | 0 | 0 | 0 | 0 | 0 | 0 | 0 | 0 | 0 | 0 | 0 | 0 | 0 | 0 | 0 | 0 | 0 | 0 | 0 | 0 | 0 | 0 | 0 | 0 | 0 | 0 | 0 | 0 | 0 | 0 | 0 | 0
F1_Commercial_Restaurant_Existing_Food Preparation_Natural Gas_Fryer_E2 | F1 | Commercial | Restaurant | Existing | Food Preparation | Natural Gas | Fryer | E2 | RVT - Cost of Equipment | 0.96173 | 0.96471 | 0.97022 | 0.97779 | 0.98869 | 1.0037 | 1.0156 | 1.0274 | 1.0395 | 1.0518 | 1.0623 | 1.0702 | 1.0769 | 1.083 | 1.09 | 1.0964 | 1.1044 | 1.1144 | 1.1265 | 1.1403 | 1.1558 | 1.1711 | 1.1855 | 1.1985 | 1.21 | 1.2205 | 1.228 | 1.2341 | 1.2399 | 1.2448 | 1.2497 | 1.2518 | 1.2518 | 0 | 0 | 0 | 0 | 0 | 0 | 0 | 0 | 0
F1_Commercial_Restaurant_Existing_Food Preparation_Natural Gas_Fryer_E3 | F1 | Commercial | Restaurant | Existing | Food Preparation | Natural Gas | Fryer | E3 | RVT - Cost of Equipment | 0 | 0 | 0 | 0 | 0 | 0 | 0 | 0 | 0 | 0 | 0 | 0 | 0 | 0 | 0 | 0 | 0 | 0 | 0 | 0 | 0 | 0 | 0 | 0 | 0 | 0 | 0 | 0 | 0 | 0 | 0 | 0 | 0 | 0 | 0 | 0 | 0 | 0 | 0 | 0 | 0 | 0
F1_Commercial_Restaurant_Existing_Food Preparation_Natural Gas_Fryer_E4 | F1 | Commercial | Restaurant | Existing | Food Preparation | Natural Gas | Fryer | E4 | RVT - Cost of Equipment | 0 | 0 | 0 | 0 | 0 | 0 | 0 | 0 | 0 | 0 | 0 | 0 | 0 | 0 | 0 | 0 | 0 | 0 | 0 | 0 | 0 | 0 | 0 | 0 | 0 | 0 | 0 | 0 | 0 | 0 | 0 | 0 | 0 | 0 | 0 | 0 | 0 | 0 | 0 | 0 | 0 | 0
F1_Commercial_Restaurant_Existing_Food Preparation_Natural Gas_Fryer_E5 | F1 | Commercial | Restaurant | Existing | Food Preparation | Natural Gas | Fryer | E5 | RVT - Cost of Equipment | 0 | 0 | 0 | 0 | 0 | 0 | 0 | 0 | 0 | 0 | 0 | 0 | 0 | 0 | 0 | 0 | 0 | 0 | 0 | 0 | 0 | 0 | 0 | 0 | 0 | 0 | 0 | 0 | 0 | 0 | 0 | 0 | 0 | 0 | 0 | 0 | 0 | 0 | 0 | 0 | 0 | 0
F1_Commercial_Restaurant_Existing_Food Preparation_Natural Gas_Fryer_E6 | F1 | Commercial | Restaurant | Existing | Food Preparation | Natural Gas | Fryer | E6 | RVT - Cost of Equipment | 0 | 0 | 0 | 0 | 0 | 0 | 0 | 0 | 0 | 0 | 0 | 0 | 0 | 0 | 0 | 0 | 0 | 0 | 0 | 0 | 0 | 0 | 0 | 0 | 0 | 0 | 0 | 0 | 0 | 0 | 0 | 0 | 0 | 0 | 0 | 0 | 0 | 0 | 0 | 0 | 0 | 0
F1_Commercial_Restaurant_Existing_Food Preparation_Natural Gas_Fryer_E7 | F1 | Commercial | Restaurant | Existing | Food Preparation | Natural Gas | Fryer | E7 | RVT - Cost of Equipment | 0 | 0 | 0 | 0 | 0 | 0 | 0 | 0 | 0 | 0 | 0 | 0 | 0 | 0 | 0 | 0 | 0 | 0 | 0 | 0 | 0 | 0 | 0 | 0 | 0 | 0 | 0 | 0 | 0 | 0 | 0 | 0 | 0 | 0 | 0 | 0 | 0 | 0 | 0 | 0 | 0 | 0
F1_Commercial_Restaurant_Existing_Food Preparation_Natural Gas_Fryer_E8 | F1 | Commercial | Restaurant | Existing | Food Preparation | Natural Gas | Fryer | E8 | RVT - Cost of Equipment | 0 | 0 | 0 | 0 | 0 | 0 | 0 | 0 | 0 | 0 | 0 | 0 | 0 | 0 | 0 | 0 | 0 | 0 | 0 | 0 | 0 | 0 | 0 | 0 | 0 | 0 | 0 | 0 | 0 | 0 | 0 | 0 | 0 | 0 | 0 | 0 | 0 | 0 | 0 | 0 | 0 | 0
F1_Commercial_Restaurant_Existing_Food Preparation_Natural Gas_Fryer_E9 | F1 | Commercial | Restaurant | Existing | Food Preparation | Natural Gas | Fryer | E9 | RVT - Cost of Equipment | 0 | 0 | 0 | 0 | 0 | 0 | 0 | 0 | 0 | 0 | 0 | 0 | 0 | 0 | 0 | 0 | 0 | 0 | 0 | 0 | 0 | 0 | 0 | 0 | 0 | 0 | 0 | 0 | 0 | 0 | 0 | 0 | 0 | 0 | 0 | 0 | 0 | 0 | 0 | 0 | 0 | 0
F1_Commercial_Restaurant_Existing_Food Preparation_Natural Gas_Fryer_E10 | F1 | Commercial | Restaurant | Existing | Food Preparation | Natural Gas | Fryer | E10 | RVT - Cost of Equipment | 0 | 0 | 0 | 0 | 0 | 0 | 0 | 0 | 0 | 0 | 0 | 0 | 0 | 0 | 0 | 0 | 0 | 0 | 0 | 0 | 0 | 0 | 0 | 0 | 0 | 0 | 0 | 0 | 0 | 0 | 0 | 0 | 0 | 0 | 0 | 0 | 0 | 0 | 0 | 0 | 0 | 0
F2_Commercial_Restaurant_Existing_Food Preparation_Natural Gas_Fryer_E1 | F2 | Commercial | Restaurant | Existing | Food Preparation | Natural Gas | Fryer | E1 | RVT - Cost of Operation | 1.8799 | 1.8858 | 1.8965 | 0 | 0 | 0 | 0 | 0 | 0 | 0 | 0 | 0 | 0 | 0 | 0 | 0 | 0 | 0 | 0 | 0 | 0 | 0 | 0 | 0 | 0 | 0 | 0 | 0 | 0 | 0 | 0 | 0 | 0 | 0 | 0 | 0 | 0 | 0 | 0 | 0 | 0 | 0
F2_Commercial_Restaurant_Existing_Food Preparation_Natural Gas_Fryer_E2 | F2 | Commercial | Restaurant | Existing | Food Preparation | Natural Gas | Fryer | E2 | RVT - Cost of Operation | 1.1522 | 1.1558 | 1.1624 | 1.1715 | 1.1845 | 1.2025 | 1.2168 | 1.2309 | 1.2454 | 1.2601 | 1.2727 | 1.2821 | 1.2902 | 1.2975 | 1.3059 | 1.3136 | 1.3231 | 1.3352 | 1.3496 | 1.3662 | 1.3848 | 1.403 | 1.4203 | 1.4359 | 1.4496 | 1.4622 | 1.4712 | 1.4786 | 1.4855 | 1.4914 | 1.4972 | 1.4998 | 1.4998 | 0 | 0 | 0 | 0 | 0 | 0 | 0 | 0 | 0
F2_Commercial_Restaurant_Existing_Food Preparation_Natural Gas_Fryer_E3 | F2 | Commercial | Restaurant | Existing | Food Preparation | Natural Gas | Fryer | E3 | RVT - Cost of Operation | 0 | 0 | 0 | 0 | 0 | 0 | 0 | 0 | 0 | 0 | 0 | 0 | 0 | 0 | 0 | 0 | 0 | 0 | 0 | 0 | 0 | 0 | 0 | 0 | 0 | 0 | 0 | 0 | 0 | 0 | 0 | 0 | 0 | 0 | 0 | 0 | 0 | 0 | 0 | 0 | 0 | 0
F2_Commercial_Restaurant_Existing_Food Preparation_Natural Gas_Fryer_E4 | F2 | Commercial | Restaurant | Existing | Food Preparation | Natural Gas | Fryer | E4 | RVT - Cost of Operation | 0 | 0 | 0 | 0 | 0 | 0 | 0 | 0 | 0 | 0 | 0 | 0 | 0 | 0 | 0 | 0 | 0 | 0 | 0 | 0 | 0 | 0 | 0 | 0 | 0 | 0 | 0 | 0 | 0 | 0 | 0 | 0 | 0 | 0 | 0 | 0 | 0 | 0 | 0 | 0 | 0 | 0
F2_Commercial_Restaurant_Existing_Food Preparation_Natural Gas_Fryer_E5 | F2 | Commercial | Restaurant | Existing | Food Preparation | Natural Gas | Fryer | E5 | RVT - Cost of Operation | 0 | 0 | 0 | 0 | 0 | 0 | 0 | 0 | 0 | 0 | 0 | 0 | 0 | 0 | 0 | 0 | 0 | 0 | 0 | 0 | 0 | 0 | 0 | 0 | 0 | 0 | 0 | 0 | 0 | 0 | 0 | 0 | 0 | 0 | 0 | 0 | 0 | 0 | 0 | 0 | 0 | 0
F2_Commercial_Restaurant_Existing_Food Preparation_Natural Gas_Fryer_E6 | F2 | Commercial | Restaurant | Existing | Food Preparation | Natural Gas | Fryer | E6 | RVT - Cost of Operation | 0 | 0 | 0 | 0 | 0 | 0 | 0 | 0 | 0 | 0 | 0 | 0 | 0 | 0 | 0 | 0 | 0 | 0 | 0 | 0 | 0 | 0 | 0 | 0 | 0 | 0 | 0 | 0 | 0 | 0 | 0 | 0 | 0 | 0 | 0 | 0 | 0 | 0 | 0 | 0 | 0 | 0
F2_Commercial_Restaurant_Existing_Food Preparation_Natural Gas_Fryer_E7 | F2 | Commercial | Restaurant | Existing | Food Preparation | Natural Gas | Fryer | E7 | RVT - Cost of Operation | 0 | 0 | 0 | 0 | 0 | 0 | 0 | 0 | 0 | 0 | 0 | 0 | 0 | 0 | 0 | 0 | 0 | 0 | 0 | 0 | 0 | 0 | 0 | 0 | 0 | 0 | 0 | 0 | 0 | 0 | 0 | 0 | 0 | 0 | 0 | 0 | 0 | 0 | 0 | 0 | 0 | 0
F2_Commercial_Restaurant_Existing_Food Preparation_Natural Gas_Fryer_E8 | F2 | Commercial | Restaurant | Existing | Food Preparation | Natural Gas | Fryer | E8 | RVT - Cost of Operation | 0 | 0 | 0 | 0 | 0 | 0 | 0 | 0 | 0 | 0 | 0 | 0 | 0 | 0 | 0 | 0 | 0 | 0 | 0 | 0 | 0 | 0 | 0 | 0 | 0 | 0 | 0 | 0 | 0 | 0 | 0 | 0 | 0 | 0 | 0 | 0 | 0 | 0 | 0 | 0 | 0 | 0
F2_Commercial_Restaurant_Existing_Food Preparation_Natural Gas_Fryer_E9 | F2 | Commercial | Restaurant | Existing | Food Preparation | Natural Gas | Fryer | E9 | RVT - Cost of Operation | 0 | 0 | 0 | 0 | 0 | 0 | 0 | 0 | 0 | 0 | 0 | 0 | 0 | 0 | 0 | 0 | 0 | 0 | 0 | 0 | 0 | 0 | 0 | 0 | 0 | 0 | 0 | 0 | 0 | 0 | 0 | 0 | 0 | 0 | 0 | 0 | 0 | 0 | 0 | 0 | 0 | 0
F2_Commercial_Restaurant_Existing_Food Preparation_Natural Gas_Fryer_E10 | F2 | Commercial | Restaurant | Existing | Food Preparation | Natural Gas | Fryer | E10 | RVT - Cost of Operation | 0 | 0 | 0 | 0 | 0 | 0 | 0 | 0 | 0 | 0 | 0 | 0 | 0 | 0 | 0 | 0 | 0 | 0 | 0 | 0 | 0 | 0 | 0 | 0 | 0 | 0 | 0 | 0 | 0 | 0 | 0 | 0 | 0 | 0 | 0 | 0 | 0 | 0 | 0 | 0 | 0 | 0
F3_Commercial_Restaurant_Existing_Food Preparation_Natural Gas_Fryer_E1 | F3 | Commercial | Restaurant | Existing | Food Preparation | Natural Gas | Fryer | E1 | System - kBTUs of Consumption | 0.74877 | 0.74877 | 0.74877 | 0 | 0 | 0 | 0 | 0 | 0 | 0 | 0 | 0 | 0 | 0 | 0 | 0 | 0 | 0 | 0 | 0 | 0 | 0 | 0 | 0 | 0 | 0 | 0 | 0 | 0 | 0 | 0 | 0 | 0 | 0 | 0 | 0 | 0 | 0 | 0 | 0 | 0 | 0
F3_Commercial_Restaurant_Existing_Food Preparation_Natural Gas_Fryer_E2 | F3 | Commercial | Restaurant | Existing | Food Preparation | Natural Gas | Fryer | E2 | System - kBTUs of Consumption | 0.9412 | 0.9412 | 0.9412 | 0.9412 | 0.9412 | 0.9412 | 0.9412 | 0.9412 | 0.9412 | 0.9412 | 0.9412 | 0.9412 | 0.9412 | 0.9412 | 0.9412 | 0.9412 | 0.9412 | 0.9412 | 0.9412 | 0.9412 | 0.9412 | 0.9412 | 0.9412 | 0.9412 | 0.9412 | 0.9412 | 0.9412 | 0.9412 | 0.9412 | 0.9412 | 0.9412 | 0.9412 | 0.9412 | 0 | 0 | 0 | 0 | 0 | 0 | 0 | 0 | 0
F3_Commercial_Restaurant_Existing_Food Preparation_Natural Gas_Fryer_E3 | F3 | Commercial | Restaurant | Existing | Food Preparation | Natural Gas | Fryer | E3 | System - kBTUs of Consumption | 0 | 0 | 0 | 0 | 0 | 0 | 0 | 0 | 0 | 0 | 0 | 0 | 0 | 0 | 0 | 0 | 0 | 0 | 0 | 0 | 0 | 0 | 0 | 0 | 0 | 0 | 0 | 0 | 0 | 0 | 0 | 0 | 0 | 0 | 0 | 0 | 0 | 0 | 0 | 0 | 0 | 0
F3_Commercial_Restaurant_Existing_Food Preparation_Natural Gas_Fryer_E4 | F3 | Commercial | Restaurant | Existing | Food Preparation | Natural Gas | Fryer | E4 | System - kBTUs of Consumption | 0 | 0 | 0 | 0 | 0 | 0 | 0 | 0 | 0 | 0 | 0 | 0 | 0 | 0 | 0 | 0 | 0 | 0 | 0 | 0 | 0 | 0 | 0 | 0 | 0 | 0 | 0 | 0 | 0 | 0 | 0 | 0 | 0 | 0 | 0 | 0 | 0 | 0 | 0 | 0 | 0 | 0
F3_Commercial_Restaurant_Existing_Food Preparation_Natural Gas_Fryer_E5 | F3 | Commercial | Restaurant | Existing | Food Preparation | Natural Gas | Fryer | E5 | System - kBTUs of Consumption | 0 | 0 | 0 | 0 | 0 | 0 | 0 | 0 | 0 | 0 | 0 | 0 | 0 | 0 | 0 | 0 | 0 | 0 | 0 | 0 | 0 | 0 | 0 | 0 | 0 | 0 | 0 | 0 | 0 | 0 | 0 | 0 | 0 | 0 | 0 | 0 | 0 | 0 | 0 | 0 | 0 | 0
F3_Commercial_Restaurant_Existing_Food Preparation_Natural Gas_Fryer_E6 | F3 | Commercial | Restaurant | Existing | Food Preparation | Natural Gas | Fryer | E6 | System - kBTUs of Consumption | 0 | 0 | 0 | 0 | 0 | 0 | 0 | 0 | 0 | 0 | 0 | 0 | 0 | 0 | 0 | 0 | 0 | 0 | 0 | 0 | 0 | 0 | 0 | 0 | 0 | 0 | 0 | 0 | 0 | 0 | 0 | 0 | 0 | 0 | 0 | 0 | 0 | 0 | 0 | 0 | 0 | 0
F3_Commercial_Restaurant_Existing_Food Preparation_Natural Gas_Fryer_E7 | F3 | Commercial | Restaurant | Existing | Food Preparation | Natural Gas | Fryer | E7 | System - kBTUs of Consumption | 0 | 0 | 0 | 0 | 0 | 0 | 0 | 0 | 0 | 0 | 0 | 0 | 0 | 0 | 0 | 0 | 0 | 0 | 0 | 0 | 0 | 0 | 0 | 0 | 0 | 0 | 0 | 0 | 0 | 0 | 0 | 0 | 0 | 0 | 0 | 0 | 0 | 0 | 0 | 0 | 0 | 0
F3_Commercial_Restaurant_Existing_Food Preparation_Natural Gas_Fryer_E8 | F3 | Commercial | Restaurant | Existing | Food Preparation | Natural Gas | Fryer | E8 | System - kBTUs of Consumption | 0 | 0 | 0 | 0 | 0 | 0 | 0 | 0 | 0 | 0 | 0 | 0 | 0 | 0 | 0 | 0 | 0 | 0 | 0 | 0 | 0 | 0 | 0 | 0 | 0 | 0 | 0 | 0 | 0 | 0 | 0 | 0 | 0 | 0 | 0 | 0 | 0 | 0 | 0 | 0 | 0 | 0
F3_Commercial_Restaurant_Existing_Food Preparation_Natural Gas_Fryer_E9 | F3 | Commercial | Restaurant | Existing | Food Preparation | Natural Gas | Fryer | E9 | System - kBTUs of Consumption | 0 | 0 | 0 | 0 | 0 | 0 | 0 | 0 | 0 | 0 | 0 | 0 | 0 | 0 | 0 | 0 | 0 | 0 | 0 | 0 | 0 | 0 | 0 | 0 | 0 | 0 | 0 | 0 | 0 | 0 | 0 | 0 | 0 | 0 | 0 | 0 | 0 | 0 | 0 | 0 | 0 | 0
F3_Commercial_Restaurant_Existing_Food Preparation_Natural Gas_Fryer_E10 | F3 | Commercial | Restaurant | Existing | Food Preparation | Natural Gas | Fryer | E10 | System - kBTUs of Consumption | 0 | 0 | 0 | 0 | 0 | 0 | 0 | 0 | 0 | 0 | 0 | 0 | 0 | 0 | 0 | 0 | 0 | 0 | 0 | 0 | 0 | 0 | 0 | 0 | 0 | 0 | 0 | 0 | 0 | 0 | 0 | 0 | 0 | 0 | 0 | 0 | 0 | 0 | 0 | 0 | 0 | 0
F4_Commercial_Restaurant_Existing_Food Preparation_Natural Gas_Fryer_E1 | F4 | Commercial | Restaurant | Existing | Food Preparation | Natural Gas | Fryer | E1 | Utility - Cost of Equipment | 1.8799 | 1.8858 | 1.8965 | 0 | 0 | 0 | 0 | 0 | 0 | 0 | 0 | 0 | 0 | 0 | 0 | 0 | 0 | 0 | 0 | 0 | 0 | 0 | 0 | 0 | 0 | 0 | 0 | 0 | 0 | 0 | 0 | 0 | 0 | 0 | 0 | 0 | 0 | 0 | 0 | 0 | 0 | 0
F4_Commercial_Restaurant_Existing_Food Preparation_Natural Gas_Fryer_E2 | F4 | Commercial | Restaurant | Existing | Food Preparation | Natural Gas | Fryer | E2 | Utility - Cost of Equipment | 1.1522 | 1.1558 | 1.1624 | 1.1715 | 1.1845 | 1.2025 | 1.2168 | 1.2309 | 1.2454 | 1.2601 | 1.2727 | 1.2821 | 1.2902 | 1.2975 | 1.3059 | 1.3136 | 1.3231 | 1.3352 | 1.3496 | 1.3662 | 1.3848 | 1.403 | 1.4203 | 1.4359 | 1.4496 | 1.4622 | 1.4712 | 1.4786 | 1.4855 | 1.4914 | 1.4972 | 1.4998 | 1.4998 | 0 | 0 | 0 | 0 | 0 | 0 | 0 | 0 | 0
F4_Commercial_Restaurant_Existing_Food Preparation_Natural Gas_Fryer_E3 | F4 | Commercial | Restaurant | Existing | Food Preparation | Natural Gas | Fryer | E3 | Utility - Cost of Equipment | 0 | 0 | 0 | 0 | 0 | 0 | 0 | 0 | 0 | 0 | 0 | 0 | 0 | 0 | 0 | 0 | 0 | 0 | 0 | 0 | 0 | 0 | 0 | 0 | 0 | 0 | 0 | 0 | 0 | 0 | 0 | 0 | 0 | 0 | 0 | 0 | 0 | 0 | 0 | 0 | 0 | 0
F4_Commercial_Restaurant_Existing_Food Preparation_Natural Gas_Fryer_E4 | F4 | Commercial | Restaurant | Existing | Food Preparation | Natural Gas | Fryer | E4 | Utility - Cost of Equipment | 0 | 0 | 0 | 0 | 0 | 0 | 0 | 0 | 0 | 0 | 0 | 0 | 0 | 0 | 0 | 0 | 0 | 0 | 0 | 0 | 0 | 0 | 0 | 0 | 0 | 0 | 0 | 0 | 0 | 0 | 0 | 0 | 0 | 0 | 0 | 0 | 0 | 0 | 0 | 0 | 0 | 0
F4_Commercial_Restaurant_Existing_Food Preparation_Natural Gas_Fryer_E5 | F4 | Commercial | Restaurant | Existing | Food Preparation | Natural Gas | Fryer | E5 | Utility - Cost of Equipment | 0 | 0 | 0 | 0 | 0 | 0 | 0 | 0 | 0 | 0 | 0 | 0 | 0 | 0 | 0 | 0 | 0 | 0 | 0 | 0 | 0 | 0 | 0 | 0 | 0 | 0 | 0 | 0 | 0 | 0 | 0 | 0 | 0 | 0 | 0 | 0 | 0 | 0 | 0 | 0 | 0 | 0
F4_Commercial_Restaurant_Existing_Food Preparation_Natural Gas_Fryer_E6 | F4 | Commercial | Restaurant | Existing | Food Preparation | Natural Gas | Fryer | E6 | Utility - Cost of Equipment | 0 | 0 | 0 | 0 | 0 | 0 | 0 | 0 | 0 | 0 | 0 | 0 | 0 | 0 | 0 | 0 | 0 | 0 | 0 | 0 | 0 | 0 | 0 | 0 | 0 | 0 | 0 | 0 | 0 | 0 | 0 | 0 | 0 | 0 | 0 | 0 | 0 | 0 | 0 | 0 | 0 | 0
F4_Commercial_Restaurant_Existing_Food Preparation_Natural Gas_Fryer_E7 | F4 | Commercial | Restaurant | Existing | Food Preparation | Natural Gas | Fryer | E7 | Utility - Cost of Equipment | 0 | 0 | 0 | 0 | 0 | 0 | 0 | 0 | 0 | 0 | 0 | 0 | 0 | 0 | 0 | 0 | 0 | 0 | 0 | 0 | 0 | 0 | 0 | 0 | 0 | 0 | 0 | 0 | 0 | 0 | 0 | 0 | 0 | 0 | 0 | 0 | 0 | 0 | 0 | 0 | 0 | 0
F4_Commercial_Restaurant_Existing_Food Preparation_Natural Gas_Fryer_E8 | F4 | Commercial | Restaurant | Existing | Food Preparation | Natural Gas | Fryer | E8 | Utility - Cost of Equipment | 0 | 0 | 0 | 0 | 0 | 0 | 0 | 0 | 0 | 0 | 0 | 0 | 0 | 0 | 0 | 0 | 0 | 0 | 0 | 0 | 0 | 0 | 0 | 0 | 0 | 0 | 0 | 0 | 0 | 0 | 0 | 0 | 0 | 0 | 0 | 0 | 0 | 0 | 0 | 0 | 0 | 0
F4_Commercial_Restaurant_Existing_Food Preparation_Natural Gas_Fryer_E9 | F4 | Commercial | Restaurant | Existing | Food Preparation | Natural Gas | Fryer | E9 | Utility - Cost of Equipment | 0 | 0 | 0 | 0 | 0 | 0 | 0 | 0 | 0 | 0 | 0 | 0 | 0 | 0 | 0 | 0 | 0 | 0 | 0 | 0 | 0 | 0 | 0 | 0 | 0 | 0 | 0 | 0 | 0 | 0 | 0 | 0 | 0 | 0 | 0 | 0 | 0 | 0 | 0 | 0 | 0 | 0
F4_Commercial_Restaurant_Existing_Food Preparation_Natural Gas_Fryer_E10 | F4 | Commercial | Restaurant | Existing | Food Preparation | Natural Gas | Fryer | E10 | Utility - Cost of Equipment | 0 | 0 | 0 | 0 | 0 | 0 | 0 | 0 | 0 | 0 | 0 | 0 | 0 | 0 | 0 | 0 | 0 | 0 | 0 | 0 | 0 | 0 | 0 | 0 | 0 | 0 | 0 | 0 | 0 | 0 | 0 | 0 | 0 | 0 | 0 | 0 | 0 | 0 | 0 | 0 | 0 | 0
F5_Commercial_Restaurant_Existing_Food Preparation_Natural Gas_Fryer_E1 | F5 | Commercial | Restaurant | Existing | Food Preparation | Natural Gas | Fryer | E1 | Utility - Cost of Operation | 0.74877 | 0.74877 | 0.74877 | 0 | 0 | 0 | 0 | 0 | 0 | 0 | 0 | 0 | 0 | 0 | 0 | 0 | 0 | 0 | 0 | 0 | 0 | 0 | 0 | 0 | 0 | 0 | 0 | 0 | 0 | 0 | 0 | 0 | 0 | 0 | 0 | 0 | 0 | 0 | 0 | 0 | 0 | 0
F5_Commercial_Restaurant_Existing_Food Preparation_Natural Gas_Fryer_E2 | F5 | Commercial | Restaurant | Existing | Food Preparation | Natural Gas | Fryer | E2 | Utility - Cost of Operation | 0.9412 | 0.9412 | 0.9412 | 0.9412 | 0.9412 | 0.9412 | 0.9412 | 0.9412 | 0.9412 | 0.9412 | 0.9412 | 0.9412 | 0.9412 | 0.9412 | 0.9412 | 0.9412 | 0.9412 | 0.9412 | 0.9412 | 0.9412 | 0.9412 | 0.9412 | 0.9412 | 0.9412 | 0.9412 | 0.9412 | 0.9412 | 0.9412 | 0.9412 | 0.9412 | 0.9412 | 0.9412 | 0.9412 | 0 | 0 | 0 | 0 | 0 | 0 | 0 | 0 | 0
F5_Commercial_Restaurant_Existing_Food Preparation_Natural Gas_Fryer_E3 | F5 | Commercial | Restaurant | Existing | Food Preparation | Natural Gas | Fryer | E3 | Utility - Cost of Operation | 0 | 0 | 0 | 0 | 0 | 0 | 0 | 0 | 0 | 0 | 0 | 0 | 0 | 0 | 0 | 0 | 0 | 0 | 0 | 0 | 0 | 0 | 0 | 0 | 0 | 0 | 0 | 0 | 0 | 0 | 0 | 0 | 0 | 0 | 0 | 0 | 0 | 0 | 0 | 0 | 0 | 0
F5_Commercial_Restaurant_Existing_Food Preparation_Natural Gas_Fryer_E4 | F5 | Commercial | Restaurant | Existing | Food Preparation | Natural Gas | Fryer | E4 | Utility - Cost of Operation | 0 | 0 | 0 | 0 | 0 | 0 | 0 | 0 | 0 | 0 | 0 | 0 | 0 | 0 | 0 | 0 | 0 | 0 | 0 | 0 | 0 | 0 | 0 | 0 | 0 | 0 | 0 | 0 | 0 | 0 | 0 | 0 | 0 | 0 | 0 | 0 | 0 | 0 | 0 | 0 | 0 | 0
F5_Commercial_Restaurant_Existing_Food Preparation_Natural Gas_Fryer_E5 | F5 | Commercial | Restaurant | Existing | Food Preparation | Natural Gas | Fryer | E5 | Utility - Cost of Operation | 0 | 0 | 0 | 0 | 0 | 0 | 0 | 0 | 0 | 0 | 0 | 0 | 0 | 0 | 0 | 0 | 0 | 0 | 0 | 0 | 0 | 0 | 0 | 0 | 0 | 0 | 0 | 0 | 0 | 0 | 0 | 0 | 0 | 0 | 0 | 0 | 0 | 0 | 0 | 0 | 0 | 0
F5_Commercial_Restaurant_Existing_Food Preparation_Natural Gas_Fryer_E6 | F5 | Commercial | Restaurant | Existing | Food Preparation | Natural Gas | Fryer | E6 | Utility - Cost of Operation | 0 | 0 | 0 | 0 | 0 | 0 | 0 | 0 | 0 | 0 | 0 | 0 | 0 | 0 | 0 | 0 | 0 | 0 | 0 | 0 | 0 | 0 | 0 | 0 | 0 | 0 | 0 | 0 | 0 | 0 | 0 | 0 | 0 | 0 | 0 | 0 | 0 | 0 | 0 | 0 | 0 | 0
F5_Commercial_Restaurant_Existing_Food Preparation_Natural Gas_Fryer_E7 | F5 | Commercial | Restaurant | Existing | Food Preparation | Natural Gas | Fryer | E7 | Utility - Cost of Operation | 0 | 0 | 0 | 0 | 0 | 0 | 0 | 0 | 0 | 0 | 0 | 0 | 0 | 0 | 0 | 0 | 0 | 0 | 0 | 0 | 0 | 0 | 0 | 0 | 0 | 0 | 0 | 0 | 0 | 0 | 0 | 0 | 0 | 0 | 0 | 0 | 0 | 0 | 0 | 0 | 0 | 0
F5_Commercial_Restaurant_Existing_Food Preparation_Natural Gas_Fryer_E8 | F5 | Commercial | Restaurant | Existing | Food Preparation | Natural Gas | Fryer | E8 | Utility - Cost of Operation | 0 | 0 | 0 | 0 | 0 | 0 | 0 | 0 | 0 | 0 | 0 | 0 | 0 | 0 | 0 | 0 | 0 | 0 | 0 | 0 | 0 | 0 | 0 | 0 | 0 | 0 | 0 | 0 | 0 | 0 | 0 | 0 | 0 | 0 | 0 | 0 | 0 | 0 | 0 | 0 | 0 | 0
F5_Commercial_Restaurant_Existing_Food Preparation_Natural Gas_Fryer_E9 | F5 | Commercial | Restaurant | Existing | Food Preparation | Natural Gas | Fryer | E9 | Utility - Cost of Operation | 0 | 0 | 0 | 0 | 0 | 0 | 0 | 0 | 0 | 0 | 0 | 0 | 0 | 0 | 0 | 0 | 0 | 0 | 0 | 0 | 0 | 0 | 0 | 0 | 0 | 0 | 0 | 0 | 0 | 0 | 0 | 0 | 0 | 0 | 0 | 0 | 0 | 0 | 0 | 0 | 0 | 0
F5_Commercial_Restaurant_Existing_Food Preparation_Natural Gas_Fryer_E10 | F5 | Commercial | Restaurant | Existing | Food Preparation | Natural Gas | Fryer | E10 | Utility - Cost of Operation | 0 | 0 | 0 | 0 | 0 | 0 | 0 | 0 | 0 | 0 | 0 | 0 | 0 | 0 | 0 | 0 | 0 | 0 | 0 | 0 | 0 | 0 | 0 | 0 | 0 | 0 | 0 | 0 | 0 | 0 | 0 | 0 | 0 | 0 | 0 | 0 | 0 | 0 | 0 | 0 | 0 | 0
F6_Commercial_Restaurant_Existing_Food Preparation_Natural Gas_Fryer_E1 | F6 | Commercial | Restaurant | Existing | Food Preparation | Natural Gas | Fryer | E1 | Utility - Value of Sales | 1.1436 | 1.1436 | 1.1436 | 0 | 0 | 0 | 0 | 0 | 0 | 0 | 0 | 0 | 0 | 0 | 0 | 0 | 0 | 0 | 0 | 0 | 0 | 0 | 0 | 0 | 0 | 0 | 0 | 0 | 0 | 0 | 0 | 0 | 0 | 0 | 0 | 0 | 0 | 0 | 0 | 0 | 0 | 0
F6_Commercial_Restaurant_Existing_Food Preparation_Natural Gas_Fryer_E2 | F6 | Commercial | Restaurant | Existing | Food Preparation | Natural Gas | Fryer | E2 | Utility - Value of Sales | 0.70091 | 0.70091 | 0.70091 | 0.70091 | 0.70091 | 0.70091 | 0.70091 | 0.70091 | 0.70091 | 0.70091 | 0.70091 | 0.70091 | 0.70091 | 0.70091 | 0.70091 | 0.70091 | 0.70091 | 0.70091 | 0.70091 | 0.70091 | 0.70091 | 0.70091 | 0.70091 | 0.70091 | 0.70091 | 0.70091 | 0.70091 | 0.70091 | 0.70091 | 0.70091 | 0.70091 | 0.70091 | 0.70091 | 0 | 0 | 0 | 0 | 0 | 0 | 0 | 0 | 0
F6_Commercial_Restaurant_Existing_Food Preparation_Natural Gas_Fryer_E3 | F6 | Commercial | Restaurant | Existing | Food Preparation | Natural Gas | Fryer | E3 | Utility - Value of Sales | 0 | 0 | 0 | 0 | 0 | 0 | 0 | 0 | 0 | 0 | 0 | 0 | 0 | 0 | 0 | 0 | 0 | 0 | 0 | 0 | 0 | 0 | 0 | 0 | 0 | 0 | 0 | 0 | 0 | 0 | 0 | 0 | 0 | 0 | 0 | 0 | 0 | 0 | 0 | 0 | 0 | 0
F6_Commercial_Restaurant_Existing_Food Preparation_Natural Gas_Fryer_E4 | F6 | Commercial | Restaurant | Existing | Food Preparation | Natural Gas | Fryer | E4 | Utility - Value of Sales | 0 | 0 | 0 | 0 | 0 | 0 | 0 | 0 | 0 | 0 | 0 | 0 | 0 | 0 | 0 | 0 | 0 | 0 | 0 | 0 | 0 | 0 | 0 | 0 | 0 | 0 | 0 | 0 | 0 | 0 | 0 | 0 | 0 | 0 | 0 | 0 | 0 | 0 | 0 | 0 | 0 | 0
F6_Commercial_Restaurant_Existing_Food Preparation_Natural Gas_Fryer_E5 | F6 | Commercial | Restaurant | Existing | Food Preparation | Natural Gas | Fryer | E5 | Utility - Value of Sales | 0 | 0 | 0 | 0 | 0 | 0 | 0 | 0 | 0 | 0 | 0 | 0 | 0 | 0 | 0 | 0 | 0 | 0 | 0 | 0 | 0 | 0 | 0 | 0 | 0 | 0 | 0 | 0 | 0 | 0 | 0 | 0 | 0 | 0 | 0 | 0 | 0 | 0 | 0 | 0 | 0 | 0
F6_Commercial_Restaurant_Existing_Food Preparation_Natural Gas_Fryer_E6 | F6 | Commercial | Restaurant | Existing | Food Preparation | Natural Gas | Fryer | E6 | Utility - Value of Sales | 0 | 0 | 0 | 0 | 0 | 0 | 0 | 0 | 0 | 0 | 0 | 0 | 0 | 0 | 0 | 0 | 0 | 0 | 0 | 0 | 0 | 0 | 0 | 0 | 0 | 0 | 0 | 0 | 0 | 0 | 0 | 0 | 0 | 0 | 0 | 0 | 0 | 0 | 0 | 0 | 0 | 0
F6_Commercial_Restaurant_Existing_Food Preparation_Natural Gas_Fryer_E7 | F6 | Commercial | Restaurant | Existing | Food Preparation | Natural Gas | Fryer | E7 | Utility - Value of Sales | 0 | 0 | 0 | 0 | 0 | 0 | 0 | 0 | 0 | 0 | 0 | 0 | 0 | 0 | 0 | 0 | 0 | 0 | 0 | 0 | 0 | 0 | 0 | 0 | 0 | 0 | 0 | 0 | 0 | 0 | 0 | 0 | 0 | 0 | 0 | 0 | 0 | 0 | 0 | 0 | 0 | 0
F6_Commercial_Restaurant_Existing_Food Preparation_Natural Gas_Fryer_E8 | F6 | Commercial | Restaurant | Existing | Food Preparation | Natural Gas | Fryer | E8 | Utility - Value of Sales | 0 | 0 | 0 | 0 | 0 | 0 | 0 | 0 | 0 | 0 | 0 | 0 | 0 | 0 | 0 | 0 | 0 | 0 | 0 | 0 | 0 | 0 | 0 | 0 | 0 | 0 | 0 | 0 | 0 | 0 | 0 | 0 | 0 | 0 | 0 | 0 | 0 | 0 | 0 | 0 | 0 | 0
F6_Commercial_Restaurant_Existing_Food Preparation_Natural Gas_Fryer_E9 | F6 | Commercial | Restaurant | Existing | Food Preparation | Natural Gas | Fryer | E9 | Utility - Value of Sales | 0 | 0 | 0 | 0 | 0 | 0 | 0 | 0 | 0 | 0 | 0 | 0 | 0 | 0 | 0 | 0 | 0 | 0 | 0 | 0 | 0 | 0 | 0 | 0 | 0 | 0 | 0 | 0 | 0 | 0 | 0 | 0 | 0 | 0 | 0 | 0 | 0 | 0 | 0 | 0 | 0 | 0
F6_Commercial_Restaurant_Existing_Food Preparation_Natural Gas_Fryer_E10 | F6 | Commercial | Restaurant | Existing | Food Preparation | Natural Gas | Fryer | E10 | Utility - Value of Sales | 0 | 0 | 0 | 0 | 0 | 0 | 0 | 0 | 0 | 0 | 0 | 0 | 0 | 0 | 0 | 0 | 0 | 0 | 0 | 0 | 0 | 0 | 0 | 0 | 0 | 0 | 0 | 0 | 0 | 0 | 0 | 0 | 0 | 0 | 0 | 0 | 0 | 0 | 0 | 0 | 0 | 0
F1_Commercial_Restaurant_Existing_Food Preparation_Natural Gas_Broiler_E1 | F1 | Commercial | Restaurant | Existing | Food Preparation | Natural Gas | Broiler | E1 | RVT - Cost of Equipment | 1.7574 | 1.7708 | 1.7858 | 1.8023 | 1.821 | 1.8427 | 1.8604 | 1.8773 | 1.8944 | 1.9123 | 1.9293 | 1.945 | 1.961 | 1.9778 | 1.9964 | 2.0145 | 2.0338 | 2.0541 | 2.0753 | 2.0969 | 2.1187 | 2.139 | 2.1574 | 2.1737 | 2.1878 | 2.1999 | 2.2082 | 2.2145 | 2.2199 | 2.2245 | 2.2291 | 2.2311 | 2.2311 | 0 | 0 | 0 | 0 | 0 | 0 | 0 | 0 | 0
F1_Commercial_Restaurant_Existing_Food Preparation_Natural Gas_Broiler_E2 | F1 | Commercial | Restaurant | Existing | Food Preparation | Natural Gas | Broiler | E2 | RVT - Cost of Equipment | 1.1298 | 1.1384 | 1.148 | 1.1586 | 1.1707 | 1.1846 | 1.1959 | 1.2068 | 1.2178 | 1.2293 | 1.2403 | 1.2504 | 1.2606 | 1.2714 | 1.2834 | 1.295 | 1.3074 | 1.3205 | 1.3341 | 1.348 | 1.362 | 1.3751 | 1.3869 | 1.3974 | 1.4064 | 1.4142 | 1.4196 | 1.4236 | 1.4271 | 1.43 | 1.433 | 1.4343 | 1.4343 | 0 | 0 | 0 | 0 | 0 | 0 | 0 | 0 | 0
F1_Commercial_Restaurant_Existing_Food Preparation_Natural Gas_Broiler_E3 | F1 | Commercial | Restaurant | Existing | Food Preparation | Natural Gas | Broiler | E3 | RVT - Cost of Equipment | 0 | 0 | 0 | 0 | 0 | 0 | 0 | 0 | 0 | 0 | 0 | 0 | 0 | 0 | 0 | 0 | 0 | 0 | 0 | 0 | 0 | 0 | 0 | 0 | 0 | 0 | 0 | 0 | 0 | 0 | 0 | 0 | 0 | 0 | 0 | 0 | 0 | 0 | 0 | 0 | 0 | 0
F1_Commercial_Restaurant_Existing_Food Preparation_Natural Gas_Broiler_E4 | F1 | Commercial | Restaurant | Existing | Food Preparation | Natural Gas | Broiler | E4 | RVT - Cost of Equipment | 0 | 0 | 0 | 0 | 0 | 0 | 0 | 0 | 0 | 0 | 0 | 0 | 0 | 0 | 0 | 0 | 0 | 0 | 0 | 0 | 0 | 0 | 0 | 0 | 0 | 0 | 0 | 0 | 0 | 0 | 0 | 0 | 0 | 0 | 0 | 0 | 0 | 0 | 0 | 0 | 0 | 0
F1_Commercial_Restaurant_Existing_Food Preparation_Natural Gas_Broiler_E5 | F1 | Commercial | Restaurant | Existing | Food Preparation | Natural Gas | Broiler | E5 | RVT - Cost of Equipment | 0 | 0 | 0 | 0 | 0 | 0 | 0 | 0 | 0 | 0 | 0 | 0 | 0 | 0 | 0 | 0 | 0 | 0 | 0 | 0 | 0 | 0 | 0 | 0 | 0 | 0 | 0 | 0 | 0 | 0 | 0 | 0 | 0 | 0 | 0 | 0 | 0 | 0 | 0 | 0 | 0 | 0
F1_Commercial_Restaurant_Existing_Food Preparation_Natural Gas_Broiler_E6 | F1 | Commercial | Restaurant | Existing | Food Preparation | Natural Gas | Broiler | E6 | RVT - Cost of Equipment | 0 | 0 | 0 | 0 | 0 | 0 | 0 | 0 | 0 | 0 | 0 | 0 | 0 | 0 | 0 | 0 | 0 | 0 | 0 | 0 | 0 | 0 | 0 | 0 | 0 | 0 | 0 | 0 | 0 | 0 | 0 | 0 | 0 | 0 | 0 | 0 | 0 | 0 | 0 | 0 | 0 | 0
F1_Commercial_Restaurant_Existing_Food Preparation_Natural Gas_Broiler_E7 | F1 | Commercial | Restaurant | Existing | Food Preparation | Natural Gas | Broiler | E7 | RVT - Cost of Equipment | 0 | 0 | 0 | 0 | 0 | 0 | 0 | 0 | 0 | 0 | 0 | 0 | 0 | 0 | 0 | 0 | 0 | 0 | 0 | 0 | 0 | 0 | 0 | 0 | 0 | 0 | 0 | 0 | 0 | 0 | 0 | 0 | 0 | 0 | 0 | 0 | 0 | 0 | 0 | 0 | 0 | 0
F1_Commercial_Restaurant_Existing_Food Preparation_Natural Gas_Broiler_E8 | F1 | Commercial | Restaurant | Existing | Food Preparation | Natural Gas | Broiler | E8 | RVT - Cost of Equipment | 0 | 0 | 0 | 0 | 0 | 0 | 0 | 0 | 0 | 0 | 0 | 0 | 0 | 0 | 0 | 0 | 0 | 0 | 0 | 0 | 0 | 0 | 0 | 0 | 0 | 0 | 0 | 0 | 0 | 0 | 0 | 0 | 0 | 0 | 0 | 0 | 0 | 0 | 0 | 0 | 0 | 0
F1_Commercial_Restaurant_Existing_Food Preparation_Natural Gas_Broiler_E9 | F1 | Commercial | Restaurant | Existing | Food Preparation | Natural Gas | Broiler | E9 | RVT - Cost of Equipment | 0 | 0 | 0 | 0 | 0 | 0 | 0 | 0 | 0 | 0 | 0 | 0 | 0 | 0 | 0 | 0 | 0 | 0 | 0 | 0 | 0 | 0 | 0 | 0 | 0 | 0 | 0 | 0 | 0 | 0 | 0 | 0 | 0 | 0 | 0 | 0 | 0 | 0 | 0 | 0 | 0 | 0
F1_Commercial_Restaurant_Existing_Food Preparation_Natural Gas_Broiler_E10 | F1 | Commercial | Restaurant | Existing | Food Preparation | Natural Gas | Broiler | E10 | RVT - Cost of Equipment | 0 | 0 | 0 | 0 | 0 | 0 | 0 | 0 | 0 | 0 | 0 | 0 | 0 | 0 | 0 | 0 | 0 | 0 | 0 | 0 | 0 | 0 | 0 | 0 | 0 | 0 | 0 | 0 | 0 | 0 | 0 | 0 | 0 | 0 | 0 | 0 | 0 | 0 | 0 | 0 | 0 | 0
F2_Commercial_Restaurant_Existing_Food Preparation_Natural Gas_Broiler_E1 | F2 | Commercial | Restaurant | Existing | Food Preparation | Natural Gas | Broiler | E1 | RVT - Cost of Operation | 2.1055 | 2.1216 | 2.1395 | 2.1592 | 2.1817 | 2.2077 | 2.2288 | 2.2491 | 2.2696 | 2.2911 | 2.3115 | 2.3302 | 2.3494 | 2.3695 | 2.3918 | 2.4135 | 2.4366 | 2.4609 | 2.4863 | 2.5122 | 2.5383 | 2.5627 | 2.5848 | 2.6042 | 2.6211 | 2.6356 | 2.6456 | 2.6531 | 2.6596 | 2.6651 | 2.6706 | 2.673 | 2.673 | 0 | 0 | 0 | 0 | 0 | 0 | 0 | 0 | 0
F2_Commercial_Restaurant_Existing_Food Preparation_Natural Gas_Broiler_E2 | F2 | Commercial | Restaurant | Existing | Food Preparation | Natural Gas | Broiler | E2 | RVT - Cost of Operation | 1.3536 | 1.3639 | 1.3754 | 1.3881 | 1.4025 | 1.4193 | 1.4328 | 1.4458 | 1.4591 | 1.4728 | 1.4859 | 1.498 | 1.5103 | 1.5233 | 1.5376 | 1.5515 | 1.5664 | 1.582 | 1.5983 | 1.615 | 1.6318 | 1.6475 | 1.6616 | 1.6742 | 1.685 | 1.6943 | 1.7008 | 1.7056 | 1.7097 | 1.7133 | 1.7168 | 1.7184 | 1.7184 | 0 | 0 | 0 | 0 | 0 | 0 | 0 | 0 | 0
F2_Commercial_Restaurant_Existing_Food Preparation_Natural Gas_Broiler_E3 | F2 | Commercial | Restaurant | Existing | Food Preparation | Natural Gas | Broiler | E3 | RVT - Cost of Operation | 0 | 0 | 0 | 0 | 0 | 0 | 0 | 0 | 0 | 0 | 0 | 0 | 0 | 0 | 0 | 0 | 0 | 0 | 0 | 0 | 0 | 0 | 0 | 0 | 0 | 0 | 0 | 0 | 0 | 0 | 0 | 0 | 0 | 0 | 0 | 0 | 0 | 0 | 0 | 0 | 0 | 0
F2_Commercial_Restaurant_Existing_Food Preparation_Natural Gas_Broiler_E4 | F2 | Commercial | Restaurant | Existing | Food Preparation | Natural Gas | Broiler | E4 | RVT - Cost of Operation | 0 | 0 | 0 | 0 | 0 | 0 | 0 | 0 | 0 | 0 | 0 | 0 | 0 | 0 | 0 | 0 | 0 | 0 | 0 | 0 | 0 | 0 | 0 | 0 | 0 | 0 | 0 | 0 | 0 | 0 | 0 | 0 | 0 | 0 | 0 | 0 | 0 | 0 | 0 | 0 | 0 | 0
F2_Commercial_Restaurant_Existing_Food Preparation_Natural Gas_Broiler_E5 | F2 | Commercial | Restaurant | Existing | Food Preparation | Natural Gas | Broiler | E5 | RVT - Cost of Operation | 0 | 0 | 0 | 0 | 0 | 0 | 0 | 0 | 0 | 0 | 0 | 0 | 0 | 0 | 0 | 0 | 0 | 0 | 0 | 0 | 0 | 0 | 0 | 0 | 0 | 0 | 0 | 0 | 0 | 0 | 0 | 0 | 0 | 0 | 0 | 0 | 0 | 0 | 0 | 0 | 0 | 0
F2_Commercial_Restaurant_Existing_Food Preparation_Natural Gas_Broiler_E6 | F2 | Commercial | Restaurant | Existing | Food Preparation | Natural Gas | Broiler | E6 | RVT - Cost of Operation | 0 | 0 | 0 | 0 | 0 | 0 | 0 | 0 | 0 | 0 | 0 | 0 | 0 | 0 | 0 | 0 | 0 | 0 | 0 | 0 | 0 | 0 | 0 | 0 | 0 | 0 | 0 | 0 | 0 | 0 | 0 | 0 | 0 | 0 | 0 | 0 | 0 | 0 | 0 | 0 | 0 | 0
F2_Commercial_Restaurant_Existing_Food Preparation_Natural Gas_Broiler_E7 | F2 | Commercial | Restaurant | Existing | Food Preparation | Natural Gas | Broiler | E7 | RVT - Cost of Operation | 0 | 0 | 0 | 0 | 0 | 0 | 0 | 0 | 0 | 0 | 0 | 0 | 0 | 0 | 0 | 0 | 0 | 0 | 0 | 0 | 0 | 0 | 0 | 0 | 0 | 0 | 0 | 0 | 0 | 0 | 0 | 0 | 0 | 0 | 0 | 0 | 0 | 0 | 0 | 0 | 0 | 0
F2_Commercial_Restaurant_Existing_Food Preparation_Natural Gas_Broiler_E8 | F2 | Commercial | Restaurant | Existing | Food Preparation | Natural Gas | Broiler | E8 | RVT - Cost of Operation | 0 | 0 | 0 | 0 | 0 | 0 | 0 | 0 | 0 | 0 | 0 | 0 | 0 | 0 | 0 | 0 | 0 | 0 | 0 | 0 | 0 | 0 | 0 | 0 | 0 | 0 | 0 | 0 | 0 | 0 | 0 | 0 | 0 | 0 | 0 | 0 | 0 | 0 | 0 | 0 | 0 | 0
F2_Commercial_Restaurant_Existing_Food Preparation_Natural Gas_Broiler_E9 | F2 | Commercial | Restaurant | Existing | Food Preparation | Natural Gas | Broiler | E9 | RVT - Cost of Operation | 0 | 0 | 0 | 0 | 0 | 0 | 0 | 0 | 0 | 0 | 0 | 0 | 0 | 0 | 0 | 0 | 0 | 0 | 0 | 0 | 0 | 0 | 0 | 0 | 0 | 0 | 0 | 0 | 0 | 0 | 0 | 0 | 0 | 0 | 0 | 0 | 0 | 0 | 0 | 0 | 0 | 0
F2_Commercial_Restaurant_Existing_Food Preparation_Natural Gas_Broiler_E10 | F2 | Commercial | Restaurant | Existing | Food Preparation | Natural Gas | Broiler | E10 | RVT - Cost of Operation | 0 | 0 | 0 | 0 | 0 | 0 | 0 | 0 | 0 | 0 | 0 | 0 | 0 | 0 | 0 | 0 | 0 | 0 | 0 | 0 | 0 | 0 | 0 | 0 | 0 | 0 | 0 | 0 | 0 | 0 | 0 | 0 | 0 | 0 | 0 | 0 | 0 | 0 | 0 | 0 | 0 | 0
F3_Commercial_Restaurant_Existing_Food Preparation_Natural Gas_Broiler_E1 | F3 | Commercial | Restaurant | Existing | Food Preparation | Natural Gas | Broiler | E1 | System - kBTUs of Consumption | 0.58411 | 0.58411 | 0.58411 | 0.58411 | 0.58411 | 0.58411 | 0.58411 | 0.58411 | 0.58411 | 0.58411 | 0.58411 | 0.58411 | 0.58411 | 0.58411 | 0.58411 | 0.58411 | 0.58411 | 0.58411 | 0.58411 | 0.58411 | 0.58411 | 0.58411 | 0.58411 | 0.58411 | 0.58411 | 0.58411 | 0.58411 | 0.58411 | 0.58411 | 0.58411 | 0.58411 | 0.58411 | 0.58411 | 0 | 0 | 0 | 0 | 0 | 0 | 0 | 0 | 0
F3_Commercial_Restaurant_Existing_Food Preparation_Natural Gas_Broiler_E2 | F3 | Commercial | Restaurant | Existing | Food Preparation | Natural Gas | Broiler | E2 | System - kBTUs of Consumption | 0.81776 | 0.81776 | 0.81776 | 0.81776 | 0.81776 | 0.81776 | 0.81776 | 0.81776 | 0.81776 | 0.81776 | 0.81776 | 0.81776 | 0.81776 | 0.81776 | 0.81776 | 0.81776 | 0.81776 | 0.81776 | 0.81776 | 0.81776 | 0.81776 | 0.81776 | 0.81776 | 0.81776 | 0.81776 | 0.81776 | 0.81776 | 0.81776 | 0.81776 | 0.81776 | 0.81776 | 0.81776 | 0.81776 | 0 | 0 | 0 | 0 | 0 | 0 | 0 | 0 | 0
F3_Commercial_Restaurant_Existing_Food Preparation_Natural Gas_Broiler_E3 | F3 | Commercial | Restaurant | Existing | Food Preparation | Natural Gas | Broiler | E3 | System - kBTUs of Consumption | 0 | 0 | 0 | 0 | 0 | 0 | 0 | 0 | 0 | 0 | 0 | 0 | 0 | 0 | 0 | 0 | 0 | 0 | 0 | 0 | 0 | 0 | 0 | 0 | 0 | 0 | 0 | 0 | 0 | 0 | 0 | 0 | 0 | 0 | 0 | 0 | 0 | 0 | 0 | 0 | 0 | 0
F3_Commercial_Restaurant_Existing_Food Preparation_Natural Gas_Broiler_E4 | F3 | Commercial | Restaurant | Existing | Food Preparation | Natural Gas | Broiler | E4 | System - kBTUs of Consumption | 0 | 0 | 0 | 0 | 0 | 0 | 0 | 0 | 0 | 0 | 0 | 0 | 0 | 0 | 0 | 0 | 0 | 0 | 0 | 0 | 0 | 0 | 0 | 0 | 0 | 0 | 0 | 0 | 0 | 0 | 0 | 0 | 0 | 0 | 0 | 0 | 0 | 0 | 0 | 0 | 0 | 0
F3_Commercial_Restaurant_Existing_Food Preparation_Natural Gas_Broiler_E5 | F3 | Commercial | Restaurant | Existing | Food Preparation | Natural Gas | Broiler | E5 | System - kBTUs of Consumption | 0 | 0 | 0 | 0 | 0 | 0 | 0 | 0 | 0 | 0 | 0 | 0 | 0 | 0 | 0 | 0 | 0 | 0 | 0 | 0 | 0 | 0 | 0 | 0 | 0 | 0 | 0 | 0 | 0 | 0 | 0 | 0 | 0 | 0 | 0 | 0 | 0 | 0 | 0 | 0 | 0 | 0
F3_Commercial_Restaurant_Existing_Food Preparation_Natural Gas_Broiler_E6 | F3 | Commercial | Restaurant | Existing | Food Preparation | Natural Gas | Broiler | E6 | System - kBTUs of Consumption | 0 | 0 | 0 | 0 | 0 | 0 | 0 | 0 | 0 | 0 | 0 | 0 | 0 | 0 | 0 | 0 | 0 | 0 | 0 | 0 | 0 | 0 | 0 | 0 | 0 | 0 | 0 | 0 | 0 | 0 | 0 | 0 | 0 | 0 | 0 | 0 | 0 | 0 | 0 | 0 | 0 | 0
F3_Commercial_Restaurant_Existing_Food Preparation_Natural Gas_Broiler_E7 | F3 | Commercial | Restaurant | Existing | Food Preparation | Natural Gas | Broiler | E7 | System - kBTUs of Consumption | 0 | 0 | 0 | 0 | 0 | 0 | 0 | 0 | 0 | 0 | 0 | 0 | 0 | 0 | 0 | 0 | 0 | 0 | 0 | 0 | 0 | 0 | 0 | 0 | 0 | 0 | 0 | 0 | 0 | 0 | 0 | 0 | 0 | 0 | 0 | 0 | 0 | 0 | 0 | 0 | 0 | 0
F3_Commercial_Restaurant_Existing_Food Preparation_Natural Gas_Broiler_E8 | F3 | Commercial | Restaurant | Existing | Food Preparation | Natural Gas | Broiler | E8 | System - kBTUs of Consumption | 0 | 0 | 0 | 0 | 0 | 0 | 0 | 0 | 0 | 0 | 0 | 0 | 0 | 0 | 0 | 0 | 0 | 0 | 0 | 0 | 0 | 0 | 0 | 0 | 0 | 0 | 0 | 0 | 0 | 0 | 0 | 0 | 0 | 0 | 0 | 0 | 0 | 0 | 0 | 0 | 0 | 0
F3_Commercial_Restaurant_Existing_Food Preparation_Natural Gas_Broiler_E9 | F3 | Commercial | Restaurant | Existing | Food Preparation | Natural Gas | Broiler | E9 | System - kBTUs of Consumption | 0 | 0 | 0 | 0 | 0 | 0 | 0 | 0 | 0 | 0 | 0 | 0 | 0 | 0 | 0 | 0 | 0 | 0 | 0 | 0 | 0 | 0 | 0 | 0 | 0 | 0 | 0 | 0 | 0 | 0 | 0 | 0 | 0 | 0 | 0 | 0 | 0 | 0 | 0 | 0 | 0 | 0
F3_Commercial_Restaurant_Existing_Food Preparation_Natural Gas_Broiler_E10 | F3 | Commercial | Restaurant | Existing | Food Preparation | Natural Gas | Broiler | E10 | System - kBTUs of Consumption | 0 | 0 | 0 | 0 | 0 | 0 | 0 | 0 | 0 | 0 | 0 | 0 | 0 | 0 | 0 | 0 | 0 | 0 | 0 | 0 | 0 | 0 | 0 | 0 | 0 | 0 | 0 | 0 | 0 | 0 | 0 | 0 | 0 | 0 | 0 | 0 | 0 | 0 | 0 | 0 | 0 | 0
F4_Commercial_Restaurant_Existing_Food Preparation_Natural Gas_Broiler_E1 | F4 | Commercial | Restaurant | Existing | Food Preparation | Natural Gas | Broiler | E1 | Utility - Cost of Equipment | 2.1055 | 2.1216 | 2.1395 | 2.1592 | 2.1817 | 2.2077 | 2.2288 | 2.2491 | 2.2696 | 2.2911 | 2.3115 | 2.3302 | 2.3494 | 2.3695 | 2.3918 | 2.4135 | 2.4366 | 2.4609 | 2.4863 | 2.5122 | 2.5383 | 2.5627 | 2.5848 | 2.6042 | 2.6211 | 2.6356 | 2.6456 | 2.6531 | 2.6596 | 2.6651 | 2.6706 | 2.673 | 2.673 | 0 | 0 | 0 | 0 | 0 | 0 | 0 | 0 | 0
F4_Commercial_Restaurant_Existing_Food Preparation_Natural Gas_Broiler_E2 | F4 | Commercial | Restaurant | Existing | Food Preparation | Natural Gas | Broiler | E2 | Utility - Cost of Equipment | 1.3536 | 1.3639 | 1.3754 | 1.3881 | 1.4025 | 1.4193 | 1.4328 | 1.4458 | 1.4591 | 1.4728 | 1.4859 | 1.498 | 1.5103 | 1.5233 | 1.5376 | 1.5515 | 1.5664 | 1.582 | 1.5983 | 1.615 | 1.6318 | 1.6475 | 1.6616 | 1.6742 | 1.685 | 1.6943 | 1.7008 | 1.7056 | 1.7097 | 1.7133 | 1.7168 | 1.7184 | 1.7184 | 0 | 0 | 0 | 0 | 0 | 0 | 0 | 0 | 0
F4_Commercial_Restaurant_Existing_Food Preparation_Natural Gas_Broiler_E3 | F4 | Commercial | Restaurant | Existing | Food Preparation | Natural Gas | Broiler | E3 | Utility - Cost of Equipment | 0 | 0 | 0 | 0 | 0 | 0 | 0 | 0 | 0 | 0 | 0 | 0 | 0 | 0 | 0 | 0 | 0 | 0 | 0 | 0 | 0 | 0 | 0 | 0 | 0 | 0 | 0 | 0 | 0 | 0 | 0 | 0 | 0 | 0 | 0 | 0 | 0 | 0 | 0 | 0 | 0 | 0
F4_Commercial_Restaurant_Existing_Food Preparation_Natural Gas_Broiler_E4 | F4 | Commercial | Restaurant | Existing | Food Preparation | Natural Gas | Broiler | E4 | Utility - Cost of Equipment | 0 | 0 | 0 | 0 | 0 | 0 | 0 | 0 | 0 | 0 | 0 | 0 | 0 | 0 | 0 | 0 | 0 | 0 | 0 | 0 | 0 | 0 | 0 | 0 | 0 | 0 | 0 | 0 | 0 | 0 | 0 | 0 | 0 | 0 | 0 | 0 | 0 | 0 | 0 | 0 | 0 | 0
F4_Commercial_Restaurant_Existing_Food Preparation_Natural Gas_Broiler_E5 | F4 | Commercial | Restaurant | Existing | Food Preparation | Natural Gas | Broiler | E5 | Utility - Cost of Equipment | 0 | 0 | 0 | 0 | 0 | 0 | 0 | 0 | 0 | 0 | 0 | 0 | 0 | 0 | 0 | 0 | 0 | 0 | 0 | 0 | 0 | 0 | 0 | 0 | 0 | 0 | 0 | 0 | 0 | 0 | 0 | 0 | 0 | 0 | 0 | 0 | 0 | 0 | 0 | 0 | 0 | 0
F4_Commercial_Restaurant_Existing_Food Preparation_Natural Gas_Broiler_E6 | F4 | Commercial | Restaurant | Existing | Food Preparation | Natural Gas | Broiler | E6 | Utility - Cost of Equipment | 0 | 0 | 0 | 0 | 0 | 0 | 0 | 0 | 0 | 0 | 0 | 0 | 0 | 0 | 0 | 0 | 0 | 0 | 0 | 0 | 0 | 0 | 0 | 0 | 0 | 0 | 0 | 0 | 0 | 0 | 0 | 0 | 0 | 0 | 0 | 0 | 0 | 0 | 0 | 0 | 0 | 0
F4_Commercial_Restaurant_Existing_Food Preparation_Natural Gas_Broiler_E7 | F4 | Commercial | Restaurant | Existing | Food Preparation | Natural Gas | Broiler | E7 | Utility - Cost of Equipment | 0 | 0 | 0 | 0 | 0 | 0 | 0 | 0 | 0 | 0 | 0 | 0 | 0 | 0 | 0 | 0 | 0 | 0 | 0 | 0 | 0 | 0 | 0 | 0 | 0 | 0 | 0 | 0 | 0 | 0 | 0 | 0 | 0 | 0 | 0 | 0 | 0 | 0 | 0 | 0 | 0 | 0
F4_Commercial_Restaurant_Existing_Food Preparation_Natural Gas_Broiler_E8 | F4 | Commercial | Restaurant | Existing | Food Preparation | Natural Gas | Broiler | E8 | Utility - Cost of Equipment | 0 | 0 | 0 | 0 | 0 | 0 | 0 | 0 | 0 | 0 | 0 | 0 | 0 | 0 | 0 | 0 | 0 | 0 | 0 | 0 | 0 | 0 | 0 | 0 | 0 | 0 | 0 | 0 | 0 | 0 | 0 | 0 | 0 | 0 | 0 | 0 | 0 | 0 | 0 | 0 | 0 | 0
F4_Commercial_Restaurant_Existing_Food Preparation_Natural Gas_Broiler_E9 | F4 | Commercial | Restaurant | Existing | Food Preparation | Natural Gas | Broiler | E9 | Utility - Cost of Equipment | 0 | 0 | 0 | 0 | 0 | 0 | 0 | 0 | 0 | 0 | 0 | 0 | 0 | 0 | 0 | 0 | 0 | 0 | 0 | 0 | 0 | 0 | 0 | 0 | 0 | 0 | 0 | 0 | 0 | 0 | 0 | 0 | 0 | 0 | 0 | 0 | 0 | 0 | 0 | 0 | 0 | 0
F4_Commercial_Restaurant_Existing_Food Preparation_Natural Gas_Broiler_E10 | F4 | Commercial | Restaurant | Existing | Food Preparation | Natural Gas | Broiler | E10 | Utility - Cost of Equipment | 0 | 0 | 0 | 0 | 0 | 0 | 0 | 0 | 0 | 0 | 0 | 0 | 0 | 0 | 0 | 0 | 0 | 0 | 0 | 0 | 0 | 0 | 0 | 0 | 0 | 0 | 0 | 0 | 0 | 0 | 0 | 0 | 0 | 0 | 0 | 0 | 0 | 0 | 0 | 0 | 0 | 0
F5_Commercial_Restaurant_Existing_Food Preparation_Natural Gas_Broiler_E1 | F5 | Commercial | Restaurant | Existing | Food Preparation | Natural Gas | Broiler | E1 | Utility - Cost of Operation | 0.58411 | 0.58411 | 0.58411 | 0.58411 | 0.58411 | 0.58411 | 0.58411 | 0.58411 | 0.58411 | 0.58411 | 0.58411 | 0.58411 | 0.58411 | 0.58411 | 0.58411 | 0.58411 | 0.58411 | 0.58411 | 0.58411 | 0.58411 | 0.58411 | 0.58411 | 0.58411 | 0.58411 | 0.58411 | 0.58411 | 0.58411 | 0.58411 | 0.58411 | 0.58411 | 0.58411 | 0.58411 | 0.58411 | 0 | 0 | 0 | 0 | 0 | 0 | 0 | 0 | 0
F5_Commercial_Restaurant_Existing_Food Preparation_Natural Gas_Broiler_E2 | F5 | Commercial | Restaurant | Existing | Food Preparation | Natural Gas | Broiler | E2 | Utility - Cost of Operation | 0.81776 | 0.81776 | 0.81776 | 0.81776 | 0.81776 | 0.81776 | 0.81776 | 0.81776 | 0.81776 | 0.81776 | 0.81776 | 0.81776 | 0.81776 | 0.81776 | 0.81776 | 0.81776 | 0.81776 | 0.81776 | 0.81776 | 0.81776 | 0.81776 | 0.81776 | 0.81776 | 0.81776 | 0.81776 | 0.81776 | 0.81776 | 0.81776 | 0.81776 | 0.81776 | 0.81776 | 0.81776 | 0.81776 | 0 | 0 | 0 | 0 | 0 | 0 | 0 | 0 | 0
F5_Commercial_Restaurant_Existing_Food Preparation_Natural Gas_Broiler_E3 | F5 | Commercial | Restaurant | Existing | Food Preparation | Natural Gas | Broiler | E3 | Utility - Cost of Operation | 0 | 0 | 0 | 0 | 0 | 0 | 0 | 0 | 0 | 0 | 0 | 0 | 0 | 0 | 0 | 0 | 0 | 0 | 0 | 0 | 0 | 0 | 0 | 0 | 0 | 0 | 0 | 0 | 0 | 0 | 0 | 0 | 0 | 0 | 0 | 0 | 0 | 0 | 0 | 0 | 0 | 0
F5_Commercial_Restaurant_Existing_Food Preparation_Natural Gas_Broiler_E4 | F5 | Commercial | Restaurant | Existing | Food Preparation | Natural Gas | Broiler | E4 | Utility - Cost of Operation | 0 | 0 | 0 | 0 | 0 | 0 | 0 | 0 | 0 | 0 | 0 | 0 | 0 | 0 | 0 | 0 | 0 | 0 | 0 | 0 | 0 | 0 | 0 | 0 | 0 | 0 | 0 | 0 | 0 | 0 | 0 | 0 | 0 | 0 | 0 | 0 | 0 | 0 | 0 | 0 | 0 | 0
F5_Commercial_Restaurant_Existing_Food Preparation_Natural Gas_Broiler_E5 | F5 | Commercial | Restaurant | Existing | Food Preparation | Natural Gas | Broiler | E5 | Utility - Cost of Operation | 0 | 0 | 0 | 0 | 0 | 0 | 0 | 0 | 0 | 0 | 0 | 0 | 0 | 0 | 0 | 0 | 0 | 0 | 0 | 0 | 0 | 0 | 0 | 0 | 0 | 0 | 0 | 0 | 0 | 0 | 0 | 0 | 0 | 0 | 0 | 0 | 0 | 0 | 0 | 0 | 0 | 0
F5_Commercial_Restaurant_Existing_Food Preparation_Natural Gas_Broiler_E6 | F5 | Commercial | Restaurant | Existing | Food Preparation | Natural Gas | Broiler | E6 | Utility - Cost of Operation | 0 | 0 | 0 | 0 | 0 | 0 | 0 | 0 | 0 | 0 | 0 | 0 | 0 | 0 | 0 | 0 | 0 | 0 | 0 | 0 | 0 | 0 | 0 | 0 | 0 | 0 | 0 | 0 | 0 | 0 | 0 | 0 | 0 | 0 | 0 | 0 | 0 | 0 | 0 | 0 | 0 | 0
F5_Commercial_Restaurant_Existing_Food Preparation_Natural Gas_Broiler_E7 | F5 | Commercial | Restaurant | Existing | Food Preparation | Natural Gas | Broiler | E7 | Utility - Cost of Operation | 0 | 0 | 0 | 0 | 0 | 0 | 0 | 0 | 0 | 0 | 0 | 0 | 0 | 0 | 0 | 0 | 0 | 0 | 0 | 0 | 0 | 0 | 0 | 0 | 0 | 0 | 0 | 0 | 0 | 0 | 0 | 0 | 0 | 0 | 0 | 0 | 0 | 0 | 0 | 0 | 0 | 0
F5_Commercial_Restaurant_Existing_Food Preparation_Natural Gas_Broiler_E8 | F5 | Commercial | Restaurant | Existing | Food Preparation | Natural Gas | Broiler | E8 | Utility - Cost of Operation | 0 | 0 | 0 | 0 | 0 | 0 | 0 | 0 | 0 | 0 | 0 | 0 | 0 | 0 | 0 | 0 | 0 | 0 | 0 | 0 | 0 | 0 | 0 | 0 | 0 | 0 | 0 | 0 | 0 | 0 | 0 | 0 | 0 | 0 | 0 | 0 | 0 | 0 | 0 | 0 | 0 | 0
F5_Commercial_Restaurant_Existing_Food Preparation_Natural Gas_Broiler_E9 | F5 | Commercial | Restaurant | Existing | Food Preparation | Natural Gas | Broiler | E9 | Utility - Cost of Operation | 0 | 0 | 0 | 0 | 0 | 0 | 0 | 0 | 0 | 0 | 0 | 0 | 0 | 0 | 0 | 0 | 0 | 0 | 0 | 0 | 0 | 0 | 0 | 0 | 0 | 0 | 0 | 0 | 0 | 0 | 0 | 0 | 0 | 0 | 0 | 0 | 0 | 0 | 0 | 0 | 0 | 0
F5_Commercial_Restaurant_Existing_Food Preparation_Natural Gas_Broiler_E10 | F5 | Commercial | Restaurant | Existing | Food Preparation | Natural Gas | Broiler | E10 | Utility - Cost of Operation | 0 | 0 | 0 | 0 | 0 | 0 | 0 | 0 | 0 | 0 | 0 | 0 | 0 | 0 | 0 | 0 | 0 | 0 | 0 | 0 | 0 | 0 | 0 | 0 | 0 | 0 | 0 | 0 | 0 | 0 | 0 | 0 | 0 | 0 | 0 | 0 | 0 | 0 | 0 | 0 | 0 | 0
F6_Commercial_Restaurant_Existing_Food Preparation_Natural Gas_Broiler_E1 | F6 | Commercial | Restaurant | Existing | Food Preparation | Natural Gas | Broiler | E1 | Utility - Value of Sales | 1.247 | 1.247 | 1.247 | 1.247 | 1.247 | 1.247 | 1.247 | 1.247 | 1.247 | 1.247 | 1.247 | 1.247 | 1.247 | 1.247 | 1.247 | 1.247 | 1.247 | 1.247 | 1.247 | 1.247 | 1.247 | 1.247 | 1.247 | 1.247 | 1.247 | 1.247 | 1.247 | 1.247 | 1.247 | 1.247 | 1.247 | 1.247 | 1.247 | 0 | 0 | 0 | 0 | 0 | 0 | 0 | 0 | 0
F6_Commercial_Restaurant_Existing_Food Preparation_Natural Gas_Broiler_E2 | F6 | Commercial | Restaurant | Existing | Food Preparation | Natural Gas | Broiler | E2 | Utility - Value of Sales | 0.80164 | 0.80164 | 0.80164 | 0.80164 | 0.80164 | 0.80164 | 0.80164 | 0.80164 | 0.80164 | 0.80164 | 0.80164 | 0.80164 | 0.80164 | 0.80164 | 0.80164 | 0.80164 | 0.80164 | 0.80164 | 0.80164 | 0.80164 | 0.80164 | 0.80164 | 0.80164 | 0.80164 | 0.80164 | 0.80164 | 0.80164 | 0.80164 | 0.80164 | 0.80164 | 0.80164 | 0.80164 | 0.80164 | 0 | 0 | 0 | 0 | 0 | 0 | 0 | 0 | 0
F6_Commercial_Restaurant_Existing_Food Preparation_Natural Gas_Broiler_E3 | F6 | Commercial | Restaurant | Existing | Food Preparation | Natural Gas | Broiler | E3 | Utility - Value of Sales | 0 | 0 | 0 | 0 | 0 | 0 | 0 | 0 | 0 | 0 | 0 | 0 | 0 | 0 | 0 | 0 | 0 | 0 | 0 | 0 | 0 | 0 | 0 | 0 | 0 | 0 | 0 | 0 | 0 | 0 | 0 | 0 | 0 | 0 | 0 | 0 | 0 | 0 | 0 | 0 | 0 | 0
F6_Commercial_Restaurant_Existing_Food Preparation_Natural Gas_Broiler_E4 | F6 | Commercial | Restaurant | Existing | Food Preparation | Natural Gas | Broiler | E4 | Utility - Value of Sales | 0 | 0 | 0 | 0 | 0 | 0 | 0 | 0 | 0 | 0 | 0 | 0 | 0 | 0 | 0 | 0 | 0 | 0 | 0 | 0 | 0 | 0 | 0 | 0 | 0 | 0 | 0 | 0 | 0 | 0 | 0 | 0 | 0 | 0 | 0 | 0 | 0 | 0 | 0 | 0 | 0 | 0
F6_Commercial_Restaurant_Existing_Food Preparation_Natural Gas_Broiler_E5 | F6 | Commercial | Restaurant | Existing | Food Preparation | Natural Gas | Broiler | E5 | Utility - Value of Sales | 0 | 0 | 0 | 0 | 0 | 0 | 0 | 0 | 0 | 0 | 0 | 0 | 0 | 0 | 0 | 0 | 0 | 0 | 0 | 0 | 0 | 0 | 0 | 0 | 0 | 0 | 0 | 0 | 0 | 0 | 0 | 0 | 0 | 0 | 0 | 0 | 0 | 0 | 0 | 0 | 0 | 0
F6_Commercial_Restaurant_Existing_Food Preparation_Natural Gas_Broiler_E6 | F6 | Commercial | Restaurant | Existing | Food Preparation | Natural Gas | Broiler | E6 | Utility - Value of Sales | 0 | 0 | 0 | 0 | 0 | 0 | 0 | 0 | 0 | 0 | 0 | 0 | 0 | 0 | 0 | 0 | 0 | 0 | 0 | 0 | 0 | 0 | 0 | 0 | 0 | 0 | 0 | 0 | 0 | 0 | 0 | 0 | 0 | 0 | 0 | 0 | 0 | 0 | 0 | 0 | 0 | 0
F6_Commercial_Restaurant_Existing_Food Preparation_Natural Gas_Broiler_E7 | F6 | Commercial | Restaurant | Existing | Food Preparation | Natural Gas | Broiler | E7 | Utility - Value of Sales | 0 | 0 | 0 | 0 | 0 | 0 | 0 | 0 | 0 | 0 | 0 | 0 | 0 | 0 | 0 | 0 | 0 | 0 | 0 | 0 | 0 | 0 | 0 | 0 | 0 | 0 | 0 | 0 | 0 | 0 | 0 | 0 | 0 | 0 | 0 | 0 | 0 | 0 | 0 | 0 | 0 | 0
F6_Commercial_Restaurant_Existing_Food Preparation_Natural Gas_Broiler_E8 | F6 | Commercial | Restaurant | Existing | Food Preparation | Natural Gas | Broiler | E8 | Utility - Value of Sales | 0 | 0 | 0 | 0 | 0 | 0 | 0 | 0 | 0 | 0 | 0 | 0 | 0 | 0 | 0 | 0 | 0 | 0 | 0 | 0 | 0 | 0 | 0 | 0 | 0 | 0 | 0 | 0 | 0 | 0 | 0 | 0 | 0 | 0 | 0 | 0 | 0 | 0 | 0 | 0 | 0 | 0
F6_Commercial_Restaurant_Existing_Food Preparation_Natural Gas_Broiler_E9 | F6 | Commercial | Restaurant | Existing | Food Preparation | Natural Gas | Broiler | E9 | Utility - Value of Sales | 0 | 0 | 0 | 0 | 0 | 0 | 0 | 0 | 0 | 0 | 0 | 0 | 0 | 0 | 0 | 0 | 0 | 0 | 0 | 0 | 0 | 0 | 0 | 0 | 0 | 0 | 0 | 0 | 0 | 0 | 0 | 0 | 0 | 0 | 0 | 0 | 0 | 0 | 0 | 0 | 0 | 0
F6_Commercial_Restaurant_Existing_Food Preparation_Natural Gas_Broiler_E10 | F6 | Commercial | Restaurant | Existing | Food Preparation | Natural Gas | Broiler | E10 | Utility - Value of Sales | 0 | 0 | 0 | 0 | 0 | 0 | 0 | 0 | 0 | 0 | 0 | 0 | 0 | 0 | 0 | 0 | 0 | 0 | 0 | 0 | 0 | 0 | 0 | 0 | 0 | 0 | 0 | 0 | 0 | 0 | 0 | 0 | 0 | 0 | 0 | 0 | 0 | 0 | 0 | 0 | 0 | 0
F1_Commercial_Restaurant_Existing_Food Preparation_Natural Gas_Griddle_E1 | F1 | Commercial | Restaurant | Existing | Food Preparation | Natural Gas | Griddle | E1 | RVT - Cost of Equipment | 1.0845 | 1.0928 | 1.102 | 1.1122 | 1.1238 | 1.1372 | 1.148 | 1.1585 | 1.169 | 1.1801 | 1.1906 | 1.2002 | 1.2101 | 1.2205 | 1.2319 | 1.2431 | 1.255 | 1.2676 | 1.2806 | 1.294 | 1.3074 | 1.32 | 1.3313 | 1.3414 | 1.3501 | 1.3575 | 1.3627 | 1.3665 | 1.3699 | 1.3727 | 1.3756 | 1.3768 | 1.3768 | 0 | 0 | 0 | 0 | 0 | 0 | 0 | 0 | 0
F1_Commercial_Restaurant_Existing_Food Preparation_Natural Gas_Griddle_E2 | F1 | Commercial | Restaurant | Existing | Food Preparation | Natural Gas | Griddle | E2 | RVT - Cost of Equipment | 0.99397 | 1.0015 | 1.01 | 1.0193 | 1.0299 | 1.0422 | 1.0522 | 1.0617 | 1.0714 | 1.0816 | 1.0912 | 1.1 | 1.1091 | 1.1186 | 1.1291 | 1.1394 | 1.1503 | 1.1617 | 1.1737 | 1.186 | 1.1983 | 1.2098 | 1.2202 | 1.2294 | 1.2374 | 1.2442 | 1.2489 | 1.2525 | 1.2555 | 1.2581 | 1.2607 | 1.2619 | 1.2619 | 0 | 0 | 0 | 0 | 0 | 0 | 0 | 0 | 0
F1_Commercial_Restaurant_Existing_Food Preparation_Natural Gas_Griddle_E3 | F1 | Commercial | Restaurant | Existing | Food Preparation | Natural Gas | Griddle | E3 | RVT - Cost of Equipment | 0 | 0 | 0 | 0 | 0 | 0 | 0 | 0 | 0 | 0 | 0 | 0 | 0 | 0 | 0 | 0 | 0 | 0 | 0 | 0 | 0 | 0 | 0 | 0 | 0 | 0 | 0 | 0 | 0 | 0 | 0 | 0 | 0 | 0 | 0 | 0 | 0 | 0 | 0 | 0 | 0 | 0
F1_Commercial_Restaurant_Existing_Food Preparation_Natural Gas_Griddle_E4 | F1 | Commercial | Restaurant | Existing | Food Preparation | Natural Gas | Griddle | E4 | RVT - Cost of Equipment | 0 | 0 | 0 | 0 | 0 | 0 | 0 | 0 | 0 | 0 | 0 | 0 | 0 | 0 | 0 | 0 | 0 | 0 | 0 | 0 | 0 | 0 | 0 | 0 | 0 | 0 | 0 | 0 | 0 | 0 | 0 | 0 | 0 | 0 | 0 | 0 | 0 | 0 | 0 | 0 | 0 | 0
F1_Commercial_Restaurant_Existing_Food Preparation_Natural Gas_Griddle_E5 | F1 | Commercial | Restaurant | Existing | Food Preparation | Natural Gas | Griddle | E5 | RVT - Cost of Equipment | 0 | 0 | 0 | 0 | 0 | 0 | 0 | 0 | 0 | 0 | 0 | 0 | 0 | 0 | 0 | 0 | 0 | 0 | 0 | 0 | 0 | 0 | 0 | 0 | 0 | 0 | 0 | 0 | 0 | 0 | 0 | 0 | 0 | 0 | 0 | 0 | 0 | 0 | 0 | 0 | 0 | 0
F1_Commercial_Restaurant_Existing_Food Preparation_Natural Gas_Griddle_E6 | F1 | Commercial | Restaurant | Existing | Food Preparation | Natural Gas | Griddle | E6 | RVT - Cost of Equipment | 0 | 0 | 0 | 0 | 0 | 0 | 0 | 0 | 0 | 0 | 0 | 0 | 0 | 0 | 0 | 0 | 0 | 0 | 0 | 0 | 0 | 0 | 0 | 0 | 0 | 0 | 0 | 0 | 0 | 0 | 0 | 0 | 0 | 0 | 0 | 0 | 0 | 0 | 0 | 0 | 0 | 0
F1_Commercial_Restaurant_Existing_Food Preparation_Natural Gas_Griddle_E7 | F1 | Commercial | Restaurant | Existing | Food Preparation | Natural Gas | Griddle | E7 | RVT - Cost of Equipment | 0 | 0 | 0 | 0 | 0 | 0 | 0 | 0 | 0 | 0 | 0 | 0 | 0 | 0 | 0 | 0 | 0 | 0 | 0 | 0 | 0 | 0 | 0 | 0 | 0 | 0 | 0 | 0 | 0 | 0 | 0 | 0 | 0 | 0 | 0 | 0 | 0 | 0 | 0 | 0 | 0 | 0
F1_Commercial_Restaurant_Existing_Food Preparation_Natural Gas_Griddle_E8 | F1 | Commercial | Restaurant | Existing | Food Preparation | Natural Gas | Griddle | E8 | RVT - Cost of Equipment | 0 | 0 | 0 | 0 | 0 | 0 | 0 | 0 | 0 | 0 | 0 | 0 | 0 | 0 | 0 | 0 | 0 | 0 | 0 | 0 | 0 | 0 | 0 | 0 | 0 | 0 | 0 | 0 | 0 | 0 | 0 | 0 | 0 | 0 | 0 | 0 | 0 | 0 | 0 | 0 | 0 | 0
F1_Commercial_Restaurant_Existing_Food Preparation_Natural Gas_Griddle_E9 | F1 | Commercial | Restaurant | Existing | Food Preparation | Natural Gas | Griddle | E9 | RVT - Cost of Equipment | 0 | 0 | 0 | 0 | 0 | 0 | 0 | 0 | 0 | 0 | 0 | 0 | 0 | 0 | 0 | 0 | 0 | 0 | 0 | 0 | 0 | 0 | 0 | 0 | 0 | 0 | 0 | 0 | 0 | 0 | 0 | 0 | 0 | 0 | 0 | 0 | 0 | 0 | 0 | 0 | 0 | 0
F1_Commercial_Restaurant_Existing_Food Preparation_Natural Gas_Griddle_E10 | F1 | Commercial | Restaurant | Existing | Food Preparation | Natural Gas | Griddle | E10 | RVT - Cost of Equipment | 0 | 0 | 0 | 0 | 0 | 0 | 0 | 0 | 0 | 0 | 0 | 0 | 0 | 0 | 0 | 0 | 0 | 0 | 0 | 0 | 0 | 0 | 0 | 0 | 0 | 0 | 0 | 0 | 0 | 0 | 0 | 0 | 0 | 0 | 0 | 0 | 0 | 0 | 0 | 0 | 0 | 0
F2_Commercial_Restaurant_Existing_Food Preparation_Natural Gas_Griddle_E1 | F2 | Commercial | Restaurant | Existing | Food Preparation | Natural Gas | Griddle | E1 | RVT - Cost of Operation | 1.2993 | 1.3092 | 1.3203 | 1.3325 | 1.3463 | 1.3624 | 1.3754 | 1.3879 | 1.4006 | 1.4138 | 1.4264 | 1.438 | 1.4498 | 1.4622 | 1.476 | 1.4894 | 1.5036 | 1.5186 | 1.5343 | 1.5503 | 1.5664 | 1.5814 | 1.595 | 1.6071 | 1.6175 | 1.6264 | 1.6326 | 1.6372 | 1.6412 | 1.6446 | 1.648 | 1.6495 | 1.6495 | 0 | 0 | 0 | 0 | 0 | 0 | 0 | 0 | 0
F2_Commercial_Restaurant_Existing_Food Preparation_Natural Gas_Griddle_E2 | F2 | Commercial | Restaurant | Existing | Food Preparation | Natural Gas | Griddle | E2 | RVT - Cost of Operation | 1.1908 | 1.1999 | 1.2101 | 1.2212 | 1.2339 | 1.2486 | 1.2606 | 1.272 | 1.2837 | 1.2958 | 1.3073 | 1.3179 | 1.3288 | 1.3402 | 1.3527 | 1.365 | 1.3781 | 1.3918 | 1.4062 | 1.4209 | 1.4356 | 1.4494 | 1.4619 | 1.4729 | 1.4824 | 1.4906 | 1.4963 | 1.5005 | 1.5042 | 1.5073 | 1.5104 | 1.5118 | 1.5118 | 0 | 0 | 0 | 0 | 0 | 0 | 0 | 0 | 0
F2_Commercial_Restaurant_Existing_Food Preparation_Natural Gas_Griddle_E3 | F2 | Commercial | Restaurant | Existing | Food Preparation | Natural Gas | Griddle | E3 | RVT - Cost of Operation | 0 | 0 | 0 | 0 | 0 | 0 | 0 | 0 | 0 | 0 | 0 | 0 | 0 | 0 | 0 | 0 | 0 | 0 | 0 | 0 | 0 | 0 | 0 | 0 | 0 | 0 | 0 | 0 | 0 | 0 | 0 | 0 | 0 | 0 | 0 | 0 | 0 | 0 | 0 | 0 | 0 | 0
F2_Commercial_Restaurant_Existing_Food Preparation_Natural Gas_Griddle_E4 | F2 | Commercial | Restaurant | Existing | Food Preparation | Natural Gas | Griddle | E4 | RVT - Cost of Operation | 0 | 0 | 0 | 0 | 0 | 0 | 0 | 0 | 0 | 0 | 0 | 0 | 0 | 0 | 0 | 0 | 0 | 0 | 0 | 0 | 0 | 0 | 0 | 0 | 0 | 0 | 0 | 0 | 0 | 0 | 0 | 0 | 0 | 0 | 0 | 0 | 0 | 0 | 0 | 0 | 0 | 0
F2_Commercial_Restaurant_Existing_Food Preparation_Natural Gas_Griddle_E5 | F2 | Commercial | Restaurant | Existing | Food Preparation | Natural Gas | Griddle | E5 | RVT - Cost of Operation | 0 | 0 | 0 | 0 | 0 | 0 | 0 | 0 | 0 | 0 | 0 | 0 | 0 | 0 | 0 | 0 | 0 | 0 | 0 | 0 | 0 | 0 | 0 | 0 | 0 | 0 | 0 | 0 | 0 | 0 | 0 | 0 | 0 | 0 | 0 | 0 | 0 | 0 | 0 | 0 | 0 | 0
F2_Commercial_Restaurant_Existing_Food Preparation_Natural Gas_Griddle_E6 | F2 | Commercial | Restaurant | Existing | Food Preparation | Natural Gas | Griddle | E6 | RVT - Cost of Operation | 0 | 0 | 0 | 0 | 0 | 0 | 0 | 0 | 0 | 0 | 0 | 0 | 0 | 0 | 0 | 0 | 0 | 0 | 0 | 0 | 0 | 0 | 0 | 0 | 0 | 0 | 0 | 0 | 0 | 0 | 0 | 0 | 0 | 0 | 0 | 0 | 0 | 0 | 0 | 0 | 0 | 0
F2_Commercial_Restaurant_Existing_Food Preparation_Natural Gas_Griddle_E7 | F2 | Commercial | Restaurant | Existing | Food Preparation | Natural Gas | Griddle | E7 | RVT - Cost of Operation | 0 | 0 | 0 | 0 | 0 | 0 | 0 | 0 | 0 | 0 | 0 | 0 | 0 | 0 | 0 | 0 | 0 | 0 | 0 | 0 | 0 | 0 | 0 | 0 | 0 | 0 | 0 | 0 | 0 | 0 | 0 | 0 | 0 | 0 | 0 | 0 | 0 | 0 | 0 | 0 | 0 | 0
F2_Commercial_Restaurant_Existing_Food Preparation_Natural Gas_Griddle_E8 | F2 | Commercial | Restaurant | Existing | Food Preparation | Natural Gas | Griddle | E8 | RVT - Cost of Operation | 0 | 0 | 0 | 0 | 0 | 0 | 0 | 0 | 0 | 0 | 0 | 0 | 0 | 0 | 0 | 0 | 0 | 0 | 0 | 0 | 0 | 0 | 0 | 0 | 0 | 0 | 0 | 0 | 0 | 0 | 0 | 0 | 0 | 0 | 0 | 0 | 0 | 0 | 0 | 0 | 0 | 0
F2_Commercial_Restaurant_Existing_Food Preparation_Natural Gas_Griddle_E9 | F2 | Commercial | Restaurant | Existing | Food Preparation | Natural Gas | Griddle | E9 | RVT - Cost of Operation | 0 | 0 | 0 | 0 | 0 | 0 | 0 | 0 | 0 | 0 | 0 | 0 | 0 | 0 | 0 | 0 | 0 | 0 | 0 | 0 | 0 | 0 | 0 | 0 | 0 | 0 | 0 | 0 | 0 | 0 | 0 | 0 | 0 | 0 | 0 | 0 | 0 | 0 | 0 | 0 | 0 | 0
F2_Commercial_Restaurant_Existing_Food Preparation_Natural Gas_Griddle_E10 | F2 | Commercial | Restaurant | Existing | Food Preparation | Natural Gas | Griddle | E10 | RVT - Cost of Operation | 0 | 0 | 0 | 0 | 0 | 0 | 0 | 0 | 0 | 0 | 0 | 0 | 0 | 0 | 0 | 0 | 0 | 0 | 0 | 0 | 0 | 0 | 0 | 0 | 0 | 0 | 0 | 0 | 0 | 0 | 0 | 0 | 0 | 0 | 0 | 0 | 0 | 0 | 0 | 0 | 0 | 0
F3_Commercial_Restaurant_Existing_Food Preparation_Natural Gas_Griddle_E1 | F3 | Commercial | Restaurant | Existing | Food Preparation | Natural Gas | Griddle | E1 | System - kBTUs of Consumption | 0.39058 | 0.39058 | 0.39058 | 0.39058 | 0.39058 | 0.39058 | 0.39058 | 0.39058 | 0.39058 | 0.39058 | 0.39058 | 0.39058 | 0.39058 | 0.39058 | 0.39058 | 0.39058 | 0.39058 | 0.39058 | 0.39058 | 0.39058 | 0.39058 | 0.39058 | 0.39058 | 0.39058 | 0.39058 | 0.39058 | 0.39058 | 0.39058 | 0.39058 | 0.39058 | 0.39058 | 0.39058 | 0.39058 | 0 | 0 | 0 | 0 | 0 | 0 | 0 | 0 | 0
F3_Commercial_Restaurant_Existing_Food Preparation_Natural Gas_Griddle_E2 | F3 | Commercial | Restaurant | Existing | Food Preparation | Natural Gas | Griddle | E2 | System - kBTUs of Consumption | 0.48538 | 0.48538 | 0.48538 | 0.48538 | 0.48538 | 0.48538 | 0.48538 | 0.48538 | 0.48538 | 0.48538 | 0.48538 | 0.48538 | 0.48538 | 0.48538 | 0.48538 | 0.48538 | 0.48538 | 0.48538 | 0.48538 | 0.48538 | 0.48538 | 0.48538 | 0.48538 | 0.48538 | 0.48538 | 0.48538 | 0.48538 | 0.48538 | 0.48538 | 0.48538 | 0.48538 | 0.48538 | 0.48538 | 0 | 0 | 0 | 0 | 0 | 0 | 0 | 0 | 0
F3_Commercial_Restaurant_Existing_Food Preparation_Natural Gas_Griddle_E3 | F3 | Commercial | Restaurant | Existing | Food Preparation | Natural Gas | Griddle | E3 | System - kBTUs of Consumption | 0 | 0 | 0 | 0 | 0 | 0 | 0 | 0 | 0 | 0 | 0 | 0 | 0 | 0 | 0 | 0 | 0 | 0 | 0 | 0 | 0 | 0 | 0 | 0 | 0 | 0 | 0 | 0 | 0 | 0 | 0 | 0 | 0 | 0 | 0 | 0 | 0 | 0 | 0 | 0 | 0 | 0
F3_Commercial_Restaurant_Existing_Food Preparation_Natural Gas_Griddle_E4 | F3 | Commercial | Restaurant | Existing | Food Preparation | Natural Gas | Griddle | E4 | System - kBTUs of Consumption | 0 | 0 | 0 | 0 | 0 | 0 | 0 | 0 | 0 | 0 | 0 | 0 | 0 | 0 | 0 | 0 | 0 | 0 | 0 | 0 | 0 | 0 | 0 | 0 | 0 | 0 | 0 | 0 | 0 | 0 | 0 | 0 | 0 | 0 | 0 | 0 | 0 | 0 | 0 | 0 | 0 | 0
F3_Commercial_Restaurant_Existing_Food Preparation_Natural Gas_Griddle_E5 | F3 | Commercial | Restaurant | Existing | Food Preparation | Natural Gas | Griddle | E5 | System - kBTUs of Consumption | 0 | 0 | 0 | 0 | 0 | 0 | 0 | 0 | 0 | 0 | 0 | 0 | 0 | 0 | 0 | 0 | 0 | 0 | 0 | 0 | 0 | 0 | 0 | 0 | 0 | 0 | 0 | 0 | 0 | 0 | 0 | 0 | 0 | 0 | 0 | 0 | 0 | 0 | 0 | 0 | 0 | 0
F3_Commercial_Restaurant_Existing_Food Preparation_Natural Gas_Griddle_E6 | F3 | Commercial | Restaurant | Existing | Food Preparation | Natural Gas | Griddle | E6 | System - kBTUs of Consumption | 0 | 0 | 0 | 0 | 0 | 0 | 0 | 0 | 0 | 0 | 0 | 0 | 0 | 0 | 0 | 0 | 0 | 0 | 0 | 0 | 0 | 0 | 0 | 0 | 0 | 0 | 0 | 0 | 0 | 0 | 0 | 0 | 0 | 0 | 0 | 0 | 0 | 0 | 0 | 0 | 0 | 0
F3_Commercial_Restaurant_Existing_Food Preparation_Natural Gas_Griddle_E7 | F3 | Commercial | Restaurant | Existing | Food Preparation | Natural Gas | Griddle | E7 | System - kBTUs of Consumption | 0 | 0 | 0 | 0 | 0 | 0 | 0 | 0 | 0 | 0 | 0 | 0 | 0 | 0 | 0 | 0 | 0 | 0 | 0 | 0 | 0 | 0 | 0 | 0 | 0 | 0 | 0 | 0 | 0 | 0 | 0 | 0 | 0 | 0 | 0 | 0 | 0 | 0 | 0 | 0 | 0 | 0
F3_Commercial_Restaurant_Existing_Food Preparation_Natural Gas_Griddle_E8 | F3 | Commercial | Restaurant | Existing | Food Preparation | Natural Gas | Griddle | E8 | System - kBTUs of Consumption | 0 | 0 | 0 | 0 | 0 | 0 | 0 | 0 | 0 | 0 | 0 | 0 | 0 | 0 | 0 | 0 | 0 | 0 | 0 | 0 | 0 | 0 | 0 | 0 | 0 | 0 | 0 | 0 | 0 | 0 | 0 | 0 | 0 | 0 | 0 | 0 | 0 | 0 | 0 | 0 | 0 | 0
F3_Commercial_Restaurant_Existing_Food Preparation_Natural Gas_Griddle_E9 | F3 | Commercial | Restaurant | Existing | Food Preparation | Natural Gas | Griddle | E9 | System - kBTUs of Consumption | 0 | 0 | 0 | 0 | 0 | 0 | 0 | 0 | 0 | 0 | 0 | 0 | 0 | 0 | 0 | 0 | 0 | 0 | 0 | 0 | 0 | 0 | 0 | 0 | 0 | 0 | 0 | 0 | 0 | 0 | 0 | 0 | 0 | 0 | 0 | 0 | 0 | 0 | 0 | 0 | 0 | 0
F3_Commercial_Restaurant_Existing_Food Preparation_Natural Gas_Griddle_E10 | F3 | Commercial | Restaurant | Existing | Food Preparation | Natural Gas | Griddle | E10 | System - kBTUs of Consumption | 0 | 0 | 0 | 0 | 0 | 0 | 0 | 0 | 0 | 0 | 0 | 0 | 0 | 0 | 0 | 0 | 0 | 0 | 0 | 0 | 0 | 0 | 0 | 0 | 0 | 0 | 0 | 0 | 0 | 0 | 0 | 0 | 0 | 0 | 0 | 0 | 0 | 0 | 0 | 0 | 0 | 0
F4_Commercial_Restaurant_Existing_Food Preparation_Natural Gas_Griddle_E1 | F4 | Commercial | Restaurant | Existing | Food Preparation | Natural Gas | Griddle | E1 | Utility - Cost of Equipment | 1.2993 | 1.3092 | 1.3203 | 1.3325 | 1.3463 | 1.3624 | 1.3754 | 1.3879 | 1.4006 | 1.4138 | 1.4264 | 1.438 | 1.4498 | 1.4622 | 1.476 | 1.4894 | 1.5036 | 1.5186 | 1.5343 | 1.5503 | 1.5664 | 1.5814 | 1.595 | 1.6071 | 1.6175 | 1.6264 | 1.6326 | 1.6372 | 1.6412 | 1.6446 | 1.648 | 1.6495 | 1.6495 | 0 | 0 | 0 | 0 | 0 | 0 | 0 | 0 | 0
F4_Commercial_Restaurant_Existing_Food Preparation_Natural Gas_Griddle_E2 | F4 | Commercial | Restaurant | Existing | Food Preparation | Natural Gas | Griddle | E2 | Utility - Cost of Equipment | 1.1908 | 1.1999 | 1.2101 | 1.2212 | 1.2339 | 1.2486 | 1.2606 | 1.272 | 1.2837 | 1.2958 | 1.3073 | 1.3179 | 1.3288 | 1.3402 | 1.3527 | 1.365 | 1.3781 | 1.3918 | 1.4062 | 1.4209 | 1.4356 | 1.4494 | 1.4619 | 1.4729 | 1.4824 | 1.4906 | 1.4963 | 1.5005 | 1.5042 | 1.5073 | 1.5104 | 1.5118 | 1.5118 | 0 | 0 | 0 | 0 | 0 | 0 | 0 | 0 | 0
F4_Commercial_Restaurant_Existing_Food Preparation_Natural Gas_Griddle_E3 | F4 | Commercial | Restaurant | Existing | Food Preparation | Natural Gas | Griddle | E3 | Utility - Cost of Equipment | 0 | 0 | 0 | 0 | 0 | 0 | 0 | 0 | 0 | 0 | 0 | 0 | 0 | 0 | 0 | 0 | 0 | 0 | 0 | 0 | 0 | 0 | 0 | 0 | 0 | 0 | 0 | 0 | 0 | 0 | 0 | 0 | 0 | 0 | 0 | 0 | 0 | 0 | 0 | 0 | 0 | 0
F4_Commercial_Restaurant_Existing_Food Preparation_Natural Gas_Griddle_E4 | F4 | Commercial | Restaurant | Existing | Food Preparation | Natural Gas | Griddle | E4 | Utility - Cost of Equipment | 0 | 0 | 0 | 0 | 0 | 0 | 0 | 0 | 0 | 0 | 0 | 0 | 0 | 0 | 0 | 0 | 0 | 0 | 0 | 0 | 0 | 0 | 0 | 0 | 0 | 0 | 0 | 0 | 0 | 0 | 0 | 0 | 0 | 0 | 0 | 0 | 0 | 0 | 0 | 0 | 0 | 0
F4_Commercial_Restaurant_Existing_Food Preparation_Natural Gas_Griddle_E5 | F4 | Commercial | Restaurant | Existing | Food Preparation | Natural Gas | Griddle | E5 | Utility - Cost of Equipment | 0 | 0 | 0 | 0 | 0 | 0 | 0 | 0 | 0 | 0 | 0 | 0 | 0 | 0 | 0 | 0 | 0 | 0 | 0 | 0 | 0 | 0 | 0 | 0 | 0 | 0 | 0 | 0 | 0 | 0 | 0 | 0 | 0 | 0 | 0 | 0 | 0 | 0 | 0 | 0 | 0 | 0
F4_Commercial_Restaurant_Existing_Food Preparation_Natural Gas_Griddle_E6 | F4 | Commercial | Restaurant | Existing | Food Preparation | Natural Gas | Griddle | E6 | Utility - Cost of Equipment | 0 | 0 | 0 | 0 | 0 | 0 | 0 | 0 | 0 | 0 | 0 | 0 | 0 | 0 | 0 | 0 | 0 | 0 | 0 | 0 | 0 | 0 | 0 | 0 | 0 | 0 | 0 | 0 | 0 | 0 | 0 | 0 | 0 | 0 | 0 | 0 | 0 | 0 | 0 | 0 | 0 | 0
F4_Commercial_Restaurant_Existing_Food Preparation_Natural Gas_Griddle_E7 | F4 | Commercial | Restaurant | Existing | Food Preparation | Natural Gas | Griddle | E7 | Utility - Cost of Equipment | 0 | 0 | 0 | 0 | 0 | 0 | 0 | 0 | 0 | 0 | 0 | 0 | 0 | 0 | 0 | 0 | 0 | 0 | 0 | 0 | 0 | 0 | 0 | 0 | 0 | 0 | 0 | 0 | 0 | 0 | 0 | 0 | 0 | 0 | 0 | 0 | 0 | 0 | 0 | 0 | 0 | 0
F4_Commercial_Restaurant_Existing_Food Preparation_Natural Gas_Griddle_E8 | F4 | Commercial | Restaurant | Existing | Food Preparation | Natural Gas | Griddle | E8 | Utility - Cost of Equipment | 0 | 0 | 0 | 0 | 0 | 0 | 0 | 0 | 0 | 0 | 0 | 0 | 0 | 0 | 0 | 0 | 0 | 0 | 0 | 0 | 0 | 0 | 0 | 0 | 0 | 0 | 0 | 0 | 0 | 0 | 0 | 0 | 0 | 0 | 0 | 0 | 0 | 0 | 0 | 0 | 0 | 0
F4_Commercial_Restaurant_Existing_Food Preparation_Natural Gas_Griddle_E9 | F4 | Commercial | Restaurant | Existing | Food Preparation | Natural Gas | Griddle | E9 | Utility - Cost of Equipment | 0 | 0 | 0 | 0 | 0 | 0 | 0 | 0 | 0 | 0 | 0 | 0 | 0 | 0 | 0 | 0 | 0 | 0 | 0 | 0 | 0 | 0 | 0 | 0 | 0 | 0 | 0 | 0 | 0 | 0 | 0 | 0 | 0 | 0 | 0 | 0 | 0 | 0 | 0 | 0 | 0 | 0
F4_Commercial_Restaurant_Existing_Food Preparation_Natural Gas_Griddle_E10 | F4 | Commercial | Restaurant | Existing | Food Preparation | Natural Gas | Griddle | E10 | Utility - Cost of Equipment | 0 | 0 | 0 | 0 | 0 | 0 | 0 | 0 | 0 | 0 | 0 | 0 | 0 | 0 | 0 | 0 | 0 | 0 | 0 | 0 | 0 | 0 | 0 | 0 | 0 | 0 | 0 | 0 | 0 | 0 | 0 | 0 | 0 | 0 | 0 | 0 | 0 | 0 | 0 | 0 | 0 | 0
F5_Commercial_Restaurant_Existing_Food Preparation_Natural Gas_Griddle_E1 | F5 | Commercial | Restaurant | Existing | Food Preparation | Natural Gas | Griddle | E1 | Utility - Cost of Operation | 0.39058 | 0.39058 | 0.39058 | 0.39058 | 0.39058 | 0.39058 | 0.39058 | 0.39058 | 0.39058 | 0.39058 | 0.39058 | 0.39058 | 0.39058 | 0.39058 | 0.39058 | 0.39058 | 0.39058 | 0.39058 | 0.39058 | 0.39058 | 0.39058 | 0.39058 | 0.39058 | 0.39058 | 0.39058 | 0.39058 | 0.39058 | 0.39058 | 0.39058 | 0.39058 | 0.39058 | 0.39058 | 0.39058 | 0 | 0 | 0 | 0 | 0 | 0 | 0 | 0 | 0
F5_Commercial_Restaurant_Existing_Food Preparation_Natural Gas_Griddle_E2 | F5 | Commercial | Restaurant | Existing | Food Preparation | Natural Gas | Griddle | E2 | Utility - Cost of Operation | 0.48538 | 0.48538 | 0.48538 | 0.48538 | 0.48538 | 0.48538 | 0.48538 | 0.48538 | 0.48538 | 0.48538 | 0.48538 | 0.48538 | 0.48538 | 0.48538 | 0.48538 | 0.48538 | 0.48538 | 0.48538 | 0.48538 | 0.48538 | 0.48538 | 0.48538 | 0.48538 | 0.48538 | 0.48538 | 0.48538 | 0.48538 | 0.48538 | 0.48538 | 0.48538 | 0.48538 | 0.48538 | 0.48538 | 0 | 0 | 0 | 0 | 0 | 0 | 0 | 0 | 0
F5_Commercial_Restaurant_Existing_Food Preparation_Natural Gas_Griddle_E3 | F5 | Commercial | Restaurant | Existing | Food Preparation | Natural Gas | Griddle | E3 | Utility - Cost of Operation | 0 | 0 | 0 | 0 | 0 | 0 | 0 | 0 | 0 | 0 | 0 | 0 | 0 | 0 | 0 | 0 | 0 | 0 | 0 | 0 | 0 | 0 | 0 | 0 | 0 | 0 | 0 | 0 | 0 | 0 | 0 | 0 | 0 | 0 | 0 | 0 | 0 | 0 | 0 | 0 | 0 | 0
F5_Commercial_Restaurant_Existing_Food Preparation_Natural Gas_Griddle_E4 | F5 | Commercial | Restaurant | Existing | Food Preparation | Natural Gas | Griddle | E4 | Utility - Cost of Operation | 0 | 0 | 0 | 0 | 0 | 0 | 0 | 0 | 0 | 0 | 0 | 0 | 0 | 0 | 0 | 0 | 0 | 0 | 0 | 0 | 0 | 0 | 0 | 0 | 0 | 0 | 0 | 0 | 0 | 0 | 0 | 0 | 0 | 0 | 0 | 0 | 0 | 0 | 0 | 0 | 0 | 0
F5_Commercial_Restaurant_Existing_Food Preparation_Natural Gas_Griddle_E5 | F5 | Commercial | Restaurant | Existing | Food Preparation | Natural Gas | Griddle | E5 | Utility - Cost of Operation | 0 | 0 | 0 | 0 | 0 | 0 | 0 | 0 | 0 | 0 | 0 | 0 | 0 | 0 | 0 | 0 | 0 | 0 | 0 | 0 | 0 | 0 | 0 | 0 | 0 | 0 | 0 | 0 | 0 | 0 | 0 | 0 | 0 | 0 | 0 | 0 | 0 | 0 | 0 | 0 | 0 | 0
F5_Commercial_Restaurant_Existing_Food Preparation_Natural Gas_Griddle_E6 | F5 | Commercial | Restaurant | Existing | Food Preparation | Natural Gas | Griddle | E6 | Utility - Cost of Operation | 0 | 0 | 0 | 0 | 0 | 0 | 0 | 0 | 0 | 0 | 0 | 0 | 0 | 0 | 0 | 0 | 0 | 0 | 0 | 0 | 0 | 0 | 0 | 0 | 0 | 0 | 0 | 0 | 0 | 0 | 0 | 0 | 0 | 0 | 0 | 0 | 0 | 0 | 0 | 0 | 0 | 0
F5_Commercial_Restaurant_Existing_Food Preparation_Natural Gas_Griddle_E7 | F5 | Commercial | Restaurant | Existing | Food Preparation | Natural Gas | Griddle | E7 | Utility - Cost of Operation | 0 | 0 | 0 | 0 | 0 | 0 | 0 | 0 | 0 | 0 | 0 | 0 | 0 | 0 | 0 | 0 | 0 | 0 | 0 | 0 | 0 | 0 | 0 | 0 | 0 | 0 | 0 | 0 | 0 | 0 | 0 | 0 | 0 | 0 | 0 | 0 | 0 | 0 | 0 | 0 | 0 | 0
F5_Commercial_Restaurant_Existing_Food Preparation_Natural Gas_Griddle_E8 | F5 | Commercial | Restaurant | Existing | Food Preparation | Natural Gas | Griddle | E8 | Utility - Cost of Operation | 0 | 0 | 0 | 0 | 0 | 0 | 0 | 0 | 0 | 0 | 0 | 0 | 0 | 0 | 0 | 0 | 0 | 0 | 0 | 0 | 0 | 0 | 0 | 0 | 0 | 0 | 0 | 0 | 0 | 0 | 0 | 0 | 0 | 0 | 0 | 0 | 0 | 0 | 0 | 0 | 0 | 0
F5_Commercial_Restaurant_Existing_Food Preparation_Natural Gas_Griddle_E9 | F5 | Commercial | Restaurant | Existing | Food Preparation | Natural Gas | Griddle | E9 | Utility - Cost of Operation | 0 | 0 | 0 | 0 | 0 | 0 | 0 | 0 | 0 | 0 | 0 | 0 | 0 | 0 | 0 | 0 | 0 | 0 | 0 | 0 | 0 | 0 | 0 | 0 | 0 | 0 | 0 | 0 | 0 | 0 | 0 | 0 | 0 | 0 | 0 | 0 | 0 | 0 | 0 | 0 | 0 | 0
F5_Commercial_Restaurant_Existing_Food Preparation_Natural Gas_Griddle_E10 | F5 | Commercial | Restaurant | Existing | Food Preparation | Natural Gas | Griddle | E10 | Utility - Cost of Operation | 0 | 0 | 0 | 0 | 0 | 0 | 0 | 0 | 0 | 0 | 0 | 0 | 0 | 0 | 0 | 0 | 0 | 0 | 0 | 0 | 0 | 0 | 0 | 0 | 0 | 0 | 0 | 0 | 0 | 0 | 0 | 0 | 0 | 0 | 0 | 0 | 0 | 0 | 0 | 0 | 0 | 0
F6_Commercial_Restaurant_Existing_Food Preparation_Natural Gas_Griddle_E1 | F6 | Commercial | Restaurant | Existing | Food Preparation | Natural Gas | Griddle | E1 | Utility - Value of Sales | 0.76952 | 0.76952 | 0.76952 | 0.76952 | 0.76952 | 0.76952 | 0.76952 | 0.76952 | 0.76952 | 0.76952 | 0.76952 | 0.76952 | 0.76952 | 0.76952 | 0.76952 | 0.76952 | 0.76952 | 0.76952 | 0.76952 | 0.76952 | 0.76952 | 0.76952 | 0.76952 | 0.76952 | 0.76952 | 0.76952 | 0.76952 | 0.76952 | 0.76952 | 0.76952 | 0.76952 | 0.76952 | 0.76952 | 0 | 0 | 0 | 0 | 0 | 0 | 0 | 0 | 0
F6_Commercial_Restaurant_Existing_Food Preparation_Natural Gas_Griddle_E2 | F6 | Commercial | Restaurant | Existing | Food Preparation | Natural Gas | Griddle | E2 | Utility - Value of Sales | 0.70528 | 0.70528 | 0.70528 | 0.70528 | 0.70528 | 0.70528 | 0.70528 | 0.70528 | 0.70528 | 0.70528 | 0.70528 | 0.70528 | 0.70528 | 0.70528 | 0.70528 | 0.70528 | 0.70528 | 0.70528 | 0.70528 | 0.70528 | 0.70528 | 0.70528 | 0.70528 | 0.70528 | 0.70528 | 0.70528 | 0.70528 | 0.70528 | 0.70528 | 0.70528 | 0.70528 | 0.70528 | 0.70528 | 0 | 0 | 0 | 0 | 0 | 0 | 0 | 0 | 0
F6_Commercial_Restaurant_Existing_Food Preparation_Natural Gas_Griddle_E3 | F6 | Commercial | Restaurant | Existing | Food Preparation | Natural Gas | Griddle | E3 | Utility - Value of Sales | 0 | 0 | 0 | 0 | 0 | 0 | 0 | 0 | 0 | 0 | 0 | 0 | 0 | 0 | 0 | 0 | 0 | 0 | 0 | 0 | 0 | 0 | 0 | 0 | 0 | 0 | 0 | 0 | 0 | 0 | 0 | 0 | 0 | 0 | 0 | 0 | 0 | 0 | 0 | 0 | 0 | 0
F6_Commercial_Restaurant_Existing_Food Preparation_Natural Gas_Griddle_E4 | F6 | Commercial | Restaurant | Existing | Food Preparation | Natural Gas | Griddle | E4 | Utility - Value of Sales | 0 | 0 | 0 | 0 | 0 | 0 | 0 | 0 | 0 | 0 | 0 | 0 | 0 | 0 | 0 | 0 | 0 | 0 | 0 | 0 | 0 | 0 | 0 | 0 | 0 | 0 | 0 | 0 | 0 | 0 | 0 | 0 | 0 | 0 | 0 | 0 | 0 | 0 | 0 | 0 | 0 | 0
F6_Commercial_Restaurant_Existing_Food Preparation_Natural Gas_Griddle_E5 | F6 | Commercial | Restaurant | Existing | Food Preparation | Natural Gas | Griddle | E5 | Utility - Value of Sales | 0 | 0 | 0 | 0 | 0 | 0 | 0 | 0 | 0 | 0 | 0 | 0 | 0 | 0 | 0 | 0 | 0 | 0 | 0 | 0 | 0 | 0 | 0 | 0 | 0 | 0 | 0 | 0 | 0 | 0 | 0 | 0 | 0 | 0 | 0 | 0 | 0 | 0 | 0 | 0 | 0 | 0
F6_Commercial_Restaurant_Existing_Food Preparation_Natural Gas_Griddle_E6 | F6 | Commercial | Restaurant | Existing | Food Preparation | Natural Gas | Griddle | E6 | Utility - Value of Sales | 0 | 0 | 0 | 0 | 0 | 0 | 0 | 0 | 0 | 0 | 0 | 0 | 0 | 0 | 0 | 0 | 0 | 0 | 0 | 0 | 0 | 0 | 0 | 0 | 0 | 0 | 0 | 0 | 0 | 0 | 0 | 0 | 0 | 0 | 0 | 0 | 0 | 0 | 0 | 0 | 0 | 0
F6_Commercial_Restaurant_Existing_Food Preparation_Natural Gas_Griddle_E7 | F6 | Commercial | Restaurant | Existing | Food Preparation | Natural Gas | Griddle | E7 | Utility - Value of Sales | 0 | 0 | 0 | 0 | 0 | 0 | 0 | 0 | 0 | 0 | 0 | 0 | 0 | 0 | 0 | 0 | 0 | 0 | 0 | 0 | 0 | 0 | 0 | 0 | 0 | 0 | 0 | 0 | 0 | 0 | 0 | 0 | 0 | 0 | 0 | 0 | 0 | 0 | 0 | 0 | 0 | 0
F6_Commercial_Restaurant_Existing_Food Preparation_Natural Gas_Griddle_E8 | F6 | Commercial | Restaurant | Existing | Food Preparation | Natural Gas | Griddle | E8 | Utility - Value of Sales | 0 | 0 | 0 | 0 | 0 | 0 | 0 | 0 | 0 | 0 | 0 | 0 | 0 | 0 | 0 | 0 | 0 | 0 | 0 | 0 | 0 | 0 | 0 | 0 | 0 | 0 | 0 | 0 | 0 | 0 | 0 | 0 | 0 | 0 | 0 | 0 | 0 | 0 | 0 | 0 | 0 | 0
F6_Commercial_Restaurant_Existing_Food Preparation_Natural Gas_Griddle_E9 | F6 | Commercial | Restaurant | Existing | Food Preparation | Natural Gas | Griddle | E9 | Utility - Value of Sales | 0 | 0 | 0 | 0 | 0 | 0 | 0 | 0 | 0 | 0 | 0 | 0 | 0 | 0 | 0 | 0 | 0 | 0 | 0 | 0 | 0 | 0 | 0 | 0 | 0 | 0 | 0 | 0 | 0 | 0 | 0 | 0 | 0 | 0 | 0 | 0 | 0 | 0 | 0 | 0 | 0 | 0
F6_Commercial_Restaurant_Existing_Food Preparation_Natural Gas_Griddle_E10 | F6 | Commercial | Restaurant | Existing | Food Preparation | Natural Gas | Griddle | E10 | Utility - Value of Sales | 0 | 0 | 0 | 0 | 0 | 0 | 0 | 0 | 0 | 0 | 0 | 0 | 0 | 0 | 0 | 0 | 0 | 0 | 0 | 0 | 0 | 0 | 0 | 0 | 0 | 0 | 0 | 0 | 0 | 0 | 0 | 0 | 0 | 0 | 0 | 0 | 0 | 0 | 0 | 0 | 0 | 0
F1_Commercial_Restaurant_Existing_Food Preparation_Natural Gas_Range_E1 | F1 | Commercial | Restaurant | Existing | Food Preparation | Natural Gas | Range | E1 | RVT - Cost of Equipment | 1.2756 | 1.2845 | 1.2952 | 1.3076 | 1.3222 | 1.3392 | 1.3529 | 1.3659 | 1.3787 | 1.3916 | 1.4035 | 1.4139 | 1.4243 | 1.4353 | 1.4481 | 1.4608 | 1.4749 | 1.4903 | 1.5067 | 1.5236 | 1.5408 | 1.5569 | 1.5716 | 1.5851 | 1.5969 | 1.6071 | 1.6142 | 1.6194 | 1.624 | 1.6279 | 1.6317 | 1.6334 | 1.6334 | 0 | 0 | 0 | 0 | 0 | 0 | 0 | 0 | 0
F1_Commercial_Restaurant_Existing_Food Preparation_Natural Gas_Range_E2 | F1 | Commercial | Restaurant | Existing | Food Preparation | Natural Gas | Range | E2 | RVT - Cost of Equipment | 0.95668 | 0.96341 | 0.97141 | 0.9807 | 0.99163 | 1.0044 | 1.0147 | 1.0244 | 1.034 | 1.0437 | 1.0526 | 1.0604 | 1.0682 | 1.0765 | 1.0861 | 1.0956 | 1.1062 | 1.1177 | 1.13 | 1.1427 | 1.1556 | 1.1677 | 1.1787 | 1.1888 | 1.1977 | 1.2053 | 1.2106 | 1.2146 | 1.218 | 1.2209 | 1.2238 | 1.2251 | 1.2251 | 0 | 0 | 0 | 0 | 0 | 0 | 0 | 0 | 0
F1_Commercial_Restaurant_Existing_Food Preparation_Natural Gas_Range_E3 | F1 | Commercial | Restaurant | Existing | Food Preparation | Natural Gas | Range | E3 | RVT - Cost of Equipment | 0 | 0 | 0 | 0 | 0 | 0 | 0 | 0 | 0 | 0 | 0 | 0 | 0 | 0 | 0 | 0 | 0 | 0 | 0 | 0 | 0 | 0 | 0 | 0 | 0 | 0 | 0 | 0 | 0 | 0 | 0 | 0 | 0 | 0 | 0 | 0 | 0 | 0 | 0 | 0 | 0 | 0
F1_Commercial_Restaurant_Existing_Food Preparation_Natural Gas_Range_E4 | F1 | Commercial | Restaurant | Existing | Food Preparation | Natural Gas | Range | E4 | RVT - Cost of Equipment | 0 | 0 | 0 | 0 | 0 | 0 | 0 | 0 | 0 | 0 | 0 | 0 | 0 | 0 | 0 | 0 | 0 | 0 | 0 | 0 | 0 | 0 | 0 | 0 | 0 | 0 | 0 | 0 | 0 | 0 | 0 | 0 | 0 | 0 | 0 | 0 | 0 | 0 | 0 | 0 | 0 | 0
F1_Commercial_Restaurant_Existing_Food Preparation_Natural Gas_Range_E5 | F1 | Commercial | Restaurant | Existing | Food Preparation | Natural Gas | Range | E5 | RVT - Cost of Equipment | 0 | 0 | 0 | 0 | 0 | 0 | 0 | 0 | 0 | 0 | 0 | 0 | 0 | 0 | 0 | 0 | 0 | 0 | 0 | 0 | 0 | 0 | 0 | 0 | 0 | 0 | 0 | 0 | 0 | 0 | 0 | 0 | 0 | 0 | 0 | 0 | 0 | 0 | 0 | 0 | 0 | 0
F1_Commercial_Restaurant_Existing_Food Preparation_Natural Gas_Range_E6 | F1 | Commercial | Restaurant | Existing | Food Preparation | Natural Gas | Range | E6 | RVT - Cost of Equipment | 0 | 0 | 0 | 0 | 0 | 0 | 0 | 0 | 0 | 0 | 0 | 0 | 0 | 0 | 0 | 0 | 0 | 0 | 0 | 0 | 0 | 0 | 0 | 0 | 0 | 0 | 0 | 0 | 0 | 0 | 0 | 0 | 0 | 0 | 0 | 0 | 0 | 0 | 0 | 0 | 0 | 0
F1_Commercial_Restaurant_Existing_Food Preparation_Natural Gas_Range_E7 | F1 | Commercial | Restaurant | Existing | Food Preparation | Natural Gas | Range | E7 | RVT - Cost of Equipment | 0 | 0 | 0 | 0 | 0 | 0 | 0 | 0 | 0 | 0 | 0 | 0 | 0 | 0 | 0 | 0 | 0 | 0 | 0 | 0 | 0 | 0 | 0 | 0 | 0 | 0 | 0 | 0 | 0 | 0 | 0 | 0 | 0 | 0 | 0 | 0 | 0 | 0 | 0 | 0 | 0 | 0
F1_Commercial_Restaurant_Existing_Food Preparation_Natural Gas_Range_E8 | F1 | Commercial | Restaurant | Existing | Food Preparation | Natural Gas | Range | E8 | RVT - Cost of Equipment | 0 | 0 | 0 | 0 | 0 | 0 | 0 | 0 | 0 | 0 | 0 | 0 | 0 | 0 | 0 | 0 | 0 | 0 | 0 | 0 | 0 | 0 | 0 | 0 | 0 | 0 | 0 | 0 | 0 | 0 | 0 | 0 | 0 | 0 | 0 | 0 | 0 | 0 | 0 | 0 | 0 | 0
F1_Commercial_Restaurant_Existing_Food Preparation_Natural Gas_Range_E9 | F1 | Commercial | Restaurant | Existing | Food Preparation | Natural Gas | Range | E9 | RVT - Cost of Equipment | 0 | 0 | 0 | 0 | 0 | 0 | 0 | 0 | 0 | 0 | 0 | 0 | 0 | 0 | 0 | 0 | 0 | 0 | 0 | 0 | 0 | 0 | 0 | 0 | 0 | 0 | 0 | 0 | 0 | 0 | 0 | 0 | 0 | 0 | 0 | 0 | 0 | 0 | 0 | 0 | 0 | 0
F1_Commercial_Restaurant_Existing_Food Preparation_Natural Gas_Range_E10 | F1 | Commercial | Restaurant | Existing | Food Preparation | Natural Gas | Range | E10 | RVT - Cost of Equipment | 0 | 0 | 0 | 0 | 0 | 0 | 0 | 0 | 0 | 0 | 0 | 0 | 0 | 0 | 0 | 0 | 0 | 0 | 0 | 0 | 0 | 0 | 0 | 0 | 0 | 0 | 0 | 0 | 0 | 0 | 0 | 0 | 0 | 0 | 0 | 0 | 0 | 0 | 0 | 0 | 0 | 0
F2_Commercial_Restaurant_Existing_Food Preparation_Natural Gas_Range_E1 | F2 | Commercial | Restaurant | Existing | Food Preparation | Natural Gas | Range | E1 | RVT - Cost of Operation | 1.5282 | 1.539 | 1.5518 | 1.5666 | 1.584 | 1.6045 | 1.6208 | 1.6364 | 1.6518 | 1.6673 | 1.6815 | 1.6939 | 1.7064 | 1.7196 | 1.7349 | 1.7502 | 1.767 | 1.7855 | 1.8051 | 1.8253 | 1.8459 | 1.8653 | 1.8829 | 1.899 | 1.9132 | 1.9254 | 1.9339 | 1.9402 | 1.9457 | 1.9503 | 1.9549 | 1.957 | 1.957 | 0 | 0 | 0 | 0 | 0 | 0 | 0 | 0 | 0
F2_Commercial_Restaurant_Existing_Food Preparation_Natural Gas_Range_E2 | F2 | Commercial | Restaurant | Existing | Food Preparation | Natural Gas | Range | E2 | RVT - Cost of Operation | 1.1462 | 1.1542 | 1.1638 | 1.1749 | 1.188 | 1.2034 | 1.2156 | 1.2273 | 1.2388 | 1.2504 | 1.2611 | 1.2704 | 1.2798 | 1.2897 | 1.3012 | 1.3126 | 1.3253 | 1.3391 | 1.3538 | 1.369 | 1.3844 | 1.3989 | 1.4122 | 1.4243 | 1.4349 | 1.4441 | 1.4504 | 1.4551 | 1.4592 | 1.4627 | 1.4662 | 1.4677 | 1.4677 | 0 | 0 | 0 | 0 | 0 | 0 | 0 | 0 | 0
F2_Commercial_Restaurant_Existing_Food Preparation_Natural Gas_Range_E3 | F2 | Commercial | Restaurant | Existing | Food Preparation | Natural Gas | Range | E3 | RVT - Cost of Operation | 0 | 0 | 0 | 0 | 0 | 0 | 0 | 0 | 0 | 0 | 0 | 0 | 0 | 0 | 0 | 0 | 0 | 0 | 0 | 0 | 0 | 0 | 0 | 0 | 0 | 0 | 0 | 0 | 0 | 0 | 0 | 0 | 0 | 0 | 0 | 0 | 0 | 0 | 0 | 0 | 0 | 0
F2_Commercial_Restaurant_Existing_Food Preparation_Natural Gas_Range_E4 | F2 | Commercial | Restaurant | Existing | Food Preparation | Natural Gas | Range | E4 | RVT - Cost of Operation | 0 | 0 | 0 | 0 | 0 | 0 | 0 | 0 | 0 | 0 | 0 | 0 | 0 | 0 | 0 | 0 | 0 | 0 | 0 | 0 | 0 | 0 | 0 | 0 | 0 | 0 | 0 | 0 | 0 | 0 | 0 | 0 | 0 | 0 | 0 | 0 | 0 | 0 | 0 | 0 | 0 | 0
F2_Commercial_Restaurant_Existing_Food Preparation_Natural Gas_Range_E5 | F2 | Commercial | Restaurant | Existing | Food Preparation | Natural Gas | Range | E5 | RVT - Cost of Operation | 0 | 0 | 0 | 0 | 0 | 0 | 0 | 0 | 0 | 0 | 0 | 0 | 0 | 0 | 0 | 0 | 0 | 0 | 0 | 0 | 0 | 0 | 0 | 0 | 0 | 0 | 0 | 0 | 0 | 0 | 0 | 0 | 0 | 0 | 0 | 0 | 0 | 0 | 0 | 0 | 0 | 0
F2_Commercial_Restaurant_Existing_Food Preparation_Natural Gas_Range_E6 | F2 | Commercial | Restaurant | Existing | Food Preparation | Natural Gas | Range | E6 | RVT - Cost of Operation | 0 | 0 | 0 | 0 | 0 | 0 | 0 | 0 | 0 | 0 | 0 | 0 | 0 | 0 | 0 | 0 | 0 | 0 | 0 | 0 | 0 | 0 | 0 | 0 | 0 | 0 | 0 | 0 | 0 | 0 | 0 | 0 | 0 | 0 | 0 | 0 | 0 | 0 | 0 | 0 | 0 | 0
F2_Commercial_Restaurant_Existing_Food Preparation_Natural Gas_Range_E7 | F2 | Commercial | Restaurant | Existing | Food Preparation | Natural Gas | Range | E7 | RVT - Cost of Operation | 0 | 0 | 0 | 0 | 0 | 0 | 0 | 0 | 0 | 0 | 0 | 0 | 0 | 0 | 0 | 0 | 0 | 0 | 0 | 0 | 0 | 0 | 0 | 0 | 0 | 0 | 0 | 0 | 0 | 0 | 0 | 0 | 0 | 0 | 0 | 0 | 0 | 0 | 0 | 0 | 0 | 0
F2_Commercial_Restaurant_Existing_Food Preparation_Natural Gas_Range_E8 | F2 | Commercial | Restaurant | Existing | Food Preparation | Natural Gas | Range | E8 | RVT - Cost of Operation | 0 | 0 | 0 | 0 | 0 | 0 | 0 | 0 | 0 | 0 | 0 | 0 | 0 | 0 | 0 | 0 | 0 | 0 | 0 | 0 | 0 | 0 | 0 | 0 | 0 | 0 | 0 | 0 | 0 | 0 | 0 | 0 | 0 | 0 | 0 | 0 | 0 | 0 | 0 | 0 | 0 | 0
F2_Commercial_Restaurant_Existing_Food Preparation_Natural Gas_Range_E9 | F2 | Commercial | Restaurant | Existing | Food Preparation | Natural Gas | Range | E9 | RVT - Cost of Operation | 0 | 0 | 0 | 0 | 0 | 0 | 0 | 0 | 0 | 0 | 0 | 0 | 0 | 0 | 0 | 0 | 0 | 0 | 0 | 0 | 0 | 0 | 0 | 0 | 0 | 0 | 0 | 0 | 0 | 0 | 0 | 0 | 0 | 0 | 0 | 0 | 0 | 0 | 0 | 0 | 0 | 0
F2_Commercial_Restaurant_Existing_Food Preparation_Natural Gas_Range_E10 | F2 | Commercial | Restaurant | Existing | Food Preparation | Natural Gas | Range | E10 | RVT - Cost of Operation | 0 | 0 | 0 | 0 | 0 | 0 | 0 | 0 | 0 | 0 | 0 | 0 | 0 | 0 | 0 | 0 | 0 | 0 | 0 | 0 | 0 | 0 | 0 | 0 | 0 | 0 | 0 | 0 | 0 | 0 | 0 | 0 | 0 | 0 | 0 | 0 | 0 | 0 | 0 | 0 | 0 | 0
F3_Commercial_Restaurant_Existing_Food Preparation_Natural Gas_Range_E1 | F3 | Commercial | Restaurant | Existing | Food Preparation | Natural Gas | Range | E1 | System - kBTUs of Consumption | 0.74774 | 0.74774 | 0.74774 | 0.74774 | 0.74774 | 0.74774 | 0.74774 | 0.74774 | 0.74774 | 0.74774 | 0.74774 | 0.74774 | 0.74774 | 0.74774 | 0.74774 | 0.74774 | 0.74774 | 0.74774 | 0.74774 | 0.74774 | 0.74774 | 0.74774 | 0.74774 | 0.74774 | 0.74774 | 0.74774 | 0.74774 | 0.74774 | 0.74774 | 0.74774 | 0.74774 | 0.74774 | 0.74774 | 0 | 0 | 0 | 0 | 0 | 0 | 0 | 0 | 0
F3_Commercial_Restaurant_Existing_Food Preparation_Natural Gas_Range_E2 | F3 | Commercial | Restaurant | Existing | Food Preparation | Natural Gas | Range | E2 | System - kBTUs of Consumption | 0.74784 | 0.74784 | 0.74784 | 0.74784 | 0.74784 | 0.74784 | 0.74784 | 0.74784 | 0.74784 | 0.74784 | 0.74784 | 0.74784 | 0.74784 | 0.74784 | 0.74784 | 0.74784 | 0.74784 | 0.74784 | 0.74784 | 0.74784 | 0.74784 | 0.74784 | 0.74784 | 0.74784 | 0.74784 | 0.74784 | 0.74784 | 0.74784 | 0.74784 | 0.74784 | 0.74784 | 0.74784 | 0.74784 | 0 | 0 | 0 | 0 | 0 | 0 | 0 | 0 | 0
F3_Commercial_Restaurant_Existing_Food Preparation_Natural Gas_Range_E3 | F3 | Commercial | Restaurant | Existing | Food Preparation | Natural Gas | Range | E3 | System - kBTUs of Consumption | 0 | 0 | 0 | 0 | 0 | 0 | 0 | 0 | 0 | 0 | 0 | 0 | 0 | 0 | 0 | 0 | 0 | 0 | 0 | 0 | 0 | 0 | 0 | 0 | 0 | 0 | 0 | 0 | 0 | 0 | 0 | 0 | 0 | 0 | 0 | 0 | 0 | 0 | 0 | 0 | 0 | 0
F3_Commercial_Restaurant_Existing_Food Preparation_Natural Gas_Range_E4 | F3 | Commercial | Restaurant | Existing | Food Preparation | Natural Gas | Range | E4 | System - kBTUs of Consumption | 0 | 0 | 0 | 0 | 0 | 0 | 0 | 0 | 0 | 0 | 0 | 0 | 0 | 0 | 0 | 0 | 0 | 0 | 0 | 0 | 0 | 0 | 0 | 0 | 0 | 0 | 0 | 0 | 0 | 0 | 0 | 0 | 0 | 0 | 0 | 0 | 0 | 0 | 0 | 0 | 0 | 0
F3_Commercial_Restaurant_Existing_Food Preparation_Natural Gas_Range_E5 | F3 | Commercial | Restaurant | Existing | Food Preparation | Natural Gas | Range | E5 | System - kBTUs of Consumption | 0 | 0 | 0 | 0 | 0 | 0 | 0 | 0 | 0 | 0 | 0 | 0 | 0 | 0 | 0 | 0 | 0 | 0 | 0 | 0 | 0 | 0 | 0 | 0 | 0 | 0 | 0 | 0 | 0 | 0 | 0 | 0 | 0 | 0 | 0 | 0 | 0 | 0 | 0 | 0 | 0 | 0
F3_Commercial_Restaurant_Existing_Food Preparation_Natural Gas_Range_E6 | F3 | Commercial | Restaurant | Existing | Food Preparation | Natural Gas | Range | E6 | System - kBTUs of Consumption | 0 | 0 | 0 | 0 | 0 | 0 | 0 | 0 | 0 | 0 | 0 | 0 | 0 | 0 | 0 | 0 | 0 | 0 | 0 | 0 | 0 | 0 | 0 | 0 | 0 | 0 | 0 | 0 | 0 | 0 | 0 | 0 | 0 | 0 | 0 | 0 | 0 | 0 | 0 | 0 | 0 | 0
F3_Commercial_Restaurant_Existing_Food Preparation_Natural Gas_Range_E7 | F3 | Commercial | Restaurant | Existing | Food Preparation | Natural Gas | Range | E7 | System - kBTUs of Consumption | 0 | 0 | 0 | 0 | 0 | 0 | 0 | 0 | 0 | 0 | 0 | 0 | 0 | 0 | 0 | 0 | 0 | 0 | 0 | 0 | 0 | 0 | 0 | 0 | 0 | 0 | 0 | 0 | 0 | 0 | 0 | 0 | 0 | 0 | 0 | 0 | 0 | 0 | 0 | 0 | 0 | 0
F3_Commercial_Restaurant_Existing_Food Preparation_Natural Gas_Range_E8 | F3 | Commercial | Restaurant | Existing | Food Preparation | Natural Gas | Range | E8 | System - kBTUs of Consumption | 0 | 0 | 0 | 0 | 0 | 0 | 0 | 0 | 0 | 0 | 0 | 0 | 0 | 0 | 0 | 0 | 0 | 0 | 0 | 0 | 0 | 0 | 0 | 0 | 0 | 0 | 0 | 0 | 0 | 0 | 0 | 0 | 0 | 0 | 0 | 0 | 0 | 0 | 0 | 0 | 0 | 0
F3_Commercial_Restaurant_Existing_Food Preparation_Natural Gas_Range_E9 | F3 | Commercial | Restaurant | Existing | Food Preparation | Natural Gas | Range | E9 | System - kBTUs of Consumption | 0 | 0 | 0 | 0 | 0 | 0 | 0 | 0 | 0 | 0 | 0 | 0 | 0 | 0 | 0 | 0 | 0 | 0 | 0 | 0 | 0 | 0 | 0 | 0 | 0 | 0 | 0 | 0 | 0 | 0 | 0 | 0 | 0 | 0 | 0 | 0 | 0 | 0 | 0 | 0 | 0 | 0
F3_Commercial_Restaurant_Existing_Food Preparation_Natural Gas_Range_E10 | F3 | Commercial | Restaurant | Existing | Food Preparation | Natural Gas | Range | E10 | System - kBTUs of Consumption | 0 | 0 | 0 | 0 | 0 | 0 | 0 | 0 | 0 | 0 | 0 | 0 | 0 | 0 | 0 | 0 | 0 | 0 | 0 | 0 | 0 | 0 | 0 | 0 | 0 | 0 | 0 | 0 | 0 | 0 | 0 | 0 | 0 | 0 | 0 | 0 | 0 | 0 | 0 | 0 | 0 | 0
F4_Commercial_Restaurant_Existing_Food Preparation_Natural Gas_Range_E1 | F4 | Commercial | Restaurant | Existing | Food Preparation | Natural Gas | Range | E1 | Utility - Cost of Equipment | 1.5282 | 1.539 | 1.5518 | 1.5666 | 1.584 | 1.6045 | 1.6208 | 1.6364 | 1.6518 | 1.6673 | 1.6815 | 1.6939 | 1.7064 | 1.7196 | 1.7349 | 1.7502 | 1.767 | 1.7855 | 1.8051 | 1.8253 | 1.8459 | 1.8653 | 1.8829 | 1.899 | 1.9132 | 1.9254 | 1.9339 | 1.9402 | 1.9457 | 1.9503 | 1.9549 | 1.957 | 1.957 | 0 | 0 | 0 | 0 | 0 | 0 | 0 | 0 | 0
F4_Commercial_Restaurant_Existing_Food Preparation_Natural Gas_Range_E2 | F4 | Commercial | Restaurant | Existing | Food Preparation | Natural Gas | Range | E2 | Utility - Cost of Equipment | 1.1462 | 1.1542 | 1.1638 | 1.1749 | 1.188 | 1.2034 | 1.2156 | 1.2273 | 1.2388 | 1.2504 | 1.2611 | 1.2704 | 1.2798 | 1.2897 | 1.3012 | 1.3126 | 1.3253 | 1.3391 | 1.3538 | 1.369 | 1.3844 | 1.3989 | 1.4122 | 1.4243 | 1.4349 | 1.4441 | 1.4504 | 1.4551 | 1.4592 | 1.4627 | 1.4662 | 1.4677 | 1.4677 | 0 | 0 | 0 | 0 | 0 | 0 | 0 | 0 | 0
F4_Commercial_Restaurant_Existing_Food Preparation_Natural Gas_Range_E3 | F4 | Commercial | Restaurant | Existing | Food Preparation | Natural Gas | Range | E3 | Utility - Cost of Equipment | 0 | 0 | 0 | 0 | 0 | 0 | 0 | 0 | 0 | 0 | 0 | 0 | 0 | 0 | 0 | 0 | 0 | 0 | 0 | 0 | 0 | 0 | 0 | 0 | 0 | 0 | 0 | 0 | 0 | 0 | 0 | 0 | 0 | 0 | 0 | 0 | 0 | 0 | 0 | 0 | 0 | 0
F4_Commercial_Restaurant_Existing_Food Preparation_Natural Gas_Range_E4 | F4 | Commercial | Restaurant | Existing | Food Preparation | Natural Gas | Range | E4 | Utility - Cost of Equipment | 0 | 0 | 0 | 0 | 0 | 0 | 0 | 0 | 0 | 0 | 0 | 0 | 0 | 0 | 0 | 0 | 0 | 0 | 0 | 0 | 0 | 0 | 0 | 0 | 0 | 0 | 0 | 0 | 0 | 0 | 0 | 0 | 0 | 0 | 0 | 0 | 0 | 0 | 0 | 0 | 0 | 0
F4_Commercial_Restaurant_Existing_Food Preparation_Natural Gas_Range_E5 | F4 | Commercial | Restaurant | Existing | Food Preparation | Natural Gas | Range | E5 | Utility - Cost of Equipment | 0 | 0 | 0 | 0 | 0 | 0 | 0 | 0 | 0 | 0 | 0 | 0 | 0 | 0 | 0 | 0 | 0 | 0 | 0 | 0 | 0 | 0 | 0 | 0 | 0 | 0 | 0 | 0 | 0 | 0 | 0 | 0 | 0 | 0 | 0 | 0 | 0 | 0 | 0 | 0 | 0 | 0
F4_Commercial_Restaurant_Existing_Food Preparation_Natural Gas_Range_E6 | F4 | Commercial | Restaurant | Existing | Food Preparation | Natural Gas | Range | E6 | Utility - Cost of Equipment | 0 | 0 | 0 | 0 | 0 | 0 | 0 | 0 | 0 | 0 | 0 | 0 | 0 | 0 | 0 | 0 | 0 | 0 | 0 | 0 | 0 | 0 | 0 | 0 | 0 | 0 | 0 | 0 | 0 | 0 | 0 | 0 | 0 | 0 | 0 | 0 | 0 | 0 | 0 | 0 | 0 | 0
F4_Commercial_Restaurant_Existing_Food Preparation_Natural Gas_Range_E7 | F4 | Commercial | Restaurant | Existing | Food Preparation | Natural Gas | Range | E7 | Utility - Cost of Equipment | 0 | 0 | 0 | 0 | 0 | 0 | 0 | 0 | 0 | 0 | 0 | 0 | 0 | 0 | 0 | 0 | 0 | 0 | 0 | 0 | 0 | 0 | 0 | 0 | 0 | 0 | 0 | 0 | 0 | 0 | 0 | 0 | 0 | 0 | 0 | 0 | 0 | 0 | 0 | 0 | 0 | 0
F4_Commercial_Restaurant_Existing_Food Preparation_Natural Gas_Range_E8 | F4 | Commercial | Restaurant | Existing | Food Preparation | Natural Gas | Range | E8 | Utility - Cost of Equipment | 0 | 0 | 0 | 0 | 0 | 0 | 0 | 0 | 0 | 0 | 0 | 0 | 0 | 0 | 0 | 0 | 0 | 0 | 0 | 0 | 0 | 0 | 0 | 0 | 0 | 0 | 0 | 0 | 0 | 0 | 0 | 0 | 0 | 0 | 0 | 0 | 0 | 0 | 0 | 0 | 0 | 0
F4_Commercial_Restaurant_Existing_Food Preparation_Natural Gas_Range_E9 | F4 | Commercial | Restaurant | Existing | Food Preparation | Natural Gas | Range | E9 | Utility - Cost of Equipment | 0 | 0 | 0 | 0 | 0 | 0 | 0 | 0 | 0 | 0 | 0 | 0 | 0 | 0 | 0 | 0 | 0 | 0 | 0 | 0 | 0 | 0 | 0 | 0 | 0 | 0 | 0 | 0 | 0 | 0 | 0 | 0 | 0 | 0 | 0 | 0 | 0 | 0 | 0 | 0 | 0 | 0
F4_Commercial_Restaurant_Existing_Food Preparation_Natural Gas_Range_E10 | F4 | Commercial | Restaurant | Existing | Food Preparation | Natural Gas | Range | E10 | Utility - Cost of Equipment | 0 | 0 | 0 | 0 | 0 | 0 | 0 | 0 | 0 | 0 | 0 | 0 | 0 | 0 | 0 | 0 | 0 | 0 | 0 | 0 | 0 | 0 | 0 | 0 | 0 | 0 | 0 | 0 | 0 | 0 | 0 | 0 | 0 | 0 | 0 | 0 | 0 | 0 | 0 | 0 | 0 | 0
F5_Commercial_Restaurant_Existing_Food Preparation_Natural Gas_Range_E1 | F5 | Commercial | Restaurant | Existing | Food Preparation | Natural Gas | Range | E1 | Utility - Cost of Operation | 0.74774 | 0.74774 | 0.74774 | 0.74774 | 0.74774 | 0.74774 | 0.74774 | 0.74774 | 0.74774 | 0.74774 | 0.74774 | 0.74774 | 0.74774 | 0.74774 | 0.74774 | 0.74774 | 0.74774 | 0.74774 | 0.74774 | 0.74774 | 0.74774 | 0.74774 | 0.74774 | 0.74774 | 0.74774 | 0.74774 | 0.74774 | 0.74774 | 0.74774 | 0.74774 | 0.74774 | 0.74774 | 0.74774 | 0 | 0 | 0 | 0 | 0 | 0 | 0 | 0 | 0
F5_Commercial_Restaurant_Existing_Food Preparation_Natural Gas_Range_E2 | F5 | Commercial | Restaurant | Existing | Food Preparation | Natural Gas | Range | E2 | Utility - Cost of Operation | 0.74784 | 0.74784 | 0.74784 | 0.74784 | 0.74784 | 0.74784 | 0.74784 | 0.74784 | 0.74784 | 0.74784 | 0.74784 | 0.74784 | 0.74784 | 0.74784 | 0.74784 | 0.74784 | 0.74784 | 0.74784 | 0.74784 | 0.74784 | 0.74784 | 0.74784 | 0.74784 | 0.74784 | 0.74784 | 0.74784 | 0.74784 | 0.74784 | 0.74784 | 0.74784 | 0.74784 | 0.74784 | 0.74784 | 0 | 0 | 0 | 0 | 0 | 0 | 0 | 0 | 0
F5_Commercial_Restaurant_Existing_Food Preparation_Natural Gas_Range_E3 | F5 | Commercial | Restaurant | Existing | Food Preparation | Natural Gas | Range | E3 | Utility - Cost of Operation | 0 | 0 | 0 | 0 | 0 | 0 | 0 | 0 | 0 | 0 | 0 | 0 | 0 | 0 | 0 | 0 | 0 | 0 | 0 | 0 | 0 | 0 | 0 | 0 | 0 | 0 | 0 | 0 | 0 | 0 | 0 | 0 | 0 | 0 | 0 | 0 | 0 | 0 | 0 | 0 | 0 | 0
F5_Commercial_Restaurant_Existing_Food Preparation_Natural Gas_Range_E4 | F5 | Commercial | Restaurant | Existing | Food Preparation | Natural Gas | Range | E4 | Utility - Cost of Operation | 0 | 0 | 0 | 0 | 0 | 0 | 0 | 0 | 0 | 0 | 0 | 0 | 0 | 0 | 0 | 0 | 0 | 0 | 0 | 0 | 0 | 0 | 0 | 0 | 0 | 0 | 0 | 0 | 0 | 0 | 0 | 0 | 0 | 0 | 0 | 0 | 0 | 0 | 0 | 0 | 0 | 0
F5_Commercial_Restaurant_Existing_Food Preparation_Natural Gas_Range_E5 | F5 | Commercial | Restaurant | Existing | Food Preparation | Natural Gas | Range | E5 | Utility - Cost of Operation | 0 | 0 | 0 | 0 | 0 | 0 | 0 | 0 | 0 | 0 | 0 | 0 | 0 | 0 | 0 | 0 | 0 | 0 | 0 | 0 | 0 | 0 | 0 | 0 | 0 | 0 | 0 | 0 | 0 | 0 | 0 | 0 | 0 | 0 | 0 | 0 | 0 | 0 | 0 | 0 | 0 | 0
F5_Commercial_Restaurant_Existing_Food Preparation_Natural Gas_Range_E6 | F5 | Commercial | Restaurant | Existing | Food Preparation | Natural Gas | Range | E6 | Utility - Cost of Operation | 0 | 0 | 0 | 0 | 0 | 0 | 0 | 0 | 0 | 0 | 0 | 0 | 0 | 0 | 0 | 0 | 0 | 0 | 0 | 0 | 0 | 0 | 0 | 0 | 0 | 0 | 0 | 0 | 0 | 0 | 0 | 0 | 0 | 0 | 0 | 0 | 0 | 0 | 0 | 0 | 0 | 0
F5_Commercial_Restaurant_Existing_Food Preparation_Natural Gas_Range_E7 | F5 | Commercial | Restaurant | Existing | Food Preparation | Natural Gas | Range | E7 | Utility - Cost of Operation | 0 | 0 | 0 | 0 | 0 | 0 | 0 | 0 | 0 | 0 | 0 | 0 | 0 | 0 | 0 | 0 | 0 | 0 | 0 | 0 | 0 | 0 | 0 | 0 | 0 | 0 | 0 | 0 | 0 | 0 | 0 | 0 | 0 | 0 | 0 | 0 | 0 | 0 | 0 | 0 | 0 | 0
F5_Commercial_Restaurant_Existing_Food Preparation_Natural Gas_Range_E8 | F5 | Commercial | Restaurant | Existing | Food Preparation | Natural Gas | Range | E8 | Utility - Cost of Operation | 0 | 0 | 0 | 0 | 0 | 0 | 0 | 0 | 0 | 0 | 0 | 0 | 0 | 0 | 0 | 0 | 0 | 0 | 0 | 0 | 0 | 0 | 0 | 0 | 0 | 0 | 0 | 0 | 0 | 0 | 0 | 0 | 0 | 0 | 0 | 0 | 0 | 0 | 0 | 0 | 0 | 0
F5_Commercial_Restaurant_Existing_Food Preparation_Natural Gas_Range_E9 | F5 | Commercial | Restaurant | Existing | Food Preparation | Natural Gas | Range | E9 | Utility - Cost of Operation | 0 | 0 | 0 | 0 | 0 | 0 | 0 | 0 | 0 | 0 | 0 | 0 | 0 | 0 | 0 | 0 | 0 | 0 | 0 | 0 | 0 | 0 | 0 | 0 | 0 | 0 | 0 | 0 | 0 | 0 | 0 | 0 | 0 | 0 | 0 | 0 | 0 | 0 | 0 | 0 | 0 | 0
F5_Commercial_Restaurant_Existing_Food Preparation_Natural Gas_Range_E10 | F5 | Commercial | Restaurant | Existing | Food Preparation | Natural Gas | Range | E10 | Utility - Cost of Operation | 0 | 0 | 0 | 0 | 0 | 0 | 0 | 0 | 0 | 0 | 0 | 0 | 0 | 0 | 0 | 0 | 0 | 0 | 0 | 0 | 0 | 0 | 0 | 0 | 0 | 0 | 0 | 0 | 0 | 0 | 0 | 0 | 0 | 0 | 0 | 0 | 0 | 0 | 0 | 0 | 0 | 0
F6_Commercial_Restaurant_Existing_Food Preparation_Natural Gas_Range_E1 | F6 | Commercial | Restaurant | Existing | Food Preparation | Natural Gas | Range | E1 | Utility - Value of Sales | 0.91366 | 0.91366 | 0.91366 | 0.91366 | 0.91366 | 0.91366 | 0.91366 | 0.91366 | 0.91366 | 0.91366 | 0.91366 | 0.91366 | 0.91366 | 0.91366 | 0.91366 | 0.91366 | 0.91366 | 0.91366 | 0.91366 | 0.91366 | 0.91366 | 0.91366 | 0.91366 | 0.91366 | 0.91366 | 0.91366 | 0.91366 | 0.91366 | 0.91366 | 0.91366 | 0.91366 | 0.91366 | 0.91366 | 0 | 0 | 0 | 0 | 0 | 0 | 0 | 0 | 0
F6_Commercial_Restaurant_Existing_Food Preparation_Natural Gas_Range_E2 | F6 | Commercial | Restaurant | Existing | Food Preparation | Natural Gas | Range | E2 | Utility - Value of Sales | 0.68525 | 0.68525 | 0.68525 | 0.68525 | 0.68525 | 0.68525 | 0.68525 | 0.68525 | 0.68525 | 0.68525 | 0.68525 | 0.68525 | 0.68525 | 0.68525 | 0.68525 | 0.68525 | 0.68525 | 0.68525 | 0.68525 | 0.68525 | 0.68525 | 0.68525 | 0.68525 | 0.68525 | 0.68525 | 0.68525 | 0.68525 | 0.68525 | 0.68525 | 0.68525 | 0.68525 | 0.68525 | 0.68525 | 0 | 0 | 0 | 0 | 0 | 0 | 0 | 0 | 0
F6_Commercial_Restaurant_Existing_Food Preparation_Natural Gas_Range_E3 | F6 | Commercial | Restaurant | Existing | Food Preparation | Natural Gas | Range | E3 | Utility - Value of Sales | 0 | 0 | 0 | 0 | 0 | 0 | 0 | 0 | 0 | 0 | 0 | 0 | 0 | 0 | 0 | 0 | 0 | 0 | 0 | 0 | 0 | 0 | 0 | 0 | 0 | 0 | 0 | 0 | 0 | 0 | 0 | 0 | 0 | 0 | 0 | 0 | 0 | 0 | 0 | 0 | 0 | 0
F6_Commercial_Restaurant_Existing_Food Preparation_Natural Gas_Range_E4 | F6 | Commercial | Restaurant | Existing | Food Preparation | Natural Gas | Range | E4 | Utility - Value of Sales | 0 | 0 | 0 | 0 | 0 | 0 | 0 | 0 | 0 | 0 | 0 | 0 | 0 | 0 | 0 | 0 | 0 | 0 | 0 | 0 | 0 | 0 | 0 | 0 | 0 | 0 | 0 | 0 | 0 | 0 | 0 | 0 | 0 | 0 | 0 | 0 | 0 | 0 | 0 | 0 | 0 | 0
F6_Commercial_Restaurant_Existing_Food Preparation_Natural Gas_Range_E5 | F6 | Commercial | Restaurant | Existing | Food Preparation | Natural Gas | Range | E5 | Utility - Value of Sales | 0 | 0 | 0 | 0 | 0 | 0 | 0 | 0 | 0 | 0 | 0 | 0 | 0 | 0 | 0 | 0 | 0 | 0 | 0 | 0 | 0 | 0 | 0 | 0 | 0 | 0 | 0 | 0 | 0 | 0 | 0 | 0 | 0 | 0 | 0 | 0 | 0 | 0 | 0 | 0 | 0 | 0
F6_Commercial_Restaurant_Existing_Food Preparation_Natural Gas_Range_E6 | F6 | Commercial | Restaurant | Existing | Food Preparation | Natural Gas | Range | E6 | Utility - Value of Sales | 0 | 0 | 0 | 0 | 0 | 0 | 0 | 0 | 0 | 0 | 0 | 0 | 0 | 0 | 0 | 0 | 0 | 0 | 0 | 0 | 0 | 0 | 0 | 0 | 0 | 0 | 0 | 0 | 0 | 0 | 0 | 0 | 0 | 0 | 0 | 0 | 0 | 0 | 0 | 0 | 0 | 0
F6_Commercial_Restaurant_Existing_Food Preparation_Natural Gas_Range_E7 | F6 | Commercial | Restaurant | Existing | Food Preparation | Natural Gas | Range | E7 | Utility - Value of Sales | 0 | 0 | 0 | 0 | 0 | 0 | 0 | 0 | 0 | 0 | 0 | 0 | 0 | 0 | 0 | 0 | 0 | 0 | 0 | 0 | 0 | 0 | 0 | 0 | 0 | 0 | 0 | 0 | 0 | 0 | 0 | 0 | 0 | 0 | 0 | 0 | 0 | 0 | 0 | 0 | 0 | 0
F6_Commercial_Restaurant_Existing_Food Preparation_Natural Gas_Range_E8 | F6 | Commercial | Restaurant | Existing | Food Preparation | Natural Gas | Range | E8 | Utility - Value of Sales | 0 | 0 | 0 | 0 | 0 | 0 | 0 | 0 | 0 | 0 | 0 | 0 | 0 | 0 | 0 | 0 | 0 | 0 | 0 | 0 | 0 | 0 | 0 | 0 | 0 | 0 | 0 | 0 | 0 | 0 | 0 | 0 | 0 | 0 | 0 | 0 | 0 | 0 | 0 | 0 | 0 | 0
F6_Commercial_Restaurant_Existing_Food Preparation_Natural Gas_Range_E9 | F6 | Commercial | Restaurant | Existing | Food Preparation | Natural Gas | Range | E9 | Utility - Value of Sales | 0 | 0 | 0 | 0 | 0 | 0 | 0 | 0 | 0 | 0 | 0 | 0 | 0 | 0 | 0 | 0 | 0 | 0 | 0 | 0 | 0 | 0 | 0 | 0 | 0 | 0 | 0 | 0 | 0 | 0 | 0 | 0 | 0 | 0 | 0 | 0 | 0 | 0 | 0 | 0 | 0 | 0
F6_Commercial_Restaurant_Existing_Food Preparation_Natural Gas_Range_E10 | F6 | Commercial | Restaurant | Existing | Food Preparation | Natural Gas | Range | E10 | Utility - Value of Sales | 0 | 0 | 0 | 0 | 0 | 0 | 0 | 0 | 0 | 0 | 0 | 0 | 0 | 0 | 0 | 0 | 0 | 0 | 0 | 0 | 0 | 0 | 0 | 0 | 0 | 0 | 0 | 0 | 0 | 0 | 0 | 0 | 0 | 0 | 0 | 0 | 0 | 0 | 0 | 0 | 0 | 0
F1_Commercial_Restaurant_Existing_Food Preparation_Natural Gas_Steamer_E1 | F1 | Commercial | Restaurant | Existing | Food Preparation | Natural Gas | Steamer | E1 | RVT - Cost of Equipment | 2.5427 | 2.5612 | 2.5823 | 0 | 0 | 0 | 0 | 0 | 0 | 0 | 0 | 0 | 0 | 0 | 0 | 0 | 0 | 0 | 0 | 0 | 0 | 0 | 0 | 0 | 0 | 0 | 0 | 0 | 0 | 0 | 0 | 0 | 0 | 0 | 0 | 0 | 0 | 0 | 0 | 0 | 0 | 0
F1_Commercial_Restaurant_Existing_Food Preparation_Natural Gas_Steamer_E2 | F1 | Commercial | Restaurant | Existing | Food Preparation | Natural Gas | Steamer | E2 | RVT - Cost of Equipment | 1.1031 | 1.1111 | 1.1203 | 1.1305 | 1.1422 | 1.1559 | 1.1672 | 1.1781 | 1.1893 | 1.2007 | 1.2116 | 1.2215 | 1.2314 | 1.2417 | 1.253 | 1.264 | 1.2758 | 1.2884 | 1.3016 | 1.3151 | 1.3286 | 1.3411 | 1.3524 | 1.3626 | 1.3715 | 1.3791 | 1.3844 | 1.3883 | 1.3917 | 1.3947 | 1.3975 | 1.3988 | 1.3988 | 0 | 0 | 0 | 0 | 0 | 0 | 0 | 0 | 0
F1_Commercial_Restaurant_Existing_Food Preparation_Natural Gas_Steamer_E3 | F1 | Commercial | Restaurant | Existing | Food Preparation | Natural Gas | Steamer | E3 | RVT - Cost of Equipment | 0 | 0 | 0 | 0 | 0 | 0 | 0 | 0 | 0 | 0 | 0 | 0 | 0 | 0 | 0 | 0 | 0 | 0 | 0 | 0 | 0 | 0 | 0 | 0 | 0 | 0 | 0 | 0 | 0 | 0 | 0 | 0 | 0 | 0 | 0 | 0 | 0 | 0 | 0 | 0 | 0 | 0
F1_Commercial_Restaurant_Existing_Food Preparation_Natural Gas_Steamer_E4 | F1 | Commercial | Restaurant | Existing | Food Preparation | Natural Gas | Steamer | E4 | RVT - Cost of Equipment | 0 | 0 | 0 | 0 | 0 | 0 | 0 | 0 | 0 | 0 | 0 | 0 | 0 | 0 | 0 | 0 | 0 | 0 | 0 | 0 | 0 | 0 | 0 | 0 | 0 | 0 | 0 | 0 | 0 | 0 | 0 | 0 | 0 | 0 | 0 | 0 | 0 | 0 | 0 | 0 | 0 | 0
F1_Commercial_Restaurant_Existing_Food Preparation_Natural Gas_Steamer_E5 | F1 | Commercial | Restaurant | Existing | Food Preparation | Natural Gas | Steamer | E5 | RVT - Cost of Equipment | 0 | 0 | 0 | 0 | 0 | 0 | 0 | 0 | 0 | 0 | 0 | 0 | 0 | 0 | 0 | 0 | 0 | 0 | 0 | 0 | 0 | 0 | 0 | 0 | 0 | 0 | 0 | 0 | 0 | 0 | 0 | 0 | 0 | 0 | 0 | 0 | 0 | 0 | 0 | 0 | 0 | 0
F1_Commercial_Restaurant_Existing_Food Preparation_Natural Gas_Steamer_E6 | F1 | Commercial | Restaurant | Existing | Food Preparation | Natural Gas | Steamer | E6 | RVT - Cost of Equipment | 0 | 0 | 0 | 0 | 0 | 0 | 0 | 0 | 0 | 0 | 0 | 0 | 0 | 0 | 0 | 0 | 0 | 0 | 0 | 0 | 0 | 0 | 0 | 0 | 0 | 0 | 0 | 0 | 0 | 0 | 0 | 0 | 0 | 0 | 0 | 0 | 0 | 0 | 0 | 0 | 0 | 0
F1_Commercial_Restaurant_Existing_Food Preparation_Natural Gas_Steamer_E7 | F1 | Commercial | Restaurant | Existing | Food Preparation | Natural Gas | Steamer | E7 | RVT - Cost of Equipment | 0 | 0 | 0 | 0 | 0 | 0 | 0 | 0 | 0 | 0 | 0 | 0 | 0 | 0 | 0 | 0 | 0 | 0 | 0 | 0 | 0 | 0 | 0 | 0 | 0 | 0 | 0 | 0 | 0 | 0 | 0 | 0 | 0 | 0 | 0 | 0 | 0 | 0 | 0 | 0 | 0 | 0
F1_Commercial_Restaurant_Existing_Food Preparation_Natural Gas_Steamer_E8 | F1 | Commercial | Restaurant | Existing | Food Preparation | Natural Gas | Steamer | E8 | RVT - Cost of Equipment | 0 | 0 | 0 | 0 | 0 | 0 | 0 | 0 | 0 | 0 | 0 | 0 | 0 | 0 | 0 | 0 | 0 | 0 | 0 | 0 | 0 | 0 | 0 | 0 | 0 | 0 | 0 | 0 | 0 | 0 | 0 | 0 | 0 | 0 | 0 | 0 | 0 | 0 | 0 | 0 | 0 | 0
F1_Commercial_Restaurant_Existing_Food Preparation_Natural Gas_Steamer_E9 | F1 | Commercial | Restaurant | Existing | Food Preparation | Natural Gas | Steamer | E9 | RVT - Cost of Equipment | 0 | 0 | 0 | 0 | 0 | 0 | 0 | 0 | 0 | 0 | 0 | 0 | 0 | 0 | 0 | 0 | 0 | 0 | 0 | 0 | 0 | 0 | 0 | 0 | 0 | 0 | 0 | 0 | 0 | 0 | 0 | 0 | 0 | 0 | 0 | 0 | 0 | 0 | 0 | 0 | 0 | 0
F1_Commercial_Restaurant_Existing_Food Preparation_Natural Gas_Steamer_E10 | F1 | Commercial | Restaurant | Existing | Food Preparation | Natural Gas | Steamer | E10 | RVT - Cost of Equipment | 0 | 0 | 0 | 0 | 0 | 0 | 0 | 0 | 0 | 0 | 0 | 0 | 0 | 0 | 0 | 0 | 0 | 0 | 0 | 0 | 0 | 0 | 0 | 0 | 0 | 0 | 0 | 0 | 0 | 0 | 0 | 0 | 0 | 0 | 0 | 0 | 0 | 0 | 0 | 0 | 0 | 0
F2_Commercial_Restaurant_Existing_Food Preparation_Natural Gas_Steamer_E1 | F2 | Commercial | Restaurant | Existing | Food Preparation | Natural Gas | Steamer | E1 | RVT - Cost of Operation | 3.0463 | 3.0685 | 3.0938 | 0 | 0 | 0 | 0 | 0 | 0 | 0 | 0 | 0 | 0 | 0 | 0 | 0 | 0 | 0 | 0 | 0 | 0 | 0 | 0 | 0 | 0 | 0 | 0 | 0 | 0 | 0 | 0 | 0 | 0 | 0 | 0 | 0 | 0 | 0 | 0 | 0 | 0 | 0
F2_Commercial_Restaurant_Existing_Food Preparation_Natural Gas_Steamer_E2 | F2 | Commercial | Restaurant | Existing | Food Preparation | Natural Gas | Steamer | E2 | RVT - Cost of Operation | 1.3216 | 1.3312 | 1.3421 | 1.3544 | 1.3685 | 1.3848 | 1.3983 | 1.4115 | 1.4248 | 1.4386 | 1.4516 | 1.4634 | 1.4753 | 1.4876 | 1.5012 | 1.5144 | 1.5285 | 1.5436 | 1.5594 | 1.5756 | 1.5918 | 1.6067 | 1.6203 | 1.6325 | 1.6431 | 1.6522 | 1.6586 | 1.6633 | 1.6674 | 1.6709 | 1.6744 | 1.6759 | 1.6759 | 0 | 0 | 0 | 0 | 0 | 0 | 0 | 0 | 0
F2_Commercial_Restaurant_Existing_Food Preparation_Natural Gas_Steamer_E3 | F2 | Commercial | Restaurant | Existing | Food Preparation | Natural Gas | Steamer | E3 | RVT - Cost of Operation | 0 | 0 | 0 | 0 | 0 | 0 | 0 | 0 | 0 | 0 | 0 | 0 | 0 | 0 | 0 | 0 | 0 | 0 | 0 | 0 | 0 | 0 | 0 | 0 | 0 | 0 | 0 | 0 | 0 | 0 | 0 | 0 | 0 | 0 | 0 | 0 | 0 | 0 | 0 | 0 | 0 | 0
F2_Commercial_Restaurant_Existing_Food Preparation_Natural Gas_Steamer_E4 | F2 | Commercial | Restaurant | Existing | Food Preparation | Natural Gas | Steamer | E4 | RVT - Cost of Operation | 0 | 0 | 0 | 0 | 0 | 0 | 0 | 0 | 0 | 0 | 0 | 0 | 0 | 0 | 0 | 0 | 0 | 0 | 0 | 0 | 0 | 0 | 0 | 0 | 0 | 0 | 0 | 0 | 0 | 0 | 0 | 0 | 0 | 0 | 0 | 0 | 0 | 0 | 0 | 0 | 0 | 0
F2_Commercial_Restaurant_Existing_Food Preparation_Natural Gas_Steamer_E5 | F2 | Commercial | Restaurant | Existing | Food Preparation | Natural Gas | Steamer | E5 | RVT - Cost of Operation | 0 | 0 | 0 | 0 | 0 | 0 | 0 | 0 | 0 | 0 | 0 | 0 | 0 | 0 | 0 | 0 | 0 | 0 | 0 | 0 | 0 | 0 | 0 | 0 | 0 | 0 | 0 | 0 | 0 | 0 | 0 | 0 | 0 | 0 | 0 | 0 | 0 | 0 | 0 | 0 | 0 | 0
F2_Commercial_Restaurant_Existing_Food Preparation_Natural Gas_Steamer_E6 | F2 | Commercial | Restaurant | Existing | Food Preparation | Natural Gas | Steamer | E6 | RVT - Cost of Operation | 0 | 0 | 0 | 0 | 0 | 0 | 0 | 0 | 0 | 0 | 0 | 0 | 0 | 0 | 0 | 0 | 0 | 0 | 0 | 0 | 0 | 0 | 0 | 0 | 0 | 0 | 0 | 0 | 0 | 0 | 0 | 0 | 0 | 0 | 0 | 0 | 0 | 0 | 0 | 0 | 0 | 0
F2_Commercial_Restaurant_Existing_Food Preparation_Natural Gas_Steamer_E7 | F2 | Commercial | Restaurant | Existing | Food Preparation | Natural Gas | Steamer | E7 | RVT - Cost of Operation | 0 | 0 | 0 | 0 | 0 | 0 | 0 | 0 | 0 | 0 | 0 | 0 | 0 | 0 | 0 | 0 | 0 | 0 | 0 | 0 | 0 | 0 | 0 | 0 | 0 | 0 | 0 | 0 | 0 | 0 | 0 | 0 | 0 | 0 | 0 | 0 | 0 | 0 | 0 | 0 | 0 | 0
F2_Commercial_Restaurant_Existing_Food Preparation_Natural Gas_Steamer_E8 | F2 | Commercial | Restaurant | Existing | Food Preparation | Natural Gas | Steamer | E8 | RVT - Cost of Operation | 0 | 0 | 0 | 0 | 0 | 0 | 0 | 0 | 0 | 0 | 0 | 0 | 0 | 0 | 0 | 0 | 0 | 0 | 0 | 0 | 0 | 0 | 0 | 0 | 0 | 0 | 0 | 0 | 0 | 0 | 0 | 0 | 0 | 0 | 0 | 0 | 0 | 0 | 0 | 0 | 0 | 0
F2_Commercial_Restaurant_Existing_Food Preparation_Natural Gas_Steamer_E9 | F2 | Commercial | Restaurant | Existing | Food Preparation | Natural Gas | Steamer | E9 | RVT - Cost of Operation | 0 | 0 | 0 | 0 | 0 | 0 | 0 | 0 | 0 | 0 | 0 | 0 | 0 | 0 | 0 | 0 | 0 | 0 | 0 | 0 | 0 | 0 | 0 | 0 | 0 | 0 | 0 | 0 | 0 | 0 | 0 | 0 | 0 | 0 | 0 | 0 | 0 | 0 | 0 | 0 | 0 | 0
F2_Commercial_Restaurant_Existing_Food Preparation_Natural Gas_Steamer_E10 | F2 | Commercial | Restaurant | Existing | Food Preparation | Natural Gas | Steamer | E10 | RVT - Cost of Operation | 0 | 0 | 0 | 0 | 0 | 0 | 0 | 0 | 0 | 0 | 0 | 0 | 0 | 0 | 0 | 0 | 0 | 0 | 0 | 0 | 0 | 0 | 0 | 0 | 0 | 0 | 0 | 0 | 0 | 0 | 0 | 0 | 0 | 0 | 0 | 0 | 0 | 0 | 0 | 0 | 0 | 0
F3_Commercial_Restaurant_Existing_Food Preparation_Natural Gas_Steamer_E1 | F3 | Commercial | Restaurant | Existing | Food Preparation | Natural Gas | Steamer | E1 | System - kBTUs of Consumption | 1.9271 | 1.9271 | 1.9271 | 0 | 0 | 0 | 0 | 0 | 0 | 0 | 0 | 0 | 0 | 0 | 0 | 0 | 0 | 0 | 0 | 0 | 0 | 0 | 0 | 0 | 0 | 0 | 0 | 0 | 0 | 0 | 0 | 0 | 0 | 0 | 0 | 0 | 0 | 0 | 0 | 0 | 0 | 0
F3_Commercial_Restaurant_Existing_Food Preparation_Natural Gas_Steamer_E2 | F3 | Commercial | Restaurant | Existing | Food Preparation | Natural Gas | Steamer | E2 | System - kBTUs of Consumption | 2.2576 | 2.2576 | 2.2576 | 2.2576 | 2.2576 | 2.2576 | 2.2576 | 2.2576 | 2.2576 | 2.2576 | 2.2576 | 2.2576 | 2.2576 | 2.2576 | 2.2576 | 2.2576 | 2.2576 | 2.2576 | 2.2576 | 2.2576 | 2.2576 | 2.2576 | 2.2576 | 2.2576 | 2.2576 | 2.2576 | 2.2576 | 2.2576 | 2.2576 | 2.2576 | 2.2576 | 2.2576 | 2.2576 | 0 | 0 | 0 | 0 | 0 | 0 | 0 | 0 | 0
F3_Commercial_Restaurant_Existing_Food Preparation_Natural Gas_Steamer_E3 | F3 | Commercial | Restaurant | Existing | Food Preparation | Natural Gas | Steamer | E3 | System - kBTUs of Consumption | 0 | 0 | 0 | 0 | 0 | 0 | 0 | 0 | 0 | 0 | 0 | 0 | 0 | 0 | 0 | 0 | 0 | 0 | 0 | 0 | 0 | 0 | 0 | 0 | 0 | 0 | 0 | 0 | 0 | 0 | 0 | 0 | 0 | 0 | 0 | 0 | 0 | 0 | 0 | 0 | 0 | 0
F3_Commercial_Restaurant_Existing_Food Preparation_Natural Gas_Steamer_E4 | F3 | Commercial | Restaurant | Existing | Food Preparation | Natural Gas | Steamer | E4 | System - kBTUs of Consumption | 0 | 0 | 0 | 0 | 0 | 0 | 0 | 0 | 0 | 0 | 0 | 0 | 0 | 0 | 0 | 0 | 0 | 0 | 0 | 0 | 0 | 0 | 0 | 0 | 0 | 0 | 0 | 0 | 0 | 0 | 0 | 0 | 0 | 0 | 0 | 0 | 0 | 0 | 0 | 0 | 0 | 0
F3_Commercial_Restaurant_Existing_Food Preparation_Natural Gas_Steamer_E5 | F3 | Commercial | Restaurant | Existing | Food Preparation | Natural Gas | Steamer | E5 | System - kBTUs of Consumption | 0 | 0 | 0 | 0 | 0 | 0 | 0 | 0 | 0 | 0 | 0 | 0 | 0 | 0 | 0 | 0 | 0 | 0 | 0 | 0 | 0 | 0 | 0 | 0 | 0 | 0 | 0 | 0 | 0 | 0 | 0 | 0 | 0 | 0 | 0 | 0 | 0 | 0 | 0 | 0 | 0 | 0
F3_Commercial_Restaurant_Existing_Food Preparation_Natural Gas_Steamer_E6 | F3 | Commercial | Restaurant | Existing | Food Preparation | Natural Gas | Steamer | E6 | System - kBTUs of Consumption | 0 | 0 | 0 | 0 | 0 | 0 | 0 | 0 | 0 | 0 | 0 | 0 | 0 | 0 | 0 | 0 | 0 | 0 | 0 | 0 | 0 | 0 | 0 | 0 | 0 | 0 | 0 | 0 | 0 | 0 | 0 | 0 | 0 | 0 | 0 | 0 | 0 | 0 | 0 | 0 | 0 | 0
F3_Commercial_Restaurant_Existing_Food Preparation_Natural Gas_Steamer_E7 | F3 | Commercial | Restaurant | Existing | Food Preparation | Natural Gas | Steamer | E7 | System - kBTUs of Consumption | 0 | 0 | 0 | 0 | 0 | 0 | 0 | 0 | 0 | 0 | 0 | 0 | 0 | 0 | 0 | 0 | 0 | 0 | 0 | 0 | 0 | 0 | 0 | 0 | 0 | 0 | 0 | 0 | 0 | 0 | 0 | 0 | 0 | 0 | 0 | 0 | 0 | 0 | 0 | 0 | 0 | 0
F3_Commercial_Restaurant_Existing_Food Preparation_Natural Gas_Steamer_E8 | F3 | Commercial | Restaurant | Existing | Food Preparation | Natural Gas | Steamer | E8 | System - kBTUs of Consumption | 0 | 0 | 0 | 0 | 0 | 0 | 0 | 0 | 0 | 0 | 0 | 0 | 0 | 0 | 0 | 0 | 0 | 0 | 0 | 0 | 0 | 0 | 0 | 0 | 0 | 0 | 0 | 0 | 0 | 0 | 0 | 0 | 0 | 0 | 0 | 0 | 0 | 0 | 0 | 0 | 0 | 0
F3_Commercial_Restaurant_Existing_Food Preparation_Natural Gas_Steamer_E9 | F3 | Commercial | Restaurant | Existing | Food Preparation | Natural Gas | Steamer | E9 | System - kBTUs of Consumption | 0 | 0 | 0 | 0 | 0 | 0 | 0 | 0 | 0 | 0 | 0 | 0 | 0 | 0 | 0 | 0 | 0 | 0 | 0 | 0 | 0 | 0 | 0 | 0 | 0 | 0 | 0 | 0 | 0 | 0 | 0 | 0 | 0 | 0 | 0 | 0 | 0 | 0 | 0 | 0 | 0 | 0
F3_Commercial_Restaurant_Existing_Food Preparation_Natural Gas_Steamer_E10 | F3 | Commercial | Restaurant | Existing | Food Preparation | Natural Gas | Steamer | E10 | System - kBTUs of Consumption | 0 | 0 | 0 | 0 | 0 | 0 | 0 | 0 | 0 | 0 | 0 | 0 | 0 | 0 | 0 | 0 | 0 | 0 | 0 | 0 | 0 | 0 | 0 | 0 | 0 | 0 | 0 | 0 | 0 | 0 | 0 | 0 | 0 | 0 | 0 | 0 | 0 | 0 | 0 | 0 | 0 | 0
F4_Commercial_Restaurant_Existing_Food Preparation_Natural Gas_Steamer_E1 | F4 | Commercial | Restaurant | Existing | Food Preparation | Natural Gas | Steamer | E1 | Utility - Cost of Equipment | 3.0463 | 3.0685 | 3.0938 | 0 | 0 | 0 | 0 | 0 | 0 | 0 | 0 | 0 | 0 | 0 | 0 | 0 | 0 | 0 | 0 | 0 | 0 | 0 | 0 | 0 | 0 | 0 | 0 | 0 | 0 | 0 | 0 | 0 | 0 | 0 | 0 | 0 | 0 | 0 | 0 | 0 | 0 | 0
F4_Commercial_Restaurant_Existing_Food Preparation_Natural Gas_Steamer_E2 | F4 | Commercial | Restaurant | Existing | Food Preparation | Natural Gas | Steamer | E2 | Utility - Cost of Equipment | 1.3216 | 1.3312 | 1.3421 | 1.3544 | 1.3685 | 1.3848 | 1.3983 | 1.4115 | 1.4248 | 1.4386 | 1.4516 | 1.4634 | 1.4753 | 1.4876 | 1.5012 | 1.5144 | 1.5285 | 1.5436 | 1.5594 | 1.5756 | 1.5918 | 1.6067 | 1.6203 | 1.6325 | 1.6431 | 1.6522 | 1.6586 | 1.6633 | 1.6674 | 1.6709 | 1.6744 | 1.6759 | 1.6759 | 0 | 0 | 0 | 0 | 0 | 0 | 0 | 0 | 0
F4_Commercial_Restaurant_Existing_Food Preparation_Natural Gas_Steamer_E3 | F4 | Commercial | Restaurant | Existing | Food Preparation | Natural Gas | Steamer | E3 | Utility - Cost of Equipment | 0 | 0 | 0 | 0 | 0 | 0 | 0 | 0 | 0 | 0 | 0 | 0 | 0 | 0 | 0 | 0 | 0 | 0 | 0 | 0 | 0 | 0 | 0 | 0 | 0 | 0 | 0 | 0 | 0 | 0 | 0 | 0 | 0 | 0 | 0 | 0 | 0 | 0 | 0 | 0 | 0 | 0
F4_Commercial_Restaurant_Existing_Food Preparation_Natural Gas_Steamer_E4 | F4 | Commercial | Restaurant | Existing | Food Preparation | Natural Gas | Steamer | E4 | Utility - Cost of Equipment | 0 | 0 | 0 | 0 | 0 | 0 | 0 | 0 | 0 | 0 | 0 | 0 | 0 | 0 | 0 | 0 | 0 | 0 | 0 | 0 | 0 | 0 | 0 | 0 | 0 | 0 | 0 | 0 | 0 | 0 | 0 | 0 | 0 | 0 | 0 | 0 | 0 | 0 | 0 | 0 | 0 | 0
F4_Commercial_Restaurant_Existing_Food Preparation_Natural Gas_Steamer_E5 | F4 | Commercial | Restaurant | Existing | Food Preparation | Natural Gas | Steamer | E5 | Utility - Cost of Equipment | 0 | 0 | 0 | 0 | 0 | 0 | 0 | 0 | 0 | 0 | 0 | 0 | 0 | 0 | 0 | 0 | 0 | 0 | 0 | 0 | 0 | 0 | 0 | 0 | 0 | 0 | 0 | 0 | 0 | 0 | 0 | 0 | 0 | 0 | 0 | 0 | 0 | 0 | 0 | 0 | 0 | 0
F4_Commercial_Restaurant_Existing_Food Preparation_Natural Gas_Steamer_E6 | F4 | Commercial | Restaurant | Existing | Food Preparation | Natural Gas | Steamer | E6 | Utility - Cost of Equipment | 0 | 0 | 0 | 0 | 0 | 0 | 0 | 0 | 0 | 0 | 0 | 0 | 0 | 0 | 0 | 0 | 0 | 0 | 0 | 0 | 0 | 0 | 0 | 0 | 0 | 0 | 0 | 0 | 0 | 0 | 0 | 0 | 0 | 0 | 0 | 0 | 0 | 0 | 0 | 0 | 0 | 0
F4_Commercial_Restaurant_Existing_Food Preparation_Natural Gas_Steamer_E7 | F4 | Commercial | Restaurant | Existing | Food Preparation | Natural Gas | Steamer | E7 | Utility - Cost of Equipment | 0 | 0 | 0 | 0 | 0 | 0 | 0 | 0 | 0 | 0 | 0 | 0 | 0 | 0 | 0 | 0 | 0 | 0 | 0 | 0 | 0 | 0 | 0 | 0 | 0 | 0 | 0 | 0 | 0 | 0 | 0 | 0 | 0 | 0 | 0 | 0 | 0 | 0 | 0 | 0 | 0 | 0
F4_Commercial_Restaurant_Existing_Food Preparation_Natural Gas_Steamer_E8 | F4 | Commercial | Restaurant | Existing | Food Preparation | Natural Gas | Steamer | E8 | Utility - Cost of Equipment | 0 | 0 | 0 | 0 | 0 | 0 | 0 | 0 | 0 | 0 | 0 | 0 | 0 | 0 | 0 | 0 | 0 | 0 | 0 | 0 | 0 | 0 | 0 | 0 | 0 | 0 | 0 | 0 | 0 | 0 | 0 | 0 | 0 | 0 | 0 | 0 | 0 | 0 | 0 | 0 | 0 | 0
F4_Commercial_Restaurant_Existing_Food Preparation_Natural Gas_Steamer_E9 | F4 | Commercial | Restaurant | Existing | Food Preparation | Natural Gas | Steamer | E9 | Utility - Cost of Equipment | 0 | 0 | 0 | 0 | 0 | 0 | 0 | 0 | 0 | 0 | 0 | 0 | 0 | 0 | 0 | 0 | 0 | 0 | 0 | 0 | 0 | 0 | 0 | 0 | 0 | 0 | 0 | 0 | 0 | 0 | 0 | 0 | 0 | 0 | 0 | 0 | 0 | 0 | 0 | 0 | 0 | 0
F4_Commercial_Restaurant_Existing_Food Preparation_Natural Gas_Steamer_E10 | F4 | Commercial | Restaurant | Existing | Food Preparation | Natural Gas | Steamer | E10 | Utility - Cost of Equipment | 0 | 0 | 0 | 0 | 0 | 0 | 0 | 0 | 0 | 0 | 0 | 0 | 0 | 0 | 0 | 0 | 0 | 0 | 0 | 0 | 0 | 0 | 0 | 0 | 0 | 0 | 0 | 0 | 0 | 0 | 0 | 0 | 0 | 0 | 0 | 0 | 0 | 0 | 0 | 0 | 0 | 0
F5_Commercial_Restaurant_Existing_Food Preparation_Natural Gas_Steamer_E1 | F5 | Commercial | Restaurant | Existing | Food Preparation | Natural Gas | Steamer | E1 | Utility - Cost of Operation | 1.9271 | 1.9271 | 1.9271 | 0 | 0 | 0 | 0 | 0 | 0 | 0 | 0 | 0 | 0 | 0 | 0 | 0 | 0 | 0 | 0 | 0 | 0 | 0 | 0 | 0 | 0 | 0 | 0 | 0 | 0 | 0 | 0 | 0 | 0 | 0 | 0 | 0 | 0 | 0 | 0 | 0 | 0 | 0
F5_Commercial_Restaurant_Existing_Food Preparation_Natural Gas_Steamer_E2 | F5 | Commercial | Restaurant | Existing | Food Preparation | Natural Gas | Steamer | E2 | Utility - Cost of Operation | 2.2576 | 2.2576 | 2.2576 | 2.2576 | 2.2576 | 2.2576 | 2.2576 | 2.2576 | 2.2576 | 2.2576 | 2.2576 | 2.2576 | 2.2576 | 2.2576 | 2.2576 | 2.2576 | 2.2576 | 2.2576 | 2.2576 | 2.2576 | 2.2576 | 2.2576 | 2.2576 | 2.2576 | 2.2576 | 2.2576 | 2.2576 | 2.2576 | 2.2576 | 2.2576 | 2.2576 | 2.2576 | 2.2576 | 0 | 0 | 0 | 0 | 0 | 0 | 0 | 0 | 0
F5_Commercial_Restaurant_Existing_Food Preparation_Natural Gas_Steamer_E3 | F5 | Commercial | Restaurant | Existing | Food Preparation | Natural Gas | Steamer | E3 | Utility - Cost of Operation | 0 | 0 | 0 | 0 | 0 | 0 | 0 | 0 | 0 | 0 | 0 | 0 | 0 | 0 | 0 | 0 | 0 | 0 | 0 | 0 | 0 | 0 | 0 | 0 | 0 | 0 | 0 | 0 | 0 | 0 | 0 | 0 | 0 | 0 | 0 | 0 | 0 | 0 | 0 | 0 | 0 | 0
F5_Commercial_Restaurant_Existing_Food Preparation_Natural Gas_Steamer_E4 | F5 | Commercial | Restaurant | Existing | Food Preparation | Natural Gas | Steamer | E4 | Utility - Cost of Operation | 0 | 0 | 0 | 0 | 0 | 0 | 0 | 0 | 0 | 0 | 0 | 0 | 0 | 0 | 0 | 0 | 0 | 0 | 0 | 0 | 0 | 0 | 0 | 0 | 0 | 0 | 0 | 0 | 0 | 0 | 0 | 0 | 0 | 0 | 0 | 0 | 0 | 0 | 0 | 0 | 0 | 0
F5_Commercial_Restaurant_Existing_Food Preparation_Natural Gas_Steamer_E5 | F5 | Commercial | Restaurant | Existing | Food Preparation | Natural Gas | Steamer | E5 | Utility - Cost of Operation | 0 | 0 | 0 | 0 | 0 | 0 | 0 | 0 | 0 | 0 | 0 | 0 | 0 | 0 | 0 | 0 | 0 | 0 | 0 | 0 | 0 | 0 | 0 | 0 | 0 | 0 | 0 | 0 | 0 | 0 | 0 | 0 | 0 | 0 | 0 | 0 | 0 | 0 | 0 | 0 | 0 | 0
F5_Commercial_Restaurant_Existing_Food Preparation_Natural Gas_Steamer_E6 | F5 | Commercial | Restaurant | Existing | Food Preparation | Natural Gas | Steamer | E6 | Utility - Cost of Operation | 0 | 0 | 0 | 0 | 0 | 0 | 0 | 0 | 0 | 0 | 0 | 0 | 0 | 0 | 0 | 0 | 0 | 0 | 0 | 0 | 0 | 0 | 0 | 0 | 0 | 0 | 0 | 0 | 0 | 0 | 0 | 0 | 0 | 0 | 0 | 0 | 0 | 0 | 0 | 0 | 0 | 0
F5_Commercial_Restaurant_Existing_Food Preparation_Natural Gas_Steamer_E7 | F5 | Commercial | Restaurant | Existing | Food Preparation | Natural Gas | Steamer | E7 | Utility - Cost of Operation | 0 | 0 | 0 | 0 | 0 | 0 | 0 | 0 | 0 | 0 | 0 | 0 | 0 | 0 | 0 | 0 | 0 | 0 | 0 | 0 | 0 | 0 | 0 | 0 | 0 | 0 | 0 | 0 | 0 | 0 | 0 | 0 | 0 | 0 | 0 | 0 | 0 | 0 | 0 | 0 | 0 | 0
F5_Commercial_Restaurant_Existing_Food Preparation_Natural Gas_Steamer_E8 | F5 | Commercial | Restaurant | Existing | Food Preparation | Natural Gas | Steamer | E8 | Utility - Cost of Operation | 0 | 0 | 0 | 0 | 0 | 0 | 0 | 0 | 0 | 0 | 0 | 0 | 0 | 0 | 0 | 0 | 0 | 0 | 0 | 0 | 0 | 0 | 0 | 0 | 0 | 0 | 0 | 0 | 0 | 0 | 0 | 0 | 0 | 0 | 0 | 0 | 0 | 0 | 0 | 0 | 0 | 0
F5_Commercial_Restaurant_Existing_Food Preparation_Natural Gas_Steamer_E9 | F5 | Commercial | Restaurant | Existing | Food Preparation | Natural Gas | Steamer | E9 | Utility - Cost of Operation | 0 | 0 | 0 | 0 | 0 | 0 | 0 | 0 | 0 | 0 | 0 | 0 | 0 | 0 | 0 | 0 | 0 | 0 | 0 | 0 | 0 | 0 | 0 | 0 | 0 | 0 | 0 | 0 | 0 | 0 | 0 | 0 | 0 | 0 | 0 | 0 | 0 | 0 | 0 | 0 | 0 | 0
F5_Commercial_Restaurant_Existing_Food Preparation_Natural Gas_Steamer_E10 | F5 | Commercial | Restaurant | Existing | Food Preparation | Natural Gas | Steamer | E10 | Utility - Cost of Operation | 0 | 0 | 0 | 0 | 0 | 0 | 0 | 0 | 0 | 0 | 0 | 0 | 0 | 0 | 0 | 0 | 0 | 0 | 0 | 0 | 0 | 0 | 0 | 0 | 0 | 0 | 0 | 0 | 0 | 0 | 0 | 0 | 0 | 0 | 0 | 0 | 0 | 0 | 0 | 0 | 0 | 0
F6_Commercial_Restaurant_Existing_Food Preparation_Natural Gas_Steamer_E1 | F6 | Commercial | Restaurant | Existing | Food Preparation | Natural Gas | Steamer | E1 | Utility - Value of Sales | 1.8146 | 1.8146 | 1.8146 | 0 | 0 | 0 | 0 | 0 | 0 | 0 | 0 | 0 | 0 | 0 | 0 | 0 | 0 | 0 | 0 | 0 | 0 | 0 | 0 | 0 | 0 | 0 | 0 | 0 | 0 | 0 | 0 | 0 | 0 | 0 | 0 | 0 | 0 | 0 | 0 | 0 | 0 | 0
F6_Commercial_Restaurant_Existing_Food Preparation_Natural Gas_Steamer_E2 | F6 | Commercial | Restaurant | Existing | Food Preparation | Natural Gas | Steamer | E2 | Utility - Value of Sales | 0.78721 | 0.78721 | 0.78721 | 0.78721 | 0.78721 | 0.78721 | 0.78721 | 0.78721 | 0.78721 | 0.78721 | 0.78721 | 0.78721 | 0.78721 | 0.78721 | 0.78721 | 0.78721 | 0.78721 | 0.78721 | 0.78721 | 0.78721 | 0.78721 | 0.78721 | 0.78721 | 0.78721 | 0.78721 | 0.78721 | 0.78721 | 0.78721 | 0.78721 | 0.78721 | 0.78721 | 0.78721 | 0.78721 | 0 | 0 | 0 | 0 | 0 | 0 | 0 | 0 | 0
F6_Commercial_Restaurant_Existing_Food Preparation_Natural Gas_Steamer_E3 | F6 | Commercial | Restaurant | Existing | Food Preparation | Natural Gas | Steamer | E3 | Utility - Value of Sales | 0 | 0 | 0 | 0 | 0 | 0 | 0 | 0 | 0 | 0 | 0 | 0 | 0 | 0 | 0 | 0 | 0 | 0 | 0 | 0 | 0 | 0 | 0 | 0 | 0 | 0 | 0 | 0 | 0 | 0 | 0 | 0 | 0 | 0 | 0 | 0 | 0 | 0 | 0 | 0 | 0 | 0
F6_Commercial_Restaurant_Existing_Food Preparation_Natural Gas_Steamer_E4 | F6 | Commercial | Restaurant | Existing | Food Preparation | Natural Gas | Steamer | E4 | Utility - Value of Sales | 0 | 0 | 0 | 0 | 0 | 0 | 0 | 0 | 0 | 0 | 0 | 0 | 0 | 0 | 0 | 0 | 0 | 0 | 0 | 0 | 0 | 0 | 0 | 0 | 0 | 0 | 0 | 0 | 0 | 0 | 0 | 0 | 0 | 0 | 0 | 0 | 0 | 0 | 0 | 0 | 0 | 0
F6_Commercial_Restaurant_Existing_Food Preparation_Natural Gas_Steamer_E5 | F6 | Commercial | Restaurant | Existing | Food Preparation | Natural Gas | Steamer | E5 | Utility - Value of Sales | 0 | 0 | 0 | 0 | 0 | 0 | 0 | 0 | 0 | 0 | 0 | 0 | 0 | 0 | 0 | 0 | 0 | 0 | 0 | 0 | 0 | 0 | 0 | 0 | 0 | 0 | 0 | 0 | 0 | 0 | 0 | 0 | 0 | 0 | 0 | 0 | 0 | 0 | 0 | 0 | 0 | 0
F6_Commercial_Restaurant_Existing_Food Preparation_Natural Gas_Steamer_E6 | F6 | Commercial | Restaurant | Existing | Food Preparation | Natural Gas | Steamer | E6 | Utility - Value of Sales | 0 | 0 | 0 | 0 | 0 | 0 | 0 | 0 | 0 | 0 | 0 | 0 | 0 | 0 | 0 | 0 | 0 | 0 | 0 | 0 | 0 | 0 | 0 | 0 | 0 | 0 | 0 | 0 | 0 | 0 | 0 | 0 | 0 | 0 | 0 | 0 | 0 | 0 | 0 | 0 | 0 | 0
F6_Commercial_Restaurant_Existing_Food Preparation_Natural Gas_Steamer_E7 | F6 | Commercial | Restaurant | Existing | Food Preparation | Natural Gas | Steamer | E7 | Utility - Value of Sales | 0 | 0 | 0 | 0 | 0 | 0 | 0 | 0 | 0 | 0 | 0 | 0 | 0 | 0 | 0 | 0 | 0 | 0 | 0 | 0 | 0 | 0 | 0 | 0 | 0 | 0 | 0 | 0 | 0 | 0 | 0 | 0 | 0 | 0 | 0 | 0 | 0 | 0 | 0 | 0 | 0 | 0
F6_Commercial_Restaurant_Existing_Food Preparation_Natural Gas_Steamer_E8 | F6 | Commercial | Restaurant | Existing | Food Preparation | Natural Gas | Steamer | E8 | Utility - Value of Sales | 0 | 0 | 0 | 0 | 0 | 0 | 0 | 0 | 0 | 0 | 0 | 0 | 0 | 0 | 0 | 0 | 0 | 0 | 0 | 0 | 0 | 0 | 0 | 0 | 0 | 0 | 0 | 0 | 0 | 0 | 0 | 0 | 0 | 0 | 0 | 0 | 0 | 0 | 0 | 0 | 0 | 0
F6_Commercial_Restaurant_Existing_Food Preparation_Natural Gas_Steamer_E9 | F6 | Commercial | Restaurant | Existing | Food Preparation | Natural Gas | Steamer | E9 | Utility - Value of Sales | 0 | 0 | 0 | 0 | 0 | 0 | 0 | 0 | 0 | 0 | 0 | 0 | 0 | 0 | 0 | 0 | 0 | 0 | 0 | 0 | 0 | 0 | 0 | 0 | 0 | 0 | 0 | 0 | 0 | 0 | 0 | 0 | 0 | 0 | 0 | 0 | 0 | 0 | 0 | 0 | 0 | 0
F6_Commercial_Restaurant_Existing_Food Preparation_Natural Gas_Steamer_E10 | F6 | Commercial | Restaurant | Existing | Food Preparation | Natural Gas | Steamer | E10 | Utility - Value of Sales | 0 | 0 | 0 | 0 | 0 | 0 | 0 | 0 | 0 | 0 | 0 | 0 | 0 | 0 | 0 | 0 | 0 | 0 | 0 | 0 | 0 | 0 | 0 | 0 | 0 | 0 | 0 | 0 | 0 | 0 | 0 | 0 | 0 | 0 | 0 | 0 | 0 | 0 | 0 | 0 | 0 | 0
F1_Commercial_Restaurant_Existing_Food Preparation_Natural Gas_Food Prep Other_E1 | F1 | Commercial | Restaurant | Existing | Food Preparation | Natural Gas | Food Prep Other | E1 | RVT - Cost of Equipment | 0.45382 | 0.45701 | 0.46081 | 0.46522 | 0.4704 | 0.47647 | 0.48132 | 0.48595 | 0.4905 | 0.49511 | 0.49933 | 0.50302 | 0.50673 | 0.51066 | 0.5152 | 0.51973 | 0.52474 | 0.53021 | 0.53604 | 0.54205 | 0.54817 | 0.55391 | 0.55915 | 0.56394 | 0.56816 | 0.57178 | 0.57429 | 0.57616 | 0.57778 | 0.57917 | 0.58054 | 0.58114 | 0.58114 | 0 | 0 | 0 | 0 | 0 | 0 | 0 | 0 | 0
F1_Commercial_Restaurant_Existing_Food Preparation_Natural Gas_Food Prep Other_E2 | F1 | Commercial | Restaurant | Existing | Food Preparation | Natural Gas | Food Prep Other | E2 | RVT - Cost of Equipment | 0.45382 | 0.45701 | 0.46081 | 0.46522 | 0.4704 | 0.47647 | 0.48132 | 0.48595 | 0.4905 | 0.49511 | 0.49933 | 0.50302 | 0.50673 | 0.51066 | 0.5152 | 0.51973 | 0.52474 | 0.53021 | 0.53604 | 0.54205 | 0.54817 | 0.55391 | 0.55915 | 0.56394 | 0.56816 | 0.57178 | 0.57429 | 0.57616 | 0.57778 | 0.57917 | 0.58054 | 0.58114 | 0.58114 | 0 | 0 | 0 | 0 | 0 | 0 | 0 | 0 | 0
F1_Commercial_Restaurant_Existing_Food Preparation_Natural Gas_Food Prep Other_E3 | F1 | Commercial | Restaurant | Existing | Food Preparation | Natural Gas | Food Prep Other | E3 | RVT - Cost of Equipment | 0 | 0 | 0 | 0 | 0 | 0 | 0 | 0 | 0 | 0 | 0 | 0 | 0 | 0 | 0 | 0 | 0 | 0 | 0 | 0 | 0 | 0 | 0 | 0 | 0 | 0 | 0 | 0 | 0 | 0 | 0 | 0 | 0 | 0 | 0 | 0 | 0 | 0 | 0 | 0 | 0 | 0
F1_Commercial_Restaurant_Existing_Food Preparation_Natural Gas_Food Prep Other_E4 | F1 | Commercial | Restaurant | Existing | Food Preparation | Natural Gas | Food Prep Other | E4 | RVT - Cost of Equipment | 0 | 0 | 0 | 0 | 0 | 0 | 0 | 0 | 0 | 0 | 0 | 0 | 0 | 0 | 0 | 0 | 0 | 0 | 0 | 0 | 0 | 0 | 0 | 0 | 0 | 0 | 0 | 0 | 0 | 0 | 0 | 0 | 0 | 0 | 0 | 0 | 0 | 0 | 0 | 0 | 0 | 0
F1_Commercial_Restaurant_Existing_Food Preparation_Natural Gas_Food Prep Other_E5 | F1 | Commercial | Restaurant | Existing | Food Preparation | Natural Gas | Food Prep Other | E5 | RVT - Cost of Equipment | 0 | 0 | 0 | 0 | 0 | 0 | 0 | 0 | 0 | 0 | 0 | 0 | 0 | 0 | 0 | 0 | 0 | 0 | 0 | 0 | 0 | 0 | 0 | 0 | 0 | 0 | 0 | 0 | 0 | 0 | 0 | 0 | 0 | 0 | 0 | 0 | 0 | 0 | 0 | 0 | 0 | 0
F1_Commercial_Restaurant_Existing_Food Preparation_Natural Gas_Food Prep Other_E6 | F1 | Commercial | Restaurant | Existing | Food Preparation | Natural Gas | Food Prep Other | E6 | RVT - Cost of Equipment | 0 | 0 | 0 | 0 | 0 | 0 | 0 | 0 | 0 | 0 | 0 | 0 | 0 | 0 | 0 | 0 | 0 | 0 | 0 | 0 | 0 | 0 | 0 | 0 | 0 | 0 | 0 | 0 | 0 | 0 | 0 | 0 | 0 | 0 | 0 | 0 | 0 | 0 | 0 | 0 | 0 | 0
F1_Commercial_Restaurant_Existing_Food Preparation_Natural Gas_Food Prep Other_E7 | F1 | Commercial | Restaurant | Existing | Food Preparation | Natural Gas | Food Prep Other | E7 | RVT - Cost of Equipment | 0 | 0 | 0 | 0 | 0 | 0 | 0 | 0 | 0 | 0 | 0 | 0 | 0 | 0 | 0 | 0 | 0 | 0 | 0 | 0 | 0 | 0 | 0 | 0 | 0 | 0 | 0 | 0 | 0 | 0 | 0 | 0 | 0 | 0 | 0 | 0 | 0 | 0 | 0 | 0 | 0 | 0
F1_Commercial_Restaurant_Existing_Food Preparation_Natural Gas_Food Prep Other_E8 | F1 | Commercial | Restaurant | Existing | Food Preparation | Natural Gas | Food Prep Other | E8 | RVT - Cost of Equipment | 0 | 0 | 0 | 0 | 0 | 0 | 0 | 0 | 0 | 0 | 0 | 0 | 0 | 0 | 0 | 0 | 0 | 0 | 0 | 0 | 0 | 0 | 0 | 0 | 0 | 0 | 0 | 0 | 0 | 0 | 0 | 0 | 0 | 0 | 0 | 0 | 0 | 0 | 0 | 0 | 0 | 0
F1_Commercial_Restaurant_Existing_Food Preparation_Natural Gas_Food Prep Other_E9 | F1 | Commercial | Restaurant | Existing | Food Preparation | Natural Gas | Food Prep Other | E9 | RVT - Cost of Equipment | 0 | 0 | 0 | 0 | 0 | 0 | 0 | 0 | 0 | 0 | 0 | 0 | 0 | 0 | 0 | 0 | 0 | 0 | 0 | 0 | 0 | 0 | 0 | 0 | 0 | 0 | 0 | 0 | 0 | 0 | 0 | 0 | 0 | 0 | 0 | 0 | 0 | 0 | 0 | 0 | 0 | 0
F1_Commercial_Restaurant_Existing_Food Preparation_Natural Gas_Food Prep Other_E10 | F1 | Commercial | Restaurant | Existing | Food Preparation | Natural Gas | Food Prep Other | E10 | RVT - Cost of Equipment | 0 | 0 | 0 | 0 | 0 | 0 | 0 | 0 | 0 | 0 | 0 | 0 | 0 | 0 | 0 | 0 | 0 | 0 | 0 | 0 | 0 | 0 | 0 | 0 | 0 | 0 | 0 | 0 | 0 | 0 | 0 | 0 | 0 | 0 | 0 | 0 | 0 | 0 | 0 | 0 | 0 | 0
F2_Commercial_Restaurant_Existing_Food Preparation_Natural Gas_Food Prep Other_E1 | F2 | Commercial | Restaurant | Existing | Food Preparation | Natural Gas | Food Prep Other | E1 | RVT - Cost of Operation | 0.54371 | 0.54753 | 0.55208 | 0.55736 | 0.56357 | 0.57084 | 0.57666 | 0.58221 | 0.58766 | 0.59317 | 0.59823 | 0.60265 | 0.6071 | 0.61181 | 0.61724 | 0.62267 | 0.62867 | 0.63523 | 0.64221 | 0.64941 | 0.65674 | 0.66361 | 0.6699 | 0.67564 | 0.68069 | 0.68503 | 0.68804 | 0.69028 | 0.69222 | 0.69388 | 0.69552 | 0.69625 | 0.69625 | 0 | 0 | 0 | 0 | 0 | 0 | 0 | 0 | 0
F2_Commercial_Restaurant_Existing_Food Preparation_Natural Gas_Food Prep Other_E2 | F2 | Commercial | Restaurant | Existing | Food Preparation | Natural Gas | Food Prep Other | E2 | RVT - Cost of Operation | 0.54371 | 0.54753 | 0.55208 | 0.55736 | 0.56357 | 0.57084 | 0.57666 | 0.58221 | 0.58766 | 0.59317 | 0.59823 | 0.60265 | 0.6071 | 0.61181 | 0.61724 | 0.62267 | 0.62867 | 0.63523 | 0.64221 | 0.64941 | 0.65674 | 0.66361 | 0.6699 | 0.67564 | 0.68069 | 0.68503 | 0.68804 | 0.69028 | 0.69222 | 0.69388 | 0.69552 | 0.69625 | 0.69625 | 0 | 0 | 0 | 0 | 0 | 0 | 0 | 0 | 0
F2_Commercial_Restaurant_Existing_Food Preparation_Natural Gas_Food Prep Other_E3 | F2 | Commercial | Restaurant | Existing | Food Preparation | Natural Gas | Food Prep Other | E3 | RVT - Cost of Operation | 0 | 0 | 0 | 0 | 0 | 0 | 0 | 0 | 0 | 0 | 0 | 0 | 0 | 0 | 0 | 0 | 0 | 0 | 0 | 0 | 0 | 0 | 0 | 0 | 0 | 0 | 0 | 0 | 0 | 0 | 0 | 0 | 0 | 0 | 0 | 0 | 0 | 0 | 0 | 0 | 0 | 0
F2_Commercial_Restaurant_Existing_Food Preparation_Natural Gas_Food Prep Other_E4 | F2 | Commercial | Restaurant | Existing | Food Preparation | Natural Gas | Food Prep Other | E4 | RVT - Cost of Operation | 0 | 0 | 0 | 0 | 0 | 0 | 0 | 0 | 0 | 0 | 0 | 0 | 0 | 0 | 0 | 0 | 0 | 0 | 0 | 0 | 0 | 0 | 0 | 0 | 0 | 0 | 0 | 0 | 0 | 0 | 0 | 0 | 0 | 0 | 0 | 0 | 0 | 0 | 0 | 0 | 0 | 0
F2_Commercial_Restaurant_Existing_Food Preparation_Natural Gas_Food Prep Other_E5 | F2 | Commercial | Restaurant | Existing | Food Preparation | Natural Gas | Food Prep Other | E5 | RVT - Cost of Operation | 0 | 0 | 0 | 0 | 0 | 0 | 0 | 0 | 0 | 0 | 0 | 0 | 0 | 0 | 0 | 0 | 0 | 0 | 0 | 0 | 0 | 0 | 0 | 0 | 0 | 0 | 0 | 0 | 0 | 0 | 0 | 0 | 0 | 0 | 0 | 0 | 0 | 0 | 0 | 0 | 0 | 0
F2_Commercial_Restaurant_Existing_Food Preparation_Natural Gas_Food Prep Other_E6 | F2 | Commercial | Restaurant | Existing | Food Preparation | Natural Gas | Food Prep Other | E6 | RVT - Cost of Operation | 0 | 0 | 0 | 0 | 0 | 0 | 0 | 0 | 0 | 0 | 0 | 0 | 0 | 0 | 0 | 0 | 0 | 0 | 0 | 0 | 0 | 0 | 0 | 0 | 0 | 0 | 0 | 0 | 0 | 0 | 0 | 0 | 0 | 0 | 0 | 0 | 0 | 0 | 0 | 0 | 0 | 0
F2_Commercial_Restaurant_Existing_Food Preparation_Natural Gas_Food Prep Other_E7 | F2 | Commercial | Restaurant | Existing | Food Preparation | Natural Gas | Food Prep Other | E7 | RVT - Cost of Operation | 0 | 0 | 0 | 0 | 0 | 0 | 0 | 0 | 0 | 0 | 0 | 0 | 0 | 0 | 0 | 0 | 0 | 0 | 0 | 0 | 0 | 0 | 0 | 0 | 0 | 0 | 0 | 0 | 0 | 0 | 0 | 0 | 0 | 0 | 0 | 0 | 0 | 0 | 0 | 0 | 0 | 0
F2_Commercial_Restaurant_Existing_Food Preparation_Natural Gas_Food Prep Other_E8 | F2 | Commercial | Restaurant | Existing | Food Preparation | Natural Gas | Food Prep Other | E8 | RVT - Cost of Operation | 0 | 0 | 0 | 0 | 0 | 0 | 0 | 0 | 0 | 0 | 0 | 0 | 0 | 0 | 0 | 0 | 0 | 0 | 0 | 0 | 0 | 0 | 0 | 0 | 0 | 0 | 0 | 0 | 0 | 0 | 0 | 0 | 0 | 0 | 0 | 0 | 0 | 0 | 0 | 0 | 0 | 0
F2_Commercial_Restaurant_Existing_Food Preparation_Natural Gas_Food Prep Other_E9 | F2 | Commercial | Restaurant | Existing | Food Preparation | Natural Gas | Food Prep Other | E9 | RVT - Cost of Operation | 0 | 0 | 0 | 0 | 0 | 0 | 0 | 0 | 0 | 0 | 0 | 0 | 0 | 0 | 0 | 0 | 0 | 0 | 0 | 0 | 0 | 0 | 0 | 0 | 0 | 0 | 0 | 0 | 0 | 0 | 0 | 0 | 0 | 0 | 0 | 0 | 0 | 0 | 0 | 0 | 0 | 0
F2_Commercial_Restaurant_Existing_Food Preparation_Natural Gas_Food Prep Other_E10 | F2 | Commercial | Restaurant | Existing | Food Preparation | Natural Gas | Food Prep Other | E10 | RVT - Cost of Operation | 0 | 0 | 0 | 0 | 0 | 0 | 0 | 0 | 0 | 0 | 0 | 0 | 0 | 0 | 0 | 0 | 0 | 0 | 0 | 0 | 0 | 0 | 0 | 0 | 0 | 0 | 0 | 0 | 0 | 0 | 0 | 0 | 0 | 0 | 0 | 0 | 0 | 0 | 0 | 0 | 0 | 0
F3_Commercial_Restaurant_Existing_Food Preparation_Natural Gas_Food Prep Other_E1 | F3 | Commercial | Restaurant | Existing | Food Preparation | Natural Gas | Food Prep Other | E1 | System - kBTUs of Consumption | 0.033641 | 0.033641 | 0.033641 | 0.033641 | 0.033641 | 0.033641 | 0.033641 | 0.033641 | 0.033641 | 0.033641 | 0.033641 | 0.033641 | 0.033641 | 0.033641 | 0.033641 | 0.033641 | 0.033641 | 0.033641 | 0.033641 | 0.033641 | 0.033641 | 0.033641 | 0.033641 | 0.033641 | 0.033641 | 0.033641 | 0.033641 | 0.033641 | 0.033641 | 0.033641 | 0.033641 | 0.033641 | 0.033641 | 0 | 0 | 0 | 0 | 0 | 0 | 0 | 0 | 0
F3_Commercial_Restaurant_Existing_Food Preparation_Natural Gas_Food Prep Other_E2 | F3 | Commercial | Restaurant | Existing | Food Preparation | Natural Gas | Food Prep Other | E2 | System - kBTUs of Consumption | 0.033675 | 0.033675 | 0.033675 | 0.033675 | 0.033675 | 0.033675 | 0.033675 | 0.033675 | 0.033675 | 0.033675 | 0.033675 | 0.033675 | 0.033675 | 0.033675 | 0.033675 | 0.033675 | 0.033675 | 0.033675 | 0.033675 | 0.033675 | 0.033675 | 0.033675 | 0.033675 | 0.033675 | 0.033675 | 0.033675 | 0.033675 | 0.033675 | 0.033675 | 0.033675 | 0.033675 | 0.033675 | 0.033675 | 0 | 0 | 0 | 0 | 0 | 0 | 0 | 0 | 0
F3_Commercial_Restaurant_Existing_Food Preparation_Natural Gas_Food Prep Other_E3 | F3 | Commercial | Restaurant | Existing | Food Preparation | Natural Gas | Food Prep Other | E3 | System - kBTUs of Consumption | 0 | 0 | 0 | 0 | 0 | 0 | 0 | 0 | 0 | 0 | 0 | 0 | 0 | 0 | 0 | 0 | 0 | 0 | 0 | 0 | 0 | 0 | 0 | 0 | 0 | 0 | 0 | 0 | 0 | 0 | 0 | 0 | 0 | 0 | 0 | 0 | 0 | 0 | 0 | 0 | 0 | 0
F3_Commercial_Restaurant_Existing_Food Preparation_Natural Gas_Food Prep Other_E4 | F3 | Commercial | Restaurant | Existing | Food Preparation | Natural Gas | Food Prep Other | E4 | System - kBTUs of Consumption | 0 | 0 | 0 | 0 | 0 | 0 | 0 | 0 | 0 | 0 | 0 | 0 | 0 | 0 | 0 | 0 | 0 | 0 | 0 | 0 | 0 | 0 | 0 | 0 | 0 | 0 | 0 | 0 | 0 | 0 | 0 | 0 | 0 | 0 | 0 | 0 | 0 | 0 | 0 | 0 | 0 | 0
F3_Commercial_Restaurant_Existing_Food Preparation_Natural Gas_Food Prep Other_E5 | F3 | Commercial | Restaurant | Existing | Food Preparation | Natural Gas | Food Prep Other | E5 | System - kBTUs of Consumption | 0 | 0 | 0 | 0 | 0 | 0 | 0 | 0 | 0 | 0 | 0 | 0 | 0 | 0 | 0 | 0 | 0 | 0 | 0 | 0 | 0 | 0 | 0 | 0 | 0 | 0 | 0 | 0 | 0 | 0 | 0 | 0 | 0 | 0 | 0 | 0 | 0 | 0 | 0 | 0 | 0 | 0
F3_Commercial_Restaurant_Existing_Food Preparation_Natural Gas_Food Prep Other_E6 | F3 | Commercial | Restaurant | Existing | Food Preparation | Natural Gas | Food Prep Other | E6 | System - kBTUs of Consumption | 0 | 0 | 0 | 0 | 0 | 0 | 0 | 0 | 0 | 0 | 0 | 0 | 0 | 0 | 0 | 0 | 0 | 0 | 0 | 0 | 0 | 0 | 0 | 0 | 0 | 0 | 0 | 0 | 0 | 0 | 0 | 0 | 0 | 0 | 0 | 0 | 0 | 0 | 0 | 0 | 0 | 0
F3_Commercial_Restaurant_Existing_Food Preparation_Natural Gas_Food Prep Other_E7 | F3 | Commercial | Restaurant | Existing | Food Preparation | Natural Gas | Food Prep Other | E7 | System - kBTUs of Consumption | 0 | 0 | 0 | 0 | 0 | 0 | 0 | 0 | 0 | 0 | 0 | 0 | 0 | 0 | 0 | 0 | 0 | 0 | 0 | 0 | 0 | 0 | 0 | 0 | 0 | 0 | 0 | 0 | 0 | 0 | 0 | 0 | 0 | 0 | 0 | 0 | 0 | 0 | 0 | 0 | 0 | 0
F3_Commercial_Restaurant_Existing_Food Preparation_Natural Gas_Food Prep Other_E8 | F3 | Commercial | Restaurant | Existing | Food Preparation | Natural Gas | Food Prep Other | E8 | System - kBTUs of Consumption | 0 | 0 | 0 | 0 | 0 | 0 | 0 | 0 | 0 | 0 | 0 | 0 | 0 | 0 | 0 | 0 | 0 | 0 | 0 | 0 | 0 | 0 | 0 | 0 | 0 | 0 | 0 | 0 | 0 | 0 | 0 | 0 | 0 | 0 | 0 | 0 | 0 | 0 | 0 | 0 | 0 | 0
F3_Commercial_Restaurant_Existing_Food Preparation_Natural Gas_Food Prep Other_E9 | F3 | Commercial | Restaurant | Existing | Food Preparation | Natural Gas | Food Prep Other | E9 | System - kBTUs of Consumption | 0 | 0 | 0 | 0 | 0 | 0 | 0 | 0 | 0 | 0 | 0 | 0 | 0 | 0 | 0 | 0 | 0 | 0 | 0 | 0 | 0 | 0 | 0 | 0 | 0 | 0 | 0 | 0 | 0 | 0 | 0 | 0 | 0 | 0 | 0 | 0 | 0 | 0 | 0 | 0 | 0 | 0
F3_Commercial_Restaurant_Existing_Food Preparation_Natural Gas_Food Prep Other_E10 | F3 | Commercial | Restaurant | Existing | Food Preparation | Natural Gas | Food Prep Other | E10 | System - kBTUs of Consumption | 0 | 0 | 0 | 0 | 0 | 0 | 0 | 0 | 0 | 0 | 0 | 0 | 0 | 0 | 0 | 0 | 0 | 0 | 0 | 0 | 0 | 0 | 0 | 0 | 0 | 0 | 0 | 0 | 0 | 0 | 0 | 0 | 0 | 0 | 0 | 0 | 0 | 0 | 0 | 0 | 0 | 0
F4_Commercial_Restaurant_Existing_Food Preparation_Natural Gas_Food Prep Other_E1 | F4 | Commercial | Restaurant | Existing | Food Preparation | Natural Gas | Food Prep Other | E1 | Utility - Cost of Equipment | 0.54371 | 0.54753 | 0.55208 | 0.55736 | 0.56357 | 0.57084 | 0.57666 | 0.58221 | 0.58766 | 0.59317 | 0.59823 | 0.60265 | 0.6071 | 0.61181 | 0.61724 | 0.62267 | 0.62867 | 0.63523 | 0.64221 | 0.64941 | 0.65674 | 0.66361 | 0.6699 | 0.67564 | 0.68069 | 0.68503 | 0.68804 | 0.69028 | 0.69222 | 0.69388 | 0.69552 | 0.69625 | 0.69625 | 0 | 0 | 0 | 0 | 0 | 0 | 0 | 0 | 0
F4_Commercial_Restaurant_Existing_Food Preparation_Natural Gas_Food Prep Other_E2 | F4 | Commercial | Restaurant | Existing | Food Preparation | Natural Gas | Food Prep Other | E2 | Utility - Cost of Equipment | 0.54371 | 0.54753 | 0.55208 | 0.55736 | 0.56357 | 0.57084 | 0.57666 | 0.58221 | 0.58766 | 0.59317 | 0.59823 | 0.60265 | 0.6071 | 0.61181 | 0.61724 | 0.62267 | 0.62867 | 0.63523 | 0.64221 | 0.64941 | 0.65674 | 0.66361 | 0.6699 | 0.67564 | 0.68069 | 0.68503 | 0.68804 | 0.69028 | 0.69222 | 0.69388 | 0.69552 | 0.69625 | 0.69625 | 0 | 0 | 0 | 0 | 0 | 0 | 0 | 0 | 0
F4_Commercial_Restaurant_Existing_Food Preparation_Natural Gas_Food Prep Other_E3 | F4 | Commercial | Restaurant | Existing | Food Preparation | Natural Gas | Food Prep Other | E3 | Utility - Cost of Equipment | 0 | 0 | 0 | 0 | 0 | 0 | 0 | 0 | 0 | 0 | 0 | 0 | 0 | 0 | 0 | 0 | 0 | 0 | 0 | 0 | 0 | 0 | 0 | 0 | 0 | 0 | 0 | 0 | 0 | 0 | 0 | 0 | 0 | 0 | 0 | 0 | 0 | 0 | 0 | 0 | 0 | 0
F4_Commercial_Restaurant_Existing_Food Preparation_Natural Gas_Food Prep Other_E4 | F4 | Commercial | Restaurant | Existing | Food Preparation | Natural Gas | Food Prep Other | E4 | Utility - Cost of Equipment | 0 | 0 | 0 | 0 | 0 | 0 | 0 | 0 | 0 | 0 | 0 | 0 | 0 | 0 | 0 | 0 | 0 | 0 | 0 | 0 | 0 | 0 | 0 | 0 | 0 | 0 | 0 | 0 | 0 | 0 | 0 | 0 | 0 | 0 | 0 | 0 | 0 | 0 | 0 | 0 | 0 | 0
F4_Commercial_Restaurant_Existing_Food Preparation_Natural Gas_Food Prep Other_E5 | F4 | Commercial | Restaurant | Existing | Food Preparation | Natural Gas | Food Prep Other | E5 | Utility - Cost of Equipment | 0 | 0 | 0 | 0 | 0 | 0 | 0 | 0 | 0 | 0 | 0 | 0 | 0 | 0 | 0 | 0 | 0 | 0 | 0 | 0 | 0 | 0 | 0 | 0 | 0 | 0 | 0 | 0 | 0 | 0 | 0 | 0 | 0 | 0 | 0 | 0 | 0 | 0 | 0 | 0 | 0 | 0
F4_Commercial_Restaurant_Existing_Food Preparation_Natural Gas_Food Prep Other_E6 | F4 | Commercial | Restaurant | Existing | Food Preparation | Natural Gas | Food Prep Other | E6 | Utility - Cost of Equipment | 0 | 0 | 0 | 0 | 0 | 0 | 0 | 0 | 0 | 0 | 0 | 0 | 0 | 0 | 0 | 0 | 0 | 0 | 0 | 0 | 0 | 0 | 0 | 0 | 0 | 0 | 0 | 0 | 0 | 0 | 0 | 0 | 0 | 0 | 0 | 0 | 0 | 0 | 0 | 0 | 0 | 0
F4_Commercial_Restaurant_Existing_Food Preparation_Natural Gas_Food Prep Other_E7 | F4 | Commercial | Restaurant | Existing | Food Preparation | Natural Gas | Food Prep Other | E7 | Utility - Cost of Equipment | 0 | 0 | 0 | 0 | 0 | 0 | 0 | 0 | 0 | 0 | 0 | 0 | 0 | 0 | 0 | 0 | 0 | 0 | 0 | 0 | 0 | 0 | 0 | 0 | 0 | 0 | 0 | 0 | 0 | 0 | 0 | 0 | 0 | 0 | 0 | 0 | 0 | 0 | 0 | 0 | 0 | 0
F4_Commercial_Restaurant_Existing_Food Preparation_Natural Gas_Food Prep Other_E8 | F4 | Commercial | Restaurant | Existing | Food Preparation | Natural Gas | Food Prep Other | E8 | Utility - Cost of Equipment | 0 | 0 | 0 | 0 | 0 | 0 | 0 | 0 | 0 | 0 | 0 | 0 | 0 | 0 | 0 | 0 | 0 | 0 | 0 | 0 | 0 | 0 | 0 | 0 | 0 | 0 | 0 | 0 | 0 | 0 | 0 | 0 | 0 | 0 | 0 | 0 | 0 | 0 | 0 | 0 | 0 | 0
F4_Commercial_Restaurant_Existing_Food Preparation_Natural Gas_Food Prep Other_E9 | F4 | Commercial | Restaurant | Existing | Food Preparation | Natural Gas | Food Prep Other | E9 | Utility - Cost of Equipment | 0 | 0 | 0 | 0 | 0 | 0 | 0 | 0 | 0 | 0 | 0 | 0 | 0 | 0 | 0 | 0 | 0 | 0 | 0 | 0 | 0 | 0 | 0 | 0 | 0 | 0 | 0 | 0 | 0 | 0 | 0 | 0 | 0 | 0 | 0 | 0 | 0 | 0 | 0 | 0 | 0 | 0
F4_Commercial_Restaurant_Existing_Food Preparation_Natural Gas_Food Prep Other_E10 | F4 | Commercial | Restaurant | Existing | Food Preparation | Natural Gas | Food Prep Other | E10 | Utility - Cost of Equipment | 0 | 0 | 0 | 0 | 0 | 0 | 0 | 0 | 0 | 0 | 0 | 0 | 0 | 0 | 0 | 0 | 0 | 0 | 0 | 0 | 0 | 0 | 0 | 0 | 0 | 0 | 0 | 0 | 0 | 0 | 0 | 0 | 0 | 0 | 0 | 0 | 0 | 0 | 0 | 0 | 0 | 0
F5_Commercial_Restaurant_Existing_Food Preparation_Natural Gas_Food Prep Other_E1 | F5 | Commercial | Restaurant | Existing | Food Preparation | Natural Gas | Food Prep Other | E1 | Utility - Cost of Operation | 0.033641 | 0.033641 | 0.033641 | 0.033641 | 0.033641 | 0.033641 | 0.033641 | 0.033641 | 0.033641 | 0.033641 | 0.033641 | 0.033641 | 0.033641 | 0.033641 | 0.033641 | 0.033641 | 0.033641 | 0.033641 | 0.033641 | 0.033641 | 0.033641 | 0.033641 | 0.033641 | 0.033641 | 0.033641 | 0.033641 | 0.033641 | 0.033641 | 0.033641 | 0.033641 | 0.033641 | 0.033641 | 0.033641 | 0 | 0 | 0 | 0 | 0 | 0 | 0 | 0 | 0
F5_Commercial_Restaurant_Existing_Food Preparation_Natural Gas_Food Prep Other_E2 | F5 | Commercial | Restaurant | Existing | Food Preparation | Natural Gas | Food Prep Other | E2 | Utility - Cost of Operation | 0.033675 | 0.033675 | 0.033675 | 0.033675 | 0.033675 | 0.033675 | 0.033675 | 0.033675 | 0.033675 | 0.033675 | 0.033675 | 0.033675 | 0.033675 | 0.033675 | 0.033675 | 0.033675 | 0.033675 | 0.033675 | 0.033675 | 0.033675 | 0.033675 | 0.033675 | 0.033675 | 0.033675 | 0.033675 | 0.033675 | 0.033675 | 0.033675 | 0.033675 | 0.033675 | 0.033675 | 0.033675 | 0.033675 | 0 | 0 | 0 | 0 | 0 | 0 | 0 | 0 | 0
F5_Commercial_Restaurant_Existing_Food Preparation_Natural Gas_Food Prep Other_E3 | F5 | Commercial | Restaurant | Existing | Food Preparation | Natural Gas | Food Prep Other | E3 | Utility - Cost of Operation | 0 | 0 | 0 | 0 | 0 | 0 | 0 | 0 | 0 | 0 | 0 | 0 | 0 | 0 | 0 | 0 | 0 | 0 | 0 | 0 | 0 | 0 | 0 | 0 | 0 | 0 | 0 | 0 | 0 | 0 | 0 | 0 | 0 | 0 | 0 | 0 | 0 | 0 | 0 | 0 | 0 | 0
F5_Commercial_Restaurant_Existing_Food Preparation_Natural Gas_Food Prep Other_E4 | F5 | Commercial | Restaurant | Existing | Food Preparation | Natural Gas | Food Prep Other | E4 | Utility - Cost of Operation | 0 | 0 | 0 | 0 | 0 | 0 | 0 | 0 | 0 | 0 | 0 | 0 | 0 | 0 | 0 | 0 | 0 | 0 | 0 | 0 | 0 | 0 | 0 | 0 | 0 | 0 | 0 | 0 | 0 | 0 | 0 | 0 | 0 | 0 | 0 | 0 | 0 | 0 | 0 | 0 | 0 | 0
F5_Commercial_Restaurant_Existing_Food Preparation_Natural Gas_Food Prep Other_E5 | F5 | Commercial | Restaurant | Existing | Food Preparation | Natural Gas | Food Prep Other | E5 | Utility - Cost of Operation | 0 | 0 | 0 | 0 | 0 | 0 | 0 | 0 | 0 | 0 | 0 | 0 | 0 | 0 | 0 | 0 | 0 | 0 | 0 | 0 | 0 | 0 | 0 | 0 | 0 | 0 | 0 | 0 | 0 | 0 | 0 | 0 | 0 | 0 | 0 | 0 | 0 | 0 | 0 | 0 | 0 | 0
F5_Commercial_Restaurant_Existing_Food Preparation_Natural Gas_Food Prep Other_E6 | F5 | Commercial | Restaurant | Existing | Food Preparation | Natural Gas | Food Prep Other | E6 | Utility - Cost of Operation | 0 | 0 | 0 | 0 | 0 | 0 | 0 | 0 | 0 | 0 | 0 | 0 | 0 | 0 | 0 | 0 | 0 | 0 | 0 | 0 | 0 | 0 | 0 | 0 | 0 | 0 | 0 | 0 | 0 | 0 | 0 | 0 | 0 | 0 | 0 | 0 | 0 | 0 | 0 | 0 | 0 | 0
F5_Commercial_Restaurant_Existing_Food Preparation_Natural Gas_Food Prep Other_E7 | F5 | Commercial | Restaurant | Existing | Food Preparation | Natural Gas | Food Prep Other | E7 | Utility - Cost of Operation | 0 | 0 | 0 | 0 | 0 | 0 | 0 | 0 | 0 | 0 | 0 | 0 | 0 | 0 | 0 | 0 | 0 | 0 | 0 | 0 | 0 | 0 | 0 | 0 | 0 | 0 | 0 | 0 | 0 | 0 | 0 | 0 | 0 | 0 | 0 | 0 | 0 | 0 | 0 | 0 | 0 | 0
F5_Commercial_Restaurant_Existing_Food Preparation_Natural Gas_Food Prep Other_E8 | F5 | Commercial | Restaurant | Existing | Food Preparation | Natural Gas | Food Prep Other | E8 | Utility - Cost of Operation | 0 | 0 | 0 | 0 | 0 | 0 | 0 | 0 | 0 | 0 | 0 | 0 | 0 | 0 | 0 | 0 | 0 | 0 | 0 | 0 | 0 | 0 | 0 | 0 | 0 | 0 | 0 | 0 | 0 | 0 | 0 | 0 | 0 | 0 | 0 | 0 | 0 | 0 | 0 | 0 | 0 | 0
F5_Commercial_Restaurant_Existing_Food Preparation_Natural Gas_Food Prep Other_E9 | F5 | Commercial | Restaurant | Existing | Food Preparation | Natural Gas | Food Prep Other | E9 | Utility - Cost of Operation | 0 | 0 | 0 | 0 | 0 | 0 | 0 | 0 | 0 | 0 | 0 | 0 | 0 | 0 | 0 | 0 | 0 | 0 | 0 | 0 | 0 | 0 | 0 | 0 | 0 | 0 | 0 | 0 | 0 | 0 | 0 | 0 | 0 | 0 | 0 | 0 | 0 | 0 | 0 | 0 | 0 | 0
F5_Commercial_Restaurant_Existing_Food Preparation_Natural Gas_Food Prep Other_E10 | F5 | Commercial | Restaurant | Existing | Food Preparation | Natural Gas | Food Prep Other | E10 | Utility - Cost of Operation | 0 | 0 | 0 | 0 | 0 | 0 | 0 | 0 | 0 | 0 | 0 | 0 | 0 | 0 | 0 | 0 | 0 | 0 | 0 | 0 | 0 | 0 | 0 | 0 | 0 | 0 | 0 | 0 | 0 | 0 | 0 | 0 | 0 | 0 | 0 | 0 | 0 | 0 | 0 | 0 | 0 | 0
F6_Commercial_Restaurant_Existing_Food Preparation_Natural Gas_Food Prep Other_E1 | F6 | Commercial | Restaurant | Existing | Food Preparation | Natural Gas | Food Prep Other | E1 | Utility - Value of Sales | 0.32506 | 0.32506 | 0.32506 | 0.32506 | 0.32506 | 0.32506 | 0.32506 | 0.32506 | 0.32506 | 0.32506 | 0.32506 | 0.32506 | 0.32506 | 0.32506 | 0.32506 | 0.32506 | 0.32506 | 0.32506 | 0.32506 | 0.32506 | 0.32506 | 0.32506 | 0.32506 | 0.32506 | 0.32506 | 0.32506 | 0.32506 | 0.32506 | 0.32506 | 0.32506 | 0.32506 | 0.32506 | 0.32506 | 0 | 0 | 0 | 0 | 0 | 0 | 0 | 0 | 0
F6_Commercial_Restaurant_Existing_Food Preparation_Natural Gas_Food Prep Other_E2 | F6 | Commercial | Restaurant | Existing | Food Preparation | Natural Gas | Food Prep Other | E2 | Utility - Value of Sales | 0.32506 | 0.32506 | 0.32506 | 0.32506 | 0.32506 | 0.32506 | 0.32506 | 0.32506 | 0.32506 | 0.32506 | 0.32506 | 0.32506 | 0.32506 | 0.32506 | 0.32506 | 0.32506 | 0.32506 | 0.32506 | 0.32506 | 0.32506 | 0.32506 | 0.32506 | 0.32506 | 0.32506 | 0.32506 | 0.32506 | 0.32506 | 0.32506 | 0.32506 | 0.32506 | 0.32506 | 0.32506 | 0.32506 | 0 | 0 | 0 | 0 | 0 | 0 | 0 | 0 | 0
F6_Commercial_Restaurant_Existing_Food Preparation_Natural Gas_Food Prep Other_E3 | F6 | Commercial | Restaurant | Existing | Food Preparation | Natural Gas | Food Prep Other | E3 | Utility - Value of Sales | 0 | 0 | 0 | 0 | 0 | 0 | 0 | 0 | 0 | 0 | 0 | 0 | 0 | 0 | 0 | 0 | 0 | 0 | 0 | 0 | 0 | 0 | 0 | 0 | 0 | 0 | 0 | 0 | 0 | 0 | 0 | 0 | 0 | 0 | 0 | 0 | 0 | 0 | 0 | 0 | 0 | 0
F6_Commercial_Restaurant_Existing_Food Preparation_Natural Gas_Food Prep Other_E4 | F6 | Commercial | Restaurant | Existing | Food Preparation | Natural Gas | Food Prep Other | E4 | Utility - Value of Sales | 0 | 0 | 0 | 0 | 0 | 0 | 0 | 0 | 0 | 0 | 0 | 0 | 0 | 0 | 0 | 0 | 0 | 0 | 0 | 0 | 0 | 0 | 0 | 0 | 0 | 0 | 0 | 0 | 0 | 0 | 0 | 0 | 0 | 0 | 0 | 0 | 0 | 0 | 0 | 0 | 0 | 0
F6_Commercial_Restaurant_Existing_Food Preparation_Natural Gas_Food Prep Other_E5 | F6 | Commercial | Restaurant | Existing | Food Preparation | Natural Gas | Food Prep Other | E5 | Utility - Value of Sales | 0 | 0 | 0 | 0 | 0 | 0 | 0 | 0 | 0 | 0 | 0 | 0 | 0 | 0 | 0 | 0 | 0 | 0 | 0 | 0 | 0 | 0 | 0 | 0 | 0 | 0 | 0 | 0 | 0 | 0 | 0 | 0 | 0 | 0 | 0 | 0 | 0 | 0 | 0 | 0 | 0 | 0
F6_Commercial_Restaurant_Existing_Food Preparation_Natural Gas_Food Prep Other_E6 | F6 | Commercial | Restaurant | Existing | Food Preparation | Natural Gas | Food Prep Other | E6 | Utility - Value of Sales | 0 | 0 | 0 | 0 | 0 | 0 | 0 | 0 | 0 | 0 | 0 | 0 | 0 | 0 | 0 | 0 | 0 | 0 | 0 | 0 | 0 | 0 | 0 | 0 | 0 | 0 | 0 | 0 | 0 | 0 | 0 | 0 | 0 | 0 | 0 | 0 | 0 | 0 | 0 | 0 | 0 | 0
F6_Commercial_Restaurant_Existing_Food Preparation_Natural Gas_Food Prep Other_E7 | F6 | Commercial | Restaurant | Existing | Food Preparation | Natural Gas | Food Prep Other | E7 | Utility - Value of Sales | 0 | 0 | 0 | 0 | 0 | 0 | 0 | 0 | 0 | 0 | 0 | 0 | 0 | 0 | 0 | 0 | 0 | 0 | 0 | 0 | 0 | 0 | 0 | 0 | 0 | 0 | 0 | 0 | 0 | 0 | 0 | 0 | 0 | 0 | 0 | 0 | 0 | 0 | 0 | 0 | 0 | 0
F6_Commercial_Restaurant_Existing_Food Preparation_Natural Gas_Food Prep Other_E8 | F6 | Commercial | Restaurant | Existing | Food Preparation | Natural Gas | Food Prep Other | E8 | Utility - Value of Sales | 0 | 0 | 0 | 0 | 0 | 0 | 0 | 0 | 0 | 0 | 0 | 0 | 0 | 0 | 0 | 0 | 0 | 0 | 0 | 0 | 0 | 0 | 0 | 0 | 0 | 0 | 0 | 0 | 0 | 0 | 0 | 0 | 0 | 0 | 0 | 0 | 0 | 0 | 0 | 0 | 0 | 0
F6_Commercial_Restaurant_Existing_Food Preparation_Natural Gas_Food Prep Other_E9 | F6 | Commercial | Restaurant | Existing | Food Preparation | Natural Gas | Food Prep Other | E9 | Utility - Value of Sales | 0 | 0 | 0 | 0 | 0 | 0 | 0 | 0 | 0 | 0 | 0 | 0 | 0 | 0 | 0 | 0 | 0 | 0 | 0 | 0 | 0 | 0 | 0 | 0 | 0 | 0 | 0 | 0 | 0 | 0 | 0 | 0 | 0 | 0 | 0 | 0 | 0 | 0 | 0 | 0 | 0 | 0
F6_Commercial_Restaurant_Existing_Food Preparation_Natural Gas_Food Prep Other_E10 | F6 | Commercial | Restaurant | Existing | Food Preparation | Natural Gas | Food Prep Other | E10 | Utility - Value of Sales | 0 | 0 | 0 | 0 | 0 | 0 | 0 | 0 | 0 | 0 | 0 | 0 | 0 | 0 | 0 | 0 | 0 | 0 | 0 | 0 | 0 | 0 | 0 | 0 | 0 | 0 | 0 | 0 | 0 | 0 | 0 | 0 | 0 | 0 | 0 | 0 | 0 | 0 | 0 | 0 | 0 | 0
F1_Commercial_Restaurant_Existing_Miscellaneous_Natural Gas_Pool Heater_E1 | F1 | Commercial | Restaurant | Existing | Miscellaneous | Natural Gas | Pool Heater | E1 | RVT - Cost of Equipment | 0 | 0 | 0 | 0 | 0 | 0 | 0 | 0 | 0 | 0 | 0 | 0 | 0 | 0 | 0 | 0 | 0 | 0 | 0 | 0 | 0 | 0 | 0 | 0 | 0 | 0 | 0 | 0 | 0 | 0 | 0 | 0 | 0 | 0 | 0 | 0 | 0 | 0 | 0 | 0 | 0 | 0
F1_Commercial_Restaurant_Existing_Miscellaneous_Natural Gas_Pool Heater_E2 | F1 | Commercial | Restaurant | Existing | Miscellaneous | Natural Gas | Pool Heater | E2 | RVT - Cost of Equipment | 0 | 0 | 0 | 0 | 0 | 0 | 0 | 0 | 0 | 0 | 0 | 0 | 0 | 0 | 0 | 0 | 0 | 0 | 0 | 0 | 0 | 0 | 0 | 0 | 0 | 0 | 0 | 0 | 0 | 0 | 0 | 0 | 0 | 0 | 0 | 0 | 0 | 0 | 0 | 0 | 0 | 0
F1_Commercial_Restaurant_Existing_Miscellaneous_Natural Gas_Pool Heater_E3 | F1 | Commercial | Restaurant | Existing | Miscellaneous | Natural Gas | Pool Heater | E3 | RVT - Cost of Equipment | 0 | 0 | 0 | 0 | 0 | 0 | 0 | 0 | 0 | 0 | 0 | 0 | 0 | 0 | 0 | 0 | 0 | 0 | 0 | 0 | 0 | 0 | 0 | 0 | 0 | 0 | 0 | 0 | 0 | 0 | 0 | 0 | 0 | 0 | 0 | 0 | 0 | 0 | 0 | 0 | 0 | 0
F1_Commercial_Restaurant_Existing_Miscellaneous_Natural Gas_Pool Heater_E4 | F1 | Commercial | Restaurant | Existing | Miscellaneous | Natural Gas | Pool Heater | E4 | RVT - Cost of Equipment | 0 | 0 | 0 | 0 | 0 | 0 | 0 | 0 | 0 | 0 | 0 | 0 | 0 | 0 | 0 | 0 | 0 | 0 | 0 | 0 | 0 | 0 | 0 | 0 | 0 | 0 | 0 | 0 | 0 | 0 | 0 | 0 | 0 | 0 | 0 | 0 | 0 | 0 | 0 | 0 | 0 | 0
F1_Commercial_Restaurant_Existing_Miscellaneous_Natural Gas_Pool Heater_E5 | F1 | Commercial | Restaurant | Existing | Miscellaneous | Natural Gas | Pool Heater | E5 | RVT - Cost of Equipment | 0 | 0 | 0 | 0 | 0 | 0 | 0 | 0 | 0 | 0 | 0 | 0 | 0 | 0 | 0 | 0 | 0 | 0 | 0 | 0 | 0 | 0 | 0 | 0 | 0 | 0 | 0 | 0 | 0 | 0 | 0 | 0 | 0 | 0 | 0 | 0 | 0 | 0 | 0 | 0 | 0 | 0
F1_Commercial_Restaurant_Existing_Miscellaneous_Natural Gas_Pool Heater_E6 | F1 | Commercial | Restaurant | Existing | Miscellaneous | Natural Gas | Pool Heater | E6 | RVT - Cost of Equipment | 0 | 0 | 0 | 0 | 0 | 0 | 0 | 0 | 0 | 0 | 0 | 0 | 0 | 0 | 0 | 0 | 0 | 0 | 0 | 0 | 0 | 0 | 0 | 0 | 0 | 0 | 0 | 0 | 0 | 0 | 0 | 0 | 0 | 0 | 0 | 0 | 0 | 0 | 0 | 0 | 0 | 0
F1_Commercial_Restaurant_Existing_Miscellaneous_Natural Gas_Pool Heater_E7 | F1 | Commercial | Restaurant | Existing | Miscellaneous | Natural Gas | Pool Heater | E7 | RVT - Cost of Equipment | 0 | 0 | 0 | 0 | 0 | 0 | 0 | 0 | 0 | 0 | 0 | 0 | 0 | 0 | 0 | 0 | 0 | 0 | 0 | 0 | 0 | 0 | 0 | 0 | 0 | 0 | 0 | 0 | 0 | 0 | 0 | 0 | 0 | 0 | 0 | 0 | 0 | 0 | 0 | 0 | 0 | 0
F1_Commercial_Restaurant_Existing_Miscellaneous_Natural Gas_Pool Heater_E8 | F1 | Commercial | Restaurant | Existing | Miscellaneous | Natural Gas | Pool Heater | E8 | RVT - Cost of Equipment | 0 | 0 | 0 | 0 | 0 | 0 | 0 | 0 | 0 | 0 | 0 | 0 | 0 | 0 | 0 | 0 | 0 | 0 | 0 | 0 | 0 | 0 | 0 | 0 | 0 | 0 | 0 | 0 | 0 | 0 | 0 | 0 | 0 | 0 | 0 | 0 | 0 | 0 | 0 | 0 | 0 | 0
F1_Commercial_Restaurant_Existing_Miscellaneous_Natural Gas_Pool Heater_E9 | F1 | Commercial | Restaurant | Existing | Miscellaneous | Natural Gas | Pool Heater | E9 | RVT - Cost of Equipment | 0 | 0 | 0 | 0 | 0 | 0 | 0 | 0 | 0 | 0 | 0 | 0 | 0 | 0 | 0 | 0 | 0 | 0 | 0 | 0 | 0 | 0 | 0 | 0 | 0 | 0 | 0 | 0 | 0 | 0 | 0 | 0 | 0 | 0 | 0 | 0 | 0 | 0 | 0 | 0 | 0 | 0
F1_Commercial_Restaurant_Existing_Miscellaneous_Natural Gas_Pool Heater_E10 | F1 | Commercial | Restaurant | Existing | Miscellaneous | Natural Gas | Pool Heater | E10 | RVT - Cost of Equipment | 0 | 0 | 0 | 0 | 0 | 0 | 0 | 0 | 0 | 0 | 0 | 0 | 0 | 0 | 0 | 0 | 0 | 0 | 0 | 0 | 0 | 0 | 0 | 0 | 0 | 0 | 0 | 0 | 0 | 0 | 0 | 0 | 0 | 0 | 0 | 0 | 0 | 0 | 0 | 0 | 0 | 0
F2_Commercial_Restaurant_Existing_Miscellaneous_Natural Gas_Pool Heater_E1 | F2 | Commercial | Restaurant | Existing | Miscellaneous | Natural Gas | Pool Heater | E1 | RVT - Cost of Operation | 0 | 0 | 0 | 0 | 0 | 0 | 0 | 0 | 0 | 0 | 0 | 0 | 0 | 0 | 0 | 0 | 0 | 0 | 0 | 0 | 0 | 0 | 0 | 0 | 0 | 0 | 0 | 0 | 0 | 0 | 0 | 0 | 0 | 0 | 0 | 0 | 0 | 0 | 0 | 0 | 0 | 0
F2_Commercial_Restaurant_Existing_Miscellaneous_Natural Gas_Pool Heater_E2 | F2 | Commercial | Restaurant | Existing | Miscellaneous | Natural Gas | Pool Heater | E2 | RVT - Cost of Operation | 0 | 0 | 0 | 0 | 0 | 0 | 0 | 0 | 0 | 0 | 0 | 0 | 0 | 0 | 0 | 0 | 0 | 0 | 0 | 0 | 0 | 0 | 0 | 0 | 0 | 0 | 0 | 0 | 0 | 0 | 0 | 0 | 0 | 0 | 0 | 0 | 0 | 0 | 0 | 0 | 0 | 0
F2_Commercial_Restaurant_Existing_Miscellaneous_Natural Gas_Pool Heater_E3 | F2 | Commercial | Restaurant | Existing | Miscellaneous | Natural Gas | Pool Heater | E3 | RVT - Cost of Operation | 0 | 0 | 0 | 0 | 0 | 0 | 0 | 0 | 0 | 0 | 0 | 0 | 0 | 0 | 0 | 0 | 0 | 0 | 0 | 0 | 0 | 0 | 0 | 0 | 0 | 0 | 0 | 0 | 0 | 0 | 0 | 0 | 0 | 0 | 0 | 0 | 0 | 0 | 0 | 0 | 0 | 0
F2_Commercial_Restaurant_Existing_Miscellaneous_Natural Gas_Pool Heater_E4 | F2 | Commercial | Restaurant | Existing | Miscellaneous | Natural Gas | Pool Heater | E4 | RVT - Cost of Operation | 0 | 0 | 0 | 0 | 0 | 0 | 0 | 0 | 0 | 0 | 0 | 0 | 0 | 0 | 0 | 0 | 0 | 0 | 0 | 0 | 0 | 0 | 0 | 0 | 0 | 0 | 0 | 0 | 0 | 0 | 0 | 0 | 0 | 0 | 0 | 0 | 0 | 0 | 0 | 0 | 0 | 0
F2_Commercial_Restaurant_Existing_Miscellaneous_Natural Gas_Pool Heater_E5 | F2 | Commercial | Restaurant | Existing | Miscellaneous | Natural Gas | Pool Heater | E5 | RVT - Cost of Operation | 0 | 0 | 0 | 0 | 0 | 0 | 0 | 0 | 0 | 0 | 0 | 0 | 0 | 0 | 0 | 0 | 0 | 0 | 0 | 0 | 0 | 0 | 0 | 0 | 0 | 0 | 0 | 0 | 0 | 0 | 0 | 0 | 0 | 0 | 0 | 0 | 0 | 0 | 0 | 0 | 0 | 0
F2_Commercial_Restaurant_Existing_Miscellaneous_Natural Gas_Pool Heater_E6 | F2 | Commercial | Restaurant | Existing | Miscellaneous | Natural Gas | Pool Heater | E6 | RVT - Cost of Operation | 0 | 0 | 0 | 0 | 0 | 0 | 0 | 0 | 0 | 0 | 0 | 0 | 0 | 0 | 0 | 0 | 0 | 0 | 0 | 0 | 0 | 0 | 0 | 0 | 0 | 0 | 0 | 0 | 0 | 0 | 0 | 0 | 0 | 0 | 0 | 0 | 0 | 0 | 0 | 0 | 0 | 0
F2_Commercial_Restaurant_Existing_Miscellaneous_Natural Gas_Pool Heater_E7 | F2 | Commercial | Restaurant | Existing | Miscellaneous | Natural Gas | Pool Heater | E7 | RVT - Cost of Operation | 0 | 0 | 0 | 0 | 0 | 0 | 0 | 0 | 0 | 0 | 0 | 0 | 0 | 0 | 0 | 0 | 0 | 0 | 0 | 0 | 0 | 0 | 0 | 0 | 0 | 0 | 0 | 0 | 0 | 0 | 0 | 0 | 0 | 0 | 0 | 0 | 0 | 0 | 0 | 0 | 0 | 0
F2_Commercial_Restaurant_Existing_Miscellaneous_Natural Gas_Pool Heater_E8 | F2 | Commercial | Restaurant | Existing | Miscellaneous | Natural Gas | Pool Heater | E8 | RVT - Cost of Operation | 0 | 0 | 0 | 0 | 0 | 0 | 0 | 0 | 0 | 0 | 0 | 0 | 0 | 0 | 0 | 0 | 0 | 0 | 0 | 0 | 0 | 0 | 0 | 0 | 0 | 0 | 0 | 0 | 0 | 0 | 0 | 0 | 0 | 0 | 0 | 0 | 0 | 0 | 0 | 0 | 0 | 0
F2_Commercial_Restaurant_Existing_Miscellaneous_Natural Gas_Pool Heater_E9 | F2 | Commercial | Restaurant | Existing | Miscellaneous | Natural Gas | Pool Heater | E9 | RVT - Cost of Operation | 0 | 0 | 0 | 0 | 0 | 0 | 0 | 0 | 0 | 0 | 0 | 0 | 0 | 0 | 0 | 0 | 0 | 0 | 0 | 0 | 0 | 0 | 0 | 0 | 0 | 0 | 0 | 0 | 0 | 0 | 0 | 0 | 0 | 0 | 0 | 0 | 0 | 0 | 0 | 0 | 0 | 0
F2_Commercial_Restaurant_Existing_Miscellaneous_Natural Gas_Pool Heater_E10 | F2 | Commercial | Restaurant | Existing | Miscellaneous | Natural Gas | Pool Heater | E10 | RVT - Cost of Operation | 0 | 0 | 0 | 0 | 0 | 0 | 0 | 0 | 0 | 0 | 0 | 0 | 0 | 0 | 0 | 0 | 0 | 0 | 0 | 0 | 0 | 0 | 0 | 0 | 0 | 0 | 0 | 0 | 0 | 0 | 0 | 0 | 0 | 0 | 0 | 0 | 0 | 0 | 0 | 0 | 0 | 0
F3_Commercial_Restaurant_Existing_Miscellaneous_Natural Gas_Pool Heater_E1 | F3 | Commercial | Restaurant | Existing | Miscellaneous | Natural Gas | Pool Heater | E1 | System - kBTUs of Consumption | 0.0025602 | 0.0025602 | 0.0025602 | 0.0025602 | 0.0025602 | 0.0025602 | 0.0025602 | 0.0025602 | 0.0025602 | 0.0025602 | 0.0025602 | 0.0025602 | 0.0025602 | 0.0025602 | 0.0025602 | 0.0025602 | 0.0025602 | 0.0025602 | 0.0025602 | 0.0025602 | 0.0025602 | 0.0025602 | 0.0025602 | 0.0025602 | 0.0025602 | 0.0025602 | 0.0025602 | 0.0025602 | 0.0025602 | 0.0025602 | 0.0025602 | 0.0025602 | 0.0025602 | 0 | 0 | 0 | 0 | 0 | 0 | 0 | 0 | 0
F3_Commercial_Restaurant_Existing_Miscellaneous_Natural Gas_Pool Heater_E2 | F3 | Commercial | Restaurant | Existing | Miscellaneous | Natural Gas | Pool Heater | E2 | System - kBTUs of Consumption | 0.004192 | 0.004192 | 0.004192 | 0.004192 | 0.004192 | 0.004192 | 0.004192 | 0.004192 | 0.004192 | 0.004192 | 0.004192 | 0.004192 | 0.004192 | 0.004192 | 0.004192 | 0.004192 | 0.004192 | 0.004192 | 0.004192 | 0.004192 | 0.004192 | 0.004192 | 0.004192 | 0.004192 | 0.004192 | 0.004192 | 0.004192 | 0.004192 | 0.004192 | 0.004192 | 0.004192 | 0.004192 | 0.004192 | 0 | 0 | 0 | 0 | 0 | 0 | 0 | 0 | 0
F3_Commercial_Restaurant_Existing_Miscellaneous_Natural Gas_Pool Heater_E3 | F3 | Commercial | Restaurant | Existing | Miscellaneous | Natural Gas | Pool Heater | E3 | System - kBTUs of Consumption | 0 | 0 | 0 | 0 | 0 | 0 | 0 | 0 | 0 | 0 | 0 | 0 | 0 | 0 | 0 | 0 | 0 | 0 | 0 | 0 | 0 | 0 | 0 | 0 | 0 | 0 | 0 | 0 | 0 | 0 | 0 | 0 | 0 | 0 | 0 | 0 | 0 | 0 | 0 | 0 | 0 | 0
F3_Commercial_Restaurant_Existing_Miscellaneous_Natural Gas_Pool Heater_E4 | F3 | Commercial | Restaurant | Existing | Miscellaneous | Natural Gas | Pool Heater | E4 | System - kBTUs of Consumption | 0 | 0 | 0 | 0 | 0 | 0 | 0 | 0 | 0 | 0 | 0 | 0 | 0 | 0 | 0 | 0 | 0 | 0 | 0 | 0 | 0 | 0 | 0 | 0 | 0 | 0 | 0 | 0 | 0 | 0 | 0 | 0 | 0 | 0 | 0 | 0 | 0 | 0 | 0 | 0 | 0 | 0
F3_Commercial_Restaurant_Existing_Miscellaneous_Natural Gas_Pool Heater_E5 | F3 | Commercial | Restaurant | Existing | Miscellaneous | Natural Gas | Pool Heater | E5 | System - kBTUs of Consumption | 0 | 0 | 0 | 0 | 0 | 0 | 0 | 0 | 0 | 0 | 0 | 0 | 0 | 0 | 0 | 0 | 0 | 0 | 0 | 0 | 0 | 0 | 0 | 0 | 0 | 0 | 0 | 0 | 0 | 0 | 0 | 0 | 0 | 0 | 0 | 0 | 0 | 0 | 0 | 0 | 0 | 0
F3_Commercial_Restaurant_Existing_Miscellaneous_Natural Gas_Pool Heater_E6 | F3 | Commercial | Restaurant | Existing | Miscellaneous | Natural Gas | Pool Heater | E6 | System - kBTUs of Consumption | 0 | 0 | 0 | 0 | 0 | 0 | 0 | 0 | 0 | 0 | 0 | 0 | 0 | 0 | 0 | 0 | 0 | 0 | 0 | 0 | 0 | 0 | 0 | 0 | 0 | 0 | 0 | 0 | 0 | 0 | 0 | 0 | 0 | 0 | 0 | 0 | 0 | 0 | 0 | 0 | 0 | 0
F3_Commercial_Restaurant_Existing_Miscellaneous_Natural Gas_Pool Heater_E7 | F3 | Commercial | Restaurant | Existing | Miscellaneous | Natural Gas | Pool Heater | E7 | System - kBTUs of Consumption | 0 | 0 | 0 | 0 | 0 | 0 | 0 | 0 | 0 | 0 | 0 | 0 | 0 | 0 | 0 | 0 | 0 | 0 | 0 | 0 | 0 | 0 | 0 | 0 | 0 | 0 | 0 | 0 | 0 | 0 | 0 | 0 | 0 | 0 | 0 | 0 | 0 | 0 | 0 | 0 | 0 | 0
F3_Commercial_Restaurant_Existing_Miscellaneous_Natural Gas_Pool Heater_E8 | F3 | Commercial | Restaurant | Existing | Miscellaneous | Natural Gas | Pool Heater | E8 | System - kBTUs of Consumption | 0 | 0 | 0 | 0 | 0 | 0 | 0 | 0 | 0 | 0 | 0 | 0 | 0 | 0 | 0 | 0 | 0 | 0 | 0 | 0 | 0 | 0 | 0 | 0 | 0 | 0 | 0 | 0 | 0 | 0 | 0 | 0 | 0 | 0 | 0 | 0 | 0 | 0 | 0 | 0 | 0 | 0
F3_Commercial_Restaurant_Existing_Miscellaneous_Natural Gas_Pool Heater_E9 | F3 | Commercial | Restaurant | Existing | Miscellaneous | Natural Gas | Pool Heater | E9 | System - kBTUs of Consumption | 0 | 0 | 0 | 0 | 0 | 0 | 0 | 0 | 0 | 0 | 0 | 0 | 0 | 0 | 0 | 0 | 0 | 0 | 0 | 0 | 0 | 0 | 0 | 0 | 0 | 0 | 0 | 0 | 0 | 0 | 0 | 0 | 0 | 0 | 0 | 0 | 0 | 0 | 0 | 0 | 0 | 0
F3_Commercial_Restaurant_Existing_Miscellaneous_Natural Gas_Pool Heater_E10 | F3 | Commercial | Restaurant | Existing | Miscellaneous | Natural Gas | Pool Heater | E10 | System - kBTUs of Consumption | 0 | 0 | 0 | 0 | 0 | 0 | 0 | 0 | 0 | 0 | 0 | 0 | 0 | 0 | 0 | 0 | 0 | 0 | 0 | 0 | 0 | 0 | 0 | 0 | 0 | 0 | 0 | 0 | 0 | 0 | 0 | 0 | 0 | 0 | 0 | 0 | 0 | 0 | 0 | 0 | 0 | 0
F4_Commercial_Restaurant_Existing_Miscellaneous_Natural Gas_Pool Heater_E1 | F4 | Commercial | Restaurant | Existing | Miscellaneous | Natural Gas | Pool Heater | E1 | Utility - Cost of Equipment | 0 | 0 | 0 | 0 | 0 | 0 | 0 | 0 | 0 | 0 | 0 | 0 | 0 | 0 | 0 | 0 | 0 | 0 | 0 | 0 | 0 | 0 | 0 | 0 | 0 | 0 | 0 | 0 | 0 | 0 | 0 | 0 | 0 | 0 | 0 | 0 | 0 | 0 | 0 | 0 | 0 | 0
F4_Commercial_Restaurant_Existing_Miscellaneous_Natural Gas_Pool Heater_E2 | F4 | Commercial | Restaurant | Existing | Miscellaneous | Natural Gas | Pool Heater | E2 | Utility - Cost of Equipment | 0 | 0 | 0 | 0 | 0 | 0 | 0 | 0 | 0 | 0 | 0 | 0 | 0 | 0 | 0 | 0 | 0 | 0 | 0 | 0 | 0 | 0 | 0 | 0 | 0 | 0 | 0 | 0 | 0 | 0 | 0 | 0 | 0 | 0 | 0 | 0 | 0 | 0 | 0 | 0 | 0 | 0
F4_Commercial_Restaurant_Existing_Miscellaneous_Natural Gas_Pool Heater_E3 | F4 | Commercial | Restaurant | Existing | Miscellaneous | Natural Gas | Pool Heater | E3 | Utility - Cost of Equipment | 0 | 0 | 0 | 0 | 0 | 0 | 0 | 0 | 0 | 0 | 0 | 0 | 0 | 0 | 0 | 0 | 0 | 0 | 0 | 0 | 0 | 0 | 0 | 0 | 0 | 0 | 0 | 0 | 0 | 0 | 0 | 0 | 0 | 0 | 0 | 0 | 0 | 0 | 0 | 0 | 0 | 0
F4_Commercial_Restaurant_Existing_Miscellaneous_Natural Gas_Pool Heater_E4 | F4 | Commercial | Restaurant | Existing | Miscellaneous | Natural Gas | Pool Heater | E4 | Utility - Cost of Equipment | 0 | 0 | 0 | 0 | 0 | 0 | 0 | 0 | 0 | 0 | 0 | 0 | 0 | 0 | 0 | 0 | 0 | 0 | 0 | 0 | 0 | 0 | 0 | 0 | 0 | 0 | 0 | 0 | 0 | 0 | 0 | 0 | 0 | 0 | 0 | 0 | 0 | 0 | 0 | 0 | 0 | 0
F4_Commercial_Restaurant_Existing_Miscellaneous_Natural Gas_Pool Heater_E5 | F4 | Commercial | Restaurant | Existing | Miscellaneous | Natural Gas | Pool Heater | E5 | Utility - Cost of Equipment | 0 | 0 | 0 | 0 | 0 | 0 | 0 | 0 | 0 | 0 | 0 | 0 | 0 | 0 | 0 | 0 | 0 | 0 | 0 | 0 | 0 | 0 | 0 | 0 | 0 | 0 | 0 | 0 | 0 | 0 | 0 | 0 | 0 | 0 | 0 | 0 | 0 | 0 | 0 | 0 | 0 | 0
F4_Commercial_Restaurant_Existing_Miscellaneous_Natural Gas_Pool Heater_E6 | F4 | Commercial | Restaurant | Existing | Miscellaneous | Natural Gas | Pool Heater | E6 | Utility - Cost of Equipment | 0 | 0 | 0 | 0 | 0 | 0 | 0 | 0 | 0 | 0 | 0 | 0 | 0 | 0 | 0 | 0 | 0 | 0 | 0 | 0 | 0 | 0 | 0 | 0 | 0 | 0 | 0 | 0 | 0 | 0 | 0 | 0 | 0 | 0 | 0 | 0 | 0 | 0 | 0 | 0 | 0 | 0
F4_Commercial_Restaurant_Existing_Miscellaneous_Natural Gas_Pool Heater_E7 | F4 | Commercial | Restaurant | Existing | Miscellaneous | Natural Gas | Pool Heater | E7 | Utility - Cost of Equipment | 0 | 0 | 0 | 0 | 0 | 0 | 0 | 0 | 0 | 0 | 0 | 0 | 0 | 0 | 0 | 0 | 0 | 0 | 0 | 0 | 0 | 0 | 0 | 0 | 0 | 0 | 0 | 0 | 0 | 0 | 0 | 0 | 0 | 0 | 0 | 0 | 0 | 0 | 0 | 0 | 0 | 0
F4_Commercial_Restaurant_Existing_Miscellaneous_Natural Gas_Pool Heater_E8 | F4 | Commercial | Restaurant | Existing | Miscellaneous | Natural Gas | Pool Heater | E8 | Utility - Cost of Equipment | 0 | 0 | 0 | 0 | 0 | 0 | 0 | 0 | 0 | 0 | 0 | 0 | 0 | 0 | 0 | 0 | 0 | 0 | 0 | 0 | 0 | 0 | 0 | 0 | 0 | 0 | 0 | 0 | 0 | 0 | 0 | 0 | 0 | 0 | 0 | 0 | 0 | 0 | 0 | 0 | 0 | 0
F4_Commercial_Restaurant_Existing_Miscellaneous_Natural Gas_Pool Heater_E9 | F4 | Commercial | Restaurant | Existing | Miscellaneous | Natural Gas | Pool Heater | E9 | Utility - Cost of Equipment | 0 | 0 | 0 | 0 | 0 | 0 | 0 | 0 | 0 | 0 | 0 | 0 | 0 | 0 | 0 | 0 | 0 | 0 | 0 | 0 | 0 | 0 | 0 | 0 | 0 | 0 | 0 | 0 | 0 | 0 | 0 | 0 | 0 | 0 | 0 | 0 | 0 | 0 | 0 | 0 | 0 | 0
F4_Commercial_Restaurant_Existing_Miscellaneous_Natural Gas_Pool Heater_E10 | F4 | Commercial | Restaurant | Existing | Miscellaneous | Natural Gas | Pool Heater | E10 | Utility - Cost of Equipment | 0 | 0 | 0 | 0 | 0 | 0 | 0 | 0 | 0 | 0 | 0 | 0 | 0 | 0 | 0 | 0 | 0 | 0 | 0 | 0 | 0 | 0 | 0 | 0 | 0 | 0 | 0 | 0 | 0 | 0 | 0 | 0 | 0 | 0 | 0 | 0 | 0 | 0 | 0 | 0 | 0 | 0
F5_Commercial_Restaurant_Existing_Miscellaneous_Natural Gas_Pool Heater_E1 | F5 | Commercial | Restaurant | Existing | Miscellaneous | Natural Gas | Pool Heater | E1 | Utility - Cost of Operation | 0.0025602 | 0.0025602 | 0.0025602 | 0.0025602 | 0.0025602 | 0.0025602 | 0.0025602 | 0.0025602 | 0.0025602 | 0.0025602 | 0.0025602 | 0.0025602 | 0.0025602 | 0.0025602 | 0.0025602 | 0.0025602 | 0.0025602 | 0.0025602 | 0.0025602 | 0.0025602 | 0.0025602 | 0.0025602 | 0.0025602 | 0.0025602 | 0.0025602 | 0.0025602 | 0.0025602 | 0.0025602 | 0.0025602 | 0.0025602 | 0.0025602 | 0.0025602 | 0.0025602 | 0 | 0 | 0 | 0 | 0 | 0 | 0 | 0 | 0
F5_Commercial_Restaurant_Existing_Miscellaneous_Natural Gas_Pool Heater_E2 | F5 | Commercial | Restaurant | Existing | Miscellaneous | Natural Gas | Pool Heater | E2 | Utility - Cost of Operation | 0.004192 | 0.004192 | 0.004192 | 0.004192 | 0.004192 | 0.004192 | 0.004192 | 0.004192 | 0.004192 | 0.004192 | 0.004192 | 0.004192 | 0.004192 | 0.004192 | 0.004192 | 0.004192 | 0.004192 | 0.004192 | 0.004192 | 0.004192 | 0.004192 | 0.004192 | 0.004192 | 0.004192 | 0.004192 | 0.004192 | 0.004192 | 0.004192 | 0.004192 | 0.004192 | 0.004192 | 0.004192 | 0.004192 | 0 | 0 | 0 | 0 | 0 | 0 | 0 | 0 | 0
F5_Commercial_Restaurant_Existing_Miscellaneous_Natural Gas_Pool Heater_E3 | F5 | Commercial | Restaurant | Existing | Miscellaneous | Natural Gas | Pool Heater | E3 | Utility - Cost of Operation | 0 | 0 | 0 | 0 | 0 | 0 | 0 | 0 | 0 | 0 | 0 | 0 | 0 | 0 | 0 | 0 | 0 | 0 | 0 | 0 | 0 | 0 | 0 | 0 | 0 | 0 | 0 | 0 | 0 | 0 | 0 | 0 | 0 | 0 | 0 | 0 | 0 | 0 | 0 | 0 | 0 | 0
F5_Commercial_Restaurant_Existing_Miscellaneous_Natural Gas_Pool Heater_E4 | F5 | Commercial | Restaurant | Existing | Miscellaneous | Natural Gas | Pool Heater | E4 | Utility - Cost of Operation | 0 | 0 | 0 | 0 | 0 | 0 | 0 | 0 | 0 | 0 | 0 | 0 | 0 | 0 | 0 | 0 | 0 | 0 | 0 | 0 | 0 | 0 | 0 | 0 | 0 | 0 | 0 | 0 | 0 | 0 | 0 | 0 | 0 | 0 | 0 | 0 | 0 | 0 | 0 | 0 | 0 | 0
F5_Commercial_Restaurant_Existing_Miscellaneous_Natural Gas_Pool Heater_E5 | F5 | Commercial | Restaurant | Existing | Miscellaneous | Natural Gas | Pool Heater | E5 | Utility - Cost of Operation | 0 | 0 | 0 | 0 | 0 | 0 | 0 | 0 | 0 | 0 | 0 | 0 | 0 | 0 | 0 | 0 | 0 | 0 | 0 | 0 | 0 | 0 | 0 | 0 | 0 | 0 | 0 | 0 | 0 | 0 | 0 | 0 | 0 | 0 | 0 | 0 | 0 | 0 | 0 | 0 | 0 | 0
F5_Commercial_Restaurant_Existing_Miscellaneous_Natural Gas_Pool Heater_E6 | F5 | Commercial | Restaurant | Existing | Miscellaneous | Natural Gas | Pool Heater | E6 | Utility - Cost of Operation | 0 | 0 | 0 | 0 | 0 | 0 | 0 | 0 | 0 | 0 | 0 | 0 | 0 | 0 | 0 | 0 | 0 | 0 | 0 | 0 | 0 | 0 | 0 | 0 | 0 | 0 | 0 | 0 | 0 | 0 | 0 | 0 | 0 | 0 | 0 | 0 | 0 | 0 | 0 | 0 | 0 | 0
F5_Commercial_Restaurant_Existing_Miscellaneous_Natural Gas_Pool Heater_E7 | F5 | Commercial | Restaurant | Existing | Miscellaneous | Natural Gas | Pool Heater | E7 | Utility - Cost of Operation | 0 | 0 | 0 | 0 | 0 | 0 | 0 | 0 | 0 | 0 | 0 | 0 | 0 | 0 | 0 | 0 | 0 | 0 | 0 | 0 | 0 | 0 | 0 | 0 | 0 | 0 | 0 | 0 | 0 | 0 | 0 | 0 | 0 | 0 | 0 | 0 | 0 | 0 | 0 | 0 | 0 | 0
F5_Commercial_Restaurant_Existing_Miscellaneous_Natural Gas_Pool Heater_E8 | F5 | Commercial | Restaurant | Existing | Miscellaneous | Natural Gas | Pool Heater | E8 | Utility - Cost of Operation | 0 | 0 | 0 | 0 | 0 | 0 | 0 | 0 | 0 | 0 | 0 | 0 | 0 | 0 | 0 | 0 | 0 | 0 | 0 | 0 | 0 | 0 | 0 | 0 | 0 | 0 | 0 | 0 | 0 | 0 | 0 | 0 | 0 | 0 | 0 | 0 | 0 | 0 | 0 | 0 | 0 | 0
F5_Commercial_Restaurant_Existing_Miscellaneous_Natural Gas_Pool Heater_E9 | F5 | Commercial | Restaurant | Existing | Miscellaneous | Natural Gas | Pool Heater | E9 | Utility - Cost of Operation | 0 | 0 | 0 | 0 | 0 | 0 | 0 | 0 | 0 | 0 | 0 | 0 | 0 | 0 | 0 | 0 | 0 | 0 | 0 | 0 | 0 | 0 | 0 | 0 | 0 | 0 | 0 | 0 | 0 | 0 | 0 | 0 | 0 | 0 | 0 | 0 | 0 | 0 | 0 | 0 | 0 | 0
F5_Commercial_Restaurant_Existing_Miscellaneous_Natural Gas_Pool Heater_E10 | F5 | Commercial | Restaurant | Existing | Miscellaneous | Natural Gas | Pool Heater | E10 | Utility - Cost of Operation | 0 | 0 | 0 | 0 | 0 | 0 | 0 | 0 | 0 | 0 | 0 | 0 | 0 | 0 | 0 | 0 | 0 | 0 | 0 | 0 | 0 | 0 | 0 | 0 | 0 | 0 | 0 | 0 | 0 | 0 | 0 | 0 | 0 | 0 | 0 | 0 | 0 | 0 | 0 | 0 | 0 | 0
F6_Commercial_Restaurant_Existing_Miscellaneous_Natural Gas_Pool Heater_E1 | F6 | Commercial | Restaurant | Existing | Miscellaneous | Natural Gas | Pool Heater | E1 | Utility - Value of Sales | 0.010152 | 0.010152 | 0.010152 | 0.010152 | 0.010152 | 0.010152 | 0.010152 | 0.010152 | 0.010152 | 0.010152 | 0.010152 | 0.010152 | 0.010152 | 0.010152 | 0.010152 | 0.010152 | 0.010152 | 0.010152 | 0.010152 | 0.010152 | 0.010152 | 0.010152 | 0.010152 | 0.010152 | 0.010152 | 0.010152 | 0.010152 | 0.010152 | 0.010152 | 0.010152 | 0.010152 | 0.010152 | 0.010152 | 0 | 0 | 0 | 0 | 0 | 0 | 0 | 0 | 0
F6_Commercial_Restaurant_Existing_Miscellaneous_Natural Gas_Pool Heater_E2 | F6 | Commercial | Restaurant | Existing | Miscellaneous | Natural Gas | Pool Heater | E2 | Utility - Value of Sales | 0.0086294 | 0.0086294 | 0.0086294 | 0.0086294 | 0.0086294 | 0.0086294 | 0.0086294 | 0.0086294 | 0.0086294 | 0.0086294 | 0.0086294 | 0.0086294 | 0.0086294 | 0.0086294 | 0.0086294 | 0.0086294 | 0.0086294 | 0.0086294 | 0.0086294 | 0.0086294 | 0.0086294 | 0.0086294 | 0.0086294 | 0.0086294 | 0.0086294 | 0.0086294 | 0.0086294 | 0.0086294 | 0.0086294 | 0.0086294 | 0.0086294 | 0.0086294 | 0.0086294 | 0 | 0 | 0 | 0 | 0 | 0 | 0 | 0 | 0
F6_Commercial_Restaurant_Existing_Miscellaneous_Natural Gas_Pool Heater_E3 | F6 | Commercial | Restaurant | Existing | Miscellaneous | Natural Gas | Pool Heater | E3 | Utility - Value of Sales | 0 | 0 | 0 | 0 | 0 | 0 | 0 | 0 | 0 | 0 | 0 | 0 | 0 | 0 | 0 | 0 | 0 | 0 | 0 | 0 | 0 | 0 | 0 | 0 | 0 | 0 | 0 | 0 | 0 | 0 | 0 | 0 | 0 | 0 | 0 | 0 | 0 | 0 | 0 | 0 | 0 | 0
F6_Commercial_Restaurant_Existing_Miscellaneous_Natural Gas_Pool Heater_E4 | F6 | Commercial | Restaurant | Existing | Miscellaneous | Natural Gas | Pool Heater | E4 | Utility - Value of Sales | 0 | 0 | 0 | 0 | 0 | 0 | 0 | 0 | 0 | 0 | 0 | 0 | 0 | 0 | 0 | 0 | 0 | 0 | 0 | 0 | 0 | 0 | 0 | 0 | 0 | 0 | 0 | 0 | 0 | 0 | 0 | 0 | 0 | 0 | 0 | 0 | 0 | 0 | 0 | 0 | 0 | 0
F6_Commercial_Restaurant_Existing_Miscellaneous_Natural Gas_Pool Heater_E5 | F6 | Commercial | Restaurant | Existing | Miscellaneous | Natural Gas | Pool Heater | E5 | Utility - Value of Sales | 0 | 0 | 0 | 0 | 0 | 0 | 0 | 0 | 0 | 0 | 0 | 0 | 0 | 0 | 0 | 0 | 0 | 0 | 0 | 0 | 0 | 0 | 0 | 0 | 0 | 0 | 0 | 0 | 0 | 0 | 0 | 0 | 0 | 0 | 0 | 0 | 0 | 0 | 0 | 0 | 0 | 0
F6_Commercial_Restaurant_Existing_Miscellaneous_Natural Gas_Pool Heater_E6 | F6 | Commercial | Restaurant | Existing | Miscellaneous | Natural Gas | Pool Heater | E6 | Utility - Value of Sales | 0 | 0 | 0 | 0 | 0 | 0 | 0 | 0 | 0 | 0 | 0 | 0 | 0 | 0 | 0 | 0 | 0 | 0 | 0 | 0 | 0 | 0 | 0 | 0 | 0 | 0 | 0 | 0 | 0 | 0 | 0 | 0 | 0 | 0 | 0 | 0 | 0 | 0 | 0 | 0 | 0 | 0
F6_Commercial_Restaurant_Existing_Miscellaneous_Natural Gas_Pool Heater_E7 | F6 | Commercial | Restaurant | Existing | Miscellaneous | Natural Gas | Pool Heater | E7 | Utility - Value of Sales | 0 | 0 | 0 | 0 | 0 | 0 | 0 | 0 | 0 | 0 | 0 | 0 | 0 | 0 | 0 | 0 | 0 | 0 | 0 | 0 | 0 | 0 | 0 | 0 | 0 | 0 | 0 | 0 | 0 | 0 | 0 | 0 | 0 | 0 | 0 | 0 | 0 | 0 | 0 | 0 | 0 | 0
F6_Commercial_Restaurant_Existing_Miscellaneous_Natural Gas_Pool Heater_E8 | F6 | Commercial | Restaurant | Existing | Miscellaneous | Natural Gas | Pool Heater | E8 | Utility - Value of Sales | 0 | 0 | 0 | 0 | 0 | 0 | 0 | 0 | 0 | 0 | 0 | 0 | 0 | 0 | 0 | 0 | 0 | 0 | 0 | 0 | 0 | 0 | 0 | 0 | 0 | 0 | 0 | 0 | 0 | 0 | 0 | 0 | 0 | 0 | 0 | 0 | 0 | 0 | 0 | 0 | 0 | 0
F6_Commercial_Restaurant_Existing_Miscellaneous_Natural Gas_Pool Heater_E9 | F6 | Commercial | Restaurant | Existing | Miscellaneous | Natural Gas | Pool Heater | E9 | Utility - Value of Sales | 0 | 0 | 0 | 0 | 0 | 0 | 0 | 0 | 0 | 0 | 0 | 0 | 0 | 0 | 0 | 0 | 0 | 0 | 0 | 0 | 0 | 0 | 0 | 0 | 0 | 0 | 0 | 0 | 0 | 0 | 0 | 0 | 0 | 0 | 0 | 0 | 0 | 0 | 0 | 0 | 0 | 0
F6_Commercial_Restaurant_Existing_Miscellaneous_Natural Gas_Pool Heater_E10 | F6 | Commercial | Restaurant | Existing | Miscellaneous | Natural Gas | Pool Heater | E10 | Utility - Value of Sales | 0 | 0 | 0 | 0 | 0 | 0 | 0 | 0 | 0 | 0 | 0 | 0 | 0 | 0 | 0 | 0 | 0 | 0 | 0 | 0 | 0 | 0 | 0 | 0 | 0 | 0 | 0 | 0 | 0 | 0 | 0 | 0 | 0 | 0 | 0 | 0 | 0 | 0 | 0 | 0 | 0 | 0
F1_Commercial_Restaurant_Existing_Miscellaneous_Natural Gas_Miscellaneous_E1 | F1 | Commercial | Restaurant | Existing | Miscellaneous | Natural Gas | Miscellaneous | E1 | RVT - Cost of Equipment | 0 | 0 | 0 | 0 | 0 | 0 | 0 | 0 | 0 | 0 | 0 | 0 | 0 | 0 | 0 | 0 | 0 | 0 | 0 | 0 | 0 | 0 | 0 | 0 | 0 | 0 | 0 | 0 | 0 | 0 | 0 | 0 | 0 | 0 | 0 | 0 | 0 | 0 | 0 | 0 | 0 | 0
F1_Commercial_Restaurant_Existing_Miscellaneous_Natural Gas_Miscellaneous_E2 | F1 | Commercial | Restaurant | Existing | Miscellaneous | Natural Gas | Miscellaneous | E2 | RVT - Cost of Equipment | 0 | 0 | 0 | 0 | 0 | 0 | 0 | 0 | 0 | 0 | 0 | 0 | 0 | 0 | 0 | 0 | 0 | 0 | 0 | 0 | 0 | 0 | 0 | 0 | 0 | 0 | 0 | 0 | 0 | 0 | 0 | 0 | 0 | 0 | 0 | 0 | 0 | 0 | 0 | 0 | 0 | 0
F1_Commercial_Restaurant_Existing_Miscellaneous_Natural Gas_Miscellaneous_E3 | F1 | Commercial | Restaurant | Existing | Miscellaneous | Natural Gas | Miscellaneous | E3 | RVT - Cost of Equipment | 0 | 0 | 0 | 0 | 0 | 0 | 0 | 0 | 0 | 0 | 0 | 0 | 0 | 0 | 0 | 0 | 0 | 0 | 0 | 0 | 0 | 0 | 0 | 0 | 0 | 0 | 0 | 0 | 0 | 0 | 0 | 0 | 0 | 0 | 0 | 0 | 0 | 0 | 0 | 0 | 0 | 0
F1_Commercial_Restaurant_Existing_Miscellaneous_Natural Gas_Miscellaneous_E4 | F1 | Commercial | Restaurant | Existing | Miscellaneous | Natural Gas | Miscellaneous | E4 | RVT - Cost of Equipment | 0 | 0 | 0 | 0 | 0 | 0 | 0 | 0 | 0 | 0 | 0 | 0 | 0 | 0 | 0 | 0 | 0 | 0 | 0 | 0 | 0 | 0 | 0 | 0 | 0 | 0 | 0 | 0 | 0 | 0 | 0 | 0 | 0 | 0 | 0 | 0 | 0 | 0 | 0 | 0 | 0 | 0
F1_Commercial_Restaurant_Existing_Miscellaneous_Natural Gas_Miscellaneous_E5 | F1 | Commercial | Restaurant | Existing | Miscellaneous | Natural Gas | Miscellaneous | E5 | RVT - Cost of Equipment | 0 | 0 | 0 | 0 | 0 | 0 | 0 | 0 | 0 | 0 | 0 | 0 | 0 | 0 | 0 | 0 | 0 | 0 | 0 | 0 | 0 | 0 | 0 | 0 | 0 | 0 | 0 | 0 | 0 | 0 | 0 | 0 | 0 | 0 | 0 | 0 | 0 | 0 | 0 | 0 | 0 | 0
F1_Commercial_Restaurant_Existing_Miscellaneous_Natural Gas_Miscellaneous_E6 | F1 | Commercial | Restaurant | Existing | Miscellaneous | Natural Gas | Miscellaneous | E6 | RVT - Cost of Equipment | 0 | 0 | 0 | 0 | 0 | 0 | 0 | 0 | 0 | 0 | 0 | 0 | 0 | 0 | 0 | 0 | 0 | 0 | 0 | 0 | 0 | 0 | 0 | 0 | 0 | 0 | 0 | 0 | 0 | 0 | 0 | 0 | 0 | 0 | 0 | 0 | 0 | 0 | 0 | 0 | 0 | 0
F1_Commercial_Restaurant_Existing_Miscellaneous_Natural Gas_Miscellaneous_E7 | F1 | Commercial | Restaurant | Existing | Miscellaneous | Natural Gas | Miscellaneous | E7 | RVT - Cost of Equipment | 0 | 0 | 0 | 0 | 0 | 0 | 0 | 0 | 0 | 0 | 0 | 0 | 0 | 0 | 0 | 0 | 0 | 0 | 0 | 0 | 0 | 0 | 0 | 0 | 0 | 0 | 0 | 0 | 0 | 0 | 0 | 0 | 0 | 0 | 0 | 0 | 0 | 0 | 0 | 0 | 0 | 0
F1_Commercial_Restaurant_Existing_Miscellaneous_Natural Gas_Miscellaneous_E8 | F1 | Commercial | Restaurant | Existing | Miscellaneous | Natural Gas | Miscellaneous | E8 | RVT - Cost of Equipment | 0 | 0 | 0 | 0 | 0 | 0 | 0 | 0 | 0 | 0 | 0 | 0 | 0 | 0 | 0 | 0 | 0 | 0 | 0 | 0 | 0 | 0 | 0 | 0 | 0 | 0 | 0 | 0 | 0 | 0 | 0 | 0 | 0 | 0 | 0 | 0 | 0 | 0 | 0 | 0 | 0 | 0
F1_Commercial_Restaurant_Existing_Miscellaneous_Natural Gas_Miscellaneous_E9 | F1 | Commercial | Restaurant | Existing | Miscellaneous | Natural Gas | Miscellaneous | E9 | RVT - Cost of Equipment | 0 | 0 | 0 | 0 | 0 | 0 | 0 | 0 | 0 | 0 | 0 | 0 | 0 | 0 | 0 | 0 | 0 | 0 | 0 | 0 | 0 | 0 | 0 | 0 | 0 | 0 | 0 | 0 | 0 | 0 | 0 | 0 | 0 | 0 | 0 | 0 | 0 | 0 | 0 | 0 | 0 | 0
F1_Commercial_Restaurant_Existing_Miscellaneous_Natural Gas_Miscellaneous_E10 | F1 | Commercial | Restaurant | Existing | Miscellaneous | Natural Gas | Miscellaneous | E10 | RVT - Cost of Equipment | 0 | 0 | 0 | 0 | 0 | 0 | 0 | 0 | 0 | 0 | 0 | 0 | 0 | 0 | 0 | 0 | 0 | 0 | 0 | 0 | 0 | 0 | 0 | 0 | 0 | 0 | 0 | 0 | 0 | 0 | 0 | 0 | 0 | 0 | 0 | 0 | 0 | 0 | 0 | 0 | 0 | 0
F2_Commercial_Restaurant_Existing_Miscellaneous_Natural Gas_Miscellaneous_E1 | F2 | Commercial | Restaurant | Existing | Miscellaneous | Natural Gas | Miscellaneous | E1 | RVT - Cost of Operation | 0 | 0 | 0 | 0 | 0 | 0 | 0 | 0 | 0 | 0 | 0 | 0 | 0 | 0 | 0 | 0 | 0 | 0 | 0 | 0 | 0 | 0 | 0 | 0 | 0 | 0 | 0 | 0 | 0 | 0 | 0 | 0 | 0 | 0 | 0 | 0 | 0 | 0 | 0 | 0 | 0 | 0
F2_Commercial_Restaurant_Existing_Miscellaneous_Natural Gas_Miscellaneous_E2 | F2 | Commercial | Restaurant | Existing | Miscellaneous | Natural Gas | Miscellaneous | E2 | RVT - Cost of Operation | 0 | 0 | 0 | 0 | 0 | 0 | 0 | 0 | 0 | 0 | 0 | 0 | 0 | 0 | 0 | 0 | 0 | 0 | 0 | 0 | 0 | 0 | 0 | 0 | 0 | 0 | 0 | 0 | 0 | 0 | 0 | 0 | 0 | 0 | 0 | 0 | 0 | 0 | 0 | 0 | 0 | 0
F2_Commercial_Restaurant_Existing_Miscellaneous_Natural Gas_Miscellaneous_E3 | F2 | Commercial | Restaurant | Existing | Miscellaneous | Natural Gas | Miscellaneous | E3 | RVT - Cost of Operation | 0 | 0 | 0 | 0 | 0 | 0 | 0 | 0 | 0 | 0 | 0 | 0 | 0 | 0 | 0 | 0 | 0 | 0 | 0 | 0 | 0 | 0 | 0 | 0 | 0 | 0 | 0 | 0 | 0 | 0 | 0 | 0 | 0 | 0 | 0 | 0 | 0 | 0 | 0 | 0 | 0 | 0
F2_Commercial_Restaurant_Existing_Miscellaneous_Natural Gas_Miscellaneous_E4 | F2 | Commercial | Restaurant | Existing | Miscellaneous | Natural Gas | Miscellaneous | E4 | RVT - Cost of Operation | 0 | 0 | 0 | 0 | 0 | 0 | 0 | 0 | 0 | 0 | 0 | 0 | 0 | 0 | 0 | 0 | 0 | 0 | 0 | 0 | 0 | 0 | 0 | 0 | 0 | 0 | 0 | 0 | 0 | 0 | 0 | 0 | 0 | 0 | 0 | 0 | 0 | 0 | 0 | 0 | 0 | 0
F2_Commercial_Restaurant_Existing_Miscellaneous_Natural Gas_Miscellaneous_E5 | F2 | Commercial | Restaurant | Existing | Miscellaneous | Natural Gas | Miscellaneous | E5 | RVT - Cost of Operation | 0 | 0 | 0 | 0 | 0 | 0 | 0 | 0 | 0 | 0 | 0 | 0 | 0 | 0 | 0 | 0 | 0 | 0 | 0 | 0 | 0 | 0 | 0 | 0 | 0 | 0 | 0 | 0 | 0 | 0 | 0 | 0 | 0 | 0 | 0 | 0 | 0 | 0 | 0 | 0 | 0 | 0
F2_Commercial_Restaurant_Existing_Miscellaneous_Natural Gas_Miscellaneous_E6 | F2 | Commercial | Restaurant | Existing | Miscellaneous | Natural Gas | Miscellaneous | E6 | RVT - Cost of Operation | 0 | 0 | 0 | 0 | 0 | 0 | 0 | 0 | 0 | 0 | 0 | 0 | 0 | 0 | 0 | 0 | 0 | 0 | 0 | 0 | 0 | 0 | 0 | 0 | 0 | 0 | 0 | 0 | 0 | 0 | 0 | 0 | 0 | 0 | 0 | 0 | 0 | 0 | 0 | 0 | 0 | 0
F2_Commercial_Restaurant_Existing_Miscellaneous_Natural Gas_Miscellaneous_E7 | F2 | Commercial | Restaurant | Existing | Miscellaneous | Natural Gas | Miscellaneous | E7 | RVT - Cost of Operation | 0 | 0 | 0 | 0 | 0 | 0 | 0 | 0 | 0 | 0 | 0 | 0 | 0 | 0 | 0 | 0 | 0 | 0 | 0 | 0 | 0 | 0 | 0 | 0 | 0 | 0 | 0 | 0 | 0 | 0 | 0 | 0 | 0 | 0 | 0 | 0 | 0 | 0 | 0 | 0 | 0 | 0
F2_Commercial_Restaurant_Existing_Miscellaneous_Natural Gas_Miscellaneous_E8 | F2 | Commercial | Restaurant | Existing | Miscellaneous | Natural Gas | Miscellaneous | E8 | RVT - Cost of Operation | 0 | 0 | 0 | 0 | 0 | 0 | 0 | 0 | 0 | 0 | 0 | 0 | 0 | 0 | 0 | 0 | 0 | 0 | 0 | 0 | 0 | 0 | 0 | 0 | 0 | 0 | 0 | 0 | 0 | 0 | 0 | 0 | 0 | 0 | 0 | 0 | 0 | 0 | 0 | 0 | 0 | 0
F2_Commercial_Restaurant_Existing_Miscellaneous_Natural Gas_Miscellaneous_E9 | F2 | Commercial | Restaurant | Existing | Miscellaneous | Natural Gas | Miscellaneous | E9 | RVT - Cost of Operation | 0 | 0 | 0 | 0 | 0 | 0 | 0 | 0 | 0 | 0 | 0 | 0 | 0 | 0 | 0 | 0 | 0 | 0 | 0 | 0 | 0 | 0 | 0 | 0 | 0 | 0 | 0 | 0 | 0 | 0 | 0 | 0 | 0 | 0 | 0 | 0 | 0 | 0 | 0 | 0 | 0 | 0
F2_Commercial_Restaurant_Existing_Miscellaneous_Natural Gas_Miscellaneous_E10 | F2 | Commercial | Restaurant | Existing | Miscellaneous | Natural Gas | Miscellaneous | E10 | RVT - Cost of Operation | 0 | 0 | 0 | 0 | 0 | 0 | 0 | 0 | 0 | 0 | 0 | 0 | 0 | 0 | 0 | 0 | 0 | 0 | 0 | 0 | 0 | 0 | 0 | 0 | 0 | 0 | 0 | 0 | 0 | 0 | 0 | 0 | 0 | 0 | 0 | 0 | 0 | 0 | 0 | 0 | 0 | 0
F3_Commercial_Restaurant_Existing_Miscellaneous_Natural Gas_Miscellaneous_E1 | F3 | Commercial | Restaurant | Existing | Miscellaneous | Natural Gas | Miscellaneous | E1 | System - kBTUs of Consumption | 0.018939 | 0.018939 | 0.018939 | 0.018939 | 0.018939 | 0.018939 | 0.018939 | 0.018939 | 0.018939 | 0.018939 | 0.018939 | 0.018939 | 0.018939 | 0.018939 | 0.018939 | 0.018939 | 0.018939 | 0.018939 | 0.018939 | 0.018939 | 0.018939 | 0.018939 | 0.018939 | 0.018939 | 0.018939 | 0.018939 | 0.018939 | 0.018939 | 0.018939 | 0.018939 | 0.018939 | 0.018939 | 0.018939 | 0 | 0 | 0 | 0 | 0 | 0 | 0 | 0 | 0
F3_Commercial_Restaurant_Existing_Miscellaneous_Natural Gas_Miscellaneous_E2 | F3 | Commercial | Restaurant | Existing | Miscellaneous | Natural Gas | Miscellaneous | E2 | System - kBTUs of Consumption | 0 | 0 | 0 | 0 | 0 | 0 | 0 | 0 | 0 | 0 | 0 | 0 | 0 | 0 | 0 | 0 | 0 | 0 | 0 | 0 | 0 | 0 | 0 | 0 | 0 | 0 | 0 | 0 | 0 | 0 | 0 | 0 | 0 | 0 | 0 | 0 | 0 | 0 | 0 | 0 | 0 | 0
F3_Commercial_Restaurant_Existing_Miscellaneous_Natural Gas_Miscellaneous_E3 | F3 | Commercial | Restaurant | Existing | Miscellaneous | Natural Gas | Miscellaneous | E3 | System - kBTUs of Consumption | 0 | 0 | 0 | 0 | 0 | 0 | 0 | 0 | 0 | 0 | 0 | 0 | 0 | 0 | 0 | 0 | 0 | 0 | 0 | 0 | 0 | 0 | 0 | 0 | 0 | 0 | 0 | 0 | 0 | 0 | 0 | 0 | 0 | 0 | 0 | 0 | 0 | 0 | 0 | 0 | 0 | 0
F3_Commercial_Restaurant_Existing_Miscellaneous_Natural Gas_Miscellaneous_E4 | F3 | Commercial | Restaurant | Existing | Miscellaneous | Natural Gas | Miscellaneous | E4 | System - kBTUs of Consumption | 0 | 0 | 0 | 0 | 0 | 0 | 0 | 0 | 0 | 0 | 0 | 0 | 0 | 0 | 0 | 0 | 0 | 0 | 0 | 0 | 0 | 0 | 0 | 0 | 0 | 0 | 0 | 0 | 0 | 0 | 0 | 0 | 0 | 0 | 0 | 0 | 0 | 0 | 0 | 0 | 0 | 0
F3_Commercial_Restaurant_Existing_Miscellaneous_Natural Gas_Miscellaneous_E5 | F3 | Commercial | Restaurant | Existing | Miscellaneous | Natural Gas | Miscellaneous | E5 | System - kBTUs of Consumption | 0 | 0 | 0 | 0 | 0 | 0 | 0 | 0 | 0 | 0 | 0 | 0 | 0 | 0 | 0 | 0 | 0 | 0 | 0 | 0 | 0 | 0 | 0 | 0 | 0 | 0 | 0 | 0 | 0 | 0 | 0 | 0 | 0 | 0 | 0 | 0 | 0 | 0 | 0 | 0 | 0 | 0
F3_Commercial_Restaurant_Existing_Miscellaneous_Natural Gas_Miscellaneous_E6 | F3 | Commercial | Restaurant | Existing | Miscellaneous | Natural Gas | Miscellaneous | E6 | System - kBTUs of Consumption | 0 | 0 | 0 | 0 | 0 | 0 | 0 | 0 | 0 | 0 | 0 | 0 | 0 | 0 | 0 | 0 | 0 | 0 | 0 | 0 | 0 | 0 | 0 | 0 | 0 | 0 | 0 | 0 | 0 | 0 | 0 | 0 | 0 | 0 | 0 | 0 | 0 | 0 | 0 | 0 | 0 | 0
F3_Commercial_Restaurant_Existing_Miscellaneous_Natural Gas_Miscellaneous_E7 | F3 | Commercial | Restaurant | Existing | Miscellaneous | Natural Gas | Miscellaneous | E7 | System - kBTUs of Consumption | 0 | 0 | 0 | 0 | 0 | 0 | 0 | 0 | 0 | 0 | 0 | 0 | 0 | 0 | 0 | 0 | 0 | 0 | 0 | 0 | 0 | 0 | 0 | 0 | 0 | 0 | 0 | 0 | 0 | 0 | 0 | 0 | 0 | 0 | 0 | 0 | 0 | 0 | 0 | 0 | 0 | 0
F3_Commercial_Restaurant_Existing_Miscellaneous_Natural Gas_Miscellaneous_E8 | F3 | Commercial | Restaurant | Existing | Miscellaneous | Natural Gas | Miscellaneous | E8 | System - kBTUs of Consumption | 0 | 0 | 0 | 0 | 0 | 0 | 0 | 0 | 0 | 0 | 0 | 0 | 0 | 0 | 0 | 0 | 0 | 0 | 0 | 0 | 0 | 0 | 0 | 0 | 0 | 0 | 0 | 0 | 0 | 0 | 0 | 0 | 0 | 0 | 0 | 0 | 0 | 0 | 0 | 0 | 0 | 0
F3_Commercial_Restaurant_Existing_Miscellaneous_Natural Gas_Miscellaneous_E9 | F3 | Commercial | Restaurant | Existing | Miscellaneous | Natural Gas | Miscellaneous | E9 | System - kBTUs of Consumption | 0 | 0 | 0 | 0 | 0 | 0 | 0 | 0 | 0 | 0 | 0 | 0 | 0 | 0 | 0 | 0 | 0 | 0 | 0 | 0 | 0 | 0 | 0 | 0 | 0 | 0 | 0 | 0 | 0 | 0 | 0 | 0 | 0 | 0 | 0 | 0 | 0 | 0 | 0 | 0 | 0 | 0
F3_Commercial_Restaurant_Existing_Miscellaneous_Natural Gas_Miscellaneous_E10 | F3 | Commercial | Restaurant | Existing | Miscellaneous | Natural Gas | Miscellaneous | E10 | System - kBTUs of Consumption | 0 | 0 | 0 | 0 | 0 | 0 | 0 | 0 | 0 | 0 | 0 | 0 | 0 | 0 | 0 | 0 | 0 | 0 | 0 | 0 | 0 | 0 | 0 | 0 | 0 | 0 | 0 | 0 | 0 | 0 | 0 | 0 | 0 | 0 | 0 | 0 | 0 | 0 | 0 | 0 | 0 | 0
F4_Commercial_Restaurant_Existing_Miscellaneous_Natural Gas_Miscellaneous_E1 | F4 | Commercial | Restaurant | Existing | Miscellaneous | Natural Gas | Miscellaneous | E1 | Utility - Cost of Equipment | 0 | 0 | 0 | 0 | 0 | 0 | 0 | 0 | 0 | 0 | 0 | 0 | 0 | 0 | 0 | 0 | 0 | 0 | 0 | 0 | 0 | 0 | 0 | 0 | 0 | 0 | 0 | 0 | 0 | 0 | 0 | 0 | 0 | 0 | 0 | 0 | 0 | 0 | 0 | 0 | 0 | 0
F4_Commercial_Restaurant_Existing_Miscellaneous_Natural Gas_Miscellaneous_E2 | F4 | Commercial | Restaurant | Existing | Miscellaneous | Natural Gas | Miscellaneous | E2 | Utility - Cost of Equipment | 0 | 0 | 0 | 0 | 0 | 0 | 0 | 0 | 0 | 0 | 0 | 0 | 0 | 0 | 0 | 0 | 0 | 0 | 0 | 0 | 0 | 0 | 0 | 0 | 0 | 0 | 0 | 0 | 0 | 0 | 0 | 0 | 0 | 0 | 0 | 0 | 0 | 0 | 0 | 0 | 0 | 0
F4_Commercial_Restaurant_Existing_Miscellaneous_Natural Gas_Miscellaneous_E3 | F4 | Commercial | Restaurant | Existing | Miscellaneous | Natural Gas | Miscellaneous | E3 | Utility - Cost of Equipment | 0 | 0 | 0 | 0 | 0 | 0 | 0 | 0 | 0 | 0 | 0 | 0 | 0 | 0 | 0 | 0 | 0 | 0 | 0 | 0 | 0 | 0 | 0 | 0 | 0 | 0 | 0 | 0 | 0 | 0 | 0 | 0 | 0 | 0 | 0 | 0 | 0 | 0 | 0 | 0 | 0 | 0
F4_Commercial_Restaurant_Existing_Miscellaneous_Natural Gas_Miscellaneous_E4 | F4 | Commercial | Restaurant | Existing | Miscellaneous | Natural Gas | Miscellaneous | E4 | Utility - Cost of Equipment | 0 | 0 | 0 | 0 | 0 | 0 | 0 | 0 | 0 | 0 | 0 | 0 | 0 | 0 | 0 | 0 | 0 | 0 | 0 | 0 | 0 | 0 | 0 | 0 | 0 | 0 | 0 | 0 | 0 | 0 | 0 | 0 | 0 | 0 | 0 | 0 | 0 | 0 | 0 | 0 | 0 | 0
F4_Commercial_Restaurant_Existing_Miscellaneous_Natural Gas_Miscellaneous_E5 | F4 | Commercial | Restaurant | Existing | Miscellaneous | Natural Gas | Miscellaneous | E5 | Utility - Cost of Equipment | 0 | 0 | 0 | 0 | 0 | 0 | 0 | 0 | 0 | 0 | 0 | 0 | 0 | 0 | 0 | 0 | 0 | 0 | 0 | 0 | 0 | 0 | 0 | 0 | 0 | 0 | 0 | 0 | 0 | 0 | 0 | 0 | 0 | 0 | 0 | 0 | 0 | 0 | 0 | 0 | 0 | 0
F4_Commercial_Restaurant_Existing_Miscellaneous_Natural Gas_Miscellaneous_E6 | F4 | Commercial | Restaurant | Existing | Miscellaneous | Natural Gas | Miscellaneous | E6 | Utility - Cost of Equipment | 0 | 0 | 0 | 0 | 0 | 0 | 0 | 0 | 0 | 0 | 0 | 0 | 0 | 0 | 0 | 0 | 0 | 0 | 0 | 0 | 0 | 0 | 0 | 0 | 0 | 0 | 0 | 0 | 0 | 0 | 0 | 0 | 0 | 0 | 0 | 0 | 0 | 0 | 0 | 0 | 0 | 0
F4_Commercial_Restaurant_Existing_Miscellaneous_Natural Gas_Miscellaneous_E7 | F4 | Commercial | Restaurant | Existing | Miscellaneous | Natural Gas | Miscellaneous | E7 | Utility - Cost of Equipment | 0 | 0 | 0 | 0 | 0 | 0 | 0 | 0 | 0 | 0 | 0 | 0 | 0 | 0 | 0 | 0 | 0 | 0 | 0 | 0 | 0 | 0 | 0 | 0 | 0 | 0 | 0 | 0 | 0 | 0 | 0 | 0 | 0 | 0 | 0 | 0 | 0 | 0 | 0 | 0 | 0 | 0
F4_Commercial_Restaurant_Existing_Miscellaneous_Natural Gas_Miscellaneous_E8 | F4 | Commercial | Restaurant | Existing | Miscellaneous | Natural Gas | Miscellaneous | E8 | Utility - Cost of Equipment | 0 | 0 | 0 | 0 | 0 | 0 | 0 | 0 | 0 | 0 | 0 | 0 | 0 | 0 | 0 | 0 | 0 | 0 | 0 | 0 | 0 | 0 | 0 | 0 | 0 | 0 | 0 | 0 | 0 | 0 | 0 | 0 | 0 | 0 | 0 | 0 | 0 | 0 | 0 | 0 | 0 | 0
F4_Commercial_Restaurant_Existing_Miscellaneous_Natural Gas_Miscellaneous_E9 | F4 | Commercial | Restaurant | Existing | Miscellaneous | Natural Gas | Miscellaneous | E9 | Utility - Cost of Equipment | 0 | 0 | 0 | 0 | 0 | 0 | 0 | 0 | 0 | 0 | 0 | 0 | 0 | 0 | 0 | 0 | 0 | 0 | 0 | 0 | 0 | 0 | 0 | 0 | 0 | 0 | 0 | 0 | 0 | 0 | 0 | 0 | 0 | 0 | 0 | 0 | 0 | 0 | 0 | 0 | 0 | 0
F4_Commercial_Restaurant_Existing_Miscellaneous_Natural Gas_Miscellaneous_E10 | F4 | Commercial | Restaurant | Existing | Miscellaneous | Natural Gas | Miscellaneous | E10 | Utility - Cost of Equipment | 0 | 0 | 0 | 0 | 0 | 0 | 0 | 0 | 0 | 0 | 0 | 0 | 0 | 0 | 0 | 0 | 0 | 0 | 0 | 0 | 0 | 0 | 0 | 0 | 0 | 0 | 0 | 0 | 0 | 0 | 0 | 0 | 0 | 0 | 0 | 0 | 0 | 0 | 0 | 0 | 0 | 0
F5_Commercial_Restaurant_Existing_Miscellaneous_Natural Gas_Miscellaneous_E1 | F5 | Commercial | Restaurant | Existing | Miscellaneous | Natural Gas | Miscellaneous | E1 | Utility - Cost of Operation | 0.018939 | 0.018939 | 0.018939 | 0.018939 | 0.018939 | 0.018939 | 0.018939 | 0.018939 | 0.018939 | 0.018939 | 0.018939 | 0.018939 | 0.018939 | 0.018939 | 0.018939 | 0.018939 | 0.018939 | 0.018939 | 0.018939 | 0.018939 | 0.018939 | 0.018939 | 0.018939 | 0.018939 | 0.018939 | 0.018939 | 0.018939 | 0.018939 | 0.018939 | 0.018939 | 0.018939 | 0.018939 | 0.018939 | 0 | 0 | 0 | 0 | 0 | 0 | 0 | 0 | 0
F5_Commercial_Restaurant_Existing_Miscellaneous_Natural Gas_Miscellaneous_E2 | F5 | Commercial | Restaurant | Existing | Miscellaneous | Natural Gas | Miscellaneous | E2 | Utility - Cost of Operation | 0 | 0 | 0 | 0 | 0 | 0 | 0 | 0 | 0 | 0 | 0 | 0 | 0 | 0 | 0 | 0 | 0 | 0 | 0 | 0 | 0 | 0 | 0 | 0 | 0 | 0 | 0 | 0 | 0 | 0 | 0 | 0 | 0 | 0 | 0 | 0 | 0 | 0 | 0 | 0 | 0 | 0
F5_Commercial_Restaurant_Existing_Miscellaneous_Natural Gas_Miscellaneous_E3 | F5 | Commercial | Restaurant | Existing | Miscellaneous | Natural Gas | Miscellaneous | E3 | Utility - Cost of Operation | 0 | 0 | 0 | 0 | 0 | 0 | 0 | 0 | 0 | 0 | 0 | 0 | 0 | 0 | 0 | 0 | 0 | 0 | 0 | 0 | 0 | 0 | 0 | 0 | 0 | 0 | 0 | 0 | 0 | 0 | 0 | 0 | 0 | 0 | 0 | 0 | 0 | 0 | 0 | 0 | 0 | 0
F5_Commercial_Restaurant_Existing_Miscellaneous_Natural Gas_Miscellaneous_E4 | F5 | Commercial | Restaurant | Existing | Miscellaneous | Natural Gas | Miscellaneous | E4 | Utility - Cost of Operation | 0 | 0 | 0 | 0 | 0 | 0 | 0 | 0 | 0 | 0 | 0 | 0 | 0 | 0 | 0 | 0 | 0 | 0 | 0 | 0 | 0 | 0 | 0 | 0 | 0 | 0 | 0 | 0 | 0 | 0 | 0 | 0 | 0 | 0 | 0 | 0 | 0 | 0 | 0 | 0 | 0 | 0
F5_Commercial_Restaurant_Existing_Miscellaneous_Natural Gas_Miscellaneous_E5 | F5 | Commercial | Restaurant | Existing | Miscellaneous | Natural Gas | Miscellaneous | E5 | Utility - Cost of Operation | 0 | 0 | 0 | 0 | 0 | 0 | 0 | 0 | 0 | 0 | 0 | 0 | 0 | 0 | 0 | 0 | 0 | 0 | 0 | 0 | 0 | 0 | 0 | 0 | 0 | 0 | 0 | 0 | 0 | 0 | 0 | 0 | 0 | 0 | 0 | 0 | 0 | 0 | 0 | 0 | 0 | 0
F5_Commercial_Restaurant_Existing_Miscellaneous_Natural Gas_Miscellaneous_E6 | F5 | Commercial | Restaurant | Existing | Miscellaneous | Natural Gas | Miscellaneous | E6 | Utility - Cost of Operation | 0 | 0 | 0 | 0 | 0 | 0 | 0 | 0 | 0 | 0 | 0 | 0 | 0 | 0 | 0 | 0 | 0 | 0 | 0 | 0 | 0 | 0 | 0 | 0 | 0 | 0 | 0 | 0 | 0 | 0 | 0 | 0 | 0 | 0 | 0 | 0 | 0 | 0 | 0 | 0 | 0 | 0
F5_Commercial_Restaurant_Existing_Miscellaneous_Natural Gas_Miscellaneous_E7 | F5 | Commercial | Restaurant | Existing | Miscellaneous | Natural Gas | Miscellaneous | E7 | Utility - Cost of Operation | 0 | 0 | 0 | 0 | 0 | 0 | 0 | 0 | 0 | 0 | 0 | 0 | 0 | 0 | 0 | 0 | 0 | 0 | 0 | 0 | 0 | 0 | 0 | 0 | 0 | 0 | 0 | 0 | 0 | 0 | 0 | 0 | 0 | 0 | 0 | 0 | 0 | 0 | 0 | 0 | 0 | 0
F5_Commercial_Restaurant_Existing_Miscellaneous_Natural Gas_Miscellaneous_E8 | F5 | Commercial | Restaurant | Existing | Miscellaneous | Natural Gas | Miscellaneous | E8 | Utility - Cost of Operation | 0 | 0 | 0 | 0 | 0 | 0 | 0 | 0 | 0 | 0 | 0 | 0 | 0 | 0 | 0 | 0 | 0 | 0 | 0 | 0 | 0 | 0 | 0 | 0 | 0 | 0 | 0 | 0 | 0 | 0 | 0 | 0 | 0 | 0 | 0 | 0 | 0 | 0 | 0 | 0 | 0 | 0
F5_Commercial_Restaurant_Existing_Miscellaneous_Natural Gas_Miscellaneous_E9 | F5 | Commercial | Restaurant | Existing | Miscellaneous | Natural Gas | Miscellaneous | E9 | Utility - Cost of Operation | 0 | 0 | 0 | 0 | 0 | 0 | 0 | 0 | 0 | 0 | 0 | 0 | 0 | 0 | 0 | 0 | 0 | 0 | 0 | 0 | 0 | 0 | 0 | 0 | 0 | 0 | 0 | 0 | 0 | 0 | 0 | 0 | 0 | 0 | 0 | 0 | 0 | 0 | 0 | 0 | 0 | 0
F5_Commercial_Restaurant_Existing_Miscellaneous_Natural Gas_Miscellaneous_E10 | F5 | Commercial | Restaurant | Existing | Miscellaneous | Natural Gas | Miscellaneous | E10 | Utility - Cost of Operation | 0 | 0 | 0 | 0 | 0 | 0 | 0 | 0 | 0 | 0 | 0 | 0 | 0 | 0 | 0 | 0 | 0 | 0 | 0 | 0 | 0 | 0 | 0 | 0 | 0 | 0 | 0 | 0 | 0 | 0 | 0 | 0 | 0 | 0 | 0 | 0 | 0 | 0 | 0 | 0 | 0 | 0
F6_Commercial_Restaurant_Existing_Miscellaneous_Natural Gas_Miscellaneous_E1 | F6 | Commercial | Restaurant | Existing | Miscellaneous | Natural Gas | Miscellaneous | E1 | Utility - Value of Sales | 0.079377 | 0.079377 | 0.079377 | 0.079377 | 0.079377 | 0.079377 | 0.079377 | 0.079377 | 0.079377 | 0.079377 | 0.079377 | 0.079377 | 0.079377 | 0.079377 | 0.079377 | 0.079377 | 0.079377 | 0.079377 | 0.079377 | 0.079377 | 0.079377 | 0.079377 | 0.079377 | 0.079377 | 0.079377 | 0.079377 | 0.079377 | 0.079377 | 0.079377 | 0.079377 | 0.079377 | 0.079377 | 0.079377 | 0 | 0 | 0 | 0 | 0 | 0 | 0 | 0 | 0
F6_Commercial_Restaurant_Existing_Miscellaneous_Natural Gas_Miscellaneous_E2 | F6 | Commercial | Restaurant | Existing | Miscellaneous | Natural Gas | Miscellaneous | E2 | Utility - Value of Sales | 0 | 0 | 0 | 0 | 0 | 0 | 0 | 0 | 0 | 0 | 0 | 0 | 0 | 0 | 0 | 0 | 0 | 0 | 0 | 0 | 0 | 0 | 0 | 0 | 0 | 0 | 0 | 0 | 0 | 0 | 0 | 0 | 0 | 0 | 0 | 0 | 0 | 0 | 0 | 0 | 0 | 0
F6_Commercial_Restaurant_Existing_Miscellaneous_Natural Gas_Miscellaneous_E3 | F6 | Commercial | Restaurant | Existing | Miscellaneous | Natural Gas | Miscellaneous | E3 | Utility - Value of Sales | 0 | 0 | 0 | 0 | 0 | 0 | 0 | 0 | 0 | 0 | 0 | 0 | 0 | 0 | 0 | 0 | 0 | 0 | 0 | 0 | 0 | 0 | 0 | 0 | 0 | 0 | 0 | 0 | 0 | 0 | 0 | 0 | 0 | 0 | 0 | 0 | 0 | 0 | 0 | 0 | 0 | 0
F6_Commercial_Restaurant_Existing_Miscellaneous_Natural Gas_Miscellaneous_E4 | F6 | Commercial | Restaurant | Existing | Miscellaneous | Natural Gas | Miscellaneous | E4 | Utility - Value of Sales | 0 | 0 | 0 | 0 | 0 | 0 | 0 | 0 | 0 | 0 | 0 | 0 | 0 | 0 | 0 | 0 | 0 | 0 | 0 | 0 | 0 | 0 | 0 | 0 | 0 | 0 | 0 | 0 | 0 | 0 | 0 | 0 | 0 | 0 | 0 | 0 | 0 | 0 | 0 | 0 | 0 | 0
F6_Commercial_Restaurant_Existing_Miscellaneous_Natural Gas_Miscellaneous_E5 | F6 | Commercial | Restaurant | Existing | Miscellaneous | Natural Gas | Miscellaneous | E5 | Utility - Value of Sales | 0 | 0 | 0 | 0 | 0 | 0 | 0 | 0 | 0 | 0 | 0 | 0 | 0 | 0 | 0 | 0 | 0 | 0 | 0 | 0 | 0 | 0 | 0 | 0 | 0 | 0 | 0 | 0 | 0 | 0 | 0 | 0 | 0 | 0 | 0 | 0 | 0 | 0 | 0 | 0 | 0 | 0
F6_Commercial_Restaurant_Existing_Miscellaneous_Natural Gas_Miscellaneous_E6 | F6 | Commercial | Restaurant | Existing | Miscellaneous | Natural Gas | Miscellaneous | E6 | Utility - Value of Sales | 0 | 0 | 0 | 0 | 0 | 0 | 0 | 0 | 0 | 0 | 0 | 0 | 0 | 0 | 0 | 0 | 0 | 0 | 0 | 0 | 0 | 0 | 0 | 0 | 0 | 0 | 0 | 0 | 0 | 0 | 0 | 0 | 0 | 0 | 0 | 0 | 0 | 0 | 0 | 0 | 0 | 0
F6_Commercial_Restaurant_Existing_Miscellaneous_Natural Gas_Miscellaneous_E7 | F6 | Commercial | Restaurant | Existing | Miscellaneous | Natural Gas | Miscellaneous | E7 | Utility - Value of Sales | 0 | 0 | 0 | 0 | 0 | 0 | 0 | 0 | 0 | 0 | 0 | 0 | 0 | 0 | 0 | 0 | 0 | 0 | 0 | 0 | 0 | 0 | 0 | 0 | 0 | 0 | 0 | 0 | 0 | 0 | 0 | 0 | 0 | 0 | 0 | 0 | 0 | 0 | 0 | 0 | 0 | 0
F6_Commercial_Restaurant_Existing_Miscellaneous_Natural Gas_Miscellaneous_E8 | F6 | Commercial | Restaurant | Existing | Miscellaneous | Natural Gas | Miscellaneous | E8 | Utility - Value of Sales | 0 | 0 | 0 | 0 | 0 | 0 | 0 | 0 | 0 | 0 | 0 | 0 | 0 | 0 | 0 | 0 | 0 | 0 | 0 | 0 | 0 | 0 | 0 | 0 | 0 | 0 | 0 | 0 | 0 | 0 | 0 | 0 | 0 | 0 | 0 | 0 | 0 | 0 | 0 | 0 | 0 | 0
F6_Commercial_Restaurant_Existing_Miscellaneous_Natural Gas_Miscellaneous_E9 | F6 | Commercial | Restaurant | Existing | Miscellaneous | Natural Gas | Miscellaneous | E9 | Utility - Value of Sales | 0 | 0 | 0 | 0 | 0 | 0 | 0 | 0 | 0 | 0 | 0 | 0 | 0 | 0 | 0 | 0 | 0 | 0 | 0 | 0 | 0 | 0 | 0 | 0 | 0 | 0 | 0 | 0 | 0 | 0 | 0 | 0 | 0 | 0 | 0 | 0 | 0 | 0 | 0 | 0 | 0 | 0
F6_Commercial_Restaurant_Existing_Miscellaneous_Natural Gas_Miscellaneous_E10 | F6 | Commercial | Restaurant | Existing | Miscellaneous | Natural Gas | Miscellaneous | E10 | Utility - Value of Sales | 0 | 0 | 0 | 0 | 0 | 0 | 0 | 0 | 0 | 0 | 0 | 0 | 0 | 0 | 0 | 0 | 0 | 0 | 0 | 0 | 0 | 0 | 0 | 0 | 0 | 0 | 0 | 0 | 0 | 0 | 0 | 0 | 0 | 0 | 0 | 0 | 0 | 0 | 0 | 0 | 0 | 0
F1_Commercial_Restaurant_New_Space Heating_Natural Gas_Furnace_E1 | F1 | Commercial | Restaurant | New | Space Heating | Natural Gas | Furnace | E1 | RVT - Cost of Equipment | 1.0572 | 1.0582 | 1.0592 | 1.0607 | 1.0629 | 1.0662 | 1.0686 | 1.0704 | 1.0724 | 1.0742 | 1.0755 | 1.0763 | 1.077 | 1.0776 | 1.0785 | 1.0788 | 1.0794 | 1.0805 | 1.0817 | 1.083 | 1.0847 | 1.086 | 1.0871 | 1.0879 | 1.0884 | 1.0886 | 1.0883 | 1.0877 | 1.0872 | 1.087 | 1.0872 | 1.0872 | 1.0872 | 0 | 0 | 0 | 0 | 0 | 0 | 0 | 0 | 0
F1_Commercial_Restaurant_New_Space Heating_Natural Gas_Furnace_E2 | F1 | Commercial | Restaurant | New | Space Heating | Natural Gas | Furnace | E2 | RVT - Cost of Equipment | 0.93917 | 0.94001 | 0.94092 | 0.94228 | 0.94423 | 0.94718 | 0.94925 | 0.95085 | 0.95263 | 0.95427 | 0.95541 | 0.9561 | 0.95673 | 0.95729 | 0.95803 | 0.95833 | 0.95885 | 0.95984 | 0.96088 | 0.9621 | 0.96354 | 0.96474 | 0.96568 | 0.9664 | 0.96687 | 0.96701 | 0.96675 | 0.96623 | 0.96583 | 0.96563 | 0.96577 | 0.96583 | 0.96583 | 0 | 0 | 0 | 0 | 0 | 0 | 0 | 0 | 0
F1_Commercial_Restaurant_New_Space Heating_Natural Gas_Furnace_E3 | F1 | Commercial | Restaurant | New | Space Heating | Natural Gas | Furnace | E3 | RVT - Cost of Equipment | 0.88103 | 0.88181 | 0.88267 | 0.88395 | 0.88577 | 0.88854 | 0.89048 | 0.89199 | 0.89365 | 0.89519 | 0.89626 | 0.89691 | 0.8975 | 0.89802 | 0.89871 | 0.899 | 0.89949 | 0.90041 | 0.90139 | 0.90254 | 0.90389 | 0.90501 | 0.9059 | 0.90657 | 0.90701 | 0.90714 | 0.9069 | 0.90642 | 0.90603 | 0.90585 | 0.90598 | 0.90603 | 0.90603 | 0 | 0 | 0 | 0 | 0 | 0 | 0 | 0 | 0
F1_Commercial_Restaurant_New_Space Heating_Natural Gas_Furnace_E4 | F1 | Commercial | Restaurant | New | Space Heating | Natural Gas | Furnace | E4 | RVT - Cost of Equipment | 0.87423 | 0.87499 | 0.8758 | 0.87711 | 0.87906 | 0.88223 | 0.88428 | 0.88577 | 0.88752 | 0.88916 | 0.89025 | 0.89092 | 0.8916 | 0.89227 | 0.89321 | 0.89364 | 0.89436 | 0.89563 | 0.89694 | 0.89843 | 0.90018 | 0.90165 | 0.90281 | 0.90368 | 0.90426 | 0.90443 | 0.90412 | 0.90348 | 0.90298 | 0.90274 | 0.90292 | 0.90298 | 0.90298 | 0 | 0 | 0 | 0 | 0 | 0 | 0 | 0 | 0
F1_Commercial_Restaurant_New_Space Heating_Natural Gas_Furnace_E5 | F1 | Commercial | Restaurant | New | Space Heating | Natural Gas | Furnace | E5 | RVT - Cost of Equipment | 0 | 0 | 0 | 0 | 0 | 0 | 0 | 0 | 0 | 0 | 0 | 0 | 0 | 0 | 0 | 0 | 0 | 0 | 0 | 0 | 0 | 0 | 0 | 0 | 0 | 0 | 0 | 0 | 0 | 0 | 0 | 0 | 0 | 0 | 0 | 0 | 0 | 0 | 0 | 0 | 0 | 0
F1_Commercial_Restaurant_New_Space Heating_Natural Gas_Furnace_E6 | F1 | Commercial | Restaurant | New | Space Heating | Natural Gas | Furnace | E6 | RVT - Cost of Equipment | 0 | 0 | 0 | 0 | 0 | 0 | 0 | 0 | 0 | 0 | 0 | 0 | 0 | 0 | 0 | 0 | 0 | 0 | 0 | 0 | 0 | 0 | 0 | 0 | 0 | 0 | 0 | 0 | 0 | 0 | 0 | 0 | 0 | 0 | 0 | 0 | 0 | 0 | 0 | 0 | 0 | 0
F1_Commercial_Restaurant_New_Space Heating_Natural Gas_Furnace_E7 | F1 | Commercial | Restaurant | New | Space Heating | Natural Gas | Furnace | E7 | RVT - Cost of Equipment | 0 | 0 | 0 | 0 | 0 | 0 | 0 | 0 | 0 | 0 | 0 | 0 | 0 | 0 | 0 | 0 | 0 | 0 | 0 | 0 | 0 | 0 | 0 | 0 | 0 | 0 | 0 | 0 | 0 | 0 | 0 | 0 | 0 | 0 | 0 | 0 | 0 | 0 | 0 | 0 | 0 | 0
F1_Commercial_Restaurant_New_Space Heating_Natural Gas_Furnace_E8 | F1 | Commercial | Restaurant | New | Space Heating | Natural Gas | Furnace | E8 | RVT - Cost of Equipment | 0 | 0 | 0 | 0 | 0 | 0 | 0 | 0 | 0 | 0 | 0 | 0 | 0 | 0 | 0 | 0 | 0 | 0 | 0 | 0 | 0 | 0 | 0 | 0 | 0 | 0 | 0 | 0 | 0 | 0 | 0 | 0 | 0 | 0 | 0 | 0 | 0 | 0 | 0 | 0 | 0 | 0
F1_Commercial_Restaurant_New_Space Heating_Natural Gas_Furnace_E9 | F1 | Commercial | Restaurant | New | Space Heating | Natural Gas | Furnace | E9 | RVT - Cost of Equipment | 0 | 0 | 0 | 0 | 0 | 0 | 0 | 0 | 0 | 0 | 0 | 0 | 0 | 0 | 0 | 0 | 0 | 0 | 0 | 0 | 0 | 0 | 0 | 0 | 0 | 0 | 0 | 0 | 0 | 0 | 0 | 0 | 0 | 0 | 0 | 0 | 0 | 0 | 0 | 0 | 0 | 0
F1_Commercial_Restaurant_New_Space Heating_Natural Gas_Furnace_E10 | F1 | Commercial | Restaurant | New | Space Heating | Natural Gas | Furnace | E10 | RVT - Cost of Equipment | 0 | 0 | 0 | 0 | 0 | 0 | 0 | 0 | 0 | 0 | 0 | 0 | 0 | 0 | 0 | 0 | 0 | 0 | 0 | 0 | 0 | 0 | 0 | 0 | 0 | 0 | 0 | 0 | 0 | 0 | 0 | 0 | 0 | 0 | 0 | 0 | 0 | 0 | 0 | 0 | 0 | 0
F2_Commercial_Restaurant_New_Space Heating_Natural Gas_Furnace_E1 | F2 | Commercial | Restaurant | New | Space Heating | Natural Gas | Furnace | E1 | RVT - Cost of Operation | 1.2666 | 1.2678 | 1.269 | 1.2708 | 1.2735 | 1.2774 | 1.2802 | 1.2824 | 1.2848 | 1.287 | 1.2885 | 1.2895 | 1.2903 | 1.2911 | 1.2921 | 1.2925 | 1.2932 | 1.2945 | 1.2959 | 1.2976 | 1.2995 | 1.3011 | 1.3024 | 1.3034 | 1.304 | 1.3042 | 1.3038 | 1.3031 | 1.3026 | 1.3023 | 1.3025 | 1.3026 | 1.3026 | 0 | 0 | 0 | 0 | 0 | 0 | 0 | 0 | 0
F2_Commercial_Restaurant_New_Space Heating_Natural Gas_Furnace_E2 | F2 | Commercial | Restaurant | New | Space Heating | Natural Gas | Furnace | E2 | RVT - Cost of Operation | 1.1252 | 1.1262 | 1.1273 | 1.1289 | 1.1312 | 1.1348 | 1.1373 | 1.1392 | 1.1413 | 1.1433 | 1.1446 | 1.1455 | 1.1462 | 1.1469 | 1.1478 | 1.1481 | 1.1488 | 1.1499 | 1.1512 | 1.1527 | 1.1544 | 1.1558 | 1.157 | 1.1578 | 1.1584 | 1.1585 | 1.1582 | 1.1576 | 1.1571 | 1.1569 | 1.1571 | 1.1571 | 1.1571 | 0 | 0 | 0 | 0 | 0 | 0 | 0 | 0 | 0
F2_Commercial_Restaurant_New_Space Heating_Natural Gas_Furnace_E3 | F2 | Commercial | Restaurant | New | Space Heating | Natural Gas | Furnace | E3 | RVT - Cost of Operation | 1.0555 | 1.0565 | 1.0575 | 1.059 | 1.0612 | 1.0645 | 1.0669 | 1.0687 | 1.0707 | 1.0725 | 1.0738 | 1.0746 | 1.0753 | 1.0759 | 1.0767 | 1.0771 | 1.0776 | 1.0788 | 1.0799 | 1.0813 | 1.0829 | 1.0843 | 1.0853 | 1.0861 | 1.0867 | 1.0868 | 1.0865 | 1.0859 | 1.0855 | 1.0853 | 1.0854 | 1.0855 | 1.0855 | 0 | 0 | 0 | 0 | 0 | 0 | 0 | 0 | 0
F2_Commercial_Restaurant_New_Space Heating_Natural Gas_Furnace_E4 | F2 | Commercial | Restaurant | New | Space Heating | Natural Gas | Furnace | E4 | RVT - Cost of Operation | 1.0474 | 1.0483 | 1.0493 | 1.0508 | 1.0532 | 1.057 | 1.0594 | 1.0612 | 1.0633 | 1.0653 | 1.0666 | 1.0674 | 1.0682 | 1.069 | 1.0701 | 1.0706 | 1.0715 | 1.073 | 1.0746 | 1.0764 | 1.0785 | 1.0802 | 1.0816 | 1.0827 | 1.0834 | 1.0836 | 1.0832 | 1.0824 | 1.0818 | 1.0815 | 1.0818 | 1.0818 | 1.0818 | 0 | 0 | 0 | 0 | 0 | 0 | 0 | 0 | 0
F2_Commercial_Restaurant_New_Space Heating_Natural Gas_Furnace_E5 | F2 | Commercial | Restaurant | New | Space Heating | Natural Gas | Furnace | E5 | RVT - Cost of Operation | 0 | 0 | 0 | 0 | 0 | 0 | 0 | 0 | 0 | 0 | 0 | 0 | 0 | 0 | 0 | 0 | 0 | 0 | 0 | 0 | 0 | 0 | 0 | 0 | 0 | 0 | 0 | 0 | 0 | 0 | 0 | 0 | 0 | 0 | 0 | 0 | 0 | 0 | 0 | 0 | 0 | 0
F2_Commercial_Restaurant_New_Space Heating_Natural Gas_Furnace_E6 | F2 | Commercial | Restaurant | New | Space Heating | Natural Gas | Furnace | E6 | RVT - Cost of Operation | 0 | 0 | 0 | 0 | 0 | 0 | 0 | 0 | 0 | 0 | 0 | 0 | 0 | 0 | 0 | 0 | 0 | 0 | 0 | 0 | 0 | 0 | 0 | 0 | 0 | 0 | 0 | 0 | 0 | 0 | 0 | 0 | 0 | 0 | 0 | 0 | 0 | 0 | 0 | 0 | 0 | 0
F2_Commercial_Restaurant_New_Space Heating_Natural Gas_Furnace_E7 | F2 | Commercial | Restaurant | New | Space Heating | Natural Gas | Furnace | E7 | RVT - Cost of Operation | 0 | 0 | 0 | 0 | 0 | 0 | 0 | 0 | 0 | 0 | 0 | 0 | 0 | 0 | 0 | 0 | 0 | 0 | 0 | 0 | 0 | 0 | 0 | 0 | 0 | 0 | 0 | 0 | 0 | 0 | 0 | 0 | 0 | 0 | 0 | 0 | 0 | 0 | 0 | 0 | 0 | 0
F2_Commercial_Restaurant_New_Space Heating_Natural Gas_Furnace_E8 | F2 | Commercial | Restaurant | New | Space Heating | Natural Gas | Furnace | E8 | RVT - Cost of Operation | 0 | 0 | 0 | 0 | 0 | 0 | 0 | 0 | 0 | 0 | 0 | 0 | 0 | 0 | 0 | 0 | 0 | 0 | 0 | 0 | 0 | 0 | 0 | 0 | 0 | 0 | 0 | 0 | 0 | 0 | 0 | 0 | 0 | 0 | 0 | 0 | 0 | 0 | 0 | 0 | 0 | 0
F2_Commercial_Restaurant_New_Space Heating_Natural Gas_Furnace_E9 | F2 | Commercial | Restaurant | New | Space Heating | Natural Gas | Furnace | E9 | RVT - Cost of Operation | 0 | 0 | 0 | 0 | 0 | 0 | 0 | 0 | 0 | 0 | 0 | 0 | 0 | 0 | 0 | 0 | 0 | 0 | 0 | 0 | 0 | 0 | 0 | 0 | 0 | 0 | 0 | 0 | 0 | 0 | 0 | 0 | 0 | 0 | 0 | 0 | 0 | 0 | 0 | 0 | 0 | 0
F2_Commercial_Restaurant_New_Space Heating_Natural Gas_Furnace_E10 | F2 | Commercial | Restaurant | New | Space Heating | Natural Gas | Furnace | E10 | RVT - Cost of Operation | 0 | 0 | 0 | 0 | 0 | 0 | 0 | 0 | 0 | 0 | 0 | 0 | 0 | 0 | 0 | 0 | 0 | 0 | 0 | 0 | 0 | 0 | 0 | 0 | 0 | 0 | 0 | 0 | 0 | 0 | 0 | 0 | 0 | 0 | 0 | 0 | 0 | 0 | 0 | 0 | 0 | 0
F3_Commercial_Restaurant_New_Space Heating_Natural Gas_Furnace_E1 | F3 | Commercial | Restaurant | New | Space Heating | Natural Gas | Furnace | E1 | System - kBTUs of Consumption | 0.056562 | 0.056562 | 0.056562 | 0.056562 | 0.056562 | 0.056562 | 0.056562 | 0.056562 | 0.056562 | 0.056562 | 0.056562 | 0.056562 | 0.056562 | 0.056562 | 0.056562 | 0.056562 | 0.056562 | 0.056562 | 0.056562 | 0.056562 | 0.056562 | 0.056562 | 0.056562 | 0.056562 | 0.056562 | 0.056562 | 0.056562 | 0.056562 | 0.056562 | 0.056562 | 0.056562 | 0.056562 | 0.056562 | 0 | 0 | 0 | 0 | 0 | 0 | 0 | 0 | 0
F3_Commercial_Restaurant_New_Space Heating_Natural Gas_Furnace_E2 | F3 | Commercial | Restaurant | New | Space Heating | Natural Gas | Furnace | E2 | System - kBTUs of Consumption | 0.068819 | 0.068819 | 0.068819 | 0.068819 | 0.068819 | 0.068819 | 0.068819 | 0.068819 | 0.068819 | 0.068819 | 0.068819 | 0.068819 | 0.068819 | 0.068819 | 0.068819 | 0.068819 | 0.068819 | 0.068819 | 0.068819 | 0.068819 | 0.068819 | 0.068819 | 0.068819 | 0.068819 | 0.068819 | 0.068819 | 0.068819 | 0.068819 | 0.068819 | 0.068819 | 0.068819 | 0.068819 | 0.068819 | 0 | 0 | 0 | 0 | 0 | 0 | 0 | 0 | 0
F3_Commercial_Restaurant_New_Space Heating_Natural Gas_Furnace_E3 | F3 | Commercial | Restaurant | New | Space Heating | Natural Gas | Furnace | E3 | System - kBTUs of Consumption | 0.081077 | 0.081077 | 0.081077 | 0.081077 | 0.081077 | 0.081077 | 0.081077 | 0.081077 | 0.081077 | 0.081077 | 0.081077 | 0.081077 | 0.081077 | 0.081077 | 0.081077 | 0.081077 | 0.081077 | 0.081077 | 0.081077 | 0.081077 | 0.081077 | 0.081077 | 0.081077 | 0.081077 | 0.081077 | 0.081077 | 0.081077 | 0.081077 | 0.081077 | 0.081077 | 0.081077 | 0.081077 | 0.081077 | 0 | 0 | 0 | 0 | 0 | 0 | 0 | 0 | 0
F3_Commercial_Restaurant_New_Space Heating_Natural Gas_Furnace_E4 | F3 | Commercial | Restaurant | New | Space Heating | Natural Gas | Furnace | E4 | System - kBTUs of Consumption | 1.6031 | 1.6031 | 1.6031 | 1.6031 | 1.6031 | 1.6031 | 1.6031 | 1.6031 | 1.6031 | 1.6031 | 1.6031 | 1.6031 | 1.6031 | 1.6031 | 1.6031 | 1.6031 | 1.6031 | 1.6031 | 1.6031 | 1.6031 | 1.6031 | 1.6031 | 1.6031 | 1.6031 | 1.6031 | 1.6031 | 1.6031 | 1.6031 | 1.6031 | 1.6031 | 1.6031 | 1.6031 | 1.6031 | 0 | 0 | 0 | 0 | 0 | 0 | 0 | 0 | 0
F3_Commercial_Restaurant_New_Space Heating_Natural Gas_Furnace_E5 | F3 | Commercial | Restaurant | New | Space Heating | Natural Gas | Furnace | E5 | System - kBTUs of Consumption | 0 | 0 | 0 | 0 | 0 | 0 | 0 | 0 | 0 | 0 | 0 | 0 | 0 | 0 | 0 | 0 | 0 | 0 | 0 | 0 | 0 | 0 | 0 | 0 | 0 | 0 | 0 | 0 | 0 | 0 | 0 | 0 | 0 | 0 | 0 | 0 | 0 | 0 | 0 | 0 | 0 | 0
F3_Commercial_Restaurant_New_Space Heating_Natural Gas_Furnace_E6 | F3 | Commercial | Restaurant | New | Space Heating | Natural Gas | Furnace | E6 | System - kBTUs of Consumption | 0 | 0 | 0 | 0 | 0 | 0 | 0 | 0 | 0 | 0 | 0 | 0 | 0 | 0 | 0 | 0 | 0 | 0 | 0 | 0 | 0 | 0 | 0 | 0 | 0 | 0 | 0 | 0 | 0 | 0 | 0 | 0 | 0 | 0 | 0 | 0 | 0 | 0 | 0 | 0 | 0 | 0
F3_Commercial_Restaurant_New_Space Heating_Natural Gas_Furnace_E7 | F3 | Commercial | Restaurant | New | Space Heating | Natural Gas | Furnace | E7 | System - kBTUs of Consumption | 0 | 0 | 0 | 0 | 0 | 0 | 0 | 0 | 0 | 0 | 0 | 0 | 0 | 0 | 0 | 0 | 0 | 0 | 0 | 0 | 0 | 0 | 0 | 0 | 0 | 0 | 0 | 0 | 0 | 0 | 0 | 0 | 0 | 0 | 0 | 0 | 0 | 0 | 0 | 0 | 0 | 0
F3_Commercial_Restaurant_New_Space Heating_Natural Gas_Furnace_E8 | F3 | Commercial | Restaurant | New | Space Heating | Natural Gas | Furnace | E8 | System - kBTUs of Consumption | 0 | 0 | 0 | 0 | 0 | 0 | 0 | 0 | 0 | 0 | 0 | 0 | 0 | 0 | 0 | 0 | 0 | 0 | 0 | 0 | 0 | 0 | 0 | 0 | 0 | 0 | 0 | 0 | 0 | 0 | 0 | 0 | 0 | 0 | 0 | 0 | 0 | 0 | 0 | 0 | 0 | 0
F3_Commercial_Restaurant_New_Space Heating_Natural Gas_Furnace_E9 | F3 | Commercial | Restaurant | New | Space Heating | Natural Gas | Furnace | E9 | System - kBTUs of Consumption | 0 | 0 | 0 | 0 | 0 | 0 | 0 | 0 | 0 | 0 | 0 | 0 | 0 | 0 | 0 | 0 | 0 | 0 | 0 | 0 | 0 | 0 | 0 | 0 | 0 | 0 | 0 | 0 | 0 | 0 | 0 | 0 | 0 | 0 | 0 | 0 | 0 | 0 | 0 | 0 | 0 | 0
F3_Commercial_Restaurant_New_Space Heating_Natural Gas_Furnace_E10 | F3 | Commercial | Restaurant | New | Space Heating | Natural Gas | Furnace | E10 | System - kBTUs of Consumption | 0 | 0 | 0 | 0 | 0 | 0 | 0 | 0 | 0 | 0 | 0 | 0 | 0 | 0 | 0 | 0 | 0 | 0 | 0 | 0 | 0 | 0 | 0 | 0 | 0 | 0 | 0 | 0 | 0 | 0 | 0 | 0 | 0 | 0 | 0 | 0 | 0 | 0 | 0 | 0 | 0 | 0
F4_Commercial_Restaurant_New_Space Heating_Natural Gas_Furnace_E1 | F4 | Commercial | Restaurant | New | Space Heating | Natural Gas | Furnace | E1 | Utility - Cost of Equipment | 1.2666 | 1.2678 | 1.269 | 1.2708 | 1.2735 | 1.2774 | 1.2802 | 1.2824 | 1.2848 | 1.287 | 1.2885 | 1.2895 | 1.2903 | 1.2911 | 1.2921 | 1.2925 | 1.2932 | 1.2945 | 1.2959 | 1.2976 | 1.2995 | 1.3011 | 1.3024 | 1.3034 | 1.304 | 1.3042 | 1.3038 | 1.3031 | 1.3026 | 1.3023 | 1.3025 | 1.3026 | 1.3026 | 0 | 0 | 0 | 0 | 0 | 0 | 0 | 0 | 0
F4_Commercial_Restaurant_New_Space Heating_Natural Gas_Furnace_E2 | F4 | Commercial | Restaurant | New | Space Heating | Natural Gas | Furnace | E2 | Utility - Cost of Equipment | 1.1252 | 1.1262 | 1.1273 | 1.1289 | 1.1312 | 1.1348 | 1.1373 | 1.1392 | 1.1413 | 1.1433 | 1.1446 | 1.1455 | 1.1462 | 1.1469 | 1.1478 | 1.1481 | 1.1488 | 1.1499 | 1.1512 | 1.1527 | 1.1544 | 1.1558 | 1.157 | 1.1578 | 1.1584 | 1.1585 | 1.1582 | 1.1576 | 1.1571 | 1.1569 | 1.1571 | 1.1571 | 1.1571 | 0 | 0 | 0 | 0 | 0 | 0 | 0 | 0 | 0
F4_Commercial_Restaurant_New_Space Heating_Natural Gas_Furnace_E3 | F4 | Commercial | Restaurant | New | Space Heating | Natural Gas | Furnace | E3 | Utility - Cost of Equipment | 1.0555 | 1.0565 | 1.0575 | 1.059 | 1.0612 | 1.0645 | 1.0669 | 1.0687 | 1.0707 | 1.0725 | 1.0738 | 1.0746 | 1.0753 | 1.0759 | 1.0767 | 1.0771 | 1.0776 | 1.0788 | 1.0799 | 1.0813 | 1.0829 | 1.0843 | 1.0853 | 1.0861 | 1.0867 | 1.0868 | 1.0865 | 1.0859 | 1.0855 | 1.0853 | 1.0854 | 1.0855 | 1.0855 | 0 | 0 | 0 | 0 | 0 | 0 | 0 | 0 | 0
F4_Commercial_Restaurant_New_Space Heating_Natural Gas_Furnace_E4 | F4 | Commercial | Restaurant | New | Space Heating | Natural Gas | Furnace | E4 | Utility - Cost of Equipment | 1.0474 | 1.0483 | 1.0493 | 1.0508 | 1.0532 | 1.057 | 1.0594 | 1.0612 | 1.0633 | 1.0653 | 1.0666 | 1.0674 | 1.0682 | 1.069 | 1.0701 | 1.0706 | 1.0715 | 1.073 | 1.0746 | 1.0764 | 1.0785 | 1.0802 | 1.0816 | 1.0827 | 1.0834 | 1.0836 | 1.0832 | 1.0824 | 1.0818 | 1.0815 | 1.0818 | 1.0818 | 1.0818 | 0 | 0 | 0 | 0 | 0 | 0 | 0 | 0 | 0
F4_Commercial_Restaurant_New_Space Heating_Natural Gas_Furnace_E5 | F4 | Commercial | Restaurant | New | Space Heating | Natural Gas | Furnace | E5 | Utility - Cost of Equipment | 0 | 0 | 0 | 0 | 0 | 0 | 0 | 0 | 0 | 0 | 0 | 0 | 0 | 0 | 0 | 0 | 0 | 0 | 0 | 0 | 0 | 0 | 0 | 0 | 0 | 0 | 0 | 0 | 0 | 0 | 0 | 0 | 0 | 0 | 0 | 0 | 0 | 0 | 0 | 0 | 0 | 0
F4_Commercial_Restaurant_New_Space Heating_Natural Gas_Furnace_E6 | F4 | Commercial | Restaurant | New | Space Heating | Natural Gas | Furnace | E6 | Utility - Cost of Equipment | 0 | 0 | 0 | 0 | 0 | 0 | 0 | 0 | 0 | 0 | 0 | 0 | 0 | 0 | 0 | 0 | 0 | 0 | 0 | 0 | 0 | 0 | 0 | 0 | 0 | 0 | 0 | 0 | 0 | 0 | 0 | 0 | 0 | 0 | 0 | 0 | 0 | 0 | 0 | 0 | 0 | 0
F4_Commercial_Restaurant_New_Space Heating_Natural Gas_Furnace_E7 | F4 | Commercial | Restaurant | New | Space Heating | Natural Gas | Furnace | E7 | Utility - Cost of Equipment | 0 | 0 | 0 | 0 | 0 | 0 | 0 | 0 | 0 | 0 | 0 | 0 | 0 | 0 | 0 | 0 | 0 | 0 | 0 | 0 | 0 | 0 | 0 | 0 | 0 | 0 | 0 | 0 | 0 | 0 | 0 | 0 | 0 | 0 | 0 | 0 | 0 | 0 | 0 | 0 | 0 | 0
F4_Commercial_Restaurant_New_Space Heating_Natural Gas_Furnace_E8 | F4 | Commercial | Restaurant | New | Space Heating | Natural Gas | Furnace | E8 | Utility - Cost of Equipment | 0 | 0 | 0 | 0 | 0 | 0 | 0 | 0 | 0 | 0 | 0 | 0 | 0 | 0 | 0 | 0 | 0 | 0 | 0 | 0 | 0 | 0 | 0 | 0 | 0 | 0 | 0 | 0 | 0 | 0 | 0 | 0 | 0 | 0 | 0 | 0 | 0 | 0 | 0 | 0 | 0 | 0
F4_Commercial_Restaurant_New_Space Heating_Natural Gas_Furnace_E9 | F4 | Commercial | Restaurant | New | Space Heating | Natural Gas | Furnace | E9 | Utility - Cost of Equipment | 0 | 0 | 0 | 0 | 0 | 0 | 0 | 0 | 0 | 0 | 0 | 0 | 0 | 0 | 0 | 0 | 0 | 0 | 0 | 0 | 0 | 0 | 0 | 0 | 0 | 0 | 0 | 0 | 0 | 0 | 0 | 0 | 0 | 0 | 0 | 0 | 0 | 0 | 0 | 0 | 0 | 0
F4_Commercial_Restaurant_New_Space Heating_Natural Gas_Furnace_E10 | F4 | Commercial | Restaurant | New | Space Heating | Natural Gas | Furnace | E10 | Utility - Cost of Equipment | 0 | 0 | 0 | 0 | 0 | 0 | 0 | 0 | 0 | 0 | 0 | 0 | 0 | 0 | 0 | 0 | 0 | 0 | 0 | 0 | 0 | 0 | 0 | 0 | 0 | 0 | 0 | 0 | 0 | 0 | 0 | 0 | 0 | 0 | 0 | 0 | 0 | 0 | 0 | 0 | 0 | 0
F5_Commercial_Restaurant_New_Space Heating_Natural Gas_Furnace_E1 | F5 | Commercial | Restaurant | New | Space Heating | Natural Gas | Furnace | E1 | Utility - Cost of Operation | 0.056562 | 0.056562 | 0.056562 | 0.056562 | 0.056562 | 0.056562 | 0.056562 | 0.056562 | 0.056562 | 0.056562 | 0.056562 | 0.056562 | 0.056562 | 0.056562 | 0.056562 | 0.056562 | 0.056562 | 0.056562 | 0.056562 | 0.056562 | 0.056562 | 0.056562 | 0.056562 | 0.056562 | 0.056562 | 0.056562 | 0.056562 | 0.056562 | 0.056562 | 0.056562 | 0.056562 | 0.056562 | 0.056562 | 0 | 0 | 0 | 0 | 0 | 0 | 0 | 0 | 0
F5_Commercial_Restaurant_New_Space Heating_Natural Gas_Furnace_E2 | F5 | Commercial | Restaurant | New | Space Heating | Natural Gas | Furnace | E2 | Utility - Cost of Operation | 0.068819 | 0.068819 | 0.068819 | 0.068819 | 0.068819 | 0.068819 | 0.068819 | 0.068819 | 0.068819 | 0.068819 | 0.068819 | 0.068819 | 0.068819 | 0.068819 | 0.068819 | 0.068819 | 0.068819 | 0.068819 | 0.068819 | 0.068819 | 0.068819 | 0.068819 | 0.068819 | 0.068819 | 0.068819 | 0.068819 | 0.068819 | 0.068819 | 0.068819 | 0.068819 | 0.068819 | 0.068819 | 0.068819 | 0 | 0 | 0 | 0 | 0 | 0 | 0 | 0 | 0
F5_Commercial_Restaurant_New_Space Heating_Natural Gas_Furnace_E3 | F5 | Commercial | Restaurant | New | Space Heating | Natural Gas | Furnace | E3 | Utility - Cost of Operation | 0.081077 | 0.081077 | 0.081077 | 0.081077 | 0.081077 | 0.081077 | 0.081077 | 0.081077 | 0.081077 | 0.081077 | 0.081077 | 0.081077 | 0.081077 | 0.081077 | 0.081077 | 0.081077 | 0.081077 | 0.081077 | 0.081077 | 0.081077 | 0.081077 | 0.081077 | 0.081077 | 0.081077 | 0.081077 | 0.081077 | 0.081077 | 0.081077 | 0.081077 | 0.081077 | 0.081077 | 0.081077 | 0.081077 | 0 | 0 | 0 | 0 | 0 | 0 | 0 | 0 | 0
F5_Commercial_Restaurant_New_Space Heating_Natural Gas_Furnace_E4 | F5 | Commercial | Restaurant | New | Space Heating | Natural Gas | Furnace | E4 | Utility - Cost of Operation | 1.6031 | 1.6031 | 1.6031 | 1.6031 | 1.6031 | 1.6031 | 1.6031 | 1.6031 | 1.6031 | 1.6031 | 1.6031 | 1.6031 | 1.6031 | 1.6031 | 1.6031 | 1.6031 | 1.6031 | 1.6031 | 1.6031 | 1.6031 | 1.6031 | 1.6031 | 1.6031 | 1.6031 | 1.6031 | 1.6031 | 1.6031 | 1.6031 | 1.6031 | 1.6031 | 1.6031 | 1.6031 | 1.6031 | 0 | 0 | 0 | 0 | 0 | 0 | 0 | 0 | 0
F5_Commercial_Restaurant_New_Space Heating_Natural Gas_Furnace_E5 | F5 | Commercial | Restaurant | New | Space Heating | Natural Gas | Furnace | E5 | Utility - Cost of Operation | 0 | 0 | 0 | 0 | 0 | 0 | 0 | 0 | 0 | 0 | 0 | 0 | 0 | 0 | 0 | 0 | 0 | 0 | 0 | 0 | 0 | 0 | 0 | 0 | 0 | 0 | 0 | 0 | 0 | 0 | 0 | 0 | 0 | 0 | 0 | 0 | 0 | 0 | 0 | 0 | 0 | 0
F5_Commercial_Restaurant_New_Space Heating_Natural Gas_Furnace_E6 | F5 | Commercial | Restaurant | New | Space Heating | Natural Gas | Furnace | E6 | Utility - Cost of Operation | 0 | 0 | 0 | 0 | 0 | 0 | 0 | 0 | 0 | 0 | 0 | 0 | 0 | 0 | 0 | 0 | 0 | 0 | 0 | 0 | 0 | 0 | 0 | 0 | 0 | 0 | 0 | 0 | 0 | 0 | 0 | 0 | 0 | 0 | 0 | 0 | 0 | 0 | 0 | 0 | 0 | 0
F5_Commercial_Restaurant_New_Space Heating_Natural Gas_Furnace_E7 | F5 | Commercial | Restaurant | New | Space Heating | Natural Gas | Furnace | E7 | Utility - Cost of Operation | 0 | 0 | 0 | 0 | 0 | 0 | 0 | 0 | 0 | 0 | 0 | 0 | 0 | 0 | 0 | 0 | 0 | 0 | 0 | 0 | 0 | 0 | 0 | 0 | 0 | 0 | 0 | 0 | 0 | 0 | 0 | 0 | 0 | 0 | 0 | 0 | 0 | 0 | 0 | 0 | 0 | 0
F5_Commercial_Restaurant_New_Space Heating_Natural Gas_Furnace_E8 | F5 | Commercial | Restaurant | New | Space Heating | Natural Gas | Furnace | E8 | Utility - Cost of Operation | 0 | 0 | 0 | 0 | 0 | 0 | 0 | 0 | 0 | 0 | 0 | 0 | 0 | 0 | 0 | 0 | 0 | 0 | 0 | 0 | 0 | 0 | 0 | 0 | 0 | 0 | 0 | 0 | 0 | 0 | 0 | 0 | 0 | 0 | 0 | 0 | 0 | 0 | 0 | 0 | 0 | 0
F5_Commercial_Restaurant_New_Space Heating_Natural Gas_Furnace_E9 | F5 | Commercial | Restaurant | New | Space Heating | Natural Gas | Furnace | E9 | Utility - Cost of Operation | 0 | 0 | 0 | 0 | 0 | 0 | 0 | 0 | 0 | 0 | 0 | 0 | 0 | 0 | 0 | 0 | 0 | 0 | 0 | 0 | 0 | 0 | 0 | 0 | 0 | 0 | 0 | 0 | 0 | 0 | 0 | 0 | 0 | 0 | 0 | 0 | 0 | 0 | 0 | 0 | 0 | 0
F5_Commercial_Restaurant_New_Space Heating_Natural Gas_Furnace_E10 | F5 | Commercial | Restaurant | New | Space Heating | Natural Gas | Furnace | E10 | Utility - Cost of Operation | 0 | 0 | 0 | 0 | 0 | 0 | 0 | 0 | 0 | 0 | 0 | 0 | 0 | 0 | 0 | 0 | 0 | 0 | 0 | 0 | 0 | 0 | 0 | 0 | 0 | 0 | 0 | 0 | 0 | 0 | 0 | 0 | 0 | 0 | 0 | 0 | 0 | 0 | 0 | 0 | 0 | 0
F6_Commercial_Restaurant_New_Space Heating_Natural Gas_Furnace_E1 | F6 | Commercial | Restaurant | New | Space Heating | Natural Gas | Furnace | E1 | Utility - Value of Sales | 0.55705 | 0.55407 | 0.55095 | 0.54783 | 0.54472 | 0.54163 | 0.53858 | 0.53557 | 0.5326 | 0.52971 | 0.52688 | 0.52414 | 0.52149 | 0.51895 | 0.51652 | 0.51421 | 0.51204 | 0.51001 | 0.50811 | 0.50635 | 0.50473 | 0.50324 | 0.50188 | 0.50066 | 0.49958 | 0.49863 | 0.49781 | 0.49714 | 0.49659 | 0.49619 | 0.49592 | 0.49578 | 0.49578 | 0 | 0 | 0 | 0 | 0 | 0 | 0 | 0 | 0
F6_Commercial_Restaurant_New_Space Heating_Natural Gas_Furnace_E2 | F6 | Commercial | Restaurant | New | Space Heating | Natural Gas | Furnace | E2 | Utility - Value of Sales | 0.49484 | 0.49219 | 0.48942 | 0.48665 | 0.48389 | 0.48115 | 0.47844 | 0.47576 | 0.47313 | 0.47055 | 0.46804 | 0.46561 | 0.46325 | 0.46099 | 0.45884 | 0.45679 | 0.45486 | 0.45306 | 0.45137 | 0.44981 | 0.44836 | 0.44704 | 0.44583 | 0.44475 | 0.44379 | 0.44295 | 0.44222 | 0.44162 | 0.44114 | 0.44078 | 0.44054 | 0.44042 | 0.44042 | 0 | 0 | 0 | 0 | 0 | 0 | 0 | 0 | 0
F6_Commercial_Restaurant_New_Space Heating_Natural Gas_Furnace_E3 | F6 | Commercial | Restaurant | New | Space Heating | Natural Gas | Furnace | E3 | Utility - Value of Sales | 0.46421 | 0.46172 | 0.45912 | 0.45652 | 0.45393 | 0.45136 | 0.44882 | 0.4463 | 0.44384 | 0.44142 | 0.43907 | 0.43678 | 0.43457 | 0.43245 | 0.43043 | 0.42851 | 0.4267 | 0.42501 | 0.42343 | 0.42196 | 0.4206 | 0.41936 | 0.41823 | 0.41722 | 0.41631 | 0.41552 | 0.41485 | 0.41428 | 0.41383 | 0.41349 | 0.41326 | 0.41315 | 0.41315 | 0 | 0 | 0 | 0 | 0 | 0 | 0 | 0 | 0
F6_Commercial_Restaurant_New_Space Heating_Natural Gas_Furnace_E4 | F6 | Commercial | Restaurant | New | Space Heating | Natural Gas | Furnace | E4 | Utility - Value of Sales | 0.47423 | 0.4718 | 0.46921 | 0.46661 | 0.46401 | 0.46141 | 0.45881 | 0.45622 | 0.45362 | 0.45102 | 0.44843 | 0.44583 | 0.44323 | 0.44065 | 0.4381 | 0.4356 | 0.43316 | 0.4308 | 0.42854 | 0.42638 | 0.42435 | 0.42246 | 0.42073 | 0.41917 | 0.41779 | 0.41658 | 0.41554 | 0.41467 | 0.41398 | 0.41346 | 0.41312 | 0.41294 | 0.41294 | 0 | 0 | 0 | 0 | 0 | 0 | 0 | 0 | 0
F6_Commercial_Restaurant_New_Space Heating_Natural Gas_Furnace_E5 | F6 | Commercial | Restaurant | New | Space Heating | Natural Gas | Furnace | E5 | Utility - Value of Sales | 0 | 0 | 0 | 0 | 0 | 0 | 0 | 0 | 0 | 0 | 0 | 0 | 0 | 0 | 0 | 0 | 0 | 0 | 0 | 0 | 0 | 0 | 0 | 0 | 0 | 0 | 0 | 0 | 0 | 0 | 0 | 0 | 0 | 0 | 0 | 0 | 0 | 0 | 0 | 0 | 0 | 0
F6_Commercial_Restaurant_New_Space Heating_Natural Gas_Furnace_E6 | F6 | Commercial | Restaurant | New | Space Heating | Natural Gas | Furnace | E6 | Utility - Value of Sales | 0 | 0 | 0 | 0 | 0 | 0 | 0 | 0 | 0 | 0 | 0 | 0 | 0 | 0 | 0 | 0 | 0 | 0 | 0 | 0 | 0 | 0 | 0 | 0 | 0 | 0 | 0 | 0 | 0 | 0 | 0 | 0 | 0 | 0 | 0 | 0 | 0 | 0 | 0 | 0 | 0 | 0
F6_Commercial_Restaurant_New_Space Heating_Natural Gas_Furnace_E7 | F6 | Commercial | Restaurant | New | Space Heating | Natural Gas | Furnace | E7 | Utility - Value of Sales | 0 | 0 | 0 | 0 | 0 | 0 | 0 | 0 | 0 | 0 | 0 | 0 | 0 | 0 | 0 | 0 | 0 | 0 | 0 | 0 | 0 | 0 | 0 | 0 | 0 | 0 | 0 | 0 | 0 | 0 | 0 | 0 | 0 | 0 | 0 | 0 | 0 | 0 | 0 | 0 | 0 | 0
F6_Commercial_Restaurant_New_Space Heating_Natural Gas_Furnace_E8 | F6 | Commercial | Restaurant | New | Space Heating | Natural Gas | Furnace | E8 | Utility - Value of Sales | 0 | 0 | 0 | 0 | 0 | 0 | 0 | 0 | 0 | 0 | 0 | 0 | 0 | 0 | 0 | 0 | 0 | 0 | 0 | 0 | 0 | 0 | 0 | 0 | 0 | 0 | 0 | 0 | 0 | 0 | 0 | 0 | 0 | 0 | 0 | 0 | 0 | 0 | 0 | 0 | 0 | 0
F6_Commercial_Restaurant_New_Space Heating_Natural Gas_Furnace_E9 | F6 | Commercial | Restaurant | New | Space Heating | Natural Gas | Furnace | E9 | Utility - Value of Sales | 0 | 0 | 0 | 0 | 0 | 0 | 0 | 0 | 0 | 0 | 0 | 0 | 0 | 0 | 0 | 0 | 0 | 0 | 0 | 0 | 0 | 0 | 0 | 0 | 0 | 0 | 0 | 0 | 0 | 0 | 0 | 0 | 0 | 0 | 0 | 0 | 0 | 0 | 0 | 0 | 0 | 0
F6_Commercial_Restaurant_New_Space Heating_Natural Gas_Furnace_E10 | F6 | Commercial | Restaurant | New | Space Heating | Natural Gas | Furnace | E10 | Utility - Value of Sales | 0 | 0 | 0 | 0 | 0 | 0 | 0 | 0 | 0 | 0 | 0 | 0 | 0 | 0 | 0 | 0 | 0 | 0 | 0 | 0 | 0 | 0 | 0 | 0 | 0 | 0 | 0 | 0 | 0 | 0 | 0 | 0 | 0 | 0 | 0 | 0 | 0 | 0 | 0 | 0 | 0 | 0
F1_Commercial_Restaurant_New_Space Heating_Natural Gas_Boiler_E1 | F1 | Commercial | Restaurant | New | Space Heating | Natural Gas | Boiler | E1 | RVT - Cost of Equipment | 4.8834 | 4.888 | 4.8932 | 4.9005 | 4.9106 | 4.9256 | 4.9361 | 4.9441 | 4.9528 | 4.9608 | 4.9662 | 4.9696 | 4.9726 | 4.9755 | 4.9791 | 4.9806 | 4.9832 | 4.9881 | 4.9932 | 4.9993 | 5.0064 | 5.0124 | 5.017 | 5.0206 | 5.0229 | 5.0236 | 5.0223 | 5.0198 | 5.0177 | 5.0167 | 5.0175 | 5.0177 | 5.0177 | 0 | 0 | 0 | 0 | 0 | 0 | 0 | 0 | 0
F1_Commercial_Restaurant_New_Space Heating_Natural Gas_Boiler_E2 | F1 | Commercial | Restaurant | New | Space Heating | Natural Gas | Boiler | E2 | RVT - Cost of Equipment | 4.5961 | 4.6005 | 4.6053 | 4.6122 | 4.6217 | 4.6359 | 4.6457 | 4.6533 | 4.6615 | 4.669 | 4.6741 | 4.6772 | 4.6801 | 4.6828 | 4.6862 | 4.6876 | 4.6901 | 4.6947 | 4.6995 | 4.7052 | 4.7119 | 4.7175 | 4.7219 | 4.7252 | 4.7274 | 4.7281 | 4.7269 | 4.7245 | 4.7226 | 4.7216 | 4.7223 | 4.7226 | 4.7226 | 0 | 0 | 0 | 0 | 0 | 0 | 0 | 0 | 0
F1_Commercial_Restaurant_New_Space Heating_Natural Gas_Boiler_E3 | F1 | Commercial | Restaurant | New | Space Heating | Natural Gas | Boiler | E3 | RVT - Cost of Equipment | 4.0275 | 4.0314 | 4.0356 | 4.0416 | 4.05 | 4.0623 | 4.071 | 4.0776 | 4.0848 | 4.0914 | 4.0958 | 4.0986 | 4.1011 | 4.1035 | 4.1065 | 4.1077 | 4.1098 | 4.1139 | 4.1181 | 4.1231 | 4.129 | 4.1339 | 4.1378 | 4.1407 | 4.1426 | 4.1432 | 4.1421 | 4.14 | 4.1383 | 4.1375 | 4.1381 | 4.1383 | 4.1383 | 0 | 0 | 0 | 0 | 0 | 0 | 0 | 0 | 0
F1_Commercial_Restaurant_New_Space Heating_Natural Gas_Boiler_E4 | F1 | Commercial | Restaurant | New | Space Heating | Natural Gas | Boiler | E4 | RVT - Cost of Equipment | 2.9719 | 2.9745 | 2.9772 | 2.9817 | 2.9883 | 2.9991 | 3.0061 | 3.0111 | 3.0171 | 3.0226 | 3.0264 | 3.0286 | 3.0309 | 3.0332 | 3.0364 | 3.0379 | 3.0403 | 3.0447 | 3.0491 | 3.0542 | 3.0601 | 3.0651 | 3.069 | 3.072 | 3.074 | 3.0746 | 3.0735 | 3.0713 | 3.0696 | 3.0688 | 3.0694 | 3.0696 | 3.0696 | 0 | 0 | 0 | 0 | 0 | 0 | 0 | 0 | 0
F1_Commercial_Restaurant_New_Space Heating_Natural Gas_Boiler_E5 | F1 | Commercial | Restaurant | New | Space Heating | Natural Gas | Boiler | E5 | RVT - Cost of Equipment | 0 | 0 | 0 | 0 | 0 | 0 | 0 | 0 | 0 | 0 | 0 | 0 | 0 | 0 | 0 | 0 | 0 | 0 | 0 | 0 | 0 | 0 | 0 | 0 | 0 | 0 | 0 | 0 | 0 | 0 | 0 | 0 | 0 | 0 | 0 | 0 | 0 | 0 | 0 | 0 | 0 | 0
F1_Commercial_Restaurant_New_Space Heating_Natural Gas_Boiler_E6 | F1 | Commercial | Restaurant | New | Space Heating | Natural Gas | Boiler | E6 | RVT - Cost of Equipment | 0 | 0 | 0 | 0 | 0 | 0 | 0 | 0 | 0 | 0 | 0 | 0 | 0 | 0 | 0 | 0 | 0 | 0 | 0 | 0 | 0 | 0 | 0 | 0 | 0 | 0 | 0 | 0 | 0 | 0 | 0 | 0 | 0 | 0 | 0 | 0 | 0 | 0 | 0 | 0 | 0 | 0
F1_Commercial_Restaurant_New_Space Heating_Natural Gas_Boiler_E7 | F1 | Commercial | Restaurant | New | Space Heating | Natural Gas | Boiler | E7 | RVT - Cost of Equipment | 0 | 0 | 0 | 0 | 0 | 0 | 0 | 0 | 0 | 0 | 0 | 0 | 0 | 0 | 0 | 0 | 0 | 0 | 0 | 0 | 0 | 0 | 0 | 0 | 0 | 0 | 0 | 0 | 0 | 0 | 0 | 0 | 0 | 0 | 0 | 0 | 0 | 0 | 0 | 0 | 0 | 0
F1_Commercial_Restaurant_New_Space Heating_Natural Gas_Boiler_E8 | F1 | Commercial | Restaurant | New | Space Heating | Natural Gas | Boiler | E8 | RVT - Cost of Equipment | 0 | 0 | 0 | 0 | 0 | 0 | 0 | 0 | 0 | 0 | 0 | 0 | 0 | 0 | 0 | 0 | 0 | 0 | 0 | 0 | 0 | 0 | 0 | 0 | 0 | 0 | 0 | 0 | 0 | 0 | 0 | 0 | 0 | 0 | 0 | 0 | 0 | 0 | 0 | 0 | 0 | 0
F1_Commercial_Restaurant_New_Space Heating_Natural Gas_Boiler_E9 | F1 | Commercial | Restaurant | New | Space Heating | Natural Gas | Boiler | E9 | RVT - Cost of Equipment | 0 | 0 | 0 | 0 | 0 | 0 | 0 | 0 | 0 | 0 | 0 | 0 | 0 | 0 | 0 | 0 | 0 | 0 | 0 | 0 | 0 | 0 | 0 | 0 | 0 | 0 | 0 | 0 | 0 | 0 | 0 | 0 | 0 | 0 | 0 | 0 | 0 | 0 | 0 | 0 | 0 | 0
F1_Commercial_Restaurant_New_Space Heating_Natural Gas_Boiler_E10 | F1 | Commercial | Restaurant | New | Space Heating | Natural Gas | Boiler | E10 | RVT - Cost of Equipment | 0 | 0 | 0 | 0 | 0 | 0 | 0 | 0 | 0 | 0 | 0 | 0 | 0 | 0 | 0 | 0 | 0 | 0 | 0 | 0 | 0 | 0 | 0 | 0 | 0 | 0 | 0 | 0 | 0 | 0 | 0 | 0 | 0 | 0 | 0 | 0 | 0 | 0 | 0 | 0 | 0 | 0
F2_Commercial_Restaurant_New_Space Heating_Natural Gas_Boiler_E1 | F2 | Commercial | Restaurant | New | Space Heating | Natural Gas | Boiler | E1 | RVT - Cost of Operation | 5.8506 | 5.8562 | 5.8623 | 5.8711 | 5.8832 | 5.9012 | 5.9138 | 5.9234 | 5.9338 | 5.9433 | 5.9498 | 5.9539 | 5.9575 | 5.9609 | 5.9653 | 5.9671 | 5.9702 | 5.976 | 5.9822 | 5.9895 | 5.998 | 6.0051 | 6.0107 | 6.0149 | 6.0178 | 6.0186 | 6.0171 | 6.014 | 6.0116 | 6.0104 | 6.0113 | 6.0116 | 6.0116 | 0 | 0 | 0 | 0 | 0 | 0 | 0 | 0 | 0
F2_Commercial_Restaurant_New_Space Heating_Natural Gas_Boiler_E2 | F2 | Commercial | Restaurant | New | Space Heating | Natural Gas | Boiler | E2 | RVT - Cost of Operation | 5.5064 | 5.5117 | 5.5175 | 5.5257 | 5.5371 | 5.5541 | 5.5659 | 5.5749 | 5.5848 | 5.5937 | 5.5998 | 5.6036 | 5.6071 | 5.6103 | 5.6144 | 5.6161 | 5.619 | 5.6245 | 5.6303 | 5.6371 | 5.6452 | 5.6519 | 5.6572 | 5.6611 | 5.6638 | 5.6645 | 5.6631 | 5.6602 | 5.6579 | 5.6568 | 5.6576 | 5.658 | 5.658 | 0 | 0 | 0 | 0 | 0 | 0 | 0 | 0 | 0
F2_Commercial_Restaurant_New_Space Heating_Natural Gas_Boiler_E3 | F2 | Commercial | Restaurant | New | Space Heating | Natural Gas | Boiler | E3 | RVT - Cost of Operation | 4.8252 | 4.8298 | 4.8349 | 4.8421 | 4.8521 | 4.867 | 4.8773 | 4.8852 | 4.8939 | 4.9017 | 4.9071 | 4.9104 | 4.9134 | 4.9162 | 4.9198 | 4.9213 | 4.9239 | 4.9287 | 4.9338 | 4.9398 | 4.9468 | 4.9527 | 4.9573 | 4.9608 | 4.9631 | 4.9638 | 4.9625 | 4.96 | 4.958 | 4.957 | 4.9577 | 4.958 | 4.958 | 0 | 0 | 0 | 0 | 0 | 0 | 0 | 0 | 0
F2_Commercial_Restaurant_New_Space Heating_Natural Gas_Boiler_E4 | F2 | Commercial | Restaurant | New | Space Heating | Natural Gas | Boiler | E4 | RVT - Cost of Operation | 3.5605 | 3.5636 | 3.5669 | 3.5722 | 3.5802 | 3.5931 | 3.6015 | 3.6075 | 3.6146 | 3.6213 | 3.6258 | 3.6285 | 3.6313 | 3.634 | 3.6378 | 3.6396 | 3.6425 | 3.6477 | 3.653 | 3.6591 | 3.6662 | 3.6722 | 3.6769 | 3.6805 | 3.6828 | 3.6835 | 3.6823 | 3.6797 | 3.6776 | 3.6766 | 3.6774 | 3.6776 | 3.6776 | 0 | 0 | 0 | 0 | 0 | 0 | 0 | 0 | 0
F2_Commercial_Restaurant_New_Space Heating_Natural Gas_Boiler_E5 | F2 | Commercial | Restaurant | New | Space Heating | Natural Gas | Boiler | E5 | RVT - Cost of Operation | 0 | 0 | 0 | 0 | 0 | 0 | 0 | 0 | 0 | 0 | 0 | 0 | 0 | 0 | 0 | 0 | 0 | 0 | 0 | 0 | 0 | 0 | 0 | 0 | 0 | 0 | 0 | 0 | 0 | 0 | 0 | 0 | 0 | 0 | 0 | 0 | 0 | 0 | 0 | 0 | 0 | 0
F2_Commercial_Restaurant_New_Space Heating_Natural Gas_Boiler_E6 | F2 | Commercial | Restaurant | New | Space Heating | Natural Gas | Boiler | E6 | RVT - Cost of Operation | 0 | 0 | 0 | 0 | 0 | 0 | 0 | 0 | 0 | 0 | 0 | 0 | 0 | 0 | 0 | 0 | 0 | 0 | 0 | 0 | 0 | 0 | 0 | 0 | 0 | 0 | 0 | 0 | 0 | 0 | 0 | 0 | 0 | 0 | 0 | 0 | 0 | 0 | 0 | 0 | 0 | 0
F2_Commercial_Restaurant_New_Space Heating_Natural Gas_Boiler_E7 | F2 | Commercial | Restaurant | New | Space Heating | Natural Gas | Boiler | E7 | RVT - Cost of Operation | 0 | 0 | 0 | 0 | 0 | 0 | 0 | 0 | 0 | 0 | 0 | 0 | 0 | 0 | 0 | 0 | 0 | 0 | 0 | 0 | 0 | 0 | 0 | 0 | 0 | 0 | 0 | 0 | 0 | 0 | 0 | 0 | 0 | 0 | 0 | 0 | 0 | 0 | 0 | 0 | 0 | 0
F2_Commercial_Restaurant_New_Space Heating_Natural Gas_Boiler_E8 | F2 | Commercial | Restaurant | New | Space Heating | Natural Gas | Boiler | E8 | RVT - Cost of Operation | 0 | 0 | 0 | 0 | 0 | 0 | 0 | 0 | 0 | 0 | 0 | 0 | 0 | 0 | 0 | 0 | 0 | 0 | 0 | 0 | 0 | 0 | 0 | 0 | 0 | 0 | 0 | 0 | 0 | 0 | 0 | 0 | 0 | 0 | 0 | 0 | 0 | 0 | 0 | 0 | 0 | 0
F2_Commercial_Restaurant_New_Space Heating_Natural Gas_Boiler_E9 | F2 | Commercial | Restaurant | New | Space Heating | Natural Gas | Boiler | E9 | RVT - Cost of Operation | 0 | 0 | 0 | 0 | 0 | 0 | 0 | 0 | 0 | 0 | 0 | 0 | 0 | 0 | 0 | 0 | 0 | 0 | 0 | 0 | 0 | 0 | 0 | 0 | 0 | 0 | 0 | 0 | 0 | 0 | 0 | 0 | 0 | 0 | 0 | 0 | 0 | 0 | 0 | 0 | 0 | 0
F2_Commercial_Restaurant_New_Space Heating_Natural Gas_Boiler_E10 | F2 | Commercial | Restaurant | New | Space Heating | Natural Gas | Boiler | E10 | RVT - Cost of Operation | 0 | 0 | 0 | 0 | 0 | 0 | 0 | 0 | 0 | 0 | 0 | 0 | 0 | 0 | 0 | 0 | 0 | 0 | 0 | 0 | 0 | 0 | 0 | 0 | 0 | 0 | 0 | 0 | 0 | 0 | 0 | 0 | 0 | 0 | 0 | 0 | 0 | 0 | 0 | 0 | 0 | 0
F3_Commercial_Restaurant_New_Space Heating_Natural Gas_Boiler_E1 | F3 | Commercial | Restaurant | New | Space Heating | Natural Gas | Boiler | E1 | System - kBTUs of Consumption | 0.31193 | 0.31193 | 0.31193 | 0.31193 | 0.31193 | 0.31193 | 0.31193 | 0.31193 | 0.31193 | 0.31193 | 0.31193 | 0.31193 | 0.31193 | 0.31193 | 0.31193 | 0.31193 | 0.31193 | 0.31193 | 0.31193 | 0.31193 | 0.31193 | 0.31193 | 0.31193 | 0.31193 | 0.31193 | 0.31193 | 0.31193 | 0.31193 | 0.31193 | 0.31193 | 0.31193 | 0.31193 | 0.31193 | 0 | 0 | 0 | 0 | 0 | 0 | 0 | 0 | 0
F3_Commercial_Restaurant_New_Space Heating_Natural Gas_Boiler_E2 | F3 | Commercial | Restaurant | New | Space Heating | Natural Gas | Boiler | E2 | System - kBTUs of Consumption | 0.35217 | 0.35217 | 0.35217 | 0.35217 | 0.35217 | 0.35217 | 0.35217 | 0.35217 | 0.35217 | 0.35217 | 0.35217 | 0.35217 | 0.35217 | 0.35217 | 0.35217 | 0.35217 | 0.35217 | 0.35217 | 0.35217 | 0.35217 | 0.35217 | 0.35217 | 0.35217 | 0.35217 | 0.35217 | 0.35217 | 0.35217 | 0.35217 | 0.35217 | 0.35217 | 0.35217 | 0.35217 | 0.35217 | 0 | 0 | 0 | 0 | 0 | 0 | 0 | 0 | 0
F3_Commercial_Restaurant_New_Space Heating_Natural Gas_Boiler_E3 | F3 | Commercial | Restaurant | New | Space Heating | Natural Gas | Boiler | E3 | System - kBTUs of Consumption | 0.43299 | 0.43299 | 0.43299 | 0.43299 | 0.43299 | 0.43299 | 0.43299 | 0.43299 | 0.43299 | 0.43299 | 0.43299 | 0.43299 | 0.43299 | 0.43299 | 0.43299 | 0.43299 | 0.43299 | 0.43299 | 0.43299 | 0.43299 | 0.43299 | 0.43299 | 0.43299 | 0.43299 | 0.43299 | 0.43299 | 0.43299 | 0.43299 | 0.43299 | 0.43299 | 0.43299 | 0.43299 | 0.43299 | 0 | 0 | 0 | 0 | 0 | 0 | 0 | 0 | 0
F3_Commercial_Restaurant_New_Space Heating_Natural Gas_Boiler_E4 | F3 | Commercial | Restaurant | New | Space Heating | Natural Gas | Boiler | E4 | System - kBTUs of Consumption | 1.661 | 1.661 | 1.661 | 1.661 | 1.661 | 1.661 | 1.661 | 1.661 | 1.661 | 1.661 | 1.661 | 1.661 | 1.661 | 1.661 | 1.661 | 1.661 | 1.661 | 1.661 | 1.661 | 1.661 | 1.661 | 1.661 | 1.661 | 1.661 | 1.661 | 1.661 | 1.661 | 1.661 | 1.661 | 1.661 | 1.661 | 1.661 | 1.661 | 0 | 0 | 0 | 0 | 0 | 0 | 0 | 0 | 0
F3_Commercial_Restaurant_New_Space Heating_Natural Gas_Boiler_E5 | F3 | Commercial | Restaurant | New | Space Heating | Natural Gas | Boiler | E5 | System - kBTUs of Consumption | 0 | 0 | 0 | 0 | 0 | 0 | 0 | 0 | 0 | 0 | 0 | 0 | 0 | 0 | 0 | 0 | 0 | 0 | 0 | 0 | 0 | 0 | 0 | 0 | 0 | 0 | 0 | 0 | 0 | 0 | 0 | 0 | 0 | 0 | 0 | 0 | 0 | 0 | 0 | 0 | 0 | 0
F3_Commercial_Restaurant_New_Space Heating_Natural Gas_Boiler_E6 | F3 | Commercial | Restaurant | New | Space Heating | Natural Gas | Boiler | E6 | System - kBTUs of Consumption | 0 | 0 | 0 | 0 | 0 | 0 | 0 | 0 | 0 | 0 | 0 | 0 | 0 | 0 | 0 | 0 | 0 | 0 | 0 | 0 | 0 | 0 | 0 | 0 | 0 | 0 | 0 | 0 | 0 | 0 | 0 | 0 | 0 | 0 | 0 | 0 | 0 | 0 | 0 | 0 | 0 | 0
F3_Commercial_Restaurant_New_Space Heating_Natural Gas_Boiler_E7 | F3 | Commercial | Restaurant | New | Space Heating | Natural Gas | Boiler | E7 | System - kBTUs of Consumption | 0 | 0 | 0 | 0 | 0 | 0 | 0 | 0 | 0 | 0 | 0 | 0 | 0 | 0 | 0 | 0 | 0 | 0 | 0 | 0 | 0 | 0 | 0 | 0 | 0 | 0 | 0 | 0 | 0 | 0 | 0 | 0 | 0 | 0 | 0 | 0 | 0 | 0 | 0 | 0 | 0 | 0
F3_Commercial_Restaurant_New_Space Heating_Natural Gas_Boiler_E8 | F3 | Commercial | Restaurant | New | Space Heating | Natural Gas | Boiler | E8 | System - kBTUs of Consumption | 0 | 0 | 0 | 0 | 0 | 0 | 0 | 0 | 0 | 0 | 0 | 0 | 0 | 0 | 0 | 0 | 0 | 0 | 0 | 0 | 0 | 0 | 0 | 0 | 0 | 0 | 0 | 0 | 0 | 0 | 0 | 0 | 0 | 0 | 0 | 0 | 0 | 0 | 0 | 0 | 0 | 0
F3_Commercial_Restaurant_New_Space Heating_Natural Gas_Boiler_E9 | F3 | Commercial | Restaurant | New | Space Heating | Natural Gas | Boiler | E9 | System - kBTUs of Consumption | 0 | 0 | 0 | 0 | 0 | 0 | 0 | 0 | 0 | 0 | 0 | 0 | 0 | 0 | 0 | 0 | 0 | 0 | 0 | 0 | 0 | 0 | 0 | 0 | 0 | 0 | 0 | 0 | 0 | 0 | 0 | 0 | 0 | 0 | 0 | 0 | 0 | 0 | 0 | 0 | 0 | 0
F3_Commercial_Restaurant_New_Space Heating_Natural Gas_Boiler_E10 | F3 | Commercial | Restaurant | New | Space Heating | Natural Gas | Boiler | E10 | System - kBTUs of Consumption | 0 | 0 | 0 | 0 | 0 | 0 | 0 | 0 | 0 | 0 | 0 | 0 | 0 | 0 | 0 | 0 | 0 | 0 | 0 | 0 | 0 | 0 | 0 | 0 | 0 | 0 | 0 | 0 | 0 | 0 | 0 | 0 | 0 | 0 | 0 | 0 | 0 | 0 | 0 | 0 | 0 | 0
F4_Commercial_Restaurant_New_Space Heating_Natural Gas_Boiler_E1 | F4 | Commercial | Restaurant | New | Space Heating | Natural Gas | Boiler | E1 | Utility - Cost of Equipment | 5.8506 | 5.8562 | 5.8623 | 5.8711 | 5.8832 | 5.9012 | 5.9138 | 5.9234 | 5.9338 | 5.9433 | 5.9498 | 5.9539 | 5.9575 | 5.9609 | 5.9653 | 5.9671 | 5.9702 | 5.976 | 5.9822 | 5.9895 | 5.998 | 6.0051 | 6.0107 | 6.0149 | 6.0178 | 6.0186 | 6.0171 | 6.014 | 6.0116 | 6.0104 | 6.0113 | 6.0116 | 6.0116 | 0 | 0 | 0 | 0 | 0 | 0 | 0 | 0 | 0
F4_Commercial_Restaurant_New_Space Heating_Natural Gas_Boiler_E2 | F4 | Commercial | Restaurant | New | Space Heating | Natural Gas | Boiler | E2 | Utility - Cost of Equipment | 5.5064 | 5.5117 | 5.5175 | 5.5257 | 5.5371 | 5.5541 | 5.5659 | 5.5749 | 5.5848 | 5.5937 | 5.5998 | 5.6036 | 5.6071 | 5.6103 | 5.6144 | 5.6161 | 5.619 | 5.6245 | 5.6303 | 5.6371 | 5.6452 | 5.6519 | 5.6572 | 5.6611 | 5.6638 | 5.6645 | 5.6631 | 5.6602 | 5.6579 | 5.6568 | 5.6576 | 5.658 | 5.658 | 0 | 0 | 0 | 0 | 0 | 0 | 0 | 0 | 0
F4_Commercial_Restaurant_New_Space Heating_Natural Gas_Boiler_E3 | F4 | Commercial | Restaurant | New | Space Heating | Natural Gas | Boiler | E3 | Utility - Cost of Equipment | 4.8252 | 4.8298 | 4.8349 | 4.8421 | 4.8521 | 4.867 | 4.8773 | 4.8852 | 4.8939 | 4.9017 | 4.9071 | 4.9104 | 4.9134 | 4.9162 | 4.9198 | 4.9213 | 4.9239 | 4.9287 | 4.9338 | 4.9398 | 4.9468 | 4.9527 | 4.9573 | 4.9608 | 4.9631 | 4.9638 | 4.9625 | 4.96 | 4.958 | 4.957 | 4.9577 | 4.958 | 4.958 | 0 | 0 | 0 | 0 | 0 | 0 | 0 | 0 | 0
F4_Commercial_Restaurant_New_Space Heating_Natural Gas_Boiler_E4 | F4 | Commercial | Restaurant | New | Space Heating | Natural Gas | Boiler | E4 | Utility - Cost of Equipment | 3.5605 | 3.5636 | 3.5669 | 3.5722 | 3.5802 | 3.5931 | 3.6015 | 3.6075 | 3.6146 | 3.6213 | 3.6258 | 3.6285 | 3.6313 | 3.634 | 3.6378 | 3.6396 | 3.6425 | 3.6477 | 3.653 | 3.6591 | 3.6662 | 3.6722 | 3.6769 | 3.6805 | 3.6828 | 3.6835 | 3.6823 | 3.6797 | 3.6776 | 3.6766 | 3.6774 | 3.6776 | 3.6776 | 0 | 0 | 0 | 0 | 0 | 0 | 0 | 0 | 0
F4_Commercial_Restaurant_New_Space Heating_Natural Gas_Boiler_E5 | F4 | Commercial | Restaurant | New | Space Heating | Natural Gas | Boiler | E5 | Utility - Cost of Equipment | 0 | 0 | 0 | 0 | 0 | 0 | 0 | 0 | 0 | 0 | 0 | 0 | 0 | 0 | 0 | 0 | 0 | 0 | 0 | 0 | 0 | 0 | 0 | 0 | 0 | 0 | 0 | 0 | 0 | 0 | 0 | 0 | 0 | 0 | 0 | 0 | 0 | 0 | 0 | 0 | 0 | 0
F4_Commercial_Restaurant_New_Space Heating_Natural Gas_Boiler_E6 | F4 | Commercial | Restaurant | New | Space Heating | Natural Gas | Boiler | E6 | Utility - Cost of Equipment | 0 | 0 | 0 | 0 | 0 | 0 | 0 | 0 | 0 | 0 | 0 | 0 | 0 | 0 | 0 | 0 | 0 | 0 | 0 | 0 | 0 | 0 | 0 | 0 | 0 | 0 | 0 | 0 | 0 | 0 | 0 | 0 | 0 | 0 | 0 | 0 | 0 | 0 | 0 | 0 | 0 | 0
F4_Commercial_Restaurant_New_Space Heating_Natural Gas_Boiler_E7 | F4 | Commercial | Restaurant | New | Space Heating | Natural Gas | Boiler | E7 | Utility - Cost of Equipment | 0 | 0 | 0 | 0 | 0 | 0 | 0 | 0 | 0 | 0 | 0 | 0 | 0 | 0 | 0 | 0 | 0 | 0 | 0 | 0 | 0 | 0 | 0 | 0 | 0 | 0 | 0 | 0 | 0 | 0 | 0 | 0 | 0 | 0 | 0 | 0 | 0 | 0 | 0 | 0 | 0 | 0
F4_Commercial_Restaurant_New_Space Heating_Natural Gas_Boiler_E8 | F4 | Commercial | Restaurant | New | Space Heating | Natural Gas | Boiler | E8 | Utility - Cost of Equipment | 0 | 0 | 0 | 0 | 0 | 0 | 0 | 0 | 0 | 0 | 0 | 0 | 0 | 0 | 0 | 0 | 0 | 0 | 0 | 0 | 0 | 0 | 0 | 0 | 0 | 0 | 0 | 0 | 0 | 0 | 0 | 0 | 0 | 0 | 0 | 0 | 0 | 0 | 0 | 0 | 0 | 0
F4_Commercial_Restaurant_New_Space Heating_Natural Gas_Boiler_E9 | F4 | Commercial | Restaurant | New | Space Heating | Natural Gas | Boiler | E9 | Utility - Cost of Equipment | 0 | 0 | 0 | 0 | 0 | 0 | 0 | 0 | 0 | 0 | 0 | 0 | 0 | 0 | 0 | 0 | 0 | 0 | 0 | 0 | 0 | 0 | 0 | 0 | 0 | 0 | 0 | 0 | 0 | 0 | 0 | 0 | 0 | 0 | 0 | 0 | 0 | 0 | 0 | 0 | 0 | 0
F4_Commercial_Restaurant_New_Space Heating_Natural Gas_Boiler_E10 | F4 | Commercial | Restaurant | New | Space Heating | Natural Gas | Boiler | E10 | Utility - Cost of Equipment | 0 | 0 | 0 | 0 | 0 | 0 | 0 | 0 | 0 | 0 | 0 | 0 | 0 | 0 | 0 | 0 | 0 | 0 | 0 | 0 | 0 | 0 | 0 | 0 | 0 | 0 | 0 | 0 | 0 | 0 | 0 | 0 | 0 | 0 | 0 | 0 | 0 | 0 | 0 | 0 | 0 | 0
F5_Commercial_Restaurant_New_Space Heating_Natural Gas_Boiler_E1 | F5 | Commercial | Restaurant | New | Space Heating | Natural Gas | Boiler | E1 | Utility - Cost of Operation | 0.31193 | 0.31193 | 0.31193 | 0.31193 | 0.31193 | 0.31193 | 0.31193 | 0.31193 | 0.31193 | 0.31193 | 0.31193 | 0.31193 | 0.31193 | 0.31193 | 0.31193 | 0.31193 | 0.31193 | 0.31193 | 0.31193 | 0.31193 | 0.31193 | 0.31193 | 0.31193 | 0.31193 | 0.31193 | 0.31193 | 0.31193 | 0.31193 | 0.31193 | 0.31193 | 0.31193 | 0.31193 | 0.31193 | 0 | 0 | 0 | 0 | 0 | 0 | 0 | 0 | 0
F5_Commercial_Restaurant_New_Space Heating_Natural Gas_Boiler_E2 | F5 | Commercial | Restaurant | New | Space Heating | Natural Gas | Boiler | E2 | Utility - Cost of Operation | 0.35217 | 0.35217 | 0.35217 | 0.35217 | 0.35217 | 0.35217 | 0.35217 | 0.35217 | 0.35217 | 0.35217 | 0.35217 | 0.35217 | 0.35217 | 0.35217 | 0.35217 | 0.35217 | 0.35217 | 0.35217 | 0.35217 | 0.35217 | 0.35217 | 0.35217 | 0.35217 | 0.35217 | 0.35217 | 0.35217 | 0.35217 | 0.35217 | 0.35217 | 0.35217 | 0.35217 | 0.35217 | 0.35217 | 0 | 0 | 0 | 0 | 0 | 0 | 0 | 0 | 0
F5_Commercial_Restaurant_New_Space Heating_Natural Gas_Boiler_E3 | F5 | Commercial | Restaurant | New | Space Heating | Natural Gas | Boiler | E3 | Utility - Cost of Operation | 0.43299 | 0.43299 | 0.43299 | 0.43299 | 0.43299 | 0.43299 | 0.43299 | 0.43299 | 0.43299 | 0.43299 | 0.43299 | 0.43299 | 0.43299 | 0.43299 | 0.43299 | 0.43299 | 0.43299 | 0.43299 | 0.43299 | 0.43299 | 0.43299 | 0.43299 | 0.43299 | 0.43299 | 0.43299 | 0.43299 | 0.43299 | 0.43299 | 0.43299 | 0.43299 | 0.43299 | 0.43299 | 0.43299 | 0 | 0 | 0 | 0 | 0 | 0 | 0 | 0 | 0
F5_Commercial_Restaurant_New_Space Heating_Natural Gas_Boiler_E4 | F5 | Commercial | Restaurant | New | Space Heating | Natural Gas | Boiler | E4 | Utility - Cost of Operation | 1.661 | 1.661 | 1.661 | 1.661 | 1.661 | 1.661 | 1.661 | 1.661 | 1.661 | 1.661 | 1.661 | 1.661 | 1.661 | 1.661 | 1.661 | 1.661 | 1.661 | 1.661 | 1.661 | 1.661 | 1.661 | 1.661 | 1.661 | 1.661 | 1.661 | 1.661 | 1.661 | 1.661 | 1.661 | 1.661 | 1.661 | 1.661 | 1.661 | 0 | 0 | 0 | 0 | 0 | 0 | 0 | 0 | 0
F5_Commercial_Restaurant_New_Space Heating_Natural Gas_Boiler_E5 | F5 | Commercial | Restaurant | New | Space Heating | Natural Gas | Boiler | E5 | Utility - Cost of Operation | 0 | 0 | 0 | 0 | 0 | 0 | 0 | 0 | 0 | 0 | 0 | 0 | 0 | 0 | 0 | 0 | 0 | 0 | 0 | 0 | 0 | 0 | 0 | 0 | 0 | 0 | 0 | 0 | 0 | 0 | 0 | 0 | 0 | 0 | 0 | 0 | 0 | 0 | 0 | 0 | 0 | 0
F5_Commercial_Restaurant_New_Space Heating_Natural Gas_Boiler_E6 | F5 | Commercial | Restaurant | New | Space Heating | Natural Gas | Boiler | E6 | Utility - Cost of Operation | 0 | 0 | 0 | 0 | 0 | 0 | 0 | 0 | 0 | 0 | 0 | 0 | 0 | 0 | 0 | 0 | 0 | 0 | 0 | 0 | 0 | 0 | 0 | 0 | 0 | 0 | 0 | 0 | 0 | 0 | 0 | 0 | 0 | 0 | 0 | 0 | 0 | 0 | 0 | 0 | 0 | 0
F5_Commercial_Restaurant_New_Space Heating_Natural Gas_Boiler_E7 | F5 | Commercial | Restaurant | New | Space Heating | Natural Gas | Boiler | E7 | Utility - Cost of Operation | 0 | 0 | 0 | 0 | 0 | 0 | 0 | 0 | 0 | 0 | 0 | 0 | 0 | 0 | 0 | 0 | 0 | 0 | 0 | 0 | 0 | 0 | 0 | 0 | 0 | 0 | 0 | 0 | 0 | 0 | 0 | 0 | 0 | 0 | 0 | 0 | 0 | 0 | 0 | 0 | 0 | 0
F5_Commercial_Restaurant_New_Space Heating_Natural Gas_Boiler_E8 | F5 | Commercial | Restaurant | New | Space Heating | Natural Gas | Boiler | E8 | Utility - Cost of Operation | 0 | 0 | 0 | 0 | 0 | 0 | 0 | 0 | 0 | 0 | 0 | 0 | 0 | 0 | 0 | 0 | 0 | 0 | 0 | 0 | 0 | 0 | 0 | 0 | 0 | 0 | 0 | 0 | 0 | 0 | 0 | 0 | 0 | 0 | 0 | 0 | 0 | 0 | 0 | 0 | 0 | 0
F5_Commercial_Restaurant_New_Space Heating_Natural Gas_Boiler_E9 | F5 | Commercial | Restaurant | New | Space Heating | Natural Gas | Boiler | E9 | Utility - Cost of Operation | 0 | 0 | 0 | 0 | 0 | 0 | 0 | 0 | 0 | 0 | 0 | 0 | 0 | 0 | 0 | 0 | 0 | 0 | 0 | 0 | 0 | 0 | 0 | 0 | 0 | 0 | 0 | 0 | 0 | 0 | 0 | 0 | 0 | 0 | 0 | 0 | 0 | 0 | 0 | 0 | 0 | 0
F5_Commercial_Restaurant_New_Space Heating_Natural Gas_Boiler_E10 | F5 | Commercial | Restaurant | New | Space Heating | Natural Gas | Boiler | E10 | Utility - Cost of Operation | 0 | 0 | 0 | 0 | 0 | 0 | 0 | 0 | 0 | 0 | 0 | 0 | 0 | 0 | 0 | 0 | 0 | 0 | 0 | 0 | 0 | 0 | 0 | 0 | 0 | 0 | 0 | 0 | 0 | 0 | 0 | 0 | 0 | 0 | 0 | 0 | 0 | 0 | 0 | 0 | 0 | 0
F6_Commercial_Restaurant_New_Space Heating_Natural Gas_Boiler_E1 | F6 | Commercial | Restaurant | New | Space Heating | Natural Gas | Boiler | E1 | Utility - Value of Sales | 2.5502 | 2.5365 | 2.5221 | 2.5078 | 2.4936 | 2.4796 | 2.4658 | 2.4522 | 2.439 | 2.4261 | 2.4136 | 2.4016 | 2.3901 | 2.3792 | 2.3689 | 2.3592 | 2.35 | 2.3414 | 2.3333 | 2.3259 | 2.319 | 2.3127 | 2.307 | 2.3018 | 2.2972 | 2.2932 | 2.2897 | 2.2869 | 2.2846 | 2.2829 | 2.2817 | 2.2811 | 2.2811 | 0 | 0 | 0 | 0 | 0 | 0 | 0 | 0 | 0
F6_Commercial_Restaurant_New_Space Heating_Natural Gas_Boiler_E2 | F6 | Commercial | Restaurant | New | Space Heating | Natural Gas | Boiler | E2 | Utility - Value of Sales | 2.4002 | 2.3873 | 2.3738 | 2.3603 | 2.3469 | 2.3337 | 2.3207 | 2.308 | 2.2955 | 2.2834 | 2.2716 | 2.2603 | 2.2495 | 2.2393 | 2.2296 | 2.2204 | 2.2117 | 2.2036 | 2.1961 | 2.1891 | 2.1826 | 2.1767 | 2.1713 | 2.1664 | 2.1621 | 2.1583 | 2.1551 | 2.1524 | 2.1502 | 2.1486 | 2.1475 | 2.147 | 2.147 | 0 | 0 | 0 | 0 | 0 | 0 | 0 | 0 | 0
F6_Commercial_Restaurant_New_Space Heating_Natural Gas_Boiler_E3 | F6 | Commercial | Restaurant | New | Space Heating | Natural Gas | Boiler | E3 | Utility - Value of Sales | 2.1033 | 2.0919 | 2.0801 | 2.0683 | 2.0566 | 2.045 | 2.0336 | 2.0224 | 2.0115 | 2.0009 | 1.9906 | 1.9807 | 1.9712 | 1.9623 | 1.9537 | 1.9457 | 1.9381 | 1.931 | 1.9244 | 1.9183 | 1.9126 | 1.9074 | 1.9026 | 1.8984 | 1.8946 | 1.8913 | 1.8885 | 1.8861 | 1.8842 | 1.8828 | 1.8818 | 1.8814 | 1.8814 | 0 | 0 | 0 | 0 | 0 | 0 | 0 | 0 | 0
F6_Commercial_Restaurant_New_Space Heating_Natural Gas_Boiler_E4 | F6 | Commercial | Restaurant | New | Space Heating | Natural Gas | Boiler | E4 | Utility - Value of Sales | 1.6121 | 1.6039 | 1.595 | 1.5862 | 1.5774 | 1.5685 | 1.5597 | 1.5509 | 1.5421 | 1.5332 | 1.5244 | 1.5156 | 1.5067 | 1.498 | 1.4893 | 1.4808 | 1.4725 | 1.4645 | 1.4568 | 1.4495 | 1.4426 | 1.4361 | 1.4303 | 1.425 | 1.4203 | 1.4161 | 1.4126 | 1.4097 | 1.4073 | 1.4055 | 1.4044 | 1.4038 | 1.4038 | 0 | 0 | 0 | 0 | 0 | 0 | 0 | 0 | 0
F6_Commercial_Restaurant_New_Space Heating_Natural Gas_Boiler_E5 | F6 | Commercial | Restaurant | New | Space Heating | Natural Gas | Boiler | E5 | Utility - Value of Sales | 0 | 0 | 0 | 0 | 0 | 0 | 0 | 0 | 0 | 0 | 0 | 0 | 0 | 0 | 0 | 0 | 0 | 0 | 0 | 0 | 0 | 0 | 0 | 0 | 0 | 0 | 0 | 0 | 0 | 0 | 0 | 0 | 0 | 0 | 0 | 0 | 0 | 0 | 0 | 0 | 0 | 0
F6_Commercial_Restaurant_New_Space Heating_Natural Gas_Boiler_E6 | F6 | Commercial | Restaurant | New | Space Heating | Natural Gas | Boiler | E6 | Utility - Value of Sales | 0 | 0 | 0 | 0 | 0 | 0 | 0 | 0 | 0 | 0 | 0 | 0 | 0 | 0 | 0 | 0 | 0 | 0 | 0 | 0 | 0 | 0 | 0 | 0 | 0 | 0 | 0 | 0 | 0 | 0 | 0 | 0 | 0 | 0 | 0 | 0 | 0 | 0 | 0 | 0 | 0 | 0
F6_Commercial_Restaurant_New_Space Heating_Natural Gas_Boiler_E7 | F6 | Commercial | Restaurant | New | Space Heating | Natural Gas | Boiler | E7 | Utility - Value of Sales | 0 | 0 | 0 | 0 | 0 | 0 | 0 | 0 | 0 | 0 | 0 | 0 | 0 | 0 | 0 | 0 | 0 | 0 | 0 | 0 | 0 | 0 | 0 | 0 | 0 | 0 | 0 | 0 | 0 | 0 | 0 | 0 | 0 | 0 | 0 | 0 | 0 | 0 | 0 | 0 | 0 | 0
F6_Commercial_Restaurant_New_Space Heating_Natural Gas_Boiler_E8 | F6 | Commercial | Restaurant | New | Space Heating | Natural Gas | Boiler | E8 | Utility - Value of Sales | 0 | 0 | 0 | 0 | 0 | 0 | 0 | 0 | 0 | 0 | 0 | 0 | 0 | 0 | 0 | 0 | 0 | 0 | 0 | 0 | 0 | 0 | 0 | 0 | 0 | 0 | 0 | 0 | 0 | 0 | 0 | 0 | 0 | 0 | 0 | 0 | 0 | 0 | 0 | 0 | 0 | 0
F6_Commercial_Restaurant_New_Space Heating_Natural Gas_Boiler_E9 | F6 | Commercial | Restaurant | New | Space Heating | Natural Gas | Boiler | E9 | Utility - Value of Sales | 0 | 0 | 0 | 0 | 0 | 0 | 0 | 0 | 0 | 0 | 0 | 0 | 0 | 0 | 0 | 0 | 0 | 0 | 0 | 0 | 0 | 0 | 0 | 0 | 0 | 0 | 0 | 0 | 0 | 0 | 0 | 0 | 0 | 0 | 0 | 0 | 0 | 0 | 0 | 0 | 0 | 0
F6_Commercial_Restaurant_New_Space Heating_Natural Gas_Boiler_E10 | F6 | Commercial | Restaurant | New | Space Heating | Natural Gas | Boiler | E10 | Utility - Value of Sales | 0 | 0 | 0 | 0 | 0 | 0 | 0 | 0 | 0 | 0 | 0 | 0 | 0 | 0 | 0 | 0 | 0 | 0 | 0 | 0 | 0 | 0 | 0 | 0 | 0 | 0 | 0 | 0 | 0 | 0 | 0 | 0 | 0 | 0 | 0 | 0 | 0 | 0 | 0 | 0 | 0 | 0
F1_Commercial_Restaurant_New_Space Heating_Natural Gas_Unit Heater_E1 | F1 | Commercial | Restaurant | New | Space Heating | Natural Gas | Unit Heater | E1 | RVT - Cost of Equipment | 0.60277 | 0.60345 | 0.6042 | 0.60533 | 0.60693 | 0.60944 | 0.61091 | 0.61182 | 0.61288 | 0.61383 | 0.61437 | 0.61464 | 0.61501 | 0.61549 | 0.61627 | 0.6167 | 0.61736 | 0.61845 | 0.61953 | 0.62073 | 0.62213 | 0.62331 | 0.62424 | 0.62494 | 0.62541 | 0.62555 | 0.6253 | 0.62478 | 0.62438 | 0.62418 | 0.62433 | 0.62438 | 0.62438 | 0 | 0 | 0 | 0 | 0 | 0 | 0 | 0 | 0
F1_Commercial_Restaurant_New_Space Heating_Natural Gas_Unit Heater_E2 | F1 | Commercial | Restaurant | New | Space Heating | Natural Gas | Unit Heater | E2 | RVT - Cost of Equipment | 0.57408 | 0.57473 | 0.57544 | 0.57652 | 0.57804 | 0.58043 | 0.58183 | 0.5827 | 0.58371 | 0.58462 | 0.58513 | 0.58538 | 0.58574 | 0.5862 | 0.58694 | 0.58735 | 0.58798 | 0.58901 | 0.59004 | 0.59119 | 0.59252 | 0.59364 | 0.59453 | 0.5952 | 0.59564 | 0.59577 | 0.59553 | 0.59505 | 0.59466 | 0.59447 | 0.59461 | 0.59466 | 0.59466 | 0 | 0 | 0 | 0 | 0 | 0 | 0 | 0 | 0
F1_Commercial_Restaurant_New_Space Heating_Natural Gas_Unit Heater_E3 | F1 | Commercial | Restaurant | New | Space Heating | Natural Gas | Unit Heater | E3 | RVT - Cost of Equipment | 0.51167 | 0.51212 | 0.51259 | 0.51333 | 0.51446 | 0.51626 | 0.51741 | 0.51825 | 0.51926 | 0.52023 | 0.52091 | 0.52134 | 0.52177 | 0.52219 | 0.52277 | 0.52303 | 0.52345 | 0.52418 | 0.52492 | 0.52578 | 0.52681 | 0.52767 | 0.52834 | 0.52885 | 0.52919 | 0.52929 | 0.52911 | 0.52873 | 0.52844 | 0.5283 | 0.5284 | 0.52844 | 0.52844 | 0 | 0 | 0 | 0 | 0 | 0 | 0 | 0 | 0
F1_Commercial_Restaurant_New_Space Heating_Natural Gas_Unit Heater_E4 | F1 | Commercial | Restaurant | New | Space Heating | Natural Gas | Unit Heater | E4 | RVT - Cost of Equipment | 0 | 0 | 0 | 0 | 0 | 0 | 0 | 0 | 0 | 0 | 0 | 0 | 0 | 0 | 0 | 0 | 0 | 0 | 0 | 0 | 0 | 0 | 0 | 0 | 0 | 0 | 0 | 0 | 0 | 0 | 0 | 0 | 0 | 0 | 0 | 0 | 0 | 0 | 0 | 0 | 0 | 0
F1_Commercial_Restaurant_New_Space Heating_Natural Gas_Unit Heater_E5 | F1 | Commercial | Restaurant | New | Space Heating | Natural Gas | Unit Heater | E5 | RVT - Cost of Equipment | 0 | 0 | 0 | 0 | 0 | 0 | 0 | 0 | 0 | 0 | 0 | 0 | 0 | 0 | 0 | 0 | 0 | 0 | 0 | 0 | 0 | 0 | 0 | 0 | 0 | 0 | 0 | 0 | 0 | 0 | 0 | 0 | 0 | 0 | 0 | 0 | 0 | 0 | 0 | 0 | 0 | 0
F1_Commercial_Restaurant_New_Space Heating_Natural Gas_Unit Heater_E6 | F1 | Commercial | Restaurant | New | Space Heating | Natural Gas | Unit Heater | E6 | RVT - Cost of Equipment | 0 | 0 | 0 | 0 | 0 | 0 | 0 | 0 | 0 | 0 | 0 | 0 | 0 | 0 | 0 | 0 | 0 | 0 | 0 | 0 | 0 | 0 | 0 | 0 | 0 | 0 | 0 | 0 | 0 | 0 | 0 | 0 | 0 | 0 | 0 | 0 | 0 | 0 | 0 | 0 | 0 | 0
F1_Commercial_Restaurant_New_Space Heating_Natural Gas_Unit Heater_E7 | F1 | Commercial | Restaurant | New | Space Heating | Natural Gas | Unit Heater | E7 | RVT - Cost of Equipment | 0 | 0 | 0 | 0 | 0 | 0 | 0 | 0 | 0 | 0 | 0 | 0 | 0 | 0 | 0 | 0 | 0 | 0 | 0 | 0 | 0 | 0 | 0 | 0 | 0 | 0 | 0 | 0 | 0 | 0 | 0 | 0 | 0 | 0 | 0 | 0 | 0 | 0 | 0 | 0 | 0 | 0
F1_Commercial_Restaurant_New_Space Heating_Natural Gas_Unit Heater_E8 | F1 | Commercial | Restaurant | New | Space Heating | Natural Gas | Unit Heater | E8 | RVT - Cost of Equipment | 0 | 0 | 0 | 0 | 0 | 0 | 0 | 0 | 0 | 0 | 0 | 0 | 0 | 0 | 0 | 0 | 0 | 0 | 0 | 0 | 0 | 0 | 0 | 0 | 0 | 0 | 0 | 0 | 0 | 0 | 0 | 0 | 0 | 0 | 0 | 0 | 0 | 0 | 0 | 0 | 0 | 0
F1_Commercial_Restaurant_New_Space Heating_Natural Gas_Unit Heater_E9 | F1 | Commercial | Restaurant | New | Space Heating | Natural Gas | Unit Heater | E9 | RVT - Cost of Equipment | 0 | 0 | 0 | 0 | 0 | 0 | 0 | 0 | 0 | 0 | 0 | 0 | 0 | 0 | 0 | 0 | 0 | 0 | 0 | 0 | 0 | 0 | 0 | 0 | 0 | 0 | 0 | 0 | 0 | 0 | 0 | 0 | 0 | 0 | 0 | 0 | 0 | 0 | 0 | 0 | 0 | 0
F1_Commercial_Restaurant_New_Space Heating_Natural Gas_Unit Heater_E10 | F1 | Commercial | Restaurant | New | Space Heating | Natural Gas | Unit Heater | E10 | RVT - Cost of Equipment | 0 | 0 | 0 | 0 | 0 | 0 | 0 | 0 | 0 | 0 | 0 | 0 | 0 | 0 | 0 | 0 | 0 | 0 | 0 | 0 | 0 | 0 | 0 | 0 | 0 | 0 | 0 | 0 | 0 | 0 | 0 | 0 | 0 | 0 | 0 | 0 | 0 | 0 | 0 | 0 | 0 | 0
F2_Commercial_Restaurant_New_Space Heating_Natural Gas_Unit Heater_E1 | F2 | Commercial | Restaurant | New | Space Heating | Natural Gas | Unit Heater | E1 | RVT - Cost of Operation | 0.72216 | 0.72298 | 0.72387 | 0.72522 | 0.72714 | 0.73014 | 0.73191 | 0.733 | 0.73427 | 0.73541 | 0.73605 | 0.73638 | 0.73682 | 0.7374 | 0.73833 | 0.73885 | 0.73964 | 0.74095 | 0.74224 | 0.74368 | 0.74535 | 0.74677 | 0.74788 | 0.74872 | 0.74928 | 0.74944 | 0.74915 | 0.74853 | 0.74805 | 0.74781 | 0.74798 | 0.74805 | 0.74805 | 0 | 0 | 0 | 0 | 0 | 0 | 0 | 0 | 0
F2_Commercial_Restaurant_New_Space Heating_Natural Gas_Unit Heater_E2 | F2 | Commercial | Restaurant | New | Space Heating | Natural Gas | Unit Heater | E2 | RVT - Cost of Operation | 0.68779 | 0.68856 | 0.68942 | 0.6907 | 0.69253 | 0.69539 | 0.69707 | 0.69811 | 0.69932 | 0.70041 | 0.70102 | 0.70133 | 0.70175 | 0.7023 | 0.70319 | 0.70368 | 0.70444 | 0.70568 | 0.70691 | 0.70828 | 0.70988 | 0.71122 | 0.71228 | 0.71308 | 0.71362 | 0.71377 | 0.71349 | 0.7129 | 0.71244 | 0.71222 | 0.71238 | 0.71245 | 0.71245 | 0 | 0 | 0 | 0 | 0 | 0 | 0 | 0 | 0
F2_Commercial_Restaurant_New_Space Heating_Natural Gas_Unit Heater_E3 | F2 | Commercial | Restaurant | New | Space Heating | Natural Gas | Unit Heater | E3 | RVT - Cost of Operation | 0.61302 | 0.61356 | 0.61411 | 0.61501 | 0.61635 | 0.61851 | 0.61989 | 0.6209 | 0.6221 | 0.62326 | 0.62408 | 0.6246 | 0.62511 | 0.62562 | 0.62631 | 0.62663 | 0.62713 | 0.628 | 0.62889 | 0.62992 | 0.63115 | 0.63218 | 0.63299 | 0.6336 | 0.634 | 0.63412 | 0.6339 | 0.63346 | 0.63311 | 0.63294 | 0.63306 | 0.63311 | 0.63311 | 0 | 0 | 0 | 0 | 0 | 0 | 0 | 0 | 0
F2_Commercial_Restaurant_New_Space Heating_Natural Gas_Unit Heater_E4 | F2 | Commercial | Restaurant | New | Space Heating | Natural Gas | Unit Heater | E4 | RVT - Cost of Operation | 0 | 0 | 0 | 0 | 0 | 0 | 0 | 0 | 0 | 0 | 0 | 0 | 0 | 0 | 0 | 0 | 0 | 0 | 0 | 0 | 0 | 0 | 0 | 0 | 0 | 0 | 0 | 0 | 0 | 0 | 0 | 0 | 0 | 0 | 0 | 0 | 0 | 0 | 0 | 0 | 0 | 0
F2_Commercial_Restaurant_New_Space Heating_Natural Gas_Unit Heater_E5 | F2 | Commercial | Restaurant | New | Space Heating | Natural Gas | Unit Heater | E5 | RVT - Cost of Operation | 0 | 0 | 0 | 0 | 0 | 0 | 0 | 0 | 0 | 0 | 0 | 0 | 0 | 0 | 0 | 0 | 0 | 0 | 0 | 0 | 0 | 0 | 0 | 0 | 0 | 0 | 0 | 0 | 0 | 0 | 0 | 0 | 0 | 0 | 0 | 0 | 0 | 0 | 0 | 0 | 0 | 0
F2_Commercial_Restaurant_New_Space Heating_Natural Gas_Unit Heater_E6 | F2 | Commercial | Restaurant | New | Space Heating | Natural Gas | Unit Heater | E6 | RVT - Cost of Operation | 0 | 0 | 0 | 0 | 0 | 0 | 0 | 0 | 0 | 0 | 0 | 0 | 0 | 0 | 0 | 0 | 0 | 0 | 0 | 0 | 0 | 0 | 0 | 0 | 0 | 0 | 0 | 0 | 0 | 0 | 0 | 0 | 0 | 0 | 0 | 0 | 0 | 0 | 0 | 0 | 0 | 0
F2_Commercial_Restaurant_New_Space Heating_Natural Gas_Unit Heater_E7 | F2 | Commercial | Restaurant | New | Space Heating | Natural Gas | Unit Heater | E7 | RVT - Cost of Operation | 0 | 0 | 0 | 0 | 0 | 0 | 0 | 0 | 0 | 0 | 0 | 0 | 0 | 0 | 0 | 0 | 0 | 0 | 0 | 0 | 0 | 0 | 0 | 0 | 0 | 0 | 0 | 0 | 0 | 0 | 0 | 0 | 0 | 0 | 0 | 0 | 0 | 0 | 0 | 0 | 0 | 0
F2_Commercial_Restaurant_New_Space Heating_Natural Gas_Unit Heater_E8 | F2 | Commercial | Restaurant | New | Space Heating | Natural Gas | Unit Heater | E8 | RVT - Cost of Operation | 0 | 0 | 0 | 0 | 0 | 0 | 0 | 0 | 0 | 0 | 0 | 0 | 0 | 0 | 0 | 0 | 0 | 0 | 0 | 0 | 0 | 0 | 0 | 0 | 0 | 0 | 0 | 0 | 0 | 0 | 0 | 0 | 0 | 0 | 0 | 0 | 0 | 0 | 0 | 0 | 0 | 0
F2_Commercial_Restaurant_New_Space Heating_Natural Gas_Unit Heater_E9 | F2 | Commercial | Restaurant | New | Space Heating | Natural Gas | Unit Heater | E9 | RVT - Cost of Operation | 0 | 0 | 0 | 0 | 0 | 0 | 0 | 0 | 0 | 0 | 0 | 0 | 0 | 0 | 0 | 0 | 0 | 0 | 0 | 0 | 0 | 0 | 0 | 0 | 0 | 0 | 0 | 0 | 0 | 0 | 0 | 0 | 0 | 0 | 0 | 0 | 0 | 0 | 0 | 0 | 0 | 0
F2_Commercial_Restaurant_New_Space Heating_Natural Gas_Unit Heater_E10 | F2 | Commercial | Restaurant | New | Space Heating | Natural Gas | Unit Heater | E10 | RVT - Cost of Operation | 0 | 0 | 0 | 0 | 0 | 0 | 0 | 0 | 0 | 0 | 0 | 0 | 0 | 0 | 0 | 0 | 0 | 0 | 0 | 0 | 0 | 0 | 0 | 0 | 0 | 0 | 0 | 0 | 0 | 0 | 0 | 0 | 0 | 0 | 0 | 0 | 0 | 0 | 0 | 0 | 0 | 0
F3_Commercial_Restaurant_New_Space Heating_Natural Gas_Unit Heater_E1 | F3 | Commercial | Restaurant | New | Space Heating | Natural Gas | Unit Heater | E1 | System - kBTUs of Consumption | 0.027786 | 0.027786 | 0.027786 | 0.027786 | 0.027786 | 0.027786 | 0.027786 | 0.027786 | 0.027786 | 0.027786 | 0.027786 | 0.027786 | 0.027786 | 0.027786 | 0.027786 | 0.027786 | 0.027786 | 0.027786 | 0.027786 | 0.027786 | 0.027786 | 0.027786 | 0.027786 | 0.027786 | 0.027786 | 0.027786 | 0.027786 | 0.027786 | 0.027786 | 0.027786 | 0.027786 | 0.027786 | 0.027786 | 0 | 0 | 0 | 0 | 0 | 0 | 0 | 0 | 0
F3_Commercial_Restaurant_New_Space Heating_Natural Gas_Unit Heater_E2 | F3 | Commercial | Restaurant | New | Space Heating | Natural Gas | Unit Heater | E2 | System - kBTUs of Consumption | 0.044486 | 0.044486 | 0.044486 | 0.044486 | 0.044486 | 0.044486 | 0.044486 | 0.044486 | 0.044486 | 0.044486 | 0.044486 | 0.044486 | 0.044486 | 0.044486 | 0.044486 | 0.044486 | 0.044486 | 0.044486 | 0.044486 | 0.044486 | 0.044486 | 0.044486 | 0.044486 | 0.044486 | 0.044486 | 0.044486 | 0.044486 | 0.044486 | 0.044486 | 0.044486 | 0.044486 | 0.044486 | 0.044486 | 0 | 0 | 0 | 0 | 0 | 0 | 0 | 0 | 0
F3_Commercial_Restaurant_New_Space Heating_Natural Gas_Unit Heater_E3 | F3 | Commercial | Restaurant | New | Space Heating | Natural Gas | Unit Heater | E3 | System - kBTUs of Consumption | 0.033029 | 0.033029 | 0.033029 | 0.033029 | 0.033029 | 0.033029 | 0.033029 | 0.033029 | 0.033029 | 0.033029 | 0.033029 | 0.033029 | 0.033029 | 0.033029 | 0.033029 | 0.033029 | 0.033029 | 0.033029 | 0.033029 | 0.033029 | 0.033029 | 0.033029 | 0.033029 | 0.033029 | 0.033029 | 0.033029 | 0.033029 | 0.033029 | 0.033029 | 0.033029 | 0.033029 | 0.033029 | 0.033029 | 0 | 0 | 0 | 0 | 0 | 0 | 0 | 0 | 0
F3_Commercial_Restaurant_New_Space Heating_Natural Gas_Unit Heater_E4 | F3 | Commercial | Restaurant | New | Space Heating | Natural Gas | Unit Heater | E4 | System - kBTUs of Consumption | 0 | 0 | 0 | 0 | 0 | 0 | 0 | 0 | 0 | 0 | 0 | 0 | 0 | 0 | 0 | 0 | 0 | 0 | 0 | 0 | 0 | 0 | 0 | 0 | 0 | 0 | 0 | 0 | 0 | 0 | 0 | 0 | 0 | 0 | 0 | 0 | 0 | 0 | 0 | 0 | 0 | 0
F3_Commercial_Restaurant_New_Space Heating_Natural Gas_Unit Heater_E5 | F3 | Commercial | Restaurant | New | Space Heating | Natural Gas | Unit Heater | E5 | System - kBTUs of Consumption | 0 | 0 | 0 | 0 | 0 | 0 | 0 | 0 | 0 | 0 | 0 | 0 | 0 | 0 | 0 | 0 | 0 | 0 | 0 | 0 | 0 | 0 | 0 | 0 | 0 | 0 | 0 | 0 | 0 | 0 | 0 | 0 | 0 | 0 | 0 | 0 | 0 | 0 | 0 | 0 | 0 | 0
F3_Commercial_Restaurant_New_Space Heating_Natural Gas_Unit Heater_E6 | F3 | Commercial | Restaurant | New | Space Heating | Natural Gas | Unit Heater | E6 | System - kBTUs of Consumption | 0 | 0 | 0 | 0 | 0 | 0 | 0 | 0 | 0 | 0 | 0 | 0 | 0 | 0 | 0 | 0 | 0 | 0 | 0 | 0 | 0 | 0 | 0 | 0 | 0 | 0 | 0 | 0 | 0 | 0 | 0 | 0 | 0 | 0 | 0 | 0 | 0 | 0 | 0 | 0 | 0 | 0
F3_Commercial_Restaurant_New_Space Heating_Natural Gas_Unit Heater_E7 | F3 | Commercial | Restaurant | New | Space Heating | Natural Gas | Unit Heater | E7 | System - kBTUs of Consumption | 0 | 0 | 0 | 0 | 0 | 0 | 0 | 0 | 0 | 0 | 0 | 0 | 0 | 0 | 0 | 0 | 0 | 0 | 0 | 0 | 0 | 0 | 0 | 0 | 0 | 0 | 0 | 0 | 0 | 0 | 0 | 0 | 0 | 0 | 0 | 0 | 0 | 0 | 0 | 0 | 0 | 0
F3_Commercial_Restaurant_New_Space Heating_Natural Gas_Unit Heater_E8 | F3 | Commercial | Restaurant | New | Space Heating | Natural Gas | Unit Heater | E8 | System - kBTUs of Consumption | 0 | 0 | 0 | 0 | 0 | 0 | 0 | 0 | 0 | 0 | 0 | 0 | 0 | 0 | 0 | 0 | 0 | 0 | 0 | 0 | 0 | 0 | 0 | 0 | 0 | 0 | 0 | 0 | 0 | 0 | 0 | 0 | 0 | 0 | 0 | 0 | 0 | 0 | 0 | 0 | 0 | 0
F3_Commercial_Restaurant_New_Space Heating_Natural Gas_Unit Heater_E9 | F3 | Commercial | Restaurant | New | Space Heating | Natural Gas | Unit Heater | E9 | System - kBTUs of Consumption | 0 | 0 | 0 | 0 | 0 | 0 | 0 | 0 | 0 | 0 | 0 | 0 | 0 | 0 | 0 | 0 | 0 | 0 | 0 | 0 | 0 | 0 | 0 | 0 | 0 | 0 | 0 | 0 | 0 | 0 | 0 | 0 | 0 | 0 | 0 | 0 | 0 | 0 | 0 | 0 | 0 | 0
F3_Commercial_Restaurant_New_Space Heating_Natural Gas_Unit Heater_E10 | F3 | Commercial | Restaurant | New | Space Heating | Natural Gas | Unit Heater | E10 | System - kBTUs of Consumption | 0 | 0 | 0 | 0 | 0 | 0 | 0 | 0 | 0 | 0 | 0 | 0 | 0 | 0 | 0 | 0 | 0 | 0 | 0 | 0 | 0 | 0 | 0 | 0 | 0 | 0 | 0 | 0 | 0 | 0 | 0 | 0 | 0 | 0 | 0 | 0 | 0 | 0 | 0 | 0 | 0 | 0
F4_Commercial_Restaurant_New_Space Heating_Natural Gas_Unit Heater_E1 | F4 | Commercial | Restaurant | New | Space Heating | Natural Gas | Unit Heater | E1 | Utility - Cost of Equipment | 0.72216 | 0.72298 | 0.72387 | 0.72522 | 0.72714 | 0.73014 | 0.73191 | 0.733 | 0.73427 | 0.73541 | 0.73605 | 0.73638 | 0.73682 | 0.7374 | 0.73833 | 0.73885 | 0.73964 | 0.74095 | 0.74224 | 0.74368 | 0.74535 | 0.74677 | 0.74788 | 0.74872 | 0.74928 | 0.74944 | 0.74915 | 0.74853 | 0.74805 | 0.74781 | 0.74798 | 0.74805 | 0.74805 | 0 | 0 | 0 | 0 | 0 | 0 | 0 | 0 | 0
F4_Commercial_Restaurant_New_Space Heating_Natural Gas_Unit Heater_E2 | F4 | Commercial | Restaurant | New | Space Heating | Natural Gas | Unit Heater | E2 | Utility - Cost of Equipment | 0.68779 | 0.68856 | 0.68942 | 0.6907 | 0.69253 | 0.69539 | 0.69707 | 0.69811 | 0.69932 | 0.70041 | 0.70102 | 0.70133 | 0.70175 | 0.7023 | 0.70319 | 0.70368 | 0.70444 | 0.70568 | 0.70691 | 0.70828 | 0.70988 | 0.71122 | 0.71228 | 0.71308 | 0.71362 | 0.71377 | 0.71349 | 0.7129 | 0.71244 | 0.71222 | 0.71238 | 0.71245 | 0.71245 | 0 | 0 | 0 | 0 | 0 | 0 | 0 | 0 | 0
F4_Commercial_Restaurant_New_Space Heating_Natural Gas_Unit Heater_E3 | F4 | Commercial | Restaurant | New | Space Heating | Natural Gas | Unit Heater | E3 | Utility - Cost of Equipment | 0.61302 | 0.61356 | 0.61411 | 0.61501 | 0.61635 | 0.61851 | 0.61989 | 0.6209 | 0.6221 | 0.62326 | 0.62408 | 0.6246 | 0.62511 | 0.62562 | 0.62631 | 0.62663 | 0.62713 | 0.628 | 0.62889 | 0.62992 | 0.63115 | 0.63218 | 0.63299 | 0.6336 | 0.634 | 0.63412 | 0.6339 | 0.63346 | 0.63311 | 0.63294 | 0.63306 | 0.63311 | 0.63311 | 0 | 0 | 0 | 0 | 0 | 0 | 0 | 0 | 0
F4_Commercial_Restaurant_New_Space Heating_Natural Gas_Unit Heater_E4 | F4 | Commercial | Restaurant | New | Space Heating | Natural Gas | Unit Heater | E4 | Utility - Cost of Equipment | 0 | 0 | 0 | 0 | 0 | 0 | 0 | 0 | 0 | 0 | 0 | 0 | 0 | 0 | 0 | 0 | 0 | 0 | 0 | 0 | 0 | 0 | 0 | 0 | 0 | 0 | 0 | 0 | 0 | 0 | 0 | 0 | 0 | 0 | 0 | 0 | 0 | 0 | 0 | 0 | 0 | 0
F4_Commercial_Restaurant_New_Space Heating_Natural Gas_Unit Heater_E5 | F4 | Commercial | Restaurant | New | Space Heating | Natural Gas | Unit Heater | E5 | Utility - Cost of Equipment | 0 | 0 | 0 | 0 | 0 | 0 | 0 | 0 | 0 | 0 | 0 | 0 | 0 | 0 | 0 | 0 | 0 | 0 | 0 | 0 | 0 | 0 | 0 | 0 | 0 | 0 | 0 | 0 | 0 | 0 | 0 | 0 | 0 | 0 | 0 | 0 | 0 | 0 | 0 | 0 | 0 | 0
F4_Commercial_Restaurant_New_Space Heating_Natural Gas_Unit Heater_E6 | F4 | Commercial | Restaurant | New | Space Heating | Natural Gas | Unit Heater | E6 | Utility - Cost of Equipment | 0 | 0 | 0 | 0 | 0 | 0 | 0 | 0 | 0 | 0 | 0 | 0 | 0 | 0 | 0 | 0 | 0 | 0 | 0 | 0 | 0 | 0 | 0 | 0 | 0 | 0 | 0 | 0 | 0 | 0 | 0 | 0 | 0 | 0 | 0 | 0 | 0 | 0 | 0 | 0 | 0 | 0
F4_Commercial_Restaurant_New_Space Heating_Natural Gas_Unit Heater_E7 | F4 | Commercial | Restaurant | New | Space Heating | Natural Gas | Unit Heater | E7 | Utility - Cost of Equipment | 0 | 0 | 0 | 0 | 0 | 0 | 0 | 0 | 0 | 0 | 0 | 0 | 0 | 0 | 0 | 0 | 0 | 0 | 0 | 0 | 0 | 0 | 0 | 0 | 0 | 0 | 0 | 0 | 0 | 0 | 0 | 0 | 0 | 0 | 0 | 0 | 0 | 0 | 0 | 0 | 0 | 0
F4_Commercial_Restaurant_New_Space Heating_Natural Gas_Unit Heater_E8 | F4 | Commercial | Restaurant | New | Space Heating | Natural Gas | Unit Heater | E8 | Utility - Cost of Equipment | 0 | 0 | 0 | 0 | 0 | 0 | 0 | 0 | 0 | 0 | 0 | 0 | 0 | 0 | 0 | 0 | 0 | 0 | 0 | 0 | 0 | 0 | 0 | 0 | 0 | 0 | 0 | 0 | 0 | 0 | 0 | 0 | 0 | 0 | 0 | 0 | 0 | 0 | 0 | 0 | 0 | 0
F4_Commercial_Restaurant_New_Space Heating_Natural Gas_Unit Heater_E9 | F4 | Commercial | Restaurant | New | Space Heating | Natural Gas | Unit Heater | E9 | Utility - Cost of Equipment | 0 | 0 | 0 | 0 | 0 | 0 | 0 | 0 | 0 | 0 | 0 | 0 | 0 | 0 | 0 | 0 | 0 | 0 | 0 | 0 | 0 | 0 | 0 | 0 | 0 | 0 | 0 | 0 | 0 | 0 | 0 | 0 | 0 | 0 | 0 | 0 | 0 | 0 | 0 | 0 | 0 | 0
F4_Commercial_Restaurant_New_Space Heating_Natural Gas_Unit Heater_E10 | F4 | Commercial | Restaurant | New | Space Heating | Natural Gas | Unit Heater | E10 | Utility - Cost of Equipment | 0 | 0 | 0 | 0 | 0 | 0 | 0 | 0 | 0 | 0 | 0 | 0 | 0 | 0 | 0 | 0 | 0 | 0 | 0 | 0 | 0 | 0 | 0 | 0 | 0 | 0 | 0 | 0 | 0 | 0 | 0 | 0 | 0 | 0 | 0 | 0 | 0 | 0 | 0 | 0 | 0 | 0
F5_Commercial_Restaurant_New_Space Heating_Natural Gas_Unit Heater_E1 | F5 | Commercial | Restaurant | New | Space Heating | Natural Gas | Unit Heater | E1 | Utility - Cost of Operation | 0.027786 | 0.027786 | 0.027786 | 0.027786 | 0.027786 | 0.027786 | 0.027786 | 0.027786 | 0.027786 | 0.027786 | 0.027786 | 0.027786 | 0.027786 | 0.027786 | 0.027786 | 0.027786 | 0.027786 | 0.027786 | 0.027786 | 0.027786 | 0.027786 | 0.027786 | 0.027786 | 0.027786 | 0.027786 | 0.027786 | 0.027786 | 0.027786 | 0.027786 | 0.027786 | 0.027786 | 0.027786 | 0.027786 | 0 | 0 | 0 | 0 | 0 | 0 | 0 | 0 | 0
F5_Commercial_Restaurant_New_Space Heating_Natural Gas_Unit Heater_E2 | F5 | Commercial | Restaurant | New | Space Heating | Natural Gas | Unit Heater | E2 | Utility - Cost of Operation | 0.044486 | 0.044486 | 0.044486 | 0.044486 | 0.044486 | 0.044486 | 0.044486 | 0.044486 | 0.044486 | 0.044486 | 0.044486 | 0.044486 | 0.044486 | 0.044486 | 0.044486 | 0.044486 | 0.044486 | 0.044486 | 0.044486 | 0.044486 | 0.044486 | 0.044486 | 0.044486 | 0.044486 | 0.044486 | 0.044486 | 0.044486 | 0.044486 | 0.044486 | 0.044486 | 0.044486 | 0.044486 | 0.044486 | 0 | 0 | 0 | 0 | 0 | 0 | 0 | 0 | 0
F5_Commercial_Restaurant_New_Space Heating_Natural Gas_Unit Heater_E3 | F5 | Commercial | Restaurant | New | Space Heating | Natural Gas | Unit Heater | E3 | Utility - Cost of Operation | 0.033029 | 0.033029 | 0.033029 | 0.033029 | 0.033029 | 0.033029 | 0.033029 | 0.033029 | 0.033029 | 0.033029 | 0.033029 | 0.033029 | 0.033029 | 0.033029 | 0.033029 | 0.033029 | 0.033029 | 0.033029 | 0.033029 | 0.033029 | 0.033029 | 0.033029 | 0.033029 | 0.033029 | 0.033029 | 0.033029 | 0.033029 | 0.033029 | 0.033029 | 0.033029 | 0.033029 | 0.033029 | 0.033029 | 0 | 0 | 0 | 0 | 0 | 0 | 0 | 0 | 0
F5_Commercial_Restaurant_New_Space Heating_Natural Gas_Unit Heater_E4 | F5 | Commercial | Restaurant | New | Space Heating | Natural Gas | Unit Heater | E4 | Utility - Cost of Operation | 0 | 0 | 0 | 0 | 0 | 0 | 0 | 0 | 0 | 0 | 0 | 0 | 0 | 0 | 0 | 0 | 0 | 0 | 0 | 0 | 0 | 0 | 0 | 0 | 0 | 0 | 0 | 0 | 0 | 0 | 0 | 0 | 0 | 0 | 0 | 0 | 0 | 0 | 0 | 0 | 0 | 0
F5_Commercial_Restaurant_New_Space Heating_Natural Gas_Unit Heater_E5 | F5 | Commercial | Restaurant | New | Space Heating | Natural Gas | Unit Heater | E5 | Utility - Cost of Operation | 0 | 0 | 0 | 0 | 0 | 0 | 0 | 0 | 0 | 0 | 0 | 0 | 0 | 0 | 0 | 0 | 0 | 0 | 0 | 0 | 0 | 0 | 0 | 0 | 0 | 0 | 0 | 0 | 0 | 0 | 0 | 0 | 0 | 0 | 0 | 0 | 0 | 0 | 0 | 0 | 0 | 0
F5_Commercial_Restaurant_New_Space Heating_Natural Gas_Unit Heater_E6 | F5 | Commercial | Restaurant | New | Space Heating | Natural Gas | Unit Heater | E6 | Utility - Cost of Operation | 0 | 0 | 0 | 0 | 0 | 0 | 0 | 0 | 0 | 0 | 0 | 0 | 0 | 0 | 0 | 0 | 0 | 0 | 0 | 0 | 0 | 0 | 0 | 0 | 0 | 0 | 0 | 0 | 0 | 0 | 0 | 0 | 0 | 0 | 0 | 0 | 0 | 0 | 0 | 0 | 0 | 0
F5_Commercial_Restaurant_New_Space Heating_Natural Gas_Unit Heater_E7 | F5 | Commercial | Restaurant | New | Space Heating | Natural Gas | Unit Heater | E7 | Utility - Cost of Operation | 0 | 0 | 0 | 0 | 0 | 0 | 0 | 0 | 0 | 0 | 0 | 0 | 0 | 0 | 0 | 0 | 0 | 0 | 0 | 0 | 0 | 0 | 0 | 0 | 0 | 0 | 0 | 0 | 0 | 0 | 0 | 0 | 0 | 0 | 0 | 0 | 0 | 0 | 0 | 0 | 0 | 0
F5_Commercial_Restaurant_New_Space Heating_Natural Gas_Unit Heater_E8 | F5 | Commercial | Restaurant | New | Space Heating | Natural Gas | Unit Heater | E8 | Utility - Cost of Operation | 0 | 0 | 0 | 0 | 0 | 0 | 0 | 0 | 0 | 0 | 0 | 0 | 0 | 0 | 0 | 0 | 0 | 0 | 0 | 0 | 0 | 0 | 0 | 0 | 0 | 0 | 0 | 0 | 0 | 0 | 0 | 0 | 0 | 0 | 0 | 0 | 0 | 0 | 0 | 0 | 0 | 0
F5_Commercial_Restaurant_New_Space Heating_Natural Gas_Unit Heater_E9 | F5 | Commercial | Restaurant | New | Space Heating | Natural Gas | Unit Heater | E9 | Utility - Cost of Operation | 0 | 0 | 0 | 0 | 0 | 0 | 0 | 0 | 0 | 0 | 0 | 0 | 0 | 0 | 0 | 0 | 0 | 0 | 0 | 0 | 0 | 0 | 0 | 0 | 0 | 0 | 0 | 0 | 0 | 0 | 0 | 0 | 0 | 0 | 0 | 0 | 0 | 0 | 0 | 0 | 0 | 0
F5_Commercial_Restaurant_New_Space Heating_Natural Gas_Unit Heater_E10 | F5 | Commercial | Restaurant | New | Space Heating | Natural Gas | Unit Heater | E10 | Utility - Cost of Operation | 0 | 0 | 0 | 0 | 0 | 0 | 0 | 0 | 0 | 0 | 0 | 0 | 0 | 0 | 0 | 0 | 0 | 0 | 0 | 0 | 0 | 0 | 0 | 0 | 0 | 0 | 0 | 0 | 0 | 0 | 0 | 0 | 0 | 0 | 0 | 0 | 0 | 0 | 0 | 0 | 0 | 0
F6_Commercial_Restaurant_New_Space Heating_Natural Gas_Unit Heater_E1 | F6 | Commercial | Restaurant | New | Space Heating | Natural Gas | Unit Heater | E1 | Utility - Value of Sales | 0.3284 | 0.32677 | 0.32499 | 0.32321 | 0.32142 | 0.31964 | 0.31786 | 0.31608 | 0.3143 | 0.31251 | 0.31073 | 0.30895 | 0.30717 | 0.30539 | 0.30361 | 0.30183 | 0.30004 | 0.29826 | 0.29648 | 0.29473 | 0.29304 | 0.29144 | 0.28995 | 0.28862 | 0.28743 | 0.28639 | 0.2855 | 0.28476 | 0.28416 | 0.28372 | 0.28342 | 0.28327 | 0.28327 | 0 | 0 | 0 | 0 | 0 | 0 | 0 | 0 | 0
F6_Commercial_Restaurant_New_Space Heating_Natural Gas_Unit Heater_E2 | F6 | Commercial | Restaurant | New | Space Heating | Natural Gas | Unit Heater | E2 | Utility - Value of Sales | 0.31277 | 0.31122 | 0.30952 | 0.30782 | 0.30612 | 0.30443 | 0.30273 | 0.30103 | 0.29934 | 0.29764 | 0.29594 | 0.29425 | 0.29255 | 0.29085 | 0.28916 | 0.28746 | 0.28576 | 0.28407 | 0.28237 | 0.2807 | 0.27909 | 0.27757 | 0.27615 | 0.27488 | 0.27375 | 0.27276 | 0.27191 | 0.2712 | 0.27064 | 0.27022 | 0.26993 | 0.26979 | 0.26979 | 0 | 0 | 0 | 0 | 0 | 0 | 0 | 0 | 0
F6_Commercial_Restaurant_New_Space Heating_Natural Gas_Unit Heater_E3 | F6 | Commercial | Restaurant | New | Space Heating | Natural Gas | Unit Heater | E3 | Utility - Value of Sales | 0.27669 | 0.27527 | 0.27376 | 0.27224 | 0.27073 | 0.26921 | 0.2677 | 0.26618 | 0.26467 | 0.26316 | 0.26164 | 0.26013 | 0.25861 | 0.2571 | 0.2556 | 0.25412 | 0.25267 | 0.25127 | 0.24992 | 0.24864 | 0.24744 | 0.24633 | 0.24532 | 0.24442 | 0.24361 | 0.2429 | 0.2423 | 0.24179 | 0.24139 | 0.24109 | 0.24088 | 0.24078 | 0.24078 | 0 | 0 | 0 | 0 | 0 | 0 | 0 | 0 | 0
F6_Commercial_Restaurant_New_Space Heating_Natural Gas_Unit Heater_E4 | F6 | Commercial | Restaurant | New | Space Heating | Natural Gas | Unit Heater | E4 | Utility - Value of Sales | 0 | 0 | 0 | 0 | 0 | 0 | 0 | 0 | 0 | 0 | 0 | 0 | 0 | 0 | 0 | 0 | 0 | 0 | 0 | 0 | 0 | 0 | 0 | 0 | 0 | 0 | 0 | 0 | 0 | 0 | 0 | 0 | 0 | 0 | 0 | 0 | 0 | 0 | 0 | 0 | 0 | 0
F6_Commercial_Restaurant_New_Space Heating_Natural Gas_Unit Heater_E5 | F6 | Commercial | Restaurant | New | Space Heating | Natural Gas | Unit Heater | E5 | Utility - Value of Sales | 0 | 0 | 0 | 0 | 0 | 0 | 0 | 0 | 0 | 0 | 0 | 0 | 0 | 0 | 0 | 0 | 0 | 0 | 0 | 0 | 0 | 0 | 0 | 0 | 0 | 0 | 0 | 0 | 0 | 0 | 0 | 0 | 0 | 0 | 0 | 0 | 0 | 0 | 0 | 0 | 0 | 0
F6_Commercial_Restaurant_New_Space Heating_Natural Gas_Unit Heater_E6 | F6 | Commercial | Restaurant | New | Space Heating | Natural Gas | Unit Heater | E6 | Utility - Value of Sales | 0 | 0 | 0 | 0 | 0 | 0 | 0 | 0 | 0 | 0 | 0 | 0 | 0 | 0 | 0 | 0 | 0 | 0 | 0 | 0 | 0 | 0 | 0 | 0 | 0 | 0 | 0 | 0 | 0 | 0 | 0 | 0 | 0 | 0 | 0 | 0 | 0 | 0 | 0 | 0 | 0 | 0
F6_Commercial_Restaurant_New_Space Heating_Natural Gas_Unit Heater_E7 | F6 | Commercial | Restaurant | New | Space Heating | Natural Gas | Unit Heater | E7 | Utility - Value of Sales | 0 | 0 | 0 | 0 | 0 | 0 | 0 | 0 | 0 | 0 | 0 | 0 | 0 | 0 | 0 | 0 | 0 | 0 | 0 | 0 | 0 | 0 | 0 | 0 | 0 | 0 | 0 | 0 | 0 | 0 | 0 | 0 | 0 | 0 | 0 | 0 | 0 | 0 | 0 | 0 | 0 | 0
F6_Commercial_Restaurant_New_Space Heating_Natural Gas_Unit Heater_E8 | F6 | Commercial | Restaurant | New | Space Heating | Natural Gas | Unit Heater | E8 | Utility - Value of Sales | 0 | 0 | 0 | 0 | 0 | 0 | 0 | 0 | 0 | 0 | 0 | 0 | 0 | 0 | 0 | 0 | 0 | 0 | 0 | 0 | 0 | 0 | 0 | 0 | 0 | 0 | 0 | 0 | 0 | 0 | 0 | 0 | 0 | 0 | 0 | 0 | 0 | 0 | 0 | 0 | 0 | 0
F6_Commercial_Restaurant_New_Space Heating_Natural Gas_Unit Heater_E9 | F6 | Commercial | Restaurant | New | Space Heating | Natural Gas | Unit Heater | E9 | Utility - Value of Sales | 0 | 0 | 0 | 0 | 0 | 0 | 0 | 0 | 0 | 0 | 0 | 0 | 0 | 0 | 0 | 0 | 0 | 0 | 0 | 0 | 0 | 0 | 0 | 0 | 0 | 0 | 0 | 0 | 0 | 0 | 0 | 0 | 0 | 0 | 0 | 0 | 0 | 0 | 0 | 0 | 0 | 0
F6_Commercial_Restaurant_New_Space Heating_Natural Gas_Unit Heater_E10 | F6 | Commercial | Restaurant | New | Space Heating | Natural Gas | Unit Heater | E10 | Utility - Value of Sales | 0 | 0 | 0 | 0 | 0 | 0 | 0 | 0 | 0 | 0 | 0 | 0 | 0 | 0 | 0 | 0 | 0 | 0 | 0 | 0 | 0 | 0 | 0 | 0 | 0 | 0 | 0 | 0 | 0 | 0 | 0 | 0 | 0 | 0 | 0 | 0 | 0 | 0 | 0 | 0 | 0 | 0
F1_Commercial_Restaurant_New_Water Heating_Natural Gas_Water Heater_E1 | F1 | Commercial | Restaurant | New | Water Heating | Natural Gas | Water Heater | E1 | RVT - Cost of Equipment | 1.2844 | 1.2961 | 1.3101 | 1.3263 | 1.3452 | 1.3676 | 1.3857 | 1.4027 | 1.4196 | 1.4365 | 1.4519 | 1.4654 | 1.4791 | 1.4935 | 1.5101 | 1.5266 | 1.5447 | 1.5648 | 1.586 | 1.6079 | 1.6303 | 1.6513 | 1.6706 | 1.6881 | 1.7036 | 1.7168 | 1.7261 | 1.7329 | 1.7388 | 1.7438 | 1.7488 | 1.751 | 1.751 | 0 | 0 | 0 | 0 | 0 | 0 | 0 | 0 | 0
F1_Commercial_Restaurant_New_Water Heating_Natural Gas_Water Heater_E2 | F1 | Commercial | Restaurant | New | Water Heating | Natural Gas | Water Heater | E2 | RVT - Cost of Equipment | 1.2686 | 1.2801 | 1.2939 | 1.3099 | 1.3286 | 1.3507 | 1.3686 | 1.3854 | 1.402 | 1.4187 | 1.434 | 1.4474 | 1.4608 | 1.475 | 1.4914 | 1.5077 | 1.5257 | 1.5455 | 1.5664 | 1.5881 | 1.6102 | 1.6309 | 1.6499 | 1.6673 | 1.6826 | 1.6956 | 1.7048 | 1.7115 | 1.7173 | 1.7223 | 1.7272 | 1.7294 | 1.7294 | 0 | 0 | 0 | 0 | 0 | 0 | 0 | 0 | 0
F1_Commercial_Restaurant_New_Water Heating_Natural Gas_Water Heater_E3 | F1 | Commercial | Restaurant | New | Water Heating | Natural Gas | Water Heater | E3 | RVT - Cost of Equipment | 1.1676 | 1.1783 | 1.191 | 1.2057 | 1.2229 | 1.2433 | 1.2597 | 1.2752 | 1.2905 | 1.3059 | 1.3199 | 1.3322 | 1.3446 | 1.3577 | 1.3728 | 1.3878 | 1.4043 | 1.4225 | 1.4418 | 1.4617 | 1.4821 | 1.5012 | 1.5187 | 1.5347 | 1.5487 | 1.5607 | 1.5692 | 1.5754 | 1.5807 | 1.5853 | 1.5898 | 1.5918 | 1.5918 | 0 | 0 | 0 | 0 | 0 | 0 | 0 | 0 | 0
F1_Commercial_Restaurant_New_Water Heating_Natural Gas_Water Heater_E4 | F1 | Commercial | Restaurant | New | Water Heating | Natural Gas | Water Heater | E4 | RVT - Cost of Equipment | 1.0931 | 1.1031 | 1.115 | 1.1288 | 1.1449 | 1.1639 | 1.1793 | 1.1938 | 1.2081 | 1.2225 | 1.2357 | 1.2472 | 1.2588 | 1.271 | 1.2852 | 1.2992 | 1.3147 | 1.3317 | 1.3498 | 1.3684 | 1.3875 | 1.4054 | 1.4218 | 1.4367 | 1.4499 | 1.4611 | 1.469 | 1.4748 | 1.4798 | 1.4841 | 1.4883 | 1.4902 | 1.4902 | 0 | 0 | 0 | 0 | 0 | 0 | 0 | 0 | 0
F1_Commercial_Restaurant_New_Water Heating_Natural Gas_Water Heater_E5 | F1 | Commercial | Restaurant | New | Water Heating | Natural Gas | Water Heater | E5 | RVT - Cost of Equipment | 1.0703 | 1.0801 | 1.0918 | 1.1053 | 1.121 | 1.1397 | 1.1548 | 1.1689 | 1.183 | 1.197 | 1.2099 | 1.2212 | 1.2326 | 1.2446 | 1.2584 | 1.2721 | 1.2873 | 1.304 | 1.3217 | 1.3399 | 1.3586 | 1.3761 | 1.3921 | 1.4068 | 1.4197 | 1.4307 | 1.4384 | 1.4441 | 1.449 | 1.4532 | 1.4573 | 1.4592 | 1.4592 | 0 | 0 | 0 | 0 | 0 | 0 | 0 | 0 | 0
F1_Commercial_Restaurant_New_Water Heating_Natural Gas_Water Heater_E6 | F1 | Commercial | Restaurant | New | Water Heating | Natural Gas | Water Heater | E6 | RVT - Cost of Equipment | 1.0485 | 1.0581 | 1.0695 | 1.0827 | 1.0981 | 1.1164 | 1.1312 | 1.1451 | 1.1588 | 1.1726 | 1.1852 | 1.1963 | 1.2074 | 1.2192 | 1.2327 | 1.2462 | 1.261 | 1.2774 | 1.2947 | 1.3126 | 1.3309 | 1.348 | 1.3637 | 1.3781 | 1.3907 | 1.4015 | 1.409 | 1.4146 | 1.4194 | 1.4235 | 1.4276 | 1.4294 | 1.4294 | 0 | 0 | 0 | 0 | 0 | 0 | 0 | 0 | 0
F1_Commercial_Restaurant_New_Water Heating_Natural Gas_Water Heater_E7 | F1 | Commercial | Restaurant | New | Water Heating | Natural Gas | Water Heater | E7 | RVT - Cost of Equipment | 0.9846 | 0.99424 | 1.0049 | 1.0165 | 1.0297 | 1.045 | 1.0579 | 1.0702 | 1.0829 | 1.0961 | 1.1087 | 1.1205 | 1.1324 | 1.1447 | 1.1579 | 1.1707 | 1.1842 | 1.1985 | 1.2133 | 1.2281 | 1.2431 | 1.2569 | 1.2695 | 1.2805 | 1.2901 | 1.2983 | 1.304 | 1.3082 | 1.3119 | 1.315 | 1.318 | 1.3194 | 1.3194 | 0 | 0 | 0 | 0 | 0 | 0 | 0 | 0 | 0
F1_Commercial_Restaurant_New_Water Heating_Natural Gas_Water Heater_E8 | F1 | Commercial | Restaurant | New | Water Heating | Natural Gas | Water Heater | E8 | RVT - Cost of Equipment | 0 | 0 | 0 | 0 | 0 | 0 | 0 | 0 | 0 | 0 | 0 | 0 | 0 | 0 | 0 | 0 | 0 | 0 | 0 | 0 | 0 | 0 | 0 | 0 | 0 | 0 | 0 | 0 | 0 | 0 | 0 | 0 | 0 | 0 | 0 | 0 | 0 | 0 | 0 | 0 | 0 | 0
F1_Commercial_Restaurant_New_Water Heating_Natural Gas_Water Heater_E9 | F1 | Commercial | Restaurant | New | Water Heating | Natural Gas | Water Heater | E9 | RVT - Cost of Equipment | 0 | 0 | 0 | 0 | 0 | 0 | 0 | 0 | 0 | 0 | 0 | 0 | 0 | 0 | 0 | 0 | 0 | 0 | 0 | 0 | 0 | 0 | 0 | 0 | 0 | 0 | 0 | 0 | 0 | 0 | 0 | 0 | 0 | 0 | 0 | 0 | 0 | 0 | 0 | 0 | 0 | 0
F1_Commercial_Restaurant_New_Water Heating_Natural Gas_Water Heater_E10 | F1 | Commercial | Restaurant | New | Water Heating | Natural Gas | Water Heater | E10 | RVT - Cost of Equipment | 0 | 0 | 0 | 0 | 0 | 0 | 0 | 0 | 0 | 0 | 0 | 0 | 0 | 0 | 0 | 0 | 0 | 0 | 0 | 0 | 0 | 0 | 0 | 0 | 0 | 0 | 0 | 0 | 0 | 0 | 0 | 0 | 0 | 0 | 0 | 0 | 0 | 0 | 0 | 0 | 0 | 0
F2_Commercial_Restaurant_New_Water Heating_Natural Gas_Water Heater_E1 | F2 | Commercial | Restaurant | New | Water Heating | Natural Gas | Water Heater | E1 | RVT - Cost of Operation | 1.5388 | 1.5529 | 1.5696 | 1.589 | 1.6117 | 1.6385 | 1.6602 | 1.6806 | 1.7007 | 1.721 | 1.7395 | 1.7557 | 1.772 | 1.7893 | 1.8092 | 1.8289 | 1.8507 | 1.8747 | 1.9002 | 1.9264 | 1.9532 | 1.9784 | 2.0015 | 2.0225 | 2.041 | 2.0568 | 2.068 | 2.0761 | 2.0832 | 2.0892 | 2.0951 | 2.0978 | 2.0978 | 0 | 0 | 0 | 0 | 0 | 0 | 0 | 0 | 0
F2_Commercial_Restaurant_New_Water Heating_Natural Gas_Water Heater_E2 | F2 | Commercial | Restaurant | New | Water Heating | Natural Gas | Water Heater | E2 | RVT - Cost of Operation | 1.5198 | 1.5337 | 1.5502 | 1.5694 | 1.5918 | 1.6183 | 1.6397 | 1.6598 | 1.6797 | 1.6997 | 1.718 | 1.734 | 1.7502 | 1.7672 | 1.7868 | 1.8063 | 1.8278 | 1.8516 | 1.8767 | 1.9026 | 1.9291 | 1.954 | 1.9767 | 1.9975 | 2.0158 | 2.0315 | 2.0424 | 2.0505 | 2.0575 | 2.0634 | 2.0693 | 2.0719 | 2.0719 | 0 | 0 | 0 | 0 | 0 | 0 | 0 | 0 | 0
F2_Commercial_Restaurant_New_Water Heating_Natural Gas_Water Heater_E3 | F2 | Commercial | Restaurant | New | Water Heating | Natural Gas | Water Heater | E3 | RVT - Cost of Operation | 1.3989 | 1.4117 | 1.4269 | 1.4446 | 1.4652 | 1.4895 | 1.5092 | 1.5278 | 1.5461 | 1.5645 | 1.5813 | 1.5961 | 1.6109 | 1.6266 | 1.6447 | 1.6627 | 1.6824 | 1.7043 | 1.7274 | 1.7513 | 1.7757 | 1.7985 | 1.8195 | 1.8386 | 1.8555 | 1.8699 | 1.88 | 1.8874 | 1.8938 | 1.8993 | 1.9047 | 1.9071 | 1.9071 | 0 | 0 | 0 | 0 | 0 | 0 | 0 | 0 | 0
F2_Commercial_Restaurant_New_Water Heating_Natural Gas_Water Heater_E4 | F2 | Commercial | Restaurant | New | Water Heating | Natural Gas | Water Heater | E4 | RVT - Cost of Operation | 1.3096 | 1.3216 | 1.3358 | 1.3524 | 1.3716 | 1.3945 | 1.4129 | 1.4303 | 1.4474 | 1.4647 | 1.4804 | 1.4942 | 1.5081 | 1.5228 | 1.5397 | 1.5565 | 1.5751 | 1.5955 | 1.6172 | 1.6395 | 1.6623 | 1.6837 | 1.7034 | 1.7213 | 1.7371 | 1.7505 | 1.76 | 1.7669 | 1.7729 | 1.778 | 1.7831 | 1.7854 | 1.7854 | 0 | 0 | 0 | 0 | 0 | 0 | 0 | 0 | 0
F2_Commercial_Restaurant_New_Water Heating_Natural Gas_Water Heater_E5 | F2 | Commercial | Restaurant | New | Water Heating | Natural Gas | Water Heater | E5 | RVT - Cost of Operation | 1.2823 | 1.2941 | 1.308 | 1.3242 | 1.3431 | 1.3654 | 1.3835 | 1.4005 | 1.4173 | 1.4341 | 1.4496 | 1.4631 | 1.4767 | 1.4911 | 1.5076 | 1.5241 | 1.5422 | 1.5623 | 1.5835 | 1.6053 | 1.6277 | 1.6487 | 1.6679 | 1.6854 | 1.7009 | 1.714 | 1.7233 | 1.7301 | 1.736 | 1.741 | 1.7459 | 1.7482 | 1.7482 | 0 | 0 | 0 | 0 | 0 | 0 | 0 | 0 | 0
F2_Commercial_Restaurant_New_Water Heating_Natural Gas_Water Heater_E6 | F2 | Commercial | Restaurant | New | Water Heating | Natural Gas | Water Heater | E6 | RVT - Cost of Operation | 1.2562 | 1.2676 | 1.2813 | 1.2972 | 1.3157 | 1.3375 | 1.3552 | 1.3719 | 1.3883 | 1.4049 | 1.42 | 1.4332 | 1.4466 | 1.4606 | 1.4769 | 1.493 | 1.5108 | 1.5304 | 1.5511 | 1.5726 | 1.5945 | 1.615 | 1.6338 | 1.651 | 1.6662 | 1.6791 | 1.6881 | 1.6948 | 1.7006 | 1.7054 | 1.7103 | 1.7125 | 1.7125 | 0 | 0 | 0 | 0 | 0 | 0 | 0 | 0 | 0
F2_Commercial_Restaurant_New_Water Heating_Natural Gas_Water Heater_E7 | F2 | Commercial | Restaurant | New | Water Heating | Natural Gas | Water Heater | E7 | RVT - Cost of Operation | 1.1796 | 1.1912 | 1.2039 | 1.2179 | 1.2336 | 1.252 | 1.2674 | 1.2822 | 1.2974 | 1.3132 | 1.3283 | 1.3425 | 1.3567 | 1.3714 | 1.3872 | 1.4026 | 1.4188 | 1.4359 | 1.4536 | 1.4714 | 1.4893 | 1.5059 | 1.5209 | 1.5341 | 1.5456 | 1.5554 | 1.5623 | 1.5673 | 1.5717 | 1.5754 | 1.5791 | 1.5808 | 1.5808 | 0 | 0 | 0 | 0 | 0 | 0 | 0 | 0 | 0
F2_Commercial_Restaurant_New_Water Heating_Natural Gas_Water Heater_E8 | F2 | Commercial | Restaurant | New | Water Heating | Natural Gas | Water Heater | E8 | RVT - Cost of Operation | 0 | 0 | 0 | 0 | 0 | 0 | 0 | 0 | 0 | 0 | 0 | 0 | 0 | 0 | 0 | 0 | 0 | 0 | 0 | 0 | 0 | 0 | 0 | 0 | 0 | 0 | 0 | 0 | 0 | 0 | 0 | 0 | 0 | 0 | 0 | 0 | 0 | 0 | 0 | 0 | 0 | 0
F2_Commercial_Restaurant_New_Water Heating_Natural Gas_Water Heater_E9 | F2 | Commercial | Restaurant | New | Water Heating | Natural Gas | Water Heater | E9 | RVT - Cost of Operation | 0 | 0 | 0 | 0 | 0 | 0 | 0 | 0 | 0 | 0 | 0 | 0 | 0 | 0 | 0 | 0 | 0 | 0 | 0 | 0 | 0 | 0 | 0 | 0 | 0 | 0 | 0 | 0 | 0 | 0 | 0 | 0 | 0 | 0 | 0 | 0 | 0 | 0 | 0 | 0 | 0 | 0
F2_Commercial_Restaurant_New_Water Heating_Natural Gas_Water Heater_E10 | F2 | Commercial | Restaurant | New | Water Heating | Natural Gas | Water Heater | E10 | RVT - Cost of Operation | 0 | 0 | 0 | 0 | 0 | 0 | 0 | 0 | 0 | 0 | 0 | 0 | 0 | 0 | 0 | 0 | 0 | 0 | 0 | 0 | 0 | 0 | 0 | 0 | 0 | 0 | 0 | 0 | 0 | 0 | 0 | 0 | 0 | 0 | 0 | 0 | 0 | 0 | 0 | 0 | 0 | 0
F3_Commercial_Restaurant_New_Water Heating_Natural Gas_Water Heater_E1 | F3 | Commercial | Restaurant | New | Water Heating | Natural Gas | Water Heater | E1 | System - kBTUs of Consumption | 0.13603 | 0.13603 | 0.13603 | 0.13603 | 0.13603 | 0.13603 | 0.13603 | 0.13603 | 0.13603 | 0.13603 | 0.13603 | 0.13603 | 0.13603 | 0.13603 | 0.13603 | 0.13603 | 0.13603 | 0.13603 | 0.13603 | 0.13603 | 0.13603 | 0.13603 | 0.13603 | 0.13603 | 0.13603 | 0.13603 | 0.13603 | 0.13603 | 0.13603 | 0.13603 | 0.13603 | 0.13603 | 0.13603 | 0 | 0 | 0 | 0 | 0 | 0 | 0 | 0 | 0
F3_Commercial_Restaurant_New_Water Heating_Natural Gas_Water Heater_E2 | F3 | Commercial | Restaurant | New | Water Heating | Natural Gas | Water Heater | E2 | System - kBTUs of Consumption | 0.136 | 0.136 | 0.136 | 0.136 | 0.136 | 0.136 | 0.136 | 0.136 | 0.136 | 0.136 | 0.136 | 0.136 | 0.136 | 0.136 | 0.136 | 0.136 | 0.136 | 0.136 | 0.136 | 0.136 | 0.136 | 0.136 | 0.136 | 0.136 | 0.136 | 0.136 | 0.136 | 0.136 | 0.136 | 0.136 | 0.136 | 0.136 | 0.136 | 0 | 0 | 0 | 0 | 0 | 0 | 0 | 0 | 0
F3_Commercial_Restaurant_New_Water Heating_Natural Gas_Water Heater_E3 | F3 | Commercial | Restaurant | New | Water Heating | Natural Gas | Water Heater | E3 | System - kBTUs of Consumption | 0.13825 | 0.13825 | 0.13825 | 0.13825 | 0.13825 | 0.13825 | 0.13825 | 0.13825 | 0.13825 | 0.13825 | 0.13825 | 0.13825 | 0.13825 | 0.13825 | 0.13825 | 0.13825 | 0.13825 | 0.13825 | 0.13825 | 0.13825 | 0.13825 | 0.13825 | 0.13825 | 0.13825 | 0.13825 | 0.13825 | 0.13825 | 0.13825 | 0.13825 | 0.13825 | 0.13825 | 0.13825 | 0.13825 | 0 | 0 | 0 | 0 | 0 | 0 | 0 | 0 | 0
F3_Commercial_Restaurant_New_Water Heating_Natural Gas_Water Heater_E4 | F3 | Commercial | Restaurant | New | Water Heating | Natural Gas | Water Heater | E4 | System - kBTUs of Consumption | 0.14051 | 0.14051 | 0.14051 | 0.14051 | 0.14051 | 0.14051 | 0.14051 | 0.14051 | 0.14051 | 0.14051 | 0.14051 | 0.14051 | 0.14051 | 0.14051 | 0.14051 | 0.14051 | 0.14051 | 0.14051 | 0.14051 | 0.14051 | 0.14051 | 0.14051 | 0.14051 | 0.14051 | 0.14051 | 0.14051 | 0.14051 | 0.14051 | 0.14051 | 0.14051 | 0.14051 | 0.14051 | 0.14051 | 0 | 0 | 0 | 0 | 0 | 0 | 0 | 0 | 0
F3_Commercial_Restaurant_New_Water Heating_Natural Gas_Water Heater_E5 | F3 | Commercial | Restaurant | New | Water Heating | Natural Gas | Water Heater | E5 | System - kBTUs of Consumption | 0.1435 | 0.1435 | 0.1435 | 0.1435 | 0.1435 | 0.1435 | 0.1435 | 0.1435 | 0.1435 | 0.1435 | 0.1435 | 0.1435 | 0.1435 | 0.1435 | 0.1435 | 0.1435 | 0.1435 | 0.1435 | 0.1435 | 0.1435 | 0.1435 | 0.1435 | 0.1435 | 0.1435 | 0.1435 | 0.1435 | 0.1435 | 0.1435 | 0.1435 | 0.1435 | 0.1435 | 0.1435 | 0.1435 | 0 | 0 | 0 | 0 | 0 | 0 | 0 | 0 | 0
F3_Commercial_Restaurant_New_Water Heating_Natural Gas_Water Heater_E6 | F3 | Commercial | Restaurant | New | Water Heating | Natural Gas | Water Heater | E6 | System - kBTUs of Consumption | 0.12123 | 0.12123 | 0.12123 | 0.12123 | 0.12123 | 0.12123 | 0.12123 | 0.12123 | 0.12123 | 0.12123 | 0.12123 | 0.12123 | 0.12123 | 0.12123 | 0.12123 | 0.12123 | 0.12123 | 0.12123 | 0.12123 | 0.12123 | 0.12123 | 0.12123 | 0.12123 | 0.12123 | 0.12123 | 0.12123 | 0.12123 | 0.12123 | 0.12123 | 0.12123 | 0.12123 | 0.12123 | 0.12123 | 0 | 0 | 0 | 0 | 0 | 0 | 0 | 0 | 0
F3_Commercial_Restaurant_New_Water Heating_Natural Gas_Water Heater_E7 | F3 | Commercial | Restaurant | New | Water Heating | Natural Gas | Water Heater | E7 | System - kBTUs of Consumption | 0.15307 | 0.15307 | 0.15307 | 0.15307 | 0.15307 | 0.15307 | 0.15307 | 0.15307 | 0.15307 | 0.15307 | 0.15307 | 0.15307 | 0.15307 | 0.15307 | 0.15307 | 0.15307 | 0.15307 | 0.15307 | 0.15307 | 0.15307 | 0.15307 | 0.15307 | 0.15307 | 0.15307 | 0.15307 | 0.15307 | 0.15307 | 0.15307 | 0.15307 | 0.15307 | 0.15307 | 0.15307 | 0.15307 | 0 | 0 | 0 | 0 | 0 | 0 | 0 | 0 | 0
F3_Commercial_Restaurant_New_Water Heating_Natural Gas_Water Heater_E8 | F3 | Commercial | Restaurant | New | Water Heating | Natural Gas | Water Heater | E8 | System - kBTUs of Consumption | 0 | 0 | 0 | 0 | 0 | 0 | 0 | 0 | 0 | 0 | 0 | 0 | 0 | 0 | 0 | 0 | 0 | 0 | 0 | 0 | 0 | 0 | 0 | 0 | 0 | 0 | 0 | 0 | 0 | 0 | 0 | 0 | 0 | 0 | 0 | 0 | 0 | 0 | 0 | 0 | 0 | 0
F3_Commercial_Restaurant_New_Water Heating_Natural Gas_Water Heater_E9 | F3 | Commercial | Restaurant | New | Water Heating | Natural Gas | Water Heater | E9 | System - kBTUs of Consumption | 0 | 0 | 0 | 0 | 0 | 0 | 0 | 0 | 0 | 0 | 0 | 0 | 0 | 0 | 0 | 0 | 0 | 0 | 0 | 0 | 0 | 0 | 0 | 0 | 0 | 0 | 0 | 0 | 0 | 0 | 0 | 0 | 0 | 0 | 0 | 0 | 0 | 0 | 0 | 0 | 0 | 0
F3_Commercial_Restaurant_New_Water Heating_Natural Gas_Water Heater_E10 | F3 | Commercial | Restaurant | New | Water Heating | Natural Gas | Water Heater | E10 | System - kBTUs of Consumption | 0 | 0 | 0 | 0 | 0 | 0 | 0 | 0 | 0 | 0 | 0 | 0 | 0 | 0 | 0 | 0 | 0 | 0 | 0 | 0 | 0 | 0 | 0 | 0 | 0 | 0 | 0 | 0 | 0 | 0 | 0 | 0 | 0 | 0 | 0 | 0 | 0 | 0 | 0 | 0 | 0 | 0
F4_Commercial_Restaurant_New_Water Heating_Natural Gas_Water Heater_E1 | F4 | Commercial | Restaurant | New | Water Heating | Natural Gas | Water Heater | E1 | Utility - Cost of Equipment | 1.5388 | 1.5529 | 1.5696 | 1.589 | 1.6117 | 1.6385 | 1.6602 | 1.6806 | 1.7007 | 1.721 | 1.7395 | 1.7557 | 1.772 | 1.7893 | 1.8092 | 1.8289 | 1.8507 | 1.8747 | 1.9002 | 1.9264 | 1.9532 | 1.9784 | 2.0015 | 2.0225 | 2.041 | 2.0568 | 2.068 | 2.0761 | 2.0832 | 2.0892 | 2.0951 | 2.0978 | 2.0978 | 0 | 0 | 0 | 0 | 0 | 0 | 0 | 0 | 0
F4_Commercial_Restaurant_New_Water Heating_Natural Gas_Water Heater_E2 | F4 | Commercial | Restaurant | New | Water Heating | Natural Gas | Water Heater | E2 | Utility - Cost of Equipment | 1.5198 | 1.5337 | 1.5502 | 1.5694 | 1.5918 | 1.6183 | 1.6397 | 1.6598 | 1.6797 | 1.6997 | 1.718 | 1.734 | 1.7502 | 1.7672 | 1.7868 | 1.8063 | 1.8278 | 1.8516 | 1.8767 | 1.9026 | 1.9291 | 1.954 | 1.9767 | 1.9975 | 2.0158 | 2.0315 | 2.0424 | 2.0505 | 2.0575 | 2.0634 | 2.0693 | 2.0719 | 2.0719 | 0 | 0 | 0 | 0 | 0 | 0 | 0 | 0 | 0
F4_Commercial_Restaurant_New_Water Heating_Natural Gas_Water Heater_E3 | F4 | Commercial | Restaurant | New | Water Heating | Natural Gas | Water Heater | E3 | Utility - Cost of Equipment | 1.3989 | 1.4117 | 1.4269 | 1.4446 | 1.4652 | 1.4895 | 1.5092 | 1.5278 | 1.5461 | 1.5645 | 1.5813 | 1.5961 | 1.6109 | 1.6266 | 1.6447 | 1.6627 | 1.6824 | 1.7043 | 1.7274 | 1.7513 | 1.7757 | 1.7985 | 1.8195 | 1.8386 | 1.8555 | 1.8699 | 1.88 | 1.8874 | 1.8938 | 1.8993 | 1.9047 | 1.9071 | 1.9071 | 0 | 0 | 0 | 0 | 0 | 0 | 0 | 0 | 0
F4_Commercial_Restaurant_New_Water Heating_Natural Gas_Water Heater_E4 | F4 | Commercial | Restaurant | New | Water Heating | Natural Gas | Water Heater | E4 | Utility - Cost of Equipment | 1.3096 | 1.3216 | 1.3358 | 1.3524 | 1.3716 | 1.3945 | 1.4129 | 1.4303 | 1.4474 | 1.4647 | 1.4804 | 1.4942 | 1.5081 | 1.5228 | 1.5397 | 1.5565 | 1.5751 | 1.5955 | 1.6172 | 1.6395 | 1.6623 | 1.6837 | 1.7034 | 1.7213 | 1.7371 | 1.7505 | 1.76 | 1.7669 | 1.7729 | 1.778 | 1.7831 | 1.7854 | 1.7854 | 0 | 0 | 0 | 0 | 0 | 0 | 0 | 0 | 0
F4_Commercial_Restaurant_New_Water Heating_Natural Gas_Water Heater_E5 | F4 | Commercial | Restaurant | New | Water Heating | Natural Gas | Water Heater | E5 | Utility - Cost of Equipment | 1.2823 | 1.2941 | 1.308 | 1.3242 | 1.3431 | 1.3654 | 1.3835 | 1.4005 | 1.4173 | 1.4341 | 1.4496 | 1.4631 | 1.4767 | 1.4911 | 1.5076 | 1.5241 | 1.5422 | 1.5623 | 1.5835 | 1.6053 | 1.6277 | 1.6487 | 1.6679 | 1.6854 | 1.7009 | 1.714 | 1.7233 | 1.7301 | 1.736 | 1.741 | 1.7459 | 1.7482 | 1.7482 | 0 | 0 | 0 | 0 | 0 | 0 | 0 | 0 | 0
F4_Commercial_Restaurant_New_Water Heating_Natural Gas_Water Heater_E6 | F4 | Commercial | Restaurant | New | Water Heating | Natural Gas | Water Heater | E6 | Utility - Cost of Equipment | 1.2562 | 1.2676 | 1.2813 | 1.2972 | 1.3157 | 1.3375 | 1.3552 | 1.3719 | 1.3883 | 1.4049 | 1.42 | 1.4332 | 1.4466 | 1.4606 | 1.4769 | 1.493 | 1.5108 | 1.5304 | 1.5511 | 1.5726 | 1.5945 | 1.615 | 1.6338 | 1.651 | 1.6662 | 1.6791 | 1.6881 | 1.6948 | 1.7006 | 1.7054 | 1.7103 | 1.7125 | 1.7125 | 0 | 0 | 0 | 0 | 0 | 0 | 0 | 0 | 0
F4_Commercial_Restaurant_New_Water Heating_Natural Gas_Water Heater_E7 | F4 | Commercial | Restaurant | New | Water Heating | Natural Gas | Water Heater | E7 | Utility - Cost of Equipment | 1.1796 | 1.1912 | 1.2039 | 1.2179 | 1.2336 | 1.252 | 1.2674 | 1.2822 | 1.2974 | 1.3132 | 1.3283 | 1.3425 | 1.3567 | 1.3714 | 1.3872 | 1.4026 | 1.4188 | 1.4359 | 1.4536 | 1.4714 | 1.4893 | 1.5059 | 1.5209 | 1.5341 | 1.5456 | 1.5554 | 1.5623 | 1.5673 | 1.5717 | 1.5754 | 1.5791 | 1.5808 | 1.5808 | 0 | 0 | 0 | 0 | 0 | 0 | 0 | 0 | 0
F4_Commercial_Restaurant_New_Water Heating_Natural Gas_Water Heater_E8 | F4 | Commercial | Restaurant | New | Water Heating | Natural Gas | Water Heater | E8 | Utility - Cost of Equipment | 0 | 0 | 0 | 0 | 0 | 0 | 0 | 0 | 0 | 0 | 0 | 0 | 0 | 0 | 0 | 0 | 0 | 0 | 0 | 0 | 0 | 0 | 0 | 0 | 0 | 0 | 0 | 0 | 0 | 0 | 0 | 0 | 0 | 0 | 0 | 0 | 0 | 0 | 0 | 0 | 0 | 0
F4_Commercial_Restaurant_New_Water Heating_Natural Gas_Water Heater_E9 | F4 | Commercial | Restaurant | New | Water Heating | Natural Gas | Water Heater | E9 | Utility - Cost of Equipment | 0 | 0 | 0 | 0 | 0 | 0 | 0 | 0 | 0 | 0 | 0 | 0 | 0 | 0 | 0 | 0 | 0 | 0 | 0 | 0 | 0 | 0 | 0 | 0 | 0 | 0 | 0 | 0 | 0 | 0 | 0 | 0 | 0 | 0 | 0 | 0 | 0 | 0 | 0 | 0 | 0 | 0
F4_Commercial_Restaurant_New_Water Heating_Natural Gas_Water Heater_E10 | F4 | Commercial | Restaurant | New | Water Heating | Natural Gas | Water Heater | E10 | Utility - Cost of Equipment | 0 | 0 | 0 | 0 | 0 | 0 | 0 | 0 | 0 | 0 | 0 | 0 | 0 | 0 | 0 | 0 | 0 | 0 | 0 | 0 | 0 | 0 | 0 | 0 | 0 | 0 | 0 | 0 | 0 | 0 | 0 | 0 | 0 | 0 | 0 | 0 | 0 | 0 | 0 | 0 | 0 | 0
F5_Commercial_Restaurant_New_Water Heating_Natural Gas_Water Heater_E1 | F5 | Commercial | Restaurant | New | Water Heating | Natural Gas | Water Heater | E1 | Utility - Cost of Operation | 0.13603 | 0.13603 | 0.13603 | 0.13603 | 0.13603 | 0.13603 | 0.13603 | 0.13603 | 0.13603 | 0.13603 | 0.13603 | 0.13603 | 0.13603 | 0.13603 | 0.13603 | 0.13603 | 0.13603 | 0.13603 | 0.13603 | 0.13603 | 0.13603 | 0.13603 | 0.13603 | 0.13603 | 0.13603 | 0.13603 | 0.13603 | 0.13603 | 0.13603 | 0.13603 | 0.13603 | 0.13603 | 0.13603 | 0 | 0 | 0 | 0 | 0 | 0 | 0 | 0 | 0
F5_Commercial_Restaurant_New_Water Heating_Natural Gas_Water Heater_E2 | F5 | Commercial | Restaurant | New | Water Heating | Natural Gas | Water Heater | E2 | Utility - Cost of Operation | 0.136 | 0.136 | 0.136 | 0.136 | 0.136 | 0.136 | 0.136 | 0.136 | 0.136 | 0.136 | 0.136 | 0.136 | 0.136 | 0.136 | 0.136 | 0.136 | 0.136 | 0.136 | 0.136 | 0.136 | 0.136 | 0.136 | 0.136 | 0.136 | 0.136 | 0.136 | 0.136 | 0.136 | 0.136 | 0.136 | 0.136 | 0.136 | 0.136 | 0 | 0 | 0 | 0 | 0 | 0 | 0 | 0 | 0
F5_Commercial_Restaurant_New_Water Heating_Natural Gas_Water Heater_E3 | F5 | Commercial | Restaurant | New | Water Heating | Natural Gas | Water Heater | E3 | Utility - Cost of Operation | 0.13825 | 0.13825 | 0.13825 | 0.13825 | 0.13825 | 0.13825 | 0.13825 | 0.13825 | 0.13825 | 0.13825 | 0.13825 | 0.13825 | 0.13825 | 0.13825 | 0.13825 | 0.13825 | 0.13825 | 0.13825 | 0.13825 | 0.13825 | 0.13825 | 0.13825 | 0.13825 | 0.13825 | 0.13825 | 0.13825 | 0.13825 | 0.13825 | 0.13825 | 0.13825 | 0.13825 | 0.13825 | 0.13825 | 0 | 0 | 0 | 0 | 0 | 0 | 0 | 0 | 0
F5_Commercial_Restaurant_New_Water Heating_Natural Gas_Water Heater_E4 | F5 | Commercial | Restaurant | New | Water Heating | Natural Gas | Water Heater | E4 | Utility - Cost of Operation | 0.14051 | 0.14051 | 0.14051 | 0.14051 | 0.14051 | 0.14051 | 0.14051 | 0.14051 | 0.14051 | 0.14051 | 0.14051 | 0.14051 | 0.14051 | 0.14051 | 0.14051 | 0.14051 | 0.14051 | 0.14051 | 0.14051 | 0.14051 | 0.14051 | 0.14051 | 0.14051 | 0.14051 | 0.14051 | 0.14051 | 0.14051 | 0.14051 | 0.14051 | 0.14051 | 0.14051 | 0.14051 | 0.14051 | 0 | 0 | 0 | 0 | 0 | 0 | 0 | 0 | 0
F5_Commercial_Restaurant_New_Water Heating_Natural Gas_Water Heater_E5 | F5 | Commercial | Restaurant | New | Water Heating | Natural Gas | Water Heater | E5 | Utility - Cost of Operation | 0.1435 | 0.1435 | 0.1435 | 0.1435 | 0.1435 | 0.1435 | 0.1435 | 0.1435 | 0.1435 | 0.1435 | 0.1435 | 0.1435 | 0.1435 | 0.1435 | 0.1435 | 0.1435 | 0.1435 | 0.1435 | 0.1435 | 0.1435 | 0.1435 | 0.1435 | 0.1435 | 0.1435 | 0.1435 | 0.1435 | 0.1435 | 0.1435 | 0.1435 | 0.1435 | 0.1435 | 0.1435 | 0.1435 | 0 | 0 | 0 | 0 | 0 | 0 | 0 | 0 | 0
F5_Commercial_Restaurant_New_Water Heating_Natural Gas_Water Heater_E6 | F5 | Commercial | Restaurant | New | Water Heating | Natural Gas | Water Heater | E6 | Utility - Cost of Operation | 0.12123 | 0.12123 | 0.12123 | 0.12123 | 0.12123 | 0.12123 | 0.12123 | 0.12123 | 0.12123 | 0.12123 | 0.12123 | 0.12123 | 0.12123 | 0.12123 | 0.12123 | 0.12123 | 0.12123 | 0.12123 | 0.12123 | 0.12123 | 0.12123 | 0.12123 | 0.12123 | 0.12123 | 0.12123 | 0.12123 | 0.12123 | 0.12123 | 0.12123 | 0.12123 | 0.12123 | 0.12123 | 0.12123 | 0 | 0 | 0 | 0 | 0 | 0 | 0 | 0 | 0
F5_Commercial_Restaurant_New_Water Heating_Natural Gas_Water Heater_E7 | F5 | Commercial | Restaurant | New | Water Heating | Natural Gas | Water Heater | E7 | Utility - Cost of Operation | 0.15307 | 0.15307 | 0.15307 | 0.15307 | 0.15307 | 0.15307 | 0.15307 | 0.15307 | 0.15307 | 0.15307 | 0.15307 | 0.15307 | 0.15307 | 0.15307 | 0.15307 | 0.15307 | 0.15307 | 0.15307 | 0.15307 | 0.15307 | 0.15307 | 0.15307 | 0.15307 | 0.15307 | 0.15307 | 0.15307 | 0.15307 | 0.15307 | 0.15307 | 0.15307 | 0.15307 | 0.15307 | 0.15307 | 0 | 0 | 0 | 0 | 0 | 0 | 0 | 0 | 0
F5_Commercial_Restaurant_New_Water Heating_Natural Gas_Water Heater_E8 | F5 | Commercial | Restaurant | New | Water Heating | Natural Gas | Water Heater | E8 | Utility - Cost of Operation | 0 | 0 | 0 | 0 | 0 | 0 | 0 | 0 | 0 | 0 | 0 | 0 | 0 | 0 | 0 | 0 | 0 | 0 | 0 | 0 | 0 | 0 | 0 | 0 | 0 | 0 | 0 | 0 | 0 | 0 | 0 | 0 | 0 | 0 | 0 | 0 | 0 | 0 | 0 | 0 | 0 | 0
F5_Commercial_Restaurant_New_Water Heating_Natural Gas_Water Heater_E9 | F5 | Commercial | Restaurant | New | Water Heating | Natural Gas | Water Heater | E9 | Utility - Cost of Operation | 0 | 0 | 0 | 0 | 0 | 0 | 0 | 0 | 0 | 0 | 0 | 0 | 0 | 0 | 0 | 0 | 0 | 0 | 0 | 0 | 0 | 0 | 0 | 0 | 0 | 0 | 0 | 0 | 0 | 0 | 0 | 0 | 0 | 0 | 0 | 0 | 0 | 0 | 0 | 0 | 0 | 0
F5_Commercial_Restaurant_New_Water Heating_Natural Gas_Water Heater_E10 | F5 | Commercial | Restaurant | New | Water Heating | Natural Gas | Water Heater | E10 | Utility - Cost of Operation | 0 | 0 | 0 | 0 | 0 | 0 | 0 | 0 | 0 | 0 | 0 | 0 | 0 | 0 | 0 | 0 | 0 | 0 | 0 | 0 | 0 | 0 | 0 | 0 | 0 | 0 | 0 | 0 | 0 | 0 | 0 | 0 | 0 | 0 | 0 | 0 | 0 | 0 | 0 | 0 | 0 | 0
F6_Commercial_Restaurant_New_Water Heating_Natural Gas_Water Heater_E1 | F6 | Commercial | Restaurant | New | Water Heating | Natural Gas | Water Heater | E1 | Utility - Value of Sales | 1.1936 | 1.1936 | 1.1936 | 1.1936 | 1.1936 | 1.1936 | 1.1936 | 1.1936 | 1.1936 | 1.1936 | 1.1936 | 1.1936 | 1.1936 | 1.1936 | 1.1936 | 1.1936 | 1.1936 | 1.1936 | 1.1936 | 1.1936 | 1.1936 | 1.1936 | 1.1936 | 1.1936 | 1.1936 | 1.1936 | 1.1936 | 1.1936 | 1.1936 | 1.1936 | 1.1936 | 1.1936 | 1.1936 | 0 | 0 | 0 | 0 | 0 | 0 | 0 | 0 | 0
F6_Commercial_Restaurant_New_Water Heating_Natural Gas_Water Heater_E2 | F6 | Commercial | Restaurant | New | Water Heating | Natural Gas | Water Heater | E2 | Utility - Value of Sales | 1.1789 | 1.1789 | 1.1789 | 1.1789 | 1.1789 | 1.1789 | 1.1789 | 1.1789 | 1.1789 | 1.1789 | 1.1789 | 1.1789 | 1.1789 | 1.1789 | 1.1789 | 1.1789 | 1.1789 | 1.1789 | 1.1789 | 1.1789 | 1.1789 | 1.1789 | 1.1789 | 1.1789 | 1.1789 | 1.1789 | 1.1789 | 1.1789 | 1.1789 | 1.1789 | 1.1789 | 1.1789 | 1.1789 | 0 | 0 | 0 | 0 | 0 | 0 | 0 | 0 | 0
F6_Commercial_Restaurant_New_Water Heating_Natural Gas_Water Heater_E3 | F6 | Commercial | Restaurant | New | Water Heating | Natural Gas | Water Heater | E3 | Utility - Value of Sales | 1.0851 | 1.0851 | 1.0851 | 1.0851 | 1.0851 | 1.0851 | 1.0851 | 1.0851 | 1.0851 | 1.0851 | 1.0851 | 1.0851 | 1.0851 | 1.0851 | 1.0851 | 1.0851 | 1.0851 | 1.0851 | 1.0851 | 1.0851 | 1.0851 | 1.0851 | 1.0851 | 1.0851 | 1.0851 | 1.0851 | 1.0851 | 1.0851 | 1.0851 | 1.0851 | 1.0851 | 1.0851 | 1.0851 | 0 | 0 | 0 | 0 | 0 | 0 | 0 | 0 | 0
F6_Commercial_Restaurant_New_Water Heating_Natural Gas_Water Heater_E4 | F6 | Commercial | Restaurant | New | Water Heating | Natural Gas | Water Heater | E4 | Utility - Value of Sales | 1.0159 | 1.0159 | 1.0159 | 1.0159 | 1.0159 | 1.0159 | 1.0159 | 1.0159 | 1.0159 | 1.0159 | 1.0159 | 1.0159 | 1.0159 | 1.0159 | 1.0159 | 1.0159 | 1.0159 | 1.0159 | 1.0159 | 1.0159 | 1.0159 | 1.0159 | 1.0159 | 1.0159 | 1.0159 | 1.0159 | 1.0159 | 1.0159 | 1.0159 | 1.0159 | 1.0159 | 1.0159 | 1.0159 | 0 | 0 | 0 | 0 | 0 | 0 | 0 | 0 | 0
F6_Commercial_Restaurant_New_Water Heating_Natural Gas_Water Heater_E5 | F6 | Commercial | Restaurant | New | Water Heating | Natural Gas | Water Heater | E5 | Utility - Value of Sales | 0.9947 | 0.9947 | 0.9947 | 0.9947 | 0.9947 | 0.9947 | 0.9947 | 0.9947 | 0.9947 | 0.9947 | 0.9947 | 0.9947 | 0.9947 | 0.9947 | 0.9947 | 0.9947 | 0.9947 | 0.9947 | 0.9947 | 0.9947 | 0.9947 | 0.9947 | 0.9947 | 0.9947 | 0.9947 | 0.9947 | 0.9947 | 0.9947 | 0.9947 | 0.9947 | 0.9947 | 0.9947 | 0.9947 | 0 | 0 | 0 | 0 | 0 | 0 | 0 | 0 | 0
F6_Commercial_Restaurant_New_Water Heating_Natural Gas_Water Heater_E6 | F6 | Commercial | Restaurant | New | Water Heating | Natural Gas | Water Heater | E6 | Utility - Value of Sales | 0.9744 | 0.9744 | 0.9744 | 0.9744 | 0.9744 | 0.9744 | 0.9744 | 0.9744 | 0.9744 | 0.9744 | 0.9744 | 0.9744 | 0.9744 | 0.9744 | 0.9744 | 0.9744 | 0.9744 | 0.9744 | 0.9744 | 0.9744 | 0.9744 | 0.9744 | 0.9744 | 0.9744 | 0.9744 | 0.9744 | 0.9744 | 0.9744 | 0.9744 | 0.9744 | 0.9744 | 0.9744 | 0.9744 | 0 | 0 | 0 | 0 | 0 | 0 | 0 | 0 | 0
F6_Commercial_Restaurant_New_Water Heating_Natural Gas_Water Heater_E7 | F6 | Commercial | Restaurant | New | Water Heating | Natural Gas | Water Heater | E7 | Utility - Value of Sales | 0.90086 | 0.90086 | 0.90086 | 0.90086 | 0.90086 | 0.90086 | 0.90086 | 0.90086 | 0.90086 | 0.90086 | 0.90086 | 0.90086 | 0.90086 | 0.90086 | 0.90086 | 0.90086 | 0.90086 | 0.90086 | 0.90086 | 0.90086 | 0.90086 | 0.90086 | 0.90086 | 0.90086 | 0.90086 | 0.90086 | 0.90086 | 0.90086 | 0.90086 | 0.90086 | 0.90086 | 0.90086 | 0.90086 | 0 | 0 | 0 | 0 | 0 | 0 | 0 | 0 | 0
F6_Commercial_Restaurant_New_Water Heating_Natural Gas_Water Heater_E8 | F6 | Commercial | Restaurant | New | Water Heating | Natural Gas | Water Heater | E8 | Utility - Value of Sales | 0 | 0 | 0 | 0 | 0 | 0 | 0 | 0 | 0 | 0 | 0 | 0 | 0 | 0 | 0 | 0 | 0 | 0 | 0 | 0 | 0 | 0 | 0 | 0 | 0 | 0 | 0 | 0 | 0 | 0 | 0 | 0 | 0 | 0 | 0 | 0 | 0 | 0 | 0 | 0 | 0 | 0
F6_Commercial_Restaurant_New_Water Heating_Natural Gas_Water Heater_E9 | F6 | Commercial | Restaurant | New | Water Heating | Natural Gas | Water Heater | E9 | Utility - Value of Sales | 0 | 0 | 0 | 0 | 0 | 0 | 0 | 0 | 0 | 0 | 0 | 0 | 0 | 0 | 0 | 0 | 0 | 0 | 0 | 0 | 0 | 0 | 0 | 0 | 0 | 0 | 0 | 0 | 0 | 0 | 0 | 0 | 0 | 0 | 0 | 0 | 0 | 0 | 0 | 0 | 0 | 0
F6_Commercial_Restaurant_New_Water Heating_Natural Gas_Water Heater_E10 | F6 | Commercial | Restaurant | New | Water Heating | Natural Gas | Water Heater | E10 | Utility - Value of Sales | 0 | 0 | 0 | 0 | 0 | 0 | 0 | 0 | 0 | 0 | 0 | 0 | 0 | 0 | 0 | 0 | 0 | 0 | 0 | 0 | 0 | 0 | 0 | 0 | 0 | 0 | 0 | 0 | 0 | 0 | 0 | 0 | 0 | 0 | 0 | 0 | 0 | 0 | 0 | 0 | 0 | 0
F1_Commercial_Restaurant_New_Food Preparation_Natural Gas_Oven_E1 | F1 | Commercial | Restaurant | New | Food Preparation | Natural Gas | Oven | E1 | RVT - Cost of Equipment | 0.97123 | 0.97863 | 0.9869 | 0.996 | 1.0064 | 1.0184 | 1.0281 | 1.0374 | 1.0469 | 1.0568 | 1.0662 | 1.0749 | 1.0837 | 1.093 | 1.1033 | 1.1133 | 1.1239 | 1.1352 | 1.1469 | 1.1588 | 1.1709 | 1.1821 | 1.1923 | 1.2013 | 1.209 | 1.2157 | 1.2204 | 1.2238 | 1.2268 | 1.2293 | 1.2319 | 1.233 | 1.233 | 0 | 0 | 0 | 0 | 0 | 0 | 0 | 0 | 0
F1_Commercial_Restaurant_New_Food Preparation_Natural Gas_Oven_E2 | F1 | Commercial | Restaurant | New | Food Preparation | Natural Gas | Oven | E2 | RVT - Cost of Equipment | 0.84386 | 0.85029 | 0.85748 | 0.86538 | 0.87439 | 0.88482 | 0.89327 | 0.90139 | 0.90963 | 0.91821 | 0.9264 | 0.93391 | 0.9416 | 0.94967 | 0.95858 | 0.96729 | 0.97654 | 0.98629 | 0.99647 | 1.0069 | 1.0173 | 1.0271 | 1.0359 | 1.0437 | 1.0505 | 1.0563 | 1.0603 | 1.0633 | 1.0659 | 1.0681 | 1.0703 | 1.0713 | 1.0713 | 0 | 0 | 0 | 0 | 0 | 0 | 0 | 0 | 0
F1_Commercial_Restaurant_New_Food Preparation_Natural Gas_Oven_E3 | F1 | Commercial | Restaurant | New | Food Preparation | Natural Gas | Oven | E3 | RVT - Cost of Equipment | 0 | 0 | 0 | 0 | 0 | 0 | 0 | 0 | 0 | 0 | 0 | 0 | 0 | 0 | 0 | 0 | 0 | 0 | 0 | 0 | 0 | 0 | 0 | 0 | 0 | 0 | 0 | 0 | 0 | 0 | 0 | 0 | 0 | 0 | 0 | 0 | 0 | 0 | 0 | 0 | 0 | 0
F1_Commercial_Restaurant_New_Food Preparation_Natural Gas_Oven_E4 | F1 | Commercial | Restaurant | New | Food Preparation | Natural Gas | Oven | E4 | RVT - Cost of Equipment | 0 | 0 | 0 | 0 | 0 | 0 | 0 | 0 | 0 | 0 | 0 | 0 | 0 | 0 | 0 | 0 | 0 | 0 | 0 | 0 | 0 | 0 | 0 | 0 | 0 | 0 | 0 | 0 | 0 | 0 | 0 | 0 | 0 | 0 | 0 | 0 | 0 | 0 | 0 | 0 | 0 | 0
F1_Commercial_Restaurant_New_Food Preparation_Natural Gas_Oven_E5 | F1 | Commercial | Restaurant | New | Food Preparation | Natural Gas | Oven | E5 | RVT - Cost of Equipment | 0 | 0 | 0 | 0 | 0 | 0 | 0 | 0 | 0 | 0 | 0 | 0 | 0 | 0 | 0 | 0 | 0 | 0 | 0 | 0 | 0 | 0 | 0 | 0 | 0 | 0 | 0 | 0 | 0 | 0 | 0 | 0 | 0 | 0 | 0 | 0 | 0 | 0 | 0 | 0 | 0 | 0
F1_Commercial_Restaurant_New_Food Preparation_Natural Gas_Oven_E6 | F1 | Commercial | Restaurant | New | Food Preparation | Natural Gas | Oven | E6 | RVT - Cost of Equipment | 0 | 0 | 0 | 0 | 0 | 0 | 0 | 0 | 0 | 0 | 0 | 0 | 0 | 0 | 0 | 0 | 0 | 0 | 0 | 0 | 0 | 0 | 0 | 0 | 0 | 0 | 0 | 0 | 0 | 0 | 0 | 0 | 0 | 0 | 0 | 0 | 0 | 0 | 0 | 0 | 0 | 0
F1_Commercial_Restaurant_New_Food Preparation_Natural Gas_Oven_E7 | F1 | Commercial | Restaurant | New | Food Preparation | Natural Gas | Oven | E7 | RVT - Cost of Equipment | 0 | 0 | 0 | 0 | 0 | 0 | 0 | 0 | 0 | 0 | 0 | 0 | 0 | 0 | 0 | 0 | 0 | 0 | 0 | 0 | 0 | 0 | 0 | 0 | 0 | 0 | 0 | 0 | 0 | 0 | 0 | 0 | 0 | 0 | 0 | 0 | 0 | 0 | 0 | 0 | 0 | 0
F1_Commercial_Restaurant_New_Food Preparation_Natural Gas_Oven_E8 | F1 | Commercial | Restaurant | New | Food Preparation | Natural Gas | Oven | E8 | RVT - Cost of Equipment | 0 | 0 | 0 | 0 | 0 | 0 | 0 | 0 | 0 | 0 | 0 | 0 | 0 | 0 | 0 | 0 | 0 | 0 | 0 | 0 | 0 | 0 | 0 | 0 | 0 | 0 | 0 | 0 | 0 | 0 | 0 | 0 | 0 | 0 | 0 | 0 | 0 | 0 | 0 | 0 | 0 | 0
F1_Commercial_Restaurant_New_Food Preparation_Natural Gas_Oven_E9 | F1 | Commercial | Restaurant | New | Food Preparation | Natural Gas | Oven | E9 | RVT - Cost of Equipment | 0 | 0 | 0 | 0 | 0 | 0 | 0 | 0 | 0 | 0 | 0 | 0 | 0 | 0 | 0 | 0 | 0 | 0 | 0 | 0 | 0 | 0 | 0 | 0 | 0 | 0 | 0 | 0 | 0 | 0 | 0 | 0 | 0 | 0 | 0 | 0 | 0 | 0 | 0 | 0 | 0 | 0
F1_Commercial_Restaurant_New_Food Preparation_Natural Gas_Oven_E10 | F1 | Commercial | Restaurant | New | Food Preparation | Natural Gas | Oven | E10 | RVT - Cost of Equipment | 0 | 0 | 0 | 0 | 0 | 0 | 0 | 0 | 0 | 0 | 0 | 0 | 0 | 0 | 0 | 0 | 0 | 0 | 0 | 0 | 0 | 0 | 0 | 0 | 0 | 0 | 0 | 0 | 0 | 0 | 0 | 0 | 0 | 0 | 0 | 0 | 0 | 0 | 0 | 0 | 0 | 0
F2_Commercial_Restaurant_New_Food Preparation_Natural Gas_Oven_E1 | F2 | Commercial | Restaurant | New | Food Preparation | Natural Gas | Oven | E1 | RVT - Cost of Operation | 1.1636 | 1.1725 | 1.1824 | 1.1933 | 1.2057 | 1.2201 | 1.2317 | 1.2429 | 1.2543 | 1.2661 | 1.2774 | 1.2878 | 1.2984 | 1.3095 | 1.3218 | 1.3338 | 1.3465 | 1.36 | 1.374 | 1.3883 | 1.4028 | 1.4163 | 1.4284 | 1.4392 | 1.4485 | 1.4565 | 1.4621 | 1.4662 | 1.4698 | 1.4728 | 1.4759 | 1.4772 | 1.4772 | 0 | 0 | 0 | 0 | 0 | 0 | 0 | 0 | 0
F2_Commercial_Restaurant_New_Food Preparation_Natural Gas_Oven_E2 | F2 | Commercial | Restaurant | New | Food Preparation | Natural Gas | Oven | E2 | RVT - Cost of Operation | 1.011 | 1.0187 | 1.0273 | 1.0368 | 1.0476 | 1.0601 | 1.0702 | 1.0799 | 1.0898 | 1.1001 | 1.1099 | 1.1189 | 1.1281 | 1.1378 | 1.1484 | 1.1589 | 1.17 | 1.1816 | 1.1938 | 1.2063 | 1.2188 | 1.2305 | 1.2411 | 1.2505 | 1.2585 | 1.2655 | 1.2703 | 1.2739 | 1.277 | 1.2797 | 1.2823 | 1.2835 | 1.2835 | 0 | 0 | 0 | 0 | 0 | 0 | 0 | 0 | 0
F2_Commercial_Restaurant_New_Food Preparation_Natural Gas_Oven_E3 | F2 | Commercial | Restaurant | New | Food Preparation | Natural Gas | Oven | E3 | RVT - Cost of Operation | 0 | 0 | 0 | 0 | 0 | 0 | 0 | 0 | 0 | 0 | 0 | 0 | 0 | 0 | 0 | 0 | 0 | 0 | 0 | 0 | 0 | 0 | 0 | 0 | 0 | 0 | 0 | 0 | 0 | 0 | 0 | 0 | 0 | 0 | 0 | 0 | 0 | 0 | 0 | 0 | 0 | 0
F2_Commercial_Restaurant_New_Food Preparation_Natural Gas_Oven_E4 | F2 | Commercial | Restaurant | New | Food Preparation | Natural Gas | Oven | E4 | RVT - Cost of Operation | 0 | 0 | 0 | 0 | 0 | 0 | 0 | 0 | 0 | 0 | 0 | 0 | 0 | 0 | 0 | 0 | 0 | 0 | 0 | 0 | 0 | 0 | 0 | 0 | 0 | 0 | 0 | 0 | 0 | 0 | 0 | 0 | 0 | 0 | 0 | 0 | 0 | 0 | 0 | 0 | 0 | 0
F2_Commercial_Restaurant_New_Food Preparation_Natural Gas_Oven_E5 | F2 | Commercial | Restaurant | New | Food Preparation | Natural Gas | Oven | E5 | RVT - Cost of Operation | 0 | 0 | 0 | 0 | 0 | 0 | 0 | 0 | 0 | 0 | 0 | 0 | 0 | 0 | 0 | 0 | 0 | 0 | 0 | 0 | 0 | 0 | 0 | 0 | 0 | 0 | 0 | 0 | 0 | 0 | 0 | 0 | 0 | 0 | 0 | 0 | 0 | 0 | 0 | 0 | 0 | 0
F2_Commercial_Restaurant_New_Food Preparation_Natural Gas_Oven_E6 | F2 | Commercial | Restaurant | New | Food Preparation | Natural Gas | Oven | E6 | RVT - Cost of Operation | 0 | 0 | 0 | 0 | 0 | 0 | 0 | 0 | 0 | 0 | 0 | 0 | 0 | 0 | 0 | 0 | 0 | 0 | 0 | 0 | 0 | 0 | 0 | 0 | 0 | 0 | 0 | 0 | 0 | 0 | 0 | 0 | 0 | 0 | 0 | 0 | 0 | 0 | 0 | 0 | 0 | 0
F2_Commercial_Restaurant_New_Food Preparation_Natural Gas_Oven_E7 | F2 | Commercial | Restaurant | New | Food Preparation | Natural Gas | Oven | E7 | RVT - Cost of Operation | 0 | 0 | 0 | 0 | 0 | 0 | 0 | 0 | 0 | 0 | 0 | 0 | 0 | 0 | 0 | 0 | 0 | 0 | 0 | 0 | 0 | 0 | 0 | 0 | 0 | 0 | 0 | 0 | 0 | 0 | 0 | 0 | 0 | 0 | 0 | 0 | 0 | 0 | 0 | 0 | 0 | 0
F2_Commercial_Restaurant_New_Food Preparation_Natural Gas_Oven_E8 | F2 | Commercial | Restaurant | New | Food Preparation | Natural Gas | Oven | E8 | RVT - Cost of Operation | 0 | 0 | 0 | 0 | 0 | 0 | 0 | 0 | 0 | 0 | 0 | 0 | 0 | 0 | 0 | 0 | 0 | 0 | 0 | 0 | 0 | 0 | 0 | 0 | 0 | 0 | 0 | 0 | 0 | 0 | 0 | 0 | 0 | 0 | 0 | 0 | 0 | 0 | 0 | 0 | 0 | 0
F2_Commercial_Restaurant_New_Food Preparation_Natural Gas_Oven_E9 | F2 | Commercial | Restaurant | New | Food Preparation | Natural Gas | Oven | E9 | RVT - Cost of Operation | 0 | 0 | 0 | 0 | 0 | 0 | 0 | 0 | 0 | 0 | 0 | 0 | 0 | 0 | 0 | 0 | 0 | 0 | 0 | 0 | 0 | 0 | 0 | 0 | 0 | 0 | 0 | 0 | 0 | 0 | 0 | 0 | 0 | 0 | 0 | 0 | 0 | 0 | 0 | 0 | 0 | 0
F2_Commercial_Restaurant_New_Food Preparation_Natural Gas_Oven_E10 | F2 | Commercial | Restaurant | New | Food Preparation | Natural Gas | Oven | E10 | RVT - Cost of Operation | 0 | 0 | 0 | 0 | 0 | 0 | 0 | 0 | 0 | 0 | 0 | 0 | 0 | 0 | 0 | 0 | 0 | 0 | 0 | 0 | 0 | 0 | 0 | 0 | 0 | 0 | 0 | 0 | 0 | 0 | 0 | 0 | 0 | 0 | 0 | 0 | 0 | 0 | 0 | 0 | 0 | 0
F3_Commercial_Restaurant_New_Food Preparation_Natural Gas_Oven_E1 | F3 | Commercial | Restaurant | New | Food Preparation | Natural Gas | Oven | E1 | System - kBTUs of Consumption | 0.74697 | 0.74697 | 0.74697 | 0.74697 | 0.74697 | 0.74697 | 0.74697 | 0.74697 | 0.74697 | 0.74697 | 0.74697 | 0.74697 | 0.74697 | 0.74697 | 0.74697 | 0.74697 | 0.74697 | 0.74697 | 0.74697 | 0.74697 | 0.74697 | 0.74697 | 0.74697 | 0.74697 | 0.74697 | 0.74697 | 0.74697 | 0.74697 | 0.74697 | 0.74697 | 0.74697 | 0.74697 | 0.74697 | 0 | 0 | 0 | 0 | 0 | 0 | 0 | 0 | 0
F3_Commercial_Restaurant_New_Food Preparation_Natural Gas_Oven_E2 | F3 | Commercial | Restaurant | New | Food Preparation | Natural Gas | Oven | E2 | System - kBTUs of Consumption | 0.78688 | 0.78688 | 0.78688 | 0.78688 | 0.78688 | 0.78688 | 0.78688 | 0.78688 | 0.78688 | 0.78688 | 0.78688 | 0.78688 | 0.78688 | 0.78688 | 0.78688 | 0.78688 | 0.78688 | 0.78688 | 0.78688 | 0.78688 | 0.78688 | 0.78688 | 0.78688 | 0.78688 | 0.78688 | 0.78688 | 0.78688 | 0.78688 | 0.78688 | 0.78688 | 0.78688 | 0.78688 | 0.78688 | 0 | 0 | 0 | 0 | 0 | 0 | 0 | 0 | 0
F3_Commercial_Restaurant_New_Food Preparation_Natural Gas_Oven_E3 | F3 | Commercial | Restaurant | New | Food Preparation | Natural Gas | Oven | E3 | System - kBTUs of Consumption | 0 | 0 | 0 | 0 | 0 | 0 | 0 | 0 | 0 | 0 | 0 | 0 | 0 | 0 | 0 | 0 | 0 | 0 | 0 | 0 | 0 | 0 | 0 | 0 | 0 | 0 | 0 | 0 | 0 | 0 | 0 | 0 | 0 | 0 | 0 | 0 | 0 | 0 | 0 | 0 | 0 | 0
F3_Commercial_Restaurant_New_Food Preparation_Natural Gas_Oven_E4 | F3 | Commercial | Restaurant | New | Food Preparation | Natural Gas | Oven | E4 | System - kBTUs of Consumption | 0 | 0 | 0 | 0 | 0 | 0 | 0 | 0 | 0 | 0 | 0 | 0 | 0 | 0 | 0 | 0 | 0 | 0 | 0 | 0 | 0 | 0 | 0 | 0 | 0 | 0 | 0 | 0 | 0 | 0 | 0 | 0 | 0 | 0 | 0 | 0 | 0 | 0 | 0 | 0 | 0 | 0
F3_Commercial_Restaurant_New_Food Preparation_Natural Gas_Oven_E5 | F3 | Commercial | Restaurant | New | Food Preparation | Natural Gas | Oven | E5 | System - kBTUs of Consumption | 0 | 0 | 0 | 0 | 0 | 0 | 0 | 0 | 0 | 0 | 0 | 0 | 0 | 0 | 0 | 0 | 0 | 0 | 0 | 0 | 0 | 0 | 0 | 0 | 0 | 0 | 0 | 0 | 0 | 0 | 0 | 0 | 0 | 0 | 0 | 0 | 0 | 0 | 0 | 0 | 0 | 0
F3_Commercial_Restaurant_New_Food Preparation_Natural Gas_Oven_E6 | F3 | Commercial | Restaurant | New | Food Preparation | Natural Gas | Oven | E6 | System - kBTUs of Consumption | 0 | 0 | 0 | 0 | 0 | 0 | 0 | 0 | 0 | 0 | 0 | 0 | 0 | 0 | 0 | 0 | 0 | 0 | 0 | 0 | 0 | 0 | 0 | 0 | 0 | 0 | 0 | 0 | 0 | 0 | 0 | 0 | 0 | 0 | 0 | 0 | 0 | 0 | 0 | 0 | 0 | 0
F3_Commercial_Restaurant_New_Food Preparation_Natural Gas_Oven_E7 | F3 | Commercial | Restaurant | New | Food Preparation | Natural Gas | Oven | E7 | System - kBTUs of Consumption | 0 | 0 | 0 | 0 | 0 | 0 | 0 | 0 | 0 | 0 | 0 | 0 | 0 | 0 | 0 | 0 | 0 | 0 | 0 | 0 | 0 | 0 | 0 | 0 | 0 | 0 | 0 | 0 | 0 | 0 | 0 | 0 | 0 | 0 | 0 | 0 | 0 | 0 | 0 | 0 | 0 | 0
F3_Commercial_Restaurant_New_Food Preparation_Natural Gas_Oven_E8 | F3 | Commercial | Restaurant | New | Food Preparation | Natural Gas | Oven | E8 | System - kBTUs of Consumption | 0 | 0 | 0 | 0 | 0 | 0 | 0 | 0 | 0 | 0 | 0 | 0 | 0 | 0 | 0 | 0 | 0 | 0 | 0 | 0 | 0 | 0 | 0 | 0 | 0 | 0 | 0 | 0 | 0 | 0 | 0 | 0 | 0 | 0 | 0 | 0 | 0 | 0 | 0 | 0 | 0 | 0
F3_Commercial_Restaurant_New_Food Preparation_Natural Gas_Oven_E9 | F3 | Commercial | Restaurant | New | Food Preparation | Natural Gas | Oven | E9 | System - kBTUs of Consumption | 0 | 0 | 0 | 0 | 0 | 0 | 0 | 0 | 0 | 0 | 0 | 0 | 0 | 0 | 0 | 0 | 0 | 0 | 0 | 0 | 0 | 0 | 0 | 0 | 0 | 0 | 0 | 0 | 0 | 0 | 0 | 0 | 0 | 0 | 0 | 0 | 0 | 0 | 0 | 0 | 0 | 0
F3_Commercial_Restaurant_New_Food Preparation_Natural Gas_Oven_E10 | F3 | Commercial | Restaurant | New | Food Preparation | Natural Gas | Oven | E10 | System - kBTUs of Consumption | 0 | 0 | 0 | 0 | 0 | 0 | 0 | 0 | 0 | 0 | 0 | 0 | 0 | 0 | 0 | 0 | 0 | 0 | 0 | 0 | 0 | 0 | 0 | 0 | 0 | 0 | 0 | 0 | 0 | 0 | 0 | 0 | 0 | 0 | 0 | 0 | 0 | 0 | 0 | 0 | 0 | 0
F4_Commercial_Restaurant_New_Food Preparation_Natural Gas_Oven_E1 | F4 | Commercial | Restaurant | New | Food Preparation | Natural Gas | Oven | E1 | Utility - Cost of Equipment | 1.1636 | 1.1725 | 1.1824 | 1.1933 | 1.2057 | 1.2201 | 1.2317 | 1.2429 | 1.2543 | 1.2661 | 1.2774 | 1.2878 | 1.2984 | 1.3095 | 1.3218 | 1.3338 | 1.3465 | 1.36 | 1.374 | 1.3883 | 1.4028 | 1.4163 | 1.4284 | 1.4392 | 1.4485 | 1.4565 | 1.4621 | 1.4662 | 1.4698 | 1.4728 | 1.4759 | 1.4772 | 1.4772 | 0 | 0 | 0 | 0 | 0 | 0 | 0 | 0 | 0
F4_Commercial_Restaurant_New_Food Preparation_Natural Gas_Oven_E2 | F4 | Commercial | Restaurant | New | Food Preparation | Natural Gas | Oven | E2 | Utility - Cost of Equipment | 1.011 | 1.0187 | 1.0273 | 1.0368 | 1.0476 | 1.0601 | 1.0702 | 1.0799 | 1.0898 | 1.1001 | 1.1099 | 1.1189 | 1.1281 | 1.1378 | 1.1484 | 1.1589 | 1.17 | 1.1816 | 1.1938 | 1.2063 | 1.2188 | 1.2305 | 1.2411 | 1.2505 | 1.2585 | 1.2655 | 1.2703 | 1.2739 | 1.277 | 1.2797 | 1.2823 | 1.2835 | 1.2835 | 0 | 0 | 0 | 0 | 0 | 0 | 0 | 0 | 0
F4_Commercial_Restaurant_New_Food Preparation_Natural Gas_Oven_E3 | F4 | Commercial | Restaurant | New | Food Preparation | Natural Gas | Oven | E3 | Utility - Cost of Equipment | 0 | 0 | 0 | 0 | 0 | 0 | 0 | 0 | 0 | 0 | 0 | 0 | 0 | 0 | 0 | 0 | 0 | 0 | 0 | 0 | 0 | 0 | 0 | 0 | 0 | 0 | 0 | 0 | 0 | 0 | 0 | 0 | 0 | 0 | 0 | 0 | 0 | 0 | 0 | 0 | 0 | 0
F4_Commercial_Restaurant_New_Food Preparation_Natural Gas_Oven_E4 | F4 | Commercial | Restaurant | New | Food Preparation | Natural Gas | Oven | E4 | Utility - Cost of Equipment | 0 | 0 | 0 | 0 | 0 | 0 | 0 | 0 | 0 | 0 | 0 | 0 | 0 | 0 | 0 | 0 | 0 | 0 | 0 | 0 | 0 | 0 | 0 | 0 | 0 | 0 | 0 | 0 | 0 | 0 | 0 | 0 | 0 | 0 | 0 | 0 | 0 | 0 | 0 | 0 | 0 | 0
F4_Commercial_Restaurant_New_Food Preparation_Natural Gas_Oven_E5 | F4 | Commercial | Restaurant | New | Food Preparation | Natural Gas | Oven | E5 | Utility - Cost of Equipment | 0 | 0 | 0 | 0 | 0 | 0 | 0 | 0 | 0 | 0 | 0 | 0 | 0 | 0 | 0 | 0 | 0 | 0 | 0 | 0 | 0 | 0 | 0 | 0 | 0 | 0 | 0 | 0 | 0 | 0 | 0 | 0 | 0 | 0 | 0 | 0 | 0 | 0 | 0 | 0 | 0 | 0
F4_Commercial_Restaurant_New_Food Preparation_Natural Gas_Oven_E6 | F4 | Commercial | Restaurant | New | Food Preparation | Natural Gas | Oven | E6 | Utility - Cost of Equipment | 0 | 0 | 0 | 0 | 0 | 0 | 0 | 0 | 0 | 0 | 0 | 0 | 0 | 0 | 0 | 0 | 0 | 0 | 0 | 0 | 0 | 0 | 0 | 0 | 0 | 0 | 0 | 0 | 0 | 0 | 0 | 0 | 0 | 0 | 0 | 0 | 0 | 0 | 0 | 0 | 0 | 0
F4_Commercial_Restaurant_New_Food Preparation_Natural Gas_Oven_E7 | F4 | Commercial | Restaurant | New | Food Preparation | Natural Gas | Oven | E7 | Utility - Cost of Equipment | 0 | 0 | 0 | 0 | 0 | 0 | 0 | 0 | 0 | 0 | 0 | 0 | 0 | 0 | 0 | 0 | 0 | 0 | 0 | 0 | 0 | 0 | 0 | 0 | 0 | 0 | 0 | 0 | 0 | 0 | 0 | 0 | 0 | 0 | 0 | 0 | 0 | 0 | 0 | 0 | 0 | 0
F4_Commercial_Restaurant_New_Food Preparation_Natural Gas_Oven_E8 | F4 | Commercial | Restaurant | New | Food Preparation | Natural Gas | Oven | E8 | Utility - Cost of Equipment | 0 | 0 | 0 | 0 | 0 | 0 | 0 | 0 | 0 | 0 | 0 | 0 | 0 | 0 | 0 | 0 | 0 | 0 | 0 | 0 | 0 | 0 | 0 | 0 | 0 | 0 | 0 | 0 | 0 | 0 | 0 | 0 | 0 | 0 | 0 | 0 | 0 | 0 | 0 | 0 | 0 | 0
F4_Commercial_Restaurant_New_Food Preparation_Natural Gas_Oven_E9 | F4 | Commercial | Restaurant | New | Food Preparation | Natural Gas | Oven | E9 | Utility - Cost of Equipment | 0 | 0 | 0 | 0 | 0 | 0 | 0 | 0 | 0 | 0 | 0 | 0 | 0 | 0 | 0 | 0 | 0 | 0 | 0 | 0 | 0 | 0 | 0 | 0 | 0 | 0 | 0 | 0 | 0 | 0 | 0 | 0 | 0 | 0 | 0 | 0 | 0 | 0 | 0 | 0 | 0 | 0
F4_Commercial_Restaurant_New_Food Preparation_Natural Gas_Oven_E10 | F4 | Commercial | Restaurant | New | Food Preparation | Natural Gas | Oven | E10 | Utility - Cost of Equipment | 0 | 0 | 0 | 0 | 0 | 0 | 0 | 0 | 0 | 0 | 0 | 0 | 0 | 0 | 0 | 0 | 0 | 0 | 0 | 0 | 0 | 0 | 0 | 0 | 0 | 0 | 0 | 0 | 0 | 0 | 0 | 0 | 0 | 0 | 0 | 0 | 0 | 0 | 0 | 0 | 0 | 0
F5_Commercial_Restaurant_New_Food Preparation_Natural Gas_Oven_E1 | F5 | Commercial | Restaurant | New | Food Preparation | Natural Gas | Oven | E1 | Utility - Cost of Operation | 0.74697 | 0.74697 | 0.74697 | 0.74697 | 0.74697 | 0.74697 | 0.74697 | 0.74697 | 0.74697 | 0.74697 | 0.74697 | 0.74697 | 0.74697 | 0.74697 | 0.74697 | 0.74697 | 0.74697 | 0.74697 | 0.74697 | 0.74697 | 0.74697 | 0.74697 | 0.74697 | 0.74697 | 0.74697 | 0.74697 | 0.74697 | 0.74697 | 0.74697 | 0.74697 | 0.74697 | 0.74697 | 0.74697 | 0 | 0 | 0 | 0 | 0 | 0 | 0 | 0 | 0
F5_Commercial_Restaurant_New_Food Preparation_Natural Gas_Oven_E2 | F5 | Commercial | Restaurant | New | Food Preparation | Natural Gas | Oven | E2 | Utility - Cost of Operation | 0.78688 | 0.78688 | 0.78688 | 0.78688 | 0.78688 | 0.78688 | 0.78688 | 0.78688 | 0.78688 | 0.78688 | 0.78688 | 0.78688 | 0.78688 | 0.78688 | 0.78688 | 0.78688 | 0.78688 | 0.78688 | 0.78688 | 0.78688 | 0.78688 | 0.78688 | 0.78688 | 0.78688 | 0.78688 | 0.78688 | 0.78688 | 0.78688 | 0.78688 | 0.78688 | 0.78688 | 0.78688 | 0.78688 | 0 | 0 | 0 | 0 | 0 | 0 | 0 | 0 | 0
F5_Commercial_Restaurant_New_Food Preparation_Natural Gas_Oven_E3 | F5 | Commercial | Restaurant | New | Food Preparation | Natural Gas | Oven | E3 | Utility - Cost of Operation | 0 | 0 | 0 | 0 | 0 | 0 | 0 | 0 | 0 | 0 | 0 | 0 | 0 | 0 | 0 | 0 | 0 | 0 | 0 | 0 | 0 | 0 | 0 | 0 | 0 | 0 | 0 | 0 | 0 | 0 | 0 | 0 | 0 | 0 | 0 | 0 | 0 | 0 | 0 | 0 | 0 | 0
F5_Commercial_Restaurant_New_Food Preparation_Natural Gas_Oven_E4 | F5 | Commercial | Restaurant | New | Food Preparation | Natural Gas | Oven | E4 | Utility - Cost of Operation | 0 | 0 | 0 | 0 | 0 | 0 | 0 | 0 | 0 | 0 | 0 | 0 | 0 | 0 | 0 | 0 | 0 | 0 | 0 | 0 | 0 | 0 | 0 | 0 | 0 | 0 | 0 | 0 | 0 | 0 | 0 | 0 | 0 | 0 | 0 | 0 | 0 | 0 | 0 | 0 | 0 | 0
F5_Commercial_Restaurant_New_Food Preparation_Natural Gas_Oven_E5 | F5 | Commercial | Restaurant | New | Food Preparation | Natural Gas | Oven | E5 | Utility - Cost of Operation | 0 | 0 | 0 | 0 | 0 | 0 | 0 | 0 | 0 | 0 | 0 | 0 | 0 | 0 | 0 | 0 | 0 | 0 | 0 | 0 | 0 | 0 | 0 | 0 | 0 | 0 | 0 | 0 | 0 | 0 | 0 | 0 | 0 | 0 | 0 | 0 | 0 | 0 | 0 | 0 | 0 | 0
F5_Commercial_Restaurant_New_Food Preparation_Natural Gas_Oven_E6 | F5 | Commercial | Restaurant | New | Food Preparation | Natural Gas | Oven | E6 | Utility - Cost of Operation | 0 | 0 | 0 | 0 | 0 | 0 | 0 | 0 | 0 | 0 | 0 | 0 | 0 | 0 | 0 | 0 | 0 | 0 | 0 | 0 | 0 | 0 | 0 | 0 | 0 | 0 | 0 | 0 | 0 | 0 | 0 | 0 | 0 | 0 | 0 | 0 | 0 | 0 | 0 | 0 | 0 | 0
F5_Commercial_Restaurant_New_Food Preparation_Natural Gas_Oven_E7 | F5 | Commercial | Restaurant | New | Food Preparation | Natural Gas | Oven | E7 | Utility - Cost of Operation | 0 | 0 | 0 | 0 | 0 | 0 | 0 | 0 | 0 | 0 | 0 | 0 | 0 | 0 | 0 | 0 | 0 | 0 | 0 | 0 | 0 | 0 | 0 | 0 | 0 | 0 | 0 | 0 | 0 | 0 | 0 | 0 | 0 | 0 | 0 | 0 | 0 | 0 | 0 | 0 | 0 | 0
F5_Commercial_Restaurant_New_Food Preparation_Natural Gas_Oven_E8 | F5 | Commercial | Restaurant | New | Food Preparation | Natural Gas | Oven | E8 | Utility - Cost of Operation | 0 | 0 | 0 | 0 | 0 | 0 | 0 | 0 | 0 | 0 | 0 | 0 | 0 | 0 | 0 | 0 | 0 | 0 | 0 | 0 | 0 | 0 | 0 | 0 | 0 | 0 | 0 | 0 | 0 | 0 | 0 | 0 | 0 | 0 | 0 | 0 | 0 | 0 | 0 | 0 | 0 | 0
F5_Commercial_Restaurant_New_Food Preparation_Natural Gas_Oven_E9 | F5 | Commercial | Restaurant | New | Food Preparation | Natural Gas | Oven | E9 | Utility - Cost of Operation | 0 | 0 | 0 | 0 | 0 | 0 | 0 | 0 | 0 | 0 | 0 | 0 | 0 | 0 | 0 | 0 | 0 | 0 | 0 | 0 | 0 | 0 | 0 | 0 | 0 | 0 | 0 | 0 | 0 | 0 | 0 | 0 | 0 | 0 | 0 | 0 | 0 | 0 | 0 | 0 | 0 | 0
F5_Commercial_Restaurant_New_Food Preparation_Natural Gas_Oven_E10 | F5 | Commercial | Restaurant | New | Food Preparation | Natural Gas | Oven | E10 | Utility - Cost of Operation | 0 | 0 | 0 | 0 | 0 | 0 | 0 | 0 | 0 | 0 | 0 | 0 | 0 | 0 | 0 | 0 | 0 | 0 | 0 | 0 | 0 | 0 | 0 | 0 | 0 | 0 | 0 | 0 | 0 | 0 | 0 | 0 | 0 | 0 | 0 | 0 | 0 | 0 | 0 | 0 | 0 | 0
F6_Commercial_Restaurant_New_Food Preparation_Natural Gas_Oven_E1 | F6 | Commercial | Restaurant | New | Food Preparation | Natural Gas | Oven | E1 | Utility - Value of Sales | 0.68914 | 0.68914 | 0.68914 | 0.68914 | 0.68914 | 0.68914 | 0.68914 | 0.68914 | 0.68914 | 0.68914 | 0.68914 | 0.68914 | 0.68914 | 0.68914 | 0.68914 | 0.68914 | 0.68914 | 0.68914 | 0.68914 | 0.68914 | 0.68914 | 0.68914 | 0.68914 | 0.68914 | 0.68914 | 0.68914 | 0.68914 | 0.68914 | 0.68914 | 0.68914 | 0.68914 | 0.68914 | 0.68914 | 0 | 0 | 0 | 0 | 0 | 0 | 0 | 0 | 0
F6_Commercial_Restaurant_New_Food Preparation_Natural Gas_Oven_E2 | F6 | Commercial | Restaurant | New | Food Preparation | Natural Gas | Oven | E2 | Utility - Value of Sales | 0.59876 | 0.59876 | 0.59876 | 0.59876 | 0.59876 | 0.59876 | 0.59876 | 0.59876 | 0.59876 | 0.59876 | 0.59876 | 0.59876 | 0.59876 | 0.59876 | 0.59876 | 0.59876 | 0.59876 | 0.59876 | 0.59876 | 0.59876 | 0.59876 | 0.59876 | 0.59876 | 0.59876 | 0.59876 | 0.59876 | 0.59876 | 0.59876 | 0.59876 | 0.59876 | 0.59876 | 0.59876 | 0.59876 | 0 | 0 | 0 | 0 | 0 | 0 | 0 | 0 | 0
F6_Commercial_Restaurant_New_Food Preparation_Natural Gas_Oven_E3 | F6 | Commercial | Restaurant | New | Food Preparation | Natural Gas | Oven | E3 | Utility - Value of Sales | 0 | 0 | 0 | 0 | 0 | 0 | 0 | 0 | 0 | 0 | 0 | 0 | 0 | 0 | 0 | 0 | 0 | 0 | 0 | 0 | 0 | 0 | 0 | 0 | 0 | 0 | 0 | 0 | 0 | 0 | 0 | 0 | 0 | 0 | 0 | 0 | 0 | 0 | 0 | 0 | 0 | 0
F6_Commercial_Restaurant_New_Food Preparation_Natural Gas_Oven_E4 | F6 | Commercial | Restaurant | New | Food Preparation | Natural Gas | Oven | E4 | Utility - Value of Sales | 0 | 0 | 0 | 0 | 0 | 0 | 0 | 0 | 0 | 0 | 0 | 0 | 0 | 0 | 0 | 0 | 0 | 0 | 0 | 0 | 0 | 0 | 0 | 0 | 0 | 0 | 0 | 0 | 0 | 0 | 0 | 0 | 0 | 0 | 0 | 0 | 0 | 0 | 0 | 0 | 0 | 0
F6_Commercial_Restaurant_New_Food Preparation_Natural Gas_Oven_E5 | F6 | Commercial | Restaurant | New | Food Preparation | Natural Gas | Oven | E5 | Utility - Value of Sales | 0 | 0 | 0 | 0 | 0 | 0 | 0 | 0 | 0 | 0 | 0 | 0 | 0 | 0 | 0 | 0 | 0 | 0 | 0 | 0 | 0 | 0 | 0 | 0 | 0 | 0 | 0 | 0 | 0 | 0 | 0 | 0 | 0 | 0 | 0 | 0 | 0 | 0 | 0 | 0 | 0 | 0
F6_Commercial_Restaurant_New_Food Preparation_Natural Gas_Oven_E6 | F6 | Commercial | Restaurant | New | Food Preparation | Natural Gas | Oven | E6 | Utility - Value of Sales | 0 | 0 | 0 | 0 | 0 | 0 | 0 | 0 | 0 | 0 | 0 | 0 | 0 | 0 | 0 | 0 | 0 | 0 | 0 | 0 | 0 | 0 | 0 | 0 | 0 | 0 | 0 | 0 | 0 | 0 | 0 | 0 | 0 | 0 | 0 | 0 | 0 | 0 | 0 | 0 | 0 | 0
F6_Commercial_Restaurant_New_Food Preparation_Natural Gas_Oven_E7 | F6 | Commercial | Restaurant | New | Food Preparation | Natural Gas | Oven | E7 | Utility - Value of Sales | 0 | 0 | 0 | 0 | 0 | 0 | 0 | 0 | 0 | 0 | 0 | 0 | 0 | 0 | 0 | 0 | 0 | 0 | 0 | 0 | 0 | 0 | 0 | 0 | 0 | 0 | 0 | 0 | 0 | 0 | 0 | 0 | 0 | 0 | 0 | 0 | 0 | 0 | 0 | 0 | 0 | 0
F6_Commercial_Restaurant_New_Food Preparation_Natural Gas_Oven_E8 | F6 | Commercial | Restaurant | New | Food Preparation | Natural Gas | Oven | E8 | Utility - Value of Sales | 0 | 0 | 0 | 0 | 0 | 0 | 0 | 0 | 0 | 0 | 0 | 0 | 0 | 0 | 0 | 0 | 0 | 0 | 0 | 0 | 0 | 0 | 0 | 0 | 0 | 0 | 0 | 0 | 0 | 0 | 0 | 0 | 0 | 0 | 0 | 0 | 0 | 0 | 0 | 0 | 0 | 0
F6_Commercial_Restaurant_New_Food Preparation_Natural Gas_Oven_E9 | F6 | Commercial | Restaurant | New | Food Preparation | Natural Gas | Oven | E9 | Utility - Value of Sales | 0 | 0 | 0 | 0 | 0 | 0 | 0 | 0 | 0 | 0 | 0 | 0 | 0 | 0 | 0 | 0 | 0 | 0 | 0 | 0 | 0 | 0 | 0 | 0 | 0 | 0 | 0 | 0 | 0 | 0 | 0 | 0 | 0 | 0 | 0 | 0 | 0 | 0 | 0 | 0 | 0 | 0
F6_Commercial_Restaurant_New_Food Preparation_Natural Gas_Oven_E10 | F6 | Commercial | Restaurant | New | Food Preparation | Natural Gas | Oven | E10 | Utility - Value of Sales | 0 | 0 | 0 | 0 | 0 | 0 | 0 | 0 | 0 | 0 | 0 | 0 | 0 | 0 | 0 | 0 | 0 | 0 | 0 | 0 | 0 | 0 | 0 | 0 | 0 | 0 | 0 | 0 | 0 | 0 | 0 | 0 | 0 | 0 | 0 | 0 | 0 | 0 | 0 | 0 | 0 | 0
F1_Commercial_Restaurant_New_Food Preparation_Natural Gas_Conveyor Oven_E1 | F1 | Commercial | Restaurant | New | Food Preparation | Natural Gas | Conveyor Oven | E1 | RVT - Cost of Equipment | 1.8226 | 1.8359 | 1.8503 | 1.8661 | 1.8842 | 1.9052 | 1.9237 | 1.9423 | 1.9616 | 1.9817 | 2.001 | 2.0188 | 2.0363 | 2.0537 | 2.0719 | 2.0893 | 2.1072 | 2.1254 | 2.1439 | 2.1622 | 2.1801 | 2.1966 | 2.2112 | 2.2242 | 2.2354 | 2.245 | 2.2517 | 2.2566 | 2.2609 | 2.2646 | 2.2682 | 2.2699 | 2.2699 | 0 | 0 | 0 | 0 | 0 | 0 | 0 | 0 | 0
F1_Commercial_Restaurant_New_Food Preparation_Natural Gas_Conveyor Oven_E2 | F1 | Commercial | Restaurant | New | Food Preparation | Natural Gas | Conveyor Oven | E2 | RVT - Cost of Equipment | 1.3855 | 1.3956 | 1.4065 | 1.4185 | 1.4323 | 1.4483 | 1.4623 | 1.4765 | 1.4911 | 1.5064 | 1.5211 | 1.5346 | 1.5479 | 1.5612 | 1.575 | 1.5882 | 1.6018 | 1.6157 | 1.6297 | 1.6436 | 1.6572 | 1.6697 | 1.6809 | 1.6907 | 1.6992 | 1.7065 | 1.7116 | 1.7154 | 1.7187 | 1.7215 | 1.7242 | 1.7254 | 1.7254 | 0 | 0 | 0 | 0 | 0 | 0 | 0 | 0 | 0
F1_Commercial_Restaurant_New_Food Preparation_Natural Gas_Conveyor Oven_E3 | F1 | Commercial | Restaurant | New | Food Preparation | Natural Gas | Conveyor Oven | E3 | RVT - Cost of Equipment | 0 | 0 | 0 | 0 | 0 | 0 | 0 | 0 | 0 | 0 | 0 | 0 | 0 | 0 | 0 | 0 | 0 | 0 | 0 | 0 | 0 | 0 | 0 | 0 | 0 | 0 | 0 | 0 | 0 | 0 | 0 | 0 | 0 | 0 | 0 | 0 | 0 | 0 | 0 | 0 | 0 | 0
F1_Commercial_Restaurant_New_Food Preparation_Natural Gas_Conveyor Oven_E4 | F1 | Commercial | Restaurant | New | Food Preparation | Natural Gas | Conveyor Oven | E4 | RVT - Cost of Equipment | 0 | 0 | 0 | 0 | 0 | 0 | 0 | 0 | 0 | 0 | 0 | 0 | 0 | 0 | 0 | 0 | 0 | 0 | 0 | 0 | 0 | 0 | 0 | 0 | 0 | 0 | 0 | 0 | 0 | 0 | 0 | 0 | 0 | 0 | 0 | 0 | 0 | 0 | 0 | 0 | 0 | 0
F1_Commercial_Restaurant_New_Food Preparation_Natural Gas_Conveyor Oven_E5 | F1 | Commercial | Restaurant | New | Food Preparation | Natural Gas | Conveyor Oven | E5 | RVT - Cost of Equipment | 0 | 0 | 0 | 0 | 0 | 0 | 0 | 0 | 0 | 0 | 0 | 0 | 0 | 0 | 0 | 0 | 0 | 0 | 0 | 0 | 0 | 0 | 0 | 0 | 0 | 0 | 0 | 0 | 0 | 0 | 0 | 0 | 0 | 0 | 0 | 0 | 0 | 0 | 0 | 0 | 0 | 0
F1_Commercial_Restaurant_New_Food Preparation_Natural Gas_Conveyor Oven_E6 | F1 | Commercial | Restaurant | New | Food Preparation | Natural Gas | Conveyor Oven | E6 | RVT - Cost of Equipment | 0 | 0 | 0 | 0 | 0 | 0 | 0 | 0 | 0 | 0 | 0 | 0 | 0 | 0 | 0 | 0 | 0 | 0 | 0 | 0 | 0 | 0 | 0 | 0 | 0 | 0 | 0 | 0 | 0 | 0 | 0 | 0 | 0 | 0 | 0 | 0 | 0 | 0 | 0 | 0 | 0 | 0
F1_Commercial_Restaurant_New_Food Preparation_Natural Gas_Conveyor Oven_E7 | F1 | Commercial | Restaurant | New | Food Preparation | Natural Gas | Conveyor Oven | E7 | RVT - Cost of Equipment | 0 | 0 | 0 | 0 | 0 | 0 | 0 | 0 | 0 | 0 | 0 | 0 | 0 | 0 | 0 | 0 | 0 | 0 | 0 | 0 | 0 | 0 | 0 | 0 | 0 | 0 | 0 | 0 | 0 | 0 | 0 | 0 | 0 | 0 | 0 | 0 | 0 | 0 | 0 | 0 | 0 | 0
F1_Commercial_Restaurant_New_Food Preparation_Natural Gas_Conveyor Oven_E8 | F1 | Commercial | Restaurant | New | Food Preparation | Natural Gas | Conveyor Oven | E8 | RVT - Cost of Equipment | 0 | 0 | 0 | 0 | 0 | 0 | 0 | 0 | 0 | 0 | 0 | 0 | 0 | 0 | 0 | 0 | 0 | 0 | 0 | 0 | 0 | 0 | 0 | 0 | 0 | 0 | 0 | 0 | 0 | 0 | 0 | 0 | 0 | 0 | 0 | 0 | 0 | 0 | 0 | 0 | 0 | 0
F1_Commercial_Restaurant_New_Food Preparation_Natural Gas_Conveyor Oven_E9 | F1 | Commercial | Restaurant | New | Food Preparation | Natural Gas | Conveyor Oven | E9 | RVT - Cost of Equipment | 0 | 0 | 0 | 0 | 0 | 0 | 0 | 0 | 0 | 0 | 0 | 0 | 0 | 0 | 0 | 0 | 0 | 0 | 0 | 0 | 0 | 0 | 0 | 0 | 0 | 0 | 0 | 0 | 0 | 0 | 0 | 0 | 0 | 0 | 0 | 0 | 0 | 0 | 0 | 0 | 0 | 0
F1_Commercial_Restaurant_New_Food Preparation_Natural Gas_Conveyor Oven_E10 | F1 | Commercial | Restaurant | New | Food Preparation | Natural Gas | Conveyor Oven | E10 | RVT - Cost of Equipment | 0 | 0 | 0 | 0 | 0 | 0 | 0 | 0 | 0 | 0 | 0 | 0 | 0 | 0 | 0 | 0 | 0 | 0 | 0 | 0 | 0 | 0 | 0 | 0 | 0 | 0 | 0 | 0 | 0 | 0 | 0 | 0 | 0 | 0 | 0 | 0 | 0 | 0 | 0 | 0 | 0 | 0
F2_Commercial_Restaurant_New_Food Preparation_Natural Gas_Conveyor Oven_E1 | F2 | Commercial | Restaurant | New | Food Preparation | Natural Gas | Conveyor Oven | E1 | RVT - Cost of Operation | 2.1836 | 2.1995 | 2.2168 | 2.2357 | 2.2574 | 2.2826 | 2.3047 | 2.327 | 2.3502 | 2.3742 | 2.3974 | 2.4187 | 2.4396 | 2.4605 | 2.4823 | 2.5031 | 2.5245 | 2.5464 | 2.5685 | 2.5904 | 2.612 | 2.6316 | 2.6492 | 2.6647 | 2.6781 | 2.6896 | 2.6976 | 2.7036 | 2.7087 | 2.7131 | 2.7175 | 2.7194 | 2.7194 | 0 | 0 | 0 | 0 | 0 | 0 | 0 | 0 | 0
F2_Commercial_Restaurant_New_Food Preparation_Natural Gas_Conveyor Oven_E2 | F2 | Commercial | Restaurant | New | Food Preparation | Natural Gas | Conveyor Oven | E2 | RVT - Cost of Operation | 1.6599 | 1.672 | 1.6851 | 1.6995 | 1.716 | 1.7351 | 1.7519 | 1.7689 | 1.7865 | 1.8048 | 1.8224 | 1.8386 | 1.8545 | 1.8704 | 1.887 | 1.9028 | 1.919 | 1.9357 | 1.9525 | 1.9691 | 1.9855 | 2.0005 | 2.0138 | 2.0256 | 2.0358 | 2.0445 | 2.0506 | 2.0551 | 2.0591 | 2.0624 | 2.0657 | 2.0672 | 2.0672 | 0 | 0 | 0 | 0 | 0 | 0 | 0 | 0 | 0
F2_Commercial_Restaurant_New_Food Preparation_Natural Gas_Conveyor Oven_E3 | F2 | Commercial | Restaurant | New | Food Preparation | Natural Gas | Conveyor Oven | E3 | RVT - Cost of Operation | 0 | 0 | 0 | 0 | 0 | 0 | 0 | 0 | 0 | 0 | 0 | 0 | 0 | 0 | 0 | 0 | 0 | 0 | 0 | 0 | 0 | 0 | 0 | 0 | 0 | 0 | 0 | 0 | 0 | 0 | 0 | 0 | 0 | 0 | 0 | 0 | 0 | 0 | 0 | 0 | 0 | 0
F2_Commercial_Restaurant_New_Food Preparation_Natural Gas_Conveyor Oven_E4 | F2 | Commercial | Restaurant | New | Food Preparation | Natural Gas | Conveyor Oven | E4 | RVT - Cost of Operation | 0 | 0 | 0 | 0 | 0 | 0 | 0 | 0 | 0 | 0 | 0 | 0 | 0 | 0 | 0 | 0 | 0 | 0 | 0 | 0 | 0 | 0 | 0 | 0 | 0 | 0 | 0 | 0 | 0 | 0 | 0 | 0 | 0 | 0 | 0 | 0 | 0 | 0 | 0 | 0 | 0 | 0
F2_Commercial_Restaurant_New_Food Preparation_Natural Gas_Conveyor Oven_E5 | F2 | Commercial | Restaurant | New | Food Preparation | Natural Gas | Conveyor Oven | E5 | RVT - Cost of Operation | 0 | 0 | 0 | 0 | 0 | 0 | 0 | 0 | 0 | 0 | 0 | 0 | 0 | 0 | 0 | 0 | 0 | 0 | 0 | 0 | 0 | 0 | 0 | 0 | 0 | 0 | 0 | 0 | 0 | 0 | 0 | 0 | 0 | 0 | 0 | 0 | 0 | 0 | 0 | 0 | 0 | 0
F2_Commercial_Restaurant_New_Food Preparation_Natural Gas_Conveyor Oven_E6 | F2 | Commercial | Restaurant | New | Food Preparation | Natural Gas | Conveyor Oven | E6 | RVT - Cost of Operation | 0 | 0 | 0 | 0 | 0 | 0 | 0 | 0 | 0 | 0 | 0 | 0 | 0 | 0 | 0 | 0 | 0 | 0 | 0 | 0 | 0 | 0 | 0 | 0 | 0 | 0 | 0 | 0 | 0 | 0 | 0 | 0 | 0 | 0 | 0 | 0 | 0 | 0 | 0 | 0 | 0 | 0
F2_Commercial_Restaurant_New_Food Preparation_Natural Gas_Conveyor Oven_E7 | F2 | Commercial | Restaurant | New | Food Preparation | Natural Gas | Conveyor Oven | E7 | RVT - Cost of Operation | 0 | 0 | 0 | 0 | 0 | 0 | 0 | 0 | 0 | 0 | 0 | 0 | 0 | 0 | 0 | 0 | 0 | 0 | 0 | 0 | 0 | 0 | 0 | 0 | 0 | 0 | 0 | 0 | 0 | 0 | 0 | 0 | 0 | 0 | 0 | 0 | 0 | 0 | 0 | 0 | 0 | 0
F2_Commercial_Restaurant_New_Food Preparation_Natural Gas_Conveyor Oven_E8 | F2 | Commercial | Restaurant | New | Food Preparation | Natural Gas | Conveyor Oven | E8 | RVT - Cost of Operation | 0 | 0 | 0 | 0 | 0 | 0 | 0 | 0 | 0 | 0 | 0 | 0 | 0 | 0 | 0 | 0 | 0 | 0 | 0 | 0 | 0 | 0 | 0 | 0 | 0 | 0 | 0 | 0 | 0 | 0 | 0 | 0 | 0 | 0 | 0 | 0 | 0 | 0 | 0 | 0 | 0 | 0
F2_Commercial_Restaurant_New_Food Preparation_Natural Gas_Conveyor Oven_E9 | F2 | Commercial | Restaurant | New | Food Preparation | Natural Gas | Conveyor Oven | E9 | RVT - Cost of Operation | 0 | 0 | 0 | 0 | 0 | 0 | 0 | 0 | 0 | 0 | 0 | 0 | 0 | 0 | 0 | 0 | 0 | 0 | 0 | 0 | 0 | 0 | 0 | 0 | 0 | 0 | 0 | 0 | 0 | 0 | 0 | 0 | 0 | 0 | 0 | 0 | 0 | 0 | 0 | 0 | 0 | 0
F2_Commercial_Restaurant_New_Food Preparation_Natural Gas_Conveyor Oven_E10 | F2 | Commercial | Restaurant | New | Food Preparation | Natural Gas | Conveyor Oven | E10 | RVT - Cost of Operation | 0 | 0 | 0 | 0 | 0 | 0 | 0 | 0 | 0 | 0 | 0 | 0 | 0 | 0 | 0 | 0 | 0 | 0 | 0 | 0 | 0 | 0 | 0 | 0 | 0 | 0 | 0 | 0 | 0 | 0 | 0 | 0 | 0 | 0 | 0 | 0 | 0 | 0 | 0 | 0 | 0 | 0
F3_Commercial_Restaurant_New_Food Preparation_Natural Gas_Conveyor Oven_E1 | F3 | Commercial | Restaurant | New | Food Preparation | Natural Gas | Conveyor Oven | E1 | System - kBTUs of Consumption | 0.41072 | 0.41072 | 0.41072 | 0.41072 | 0.41072 | 0.41072 | 0.41072 | 0.41072 | 0.41072 | 0.41072 | 0.41072 | 0.41072 | 0.41072 | 0.41072 | 0.41072 | 0.41072 | 0.41072 | 0.41072 | 0.41072 | 0.41072 | 0.41072 | 0.41072 | 0.41072 | 0.41072 | 0.41072 | 0.41072 | 0.41072 | 0.41072 | 0.41072 | 0.41072 | 0.41072 | 0.41072 | 0.41072 | 0 | 0 | 0 | 0 | 0 | 0 | 0 | 0 | 0
F3_Commercial_Restaurant_New_Food Preparation_Natural Gas_Conveyor Oven_E2 | F3 | Commercial | Restaurant | New | Food Preparation | Natural Gas | Conveyor Oven | E2 | System - kBTUs of Consumption | 0.50072 | 0.50072 | 0.50072 | 0.50072 | 0.50072 | 0.50072 | 0.50072 | 0.50072 | 0.50072 | 0.50072 | 0.50072 | 0.50072 | 0.50072 | 0.50072 | 0.50072 | 0.50072 | 0.50072 | 0.50072 | 0.50072 | 0.50072 | 0.50072 | 0.50072 | 0.50072 | 0.50072 | 0.50072 | 0.50072 | 0.50072 | 0.50072 | 0.50072 | 0.50072 | 0.50072 | 0.50072 | 0.50072 | 0 | 0 | 0 | 0 | 0 | 0 | 0 | 0 | 0
F3_Commercial_Restaurant_New_Food Preparation_Natural Gas_Conveyor Oven_E3 | F3 | Commercial | Restaurant | New | Food Preparation | Natural Gas | Conveyor Oven | E3 | System - kBTUs of Consumption | 0 | 0 | 0 | 0 | 0 | 0 | 0 | 0 | 0 | 0 | 0 | 0 | 0 | 0 | 0 | 0 | 0 | 0 | 0 | 0 | 0 | 0 | 0 | 0 | 0 | 0 | 0 | 0 | 0 | 0 | 0 | 0 | 0 | 0 | 0 | 0 | 0 | 0 | 0 | 0 | 0 | 0
F3_Commercial_Restaurant_New_Food Preparation_Natural Gas_Conveyor Oven_E4 | F3 | Commercial | Restaurant | New | Food Preparation | Natural Gas | Conveyor Oven | E4 | System - kBTUs of Consumption | 0 | 0 | 0 | 0 | 0 | 0 | 0 | 0 | 0 | 0 | 0 | 0 | 0 | 0 | 0 | 0 | 0 | 0 | 0 | 0 | 0 | 0 | 0 | 0 | 0 | 0 | 0 | 0 | 0 | 0 | 0 | 0 | 0 | 0 | 0 | 0 | 0 | 0 | 0 | 0 | 0 | 0
F3_Commercial_Restaurant_New_Food Preparation_Natural Gas_Conveyor Oven_E5 | F3 | Commercial | Restaurant | New | Food Preparation | Natural Gas | Conveyor Oven | E5 | System - kBTUs of Consumption | 0 | 0 | 0 | 0 | 0 | 0 | 0 | 0 | 0 | 0 | 0 | 0 | 0 | 0 | 0 | 0 | 0 | 0 | 0 | 0 | 0 | 0 | 0 | 0 | 0 | 0 | 0 | 0 | 0 | 0 | 0 | 0 | 0 | 0 | 0 | 0 | 0 | 0 | 0 | 0 | 0 | 0
F3_Commercial_Restaurant_New_Food Preparation_Natural Gas_Conveyor Oven_E6 | F3 | Commercial | Restaurant | New | Food Preparation | Natural Gas | Conveyor Oven | E6 | System - kBTUs of Consumption | 0 | 0 | 0 | 0 | 0 | 0 | 0 | 0 | 0 | 0 | 0 | 0 | 0 | 0 | 0 | 0 | 0 | 0 | 0 | 0 | 0 | 0 | 0 | 0 | 0 | 0 | 0 | 0 | 0 | 0 | 0 | 0 | 0 | 0 | 0 | 0 | 0 | 0 | 0 | 0 | 0 | 0
F3_Commercial_Restaurant_New_Food Preparation_Natural Gas_Conveyor Oven_E7 | F3 | Commercial | Restaurant | New | Food Preparation | Natural Gas | Conveyor Oven | E7 | System - kBTUs of Consumption | 0 | 0 | 0 | 0 | 0 | 0 | 0 | 0 | 0 | 0 | 0 | 0 | 0 | 0 | 0 | 0 | 0 | 0 | 0 | 0 | 0 | 0 | 0 | 0 | 0 | 0 | 0 | 0 | 0 | 0 | 0 | 0 | 0 | 0 | 0 | 0 | 0 | 0 | 0 | 0 | 0 | 0
F3_Commercial_Restaurant_New_Food Preparation_Natural Gas_Conveyor Oven_E8 | F3 | Commercial | Restaurant | New | Food Preparation | Natural Gas | Conveyor Oven | E8 | System - kBTUs of Consumption | 0 | 0 | 0 | 0 | 0 | 0 | 0 | 0 | 0 | 0 | 0 | 0 | 0 | 0 | 0 | 0 | 0 | 0 | 0 | 0 | 0 | 0 | 0 | 0 | 0 | 0 | 0 | 0 | 0 | 0 | 0 | 0 | 0 | 0 | 0 | 0 | 0 | 0 | 0 | 0 | 0 | 0
F3_Commercial_Restaurant_New_Food Preparation_Natural Gas_Conveyor Oven_E9 | F3 | Commercial | Restaurant | New | Food Preparation | Natural Gas | Conveyor Oven | E9 | System - kBTUs of Consumption | 0 | 0 | 0 | 0 | 0 | 0 | 0 | 0 | 0 | 0 | 0 | 0 | 0 | 0 | 0 | 0 | 0 | 0 | 0 | 0 | 0 | 0 | 0 | 0 | 0 | 0 | 0 | 0 | 0 | 0 | 0 | 0 | 0 | 0 | 0 | 0 | 0 | 0 | 0 | 0 | 0 | 0
F3_Commercial_Restaurant_New_Food Preparation_Natural Gas_Conveyor Oven_E10 | F3 | Commercial | Restaurant | New | Food Preparation | Natural Gas | Conveyor Oven | E10 | System - kBTUs of Consumption | 0 | 0 | 0 | 0 | 0 | 0 | 0 | 0 | 0 | 0 | 0 | 0 | 0 | 0 | 0 | 0 | 0 | 0 | 0 | 0 | 0 | 0 | 0 | 0 | 0 | 0 | 0 | 0 | 0 | 0 | 0 | 0 | 0 | 0 | 0 | 0 | 0 | 0 | 0 | 0 | 0 | 0
F4_Commercial_Restaurant_New_Food Preparation_Natural Gas_Conveyor Oven_E1 | F4 | Commercial | Restaurant | New | Food Preparation | Natural Gas | Conveyor Oven | E1 | Utility - Cost of Equipment | 2.1836 | 2.1995 | 2.2168 | 2.2357 | 2.2574 | 2.2826 | 2.3047 | 2.327 | 2.3502 | 2.3742 | 2.3974 | 2.4187 | 2.4396 | 2.4605 | 2.4823 | 2.5031 | 2.5245 | 2.5464 | 2.5685 | 2.5904 | 2.612 | 2.6316 | 2.6492 | 2.6647 | 2.6781 | 2.6896 | 2.6976 | 2.7036 | 2.7087 | 2.7131 | 2.7175 | 2.7194 | 2.7194 | 0 | 0 | 0 | 0 | 0 | 0 | 0 | 0 | 0
F4_Commercial_Restaurant_New_Food Preparation_Natural Gas_Conveyor Oven_E2 | F4 | Commercial | Restaurant | New | Food Preparation | Natural Gas | Conveyor Oven | E2 | Utility - Cost of Equipment | 1.6599 | 1.672 | 1.6851 | 1.6995 | 1.716 | 1.7351 | 1.7519 | 1.7689 | 1.7865 | 1.8048 | 1.8224 | 1.8386 | 1.8545 | 1.8704 | 1.887 | 1.9028 | 1.919 | 1.9357 | 1.9525 | 1.9691 | 1.9855 | 2.0005 | 2.0138 | 2.0256 | 2.0358 | 2.0445 | 2.0506 | 2.0551 | 2.0591 | 2.0624 | 2.0657 | 2.0672 | 2.0672 | 0 | 0 | 0 | 0 | 0 | 0 | 0 | 0 | 0
F4_Commercial_Restaurant_New_Food Preparation_Natural Gas_Conveyor Oven_E3 | F4 | Commercial | Restaurant | New | Food Preparation | Natural Gas | Conveyor Oven | E3 | Utility - Cost of Equipment | 0 | 0 | 0 | 0 | 0 | 0 | 0 | 0 | 0 | 0 | 0 | 0 | 0 | 0 | 0 | 0 | 0 | 0 | 0 | 0 | 0 | 0 | 0 | 0 | 0 | 0 | 0 | 0 | 0 | 0 | 0 | 0 | 0 | 0 | 0 | 0 | 0 | 0 | 0 | 0 | 0 | 0
F4_Commercial_Restaurant_New_Food Preparation_Natural Gas_Conveyor Oven_E4 | F4 | Commercial | Restaurant | New | Food Preparation | Natural Gas | Conveyor Oven | E4 | Utility - Cost of Equipment | 0 | 0 | 0 | 0 | 0 | 0 | 0 | 0 | 0 | 0 | 0 | 0 | 0 | 0 | 0 | 0 | 0 | 0 | 0 | 0 | 0 | 0 | 0 | 0 | 0 | 0 | 0 | 0 | 0 | 0 | 0 | 0 | 0 | 0 | 0 | 0 | 0 | 0 | 0 | 0 | 0 | 0
F4_Commercial_Restaurant_New_Food Preparation_Natural Gas_Conveyor Oven_E5 | F4 | Commercial | Restaurant | New | Food Preparation | Natural Gas | Conveyor Oven | E5 | Utility - Cost of Equipment | 0 | 0 | 0 | 0 | 0 | 0 | 0 | 0 | 0 | 0 | 0 | 0 | 0 | 0 | 0 | 0 | 0 | 0 | 0 | 0 | 0 | 0 | 0 | 0 | 0 | 0 | 0 | 0 | 0 | 0 | 0 | 0 | 0 | 0 | 0 | 0 | 0 | 0 | 0 | 0 | 0 | 0
F4_Commercial_Restaurant_New_Food Preparation_Natural Gas_Conveyor Oven_E6 | F4 | Commercial | Restaurant | New | Food Preparation | Natural Gas | Conveyor Oven | E6 | Utility - Cost of Equipment | 0 | 0 | 0 | 0 | 0 | 0 | 0 | 0 | 0 | 0 | 0 | 0 | 0 | 0 | 0 | 0 | 0 | 0 | 0 | 0 | 0 | 0 | 0 | 0 | 0 | 0 | 0 | 0 | 0 | 0 | 0 | 0 | 0 | 0 | 0 | 0 | 0 | 0 | 0 | 0 | 0 | 0
F4_Commercial_Restaurant_New_Food Preparation_Natural Gas_Conveyor Oven_E7 | F4 | Commercial | Restaurant | New | Food Preparation | Natural Gas | Conveyor Oven | E7 | Utility - Cost of Equipment | 0 | 0 | 0 | 0 | 0 | 0 | 0 | 0 | 0 | 0 | 0 | 0 | 0 | 0 | 0 | 0 | 0 | 0 | 0 | 0 | 0 | 0 | 0 | 0 | 0 | 0 | 0 | 0 | 0 | 0 | 0 | 0 | 0 | 0 | 0 | 0 | 0 | 0 | 0 | 0 | 0 | 0
F4_Commercial_Restaurant_New_Food Preparation_Natural Gas_Conveyor Oven_E8 | F4 | Commercial | Restaurant | New | Food Preparation | Natural Gas | Conveyor Oven | E8 | Utility - Cost of Equipment | 0 | 0 | 0 | 0 | 0 | 0 | 0 | 0 | 0 | 0 | 0 | 0 | 0 | 0 | 0 | 0 | 0 | 0 | 0 | 0 | 0 | 0 | 0 | 0 | 0 | 0 | 0 | 0 | 0 | 0 | 0 | 0 | 0 | 0 | 0 | 0 | 0 | 0 | 0 | 0 | 0 | 0
F4_Commercial_Restaurant_New_Food Preparation_Natural Gas_Conveyor Oven_E9 | F4 | Commercial | Restaurant | New | Food Preparation | Natural Gas | Conveyor Oven | E9 | Utility - Cost of Equipment | 0 | 0 | 0 | 0 | 0 | 0 | 0 | 0 | 0 | 0 | 0 | 0 | 0 | 0 | 0 | 0 | 0 | 0 | 0 | 0 | 0 | 0 | 0 | 0 | 0 | 0 | 0 | 0 | 0 | 0 | 0 | 0 | 0 | 0 | 0 | 0 | 0 | 0 | 0 | 0 | 0 | 0
F4_Commercial_Restaurant_New_Food Preparation_Natural Gas_Conveyor Oven_E10 | F4 | Commercial | Restaurant | New | Food Preparation | Natural Gas | Conveyor Oven | E10 | Utility - Cost of Equipment | 0 | 0 | 0 | 0 | 0 | 0 | 0 | 0 | 0 | 0 | 0 | 0 | 0 | 0 | 0 | 0 | 0 | 0 | 0 | 0 | 0 | 0 | 0 | 0 | 0 | 0 | 0 | 0 | 0 | 0 | 0 | 0 | 0 | 0 | 0 | 0 | 0 | 0 | 0 | 0 | 0 | 0
F5_Commercial_Restaurant_New_Food Preparation_Natural Gas_Conveyor Oven_E1 | F5 | Commercial | Restaurant | New | Food Preparation | Natural Gas | Conveyor Oven | E1 | Utility - Cost of Operation | 0.41072 | 0.41072 | 0.41072 | 0.41072 | 0.41072 | 0.41072 | 0.41072 | 0.41072 | 0.41072 | 0.41072 | 0.41072 | 0.41072 | 0.41072 | 0.41072 | 0.41072 | 0.41072 | 0.41072 | 0.41072 | 0.41072 | 0.41072 | 0.41072 | 0.41072 | 0.41072 | 0.41072 | 0.41072 | 0.41072 | 0.41072 | 0.41072 | 0.41072 | 0.41072 | 0.41072 | 0.41072 | 0.41072 | 0 | 0 | 0 | 0 | 0 | 0 | 0 | 0 | 0
F5_Commercial_Restaurant_New_Food Preparation_Natural Gas_Conveyor Oven_E2 | F5 | Commercial | Restaurant | New | Food Preparation | Natural Gas | Conveyor Oven | E2 | Utility - Cost of Operation | 0.50072 | 0.50072 | 0.50072 | 0.50072 | 0.50072 | 0.50072 | 0.50072 | 0.50072 | 0.50072 | 0.50072 | 0.50072 | 0.50072 | 0.50072 | 0.50072 | 0.50072 | 0.50072 | 0.50072 | 0.50072 | 0.50072 | 0.50072 | 0.50072 | 0.50072 | 0.50072 | 0.50072 | 0.50072 | 0.50072 | 0.50072 | 0.50072 | 0.50072 | 0.50072 | 0.50072 | 0.50072 | 0.50072 | 0 | 0 | 0 | 0 | 0 | 0 | 0 | 0 | 0
F5_Commercial_Restaurant_New_Food Preparation_Natural Gas_Conveyor Oven_E3 | F5 | Commercial | Restaurant | New | Food Preparation | Natural Gas | Conveyor Oven | E3 | Utility - Cost of Operation | 0 | 0 | 0 | 0 | 0 | 0 | 0 | 0 | 0 | 0 | 0 | 0 | 0 | 0 | 0 | 0 | 0 | 0 | 0 | 0 | 0 | 0 | 0 | 0 | 0 | 0 | 0 | 0 | 0 | 0 | 0 | 0 | 0 | 0 | 0 | 0 | 0 | 0 | 0 | 0 | 0 | 0
F5_Commercial_Restaurant_New_Food Preparation_Natural Gas_Conveyor Oven_E4 | F5 | Commercial | Restaurant | New | Food Preparation | Natural Gas | Conveyor Oven | E4 | Utility - Cost of Operation | 0 | 0 | 0 | 0 | 0 | 0 | 0 | 0 | 0 | 0 | 0 | 0 | 0 | 0 | 0 | 0 | 0 | 0 | 0 | 0 | 0 | 0 | 0 | 0 | 0 | 0 | 0 | 0 | 0 | 0 | 0 | 0 | 0 | 0 | 0 | 0 | 0 | 0 | 0 | 0 | 0 | 0
F5_Commercial_Restaurant_New_Food Preparation_Natural Gas_Conveyor Oven_E5 | F5 | Commercial | Restaurant | New | Food Preparation | Natural Gas | Conveyor Oven | E5 | Utility - Cost of Operation | 0 | 0 | 0 | 0 | 0 | 0 | 0 | 0 | 0 | 0 | 0 | 0 | 0 | 0 | 0 | 0 | 0 | 0 | 0 | 0 | 0 | 0 | 0 | 0 | 0 | 0 | 0 | 0 | 0 | 0 | 0 | 0 | 0 | 0 | 0 | 0 | 0 | 0 | 0 | 0 | 0 | 0
F5_Commercial_Restaurant_New_Food Preparation_Natural Gas_Conveyor Oven_E6 | F5 | Commercial | Restaurant | New | Food Preparation | Natural Gas | Conveyor Oven | E6 | Utility - Cost of Operation | 0 | 0 | 0 | 0 | 0 | 0 | 0 | 0 | 0 | 0 | 0 | 0 | 0 | 0 | 0 | 0 | 0 | 0 | 0 | 0 | 0 | 0 | 0 | 0 | 0 | 0 | 0 | 0 | 0 | 0 | 0 | 0 | 0 | 0 | 0 | 0 | 0 | 0 | 0 | 0 | 0 | 0
F5_Commercial_Restaurant_New_Food Preparation_Natural Gas_Conveyor Oven_E7 | F5 | Commercial | Restaurant | New | Food Preparation | Natural Gas | Conveyor Oven | E7 | Utility - Cost of Operation | 0 | 0 | 0 | 0 | 0 | 0 | 0 | 0 | 0 | 0 | 0 | 0 | 0 | 0 | 0 | 0 | 0 | 0 | 0 | 0 | 0 | 0 | 0 | 0 | 0 | 0 | 0 | 0 | 0 | 0 | 0 | 0 | 0 | 0 | 0 | 0 | 0 | 0 | 0 | 0 | 0 | 0
F5_Commercial_Restaurant_New_Food Preparation_Natural Gas_Conveyor Oven_E8 | F5 | Commercial | Restaurant | New | Food Preparation | Natural Gas | Conveyor Oven | E8 | Utility - Cost of Operation | 0 | 0 | 0 | 0 | 0 | 0 | 0 | 0 | 0 | 0 | 0 | 0 | 0 | 0 | 0 | 0 | 0 | 0 | 0 | 0 | 0 | 0 | 0 | 0 | 0 | 0 | 0 | 0 | 0 | 0 | 0 | 0 | 0 | 0 | 0 | 0 | 0 | 0 | 0 | 0 | 0 | 0
F5_Commercial_Restaurant_New_Food Preparation_Natural Gas_Conveyor Oven_E9 | F5 | Commercial | Restaurant | New | Food Preparation | Natural Gas | Conveyor Oven | E9 | Utility - Cost of Operation | 0 | 0 | 0 | 0 | 0 | 0 | 0 | 0 | 0 | 0 | 0 | 0 | 0 | 0 | 0 | 0 | 0 | 0 | 0 | 0 | 0 | 0 | 0 | 0 | 0 | 0 | 0 | 0 | 0 | 0 | 0 | 0 | 0 | 0 | 0 | 0 | 0 | 0 | 0 | 0 | 0 | 0
F5_Commercial_Restaurant_New_Food Preparation_Natural Gas_Conveyor Oven_E10 | F5 | Commercial | Restaurant | New | Food Preparation | Natural Gas | Conveyor Oven | E10 | Utility - Cost of Operation | 0 | 0 | 0 | 0 | 0 | 0 | 0 | 0 | 0 | 0 | 0 | 0 | 0 | 0 | 0 | 0 | 0 | 0 | 0 | 0 | 0 | 0 | 0 | 0 | 0 | 0 | 0 | 0 | 0 | 0 | 0 | 0 | 0 | 0 | 0 | 0 | 0 | 0 | 0 | 0 | 0 | 0
F6_Commercial_Restaurant_New_Food Preparation_Natural Gas_Conveyor Oven_E1 | F6 | Commercial | Restaurant | New | Food Preparation | Natural Gas | Conveyor Oven | E1 | Utility - Value of Sales | 1.2673 | 1.2673 | 1.2673 | 1.2673 | 1.2673 | 1.2673 | 1.2673 | 1.2673 | 1.2673 | 1.2673 | 1.2673 | 1.2673 | 1.2673 | 1.2673 | 1.2673 | 1.2673 | 1.2673 | 1.2673 | 1.2673 | 1.2673 | 1.2673 | 1.2673 | 1.2673 | 1.2673 | 1.2673 | 1.2673 | 1.2673 | 1.2673 | 1.2673 | 1.2673 | 1.2673 | 1.2673 | 1.2673 | 0 | 0 | 0 | 0 | 0 | 0 | 0 | 0 | 0
F6_Commercial_Restaurant_New_Food Preparation_Natural Gas_Conveyor Oven_E2 | F6 | Commercial | Restaurant | New | Food Preparation | Natural Gas | Conveyor Oven | E2 | Utility - Value of Sales | 0.96331 | 0.96331 | 0.96331 | 0.96331 | 0.96331 | 0.96331 | 0.96331 | 0.96331 | 0.96331 | 0.96331 | 0.96331 | 0.96331 | 0.96331 | 0.96331 | 0.96331 | 0.96331 | 0.96331 | 0.96331 | 0.96331 | 0.96331 | 0.96331 | 0.96331 | 0.96331 | 0.96331 | 0.96331 | 0.96331 | 0.96331 | 0.96331 | 0.96331 | 0.96331 | 0.96331 | 0.96331 | 0.96331 | 0 | 0 | 0 | 0 | 0 | 0 | 0 | 0 | 0
F6_Commercial_Restaurant_New_Food Preparation_Natural Gas_Conveyor Oven_E3 | F6 | Commercial | Restaurant | New | Food Preparation | Natural Gas | Conveyor Oven | E3 | Utility - Value of Sales | 0 | 0 | 0 | 0 | 0 | 0 | 0 | 0 | 0 | 0 | 0 | 0 | 0 | 0 | 0 | 0 | 0 | 0 | 0 | 0 | 0 | 0 | 0 | 0 | 0 | 0 | 0 | 0 | 0 | 0 | 0 | 0 | 0 | 0 | 0 | 0 | 0 | 0 | 0 | 0 | 0 | 0
F6_Commercial_Restaurant_New_Food Preparation_Natural Gas_Conveyor Oven_E4 | F6 | Commercial | Restaurant | New | Food Preparation | Natural Gas | Conveyor Oven | E4 | Utility - Value of Sales | 0 | 0 | 0 | 0 | 0 | 0 | 0 | 0 | 0 | 0 | 0 | 0 | 0 | 0 | 0 | 0 | 0 | 0 | 0 | 0 | 0 | 0 | 0 | 0 | 0 | 0 | 0 | 0 | 0 | 0 | 0 | 0 | 0 | 0 | 0 | 0 | 0 | 0 | 0 | 0 | 0 | 0
F6_Commercial_Restaurant_New_Food Preparation_Natural Gas_Conveyor Oven_E5 | F6 | Commercial | Restaurant | New | Food Preparation | Natural Gas | Conveyor Oven | E5 | Utility - Value of Sales | 0 | 0 | 0 | 0 | 0 | 0 | 0 | 0 | 0 | 0 | 0 | 0 | 0 | 0 | 0 | 0 | 0 | 0 | 0 | 0 | 0 | 0 | 0 | 0 | 0 | 0 | 0 | 0 | 0 | 0 | 0 | 0 | 0 | 0 | 0 | 0 | 0 | 0 | 0 | 0 | 0 | 0
F6_Commercial_Restaurant_New_Food Preparation_Natural Gas_Conveyor Oven_E6 | F6 | Commercial | Restaurant | New | Food Preparation | Natural Gas | Conveyor Oven | E6 | Utility - Value of Sales | 0 | 0 | 0 | 0 | 0 | 0 | 0 | 0 | 0 | 0 | 0 | 0 | 0 | 0 | 0 | 0 | 0 | 0 | 0 | 0 | 0 | 0 | 0 | 0 | 0 | 0 | 0 | 0 | 0 | 0 | 0 | 0 | 0 | 0 | 0 | 0 | 0 | 0 | 0 | 0 | 0 | 0
F6_Commercial_Restaurant_New_Food Preparation_Natural Gas_Conveyor Oven_E7 | F6 | Commercial | Restaurant | New | Food Preparation | Natural Gas | Conveyor Oven | E7 | Utility - Value of Sales | 0 | 0 | 0 | 0 | 0 | 0 | 0 | 0 | 0 | 0 | 0 | 0 | 0 | 0 | 0 | 0 | 0 | 0 | 0 | 0 | 0 | 0 | 0 | 0 | 0 | 0 | 0 | 0 | 0 | 0 | 0 | 0 | 0 | 0 | 0 | 0 | 0 | 0 | 0 | 0 | 0 | 0
F6_Commercial_Restaurant_New_Food Preparation_Natural Gas_Conveyor Oven_E8 | F6 | Commercial | Restaurant | New | Food Preparation | Natural Gas | Conveyor Oven | E8 | Utility - Value of Sales | 0 | 0 | 0 | 0 | 0 | 0 | 0 | 0 | 0 | 0 | 0 | 0 | 0 | 0 | 0 | 0 | 0 | 0 | 0 | 0 | 0 | 0 | 0 | 0 | 0 | 0 | 0 | 0 | 0 | 0 | 0 | 0 | 0 | 0 | 0 | 0 | 0 | 0 | 0 | 0 | 0 | 0
F6_Commercial_Restaurant_New_Food Preparation_Natural Gas_Conveyor Oven_E9 | F6 | Commercial | Restaurant | New | Food Preparation | Natural Gas | Conveyor Oven | E9 | Utility - Value of Sales | 0 | 0 | 0 | 0 | 0 | 0 | 0 | 0 | 0 | 0 | 0 | 0 | 0 | 0 | 0 | 0 | 0 | 0 | 0 | 0 | 0 | 0 | 0 | 0 | 0 | 0 | 0 | 0 | 0 | 0 | 0 | 0 | 0 | 0 | 0 | 0 | 0 | 0 | 0 | 0 | 0 | 0
F6_Commercial_Restaurant_New_Food Preparation_Natural Gas_Conveyor Oven_E10 | F6 | Commercial | Restaurant | New | Food Preparation | Natural Gas | Conveyor Oven | E10 | Utility - Value of Sales | 0 | 0 | 0 | 0 | 0 | 0 | 0 | 0 | 0 | 0 | 0 | 0 | 0 | 0 | 0 | 0 | 0 | 0 | 0 | 0 | 0 | 0 | 0 | 0 | 0 | 0 | 0 | 0 | 0 | 0 | 0 | 0 | 0 | 0 | 0 | 0 | 0 | 0 | 0 | 0 | 0 | 0
F1_Commercial_Restaurant_New_Food Preparation_Natural Gas_Double Rack Oven_E1 | F1 | Commercial | Restaurant | New | Food Preparation | Natural Gas | Double Rack Oven | E1 | RVT - Cost of Equipment | 3.1829 | 3.2071 | 3.2342 | 3.2641 | 3.2981 | 3.3374 | 3.3693 | 3.3999 | 3.431 | 3.4633 | 3.4942 | 3.5226 | 3.5515 | 3.582 | 3.6156 | 3.6485 | 3.6833 | 3.7201 | 3.7585 | 3.7977 | 3.8371 | 3.874 | 3.9073 | 3.9368 | 3.9622 | 3.9841 | 3.9993 | 4.0106 | 4.0204 | 4.0288 | 4.0371 | 4.0407 | 4.0407 | 0 | 0 | 0 | 0 | 0 | 0 | 0 | 0 | 0
F1_Commercial_Restaurant_New_Food Preparation_Natural Gas_Double Rack Oven_E2 | F1 | Commercial | Restaurant | New | Food Preparation | Natural Gas | Double Rack Oven | E2 | RVT - Cost of Equipment | 1.7361 | 1.7493 | 1.7641 | 1.7804 | 1.7989 | 1.8204 | 1.8378 | 1.8545 | 1.8714 | 1.8891 | 1.9059 | 1.9214 | 1.9372 | 1.9538 | 1.9721 | 1.9901 | 2.0091 | 2.0292 | 2.0501 | 2.0715 | 2.093 | 2.1131 | 2.1313 | 2.1473 | 2.1612 | 2.1732 | 2.1814 | 2.1876 | 2.193 | 2.1975 | 2.202 | 2.204 | 2.204 | 0 | 0 | 0 | 0 | 0 | 0 | 0 | 0 | 0
F1_Commercial_Restaurant_New_Food Preparation_Natural Gas_Double Rack Oven_E3 | F1 | Commercial | Restaurant | New | Food Preparation | Natural Gas | Double Rack Oven | E3 | RVT - Cost of Equipment | 0 | 0 | 0 | 0 | 0 | 0 | 0 | 0 | 0 | 0 | 0 | 0 | 0 | 0 | 0 | 0 | 0 | 0 | 0 | 0 | 0 | 0 | 0 | 0 | 0 | 0 | 0 | 0 | 0 | 0 | 0 | 0 | 0 | 0 | 0 | 0 | 0 | 0 | 0 | 0 | 0 | 0
F1_Commercial_Restaurant_New_Food Preparation_Natural Gas_Double Rack Oven_E4 | F1 | Commercial | Restaurant | New | Food Preparation | Natural Gas | Double Rack Oven | E4 | RVT - Cost of Equipment | 0 | 0 | 0 | 0 | 0 | 0 | 0 | 0 | 0 | 0 | 0 | 0 | 0 | 0 | 0 | 0 | 0 | 0 | 0 | 0 | 0 | 0 | 0 | 0 | 0 | 0 | 0 | 0 | 0 | 0 | 0 | 0 | 0 | 0 | 0 | 0 | 0 | 0 | 0 | 0 | 0 | 0
F1_Commercial_Restaurant_New_Food Preparation_Natural Gas_Double Rack Oven_E5 | F1 | Commercial | Restaurant | New | Food Preparation | Natural Gas | Double Rack Oven | E5 | RVT - Cost of Equipment | 0 | 0 | 0 | 0 | 0 | 0 | 0 | 0 | 0 | 0 | 0 | 0 | 0 | 0 | 0 | 0 | 0 | 0 | 0 | 0 | 0 | 0 | 0 | 0 | 0 | 0 | 0 | 0 | 0 | 0 | 0 | 0 | 0 | 0 | 0 | 0 | 0 | 0 | 0 | 0 | 0 | 0
F1_Commercial_Restaurant_New_Food Preparation_Natural Gas_Double Rack Oven_E6 | F1 | Commercial | Restaurant | New | Food Preparation | Natural Gas | Double Rack Oven | E6 | RVT - Cost of Equipment | 0 | 0 | 0 | 0 | 0 | 0 | 0 | 0 | 0 | 0 | 0 | 0 | 0 | 0 | 0 | 0 | 0 | 0 | 0 | 0 | 0 | 0 | 0 | 0 | 0 | 0 | 0 | 0 | 0 | 0 | 0 | 0 | 0 | 0 | 0 | 0 | 0 | 0 | 0 | 0 | 0 | 0
F1_Commercial_Restaurant_New_Food Preparation_Natural Gas_Double Rack Oven_E7 | F1 | Commercial | Restaurant | New | Food Preparation | Natural Gas | Double Rack Oven | E7 | RVT - Cost of Equipment | 0 | 0 | 0 | 0 | 0 | 0 | 0 | 0 | 0 | 0 | 0 | 0 | 0 | 0 | 0 | 0 | 0 | 0 | 0 | 0 | 0 | 0 | 0 | 0 | 0 | 0 | 0 | 0 | 0 | 0 | 0 | 0 | 0 | 0 | 0 | 0 | 0 | 0 | 0 | 0 | 0 | 0
F1_Commercial_Restaurant_New_Food Preparation_Natural Gas_Double Rack Oven_E8 | F1 | Commercial | Restaurant | New | Food Preparation | Natural Gas | Double Rack Oven | E8 | RVT - Cost of Equipment | 0 | 0 | 0 | 0 | 0 | 0 | 0 | 0 | 0 | 0 | 0 | 0 | 0 | 0 | 0 | 0 | 0 | 0 | 0 | 0 | 0 | 0 | 0 | 0 | 0 | 0 | 0 | 0 | 0 | 0 | 0 | 0 | 0 | 0 | 0 | 0 | 0 | 0 | 0 | 0 | 0 | 0
F1_Commercial_Restaurant_New_Food Preparation_Natural Gas_Double Rack Oven_E9 | F1 | Commercial | Restaurant | New | Food Preparation | Natural Gas | Double Rack Oven | E9 | RVT - Cost of Equipment | 0 | 0 | 0 | 0 | 0 | 0 | 0 | 0 | 0 | 0 | 0 | 0 | 0 | 0 | 0 | 0 | 0 | 0 | 0 | 0 | 0 | 0 | 0 | 0 | 0 | 0 | 0 | 0 | 0 | 0 | 0 | 0 | 0 | 0 | 0 | 0 | 0 | 0 | 0 | 0 | 0 | 0
F1_Commercial_Restaurant_New_Food Preparation_Natural Gas_Double Rack Oven_E10 | F1 | Commercial | Restaurant | New | Food Preparation | Natural Gas | Double Rack Oven | E10 | RVT - Cost of Equipment | 0 | 0 | 0 | 0 | 0 | 0 | 0 | 0 | 0 | 0 | 0 | 0 | 0 | 0 | 0 | 0 | 0 | 0 | 0 | 0 | 0 | 0 | 0 | 0 | 0 | 0 | 0 | 0 | 0 | 0 | 0 | 0 | 0 | 0 | 0 | 0 | 0 | 0 | 0 | 0 | 0 | 0
F2_Commercial_Restaurant_New_Food Preparation_Natural Gas_Double Rack Oven_E1 | F2 | Commercial | Restaurant | New | Food Preparation | Natural Gas | Double Rack Oven | E1 | RVT - Cost of Operation | 3.8133 | 3.8424 | 3.8748 | 3.9106 | 3.9513 | 3.9984 | 4.0366 | 4.0733 | 4.1105 | 4.1493 | 4.1863 | 4.2202 | 4.255 | 4.2915 | 4.3317 | 4.3711 | 4.4129 | 4.4569 | 4.5029 | 4.5499 | 4.5971 | 4.6413 | 4.6812 | 4.7165 | 4.747 | 4.7733 | 4.7914 | 4.805 | 4.8167 | 4.8267 | 4.8367 | 4.841 | 4.841 | 0 | 0 | 0 | 0 | 0 | 0 | 0 | 0 | 0
F2_Commercial_Restaurant_New_Food Preparation_Natural Gas_Double Rack Oven_E2 | F2 | Commercial | Restaurant | New | Food Preparation | Natural Gas | Double Rack Oven | E2 | RVT - Cost of Operation | 2.08 | 2.0958 | 2.1135 | 2.133 | 2.1552 | 2.1809 | 2.2018 | 2.2218 | 2.2421 | 2.2633 | 2.2834 | 2.302 | 2.3209 | 2.3408 | 2.3628 | 2.3842 | 2.407 | 2.4311 | 2.4561 | 2.4817 | 2.5075 | 2.5316 | 2.5534 | 2.5726 | 2.5893 | 2.6036 | 2.6135 | 2.6209 | 2.6273 | 2.6328 | 2.6382 | 2.6406 | 2.6406 | 0 | 0 | 0 | 0 | 0 | 0 | 0 | 0 | 0
F2_Commercial_Restaurant_New_Food Preparation_Natural Gas_Double Rack Oven_E3 | F2 | Commercial | Restaurant | New | Food Preparation | Natural Gas | Double Rack Oven | E3 | RVT - Cost of Operation | 0 | 0 | 0 | 0 | 0 | 0 | 0 | 0 | 0 | 0 | 0 | 0 | 0 | 0 | 0 | 0 | 0 | 0 | 0 | 0 | 0 | 0 | 0 | 0 | 0 | 0 | 0 | 0 | 0 | 0 | 0 | 0 | 0 | 0 | 0 | 0 | 0 | 0 | 0 | 0 | 0 | 0
F2_Commercial_Restaurant_New_Food Preparation_Natural Gas_Double Rack Oven_E4 | F2 | Commercial | Restaurant | New | Food Preparation | Natural Gas | Double Rack Oven | E4 | RVT - Cost of Operation | 0 | 0 | 0 | 0 | 0 | 0 | 0 | 0 | 0 | 0 | 0 | 0 | 0 | 0 | 0 | 0 | 0 | 0 | 0 | 0 | 0 | 0 | 0 | 0 | 0 | 0 | 0 | 0 | 0 | 0 | 0 | 0 | 0 | 0 | 0 | 0 | 0 | 0 | 0 | 0 | 0 | 0
F2_Commercial_Restaurant_New_Food Preparation_Natural Gas_Double Rack Oven_E5 | F2 | Commercial | Restaurant | New | Food Preparation | Natural Gas | Double Rack Oven | E5 | RVT - Cost of Operation | 0 | 0 | 0 | 0 | 0 | 0 | 0 | 0 | 0 | 0 | 0 | 0 | 0 | 0 | 0 | 0 | 0 | 0 | 0 | 0 | 0 | 0 | 0 | 0 | 0 | 0 | 0 | 0 | 0 | 0 | 0 | 0 | 0 | 0 | 0 | 0 | 0 | 0 | 0 | 0 | 0 | 0
F2_Commercial_Restaurant_New_Food Preparation_Natural Gas_Double Rack Oven_E6 | F2 | Commercial | Restaurant | New | Food Preparation | Natural Gas | Double Rack Oven | E6 | RVT - Cost of Operation | 0 | 0 | 0 | 0 | 0 | 0 | 0 | 0 | 0 | 0 | 0 | 0 | 0 | 0 | 0 | 0 | 0 | 0 | 0 | 0 | 0 | 0 | 0 | 0 | 0 | 0 | 0 | 0 | 0 | 0 | 0 | 0 | 0 | 0 | 0 | 0 | 0 | 0 | 0 | 0 | 0 | 0
F2_Commercial_Restaurant_New_Food Preparation_Natural Gas_Double Rack Oven_E7 | F2 | Commercial | Restaurant | New | Food Preparation | Natural Gas | Double Rack Oven | E7 | RVT - Cost of Operation | 0 | 0 | 0 | 0 | 0 | 0 | 0 | 0 | 0 | 0 | 0 | 0 | 0 | 0 | 0 | 0 | 0 | 0 | 0 | 0 | 0 | 0 | 0 | 0 | 0 | 0 | 0 | 0 | 0 | 0 | 0 | 0 | 0 | 0 | 0 | 0 | 0 | 0 | 0 | 0 | 0 | 0
F2_Commercial_Restaurant_New_Food Preparation_Natural Gas_Double Rack Oven_E8 | F2 | Commercial | Restaurant | New | Food Preparation | Natural Gas | Double Rack Oven | E8 | RVT - Cost of Operation | 0 | 0 | 0 | 0 | 0 | 0 | 0 | 0 | 0 | 0 | 0 | 0 | 0 | 0 | 0 | 0 | 0 | 0 | 0 | 0 | 0 | 0 | 0 | 0 | 0 | 0 | 0 | 0 | 0 | 0 | 0 | 0 | 0 | 0 | 0 | 0 | 0 | 0 | 0 | 0 | 0 | 0
F2_Commercial_Restaurant_New_Food Preparation_Natural Gas_Double Rack Oven_E9 | F2 | Commercial | Restaurant | New | Food Preparation | Natural Gas | Double Rack Oven | E9 | RVT - Cost of Operation | 0 | 0 | 0 | 0 | 0 | 0 | 0 | 0 | 0 | 0 | 0 | 0 | 0 | 0 | 0 | 0 | 0 | 0 | 0 | 0 | 0 | 0 | 0 | 0 | 0 | 0 | 0 | 0 | 0 | 0 | 0 | 0 | 0 | 0 | 0 | 0 | 0 | 0 | 0 | 0 | 0 | 0
F2_Commercial_Restaurant_New_Food Preparation_Natural Gas_Double Rack Oven_E10 | F2 | Commercial | Restaurant | New | Food Preparation | Natural Gas | Double Rack Oven | E10 | RVT - Cost of Operation | 0 | 0 | 0 | 0 | 0 | 0 | 0 | 0 | 0 | 0 | 0 | 0 | 0 | 0 | 0 | 0 | 0 | 0 | 0 | 0 | 0 | 0 | 0 | 0 | 0 | 0 | 0 | 0 | 0 | 0 | 0 | 0 | 0 | 0 | 0 | 0 | 0 | 0 | 0 | 0 | 0 | 0
F3_Commercial_Restaurant_New_Food Preparation_Natural Gas_Double Rack Oven_E1 | F3 | Commercial | Restaurant | New | Food Preparation | Natural Gas | Double Rack Oven | E1 | System - kBTUs of Consumption | 0.77109 | 0.77109 | 0.77109 | 0.77109 | 0.77109 | 0.77109 | 0.77109 | 0.77109 | 0.77109 | 0.77109 | 0.77109 | 0.77109 | 0.77109 | 0.77109 | 0.77109 | 0.77109 | 0.77109 | 0.77109 | 0.77109 | 0.77109 | 0.77109 | 0.77109 | 0.77109 | 0.77109 | 0.77109 | 0.77109 | 0.77109 | 0.77109 | 0.77109 | 0.77109 | 0.77109 | 0.77109 | 0.77109 | 0 | 0 | 0 | 0 | 0 | 0 | 0 | 0 | 0
F3_Commercial_Restaurant_New_Food Preparation_Natural Gas_Double Rack Oven_E2 | F3 | Commercial | Restaurant | New | Food Preparation | Natural Gas | Double Rack Oven | E2 | System - kBTUs of Consumption | 1.0255 | 1.0255 | 1.0255 | 1.0255 | 1.0255 | 1.0255 | 1.0255 | 1.0255 | 1.0255 | 1.0255 | 1.0255 | 1.0255 | 1.0255 | 1.0255 | 1.0255 | 1.0255 | 1.0255 | 1.0255 | 1.0255 | 1.0255 | 1.0255 | 1.0255 | 1.0255 | 1.0255 | 1.0255 | 1.0255 | 1.0255 | 1.0255 | 1.0255 | 1.0255 | 1.0255 | 1.0255 | 1.0255 | 0 | 0 | 0 | 0 | 0 | 0 | 0 | 0 | 0
F3_Commercial_Restaurant_New_Food Preparation_Natural Gas_Double Rack Oven_E3 | F3 | Commercial | Restaurant | New | Food Preparation | Natural Gas | Double Rack Oven | E3 | System - kBTUs of Consumption | 0 | 0 | 0 | 0 | 0 | 0 | 0 | 0 | 0 | 0 | 0 | 0 | 0 | 0 | 0 | 0 | 0 | 0 | 0 | 0 | 0 | 0 | 0 | 0 | 0 | 0 | 0 | 0 | 0 | 0 | 0 | 0 | 0 | 0 | 0 | 0 | 0 | 0 | 0 | 0 | 0 | 0
F3_Commercial_Restaurant_New_Food Preparation_Natural Gas_Double Rack Oven_E4 | F3 | Commercial | Restaurant | New | Food Preparation | Natural Gas | Double Rack Oven | E4 | System - kBTUs of Consumption | 0 | 0 | 0 | 0 | 0 | 0 | 0 | 0 | 0 | 0 | 0 | 0 | 0 | 0 | 0 | 0 | 0 | 0 | 0 | 0 | 0 | 0 | 0 | 0 | 0 | 0 | 0 | 0 | 0 | 0 | 0 | 0 | 0 | 0 | 0 | 0 | 0 | 0 | 0 | 0 | 0 | 0
F3_Commercial_Restaurant_New_Food Preparation_Natural Gas_Double Rack Oven_E5 | F3 | Commercial | Restaurant | New | Food Preparation | Natural Gas | Double Rack Oven | E5 | System - kBTUs of Consumption | 0 | 0 | 0 | 0 | 0 | 0 | 0 | 0 | 0 | 0 | 0 | 0 | 0 | 0 | 0 | 0 | 0 | 0 | 0 | 0 | 0 | 0 | 0 | 0 | 0 | 0 | 0 | 0 | 0 | 0 | 0 | 0 | 0 | 0 | 0 | 0 | 0 | 0 | 0 | 0 | 0 | 0
F3_Commercial_Restaurant_New_Food Preparation_Natural Gas_Double Rack Oven_E6 | F3 | Commercial | Restaurant | New | Food Preparation | Natural Gas | Double Rack Oven | E6 | System - kBTUs of Consumption | 0 | 0 | 0 | 0 | 0 | 0 | 0 | 0 | 0 | 0 | 0 | 0 | 0 | 0 | 0 | 0 | 0 | 0 | 0 | 0 | 0 | 0 | 0 | 0 | 0 | 0 | 0 | 0 | 0 | 0 | 0 | 0 | 0 | 0 | 0 | 0 | 0 | 0 | 0 | 0 | 0 | 0
F3_Commercial_Restaurant_New_Food Preparation_Natural Gas_Double Rack Oven_E7 | F3 | Commercial | Restaurant | New | Food Preparation | Natural Gas | Double Rack Oven | E7 | System - kBTUs of Consumption | 0 | 0 | 0 | 0 | 0 | 0 | 0 | 0 | 0 | 0 | 0 | 0 | 0 | 0 | 0 | 0 | 0 | 0 | 0 | 0 | 0 | 0 | 0 | 0 | 0 | 0 | 0 | 0 | 0 | 0 | 0 | 0 | 0 | 0 | 0 | 0 | 0 | 0 | 0 | 0 | 0 | 0
F3_Commercial_Restaurant_New_Food Preparation_Natural Gas_Double Rack Oven_E8 | F3 | Commercial | Restaurant | New | Food Preparation | Natural Gas | Double Rack Oven | E8 | System - kBTUs of Consumption | 0 | 0 | 0 | 0 | 0 | 0 | 0 | 0 | 0 | 0 | 0 | 0 | 0 | 0 | 0 | 0 | 0 | 0 | 0 | 0 | 0 | 0 | 0 | 0 | 0 | 0 | 0 | 0 | 0 | 0 | 0 | 0 | 0 | 0 | 0 | 0 | 0 | 0 | 0 | 0 | 0 | 0
F3_Commercial_Restaurant_New_Food Preparation_Natural Gas_Double Rack Oven_E9 | F3 | Commercial | Restaurant | New | Food Preparation | Natural Gas | Double Rack Oven | E9 | System - kBTUs of Consumption | 0 | 0 | 0 | 0 | 0 | 0 | 0 | 0 | 0 | 0 | 0 | 0 | 0 | 0 | 0 | 0 | 0 | 0 | 0 | 0 | 0 | 0 | 0 | 0 | 0 | 0 | 0 | 0 | 0 | 0 | 0 | 0 | 0 | 0 | 0 | 0 | 0 | 0 | 0 | 0 | 0 | 0
F3_Commercial_Restaurant_New_Food Preparation_Natural Gas_Double Rack Oven_E10 | F3 | Commercial | Restaurant | New | Food Preparation | Natural Gas | Double Rack Oven | E10 | System - kBTUs of Consumption | 0 | 0 | 0 | 0 | 0 | 0 | 0 | 0 | 0 | 0 | 0 | 0 | 0 | 0 | 0 | 0 | 0 | 0 | 0 | 0 | 0 | 0 | 0 | 0 | 0 | 0 | 0 | 0 | 0 | 0 | 0 | 0 | 0 | 0 | 0 | 0 | 0 | 0 | 0 | 0 | 0 | 0
F4_Commercial_Restaurant_New_Food Preparation_Natural Gas_Double Rack Oven_E1 | F4 | Commercial | Restaurant | New | Food Preparation | Natural Gas | Double Rack Oven | E1 | Utility - Cost of Equipment | 3.8133 | 3.8424 | 3.8748 | 3.9106 | 3.9513 | 3.9984 | 4.0366 | 4.0733 | 4.1105 | 4.1493 | 4.1863 | 4.2202 | 4.255 | 4.2915 | 4.3317 | 4.3711 | 4.4129 | 4.4569 | 4.5029 | 4.5499 | 4.5971 | 4.6413 | 4.6812 | 4.7165 | 4.747 | 4.7733 | 4.7914 | 4.805 | 4.8167 | 4.8267 | 4.8367 | 4.841 | 4.841 | 0 | 0 | 0 | 0 | 0 | 0 | 0 | 0 | 0
F4_Commercial_Restaurant_New_Food Preparation_Natural Gas_Double Rack Oven_E2 | F4 | Commercial | Restaurant | New | Food Preparation | Natural Gas | Double Rack Oven | E2 | Utility - Cost of Equipment | 2.08 | 2.0958 | 2.1135 | 2.133 | 2.1552 | 2.1809 | 2.2018 | 2.2218 | 2.2421 | 2.2633 | 2.2834 | 2.302 | 2.3209 | 2.3408 | 2.3628 | 2.3842 | 2.407 | 2.4311 | 2.4561 | 2.4817 | 2.5075 | 2.5316 | 2.5534 | 2.5726 | 2.5893 | 2.6036 | 2.6135 | 2.6209 | 2.6273 | 2.6328 | 2.6382 | 2.6406 | 2.6406 | 0 | 0 | 0 | 0 | 0 | 0 | 0 | 0 | 0
F4_Commercial_Restaurant_New_Food Preparation_Natural Gas_Double Rack Oven_E3 | F4 | Commercial | Restaurant | New | Food Preparation | Natural Gas | Double Rack Oven | E3 | Utility - Cost of Equipment | 0 | 0 | 0 | 0 | 0 | 0 | 0 | 0 | 0 | 0 | 0 | 0 | 0 | 0 | 0 | 0 | 0 | 0 | 0 | 0 | 0 | 0 | 0 | 0 | 0 | 0 | 0 | 0 | 0 | 0 | 0 | 0 | 0 | 0 | 0 | 0 | 0 | 0 | 0 | 0 | 0 | 0
F4_Commercial_Restaurant_New_Food Preparation_Natural Gas_Double Rack Oven_E4 | F4 | Commercial | Restaurant | New | Food Preparation | Natural Gas | Double Rack Oven | E4 | Utility - Cost of Equipment | 0 | 0 | 0 | 0 | 0 | 0 | 0 | 0 | 0 | 0 | 0 | 0 | 0 | 0 | 0 | 0 | 0 | 0 | 0 | 0 | 0 | 0 | 0 | 0 | 0 | 0 | 0 | 0 | 0 | 0 | 0 | 0 | 0 | 0 | 0 | 0 | 0 | 0 | 0 | 0 | 0 | 0
F4_Commercial_Restaurant_New_Food Preparation_Natural Gas_Double Rack Oven_E5 | F4 | Commercial | Restaurant | New | Food Preparation | Natural Gas | Double Rack Oven | E5 | Utility - Cost of Equipment | 0 | 0 | 0 | 0 | 0 | 0 | 0 | 0 | 0 | 0 | 0 | 0 | 0 | 0 | 0 | 0 | 0 | 0 | 0 | 0 | 0 | 0 | 0 | 0 | 0 | 0 | 0 | 0 | 0 | 0 | 0 | 0 | 0 | 0 | 0 | 0 | 0 | 0 | 0 | 0 | 0 | 0
F4_Commercial_Restaurant_New_Food Preparation_Natural Gas_Double Rack Oven_E6 | F4 | Commercial | Restaurant | New | Food Preparation | Natural Gas | Double Rack Oven | E6 | Utility - Cost of Equipment | 0 | 0 | 0 | 0 | 0 | 0 | 0 | 0 | 0 | 0 | 0 | 0 | 0 | 0 | 0 | 0 | 0 | 0 | 0 | 0 | 0 | 0 | 0 | 0 | 0 | 0 | 0 | 0 | 0 | 0 | 0 | 0 | 0 | 0 | 0 | 0 | 0 | 0 | 0 | 0 | 0 | 0
F4_Commercial_Restaurant_New_Food Preparation_Natural Gas_Double Rack Oven_E7 | F4 | Commercial | Restaurant | New | Food Preparation | Natural Gas | Double Rack Oven | E7 | Utility - Cost of Equipment | 0 | 0 | 0 | 0 | 0 | 0 | 0 | 0 | 0 | 0 | 0 | 0 | 0 | 0 | 0 | 0 | 0 | 0 | 0 | 0 | 0 | 0 | 0 | 0 | 0 | 0 | 0 | 0 | 0 | 0 | 0 | 0 | 0 | 0 | 0 | 0 | 0 | 0 | 0 | 0 | 0 | 0
F4_Commercial_Restaurant_New_Food Preparation_Natural Gas_Double Rack Oven_E8 | F4 | Commercial | Restaurant | New | Food Preparation | Natural Gas | Double Rack Oven | E8 | Utility - Cost of Equipment | 0 | 0 | 0 | 0 | 0 | 0 | 0 | 0 | 0 | 0 | 0 | 0 | 0 | 0 | 0 | 0 | 0 | 0 | 0 | 0 | 0 | 0 | 0 | 0 | 0 | 0 | 0 | 0 | 0 | 0 | 0 | 0 | 0 | 0 | 0 | 0 | 0 | 0 | 0 | 0 | 0 | 0
F4_Commercial_Restaurant_New_Food Preparation_Natural Gas_Double Rack Oven_E9 | F4 | Commercial | Restaurant | New | Food Preparation | Natural Gas | Double Rack Oven | E9 | Utility - Cost of Equipment | 0 | 0 | 0 | 0 | 0 | 0 | 0 | 0 | 0 | 0 | 0 | 0 | 0 | 0 | 0 | 0 | 0 | 0 | 0 | 0 | 0 | 0 | 0 | 0 | 0 | 0 | 0 | 0 | 0 | 0 | 0 | 0 | 0 | 0 | 0 | 0 | 0 | 0 | 0 | 0 | 0 | 0
F4_Commercial_Restaurant_New_Food Preparation_Natural Gas_Double Rack Oven_E10 | F4 | Commercial | Restaurant | New | Food Preparation | Natural Gas | Double Rack Oven | E10 | Utility - Cost of Equipment | 0 | 0 | 0 | 0 | 0 | 0 | 0 | 0 | 0 | 0 | 0 | 0 | 0 | 0 | 0 | 0 | 0 | 0 | 0 | 0 | 0 | 0 | 0 | 0 | 0 | 0 | 0 | 0 | 0 | 0 | 0 | 0 | 0 | 0 | 0 | 0 | 0 | 0 | 0 | 0 | 0 | 0
F5_Commercial_Restaurant_New_Food Preparation_Natural Gas_Double Rack Oven_E1 | F5 | Commercial | Restaurant | New | Food Preparation | Natural Gas | Double Rack Oven | E1 | Utility - Cost of Operation | 0.77109 | 0.77109 | 0.77109 | 0.77109 | 0.77109 | 0.77109 | 0.77109 | 0.77109 | 0.77109 | 0.77109 | 0.77109 | 0.77109 | 0.77109 | 0.77109 | 0.77109 | 0.77109 | 0.77109 | 0.77109 | 0.77109 | 0.77109 | 0.77109 | 0.77109 | 0.77109 | 0.77109 | 0.77109 | 0.77109 | 0.77109 | 0.77109 | 0.77109 | 0.77109 | 0.77109 | 0.77109 | 0.77109 | 0 | 0 | 0 | 0 | 0 | 0 | 0 | 0 | 0
F5_Commercial_Restaurant_New_Food Preparation_Natural Gas_Double Rack Oven_E2 | F5 | Commercial | Restaurant | New | Food Preparation | Natural Gas | Double Rack Oven | E2 | Utility - Cost of Operation | 1.0255 | 1.0255 | 1.0255 | 1.0255 | 1.0255 | 1.0255 | 1.0255 | 1.0255 | 1.0255 | 1.0255 | 1.0255 | 1.0255 | 1.0255 | 1.0255 | 1.0255 | 1.0255 | 1.0255 | 1.0255 | 1.0255 | 1.0255 | 1.0255 | 1.0255 | 1.0255 | 1.0255 | 1.0255 | 1.0255 | 1.0255 | 1.0255 | 1.0255 | 1.0255 | 1.0255 | 1.0255 | 1.0255 | 0 | 0 | 0 | 0 | 0 | 0 | 0 | 0 | 0
F5_Commercial_Restaurant_New_Food Preparation_Natural Gas_Double Rack Oven_E3 | F5 | Commercial | Restaurant | New | Food Preparation | Natural Gas | Double Rack Oven | E3 | Utility - Cost of Operation | 0 | 0 | 0 | 0 | 0 | 0 | 0 | 0 | 0 | 0 | 0 | 0 | 0 | 0 | 0 | 0 | 0 | 0 | 0 | 0 | 0 | 0 | 0 | 0 | 0 | 0 | 0 | 0 | 0 | 0 | 0 | 0 | 0 | 0 | 0 | 0 | 0 | 0 | 0 | 0 | 0 | 0
F5_Commercial_Restaurant_New_Food Preparation_Natural Gas_Double Rack Oven_E4 | F5 | Commercial | Restaurant | New | Food Preparation | Natural Gas | Double Rack Oven | E4 | Utility - Cost of Operation | 0 | 0 | 0 | 0 | 0 | 0 | 0 | 0 | 0 | 0 | 0 | 0 | 0 | 0 | 0 | 0 | 0 | 0 | 0 | 0 | 0 | 0 | 0 | 0 | 0 | 0 | 0 | 0 | 0 | 0 | 0 | 0 | 0 | 0 | 0 | 0 | 0 | 0 | 0 | 0 | 0 | 0
F5_Commercial_Restaurant_New_Food Preparation_Natural Gas_Double Rack Oven_E5 | F5 | Commercial | Restaurant | New | Food Preparation | Natural Gas | Double Rack Oven | E5 | Utility - Cost of Operation | 0 | 0 | 0 | 0 | 0 | 0 | 0 | 0 | 0 | 0 | 0 | 0 | 0 | 0 | 0 | 0 | 0 | 0 | 0 | 0 | 0 | 0 | 0 | 0 | 0 | 0 | 0 | 0 | 0 | 0 | 0 | 0 | 0 | 0 | 0 | 0 | 0 | 0 | 0 | 0 | 0 | 0
F5_Commercial_Restaurant_New_Food Preparation_Natural Gas_Double Rack Oven_E6 | F5 | Commercial | Restaurant | New | Food Preparation | Natural Gas | Double Rack Oven | E6 | Utility - Cost of Operation | 0 | 0 | 0 | 0 | 0 | 0 | 0 | 0 | 0 | 0 | 0 | 0 | 0 | 0 | 0 | 0 | 0 | 0 | 0 | 0 | 0 | 0 | 0 | 0 | 0 | 0 | 0 | 0 | 0 | 0 | 0 | 0 | 0 | 0 | 0 | 0 | 0 | 0 | 0 | 0 | 0 | 0
F5_Commercial_Restaurant_New_Food Preparation_Natural Gas_Double Rack Oven_E7 | F5 | Commercial | Restaurant | New | Food Preparation | Natural Gas | Double Rack Oven | E7 | Utility - Cost of Operation | 0 | 0 | 0 | 0 | 0 | 0 | 0 | 0 | 0 | 0 | 0 | 0 | 0 | 0 | 0 | 0 | 0 | 0 | 0 | 0 | 0 | 0 | 0 | 0 | 0 | 0 | 0 | 0 | 0 | 0 | 0 | 0 | 0 | 0 | 0 | 0 | 0 | 0 | 0 | 0 | 0 | 0
F5_Commercial_Restaurant_New_Food Preparation_Natural Gas_Double Rack Oven_E8 | F5 | Commercial | Restaurant | New | Food Preparation | Natural Gas | Double Rack Oven | E8 | Utility - Cost of Operation | 0 | 0 | 0 | 0 | 0 | 0 | 0 | 0 | 0 | 0 | 0 | 0 | 0 | 0 | 0 | 0 | 0 | 0 | 0 | 0 | 0 | 0 | 0 | 0 | 0 | 0 | 0 | 0 | 0 | 0 | 0 | 0 | 0 | 0 | 0 | 0 | 0 | 0 | 0 | 0 | 0 | 0
F5_Commercial_Restaurant_New_Food Preparation_Natural Gas_Double Rack Oven_E9 | F5 | Commercial | Restaurant | New | Food Preparation | Natural Gas | Double Rack Oven | E9 | Utility - Cost of Operation | 0 | 0 | 0 | 0 | 0 | 0 | 0 | 0 | 0 | 0 | 0 | 0 | 0 | 0 | 0 | 0 | 0 | 0 | 0 | 0 | 0 | 0 | 0 | 0 | 0 | 0 | 0 | 0 | 0 | 0 | 0 | 0 | 0 | 0 | 0 | 0 | 0 | 0 | 0 | 0 | 0 | 0
F5_Commercial_Restaurant_New_Food Preparation_Natural Gas_Double Rack Oven_E10 | F5 | Commercial | Restaurant | New | Food Preparation | Natural Gas | Double Rack Oven | E10 | Utility - Cost of Operation | 0 | 0 | 0 | 0 | 0 | 0 | 0 | 0 | 0 | 0 | 0 | 0 | 0 | 0 | 0 | 0 | 0 | 0 | 0 | 0 | 0 | 0 | 0 | 0 | 0 | 0 | 0 | 0 | 0 | 0 | 0 | 0 | 0 | 0 | 0 | 0 | 0 | 0 | 0 | 0 | 0 | 0
F6_Commercial_Restaurant_New_Food Preparation_Natural Gas_Double Rack Oven_E1 | F6 | Commercial | Restaurant | New | Food Preparation | Natural Gas | Double Rack Oven | E1 | Utility - Value of Sales | 2.2584 | 2.2584 | 2.2584 | 2.2584 | 2.2584 | 2.2584 | 2.2584 | 2.2584 | 2.2584 | 2.2584 | 2.2584 | 2.2584 | 2.2584 | 2.2584 | 2.2584 | 2.2584 | 2.2584 | 2.2584 | 2.2584 | 2.2584 | 2.2584 | 2.2584 | 2.2584 | 2.2584 | 2.2584 | 2.2584 | 2.2584 | 2.2584 | 2.2584 | 2.2584 | 2.2584 | 2.2584 | 2.2584 | 0 | 0 | 0 | 0 | 0 | 0 | 0 | 0 | 0
F6_Commercial_Restaurant_New_Food Preparation_Natural Gas_Double Rack Oven_E2 | F6 | Commercial | Restaurant | New | Food Preparation | Natural Gas | Double Rack Oven | E2 | Utility - Value of Sales | 1.2319 | 1.2319 | 1.2319 | 1.2319 | 1.2319 | 1.2319 | 1.2319 | 1.2319 | 1.2319 | 1.2319 | 1.2319 | 1.2319 | 1.2319 | 1.2319 | 1.2319 | 1.2319 | 1.2319 | 1.2319 | 1.2319 | 1.2319 | 1.2319 | 1.2319 | 1.2319 | 1.2319 | 1.2319 | 1.2319 | 1.2319 | 1.2319 | 1.2319 | 1.2319 | 1.2319 | 1.2319 | 1.2319 | 0 | 0 | 0 | 0 | 0 | 0 | 0 | 0 | 0
F6_Commercial_Restaurant_New_Food Preparation_Natural Gas_Double Rack Oven_E3 | F6 | Commercial | Restaurant | New | Food Preparation | Natural Gas | Double Rack Oven | E3 | Utility - Value of Sales | 0 | 0 | 0 | 0 | 0 | 0 | 0 | 0 | 0 | 0 | 0 | 0 | 0 | 0 | 0 | 0 | 0 | 0 | 0 | 0 | 0 | 0 | 0 | 0 | 0 | 0 | 0 | 0 | 0 | 0 | 0 | 0 | 0 | 0 | 0 | 0 | 0 | 0 | 0 | 0 | 0 | 0
F6_Commercial_Restaurant_New_Food Preparation_Natural Gas_Double Rack Oven_E4 | F6 | Commercial | Restaurant | New | Food Preparation | Natural Gas | Double Rack Oven | E4 | Utility - Value of Sales | 0 | 0 | 0 | 0 | 0 | 0 | 0 | 0 | 0 | 0 | 0 | 0 | 0 | 0 | 0 | 0 | 0 | 0 | 0 | 0 | 0 | 0 | 0 | 0 | 0 | 0 | 0 | 0 | 0 | 0 | 0 | 0 | 0 | 0 | 0 | 0 | 0 | 0 | 0 | 0 | 0 | 0
F6_Commercial_Restaurant_New_Food Preparation_Natural Gas_Double Rack Oven_E5 | F6 | Commercial | Restaurant | New | Food Preparation | Natural Gas | Double Rack Oven | E5 | Utility - Value of Sales | 0 | 0 | 0 | 0 | 0 | 0 | 0 | 0 | 0 | 0 | 0 | 0 | 0 | 0 | 0 | 0 | 0 | 0 | 0 | 0 | 0 | 0 | 0 | 0 | 0 | 0 | 0 | 0 | 0 | 0 | 0 | 0 | 0 | 0 | 0 | 0 | 0 | 0 | 0 | 0 | 0 | 0
F6_Commercial_Restaurant_New_Food Preparation_Natural Gas_Double Rack Oven_E6 | F6 | Commercial | Restaurant | New | Food Preparation | Natural Gas | Double Rack Oven | E6 | Utility - Value of Sales | 0 | 0 | 0 | 0 | 0 | 0 | 0 | 0 | 0 | 0 | 0 | 0 | 0 | 0 | 0 | 0 | 0 | 0 | 0 | 0 | 0 | 0 | 0 | 0 | 0 | 0 | 0 | 0 | 0 | 0 | 0 | 0 | 0 | 0 | 0 | 0 | 0 | 0 | 0 | 0 | 0 | 0
F6_Commercial_Restaurant_New_Food Preparation_Natural Gas_Double Rack Oven_E7 | F6 | Commercial | Restaurant | New | Food Preparation | Natural Gas | Double Rack Oven | E7 | Utility - Value of Sales | 0 | 0 | 0 | 0 | 0 | 0 | 0 | 0 | 0 | 0 | 0 | 0 | 0 | 0 | 0 | 0 | 0 | 0 | 0 | 0 | 0 | 0 | 0 | 0 | 0 | 0 | 0 | 0 | 0 | 0 | 0 | 0 | 0 | 0 | 0 | 0 | 0 | 0 | 0 | 0 | 0 | 0
F6_Commercial_Restaurant_New_Food Preparation_Natural Gas_Double Rack Oven_E8 | F6 | Commercial | Restaurant | New | Food Preparation | Natural Gas | Double Rack Oven | E8 | Utility - Value of Sales | 0 | 0 | 0 | 0 | 0 | 0 | 0 | 0 | 0 | 0 | 0 | 0 | 0 | 0 | 0 | 0 | 0 | 0 | 0 | 0 | 0 | 0 | 0 | 0 | 0 | 0 | 0 | 0 | 0 | 0 | 0 | 0 | 0 | 0 | 0 | 0 | 0 | 0 | 0 | 0 | 0 | 0
F6_Commercial_Restaurant_New_Food Preparation_Natural Gas_Double Rack Oven_E9 | F6 | Commercial | Restaurant | New | Food Preparation | Natural Gas | Double Rack Oven | E9 | Utility - Value of Sales | 0 | 0 | 0 | 0 | 0 | 0 | 0 | 0 | 0 | 0 | 0 | 0 | 0 | 0 | 0 | 0 | 0 | 0 | 0 | 0 | 0 | 0 | 0 | 0 | 0 | 0 | 0 | 0 | 0 | 0 | 0 | 0 | 0 | 0 | 0 | 0 | 0 | 0 | 0 | 0 | 0 | 0
F6_Commercial_Restaurant_New_Food Preparation_Natural Gas_Double Rack Oven_E10 | F6 | Commercial | Restaurant | New | Food Preparation | Natural Gas | Double Rack Oven | E10 | Utility - Value of Sales | 0 | 0 | 0 | 0 | 0 | 0 | 0 | 0 | 0 | 0 | 0 | 0 | 0 | 0 | 0 | 0 | 0 | 0 | 0 | 0 | 0 | 0 | 0 | 0 | 0 | 0 | 0 | 0 | 0 | 0 | 0 | 0 | 0 | 0 | 0 | 0 | 0 | 0 | 0 | 0 | 0 | 0
F1_Commercial_Restaurant_New_Food Preparation_Natural Gas_Fryer_E1 | F1 | Commercial | Restaurant | New | Food Preparation | Natural Gas | Fryer | E1 | RVT - Cost of Equipment | 1.5691 | 1.574 | 1.583 | 0 | 0 | 0 | 0 | 0 | 0 | 0 | 0 | 0 | 0 | 0 | 0 | 0 | 0 | 0 | 0 | 0 | 0 | 0 | 0 | 0 | 0 | 0 | 0 | 0 | 0 | 0 | 0 | 0 | 0 | 0 | 0 | 0 | 0 | 0 | 0 | 0 | 0 | 0
F1_Commercial_Restaurant_New_Food Preparation_Natural Gas_Fryer_E2 | F1 | Commercial | Restaurant | New | Food Preparation | Natural Gas | Fryer | E2 | RVT - Cost of Equipment | 0.96173 | 0.96471 | 0.97022 | 0.97779 | 0.98869 | 1.0037 | 1.0156 | 1.0274 | 1.0395 | 1.0518 | 1.0623 | 1.0702 | 1.0769 | 1.083 | 1.09 | 1.0964 | 1.1044 | 1.1144 | 1.1265 | 1.1403 | 1.1558 | 1.1711 | 1.1855 | 1.1985 | 1.21 | 1.2205 | 1.228 | 1.2341 | 1.2399 | 1.2448 | 1.2497 | 1.2518 | 1.2518 | 0 | 0 | 0 | 0 | 0 | 0 | 0 | 0 | 0
F1_Commercial_Restaurant_New_Food Preparation_Natural Gas_Fryer_E3 | F1 | Commercial | Restaurant | New | Food Preparation | Natural Gas | Fryer | E3 | RVT - Cost of Equipment | 0 | 0 | 0 | 0 | 0 | 0 | 0 | 0 | 0 | 0 | 0 | 0 | 0 | 0 | 0 | 0 | 0 | 0 | 0 | 0 | 0 | 0 | 0 | 0 | 0 | 0 | 0 | 0 | 0 | 0 | 0 | 0 | 0 | 0 | 0 | 0 | 0 | 0 | 0 | 0 | 0 | 0
F1_Commercial_Restaurant_New_Food Preparation_Natural Gas_Fryer_E4 | F1 | Commercial | Restaurant | New | Food Preparation | Natural Gas | Fryer | E4 | RVT - Cost of Equipment | 0 | 0 | 0 | 0 | 0 | 0 | 0 | 0 | 0 | 0 | 0 | 0 | 0 | 0 | 0 | 0 | 0 | 0 | 0 | 0 | 0 | 0 | 0 | 0 | 0 | 0 | 0 | 0 | 0 | 0 | 0 | 0 | 0 | 0 | 0 | 0 | 0 | 0 | 0 | 0 | 0 | 0
F1_Commercial_Restaurant_New_Food Preparation_Natural Gas_Fryer_E5 | F1 | Commercial | Restaurant | New | Food Preparation | Natural Gas | Fryer | E5 | RVT - Cost of Equipment | 0 | 0 | 0 | 0 | 0 | 0 | 0 | 0 | 0 | 0 | 0 | 0 | 0 | 0 | 0 | 0 | 0 | 0 | 0 | 0 | 0 | 0 | 0 | 0 | 0 | 0 | 0 | 0 | 0 | 0 | 0 | 0 | 0 | 0 | 0 | 0 | 0 | 0 | 0 | 0 | 0 | 0
F1_Commercial_Restaurant_New_Food Preparation_Natural Gas_Fryer_E6 | F1 | Commercial | Restaurant | New | Food Preparation | Natural Gas | Fryer | E6 | RVT - Cost of Equipment | 0 | 0 | 0 | 0 | 0 | 0 | 0 | 0 | 0 | 0 | 0 | 0 | 0 | 0 | 0 | 0 | 0 | 0 | 0 | 0 | 0 | 0 | 0 | 0 | 0 | 0 | 0 | 0 | 0 | 0 | 0 | 0 | 0 | 0 | 0 | 0 | 0 | 0 | 0 | 0 | 0 | 0
F1_Commercial_Restaurant_New_Food Preparation_Natural Gas_Fryer_E7 | F1 | Commercial | Restaurant | New | Food Preparation | Natural Gas | Fryer | E7 | RVT - Cost of Equipment | 0 | 0 | 0 | 0 | 0 | 0 | 0 | 0 | 0 | 0 | 0 | 0 | 0 | 0 | 0 | 0 | 0 | 0 | 0 | 0 | 0 | 0 | 0 | 0 | 0 | 0 | 0 | 0 | 0 | 0 | 0 | 0 | 0 | 0 | 0 | 0 | 0 | 0 | 0 | 0 | 0 | 0
F1_Commercial_Restaurant_New_Food Preparation_Natural Gas_Fryer_E8 | F1 | Commercial | Restaurant | New | Food Preparation | Natural Gas | Fryer | E8 | RVT - Cost of Equipment | 0 | 0 | 0 | 0 | 0 | 0 | 0 | 0 | 0 | 0 | 0 | 0 | 0 | 0 | 0 | 0 | 0 | 0 | 0 | 0 | 0 | 0 | 0 | 0 | 0 | 0 | 0 | 0 | 0 | 0 | 0 | 0 | 0 | 0 | 0 | 0 | 0 | 0 | 0 | 0 | 0 | 0
F1_Commercial_Restaurant_New_Food Preparation_Natural Gas_Fryer_E9 | F1 | Commercial | Restaurant | New | Food Preparation | Natural Gas | Fryer | E9 | RVT - Cost of Equipment | 0 | 0 | 0 | 0 | 0 | 0 | 0 | 0 | 0 | 0 | 0 | 0 | 0 | 0 | 0 | 0 | 0 | 0 | 0 | 0 | 0 | 0 | 0 | 0 | 0 | 0 | 0 | 0 | 0 | 0 | 0 | 0 | 0 | 0 | 0 | 0 | 0 | 0 | 0 | 0 | 0 | 0
F1_Commercial_Restaurant_New_Food Preparation_Natural Gas_Fryer_E10 | F1 | Commercial | Restaurant | New | Food Preparation | Natural Gas | Fryer | E10 | RVT - Cost of Equipment | 0 | 0 | 0 | 0 | 0 | 0 | 0 | 0 | 0 | 0 | 0 | 0 | 0 | 0 | 0 | 0 | 0 | 0 | 0 | 0 | 0 | 0 | 0 | 0 | 0 | 0 | 0 | 0 | 0 | 0 | 0 | 0 | 0 | 0 | 0 | 0 | 0 | 0 | 0 | 0 | 0 | 0
F2_Commercial_Restaurant_New_Food Preparation_Natural Gas_Fryer_E1 | F2 | Commercial | Restaurant | New | Food Preparation | Natural Gas | Fryer | E1 | RVT - Cost of Operation | 1.8799 | 1.8858 | 1.8965 | 0 | 0 | 0 | 0 | 0 | 0 | 0 | 0 | 0 | 0 | 0 | 0 | 0 | 0 | 0 | 0 | 0 | 0 | 0 | 0 | 0 | 0 | 0 | 0 | 0 | 0 | 0 | 0 | 0 | 0 | 0 | 0 | 0 | 0 | 0 | 0 | 0 | 0 | 0
F2_Commercial_Restaurant_New_Food Preparation_Natural Gas_Fryer_E2 | F2 | Commercial | Restaurant | New | Food Preparation | Natural Gas | Fryer | E2 | RVT - Cost of Operation | 1.1522 | 1.1558 | 1.1624 | 1.1715 | 1.1845 | 1.2025 | 1.2168 | 1.2309 | 1.2454 | 1.2601 | 1.2727 | 1.2821 | 1.2902 | 1.2975 | 1.3059 | 1.3136 | 1.3231 | 1.3352 | 1.3496 | 1.3662 | 1.3848 | 1.403 | 1.4203 | 1.4359 | 1.4496 | 1.4622 | 1.4712 | 1.4786 | 1.4855 | 1.4914 | 1.4972 | 1.4998 | 1.4998 | 0 | 0 | 0 | 0 | 0 | 0 | 0 | 0 | 0
F2_Commercial_Restaurant_New_Food Preparation_Natural Gas_Fryer_E3 | F2 | Commercial | Restaurant | New | Food Preparation | Natural Gas | Fryer | E3 | RVT - Cost of Operation | 0 | 0 | 0 | 0 | 0 | 0 | 0 | 0 | 0 | 0 | 0 | 0 | 0 | 0 | 0 | 0 | 0 | 0 | 0 | 0 | 0 | 0 | 0 | 0 | 0 | 0 | 0 | 0 | 0 | 0 | 0 | 0 | 0 | 0 | 0 | 0 | 0 | 0 | 0 | 0 | 0 | 0
F2_Commercial_Restaurant_New_Food Preparation_Natural Gas_Fryer_E4 | F2 | Commercial | Restaurant | New | Food Preparation | Natural Gas | Fryer | E4 | RVT - Cost of Operation | 0 | 0 | 0 | 0 | 0 | 0 | 0 | 0 | 0 | 0 | 0 | 0 | 0 | 0 | 0 | 0 | 0 | 0 | 0 | 0 | 0 | 0 | 0 | 0 | 0 | 0 | 0 | 0 | 0 | 0 | 0 | 0 | 0 | 0 | 0 | 0 | 0 | 0 | 0 | 0 | 0 | 0
F2_Commercial_Restaurant_New_Food Preparation_Natural Gas_Fryer_E5 | F2 | Commercial | Restaurant | New | Food Preparation | Natural Gas | Fryer | E5 | RVT - Cost of Operation | 0 | 0 | 0 | 0 | 0 | 0 | 0 | 0 | 0 | 0 | 0 | 0 | 0 | 0 | 0 | 0 | 0 | 0 | 0 | 0 | 0 | 0 | 0 | 0 | 0 | 0 | 0 | 0 | 0 | 0 | 0 | 0 | 0 | 0 | 0 | 0 | 0 | 0 | 0 | 0 | 0 | 0
F2_Commercial_Restaurant_New_Food Preparation_Natural Gas_Fryer_E6 | F2 | Commercial | Restaurant | New | Food Preparation | Natural Gas | Fryer | E6 | RVT - Cost of Operation | 0 | 0 | 0 | 0 | 0 | 0 | 0 | 0 | 0 | 0 | 0 | 0 | 0 | 0 | 0 | 0 | 0 | 0 | 0 | 0 | 0 | 0 | 0 | 0 | 0 | 0 | 0 | 0 | 0 | 0 | 0 | 0 | 0 | 0 | 0 | 0 | 0 | 0 | 0 | 0 | 0 | 0
F2_Commercial_Restaurant_New_Food Preparation_Natural Gas_Fryer_E7 | F2 | Commercial | Restaurant | New | Food Preparation | Natural Gas | Fryer | E7 | RVT - Cost of Operation | 0 | 0 | 0 | 0 | 0 | 0 | 0 | 0 | 0 | 0 | 0 | 0 | 0 | 0 | 0 | 0 | 0 | 0 | 0 | 0 | 0 | 0 | 0 | 0 | 0 | 0 | 0 | 0 | 0 | 0 | 0 | 0 | 0 | 0 | 0 | 0 | 0 | 0 | 0 | 0 | 0 | 0
F2_Commercial_Restaurant_New_Food Preparation_Natural Gas_Fryer_E8 | F2 | Commercial | Restaurant | New | Food Preparation | Natural Gas | Fryer | E8 | RVT - Cost of Operation | 0 | 0 | 0 | 0 | 0 | 0 | 0 | 0 | 0 | 0 | 0 | 0 | 0 | 0 | 0 | 0 | 0 | 0 | 0 | 0 | 0 | 0 | 0 | 0 | 0 | 0 | 0 | 0 | 0 | 0 | 0 | 0 | 0 | 0 | 0 | 0 | 0 | 0 | 0 | 0 | 0 | 0
F2_Commercial_Restaurant_New_Food Preparation_Natural Gas_Fryer_E9 | F2 | Commercial | Restaurant | New | Food Preparation | Natural Gas | Fryer | E9 | RVT - Cost of Operation | 0 | 0 | 0 | 0 | 0 | 0 | 0 | 0 | 0 | 0 | 0 | 0 | 0 | 0 | 0 | 0 | 0 | 0 | 0 | 0 | 0 | 0 | 0 | 0 | 0 | 0 | 0 | 0 | 0 | 0 | 0 | 0 | 0 | 0 | 0 | 0 | 0 | 0 | 0 | 0 | 0 | 0
F2_Commercial_Restaurant_New_Food Preparation_Natural Gas_Fryer_E10 | F2 | Commercial | Restaurant | New | Food Preparation | Natural Gas | Fryer | E10 | RVT - Cost of Operation | 0 | 0 | 0 | 0 | 0 | 0 | 0 | 0 | 0 | 0 | 0 | 0 | 0 | 0 | 0 | 0 | 0 | 0 | 0 | 0 | 0 | 0 | 0 | 0 | 0 | 0 | 0 | 0 | 0 | 0 | 0 | 0 | 0 | 0 | 0 | 0 | 0 | 0 | 0 | 0 | 0 | 0
F3_Commercial_Restaurant_New_Food Preparation_Natural Gas_Fryer_E1 | F3 | Commercial | Restaurant | New | Food Preparation | Natural Gas | Fryer | E1 | System - kBTUs of Consumption | 0.74877 | 0.74877 | 0.74877 | 0 | 0 | 0 | 0 | 0 | 0 | 0 | 0 | 0 | 0 | 0 | 0 | 0 | 0 | 0 | 0 | 0 | 0 | 0 | 0 | 0 | 0 | 0 | 0 | 0 | 0 | 0 | 0 | 0 | 0 | 0 | 0 | 0 | 0 | 0 | 0 | 0 | 0 | 0
F3_Commercial_Restaurant_New_Food Preparation_Natural Gas_Fryer_E2 | F3 | Commercial | Restaurant | New | Food Preparation | Natural Gas | Fryer | E2 | System - kBTUs of Consumption | 0.9412 | 0.9412 | 0.9412 | 0.9412 | 0.9412 | 0.9412 | 0.9412 | 0.9412 | 0.9412 | 0.9412 | 0.9412 | 0.9412 | 0.9412 | 0.9412 | 0.9412 | 0.9412 | 0.9412 | 0.9412 | 0.9412 | 0.9412 | 0.9412 | 0.9412 | 0.9412 | 0.9412 | 0.9412 | 0.9412 | 0.9412 | 0.9412 | 0.9412 | 0.9412 | 0.9412 | 0.9412 | 0.9412 | 0 | 0 | 0 | 0 | 0 | 0 | 0 | 0 | 0
F3_Commercial_Restaurant_New_Food Preparation_Natural Gas_Fryer_E3 | F3 | Commercial | Restaurant | New | Food Preparation | Natural Gas | Fryer | E3 | System - kBTUs of Consumption | 0 | 0 | 0 | 0 | 0 | 0 | 0 | 0 | 0 | 0 | 0 | 0 | 0 | 0 | 0 | 0 | 0 | 0 | 0 | 0 | 0 | 0 | 0 | 0 | 0 | 0 | 0 | 0 | 0 | 0 | 0 | 0 | 0 | 0 | 0 | 0 | 0 | 0 | 0 | 0 | 0 | 0
F3_Commercial_Restaurant_New_Food Preparation_Natural Gas_Fryer_E4 | F3 | Commercial | Restaurant | New | Food Preparation | Natural Gas | Fryer | E4 | System - kBTUs of Consumption | 0 | 0 | 0 | 0 | 0 | 0 | 0 | 0 | 0 | 0 | 0 | 0 | 0 | 0 | 0 | 0 | 0 | 0 | 0 | 0 | 0 | 0 | 0 | 0 | 0 | 0 | 0 | 0 | 0 | 0 | 0 | 0 | 0 | 0 | 0 | 0 | 0 | 0 | 0 | 0 | 0 | 0
F3_Commercial_Restaurant_New_Food Preparation_Natural Gas_Fryer_E5 | F3 | Commercial | Restaurant | New | Food Preparation | Natural Gas | Fryer | E5 | System - kBTUs of Consumption | 0 | 0 | 0 | 0 | 0 | 0 | 0 | 0 | 0 | 0 | 0 | 0 | 0 | 0 | 0 | 0 | 0 | 0 | 0 | 0 | 0 | 0 | 0 | 0 | 0 | 0 | 0 | 0 | 0 | 0 | 0 | 0 | 0 | 0 | 0 | 0 | 0 | 0 | 0 | 0 | 0 | 0
F3_Commercial_Restaurant_New_Food Preparation_Natural Gas_Fryer_E6 | F3 | Commercial | Restaurant | New | Food Preparation | Natural Gas | Fryer | E6 | System - kBTUs of Consumption | 0 | 0 | 0 | 0 | 0 | 0 | 0 | 0 | 0 | 0 | 0 | 0 | 0 | 0 | 0 | 0 | 0 | 0 | 0 | 0 | 0 | 0 | 0 | 0 | 0 | 0 | 0 | 0 | 0 | 0 | 0 | 0 | 0 | 0 | 0 | 0 | 0 | 0 | 0 | 0 | 0 | 0
F3_Commercial_Restaurant_New_Food Preparation_Natural Gas_Fryer_E7 | F3 | Commercial | Restaurant | New | Food Preparation | Natural Gas | Fryer | E7 | System - kBTUs of Consumption | 0 | 0 | 0 | 0 | 0 | 0 | 0 | 0 | 0 | 0 | 0 | 0 | 0 | 0 | 0 | 0 | 0 | 0 | 0 | 0 | 0 | 0 | 0 | 0 | 0 | 0 | 0 | 0 | 0 | 0 | 0 | 0 | 0 | 0 | 0 | 0 | 0 | 0 | 0 | 0 | 0 | 0
F3_Commercial_Restaurant_New_Food Preparation_Natural Gas_Fryer_E8 | F3 | Commercial | Restaurant | New | Food Preparation | Natural Gas | Fryer | E8 | System - kBTUs of Consumption | 0 | 0 | 0 | 0 | 0 | 0 | 0 | 0 | 0 | 0 | 0 | 0 | 0 | 0 | 0 | 0 | 0 | 0 | 0 | 0 | 0 | 0 | 0 | 0 | 0 | 0 | 0 | 0 | 0 | 0 | 0 | 0 | 0 | 0 | 0 | 0 | 0 | 0 | 0 | 0 | 0 | 0
F3_Commercial_Restaurant_New_Food Preparation_Natural Gas_Fryer_E9 | F3 | Commercial | Restaurant | New | Food Preparation | Natural Gas | Fryer | E9 | System - kBTUs of Consumption | 0 | 0 | 0 | 0 | 0 | 0 | 0 | 0 | 0 | 0 | 0 | 0 | 0 | 0 | 0 | 0 | 0 | 0 | 0 | 0 | 0 | 0 | 0 | 0 | 0 | 0 | 0 | 0 | 0 | 0 | 0 | 0 | 0 | 0 | 0 | 0 | 0 | 0 | 0 | 0 | 0 | 0
F3_Commercial_Restaurant_New_Food Preparation_Natural Gas_Fryer_E10 | F3 | Commercial | Restaurant | New | Food Preparation | Natural Gas | Fryer | E10 | System - kBTUs of Consumption | 0 | 0 | 0 | 0 | 0 | 0 | 0 | 0 | 0 | 0 | 0 | 0 | 0 | 0 | 0 | 0 | 0 | 0 | 0 | 0 | 0 | 0 | 0 | 0 | 0 | 0 | 0 | 0 | 0 | 0 | 0 | 0 | 0 | 0 | 0 | 0 | 0 | 0 | 0 | 0 | 0 | 0
F4_Commercial_Restaurant_New_Food Preparation_Natural Gas_Fryer_E1 | F4 | Commercial | Restaurant | New | Food Preparation | Natural Gas | Fryer | E1 | Utility - Cost of Equipment | 1.8799 | 1.8858 | 1.8965 | 0 | 0 | 0 | 0 | 0 | 0 | 0 | 0 | 0 | 0 | 0 | 0 | 0 | 0 | 0 | 0 | 0 | 0 | 0 | 0 | 0 | 0 | 0 | 0 | 0 | 0 | 0 | 0 | 0 | 0 | 0 | 0 | 0 | 0 | 0 | 0 | 0 | 0 | 0
F4_Commercial_Restaurant_New_Food Preparation_Natural Gas_Fryer_E2 | F4 | Commercial | Restaurant | New | Food Preparation | Natural Gas | Fryer | E2 | Utility - Cost of Equipment | 1.1522 | 1.1558 | 1.1624 | 1.1715 | 1.1845 | 1.2025 | 1.2168 | 1.2309 | 1.2454 | 1.2601 | 1.2727 | 1.2821 | 1.2902 | 1.2975 | 1.3059 | 1.3136 | 1.3231 | 1.3352 | 1.3496 | 1.3662 | 1.3848 | 1.403 | 1.4203 | 1.4359 | 1.4496 | 1.4622 | 1.4712 | 1.4786 | 1.4855 | 1.4914 | 1.4972 | 1.4998 | 1.4998 | 0 | 0 | 0 | 0 | 0 | 0 | 0 | 0 | 0
F4_Commercial_Restaurant_New_Food Preparation_Natural Gas_Fryer_E3 | F4 | Commercial | Restaurant | New | Food Preparation | Natural Gas | Fryer | E3 | Utility - Cost of Equipment | 0 | 0 | 0 | 0 | 0 | 0 | 0 | 0 | 0 | 0 | 0 | 0 | 0 | 0 | 0 | 0 | 0 | 0 | 0 | 0 | 0 | 0 | 0 | 0 | 0 | 0 | 0 | 0 | 0 | 0 | 0 | 0 | 0 | 0 | 0 | 0 | 0 | 0 | 0 | 0 | 0 | 0
F4_Commercial_Restaurant_New_Food Preparation_Natural Gas_Fryer_E4 | F4 | Commercial | Restaurant | New | Food Preparation | Natural Gas | Fryer | E4 | Utility - Cost of Equipment | 0 | 0 | 0 | 0 | 0 | 0 | 0 | 0 | 0 | 0 | 0 | 0 | 0 | 0 | 0 | 0 | 0 | 0 | 0 | 0 | 0 | 0 | 0 | 0 | 0 | 0 | 0 | 0 | 0 | 0 | 0 | 0 | 0 | 0 | 0 | 0 | 0 | 0 | 0 | 0 | 0 | 0
F4_Commercial_Restaurant_New_Food Preparation_Natural Gas_Fryer_E5 | F4 | Commercial | Restaurant | New | Food Preparation | Natural Gas | Fryer | E5 | Utility - Cost of Equipment | 0 | 0 | 0 | 0 | 0 | 0 | 0 | 0 | 0 | 0 | 0 | 0 | 0 | 0 | 0 | 0 | 0 | 0 | 0 | 0 | 0 | 0 | 0 | 0 | 0 | 0 | 0 | 0 | 0 | 0 | 0 | 0 | 0 | 0 | 0 | 0 | 0 | 0 | 0 | 0 | 0 | 0
F4_Commercial_Restaurant_New_Food Preparation_Natural Gas_Fryer_E6 | F4 | Commercial | Restaurant | New | Food Preparation | Natural Gas | Fryer | E6 | Utility - Cost of Equipment | 0 | 0 | 0 | 0 | 0 | 0 | 0 | 0 | 0 | 0 | 0 | 0 | 0 | 0 | 0 | 0 | 0 | 0 | 0 | 0 | 0 | 0 | 0 | 0 | 0 | 0 | 0 | 0 | 0 | 0 | 0 | 0 | 0 | 0 | 0 | 0 | 0 | 0 | 0 | 0 | 0 | 0
F4_Commercial_Restaurant_New_Food Preparation_Natural Gas_Fryer_E7 | F4 | Commercial | Restaurant | New | Food Preparation | Natural Gas | Fryer | E7 | Utility - Cost of Equipment | 0 | 0 | 0 | 0 | 0 | 0 | 0 | 0 | 0 | 0 | 0 | 0 | 0 | 0 | 0 | 0 | 0 | 0 | 0 | 0 | 0 | 0 | 0 | 0 | 0 | 0 | 0 | 0 | 0 | 0 | 0 | 0 | 0 | 0 | 0 | 0 | 0 | 0 | 0 | 0 | 0 | 0
F4_Commercial_Restaurant_New_Food Preparation_Natural Gas_Fryer_E8 | F4 | Commercial | Restaurant | New | Food Preparation | Natural Gas | Fryer | E8 | Utility - Cost of Equipment | 0 | 0 | 0 | 0 | 0 | 0 | 0 | 0 | 0 | 0 | 0 | 0 | 0 | 0 | 0 | 0 | 0 | 0 | 0 | 0 | 0 | 0 | 0 | 0 | 0 | 0 | 0 | 0 | 0 | 0 | 0 | 0 | 0 | 0 | 0 | 0 | 0 | 0 | 0 | 0 | 0 | 0
F4_Commercial_Restaurant_New_Food Preparation_Natural Gas_Fryer_E9 | F4 | Commercial | Restaurant | New | Food Preparation | Natural Gas | Fryer | E9 | Utility - Cost of Equipment | 0 | 0 | 0 | 0 | 0 | 0 | 0 | 0 | 0 | 0 | 0 | 0 | 0 | 0 | 0 | 0 | 0 | 0 | 0 | 0 | 0 | 0 | 0 | 0 | 0 | 0 | 0 | 0 | 0 | 0 | 0 | 0 | 0 | 0 | 0 | 0 | 0 | 0 | 0 | 0 | 0 | 0
F4_Commercial_Restaurant_New_Food Preparation_Natural Gas_Fryer_E10 | F4 | Commercial | Restaurant | New | Food Preparation | Natural Gas | Fryer | E10 | Utility - Cost of Equipment | 0 | 0 | 0 | 0 | 0 | 0 | 0 | 0 | 0 | 0 | 0 | 0 | 0 | 0 | 0 | 0 | 0 | 0 | 0 | 0 | 0 | 0 | 0 | 0 | 0 | 0 | 0 | 0 | 0 | 0 | 0 | 0 | 0 | 0 | 0 | 0 | 0 | 0 | 0 | 0 | 0 | 0
F5_Commercial_Restaurant_New_Food Preparation_Natural Gas_Fryer_E1 | F5 | Commercial | Restaurant | New | Food Preparation | Natural Gas | Fryer | E1 | Utility - Cost of Operation | 0.74877 | 0.74877 | 0.74877 | 0 | 0 | 0 | 0 | 0 | 0 | 0 | 0 | 0 | 0 | 0 | 0 | 0 | 0 | 0 | 0 | 0 | 0 | 0 | 0 | 0 | 0 | 0 | 0 | 0 | 0 | 0 | 0 | 0 | 0 | 0 | 0 | 0 | 0 | 0 | 0 | 0 | 0 | 0
F5_Commercial_Restaurant_New_Food Preparation_Natural Gas_Fryer_E2 | F5 | Commercial | Restaurant | New | Food Preparation | Natural Gas | Fryer | E2 | Utility - Cost of Operation | 0.9412 | 0.9412 | 0.9412 | 0.9412 | 0.9412 | 0.9412 | 0.9412 | 0.9412 | 0.9412 | 0.9412 | 0.9412 | 0.9412 | 0.9412 | 0.9412 | 0.9412 | 0.9412 | 0.9412 | 0.9412 | 0.9412 | 0.9412 | 0.9412 | 0.9412 | 0.9412 | 0.9412 | 0.9412 | 0.9412 | 0.9412 | 0.9412 | 0.9412 | 0.9412 | 0.9412 | 0.9412 | 0.9412 | 0 | 0 | 0 | 0 | 0 | 0 | 0 | 0 | 0
F5_Commercial_Restaurant_New_Food Preparation_Natural Gas_Fryer_E3 | F5 | Commercial | Restaurant | New | Food Preparation | Natural Gas | Fryer | E3 | Utility - Cost of Operation | 0 | 0 | 0 | 0 | 0 | 0 | 0 | 0 | 0 | 0 | 0 | 0 | 0 | 0 | 0 | 0 | 0 | 0 | 0 | 0 | 0 | 0 | 0 | 0 | 0 | 0 | 0 | 0 | 0 | 0 | 0 | 0 | 0 | 0 | 0 | 0 | 0 | 0 | 0 | 0 | 0 | 0
F5_Commercial_Restaurant_New_Food Preparation_Natural Gas_Fryer_E4 | F5 | Commercial | Restaurant | New | Food Preparation | Natural Gas | Fryer | E4 | Utility - Cost of Operation | 0 | 0 | 0 | 0 | 0 | 0 | 0 | 0 | 0 | 0 | 0 | 0 | 0 | 0 | 0 | 0 | 0 | 0 | 0 | 0 | 0 | 0 | 0 | 0 | 0 | 0 | 0 | 0 | 0 | 0 | 0 | 0 | 0 | 0 | 0 | 0 | 0 | 0 | 0 | 0 | 0 | 0
F5_Commercial_Restaurant_New_Food Preparation_Natural Gas_Fryer_E5 | F5 | Commercial | Restaurant | New | Food Preparation | Natural Gas | Fryer | E5 | Utility - Cost of Operation | 0 | 0 | 0 | 0 | 0 | 0 | 0 | 0 | 0 | 0 | 0 | 0 | 0 | 0 | 0 | 0 | 0 | 0 | 0 | 0 | 0 | 0 | 0 | 0 | 0 | 0 | 0 | 0 | 0 | 0 | 0 | 0 | 0 | 0 | 0 | 0 | 0 | 0 | 0 | 0 | 0 | 0
F5_Commercial_Restaurant_New_Food Preparation_Natural Gas_Fryer_E6 | F5 | Commercial | Restaurant | New | Food Preparation | Natural Gas | Fryer | E6 | Utility - Cost of Operation | 0 | 0 | 0 | 0 | 0 | 0 | 0 | 0 | 0 | 0 | 0 | 0 | 0 | 0 | 0 | 0 | 0 | 0 | 0 | 0 | 0 | 0 | 0 | 0 | 0 | 0 | 0 | 0 | 0 | 0 | 0 | 0 | 0 | 0 | 0 | 0 | 0 | 0 | 0 | 0 | 0 | 0
F5_Commercial_Restaurant_New_Food Preparation_Natural Gas_Fryer_E7 | F5 | Commercial | Restaurant | New | Food Preparation | Natural Gas | Fryer | E7 | Utility - Cost of Operation | 0 | 0 | 0 | 0 | 0 | 0 | 0 | 0 | 0 | 0 | 0 | 0 | 0 | 0 | 0 | 0 | 0 | 0 | 0 | 0 | 0 | 0 | 0 | 0 | 0 | 0 | 0 | 0 | 0 | 0 | 0 | 0 | 0 | 0 | 0 | 0 | 0 | 0 | 0 | 0 | 0 | 0
F5_Commercial_Restaurant_New_Food Preparation_Natural Gas_Fryer_E8 | F5 | Commercial | Restaurant | New | Food Preparation | Natural Gas | Fryer | E8 | Utility - Cost of Operation | 0 | 0 | 0 | 0 | 0 | 0 | 0 | 0 | 0 | 0 | 0 | 0 | 0 | 0 | 0 | 0 | 0 | 0 | 0 | 0 | 0 | 0 | 0 | 0 | 0 | 0 | 0 | 0 | 0 | 0 | 0 | 0 | 0 | 0 | 0 | 0 | 0 | 0 | 0 | 0 | 0 | 0
F5_Commercial_Restaurant_New_Food Preparation_Natural Gas_Fryer_E9 | F5 | Commercial | Restaurant | New | Food Preparation | Natural Gas | Fryer | E9 | Utility - Cost of Operation | 0 | 0 | 0 | 0 | 0 | 0 | 0 | 0 | 0 | 0 | 0 | 0 | 0 | 0 | 0 | 0 | 0 | 0 | 0 | 0 | 0 | 0 | 0 | 0 | 0 | 0 | 0 | 0 | 0 | 0 | 0 | 0 | 0 | 0 | 0 | 0 | 0 | 0 | 0 | 0 | 0 | 0
F5_Commercial_Restaurant_New_Food Preparation_Natural Gas_Fryer_E10 | F5 | Commercial | Restaurant | New | Food Preparation | Natural Gas | Fryer | E10 | Utility - Cost of Operation | 0 | 0 | 0 | 0 | 0 | 0 | 0 | 0 | 0 | 0 | 0 | 0 | 0 | 0 | 0 | 0 | 0 | 0 | 0 | 0 | 0 | 0 | 0 | 0 | 0 | 0 | 0 | 0 | 0 | 0 | 0 | 0 | 0 | 0 | 0 | 0 | 0 | 0 | 0 | 0 | 0 | 0
F6_Commercial_Restaurant_New_Food Preparation_Natural Gas_Fryer_E1 | F6 | Commercial | Restaurant | New | Food Preparation | Natural Gas | Fryer | E1 | Utility - Value of Sales | 1.1436 | 1.1436 | 1.1436 | 0 | 0 | 0 | 0 | 0 | 0 | 0 | 0 | 0 | 0 | 0 | 0 | 0 | 0 | 0 | 0 | 0 | 0 | 0 | 0 | 0 | 0 | 0 | 0 | 0 | 0 | 0 | 0 | 0 | 0 | 0 | 0 | 0 | 0 | 0 | 0 | 0 | 0 | 0
F6_Commercial_Restaurant_New_Food Preparation_Natural Gas_Fryer_E2 | F6 | Commercial | Restaurant | New | Food Preparation | Natural Gas | Fryer | E2 | Utility - Value of Sales | 0.70091 | 0.70091 | 0.70091 | 0.70091 | 0.70091 | 0.70091 | 0.70091 | 0.70091 | 0.70091 | 0.70091 | 0.70091 | 0.70091 | 0.70091 | 0.70091 | 0.70091 | 0.70091 | 0.70091 | 0.70091 | 0.70091 | 0.70091 | 0.70091 | 0.70091 | 0.70091 | 0.70091 | 0.70091 | 0.70091 | 0.70091 | 0.70091 | 0.70091 | 0.70091 | 0.70091 | 0.70091 | 0.70091 | 0 | 0 | 0 | 0 | 0 | 0 | 0 | 0 | 0
F6_Commercial_Restaurant_New_Food Preparation_Natural Gas_Fryer_E3 | F6 | Commercial | Restaurant | New | Food Preparation | Natural Gas | Fryer | E3 | Utility - Value of Sales | 0 | 0 | 0 | 0 | 0 | 0 | 0 | 0 | 0 | 0 | 0 | 0 | 0 | 0 | 0 | 0 | 0 | 0 | 0 | 0 | 0 | 0 | 0 | 0 | 0 | 0 | 0 | 0 | 0 | 0 | 0 | 0 | 0 | 0 | 0 | 0 | 0 | 0 | 0 | 0 | 0 | 0
F6_Commercial_Restaurant_New_Food Preparation_Natural Gas_Fryer_E4 | F6 | Commercial | Restaurant | New | Food Preparation | Natural Gas | Fryer | E4 | Utility - Value of Sales | 0 | 0 | 0 | 0 | 0 | 0 | 0 | 0 | 0 | 0 | 0 | 0 | 0 | 0 | 0 | 0 | 0 | 0 | 0 | 0 | 0 | 0 | 0 | 0 | 0 | 0 | 0 | 0 | 0 | 0 | 0 | 0 | 0 | 0 | 0 | 0 | 0 | 0 | 0 | 0 | 0 | 0
F6_Commercial_Restaurant_New_Food Preparation_Natural Gas_Fryer_E5 | F6 | Commercial | Restaurant | New | Food Preparation | Natural Gas | Fryer | E5 | Utility - Value of Sales | 0 | 0 | 0 | 0 | 0 | 0 | 0 | 0 | 0 | 0 | 0 | 0 | 0 | 0 | 0 | 0 | 0 | 0 | 0 | 0 | 0 | 0 | 0 | 0 | 0 | 0 | 0 | 0 | 0 | 0 | 0 | 0 | 0 | 0 | 0 | 0 | 0 | 0 | 0 | 0 | 0 | 0
F6_Commercial_Restaurant_New_Food Preparation_Natural Gas_Fryer_E6 | F6 | Commercial | Restaurant | New | Food Preparation | Natural Gas | Fryer | E6 | Utility - Value of Sales | 0 | 0 | 0 | 0 | 0 | 0 | 0 | 0 | 0 | 0 | 0 | 0 | 0 | 0 | 0 | 0 | 0 | 0 | 0 | 0 | 0 | 0 | 0 | 0 | 0 | 0 | 0 | 0 | 0 | 0 | 0 | 0 | 0 | 0 | 0 | 0 | 0 | 0 | 0 | 0 | 0 | 0
F6_Commercial_Restaurant_New_Food Preparation_Natural Gas_Fryer_E7 | F6 | Commercial | Restaurant | New | Food Preparation | Natural Gas | Fryer | E7 | Utility - Value of Sales | 0 | 0 | 0 | 0 | 0 | 0 | 0 | 0 | 0 | 0 | 0 | 0 | 0 | 0 | 0 | 0 | 0 | 0 | 0 | 0 | 0 | 0 | 0 | 0 | 0 | 0 | 0 | 0 | 0 | 0 | 0 | 0 | 0 | 0 | 0 | 0 | 0 | 0 | 0 | 0 | 0 | 0
F6_Commercial_Restaurant_New_Food Preparation_Natural Gas_Fryer_E8 | F6 | Commercial | Restaurant | New | Food Preparation | Natural Gas | Fryer | E8 | Utility - Value of Sales | 0 | 0 | 0 | 0 | 0 | 0 | 0 | 0 | 0 | 0 | 0 | 0 | 0 | 0 | 0 | 0 | 0 | 0 | 0 | 0 | 0 | 0 | 0 | 0 | 0 | 0 | 0 | 0 | 0 | 0 | 0 | 0 | 0 | 0 | 0 | 0 | 0 | 0 | 0 | 0 | 0 | 0
F6_Commercial_Restaurant_New_Food Preparation_Natural Gas_Fryer_E9 | F6 | Commercial | Restaurant | New | Food Preparation | Natural Gas | Fryer | E9 | Utility - Value of Sales | 0 | 0 | 0 | 0 | 0 | 0 | 0 | 0 | 0 | 0 | 0 | 0 | 0 | 0 | 0 | 0 | 0 | 0 | 0 | 0 | 0 | 0 | 0 | 0 | 0 | 0 | 0 | 0 | 0 | 0 | 0 | 0 | 0 | 0 | 0 | 0 | 0 | 0 | 0 | 0 | 0 | 0
F6_Commercial_Restaurant_New_Food Preparation_Natural Gas_Fryer_E10 | F6 | Commercial | Restaurant | New | Food Preparation | Natural Gas | Fryer | E10 | Utility - Value of Sales | 0 | 0 | 0 | 0 | 0 | 0 | 0 | 0 | 0 | 0 | 0 | 0 | 0 | 0 | 0 | 0 | 0 | 0 | 0 | 0 | 0 | 0 | 0 | 0 | 0 | 0 | 0 | 0 | 0 | 0 | 0 | 0 | 0 | 0 | 0 | 0 | 0 | 0 | 0 | 0 | 0 | 0
F1_Commercial_Restaurant_New_Food Preparation_Natural Gas_Broiler_E1 | F1 | Commercial | Restaurant | New | Food Preparation | Natural Gas | Broiler | E1 | RVT - Cost of Equipment | 1.7574 | 1.7708 | 1.7858 | 1.8023 | 1.821 | 1.8427 | 1.8604 | 1.8773 | 1.8944 | 1.9123 | 1.9293 | 1.945 | 1.961 | 1.9778 | 1.9964 | 2.0145 | 2.0338 | 2.0541 | 2.0753 | 2.0969 | 2.1187 | 2.139 | 2.1574 | 2.1737 | 2.1878 | 2.1999 | 2.2082 | 2.2145 | 2.2199 | 2.2245 | 2.2291 | 2.2311 | 2.2311 | 0 | 0 | 0 | 0 | 0 | 0 | 0 | 0 | 0
F1_Commercial_Restaurant_New_Food Preparation_Natural Gas_Broiler_E2 | F1 | Commercial | Restaurant | New | Food Preparation | Natural Gas | Broiler | E2 | RVT - Cost of Equipment | 1.1298 | 1.1384 | 1.148 | 1.1586 | 1.1707 | 1.1846 | 1.1959 | 1.2068 | 1.2178 | 1.2293 | 1.2403 | 1.2504 | 1.2606 | 1.2714 | 1.2834 | 1.295 | 1.3074 | 1.3205 | 1.3341 | 1.348 | 1.362 | 1.3751 | 1.3869 | 1.3974 | 1.4064 | 1.4142 | 1.4196 | 1.4236 | 1.4271 | 1.43 | 1.433 | 1.4343 | 1.4343 | 0 | 0 | 0 | 0 | 0 | 0 | 0 | 0 | 0
F1_Commercial_Restaurant_New_Food Preparation_Natural Gas_Broiler_E3 | F1 | Commercial | Restaurant | New | Food Preparation | Natural Gas | Broiler | E3 | RVT - Cost of Equipment | 0 | 0 | 0 | 0 | 0 | 0 | 0 | 0 | 0 | 0 | 0 | 0 | 0 | 0 | 0 | 0 | 0 | 0 | 0 | 0 | 0 | 0 | 0 | 0 | 0 | 0 | 0 | 0 | 0 | 0 | 0 | 0 | 0 | 0 | 0 | 0 | 0 | 0 | 0 | 0 | 0 | 0
F1_Commercial_Restaurant_New_Food Preparation_Natural Gas_Broiler_E4 | F1 | Commercial | Restaurant | New | Food Preparation | Natural Gas | Broiler | E4 | RVT - Cost of Equipment | 0 | 0 | 0 | 0 | 0 | 0 | 0 | 0 | 0 | 0 | 0 | 0 | 0 | 0 | 0 | 0 | 0 | 0 | 0 | 0 | 0 | 0 | 0 | 0 | 0 | 0 | 0 | 0 | 0 | 0 | 0 | 0 | 0 | 0 | 0 | 0 | 0 | 0 | 0 | 0 | 0 | 0
F1_Commercial_Restaurant_New_Food Preparation_Natural Gas_Broiler_E5 | F1 | Commercial | Restaurant | New | Food Preparation | Natural Gas | Broiler | E5 | RVT - Cost of Equipment | 0 | 0 | 0 | 0 | 0 | 0 | 0 | 0 | 0 | 0 | 0 | 0 | 0 | 0 | 0 | 0 | 0 | 0 | 0 | 0 | 0 | 0 | 0 | 0 | 0 | 0 | 0 | 0 | 0 | 0 | 0 | 0 | 0 | 0 | 0 | 0 | 0 | 0 | 0 | 0 | 0 | 0
F1_Commercial_Restaurant_New_Food Preparation_Natural Gas_Broiler_E6 | F1 | Commercial | Restaurant | New | Food Preparation | Natural Gas | Broiler | E6 | RVT - Cost of Equipment | 0 | 0 | 0 | 0 | 0 | 0 | 0 | 0 | 0 | 0 | 0 | 0 | 0 | 0 | 0 | 0 | 0 | 0 | 0 | 0 | 0 | 0 | 0 | 0 | 0 | 0 | 0 | 0 | 0 | 0 | 0 | 0 | 0 | 0 | 0 | 0 | 0 | 0 | 0 | 0 | 0 | 0
F1_Commercial_Restaurant_New_Food Preparation_Natural Gas_Broiler_E7 | F1 | Commercial | Restaurant | New | Food Preparation | Natural Gas | Broiler | E7 | RVT - Cost of Equipment | 0 | 0 | 0 | 0 | 0 | 0 | 0 | 0 | 0 | 0 | 0 | 0 | 0 | 0 | 0 | 0 | 0 | 0 | 0 | 0 | 0 | 0 | 0 | 0 | 0 | 0 | 0 | 0 | 0 | 0 | 0 | 0 | 0 | 0 | 0 | 0 | 0 | 0 | 0 | 0 | 0 | 0
F1_Commercial_Restaurant_New_Food Preparation_Natural Gas_Broiler_E8 | F1 | Commercial | Restaurant | New | Food Preparation | Natural Gas | Broiler | E8 | RVT - Cost of Equipment | 0 | 0 | 0 | 0 | 0 | 0 | 0 | 0 | 0 | 0 | 0 | 0 | 0 | 0 | 0 | 0 | 0 | 0 | 0 | 0 | 0 | 0 | 0 | 0 | 0 | 0 | 0 | 0 | 0 | 0 | 0 | 0 | 0 | 0 | 0 | 0 | 0 | 0 | 0 | 0 | 0 | 0
F1_Commercial_Restaurant_New_Food Preparation_Natural Gas_Broiler_E9 | F1 | Commercial | Restaurant | New | Food Preparation | Natural Gas | Broiler | E9 | RVT - Cost of Equipment | 0 | 0 | 0 | 0 | 0 | 0 | 0 | 0 | 0 | 0 | 0 | 0 | 0 | 0 | 0 | 0 | 0 | 0 | 0 | 0 | 0 | 0 | 0 | 0 | 0 | 0 | 0 | 0 | 0 | 0 | 0 | 0 | 0 | 0 | 0 | 0 | 0 | 0 | 0 | 0 | 0 | 0
F1_Commercial_Restaurant_New_Food Preparation_Natural Gas_Broiler_E10 | F1 | Commercial | Restaurant | New | Food Preparation | Natural Gas | Broiler | E10 | RVT - Cost of Equipment | 0 | 0 | 0 | 0 | 0 | 0 | 0 | 0 | 0 | 0 | 0 | 0 | 0 | 0 | 0 | 0 | 0 | 0 | 0 | 0 | 0 | 0 | 0 | 0 | 0 | 0 | 0 | 0 | 0 | 0 | 0 | 0 | 0 | 0 | 0 | 0 | 0 | 0 | 0 | 0 | 0 | 0
F2_Commercial_Restaurant_New_Food Preparation_Natural Gas_Broiler_E1 | F2 | Commercial | Restaurant | New | Food Preparation | Natural Gas | Broiler | E1 | RVT - Cost of Operation | 2.1055 | 2.1216 | 2.1395 | 2.1592 | 2.1817 | 2.2077 | 2.2288 | 2.2491 | 2.2696 | 2.2911 | 2.3115 | 2.3302 | 2.3494 | 2.3695 | 2.3918 | 2.4135 | 2.4366 | 2.4609 | 2.4863 | 2.5122 | 2.5383 | 2.5627 | 2.5848 | 2.6042 | 2.6211 | 2.6356 | 2.6456 | 2.6531 | 2.6596 | 2.6651 | 2.6706 | 2.673 | 2.673 | 0 | 0 | 0 | 0 | 0 | 0 | 0 | 0 | 0
F2_Commercial_Restaurant_New_Food Preparation_Natural Gas_Broiler_E2 | F2 | Commercial | Restaurant | New | Food Preparation | Natural Gas | Broiler | E2 | RVT - Cost of Operation | 1.3536 | 1.3639 | 1.3754 | 1.3881 | 1.4025 | 1.4193 | 1.4328 | 1.4458 | 1.4591 | 1.4728 | 1.4859 | 1.498 | 1.5103 | 1.5233 | 1.5376 | 1.5515 | 1.5664 | 1.582 | 1.5983 | 1.615 | 1.6318 | 1.6475 | 1.6616 | 1.6742 | 1.685 | 1.6943 | 1.7008 | 1.7056 | 1.7097 | 1.7133 | 1.7168 | 1.7184 | 1.7184 | 0 | 0 | 0 | 0 | 0 | 0 | 0 | 0 | 0
F2_Commercial_Restaurant_New_Food Preparation_Natural Gas_Broiler_E3 | F2 | Commercial | Restaurant | New | Food Preparation | Natural Gas | Broiler | E3 | RVT - Cost of Operation | 0 | 0 | 0 | 0 | 0 | 0 | 0 | 0 | 0 | 0 | 0 | 0 | 0 | 0 | 0 | 0 | 0 | 0 | 0 | 0 | 0 | 0 | 0 | 0 | 0 | 0 | 0 | 0 | 0 | 0 | 0 | 0 | 0 | 0 | 0 | 0 | 0 | 0 | 0 | 0 | 0 | 0
F2_Commercial_Restaurant_New_Food Preparation_Natural Gas_Broiler_E4 | F2 | Commercial | Restaurant | New | Food Preparation | Natural Gas | Broiler | E4 | RVT - Cost of Operation | 0 | 0 | 0 | 0 | 0 | 0 | 0 | 0 | 0 | 0 | 0 | 0 | 0 | 0 | 0 | 0 | 0 | 0 | 0 | 0 | 0 | 0 | 0 | 0 | 0 | 0 | 0 | 0 | 0 | 0 | 0 | 0 | 0 | 0 | 0 | 0 | 0 | 0 | 0 | 0 | 0 | 0
F2_Commercial_Restaurant_New_Food Preparation_Natural Gas_Broiler_E5 | F2 | Commercial | Restaurant | New | Food Preparation | Natural Gas | Broiler | E5 | RVT - Cost of Operation | 0 | 0 | 0 | 0 | 0 | 0 | 0 | 0 | 0 | 0 | 0 | 0 | 0 | 0 | 0 | 0 | 0 | 0 | 0 | 0 | 0 | 0 | 0 | 0 | 0 | 0 | 0 | 0 | 0 | 0 | 0 | 0 | 0 | 0 | 0 | 0 | 0 | 0 | 0 | 0 | 0 | 0
F2_Commercial_Restaurant_New_Food Preparation_Natural Gas_Broiler_E6 | F2 | Commercial | Restaurant | New | Food Preparation | Natural Gas | Broiler | E6 | RVT - Cost of Operation | 0 | 0 | 0 | 0 | 0 | 0 | 0 | 0 | 0 | 0 | 0 | 0 | 0 | 0 | 0 | 0 | 0 | 0 | 0 | 0 | 0 | 0 | 0 | 0 | 0 | 0 | 0 | 0 | 0 | 0 | 0 | 0 | 0 | 0 | 0 | 0 | 0 | 0 | 0 | 0 | 0 | 0
F2_Commercial_Restaurant_New_Food Preparation_Natural Gas_Broiler_E7 | F2 | Commercial | Restaurant | New | Food Preparation | Natural Gas | Broiler | E7 | RVT - Cost of Operation | 0 | 0 | 0 | 0 | 0 | 0 | 0 | 0 | 0 | 0 | 0 | 0 | 0 | 0 | 0 | 0 | 0 | 0 | 0 | 0 | 0 | 0 | 0 | 0 | 0 | 0 | 0 | 0 | 0 | 0 | 0 | 0 | 0 | 0 | 0 | 0 | 0 | 0 | 0 | 0 | 0 | 0
F2_Commercial_Restaurant_New_Food Preparation_Natural Gas_Broiler_E8 | F2 | Commercial | Restaurant | New | Food Preparation | Natural Gas | Broiler | E8 | RVT - Cost of Operation | 0 | 0 | 0 | 0 | 0 | 0 | 0 | 0 | 0 | 0 | 0 | 0 | 0 | 0 | 0 | 0 | 0 | 0 | 0 | 0 | 0 | 0 | 0 | 0 | 0 | 0 | 0 | 0 | 0 | 0 | 0 | 0 | 0 | 0 | 0 | 0 | 0 | 0 | 0 | 0 | 0 | 0
F2_Commercial_Restaurant_New_Food Preparation_Natural Gas_Broiler_E9 | F2 | Commercial | Restaurant | New | Food Preparation | Natural Gas | Broiler | E9 | RVT - Cost of Operation | 0 | 0 | 0 | 0 | 0 | 0 | 0 | 0 | 0 | 0 | 0 | 0 | 0 | 0 | 0 | 0 | 0 | 0 | 0 | 0 | 0 | 0 | 0 | 0 | 0 | 0 | 0 | 0 | 0 | 0 | 0 | 0 | 0 | 0 | 0 | 0 | 0 | 0 | 0 | 0 | 0 | 0
F2_Commercial_Restaurant_New_Food Preparation_Natural Gas_Broiler_E10 | F2 | Commercial | Restaurant | New | Food Preparation | Natural Gas | Broiler | E10 | RVT - Cost of Operation | 0 | 0 | 0 | 0 | 0 | 0 | 0 | 0 | 0 | 0 | 0 | 0 | 0 | 0 | 0 | 0 | 0 | 0 | 0 | 0 | 0 | 0 | 0 | 0 | 0 | 0 | 0 | 0 | 0 | 0 | 0 | 0 | 0 | 0 | 0 | 0 | 0 | 0 | 0 | 0 | 0 | 0
F3_Commercial_Restaurant_New_Food Preparation_Natural Gas_Broiler_E1 | F3 | Commercial | Restaurant | New | Food Preparation | Natural Gas | Broiler | E1 | System - kBTUs of Consumption | 0.58411 | 0.58411 | 0.58411 | 0.58411 | 0.58411 | 0.58411 | 0.58411 | 0.58411 | 0.58411 | 0.58411 | 0.58411 | 0.58411 | 0.58411 | 0.58411 | 0.58411 | 0.58411 | 0.58411 | 0.58411 | 0.58411 | 0.58411 | 0.58411 | 0.58411 | 0.58411 | 0.58411 | 0.58411 | 0.58411 | 0.58411 | 0.58411 | 0.58411 | 0.58411 | 0.58411 | 0.58411 | 0.58411 | 0 | 0 | 0 | 0 | 0 | 0 | 0 | 0 | 0
F3_Commercial_Restaurant_New_Food Preparation_Natural Gas_Broiler_E2 | F3 | Commercial | Restaurant | New | Food Preparation | Natural Gas | Broiler | E2 | System - kBTUs of Consumption | 0.81776 | 0.81776 | 0.81776 | 0.81776 | 0.81776 | 0.81776 | 0.81776 | 0.81776 | 0.81776 | 0.81776 | 0.81776 | 0.81776 | 0.81776 | 0.81776 | 0.81776 | 0.81776 | 0.81776 | 0.81776 | 0.81776 | 0.81776 | 0.81776 | 0.81776 | 0.81776 | 0.81776 | 0.81776 | 0.81776 | 0.81776 | 0.81776 | 0.81776 | 0.81776 | 0.81776 | 0.81776 | 0.81776 | 0 | 0 | 0 | 0 | 0 | 0 | 0 | 0 | 0
F3_Commercial_Restaurant_New_Food Preparation_Natural Gas_Broiler_E3 | F3 | Commercial | Restaurant | New | Food Preparation | Natural Gas | Broiler | E3 | System - kBTUs of Consumption | 0 | 0 | 0 | 0 | 0 | 0 | 0 | 0 | 0 | 0 | 0 | 0 | 0 | 0 | 0 | 0 | 0 | 0 | 0 | 0 | 0 | 0 | 0 | 0 | 0 | 0 | 0 | 0 | 0 | 0 | 0 | 0 | 0 | 0 | 0 | 0 | 0 | 0 | 0 | 0 | 0 | 0
F3_Commercial_Restaurant_New_Food Preparation_Natural Gas_Broiler_E4 | F3 | Commercial | Restaurant | New | Food Preparation | Natural Gas | Broiler | E4 | System - kBTUs of Consumption | 0 | 0 | 0 | 0 | 0 | 0 | 0 | 0 | 0 | 0 | 0 | 0 | 0 | 0 | 0 | 0 | 0 | 0 | 0 | 0 | 0 | 0 | 0 | 0 | 0 | 0 | 0 | 0 | 0 | 0 | 0 | 0 | 0 | 0 | 0 | 0 | 0 | 0 | 0 | 0 | 0 | 0
F3_Commercial_Restaurant_New_Food Preparation_Natural Gas_Broiler_E5 | F3 | Commercial | Restaurant | New | Food Preparation | Natural Gas | Broiler | E5 | System - kBTUs of Consumption | 0 | 0 | 0 | 0 | 0 | 0 | 0 | 0 | 0 | 0 | 0 | 0 | 0 | 0 | 0 | 0 | 0 | 0 | 0 | 0 | 0 | 0 | 0 | 0 | 0 | 0 | 0 | 0 | 0 | 0 | 0 | 0 | 0 | 0 | 0 | 0 | 0 | 0 | 0 | 0 | 0 | 0
F3_Commercial_Restaurant_New_Food Preparation_Natural Gas_Broiler_E6 | F3 | Commercial | Restaurant | New | Food Preparation | Natural Gas | Broiler | E6 | System - kBTUs of Consumption | 0 | 0 | 0 | 0 | 0 | 0 | 0 | 0 | 0 | 0 | 0 | 0 | 0 | 0 | 0 | 0 | 0 | 0 | 0 | 0 | 0 | 0 | 0 | 0 | 0 | 0 | 0 | 0 | 0 | 0 | 0 | 0 | 0 | 0 | 0 | 0 | 0 | 0 | 0 | 0 | 0 | 0
F3_Commercial_Restaurant_New_Food Preparation_Natural Gas_Broiler_E7 | F3 | Commercial | Restaurant | New | Food Preparation | Natural Gas | Broiler | E7 | System - kBTUs of Consumption | 0 | 0 | 0 | 0 | 0 | 0 | 0 | 0 | 0 | 0 | 0 | 0 | 0 | 0 | 0 | 0 | 0 | 0 | 0 | 0 | 0 | 0 | 0 | 0 | 0 | 0 | 0 | 0 | 0 | 0 | 0 | 0 | 0 | 0 | 0 | 0 | 0 | 0 | 0 | 0 | 0 | 0
F3_Commercial_Restaurant_New_Food Preparation_Natural Gas_Broiler_E8 | F3 | Commercial | Restaurant | New | Food Preparation | Natural Gas | Broiler | E8 | System - kBTUs of Consumption | 0 | 0 | 0 | 0 | 0 | 0 | 0 | 0 | 0 | 0 | 0 | 0 | 0 | 0 | 0 | 0 | 0 | 0 | 0 | 0 | 0 | 0 | 0 | 0 | 0 | 0 | 0 | 0 | 0 | 0 | 0 | 0 | 0 | 0 | 0 | 0 | 0 | 0 | 0 | 0 | 0 | 0
F3_Commercial_Restaurant_New_Food Preparation_Natural Gas_Broiler_E9 | F3 | Commercial | Restaurant | New | Food Preparation | Natural Gas | Broiler | E9 | System - kBTUs of Consumption | 0 | 0 | 0 | 0 | 0 | 0 | 0 | 0 | 0 | 0 | 0 | 0 | 0 | 0 | 0 | 0 | 0 | 0 | 0 | 0 | 0 | 0 | 0 | 0 | 0 | 0 | 0 | 0 | 0 | 0 | 0 | 0 | 0 | 0 | 0 | 0 | 0 | 0 | 0 | 0 | 0 | 0
F3_Commercial_Restaurant_New_Food Preparation_Natural Gas_Broiler_E10 | F3 | Commercial | Restaurant | New | Food Preparation | Natural Gas | Broiler | E10 | System - kBTUs of Consumption | 0 | 0 | 0 | 0 | 0 | 0 | 0 | 0 | 0 | 0 | 0 | 0 | 0 | 0 | 0 | 0 | 0 | 0 | 0 | 0 | 0 | 0 | 0 | 0 | 0 | 0 | 0 | 0 | 0 | 0 | 0 | 0 | 0 | 0 | 0 | 0 | 0 | 0 | 0 | 0 | 0 | 0
F4_Commercial_Restaurant_New_Food Preparation_Natural Gas_Broiler_E1 | F4 | Commercial | Restaurant | New | Food Preparation | Natural Gas | Broiler | E1 | Utility - Cost of Equipment | 2.1055 | 2.1216 | 2.1395 | 2.1592 | 2.1817 | 2.2077 | 2.2288 | 2.2491 | 2.2696 | 2.2911 | 2.3115 | 2.3302 | 2.3494 | 2.3695 | 2.3918 | 2.4135 | 2.4366 | 2.4609 | 2.4863 | 2.5122 | 2.5383 | 2.5627 | 2.5848 | 2.6042 | 2.6211 | 2.6356 | 2.6456 | 2.6531 | 2.6596 | 2.6651 | 2.6706 | 2.673 | 2.673 | 0 | 0 | 0 | 0 | 0 | 0 | 0 | 0 | 0
F4_Commercial_Restaurant_New_Food Preparation_Natural Gas_Broiler_E2 | F4 | Commercial | Restaurant | New | Food Preparation | Natural Gas | Broiler | E2 | Utility - Cost of Equipment | 1.3536 | 1.3639 | 1.3754 | 1.3881 | 1.4025 | 1.4193 | 1.4328 | 1.4458 | 1.4591 | 1.4728 | 1.4859 | 1.498 | 1.5103 | 1.5233 | 1.5376 | 1.5515 | 1.5664 | 1.582 | 1.5983 | 1.615 | 1.6318 | 1.6475 | 1.6616 | 1.6742 | 1.685 | 1.6943 | 1.7008 | 1.7056 | 1.7097 | 1.7133 | 1.7168 | 1.7184 | 1.7184 | 0 | 0 | 0 | 0 | 0 | 0 | 0 | 0 | 0
F4_Commercial_Restaurant_New_Food Preparation_Natural Gas_Broiler_E3 | F4 | Commercial | Restaurant | New | Food Preparation | Natural Gas | Broiler | E3 | Utility - Cost of Equipment | 0 | 0 | 0 | 0 | 0 | 0 | 0 | 0 | 0 | 0 | 0 | 0 | 0 | 0 | 0 | 0 | 0 | 0 | 0 | 0 | 0 | 0 | 0 | 0 | 0 | 0 | 0 | 0 | 0 | 0 | 0 | 0 | 0 | 0 | 0 | 0 | 0 | 0 | 0 | 0 | 0 | 0
F4_Commercial_Restaurant_New_Food Preparation_Natural Gas_Broiler_E4 | F4 | Commercial | Restaurant | New | Food Preparation | Natural Gas | Broiler | E4 | Utility - Cost of Equipment | 0 | 0 | 0 | 0 | 0 | 0 | 0 | 0 | 0 | 0 | 0 | 0 | 0 | 0 | 0 | 0 | 0 | 0 | 0 | 0 | 0 | 0 | 0 | 0 | 0 | 0 | 0 | 0 | 0 | 0 | 0 | 0 | 0 | 0 | 0 | 0 | 0 | 0 | 0 | 0 | 0 | 0
F4_Commercial_Restaurant_New_Food Preparation_Natural Gas_Broiler_E5 | F4 | Commercial | Restaurant | New | Food Preparation | Natural Gas | Broiler | E5 | Utility - Cost of Equipment | 0 | 0 | 0 | 0 | 0 | 0 | 0 | 0 | 0 | 0 | 0 | 0 | 0 | 0 | 0 | 0 | 0 | 0 | 0 | 0 | 0 | 0 | 0 | 0 | 0 | 0 | 0 | 0 | 0 | 0 | 0 | 0 | 0 | 0 | 0 | 0 | 0 | 0 | 0 | 0 | 0 | 0
F4_Commercial_Restaurant_New_Food Preparation_Natural Gas_Broiler_E6 | F4 | Commercial | Restaurant | New | Food Preparation | Natural Gas | Broiler | E6 | Utility - Cost of Equipment | 0 | 0 | 0 | 0 | 0 | 0 | 0 | 0 | 0 | 0 | 0 | 0 | 0 | 0 | 0 | 0 | 0 | 0 | 0 | 0 | 0 | 0 | 0 | 0 | 0 | 0 | 0 | 0 | 0 | 0 | 0 | 0 | 0 | 0 | 0 | 0 | 0 | 0 | 0 | 0 | 0 | 0
F4_Commercial_Restaurant_New_Food Preparation_Natural Gas_Broiler_E7 | F4 | Commercial | Restaurant | New | Food Preparation | Natural Gas | Broiler | E7 | Utility - Cost of Equipment | 0 | 0 | 0 | 0 | 0 | 0 | 0 | 0 | 0 | 0 | 0 | 0 | 0 | 0 | 0 | 0 | 0 | 0 | 0 | 0 | 0 | 0 | 0 | 0 | 0 | 0 | 0 | 0 | 0 | 0 | 0 | 0 | 0 | 0 | 0 | 0 | 0 | 0 | 0 | 0 | 0 | 0
F4_Commercial_Restaurant_New_Food Preparation_Natural Gas_Broiler_E8 | F4 | Commercial | Restaurant | New | Food Preparation | Natural Gas | Broiler | E8 | Utility - Cost of Equipment | 0 | 0 | 0 | 0 | 0 | 0 | 0 | 0 | 0 | 0 | 0 | 0 | 0 | 0 | 0 | 0 | 0 | 0 | 0 | 0 | 0 | 0 | 0 | 0 | 0 | 0 | 0 | 0 | 0 | 0 | 0 | 0 | 0 | 0 | 0 | 0 | 0 | 0 | 0 | 0 | 0 | 0
F4_Commercial_Restaurant_New_Food Preparation_Natural Gas_Broiler_E9 | F4 | Commercial | Restaurant | New | Food Preparation | Natural Gas | Broiler | E9 | Utility - Cost of Equipment | 0 | 0 | 0 | 0 | 0 | 0 | 0 | 0 | 0 | 0 | 0 | 0 | 0 | 0 | 0 | 0 | 0 | 0 | 0 | 0 | 0 | 0 | 0 | 0 | 0 | 0 | 0 | 0 | 0 | 0 | 0 | 0 | 0 | 0 | 0 | 0 | 0 | 0 | 0 | 0 | 0 | 0
F4_Commercial_Restaurant_New_Food Preparation_Natural Gas_Broiler_E10 | F4 | Commercial | Restaurant | New | Food Preparation | Natural Gas | Broiler | E10 | Utility - Cost of Equipment | 0 | 0 | 0 | 0 | 0 | 0 | 0 | 0 | 0 | 0 | 0 | 0 | 0 | 0 | 0 | 0 | 0 | 0 | 0 | 0 | 0 | 0 | 0 | 0 | 0 | 0 | 0 | 0 | 0 | 0 | 0 | 0 | 0 | 0 | 0 | 0 | 0 | 0 | 0 | 0 | 0 | 0
F5_Commercial_Restaurant_New_Food Preparation_Natural Gas_Broiler_E1 | F5 | Commercial | Restaurant | New | Food Preparation | Natural Gas | Broiler | E1 | Utility - Cost of Operation | 0.58411 | 0.58411 | 0.58411 | 0.58411 | 0.58411 | 0.58411 | 0.58411 | 0.58411 | 0.58411 | 0.58411 | 0.58411 | 0.58411 | 0.58411 | 0.58411 | 0.58411 | 0.58411 | 0.58411 | 0.58411 | 0.58411 | 0.58411 | 0.58411 | 0.58411 | 0.58411 | 0.58411 | 0.58411 | 0.58411 | 0.58411 | 0.58411 | 0.58411 | 0.58411 | 0.58411 | 0.58411 | 0.58411 | 0 | 0 | 0 | 0 | 0 | 0 | 0 | 0 | 0
F5_Commercial_Restaurant_New_Food Preparation_Natural Gas_Broiler_E2 | F5 | Commercial | Restaurant | New | Food Preparation | Natural Gas | Broiler | E2 | Utility - Cost of Operation | 0.81776 | 0.81776 | 0.81776 | 0.81776 | 0.81776 | 0.81776 | 0.81776 | 0.81776 | 0.81776 | 0.81776 | 0.81776 | 0.81776 | 0.81776 | 0.81776 | 0.81776 | 0.81776 | 0.81776 | 0.81776 | 0.81776 | 0.81776 | 0.81776 | 0.81776 | 0.81776 | 0.81776 | 0.81776 | 0.81776 | 0.81776 | 0.81776 | 0.81776 | 0.81776 | 0.81776 | 0.81776 | 0.81776 | 0 | 0 | 0 | 0 | 0 | 0 | 0 | 0 | 0
F5_Commercial_Restaurant_New_Food Preparation_Natural Gas_Broiler_E3 | F5 | Commercial | Restaurant | New | Food Preparation | Natural Gas | Broiler | E3 | Utility - Cost of Operation | 0 | 0 | 0 | 0 | 0 | 0 | 0 | 0 | 0 | 0 | 0 | 0 | 0 | 0 | 0 | 0 | 0 | 0 | 0 | 0 | 0 | 0 | 0 | 0 | 0 | 0 | 0 | 0 | 0 | 0 | 0 | 0 | 0 | 0 | 0 | 0 | 0 | 0 | 0 | 0 | 0 | 0
F5_Commercial_Restaurant_New_Food Preparation_Natural Gas_Broiler_E4 | F5 | Commercial | Restaurant | New | Food Preparation | Natural Gas | Broiler | E4 | Utility - Cost of Operation | 0 | 0 | 0 | 0 | 0 | 0 | 0 | 0 | 0 | 0 | 0 | 0 | 0 | 0 | 0 | 0 | 0 | 0 | 0 | 0 | 0 | 0 | 0 | 0 | 0 | 0 | 0 | 0 | 0 | 0 | 0 | 0 | 0 | 0 | 0 | 0 | 0 | 0 | 0 | 0 | 0 | 0
F5_Commercial_Restaurant_New_Food Preparation_Natural Gas_Broiler_E5 | F5 | Commercial | Restaurant | New | Food Preparation | Natural Gas | Broiler | E5 | Utility - Cost of Operation | 0 | 0 | 0 | 0 | 0 | 0 | 0 | 0 | 0 | 0 | 0 | 0 | 0 | 0 | 0 | 0 | 0 | 0 | 0 | 0 | 0 | 0 | 0 | 0 | 0 | 0 | 0 | 0 | 0 | 0 | 0 | 0 | 0 | 0 | 0 | 0 | 0 | 0 | 0 | 0 | 0 | 0
F5_Commercial_Restaurant_New_Food Preparation_Natural Gas_Broiler_E6 | F5 | Commercial | Restaurant | New | Food Preparation | Natural Gas | Broiler | E6 | Utility - Cost of Operation | 0 | 0 | 0 | 0 | 0 | 0 | 0 | 0 | 0 | 0 | 0 | 0 | 0 | 0 | 0 | 0 | 0 | 0 | 0 | 0 | 0 | 0 | 0 | 0 | 0 | 0 | 0 | 0 | 0 | 0 | 0 | 0 | 0 | 0 | 0 | 0 | 0 | 0 | 0 | 0 | 0 | 0
F5_Commercial_Restaurant_New_Food Preparation_Natural Gas_Broiler_E7 | F5 | Commercial | Restaurant | New | Food Preparation | Natural Gas | Broiler | E7 | Utility - Cost of Operation | 0 | 0 | 0 | 0 | 0 | 0 | 0 | 0 | 0 | 0 | 0 | 0 | 0 | 0 | 0 | 0 | 0 | 0 | 0 | 0 | 0 | 0 | 0 | 0 | 0 | 0 | 0 | 0 | 0 | 0 | 0 | 0 | 0 | 0 | 0 | 0 | 0 | 0 | 0 | 0 | 0 | 0
F5_Commercial_Restaurant_New_Food Preparation_Natural Gas_Broiler_E8 | F5 | Commercial | Restaurant | New | Food Preparation | Natural Gas | Broiler | E8 | Utility - Cost of Operation | 0 | 0 | 0 | 0 | 0 | 0 | 0 | 0 | 0 | 0 | 0 | 0 | 0 | 0 | 0 | 0 | 0 | 0 | 0 | 0 | 0 | 0 | 0 | 0 | 0 | 0 | 0 | 0 | 0 | 0 | 0 | 0 | 0 | 0 | 0 | 0 | 0 | 0 | 0 | 0 | 0 | 0
F5_Commercial_Restaurant_New_Food Preparation_Natural Gas_Broiler_E9 | F5 | Commercial | Restaurant | New | Food Preparation | Natural Gas | Broiler | E9 | Utility - Cost of Operation | 0 | 0 | 0 | 0 | 0 | 0 | 0 | 0 | 0 | 0 | 0 | 0 | 0 | 0 | 0 | 0 | 0 | 0 | 0 | 0 | 0 | 0 | 0 | 0 | 0 | 0 | 0 | 0 | 0 | 0 | 0 | 0 | 0 | 0 | 0 | 0 | 0 | 0 | 0 | 0 | 0 | 0
F5_Commercial_Restaurant_New_Food Preparation_Natural Gas_Broiler_E10 | F5 | Commercial | Restaurant | New | Food Preparation | Natural Gas | Broiler | E10 | Utility - Cost of Operation | 0 | 0 | 0 | 0 | 0 | 0 | 0 | 0 | 0 | 0 | 0 | 0 | 0 | 0 | 0 | 0 | 0 | 0 | 0 | 0 | 0 | 0 | 0 | 0 | 0 | 0 | 0 | 0 | 0 | 0 | 0 | 0 | 0 | 0 | 0 | 0 | 0 | 0 | 0 | 0 | 0 | 0
F6_Commercial_Restaurant_New_Food Preparation_Natural Gas_Broiler_E1 | F6 | Commercial | Restaurant | New | Food Preparation | Natural Gas | Broiler | E1 | Utility - Value of Sales | 1.247 | 1.247 | 1.247 | 1.247 | 1.247 | 1.247 | 1.247 | 1.247 | 1.247 | 1.247 | 1.247 | 1.247 | 1.247 | 1.247 | 1.247 | 1.247 | 1.247 | 1.247 | 1.247 | 1.247 | 1.247 | 1.247 | 1.247 | 1.247 | 1.247 | 1.247 | 1.247 | 1.247 | 1.247 | 1.247 | 1.247 | 1.247 | 1.247 | 0 | 0 | 0 | 0 | 0 | 0 | 0 | 0 | 0
F6_Commercial_Restaurant_New_Food Preparation_Natural Gas_Broiler_E2 | F6 | Commercial | Restaurant | New | Food Preparation | Natural Gas | Broiler | E2 | Utility - Value of Sales | 0.80164 | 0.80164 | 0.80164 | 0.80164 | 0.80164 | 0.80164 | 0.80164 | 0.80164 | 0.80164 | 0.80164 | 0.80164 | 0.80164 | 0.80164 | 0.80164 | 0.80164 | 0.80164 | 0.80164 | 0.80164 | 0.80164 | 0.80164 | 0.80164 | 0.80164 | 0.80164 | 0.80164 | 0.80164 | 0.80164 | 0.80164 | 0.80164 | 0.80164 | 0.80164 | 0.80164 | 0.80164 | 0.80164 | 0 | 0 | 0 | 0 | 0 | 0 | 0 | 0 | 0
F6_Commercial_Restaurant_New_Food Preparation_Natural Gas_Broiler_E3 | F6 | Commercial | Restaurant | New | Food Preparation | Natural Gas | Broiler | E3 | Utility - Value of Sales | 0 | 0 | 0 | 0 | 0 | 0 | 0 | 0 | 0 | 0 | 0 | 0 | 0 | 0 | 0 | 0 | 0 | 0 | 0 | 0 | 0 | 0 | 0 | 0 | 0 | 0 | 0 | 0 | 0 | 0 | 0 | 0 | 0 | 0 | 0 | 0 | 0 | 0 | 0 | 0 | 0 | 0
F6_Commercial_Restaurant_New_Food Preparation_Natural Gas_Broiler_E4 | F6 | Commercial | Restaurant | New | Food Preparation | Natural Gas | Broiler | E4 | Utility - Value of Sales | 0 | 0 | 0 | 0 | 0 | 0 | 0 | 0 | 0 | 0 | 0 | 0 | 0 | 0 | 0 | 0 | 0 | 0 | 0 | 0 | 0 | 0 | 0 | 0 | 0 | 0 | 0 | 0 | 0 | 0 | 0 | 0 | 0 | 0 | 0 | 0 | 0 | 0 | 0 | 0 | 0 | 0
F6_Commercial_Restaurant_New_Food Preparation_Natural Gas_Broiler_E5 | F6 | Commercial | Restaurant | New | Food Preparation | Natural Gas | Broiler | E5 | Utility - Value of Sales | 0 | 0 | 0 | 0 | 0 | 0 | 0 | 0 | 0 | 0 | 0 | 0 | 0 | 0 | 0 | 0 | 0 | 0 | 0 | 0 | 0 | 0 | 0 | 0 | 0 | 0 | 0 | 0 | 0 | 0 | 0 | 0 | 0 | 0 | 0 | 0 | 0 | 0 | 0 | 0 | 0 | 0
F6_Commercial_Restaurant_New_Food Preparation_Natural Gas_Broiler_E6 | F6 | Commercial | Restaurant | New | Food Preparation | Natural Gas | Broiler | E6 | Utility - Value of Sales | 0 | 0 | 0 | 0 | 0 | 0 | 0 | 0 | 0 | 0 | 0 | 0 | 0 | 0 | 0 | 0 | 0 | 0 | 0 | 0 | 0 | 0 | 0 | 0 | 0 | 0 | 0 | 0 | 0 | 0 | 0 | 0 | 0 | 0 | 0 | 0 | 0 | 0 | 0 | 0 | 0 | 0
F6_Commercial_Restaurant_New_Food Preparation_Natural Gas_Broiler_E7 | F6 | Commercial | Restaurant | New | Food Preparation | Natural Gas | Broiler | E7 | Utility - Value of Sales | 0 | 0 | 0 | 0 | 0 | 0 | 0 | 0 | 0 | 0 | 0 | 0 | 0 | 0 | 0 | 0 | 0 | 0 | 0 | 0 | 0 | 0 | 0 | 0 | 0 | 0 | 0 | 0 | 0 | 0 | 0 | 0 | 0 | 0 | 0 | 0 | 0 | 0 | 0 | 0 | 0 | 0
F6_Commercial_Restaurant_New_Food Preparation_Natural Gas_Broiler_E8 | F6 | Commercial | Restaurant | New | Food Preparation | Natural Gas | Broiler | E8 | Utility - Value of Sales | 0 | 0 | 0 | 0 | 0 | 0 | 0 | 0 | 0 | 0 | 0 | 0 | 0 | 0 | 0 | 0 | 0 | 0 | 0 | 0 | 0 | 0 | 0 | 0 | 0 | 0 | 0 | 0 | 0 | 0 | 0 | 0 | 0 | 0 | 0 | 0 | 0 | 0 | 0 | 0 | 0 | 0
F6_Commercial_Restaurant_New_Food Preparation_Natural Gas_Broiler_E9 | F6 | Commercial | Restaurant | New | Food Preparation | Natural Gas | Broiler | E9 | Utility - Value of Sales | 0 | 0 | 0 | 0 | 0 | 0 | 0 | 0 | 0 | 0 | 0 | 0 | 0 | 0 | 0 | 0 | 0 | 0 | 0 | 0 | 0 | 0 | 0 | 0 | 0 | 0 | 0 | 0 | 0 | 0 | 0 | 0 | 0 | 0 | 0 | 0 | 0 | 0 | 0 | 0 | 0 | 0
F6_Commercial_Restaurant_New_Food Preparation_Natural Gas_Broiler_E10 | F6 | Commercial | Restaurant | New | Food Preparation | Natural Gas | Broiler | E10 | Utility - Value of Sales | 0 | 0 | 0 | 0 | 0 | 0 | 0 | 0 | 0 | 0 | 0 | 0 | 0 | 0 | 0 | 0 | 0 | 0 | 0 | 0 | 0 | 0 | 0 | 0 | 0 | 0 | 0 | 0 | 0 | 0 | 0 | 0 | 0 | 0 | 0 | 0 | 0 | 0 | 0 | 0 | 0 | 0
F1_Commercial_Restaurant_New_Food Preparation_Natural Gas_Griddle_E1 | F1 | Commercial | Restaurant | New | Food Preparation | Natural Gas | Griddle | E1 | RVT - Cost of Equipment | 1.0845 | 1.0928 | 1.102 | 1.1122 | 1.1238 | 1.1372 | 1.148 | 1.1585 | 1.169 | 1.1801 | 1.1906 | 1.2002 | 1.2101 | 1.2205 | 1.2319 | 1.2431 | 1.255 | 1.2676 | 1.2806 | 1.294 | 1.3074 | 1.32 | 1.3313 | 1.3414 | 1.3501 | 1.3575 | 1.3627 | 1.3665 | 1.3699 | 1.3727 | 1.3756 | 1.3768 | 1.3768 | 0 | 0 | 0 | 0 | 0 | 0 | 0 | 0 | 0
F1_Commercial_Restaurant_New_Food Preparation_Natural Gas_Griddle_E2 | F1 | Commercial | Restaurant | New | Food Preparation | Natural Gas | Griddle | E2 | RVT - Cost of Equipment | 0.99397 | 1.0015 | 1.01 | 1.0193 | 1.0299 | 1.0422 | 1.0522 | 1.0617 | 1.0714 | 1.0816 | 1.0912 | 1.1 | 1.1091 | 1.1186 | 1.1291 | 1.1394 | 1.1503 | 1.1617 | 1.1737 | 1.186 | 1.1983 | 1.2098 | 1.2202 | 1.2294 | 1.2374 | 1.2442 | 1.2489 | 1.2525 | 1.2555 | 1.2581 | 1.2607 | 1.2619 | 1.2619 | 0 | 0 | 0 | 0 | 0 | 0 | 0 | 0 | 0
F1_Commercial_Restaurant_New_Food Preparation_Natural Gas_Griddle_E3 | F1 | Commercial | Restaurant | New | Food Preparation | Natural Gas | Griddle | E3 | RVT - Cost of Equipment | 0 | 0 | 0 | 0 | 0 | 0 | 0 | 0 | 0 | 0 | 0 | 0 | 0 | 0 | 0 | 0 | 0 | 0 | 0 | 0 | 0 | 0 | 0 | 0 | 0 | 0 | 0 | 0 | 0 | 0 | 0 | 0 | 0 | 0 | 0 | 0 | 0 | 0 | 0 | 0 | 0 | 0
F1_Commercial_Restaurant_New_Food Preparation_Natural Gas_Griddle_E4 | F1 | Commercial | Restaurant | New | Food Preparation | Natural Gas | Griddle | E4 | RVT - Cost of Equipment | 0 | 0 | 0 | 0 | 0 | 0 | 0 | 0 | 0 | 0 | 0 | 0 | 0 | 0 | 0 | 0 | 0 | 0 | 0 | 0 | 0 | 0 | 0 | 0 | 0 | 0 | 0 | 0 | 0 | 0 | 0 | 0 | 0 | 0 | 0 | 0 | 0 | 0 | 0 | 0 | 0 | 0
F1_Commercial_Restaurant_New_Food Preparation_Natural Gas_Griddle_E5 | F1 | Commercial | Restaurant | New | Food Preparation | Natural Gas | Griddle | E5 | RVT - Cost of Equipment | 0 | 0 | 0 | 0 | 0 | 0 | 0 | 0 | 0 | 0 | 0 | 0 | 0 | 0 | 0 | 0 | 0 | 0 | 0 | 0 | 0 | 0 | 0 | 0 | 0 | 0 | 0 | 0 | 0 | 0 | 0 | 0 | 0 | 0 | 0 | 0 | 0 | 0 | 0 | 0 | 0 | 0
F1_Commercial_Restaurant_New_Food Preparation_Natural Gas_Griddle_E6 | F1 | Commercial | Restaurant | New | Food Preparation | Natural Gas | Griddle | E6 | RVT - Cost of Equipment | 0 | 0 | 0 | 0 | 0 | 0 | 0 | 0 | 0 | 0 | 0 | 0 | 0 | 0 | 0 | 0 | 0 | 0 | 0 | 0 | 0 | 0 | 0 | 0 | 0 | 0 | 0 | 0 | 0 | 0 | 0 | 0 | 0 | 0 | 0 | 0 | 0 | 0 | 0 | 0 | 0 | 0
F1_Commercial_Restaurant_New_Food Preparation_Natural Gas_Griddle_E7 | F1 | Commercial | Restaurant | New | Food Preparation | Natural Gas | Griddle | E7 | RVT - Cost of Equipment | 0 | 0 | 0 | 0 | 0 | 0 | 0 | 0 | 0 | 0 | 0 | 0 | 0 | 0 | 0 | 0 | 0 | 0 | 0 | 0 | 0 | 0 | 0 | 0 | 0 | 0 | 0 | 0 | 0 | 0 | 0 | 0 | 0 | 0 | 0 | 0 | 0 | 0 | 0 | 0 | 0 | 0
F1_Commercial_Restaurant_New_Food Preparation_Natural Gas_Griddle_E8 | F1 | Commercial | Restaurant | New | Food Preparation | Natural Gas | Griddle | E8 | RVT - Cost of Equipment | 0 | 0 | 0 | 0 | 0 | 0 | 0 | 0 | 0 | 0 | 0 | 0 | 0 | 0 | 0 | 0 | 0 | 0 | 0 | 0 | 0 | 0 | 0 | 0 | 0 | 0 | 0 | 0 | 0 | 0 | 0 | 0 | 0 | 0 | 0 | 0 | 0 | 0 | 0 | 0 | 0 | 0
F1_Commercial_Restaurant_New_Food Preparation_Natural Gas_Griddle_E9 | F1 | Commercial | Restaurant | New | Food Preparation | Natural Gas | Griddle | E9 | RVT - Cost of Equipment | 0 | 0 | 0 | 0 | 0 | 0 | 0 | 0 | 0 | 0 | 0 | 0 | 0 | 0 | 0 | 0 | 0 | 0 | 0 | 0 | 0 | 0 | 0 | 0 | 0 | 0 | 0 | 0 | 0 | 0 | 0 | 0 | 0 | 0 | 0 | 0 | 0 | 0 | 0 | 0 | 0 | 0
F1_Commercial_Restaurant_New_Food Preparation_Natural Gas_Griddle_E10 | F1 | Commercial | Restaurant | New | Food Preparation | Natural Gas | Griddle | E10 | RVT - Cost of Equipment | 0 | 0 | 0 | 0 | 0 | 0 | 0 | 0 | 0 | 0 | 0 | 0 | 0 | 0 | 0 | 0 | 0 | 0 | 0 | 0 | 0 | 0 | 0 | 0 | 0 | 0 | 0 | 0 | 0 | 0 | 0 | 0 | 0 | 0 | 0 | 0 | 0 | 0 | 0 | 0 | 0 | 0
F2_Commercial_Restaurant_New_Food Preparation_Natural Gas_Griddle_E1 | F2 | Commercial | Restaurant | New | Food Preparation | Natural Gas | Griddle | E1 | RVT - Cost of Operation | 1.2993 | 1.3092 | 1.3203 | 1.3325 | 1.3463 | 1.3624 | 1.3754 | 1.3879 | 1.4006 | 1.4138 | 1.4264 | 1.438 | 1.4498 | 1.4622 | 1.476 | 1.4894 | 1.5036 | 1.5186 | 1.5343 | 1.5503 | 1.5664 | 1.5814 | 1.595 | 1.6071 | 1.6175 | 1.6264 | 1.6326 | 1.6372 | 1.6412 | 1.6446 | 1.648 | 1.6495 | 1.6495 | 0 | 0 | 0 | 0 | 0 | 0 | 0 | 0 | 0
F2_Commercial_Restaurant_New_Food Preparation_Natural Gas_Griddle_E2 | F2 | Commercial | Restaurant | New | Food Preparation | Natural Gas | Griddle | E2 | RVT - Cost of Operation | 1.1908 | 1.1999 | 1.2101 | 1.2212 | 1.2339 | 1.2486 | 1.2606 | 1.272 | 1.2837 | 1.2958 | 1.3073 | 1.3179 | 1.3288 | 1.3402 | 1.3527 | 1.365 | 1.3781 | 1.3918 | 1.4062 | 1.4209 | 1.4356 | 1.4494 | 1.4619 | 1.4729 | 1.4824 | 1.4906 | 1.4963 | 1.5005 | 1.5042 | 1.5073 | 1.5104 | 1.5118 | 1.5118 | 0 | 0 | 0 | 0 | 0 | 0 | 0 | 0 | 0
F2_Commercial_Restaurant_New_Food Preparation_Natural Gas_Griddle_E3 | F2 | Commercial | Restaurant | New | Food Preparation | Natural Gas | Griddle | E3 | RVT - Cost of Operation | 0 | 0 | 0 | 0 | 0 | 0 | 0 | 0 | 0 | 0 | 0 | 0 | 0 | 0 | 0 | 0 | 0 | 0 | 0 | 0 | 0 | 0 | 0 | 0 | 0 | 0 | 0 | 0 | 0 | 0 | 0 | 0 | 0 | 0 | 0 | 0 | 0 | 0 | 0 | 0 | 0 | 0
F2_Commercial_Restaurant_New_Food Preparation_Natural Gas_Griddle_E4 | F2 | Commercial | Restaurant | New | Food Preparation | Natural Gas | Griddle | E4 | RVT - Cost of Operation | 0 | 0 | 0 | 0 | 0 | 0 | 0 | 0 | 0 | 0 | 0 | 0 | 0 | 0 | 0 | 0 | 0 | 0 | 0 | 0 | 0 | 0 | 0 | 0 | 0 | 0 | 0 | 0 | 0 | 0 | 0 | 0 | 0 | 0 | 0 | 0 | 0 | 0 | 0 | 0 | 0 | 0
F2_Commercial_Restaurant_New_Food Preparation_Natural Gas_Griddle_E5 | F2 | Commercial | Restaurant | New | Food Preparation | Natural Gas | Griddle | E5 | RVT - Cost of Operation | 0 | 0 | 0 | 0 | 0 | 0 | 0 | 0 | 0 | 0 | 0 | 0 | 0 | 0 | 0 | 0 | 0 | 0 | 0 | 0 | 0 | 0 | 0 | 0 | 0 | 0 | 0 | 0 | 0 | 0 | 0 | 0 | 0 | 0 | 0 | 0 | 0 | 0 | 0 | 0 | 0 | 0
F2_Commercial_Restaurant_New_Food Preparation_Natural Gas_Griddle_E6 | F2 | Commercial | Restaurant | New | Food Preparation | Natural Gas | Griddle | E6 | RVT - Cost of Operation | 0 | 0 | 0 | 0 | 0 | 0 | 0 | 0 | 0 | 0 | 0 | 0 | 0 | 0 | 0 | 0 | 0 | 0 | 0 | 0 | 0 | 0 | 0 | 0 | 0 | 0 | 0 | 0 | 0 | 0 | 0 | 0 | 0 | 0 | 0 | 0 | 0 | 0 | 0 | 0 | 0 | 0
F2_Commercial_Restaurant_New_Food Preparation_Natural Gas_Griddle_E7 | F2 | Commercial | Restaurant | New | Food Preparation | Natural Gas | Griddle | E7 | RVT - Cost of Operation | 0 | 0 | 0 | 0 | 0 | 0 | 0 | 0 | 0 | 0 | 0 | 0 | 0 | 0 | 0 | 0 | 0 | 0 | 0 | 0 | 0 | 0 | 0 | 0 | 0 | 0 | 0 | 0 | 0 | 0 | 0 | 0 | 0 | 0 | 0 | 0 | 0 | 0 | 0 | 0 | 0 | 0
F2_Commercial_Restaurant_New_Food Preparation_Natural Gas_Griddle_E8 | F2 | Commercial | Restaurant | New | Food Preparation | Natural Gas | Griddle | E8 | RVT - Cost of Operation | 0 | 0 | 0 | 0 | 0 | 0 | 0 | 0 | 0 | 0 | 0 | 0 | 0 | 0 | 0 | 0 | 0 | 0 | 0 | 0 | 0 | 0 | 0 | 0 | 0 | 0 | 0 | 0 | 0 | 0 | 0 | 0 | 0 | 0 | 0 | 0 | 0 | 0 | 0 | 0 | 0 | 0
F2_Commercial_Restaurant_New_Food Preparation_Natural Gas_Griddle_E9 | F2 | Commercial | Restaurant | New | Food Preparation | Natural Gas | Griddle | E9 | RVT - Cost of Operation | 0 | 0 | 0 | 0 | 0 | 0 | 0 | 0 | 0 | 0 | 0 | 0 | 0 | 0 | 0 | 0 | 0 | 0 | 0 | 0 | 0 | 0 | 0 | 0 | 0 | 0 | 0 | 0 | 0 | 0 | 0 | 0 | 0 | 0 | 0 | 0 | 0 | 0 | 0 | 0 | 0 | 0
F2_Commercial_Restaurant_New_Food Preparation_Natural Gas_Griddle_E10 | F2 | Commercial | Restaurant | New | Food Preparation | Natural Gas | Griddle | E10 | RVT - Cost of Operation | 0 | 0 | 0 | 0 | 0 | 0 | 0 | 0 | 0 | 0 | 0 | 0 | 0 | 0 | 0 | 0 | 0 | 0 | 0 | 0 | 0 | 0 | 0 | 0 | 0 | 0 | 0 | 0 | 0 | 0 | 0 | 0 | 0 | 0 | 0 | 0 | 0 | 0 | 0 | 0 | 0 | 0
F3_Commercial_Restaurant_New_Food Preparation_Natural Gas_Griddle_E1 | F3 | Commercial | Restaurant | New | Food Preparation | Natural Gas | Griddle | E1 | System - kBTUs of Consumption | 0.39058 | 0.39058 | 0.39058 | 0.39058 | 0.39058 | 0.39058 | 0.39058 | 0.39058 | 0.39058 | 0.39058 | 0.39058 | 0.39058 | 0.39058 | 0.39058 | 0.39058 | 0.39058 | 0.39058 | 0.39058 | 0.39058 | 0.39058 | 0.39058 | 0.39058 | 0.39058 | 0.39058 | 0.39058 | 0.39058 | 0.39058 | 0.39058 | 0.39058 | 0.39058 | 0.39058 | 0.39058 | 0.39058 | 0 | 0 | 0 | 0 | 0 | 0 | 0 | 0 | 0
F3_Commercial_Restaurant_New_Food Preparation_Natural Gas_Griddle_E2 | F3 | Commercial | Restaurant | New | Food Preparation | Natural Gas | Griddle | E2 | System - kBTUs of Consumption | 0.48538 | 0.48538 | 0.48538 | 0.48538 | 0.48538 | 0.48538 | 0.48538 | 0.48538 | 0.48538 | 0.48538 | 0.48538 | 0.48538 | 0.48538 | 0.48538 | 0.48538 | 0.48538 | 0.48538 | 0.48538 | 0.48538 | 0.48538 | 0.48538 | 0.48538 | 0.48538 | 0.48538 | 0.48538 | 0.48538 | 0.48538 | 0.48538 | 0.48538 | 0.48538 | 0.48538 | 0.48538 | 0.48538 | 0 | 0 | 0 | 0 | 0 | 0 | 0 | 0 | 0
F3_Commercial_Restaurant_New_Food Preparation_Natural Gas_Griddle_E3 | F3 | Commercial | Restaurant | New | Food Preparation | Natural Gas | Griddle | E3 | System - kBTUs of Consumption | 0 | 0 | 0 | 0 | 0 | 0 | 0 | 0 | 0 | 0 | 0 | 0 | 0 | 0 | 0 | 0 | 0 | 0 | 0 | 0 | 0 | 0 | 0 | 0 | 0 | 0 | 0 | 0 | 0 | 0 | 0 | 0 | 0 | 0 | 0 | 0 | 0 | 0 | 0 | 0 | 0 | 0
F3_Commercial_Restaurant_New_Food Preparation_Natural Gas_Griddle_E4 | F3 | Commercial | Restaurant | New | Food Preparation | Natural Gas | Griddle | E4 | System - kBTUs of Consumption | 0 | 0 | 0 | 0 | 0 | 0 | 0 | 0 | 0 | 0 | 0 | 0 | 0 | 0 | 0 | 0 | 0 | 0 | 0 | 0 | 0 | 0 | 0 | 0 | 0 | 0 | 0 | 0 | 0 | 0 | 0 | 0 | 0 | 0 | 0 | 0 | 0 | 0 | 0 | 0 | 0 | 0
F3_Commercial_Restaurant_New_Food Preparation_Natural Gas_Griddle_E5 | F3 | Commercial | Restaurant | New | Food Preparation | Natural Gas | Griddle | E5 | System - kBTUs of Consumption | 0 | 0 | 0 | 0 | 0 | 0 | 0 | 0 | 0 | 0 | 0 | 0 | 0 | 0 | 0 | 0 | 0 | 0 | 0 | 0 | 0 | 0 | 0 | 0 | 0 | 0 | 0 | 0 | 0 | 0 | 0 | 0 | 0 | 0 | 0 | 0 | 0 | 0 | 0 | 0 | 0 | 0
F3_Commercial_Restaurant_New_Food Preparation_Natural Gas_Griddle_E6 | F3 | Commercial | Restaurant | New | Food Preparation | Natural Gas | Griddle | E6 | System - kBTUs of Consumption | 0 | 0 | 0 | 0 | 0 | 0 | 0 | 0 | 0 | 0 | 0 | 0 | 0 | 0 | 0 | 0 | 0 | 0 | 0 | 0 | 0 | 0 | 0 | 0 | 0 | 0 | 0 | 0 | 0 | 0 | 0 | 0 | 0 | 0 | 0 | 0 | 0 | 0 | 0 | 0 | 0 | 0
F3_Commercial_Restaurant_New_Food Preparation_Natural Gas_Griddle_E7 | F3 | Commercial | Restaurant | New | Food Preparation | Natural Gas | Griddle | E7 | System - kBTUs of Consumption | 0 | 0 | 0 | 0 | 0 | 0 | 0 | 0 | 0 | 0 | 0 | 0 | 0 | 0 | 0 | 0 | 0 | 0 | 0 | 0 | 0 | 0 | 0 | 0 | 0 | 0 | 0 | 0 | 0 | 0 | 0 | 0 | 0 | 0 | 0 | 0 | 0 | 0 | 0 | 0 | 0 | 0
F3_Commercial_Restaurant_New_Food Preparation_Natural Gas_Griddle_E8 | F3 | Commercial | Restaurant | New | Food Preparation | Natural Gas | Griddle | E8 | System - kBTUs of Consumption | 0 | 0 | 0 | 0 | 0 | 0 | 0 | 0 | 0 | 0 | 0 | 0 | 0 | 0 | 0 | 0 | 0 | 0 | 0 | 0 | 0 | 0 | 0 | 0 | 0 | 0 | 0 | 0 | 0 | 0 | 0 | 0 | 0 | 0 | 0 | 0 | 0 | 0 | 0 | 0 | 0 | 0
F3_Commercial_Restaurant_New_Food Preparation_Natural Gas_Griddle_E9 | F3 | Commercial | Restaurant | New | Food Preparation | Natural Gas | Griddle | E9 | System - kBTUs of Consumption | 0 | 0 | 0 | 0 | 0 | 0 | 0 | 0 | 0 | 0 | 0 | 0 | 0 | 0 | 0 | 0 | 0 | 0 | 0 | 0 | 0 | 0 | 0 | 0 | 0 | 0 | 0 | 0 | 0 | 0 | 0 | 0 | 0 | 0 | 0 | 0 | 0 | 0 | 0 | 0 | 0 | 0
F3_Commercial_Restaurant_New_Food Preparation_Natural Gas_Griddle_E10 | F3 | Commercial | Restaurant | New | Food Preparation | Natural Gas | Griddle | E10 | System - kBTUs of Consumption | 0 | 0 | 0 | 0 | 0 | 0 | 0 | 0 | 0 | 0 | 0 | 0 | 0 | 0 | 0 | 0 | 0 | 0 | 0 | 0 | 0 | 0 | 0 | 0 | 0 | 0 | 0 | 0 | 0 | 0 | 0 | 0 | 0 | 0 | 0 | 0 | 0 | 0 | 0 | 0 | 0 | 0
F4_Commercial_Restaurant_New_Food Preparation_Natural Gas_Griddle_E1 | F4 | Commercial | Restaurant | New | Food Preparation | Natural Gas | Griddle | E1 | Utility - Cost of Equipment | 1.2993 | 1.3092 | 1.3203 | 1.3325 | 1.3463 | 1.3624 | 1.3754 | 1.3879 | 1.4006 | 1.4138 | 1.4264 | 1.438 | 1.4498 | 1.4622 | 1.476 | 1.4894 | 1.5036 | 1.5186 | 1.5343 | 1.5503 | 1.5664 | 1.5814 | 1.595 | 1.6071 | 1.6175 | 1.6264 | 1.6326 | 1.6372 | 1.6412 | 1.6446 | 1.648 | 1.6495 | 1.6495 | 0 | 0 | 0 | 0 | 0 | 0 | 0 | 0 | 0
F4_Commercial_Restaurant_New_Food Preparation_Natural Gas_Griddle_E2 | F4 | Commercial | Restaurant | New | Food Preparation | Natural Gas | Griddle | E2 | Utility - Cost of Equipment | 1.1908 | 1.1999 | 1.2101 | 1.2212 | 1.2339 | 1.2486 | 1.2606 | 1.272 | 1.2837 | 1.2958 | 1.3073 | 1.3179 | 1.3288 | 1.3402 | 1.3527 | 1.365 | 1.3781 | 1.3918 | 1.4062 | 1.4209 | 1.4356 | 1.4494 | 1.4619 | 1.4729 | 1.4824 | 1.4906 | 1.4963 | 1.5005 | 1.5042 | 1.5073 | 1.5104 | 1.5118 | 1.5118 | 0 | 0 | 0 | 0 | 0 | 0 | 0 | 0 | 0
F4_Commercial_Restaurant_New_Food Preparation_Natural Gas_Griddle_E3 | F4 | Commercial | Restaurant | New | Food Preparation | Natural Gas | Griddle | E3 | Utility - Cost of Equipment | 0 | 0 | 0 | 0 | 0 | 0 | 0 | 0 | 0 | 0 | 0 | 0 | 0 | 0 | 0 | 0 | 0 | 0 | 0 | 0 | 0 | 0 | 0 | 0 | 0 | 0 | 0 | 0 | 0 | 0 | 0 | 0 | 0 | 0 | 0 | 0 | 0 | 0 | 0 | 0 | 0 | 0
F4_Commercial_Restaurant_New_Food Preparation_Natural Gas_Griddle_E4 | F4 | Commercial | Restaurant | New | Food Preparation | Natural Gas | Griddle | E4 | Utility - Cost of Equipment | 0 | 0 | 0 | 0 | 0 | 0 | 0 | 0 | 0 | 0 | 0 | 0 | 0 | 0 | 0 | 0 | 0 | 0 | 0 | 0 | 0 | 0 | 0 | 0 | 0 | 0 | 0 | 0 | 0 | 0 | 0 | 0 | 0 | 0 | 0 | 0 | 0 | 0 | 0 | 0 | 0 | 0
F4_Commercial_Restaurant_New_Food Preparation_Natural Gas_Griddle_E5 | F4 | Commercial | Restaurant | New | Food Preparation | Natural Gas | Griddle | E5 | Utility - Cost of Equipment | 0 | 0 | 0 | 0 | 0 | 0 | 0 | 0 | 0 | 0 | 0 | 0 | 0 | 0 | 0 | 0 | 0 | 0 | 0 | 0 | 0 | 0 | 0 | 0 | 0 | 0 | 0 | 0 | 0 | 0 | 0 | 0 | 0 | 0 | 0 | 0 | 0 | 0 | 0 | 0 | 0 | 0
F4_Commercial_Restaurant_New_Food Preparation_Natural Gas_Griddle_E6 | F4 | Commercial | Restaurant | New | Food Preparation | Natural Gas | Griddle | E6 | Utility - Cost of Equipment | 0 | 0 | 0 | 0 | 0 | 0 | 0 | 0 | 0 | 0 | 0 | 0 | 0 | 0 | 0 | 0 | 0 | 0 | 0 | 0 | 0 | 0 | 0 | 0 | 0 | 0 | 0 | 0 | 0 | 0 | 0 | 0 | 0 | 0 | 0 | 0 | 0 | 0 | 0 | 0 | 0 | 0
F4_Commercial_Restaurant_New_Food Preparation_Natural Gas_Griddle_E7 | F4 | Commercial | Restaurant | New | Food Preparation | Natural Gas | Griddle | E7 | Utility - Cost of Equipment | 0 | 0 | 0 | 0 | 0 | 0 | 0 | 0 | 0 | 0 | 0 | 0 | 0 | 0 | 0 | 0 | 0 | 0 | 0 | 0 | 0 | 0 | 0 | 0 | 0 | 0 | 0 | 0 | 0 | 0 | 0 | 0 | 0 | 0 | 0 | 0 | 0 | 0 | 0 | 0 | 0 | 0
F4_Commercial_Restaurant_New_Food Preparation_Natural Gas_Griddle_E8 | F4 | Commercial | Restaurant | New | Food Preparation | Natural Gas | Griddle | E8 | Utility - Cost of Equipment | 0 | 0 | 0 | 0 | 0 | 0 | 0 | 0 | 0 | 0 | 0 | 0 | 0 | 0 | 0 | 0 | 0 | 0 | 0 | 0 | 0 | 0 | 0 | 0 | 0 | 0 | 0 | 0 | 0 | 0 | 0 | 0 | 0 | 0 | 0 | 0 | 0 | 0 | 0 | 0 | 0 | 0
F4_Commercial_Restaurant_New_Food Preparation_Natural Gas_Griddle_E9 | F4 | Commercial | Restaurant | New | Food Preparation | Natural Gas | Griddle | E9 | Utility - Cost of Equipment | 0 | 0 | 0 | 0 | 0 | 0 | 0 | 0 | 0 | 0 | 0 | 0 | 0 | 0 | 0 | 0 | 0 | 0 | 0 | 0 | 0 | 0 | 0 | 0 | 0 | 0 | 0 | 0 | 0 | 0 | 0 | 0 | 0 | 0 | 0 | 0 | 0 | 0 | 0 | 0 | 0 | 0
F4_Commercial_Restaurant_New_Food Preparation_Natural Gas_Griddle_E10 | F4 | Commercial | Restaurant | New | Food Preparation | Natural Gas | Griddle | E10 | Utility - Cost of Equipment | 0 | 0 | 0 | 0 | 0 | 0 | 0 | 0 | 0 | 0 | 0 | 0 | 0 | 0 | 0 | 0 | 0 | 0 | 0 | 0 | 0 | 0 | 0 | 0 | 0 | 0 | 0 | 0 | 0 | 0 | 0 | 0 | 0 | 0 | 0 | 0 | 0 | 0 | 0 | 0 | 0 | 0
F5_Commercial_Restaurant_New_Food Preparation_Natural Gas_Griddle_E1 | F5 | Commercial | Restaurant | New | Food Preparation | Natural Gas | Griddle | E1 | Utility - Cost of Operation | 0.39058 | 0.39058 | 0.39058 | 0.39058 | 0.39058 | 0.39058 | 0.39058 | 0.39058 | 0.39058 | 0.39058 | 0.39058 | 0.39058 | 0.39058 | 0.39058 | 0.39058 | 0.39058 | 0.39058 | 0.39058 | 0.39058 | 0.39058 | 0.39058 | 0.39058 | 0.39058 | 0.39058 | 0.39058 | 0.39058 | 0.39058 | 0.39058 | 0.39058 | 0.39058 | 0.39058 | 0.39058 | 0.39058 | 0 | 0 | 0 | 0 | 0 | 0 | 0 | 0 | 0
F5_Commercial_Restaurant_New_Food Preparation_Natural Gas_Griddle_E2 | F5 | Commercial | Restaurant | New | Food Preparation | Natural Gas | Griddle | E2 | Utility - Cost of Operation | 0.48538 | 0.48538 | 0.48538 | 0.48538 | 0.48538 | 0.48538 | 0.48538 | 0.48538 | 0.48538 | 0.48538 | 0.48538 | 0.48538 | 0.48538 | 0.48538 | 0.48538 | 0.48538 | 0.48538 | 0.48538 | 0.48538 | 0.48538 | 0.48538 | 0.48538 | 0.48538 | 0.48538 | 0.48538 | 0.48538 | 0.48538 | 0.48538 | 0.48538 | 0.48538 | 0.48538 | 0.48538 | 0.48538 | 0 | 0 | 0 | 0 | 0 | 0 | 0 | 0 | 0
F5_Commercial_Restaurant_New_Food Preparation_Natural Gas_Griddle_E3 | F5 | Commercial | Restaurant | New | Food Preparation | Natural Gas | Griddle | E3 | Utility - Cost of Operation | 0 | 0 | 0 | 0 | 0 | 0 | 0 | 0 | 0 | 0 | 0 | 0 | 0 | 0 | 0 | 0 | 0 | 0 | 0 | 0 | 0 | 0 | 0 | 0 | 0 | 0 | 0 | 0 | 0 | 0 | 0 | 0 | 0 | 0 | 0 | 0 | 0 | 0 | 0 | 0 | 0 | 0
F5_Commercial_Restaurant_New_Food Preparation_Natural Gas_Griddle_E4 | F5 | Commercial | Restaurant | New | Food Preparation | Natural Gas | Griddle | E4 | Utility - Cost of Operation | 0 | 0 | 0 | 0 | 0 | 0 | 0 | 0 | 0 | 0 | 0 | 0 | 0 | 0 | 0 | 0 | 0 | 0 | 0 | 0 | 0 | 0 | 0 | 0 | 0 | 0 | 0 | 0 | 0 | 0 | 0 | 0 | 0 | 0 | 0 | 0 | 0 | 0 | 0 | 0 | 0 | 0
F5_Commercial_Restaurant_New_Food Preparation_Natural Gas_Griddle_E5 | F5 | Commercial | Restaurant | New | Food Preparation | Natural Gas | Griddle | E5 | Utility - Cost of Operation | 0 | 0 | 0 | 0 | 0 | 0 | 0 | 0 | 0 | 0 | 0 | 0 | 0 | 0 | 0 | 0 | 0 | 0 | 0 | 0 | 0 | 0 | 0 | 0 | 0 | 0 | 0 | 0 | 0 | 0 | 0 | 0 | 0 | 0 | 0 | 0 | 0 | 0 | 0 | 0 | 0 | 0
F5_Commercial_Restaurant_New_Food Preparation_Natural Gas_Griddle_E6 | F5 | Commercial | Restaurant | New | Food Preparation | Natural Gas | Griddle | E6 | Utility - Cost of Operation | 0 | 0 | 0 | 0 | 0 | 0 | 0 | 0 | 0 | 0 | 0 | 0 | 0 | 0 | 0 | 0 | 0 | 0 | 0 | 0 | 0 | 0 | 0 | 0 | 0 | 0 | 0 | 0 | 0 | 0 | 0 | 0 | 0 | 0 | 0 | 0 | 0 | 0 | 0 | 0 | 0 | 0
F5_Commercial_Restaurant_New_Food Preparation_Natural Gas_Griddle_E7 | F5 | Commercial | Restaurant | New | Food Preparation | Natural Gas | Griddle | E7 | Utility - Cost of Operation | 0 | 0 | 0 | 0 | 0 | 0 | 0 | 0 | 0 | 0 | 0 | 0 | 0 | 0 | 0 | 0 | 0 | 0 | 0 | 0 | 0 | 0 | 0 | 0 | 0 | 0 | 0 | 0 | 0 | 0 | 0 | 0 | 0 | 0 | 0 | 0 | 0 | 0 | 0 | 0 | 0 | 0
F5_Commercial_Restaurant_New_Food Preparation_Natural Gas_Griddle_E8 | F5 | Commercial | Restaurant | New | Food Preparation | Natural Gas | Griddle | E8 | Utility - Cost of Operation | 0 | 0 | 0 | 0 | 0 | 0 | 0 | 0 | 0 | 0 | 0 | 0 | 0 | 0 | 0 | 0 | 0 | 0 | 0 | 0 | 0 | 0 | 0 | 0 | 0 | 0 | 0 | 0 | 0 | 0 | 0 | 0 | 0 | 0 | 0 | 0 | 0 | 0 | 0 | 0 | 0 | 0
F5_Commercial_Restaurant_New_Food Preparation_Natural Gas_Griddle_E9 | F5 | Commercial | Restaurant | New | Food Preparation | Natural Gas | Griddle | E9 | Utility - Cost of Operation | 0 | 0 | 0 | 0 | 0 | 0 | 0 | 0 | 0 | 0 | 0 | 0 | 0 | 0 | 0 | 0 | 0 | 0 | 0 | 0 | 0 | 0 | 0 | 0 | 0 | 0 | 0 | 0 | 0 | 0 | 0 | 0 | 0 | 0 | 0 | 0 | 0 | 0 | 0 | 0 | 0 | 0
F5_Commercial_Restaurant_New_Food Preparation_Natural Gas_Griddle_E10 | F5 | Commercial | Restaurant | New | Food Preparation | Natural Gas | Griddle | E10 | Utility - Cost of Operation | 0 | 0 | 0 | 0 | 0 | 0 | 0 | 0 | 0 | 0 | 0 | 0 | 0 | 0 | 0 | 0 | 0 | 0 | 0 | 0 | 0 | 0 | 0 | 0 | 0 | 0 | 0 | 0 | 0 | 0 | 0 | 0 | 0 | 0 | 0 | 0 | 0 | 0 | 0 | 0 | 0 | 0
F6_Commercial_Restaurant_New_Food Preparation_Natural Gas_Griddle_E1 | F6 | Commercial | Restaurant | New | Food Preparation | Natural Gas | Griddle | E1 | Utility - Value of Sales | 0.76952 | 0.76952 | 0.76952 | 0.76952 | 0.76952 | 0.76952 | 0.76952 | 0.76952 | 0.76952 | 0.76952 | 0.76952 | 0.76952 | 0.76952 | 0.76952 | 0.76952 | 0.76952 | 0.76952 | 0.76952 | 0.76952 | 0.76952 | 0.76952 | 0.76952 | 0.76952 | 0.76952 | 0.76952 | 0.76952 | 0.76952 | 0.76952 | 0.76952 | 0.76952 | 0.76952 | 0.76952 | 0.76952 | 0 | 0 | 0 | 0 | 0 | 0 | 0 | 0 | 0
F6_Commercial_Restaurant_New_Food Preparation_Natural Gas_Griddle_E2 | F6 | Commercial | Restaurant | New | Food Preparation | Natural Gas | Griddle | E2 | Utility - Value of Sales | 0.70528 | 0.70528 | 0.70528 | 0.70528 | 0.70528 | 0.70528 | 0.70528 | 0.70528 | 0.70528 | 0.70528 | 0.70528 | 0.70528 | 0.70528 | 0.70528 | 0.70528 | 0.70528 | 0.70528 | 0.70528 | 0.70528 | 0.70528 | 0.70528 | 0.70528 | 0.70528 | 0.70528 | 0.70528 | 0.70528 | 0.70528 | 0.70528 | 0.70528 | 0.70528 | 0.70528 | 0.70528 | 0.70528 | 0 | 0 | 0 | 0 | 0 | 0 | 0 | 0 | 0
F6_Commercial_Restaurant_New_Food Preparation_Natural Gas_Griddle_E3 | F6 | Commercial | Restaurant | New | Food Preparation | Natural Gas | Griddle | E3 | Utility - Value of Sales | 0 | 0 | 0 | 0 | 0 | 0 | 0 | 0 | 0 | 0 | 0 | 0 | 0 | 0 | 0 | 0 | 0 | 0 | 0 | 0 | 0 | 0 | 0 | 0 | 0 | 0 | 0 | 0 | 0 | 0 | 0 | 0 | 0 | 0 | 0 | 0 | 0 | 0 | 0 | 0 | 0 | 0
F6_Commercial_Restaurant_New_Food Preparation_Natural Gas_Griddle_E4 | F6 | Commercial | Restaurant | New | Food Preparation | Natural Gas | Griddle | E4 | Utility - Value of Sales | 0 | 0 | 0 | 0 | 0 | 0 | 0 | 0 | 0 | 0 | 0 | 0 | 0 | 0 | 0 | 0 | 0 | 0 | 0 | 0 | 0 | 0 | 0 | 0 | 0 | 0 | 0 | 0 | 0 | 0 | 0 | 0 | 0 | 0 | 0 | 0 | 0 | 0 | 0 | 0 | 0 | 0
F6_Commercial_Restaurant_New_Food Preparation_Natural Gas_Griddle_E5 | F6 | Commercial | Restaurant | New | Food Preparation | Natural Gas | Griddle | E5 | Utility - Value of Sales | 0 | 0 | 0 | 0 | 0 | 0 | 0 | 0 | 0 | 0 | 0 | 0 | 0 | 0 | 0 | 0 | 0 | 0 | 0 | 0 | 0 | 0 | 0 | 0 | 0 | 0 | 0 | 0 | 0 | 0 | 0 | 0 | 0 | 0 | 0 | 0 | 0 | 0 | 0 | 0 | 0 | 0
F6_Commercial_Restaurant_New_Food Preparation_Natural Gas_Griddle_E6 | F6 | Commercial | Restaurant | New | Food Preparation | Natural Gas | Griddle | E6 | Utility - Value of Sales | 0 | 0 | 0 | 0 | 0 | 0 | 0 | 0 | 0 | 0 | 0 | 0 | 0 | 0 | 0 | 0 | 0 | 0 | 0 | 0 | 0 | 0 | 0 | 0 | 0 | 0 | 0 | 0 | 0 | 0 | 0 | 0 | 0 | 0 | 0 | 0 | 0 | 0 | 0 | 0 | 0 | 0
F6_Commercial_Restaurant_New_Food Preparation_Natural Gas_Griddle_E7 | F6 | Commercial | Restaurant | New | Food Preparation | Natural Gas | Griddle | E7 | Utility - Value of Sales | 0 | 0 | 0 | 0 | 0 | 0 | 0 | 0 | 0 | 0 | 0 | 0 | 0 | 0 | 0 | 0 | 0 | 0 | 0 | 0 | 0 | 0 | 0 | 0 | 0 | 0 | 0 | 0 | 0 | 0 | 0 | 0 | 0 | 0 | 0 | 0 | 0 | 0 | 0 | 0 | 0 | 0
F6_Commercial_Restaurant_New_Food Preparation_Natural Gas_Griddle_E8 | F6 | Commercial | Restaurant | New | Food Preparation | Natural Gas | Griddle | E8 | Utility - Value of Sales | 0 | 0 | 0 | 0 | 0 | 0 | 0 | 0 | 0 | 0 | 0 | 0 | 0 | 0 | 0 | 0 | 0 | 0 | 0 | 0 | 0 | 0 | 0 | 0 | 0 | 0 | 0 | 0 | 0 | 0 | 0 | 0 | 0 | 0 | 0 | 0 | 0 | 0 | 0 | 0 | 0 | 0
F6_Commercial_Restaurant_New_Food Preparation_Natural Gas_Griddle_E9 | F6 | Commercial | Restaurant | New | Food Preparation | Natural Gas | Griddle | E9 | Utility - Value of Sales | 0 | 0 | 0 | 0 | 0 | 0 | 0 | 0 | 0 | 0 | 0 | 0 | 0 | 0 | 0 | 0 | 0 | 0 | 0 | 0 | 0 | 0 | 0 | 0 | 0 | 0 | 0 | 0 | 0 | 0 | 0 | 0 | 0 | 0 | 0 | 0 | 0 | 0 | 0 | 0 | 0 | 0
F6_Commercial_Restaurant_New_Food Preparation_Natural Gas_Griddle_E10 | F6 | Commercial | Restaurant | New | Food Preparation | Natural Gas | Griddle | E10 | Utility - Value of Sales | 0 | 0 | 0 | 0 | 0 | 0 | 0 | 0 | 0 | 0 | 0 | 0 | 0 | 0 | 0 | 0 | 0 | 0 | 0 | 0 | 0 | 0 | 0 | 0 | 0 | 0 | 0 | 0 | 0 | 0 | 0 | 0 | 0 | 0 | 0 | 0 | 0 | 0 | 0 | 0 | 0 | 0
F1_Commercial_Restaurant_New_Food Preparation_Natural Gas_Range_E1 | F1 | Commercial | Restaurant | New | Food Preparation | Natural Gas | Range | E1 | RVT - Cost of Equipment | 1.2756 | 1.2845 | 1.2952 | 1.3076 | 1.3222 | 1.3392 | 1.3529 | 1.3659 | 1.3787 | 1.3916 | 1.4035 | 1.4139 | 1.4243 | 1.4353 | 1.4481 | 1.4608 | 1.4749 | 1.4903 | 1.5067 | 1.5236 | 1.5408 | 1.5569 | 1.5716 | 1.5851 | 1.5969 | 1.6071 | 1.6142 | 1.6194 | 1.624 | 1.6279 | 1.6317 | 1.6334 | 1.6334 | 0 | 0 | 0 | 0 | 0 | 0 | 0 | 0 | 0
F1_Commercial_Restaurant_New_Food Preparation_Natural Gas_Range_E2 | F1 | Commercial | Restaurant | New | Food Preparation | Natural Gas | Range | E2 | RVT - Cost of Equipment | 0.95668 | 0.96341 | 0.97141 | 0.9807 | 0.99163 | 1.0044 | 1.0147 | 1.0244 | 1.034 | 1.0437 | 1.0526 | 1.0604 | 1.0682 | 1.0765 | 1.0861 | 1.0956 | 1.1062 | 1.1177 | 1.13 | 1.1427 | 1.1556 | 1.1677 | 1.1787 | 1.1888 | 1.1977 | 1.2053 | 1.2106 | 1.2146 | 1.218 | 1.2209 | 1.2238 | 1.2251 | 1.2251 | 0 | 0 | 0 | 0 | 0 | 0 | 0 | 0 | 0
F1_Commercial_Restaurant_New_Food Preparation_Natural Gas_Range_E3 | F1 | Commercial | Restaurant | New | Food Preparation | Natural Gas | Range | E3 | RVT - Cost of Equipment | 0 | 0 | 0 | 0 | 0 | 0 | 0 | 0 | 0 | 0 | 0 | 0 | 0 | 0 | 0 | 0 | 0 | 0 | 0 | 0 | 0 | 0 | 0 | 0 | 0 | 0 | 0 | 0 | 0 | 0 | 0 | 0 | 0 | 0 | 0 | 0 | 0 | 0 | 0 | 0 | 0 | 0
F1_Commercial_Restaurant_New_Food Preparation_Natural Gas_Range_E4 | F1 | Commercial | Restaurant | New | Food Preparation | Natural Gas | Range | E4 | RVT - Cost of Equipment | 0 | 0 | 0 | 0 | 0 | 0 | 0 | 0 | 0 | 0 | 0 | 0 | 0 | 0 | 0 | 0 | 0 | 0 | 0 | 0 | 0 | 0 | 0 | 0 | 0 | 0 | 0 | 0 | 0 | 0 | 0 | 0 | 0 | 0 | 0 | 0 | 0 | 0 | 0 | 0 | 0 | 0
F1_Commercial_Restaurant_New_Food Preparation_Natural Gas_Range_E5 | F1 | Commercial | Restaurant | New | Food Preparation | Natural Gas | Range | E5 | RVT - Cost of Equipment | 0 | 0 | 0 | 0 | 0 | 0 | 0 | 0 | 0 | 0 | 0 | 0 | 0 | 0 | 0 | 0 | 0 | 0 | 0 | 0 | 0 | 0 | 0 | 0 | 0 | 0 | 0 | 0 | 0 | 0 | 0 | 0 | 0 | 0 | 0 | 0 | 0 | 0 | 0 | 0 | 0 | 0
F1_Commercial_Restaurant_New_Food Preparation_Natural Gas_Range_E6 | F1 | Commercial | Restaurant | New | Food Preparation | Natural Gas | Range | E6 | RVT - Cost of Equipment | 0 | 0 | 0 | 0 | 0 | 0 | 0 | 0 | 0 | 0 | 0 | 0 | 0 | 0 | 0 | 0 | 0 | 0 | 0 | 0 | 0 | 0 | 0 | 0 | 0 | 0 | 0 | 0 | 0 | 0 | 0 | 0 | 0 | 0 | 0 | 0 | 0 | 0 | 0 | 0 | 0 | 0
F1_Commercial_Restaurant_New_Food Preparation_Natural Gas_Range_E7 | F1 | Commercial | Restaurant | New | Food Preparation | Natural Gas | Range | E7 | RVT - Cost of Equipment | 0 | 0 | 0 | 0 | 0 | 0 | 0 | 0 | 0 | 0 | 0 | 0 | 0 | 0 | 0 | 0 | 0 | 0 | 0 | 0 | 0 | 0 | 0 | 0 | 0 | 0 | 0 | 0 | 0 | 0 | 0 | 0 | 0 | 0 | 0 | 0 | 0 | 0 | 0 | 0 | 0 | 0
F1_Commercial_Restaurant_New_Food Preparation_Natural Gas_Range_E8 | F1 | Commercial | Restaurant | New | Food Preparation | Natural Gas | Range | E8 | RVT - Cost of Equipment | 0 | 0 | 0 | 0 | 0 | 0 | 0 | 0 | 0 | 0 | 0 | 0 | 0 | 0 | 0 | 0 | 0 | 0 | 0 | 0 | 0 | 0 | 0 | 0 | 0 | 0 | 0 | 0 | 0 | 0 | 0 | 0 | 0 | 0 | 0 | 0 | 0 | 0 | 0 | 0 | 0 | 0
F1_Commercial_Restaurant_New_Food Preparation_Natural Gas_Range_E9 | F1 | Commercial | Restaurant | New | Food Preparation | Natural Gas | Range | E9 | RVT - Cost of Equipment | 0 | 0 | 0 | 0 | 0 | 0 | 0 | 0 | 0 | 0 | 0 | 0 | 0 | 0 | 0 | 0 | 0 | 0 | 0 | 0 | 0 | 0 | 0 | 0 | 0 | 0 | 0 | 0 | 0 | 0 | 0 | 0 | 0 | 0 | 0 | 0 | 0 | 0 | 0 | 0 | 0 | 0
F1_Commercial_Restaurant_New_Food Preparation_Natural Gas_Range_E10 | F1 | Commercial | Restaurant | New | Food Preparation | Natural Gas | Range | E10 | RVT - Cost of Equipment | 0 | 0 | 0 | 0 | 0 | 0 | 0 | 0 | 0 | 0 | 0 | 0 | 0 | 0 | 0 | 0 | 0 | 0 | 0 | 0 | 0 | 0 | 0 | 0 | 0 | 0 | 0 | 0 | 0 | 0 | 0 | 0 | 0 | 0 | 0 | 0 | 0 | 0 | 0 | 0 | 0 | 0
F2_Commercial_Restaurant_New_Food Preparation_Natural Gas_Range_E1 | F2 | Commercial | Restaurant | New | Food Preparation | Natural Gas | Range | E1 | RVT - Cost of Operation | 1.5282 | 1.539 | 1.5518 | 1.5666 | 1.584 | 1.6045 | 1.6208 | 1.6364 | 1.6518 | 1.6673 | 1.6815 | 1.6939 | 1.7064 | 1.7196 | 1.7349 | 1.7502 | 1.767 | 1.7855 | 1.8051 | 1.8253 | 1.8459 | 1.8653 | 1.8829 | 1.899 | 1.9132 | 1.9254 | 1.9339 | 1.9402 | 1.9457 | 1.9503 | 1.9549 | 1.957 | 1.957 | 0 | 0 | 0 | 0 | 0 | 0 | 0 | 0 | 0
F2_Commercial_Restaurant_New_Food Preparation_Natural Gas_Range_E2 | F2 | Commercial | Restaurant | New | Food Preparation | Natural Gas | Range | E2 | RVT - Cost of Operation | 1.1462 | 1.1542 | 1.1638 | 1.1749 | 1.188 | 1.2034 | 1.2156 | 1.2273 | 1.2388 | 1.2504 | 1.2611 | 1.2704 | 1.2798 | 1.2897 | 1.3012 | 1.3126 | 1.3253 | 1.3391 | 1.3538 | 1.369 | 1.3844 | 1.3989 | 1.4122 | 1.4243 | 1.4349 | 1.4441 | 1.4504 | 1.4551 | 1.4592 | 1.4627 | 1.4662 | 1.4677 | 1.4677 | 0 | 0 | 0 | 0 | 0 | 0 | 0 | 0 | 0
F2_Commercial_Restaurant_New_Food Preparation_Natural Gas_Range_E3 | F2 | Commercial | Restaurant | New | Food Preparation | Natural Gas | Range | E3 | RVT - Cost of Operation | 0 | 0 | 0 | 0 | 0 | 0 | 0 | 0 | 0 | 0 | 0 | 0 | 0 | 0 | 0 | 0 | 0 | 0 | 0 | 0 | 0 | 0 | 0 | 0 | 0 | 0 | 0 | 0 | 0 | 0 | 0 | 0 | 0 | 0 | 0 | 0 | 0 | 0 | 0 | 0 | 0 | 0
F2_Commercial_Restaurant_New_Food Preparation_Natural Gas_Range_E4 | F2 | Commercial | Restaurant | New | Food Preparation | Natural Gas | Range | E4 | RVT - Cost of Operation | 0 | 0 | 0 | 0 | 0 | 0 | 0 | 0 | 0 | 0 | 0 | 0 | 0 | 0 | 0 | 0 | 0 | 0 | 0 | 0 | 0 | 0 | 0 | 0 | 0 | 0 | 0 | 0 | 0 | 0 | 0 | 0 | 0 | 0 | 0 | 0 | 0 | 0 | 0 | 0 | 0 | 0
F2_Commercial_Restaurant_New_Food Preparation_Natural Gas_Range_E5 | F2 | Commercial | Restaurant | New | Food Preparation | Natural Gas | Range | E5 | RVT - Cost of Operation | 0 | 0 | 0 | 0 | 0 | 0 | 0 | 0 | 0 | 0 | 0 | 0 | 0 | 0 | 0 | 0 | 0 | 0 | 0 | 0 | 0 | 0 | 0 | 0 | 0 | 0 | 0 | 0 | 0 | 0 | 0 | 0 | 0 | 0 | 0 | 0 | 0 | 0 | 0 | 0 | 0 | 0
F2_Commercial_Restaurant_New_Food Preparation_Natural Gas_Range_E6 | F2 | Commercial | Restaurant | New | Food Preparation | Natural Gas | Range | E6 | RVT - Cost of Operation | 0 | 0 | 0 | 0 | 0 | 0 | 0 | 0 | 0 | 0 | 0 | 0 | 0 | 0 | 0 | 0 | 0 | 0 | 0 | 0 | 0 | 0 | 0 | 0 | 0 | 0 | 0 | 0 | 0 | 0 | 0 | 0 | 0 | 0 | 0 | 0 | 0 | 0 | 0 | 0 | 0 | 0
F2_Commercial_Restaurant_New_Food Preparation_Natural Gas_Range_E7 | F2 | Commercial | Restaurant | New | Food Preparation | Natural Gas | Range | E7 | RVT - Cost of Operation | 0 | 0 | 0 | 0 | 0 | 0 | 0 | 0 | 0 | 0 | 0 | 0 | 0 | 0 | 0 | 0 | 0 | 0 | 0 | 0 | 0 | 0 | 0 | 0 | 0 | 0 | 0 | 0 | 0 | 0 | 0 | 0 | 0 | 0 | 0 | 0 | 0 | 0 | 0 | 0 | 0 | 0
F2_Commercial_Restaurant_New_Food Preparation_Natural Gas_Range_E8 | F2 | Commercial | Restaurant | New | Food Preparation | Natural Gas | Range | E8 | RVT - Cost of Operation | 0 | 0 | 0 | 0 | 0 | 0 | 0 | 0 | 0 | 0 | 0 | 0 | 0 | 0 | 0 | 0 | 0 | 0 | 0 | 0 | 0 | 0 | 0 | 0 | 0 | 0 | 0 | 0 | 0 | 0 | 0 | 0 | 0 | 0 | 0 | 0 | 0 | 0 | 0 | 0 | 0 | 0
F2_Commercial_Restaurant_New_Food Preparation_Natural Gas_Range_E9 | F2 | Commercial | Restaurant | New | Food Preparation | Natural Gas | Range | E9 | RVT - Cost of Operation | 0 | 0 | 0 | 0 | 0 | 0 | 0 | 0 | 0 | 0 | 0 | 0 | 0 | 0 | 0 | 0 | 0 | 0 | 0 | 0 | 0 | 0 | 0 | 0 | 0 | 0 | 0 | 0 | 0 | 0 | 0 | 0 | 0 | 0 | 0 | 0 | 0 | 0 | 0 | 0 | 0 | 0
F2_Commercial_Restaurant_New_Food Preparation_Natural Gas_Range_E10 | F2 | Commercial | Restaurant | New | Food Preparation | Natural Gas | Range | E10 | RVT - Cost of Operation | 0 | 0 | 0 | 0 | 0 | 0 | 0 | 0 | 0 | 0 | 0 | 0 | 0 | 0 | 0 | 0 | 0 | 0 | 0 | 0 | 0 | 0 | 0 | 0 | 0 | 0 | 0 | 0 | 0 | 0 | 0 | 0 | 0 | 0 | 0 | 0 | 0 | 0 | 0 | 0 | 0 | 0
F3_Commercial_Restaurant_New_Food Preparation_Natural Gas_Range_E1 | F3 | Commercial | Restaurant | New | Food Preparation | Natural Gas | Range | E1 | System - kBTUs of Consumption | 0.74774 | 0.74774 | 0.74774 | 0.74774 | 0.74774 | 0.74774 | 0.74774 | 0.74774 | 0.74774 | 0.74774 | 0.74774 | 0.74774 | 0.74774 | 0.74774 | 0.74774 | 0.74774 | 0.74774 | 0.74774 | 0.74774 | 0.74774 | 0.74774 | 0.74774 | 0.74774 | 0.74774 | 0.74774 | 0.74774 | 0.74774 | 0.74774 | 0.74774 | 0.74774 | 0.74774 | 0.74774 | 0.74774 | 0 | 0 | 0 | 0 | 0 | 0 | 0 | 0 | 0
F3_Commercial_Restaurant_New_Food Preparation_Natural Gas_Range_E2 | F3 | Commercial | Restaurant | New | Food Preparation | Natural Gas | Range | E2 | System - kBTUs of Consumption | 0.74784 | 0.74784 | 0.74784 | 0.74784 | 0.74784 | 0.74784 | 0.74784 | 0.74784 | 0.74784 | 0.74784 | 0.74784 | 0.74784 | 0.74784 | 0.74784 | 0.74784 | 0.74784 | 0.74784 | 0.74784 | 0.74784 | 0.74784 | 0.74784 | 0.74784 | 0.74784 | 0.74784 | 0.74784 | 0.74784 | 0.74784 | 0.74784 | 0.74784 | 0.74784 | 0.74784 | 0.74784 | 0.74784 | 0 | 0 | 0 | 0 | 0 | 0 | 0 | 0 | 0
F3_Commercial_Restaurant_New_Food Preparation_Natural Gas_Range_E3 | F3 | Commercial | Restaurant | New | Food Preparation | Natural Gas | Range | E3 | System - kBTUs of Consumption | 0 | 0 | 0 | 0 | 0 | 0 | 0 | 0 | 0 | 0 | 0 | 0 | 0 | 0 | 0 | 0 | 0 | 0 | 0 | 0 | 0 | 0 | 0 | 0 | 0 | 0 | 0 | 0 | 0 | 0 | 0 | 0 | 0 | 0 | 0 | 0 | 0 | 0 | 0 | 0 | 0 | 0
F3_Commercial_Restaurant_New_Food Preparation_Natural Gas_Range_E4 | F3 | Commercial | Restaurant | New | Food Preparation | Natural Gas | Range | E4 | System - kBTUs of Consumption | 0 | 0 | 0 | 0 | 0 | 0 | 0 | 0 | 0 | 0 | 0 | 0 | 0 | 0 | 0 | 0 | 0 | 0 | 0 | 0 | 0 | 0 | 0 | 0 | 0 | 0 | 0 | 0 | 0 | 0 | 0 | 0 | 0 | 0 | 0 | 0 | 0 | 0 | 0 | 0 | 0 | 0
F3_Commercial_Restaurant_New_Food Preparation_Natural Gas_Range_E5 | F3 | Commercial | Restaurant | New | Food Preparation | Natural Gas | Range | E5 | System - kBTUs of Consumption | 0 | 0 | 0 | 0 | 0 | 0 | 0 | 0 | 0 | 0 | 0 | 0 | 0 | 0 | 0 | 0 | 0 | 0 | 0 | 0 | 0 | 0 | 0 | 0 | 0 | 0 | 0 | 0 | 0 | 0 | 0 | 0 | 0 | 0 | 0 | 0 | 0 | 0 | 0 | 0 | 0 | 0
F3_Commercial_Restaurant_New_Food Preparation_Natural Gas_Range_E6 | F3 | Commercial | Restaurant | New | Food Preparation | Natural Gas | Range | E6 | System - kBTUs of Consumption | 0 | 0 | 0 | 0 | 0 | 0 | 0 | 0 | 0 | 0 | 0 | 0 | 0 | 0 | 0 | 0 | 0 | 0 | 0 | 0 | 0 | 0 | 0 | 0 | 0 | 0 | 0 | 0 | 0 | 0 | 0 | 0 | 0 | 0 | 0 | 0 | 0 | 0 | 0 | 0 | 0 | 0
F3_Commercial_Restaurant_New_Food Preparation_Natural Gas_Range_E7 | F3 | Commercial | Restaurant | New | Food Preparation | Natural Gas | Range | E7 | System - kBTUs of Consumption | 0 | 0 | 0 | 0 | 0 | 0 | 0 | 0 | 0 | 0 | 0 | 0 | 0 | 0 | 0 | 0 | 0 | 0 | 0 | 0 | 0 | 0 | 0 | 0 | 0 | 0 | 0 | 0 | 0 | 0 | 0 | 0 | 0 | 0 | 0 | 0 | 0 | 0 | 0 | 0 | 0 | 0
F3_Commercial_Restaurant_New_Food Preparation_Natural Gas_Range_E8 | F3 | Commercial | Restaurant | New | Food Preparation | Natural Gas | Range | E8 | System - kBTUs of Consumption | 0 | 0 | 0 | 0 | 0 | 0 | 0 | 0 | 0 | 0 | 0 | 0 | 0 | 0 | 0 | 0 | 0 | 0 | 0 | 0 | 0 | 0 | 0 | 0 | 0 | 0 | 0 | 0 | 0 | 0 | 0 | 0 | 0 | 0 | 0 | 0 | 0 | 0 | 0 | 0 | 0 | 0
F3_Commercial_Restaurant_New_Food Preparation_Natural Gas_Range_E9 | F3 | Commercial | Restaurant | New | Food Preparation | Natural Gas | Range | E9 | System - kBTUs of Consumption | 0 | 0 | 0 | 0 | 0 | 0 | 0 | 0 | 0 | 0 | 0 | 0 | 0 | 0 | 0 | 0 | 0 | 0 | 0 | 0 | 0 | 0 | 0 | 0 | 0 | 0 | 0 | 0 | 0 | 0 | 0 | 0 | 0 | 0 | 0 | 0 | 0 | 0 | 0 | 0 | 0 | 0
F3_Commercial_Restaurant_New_Food Preparation_Natural Gas_Range_E10 | F3 | Commercial | Restaurant | New | Food Preparation | Natural Gas | Range | E10 | System - kBTUs of Consumption | 0 | 0 | 0 | 0 | 0 | 0 | 0 | 0 | 0 | 0 | 0 | 0 | 0 | 0 | 0 | 0 | 0 | 0 | 0 | 0 | 0 | 0 | 0 | 0 | 0 | 0 | 0 | 0 | 0 | 0 | 0 | 0 | 0 | 0 | 0 | 0 | 0 | 0 | 0 | 0 | 0 | 0
F4_Commercial_Restaurant_New_Food Preparation_Natural Gas_Range_E1 | F4 | Commercial | Restaurant | New | Food Preparation | Natural Gas | Range | E1 | Utility - Cost of Equipment | 1.5282 | 1.539 | 1.5518 | 1.5666 | 1.584 | 1.6045 | 1.6208 | 1.6364 | 1.6518 | 1.6673 | 1.6815 | 1.6939 | 1.7064 | 1.7196 | 1.7349 | 1.7502 | 1.767 | 1.7855 | 1.8051 | 1.8253 | 1.8459 | 1.8653 | 1.8829 | 1.899 | 1.9132 | 1.9254 | 1.9339 | 1.9402 | 1.9457 | 1.9503 | 1.9549 | 1.957 | 1.957 | 0 | 0 | 0 | 0 | 0 | 0 | 0 | 0 | 0
F4_Commercial_Restaurant_New_Food Preparation_Natural Gas_Range_E2 | F4 | Commercial | Restaurant | New | Food Preparation | Natural Gas | Range | E2 | Utility - Cost of Equipment | 1.1462 | 1.1542 | 1.1638 | 1.1749 | 1.188 | 1.2034 | 1.2156 | 1.2273 | 1.2388 | 1.2504 | 1.2611 | 1.2704 | 1.2798 | 1.2897 | 1.3012 | 1.3126 | 1.3253 | 1.3391 | 1.3538 | 1.369 | 1.3844 | 1.3989 | 1.4122 | 1.4243 | 1.4349 | 1.4441 | 1.4504 | 1.4551 | 1.4592 | 1.4627 | 1.4662 | 1.4677 | 1.4677 | 0 | 0 | 0 | 0 | 0 | 0 | 0 | 0 | 0
F4_Commercial_Restaurant_New_Food Preparation_Natural Gas_Range_E3 | F4 | Commercial | Restaurant | New | Food Preparation | Natural Gas | Range | E3 | Utility - Cost of Equipment | 0 | 0 | 0 | 0 | 0 | 0 | 0 | 0 | 0 | 0 | 0 | 0 | 0 | 0 | 0 | 0 | 0 | 0 | 0 | 0 | 0 | 0 | 0 | 0 | 0 | 0 | 0 | 0 | 0 | 0 | 0 | 0 | 0 | 0 | 0 | 0 | 0 | 0 | 0 | 0 | 0 | 0
F4_Commercial_Restaurant_New_Food Preparation_Natural Gas_Range_E4 | F4 | Commercial | Restaurant | New | Food Preparation | Natural Gas | Range | E4 | Utility - Cost of Equipment | 0 | 0 | 0 | 0 | 0 | 0 | 0 | 0 | 0 | 0 | 0 | 0 | 0 | 0 | 0 | 0 | 0 | 0 | 0 | 0 | 0 | 0 | 0 | 0 | 0 | 0 | 0 | 0 | 0 | 0 | 0 | 0 | 0 | 0 | 0 | 0 | 0 | 0 | 0 | 0 | 0 | 0
F4_Commercial_Restaurant_New_Food Preparation_Natural Gas_Range_E5 | F4 | Commercial | Restaurant | New | Food Preparation | Natural Gas | Range | E5 | Utility - Cost of Equipment | 0 | 0 | 0 | 0 | 0 | 0 | 0 | 0 | 0 | 0 | 0 | 0 | 0 | 0 | 0 | 0 | 0 | 0 | 0 | 0 | 0 | 0 | 0 | 0 | 0 | 0 | 0 | 0 | 0 | 0 | 0 | 0 | 0 | 0 | 0 | 0 | 0 | 0 | 0 | 0 | 0 | 0
F4_Commercial_Restaurant_New_Food Preparation_Natural Gas_Range_E6 | F4 | Commercial | Restaurant | New | Food Preparation | Natural Gas | Range | E6 | Utility - Cost of Equipment | 0 | 0 | 0 | 0 | 0 | 0 | 0 | 0 | 0 | 0 | 0 | 0 | 0 | 0 | 0 | 0 | 0 | 0 | 0 | 0 | 0 | 0 | 0 | 0 | 0 | 0 | 0 | 0 | 0 | 0 | 0 | 0 | 0 | 0 | 0 | 0 | 0 | 0 | 0 | 0 | 0 | 0
F4_Commercial_Restaurant_New_Food Preparation_Natural Gas_Range_E7 | F4 | Commercial | Restaurant | New | Food Preparation | Natural Gas | Range | E7 | Utility - Cost of Equipment | 0 | 0 | 0 | 0 | 0 | 0 | 0 | 0 | 0 | 0 | 0 | 0 | 0 | 0 | 0 | 0 | 0 | 0 | 0 | 0 | 0 | 0 | 0 | 0 | 0 | 0 | 0 | 0 | 0 | 0 | 0 | 0 | 0 | 0 | 0 | 0 | 0 | 0 | 0 | 0 | 0 | 0
F4_Commercial_Restaurant_New_Food Preparation_Natural Gas_Range_E8 | F4 | Commercial | Restaurant | New | Food Preparation | Natural Gas | Range | E8 | Utility - Cost of Equipment | 0 | 0 | 0 | 0 | 0 | 0 | 0 | 0 | 0 | 0 | 0 | 0 | 0 | 0 | 0 | 0 | 0 | 0 | 0 | 0 | 0 | 0 | 0 | 0 | 0 | 0 | 0 | 0 | 0 | 0 | 0 | 0 | 0 | 0 | 0 | 0 | 0 | 0 | 0 | 0 | 0 | 0
F4_Commercial_Restaurant_New_Food Preparation_Natural Gas_Range_E9 | F4 | Commercial | Restaurant | New | Food Preparation | Natural Gas | Range | E9 | Utility - Cost of Equipment | 0 | 0 | 0 | 0 | 0 | 0 | 0 | 0 | 0 | 0 | 0 | 0 | 0 | 0 | 0 | 0 | 0 | 0 | 0 | 0 | 0 | 0 | 0 | 0 | 0 | 0 | 0 | 0 | 0 | 0 | 0 | 0 | 0 | 0 | 0 | 0 | 0 | 0 | 0 | 0 | 0 | 0
F4_Commercial_Restaurant_New_Food Preparation_Natural Gas_Range_E10 | F4 | Commercial | Restaurant | New | Food Preparation | Natural Gas | Range | E10 | Utility - Cost of Equipment | 0 | 0 | 0 | 0 | 0 | 0 | 0 | 0 | 0 | 0 | 0 | 0 | 0 | 0 | 0 | 0 | 0 | 0 | 0 | 0 | 0 | 0 | 0 | 0 | 0 | 0 | 0 | 0 | 0 | 0 | 0 | 0 | 0 | 0 | 0 | 0 | 0 | 0 | 0 | 0 | 0 | 0
F5_Commercial_Restaurant_New_Food Preparation_Natural Gas_Range_E1 | F5 | Commercial | Restaurant | New | Food Preparation | Natural Gas | Range | E1 | Utility - Cost of Operation | 0.74774 | 0.74774 | 0.74774 | 0.74774 | 0.74774 | 0.74774 | 0.74774 | 0.74774 | 0.74774 | 0.74774 | 0.74774 | 0.74774 | 0.74774 | 0.74774 | 0.74774 | 0.74774 | 0.74774 | 0.74774 | 0.74774 | 0.74774 | 0.74774 | 0.74774 | 0.74774 | 0.74774 | 0.74774 | 0.74774 | 0.74774 | 0.74774 | 0.74774 | 0.74774 | 0.74774 | 0.74774 | 0.74774 | 0 | 0 | 0 | 0 | 0 | 0 | 0 | 0 | 0
F5_Commercial_Restaurant_New_Food Preparation_Natural Gas_Range_E2 | F5 | Commercial | Restaurant | New | Food Preparation | Natural Gas | Range | E2 | Utility - Cost of Operation | 0.74784 | 0.74784 | 0.74784 | 0.74784 | 0.74784 | 0.74784 | 0.74784 | 0.74784 | 0.74784 | 0.74784 | 0.74784 | 0.74784 | 0.74784 | 0.74784 | 0.74784 | 0.74784 | 0.74784 | 0.74784 | 0.74784 | 0.74784 | 0.74784 | 0.74784 | 0.74784 | 0.74784 | 0.74784 | 0.74784 | 0.74784 | 0.74784 | 0.74784 | 0.74784 | 0.74784 | 0.74784 | 0.74784 | 0 | 0 | 0 | 0 | 0 | 0 | 0 | 0 | 0
F5_Commercial_Restaurant_New_Food Preparation_Natural Gas_Range_E3 | F5 | Commercial | Restaurant | New | Food Preparation | Natural Gas | Range | E3 | Utility - Cost of Operation | 0 | 0 | 0 | 0 | 0 | 0 | 0 | 0 | 0 | 0 | 0 | 0 | 0 | 0 | 0 | 0 | 0 | 0 | 0 | 0 | 0 | 0 | 0 | 0 | 0 | 0 | 0 | 0 | 0 | 0 | 0 | 0 | 0 | 0 | 0 | 0 | 0 | 0 | 0 | 0 | 0 | 0
F5_Commercial_Restaurant_New_Food Preparation_Natural Gas_Range_E4 | F5 | Commercial | Restaurant | New | Food Preparation | Natural Gas | Range | E4 | Utility - Cost of Operation | 0 | 0 | 0 | 0 | 0 | 0 | 0 | 0 | 0 | 0 | 0 | 0 | 0 | 0 | 0 | 0 | 0 | 0 | 0 | 0 | 0 | 0 | 0 | 0 | 0 | 0 | 0 | 0 | 0 | 0 | 0 | 0 | 0 | 0 | 0 | 0 | 0 | 0 | 0 | 0 | 0 | 0
F5_Commercial_Restaurant_New_Food Preparation_Natural Gas_Range_E5 | F5 | Commercial | Restaurant | New | Food Preparation | Natural Gas | Range | E5 | Utility - Cost of Operation | 0 | 0 | 0 | 0 | 0 | 0 | 0 | 0 | 0 | 0 | 0 | 0 | 0 | 0 | 0 | 0 | 0 | 0 | 0 | 0 | 0 | 0 | 0 | 0 | 0 | 0 | 0 | 0 | 0 | 0 | 0 | 0 | 0 | 0 | 0 | 0 | 0 | 0 | 0 | 0 | 0 | 0
F5_Commercial_Restaurant_New_Food Preparation_Natural Gas_Range_E6 | F5 | Commercial | Restaurant | New | Food Preparation | Natural Gas | Range | E6 | Utility - Cost of Operation | 0 | 0 | 0 | 0 | 0 | 0 | 0 | 0 | 0 | 0 | 0 | 0 | 0 | 0 | 0 | 0 | 0 | 0 | 0 | 0 | 0 | 0 | 0 | 0 | 0 | 0 | 0 | 0 | 0 | 0 | 0 | 0 | 0 | 0 | 0 | 0 | 0 | 0 | 0 | 0 | 0 | 0
F5_Commercial_Restaurant_New_Food Preparation_Natural Gas_Range_E7 | F5 | Commercial | Restaurant | New | Food Preparation | Natural Gas | Range | E7 | Utility - Cost of Operation | 0 | 0 | 0 | 0 | 0 | 0 | 0 | 0 | 0 | 0 | 0 | 0 | 0 | 0 | 0 | 0 | 0 | 0 | 0 | 0 | 0 | 0 | 0 | 0 | 0 | 0 | 0 | 0 | 0 | 0 | 0 | 0 | 0 | 0 | 0 | 0 | 0 | 0 | 0 | 0 | 0 | 0
F5_Commercial_Restaurant_New_Food Preparation_Natural Gas_Range_E8 | F5 | Commercial | Restaurant | New | Food Preparation | Natural Gas | Range | E8 | Utility - Cost of Operation | 0 | 0 | 0 | 0 | 0 | 0 | 0 | 0 | 0 | 0 | 0 | 0 | 0 | 0 | 0 | 0 | 0 | 0 | 0 | 0 | 0 | 0 | 0 | 0 | 0 | 0 | 0 | 0 | 0 | 0 | 0 | 0 | 0 | 0 | 0 | 0 | 0 | 0 | 0 | 0 | 0 | 0
F5_Commercial_Restaurant_New_Food Preparation_Natural Gas_Range_E9 | F5 | Commercial | Restaurant | New | Food Preparation | Natural Gas | Range | E9 | Utility - Cost of Operation | 0 | 0 | 0 | 0 | 0 | 0 | 0 | 0 | 0 | 0 | 0 | 0 | 0 | 0 | 0 | 0 | 0 | 0 | 0 | 0 | 0 | 0 | 0 | 0 | 0 | 0 | 0 | 0 | 0 | 0 | 0 | 0 | 0 | 0 | 0 | 0 | 0 | 0 | 0 | 0 | 0 | 0
F5_Commercial_Restaurant_New_Food Preparation_Natural Gas_Range_E10 | F5 | Commercial | Restaurant | New | Food Preparation | Natural Gas | Range | E10 | Utility - Cost of Operation | 0 | 0 | 0 | 0 | 0 | 0 | 0 | 0 | 0 | 0 | 0 | 0 | 0 | 0 | 0 | 0 | 0 | 0 | 0 | 0 | 0 | 0 | 0 | 0 | 0 | 0 | 0 | 0 | 0 | 0 | 0 | 0 | 0 | 0 | 0 | 0 | 0 | 0 | 0 | 0 | 0 | 0
F6_Commercial_Restaurant_New_Food Preparation_Natural Gas_Range_E1 | F6 | Commercial | Restaurant | New | Food Preparation | Natural Gas | Range | E1 | Utility - Value of Sales | 0.91366 | 0.91366 | 0.91366 | 0.91366 | 0.91366 | 0.91366 | 0.91366 | 0.91366 | 0.91366 | 0.91366 | 0.91366 | 0.91366 | 0.91366 | 0.91366 | 0.91366 | 0.91366 | 0.91366 | 0.91366 | 0.91366 | 0.91366 | 0.91366 | 0.91366 | 0.91366 | 0.91366 | 0.91366 | 0.91366 | 0.91366 | 0.91366 | 0.91366 | 0.91366 | 0.91366 | 0.91366 | 0.91366 | 0 | 0 | 0 | 0 | 0 | 0 | 0 | 0 | 0
F6_Commercial_Restaurant_New_Food Preparation_Natural Gas_Range_E2 | F6 | Commercial | Restaurant | New | Food Preparation | Natural Gas | Range | E2 | Utility - Value of Sales | 0.68525 | 0.68525 | 0.68525 | 0.68525 | 0.68525 | 0.68525 | 0.68525 | 0.68525 | 0.68525 | 0.68525 | 0.68525 | 0.68525 | 0.68525 | 0.68525 | 0.68525 | 0.68525 | 0.68525 | 0.68525 | 0.68525 | 0.68525 | 0.68525 | 0.68525 | 0.68525 | 0.68525 | 0.68525 | 0.68525 | 0.68525 | 0.68525 | 0.68525 | 0.68525 | 0.68525 | 0.68525 | 0.68525 | 0 | 0 | 0 | 0 | 0 | 0 | 0 | 0 | 0
F6_Commercial_Restaurant_New_Food Preparation_Natural Gas_Range_E3 | F6 | Commercial | Restaurant | New | Food Preparation | Natural Gas | Range | E3 | Utility - Value of Sales | 0 | 0 | 0 | 0 | 0 | 0 | 0 | 0 | 0 | 0 | 0 | 0 | 0 | 0 | 0 | 0 | 0 | 0 | 0 | 0 | 0 | 0 | 0 | 0 | 0 | 0 | 0 | 0 | 0 | 0 | 0 | 0 | 0 | 0 | 0 | 0 | 0 | 0 | 0 | 0 | 0 | 0
F6_Commercial_Restaurant_New_Food Preparation_Natural Gas_Range_E4 | F6 | Commercial | Restaurant | New | Food Preparation | Natural Gas | Range | E4 | Utility - Value of Sales | 0 | 0 | 0 | 0 | 0 | 0 | 0 | 0 | 0 | 0 | 0 | 0 | 0 | 0 | 0 | 0 | 0 | 0 | 0 | 0 | 0 | 0 | 0 | 0 | 0 | 0 | 0 | 0 | 0 | 0 | 0 | 0 | 0 | 0 | 0 | 0 | 0 | 0 | 0 | 0 | 0 | 0
F6_Commercial_Restaurant_New_Food Preparation_Natural Gas_Range_E5 | F6 | Commercial | Restaurant | New | Food Preparation | Natural Gas | Range | E5 | Utility - Value of Sales | 0 | 0 | 0 | 0 | 0 | 0 | 0 | 0 | 0 | 0 | 0 | 0 | 0 | 0 | 0 | 0 | 0 | 0 | 0 | 0 | 0 | 0 | 0 | 0 | 0 | 0 | 0 | 0 | 0 | 0 | 0 | 0 | 0 | 0 | 0 | 0 | 0 | 0 | 0 | 0 | 0 | 0
F6_Commercial_Restaurant_New_Food Preparation_Natural Gas_Range_E6 | F6 | Commercial | Restaurant | New | Food Preparation | Natural Gas | Range | E6 | Utility - Value of Sales | 0 | 0 | 0 | 0 | 0 | 0 | 0 | 0 | 0 | 0 | 0 | 0 | 0 | 0 | 0 | 0 | 0 | 0 | 0 | 0 | 0 | 0 | 0 | 0 | 0 | 0 | 0 | 0 | 0 | 0 | 0 | 0 | 0 | 0 | 0 | 0 | 0 | 0 | 0 | 0 | 0 | 0
F6_Commercial_Restaurant_New_Food Preparation_Natural Gas_Range_E7 | F6 | Commercial | Restaurant | New | Food Preparation | Natural Gas | Range | E7 | Utility - Value of Sales | 0 | 0 | 0 | 0 | 0 | 0 | 0 | 0 | 0 | 0 | 0 | 0 | 0 | 0 | 0 | 0 | 0 | 0 | 0 | 0 | 0 | 0 | 0 | 0 | 0 | 0 | 0 | 0 | 0 | 0 | 0 | 0 | 0 | 0 | 0 | 0 | 0 | 0 | 0 | 0 | 0 | 0
F6_Commercial_Restaurant_New_Food Preparation_Natural Gas_Range_E8 | F6 | Commercial | Restaurant | New | Food Preparation | Natural Gas | Range | E8 | Utility - Value of Sales | 0 | 0 | 0 | 0 | 0 | 0 | 0 | 0 | 0 | 0 | 0 | 0 | 0 | 0 | 0 | 0 | 0 | 0 | 0 | 0 | 0 | 0 | 0 | 0 | 0 | 0 | 0 | 0 | 0 | 0 | 0 | 0 | 0 | 0 | 0 | 0 | 0 | 0 | 0 | 0 | 0 | 0
F6_Commercial_Restaurant_New_Food Preparation_Natural Gas_Range_E9 | F6 | Commercial | Restaurant | New | Food Preparation | Natural Gas | Range | E9 | Utility - Value of Sales | 0 | 0 | 0 | 0 | 0 | 0 | 0 | 0 | 0 | 0 | 0 | 0 | 0 | 0 | 0 | 0 | 0 | 0 | 0 | 0 | 0 | 0 | 0 | 0 | 0 | 0 | 0 | 0 | 0 | 0 | 0 | 0 | 0 | 0 | 0 | 0 | 0 | 0 | 0 | 0 | 0 | 0
F6_Commercial_Restaurant_New_Food Preparation_Natural Gas_Range_E10 | F6 | Commercial | Restaurant | New | Food Preparation | Natural Gas | Range | E10 | Utility - Value of Sales | 0 | 0 | 0 | 0 | 0 | 0 | 0 | 0 | 0 | 0 | 0 | 0 | 0 | 0 | 0 | 0 | 0 | 0 | 0 | 0 | 0 | 0 | 0 | 0 | 0 | 0 | 0 | 0 | 0 | 0 | 0 | 0 | 0 | 0 | 0 | 0 | 0 | 0 | 0 | 0 | 0 | 0
F1_Commercial_Restaurant_New_Food Preparation_Natural Gas_Steamer_E1 | F1 | Commercial | Restaurant | New | Food Preparation | Natural Gas | Steamer | E1 | RVT - Cost of Equipment | 2.5427 | 2.5612 | 2.5823 | 0 | 0 | 0 | 0 | 0 | 0 | 0 | 0 | 0 | 0 | 0 | 0 | 0 | 0 | 0 | 0 | 0 | 0 | 0 | 0 | 0 | 0 | 0 | 0 | 0 | 0 | 0 | 0 | 0 | 0 | 0 | 0 | 0 | 0 | 0 | 0 | 0 | 0 | 0
F1_Commercial_Restaurant_New_Food Preparation_Natural Gas_Steamer_E2 | F1 | Commercial | Restaurant | New | Food Preparation | Natural Gas | Steamer | E2 | RVT - Cost of Equipment | 1.1031 | 1.1111 | 1.1203 | 1.1305 | 1.1422 | 1.1559 | 1.1672 | 1.1781 | 1.1893 | 1.2007 | 1.2116 | 1.2215 | 1.2314 | 1.2417 | 1.253 | 1.264 | 1.2758 | 1.2884 | 1.3016 | 1.3151 | 1.3286 | 1.3411 | 1.3524 | 1.3626 | 1.3715 | 1.3791 | 1.3844 | 1.3883 | 1.3917 | 1.3947 | 1.3975 | 1.3988 | 1.3988 | 0 | 0 | 0 | 0 | 0 | 0 | 0 | 0 | 0
F1_Commercial_Restaurant_New_Food Preparation_Natural Gas_Steamer_E3 | F1 | Commercial | Restaurant | New | Food Preparation | Natural Gas | Steamer | E3 | RVT - Cost of Equipment | 0 | 0 | 0 | 0 | 0 | 0 | 0 | 0 | 0 | 0 | 0 | 0 | 0 | 0 | 0 | 0 | 0 | 0 | 0 | 0 | 0 | 0 | 0 | 0 | 0 | 0 | 0 | 0 | 0 | 0 | 0 | 0 | 0 | 0 | 0 | 0 | 0 | 0 | 0 | 0 | 0 | 0
F1_Commercial_Restaurant_New_Food Preparation_Natural Gas_Steamer_E4 | F1 | Commercial | Restaurant | New | Food Preparation | Natural Gas | Steamer | E4 | RVT - Cost of Equipment | 0 | 0 | 0 | 0 | 0 | 0 | 0 | 0 | 0 | 0 | 0 | 0 | 0 | 0 | 0 | 0 | 0 | 0 | 0 | 0 | 0 | 0 | 0 | 0 | 0 | 0 | 0 | 0 | 0 | 0 | 0 | 0 | 0 | 0 | 0 | 0 | 0 | 0 | 0 | 0 | 0 | 0
F1_Commercial_Restaurant_New_Food Preparation_Natural Gas_Steamer_E5 | F1 | Commercial | Restaurant | New | Food Preparation | Natural Gas | Steamer | E5 | RVT - Cost of Equipment | 0 | 0 | 0 | 0 | 0 | 0 | 0 | 0 | 0 | 0 | 0 | 0 | 0 | 0 | 0 | 0 | 0 | 0 | 0 | 0 | 0 | 0 | 0 | 0 | 0 | 0 | 0 | 0 | 0 | 0 | 0 | 0 | 0 | 0 | 0 | 0 | 0 | 0 | 0 | 0 | 0 | 0
F1_Commercial_Restaurant_New_Food Preparation_Natural Gas_Steamer_E6 | F1 | Commercial | Restaurant | New | Food Preparation | Natural Gas | Steamer | E6 | RVT - Cost of Equipment | 0 | 0 | 0 | 0 | 0 | 0 | 0 | 0 | 0 | 0 | 0 | 0 | 0 | 0 | 0 | 0 | 0 | 0 | 0 | 0 | 0 | 0 | 0 | 0 | 0 | 0 | 0 | 0 | 0 | 0 | 0 | 0 | 0 | 0 | 0 | 0 | 0 | 0 | 0 | 0 | 0 | 0
F1_Commercial_Restaurant_New_Food Preparation_Natural Gas_Steamer_E7 | F1 | Commercial | Restaurant | New | Food Preparation | Natural Gas | Steamer | E7 | RVT - Cost of Equipment | 0 | 0 | 0 | 0 | 0 | 0 | 0 | 0 | 0 | 0 | 0 | 0 | 0 | 0 | 0 | 0 | 0 | 0 | 0 | 0 | 0 | 0 | 0 | 0 | 0 | 0 | 0 | 0 | 0 | 0 | 0 | 0 | 0 | 0 | 0 | 0 | 0 | 0 | 0 | 0 | 0 | 0
F1_Commercial_Restaurant_New_Food Preparation_Natural Gas_Steamer_E8 | F1 | Commercial | Restaurant | New | Food Preparation | Natural Gas | Steamer | E8 | RVT - Cost of Equipment | 0 | 0 | 0 | 0 | 0 | 0 | 0 | 0 | 0 | 0 | 0 | 0 | 0 | 0 | 0 | 0 | 0 | 0 | 0 | 0 | 0 | 0 | 0 | 0 | 0 | 0 | 0 | 0 | 0 | 0 | 0 | 0 | 0 | 0 | 0 | 0 | 0 | 0 | 0 | 0 | 0 | 0
F1_Commercial_Restaurant_New_Food Preparation_Natural Gas_Steamer_E9 | F1 | Commercial | Restaurant | New | Food Preparation | Natural Gas | Steamer | E9 | RVT - Cost of Equipment | 0 | 0 | 0 | 0 | 0 | 0 | 0 | 0 | 0 | 0 | 0 | 0 | 0 | 0 | 0 | 0 | 0 | 0 | 0 | 0 | 0 | 0 | 0 | 0 | 0 | 0 | 0 | 0 | 0 | 0 | 0 | 0 | 0 | 0 | 0 | 0 | 0 | 0 | 0 | 0 | 0 | 0
F1_Commercial_Restaurant_New_Food Preparation_Natural Gas_Steamer_E10 | F1 | Commercial | Restaurant | New | Food Preparation | Natural Gas | Steamer | E10 | RVT - Cost of Equipment | 0 | 0 | 0 | 0 | 0 | 0 | 0 | 0 | 0 | 0 | 0 | 0 | 0 | 0 | 0 | 0 | 0 | 0 | 0 | 0 | 0 | 0 | 0 | 0 | 0 | 0 | 0 | 0 | 0 | 0 | 0 | 0 | 0 | 0 | 0 | 0 | 0 | 0 | 0 | 0 | 0 | 0
F2_Commercial_Restaurant_New_Food Preparation_Natural Gas_Steamer_E1 | F2 | Commercial | Restaurant | New | Food Preparation | Natural Gas | Steamer | E1 | RVT - Cost of Operation | 3.0463 | 3.0685 | 3.0938 | 0 | 0 | 0 | 0 | 0 | 0 | 0 | 0 | 0 | 0 | 0 | 0 | 0 | 0 | 0 | 0 | 0 | 0 | 0 | 0 | 0 | 0 | 0 | 0 | 0 | 0 | 0 | 0 | 0 | 0 | 0 | 0 | 0 | 0 | 0 | 0 | 0 | 0 | 0
F2_Commercial_Restaurant_New_Food Preparation_Natural Gas_Steamer_E2 | F2 | Commercial | Restaurant | New | Food Preparation | Natural Gas | Steamer | E2 | RVT - Cost of Operation | 1.3216 | 1.3312 | 1.3421 | 1.3544 | 1.3685 | 1.3848 | 1.3983 | 1.4115 | 1.4248 | 1.4386 | 1.4516 | 1.4634 | 1.4753 | 1.4876 | 1.5012 | 1.5144 | 1.5285 | 1.5436 | 1.5594 | 1.5756 | 1.5918 | 1.6067 | 1.6203 | 1.6325 | 1.6431 | 1.6522 | 1.6586 | 1.6633 | 1.6674 | 1.6709 | 1.6744 | 1.6759 | 1.6759 | 0 | 0 | 0 | 0 | 0 | 0 | 0 | 0 | 0
F2_Commercial_Restaurant_New_Food Preparation_Natural Gas_Steamer_E3 | F2 | Commercial | Restaurant | New | Food Preparation | Natural Gas | Steamer | E3 | RVT - Cost of Operation | 0 | 0 | 0 | 0 | 0 | 0 | 0 | 0 | 0 | 0 | 0 | 0 | 0 | 0 | 0 | 0 | 0 | 0 | 0 | 0 | 0 | 0 | 0 | 0 | 0 | 0 | 0 | 0 | 0 | 0 | 0 | 0 | 0 | 0 | 0 | 0 | 0 | 0 | 0 | 0 | 0 | 0
F2_Commercial_Restaurant_New_Food Preparation_Natural Gas_Steamer_E4 | F2 | Commercial | Restaurant | New | Food Preparation | Natural Gas | Steamer | E4 | RVT - Cost of Operation | 0 | 0 | 0 | 0 | 0 | 0 | 0 | 0 | 0 | 0 | 0 | 0 | 0 | 0 | 0 | 0 | 0 | 0 | 0 | 0 | 0 | 0 | 0 | 0 | 0 | 0 | 0 | 0 | 0 | 0 | 0 | 0 | 0 | 0 | 0 | 0 | 0 | 0 | 0 | 0 | 0 | 0
F2_Commercial_Restaurant_New_Food Preparation_Natural Gas_Steamer_E5 | F2 | Commercial | Restaurant | New | Food Preparation | Natural Gas | Steamer | E5 | RVT - Cost of Operation | 0 | 0 | 0 | 0 | 0 | 0 | 0 | 0 | 0 | 0 | 0 | 0 | 0 | 0 | 0 | 0 | 0 | 0 | 0 | 0 | 0 | 0 | 0 | 0 | 0 | 0 | 0 | 0 | 0 | 0 | 0 | 0 | 0 | 0 | 0 | 0 | 0 | 0 | 0 | 0 | 0 | 0
F2_Commercial_Restaurant_New_Food Preparation_Natural Gas_Steamer_E6 | F2 | Commercial | Restaurant | New | Food Preparation | Natural Gas | Steamer | E6 | RVT - Cost of Operation | 0 | 0 | 0 | 0 | 0 | 0 | 0 | 0 | 0 | 0 | 0 | 0 | 0 | 0 | 0 | 0 | 0 | 0 | 0 | 0 | 0 | 0 | 0 | 0 | 0 | 0 | 0 | 0 | 0 | 0 | 0 | 0 | 0 | 0 | 0 | 0 | 0 | 0 | 0 | 0 | 0 | 0
F2_Commercial_Restaurant_New_Food Preparation_Natural Gas_Steamer_E7 | F2 | Commercial | Restaurant | New | Food Preparation | Natural Gas | Steamer | E7 | RVT - Cost of Operation | 0 | 0 | 0 | 0 | 0 | 0 | 0 | 0 | 0 | 0 | 0 | 0 | 0 | 0 | 0 | 0 | 0 | 0 | 0 | 0 | 0 | 0 | 0 | 0 | 0 | 0 | 0 | 0 | 0 | 0 | 0 | 0 | 0 | 0 | 0 | 0 | 0 | 0 | 0 | 0 | 0 | 0
F2_Commercial_Restaurant_New_Food Preparation_Natural Gas_Steamer_E8 | F2 | Commercial | Restaurant | New | Food Preparation | Natural Gas | Steamer | E8 | RVT - Cost of Operation | 0 | 0 | 0 | 0 | 0 | 0 | 0 | 0 | 0 | 0 | 0 | 0 | 0 | 0 | 0 | 0 | 0 | 0 | 0 | 0 | 0 | 0 | 0 | 0 | 0 | 0 | 0 | 0 | 0 | 0 | 0 | 0 | 0 | 0 | 0 | 0 | 0 | 0 | 0 | 0 | 0 | 0
F2_Commercial_Restaurant_New_Food Preparation_Natural Gas_Steamer_E9 | F2 | Commercial | Restaurant | New | Food Preparation | Natural Gas | Steamer | E9 | RVT - Cost of Operation | 0 | 0 | 0 | 0 | 0 | 0 | 0 | 0 | 0 | 0 | 0 | 0 | 0 | 0 | 0 | 0 | 0 | 0 | 0 | 0 | 0 | 0 | 0 | 0 | 0 | 0 | 0 | 0 | 0 | 0 | 0 | 0 | 0 | 0 | 0 | 0 | 0 | 0 | 0 | 0 | 0 | 0
F2_Commercial_Restaurant_New_Food Preparation_Natural Gas_Steamer_E10 | F2 | Commercial | Restaurant | New | Food Preparation | Natural Gas | Steamer | E10 | RVT - Cost of Operation | 0 | 0 | 0 | 0 | 0 | 0 | 0 | 0 | 0 | 0 | 0 | 0 | 0 | 0 | 0 | 0 | 0 | 0 | 0 | 0 | 0 | 0 | 0 | 0 | 0 | 0 | 0 | 0 | 0 | 0 | 0 | 0 | 0 | 0 | 0 | 0 | 0 | 0 | 0 | 0 | 0 | 0
F3_Commercial_Restaurant_New_Food Preparation_Natural Gas_Steamer_E1 | F3 | Commercial | Restaurant | New | Food Preparation | Natural Gas | Steamer | E1 | System - kBTUs of Consumption | 1.9271 | 1.9271 | 1.9271 | 0 | 0 | 0 | 0 | 0 | 0 | 0 | 0 | 0 | 0 | 0 | 0 | 0 | 0 | 0 | 0 | 0 | 0 | 0 | 0 | 0 | 0 | 0 | 0 | 0 | 0 | 0 | 0 | 0 | 0 | 0 | 0 | 0 | 0 | 0 | 0 | 0 | 0 | 0
F3_Commercial_Restaurant_New_Food Preparation_Natural Gas_Steamer_E2 | F3 | Commercial | Restaurant | New | Food Preparation | Natural Gas | Steamer | E2 | System - kBTUs of Consumption | 2.2576 | 2.2576 | 2.2576 | 2.2576 | 2.2576 | 2.2576 | 2.2576 | 2.2576 | 2.2576 | 2.2576 | 2.2576 | 2.2576 | 2.2576 | 2.2576 | 2.2576 | 2.2576 | 2.2576 | 2.2576 | 2.2576 | 2.2576 | 2.2576 | 2.2576 | 2.2576 | 2.2576 | 2.2576 | 2.2576 | 2.2576 | 2.2576 | 2.2576 | 2.2576 | 2.2576 | 2.2576 | 2.2576 | 0 | 0 | 0 | 0 | 0 | 0 | 0 | 0 | 0
F3_Commercial_Restaurant_New_Food Preparation_Natural Gas_Steamer_E3 | F3 | Commercial | Restaurant | New | Food Preparation | Natural Gas | Steamer | E3 | System - kBTUs of Consumption | 0 | 0 | 0 | 0 | 0 | 0 | 0 | 0 | 0 | 0 | 0 | 0 | 0 | 0 | 0 | 0 | 0 | 0 | 0 | 0 | 0 | 0 | 0 | 0 | 0 | 0 | 0 | 0 | 0 | 0 | 0 | 0 | 0 | 0 | 0 | 0 | 0 | 0 | 0 | 0 | 0 | 0
F3_Commercial_Restaurant_New_Food Preparation_Natural Gas_Steamer_E4 | F3 | Commercial | Restaurant | New | Food Preparation | Natural Gas | Steamer | E4 | System - kBTUs of Consumption | 0 | 0 | 0 | 0 | 0 | 0 | 0 | 0 | 0 | 0 | 0 | 0 | 0 | 0 | 0 | 0 | 0 | 0 | 0 | 0 | 0 | 0 | 0 | 0 | 0 | 0 | 0 | 0 | 0 | 0 | 0 | 0 | 0 | 0 | 0 | 0 | 0 | 0 | 0 | 0 | 0 | 0
F3_Commercial_Restaurant_New_Food Preparation_Natural Gas_Steamer_E5 | F3 | Commercial | Restaurant | New | Food Preparation | Natural Gas | Steamer | E5 | System - kBTUs of Consumption | 0 | 0 | 0 | 0 | 0 | 0 | 0 | 0 | 0 | 0 | 0 | 0 | 0 | 0 | 0 | 0 | 0 | 0 | 0 | 0 | 0 | 0 | 0 | 0 | 0 | 0 | 0 | 0 | 0 | 0 | 0 | 0 | 0 | 0 | 0 | 0 | 0 | 0 | 0 | 0 | 0 | 0
F3_Commercial_Restaurant_New_Food Preparation_Natural Gas_Steamer_E6 | F3 | Commercial | Restaurant | New | Food Preparation | Natural Gas | Steamer | E6 | System - kBTUs of Consumption | 0 | 0 | 0 | 0 | 0 | 0 | 0 | 0 | 0 | 0 | 0 | 0 | 0 | 0 | 0 | 0 | 0 | 0 | 0 | 0 | 0 | 0 | 0 | 0 | 0 | 0 | 0 | 0 | 0 | 0 | 0 | 0 | 0 | 0 | 0 | 0 | 0 | 0 | 0 | 0 | 0 | 0
F3_Commercial_Restaurant_New_Food Preparation_Natural Gas_Steamer_E7 | F3 | Commercial | Restaurant | New | Food Preparation | Natural Gas | Steamer | E7 | System - kBTUs of Consumption | 0 | 0 | 0 | 0 | 0 | 0 | 0 | 0 | 0 | 0 | 0 | 0 | 0 | 0 | 0 | 0 | 0 | 0 | 0 | 0 | 0 | 0 | 0 | 0 | 0 | 0 | 0 | 0 | 0 | 0 | 0 | 0 | 0 | 0 | 0 | 0 | 0 | 0 | 0 | 0 | 0 | 0
F3_Commercial_Restaurant_New_Food Preparation_Natural Gas_Steamer_E8 | F3 | Commercial | Restaurant | New | Food Preparation | Natural Gas | Steamer | E8 | System - kBTUs of Consumption | 0 | 0 | 0 | 0 | 0 | 0 | 0 | 0 | 0 | 0 | 0 | 0 | 0 | 0 | 0 | 0 | 0 | 0 | 0 | 0 | 0 | 0 | 0 | 0 | 0 | 0 | 0 | 0 | 0 | 0 | 0 | 0 | 0 | 0 | 0 | 0 | 0 | 0 | 0 | 0 | 0 | 0
F3_Commercial_Restaurant_New_Food Preparation_Natural Gas_Steamer_E9 | F3 | Commercial | Restaurant | New | Food Preparation | Natural Gas | Steamer | E9 | System - kBTUs of Consumption | 0 | 0 | 0 | 0 | 0 | 0 | 0 | 0 | 0 | 0 | 0 | 0 | 0 | 0 | 0 | 0 | 0 | 0 | 0 | 0 | 0 | 0 | 0 | 0 | 0 | 0 | 0 | 0 | 0 | 0 | 0 | 0 | 0 | 0 | 0 | 0 | 0 | 0 | 0 | 0 | 0 | 0
F3_Commercial_Restaurant_New_Food Preparation_Natural Gas_Steamer_E10 | F3 | Commercial | Restaurant | New | Food Preparation | Natural Gas | Steamer | E10 | System - kBTUs of Consumption | 0 | 0 | 0 | 0 | 0 | 0 | 0 | 0 | 0 | 0 | 0 | 0 | 0 | 0 | 0 | 0 | 0 | 0 | 0 | 0 | 0 | 0 | 0 | 0 | 0 | 0 | 0 | 0 | 0 | 0 | 0 | 0 | 0 | 0 | 0 | 0 | 0 | 0 | 0 | 0 | 0 | 0
F4_Commercial_Restaurant_New_Food Preparation_Natural Gas_Steamer_E1 | F4 | Commercial | Restaurant | New | Food Preparation | Natural Gas | Steamer | E1 | Utility - Cost of Equipment | 3.0463 | 3.0685 | 3.0938 | 0 | 0 | 0 | 0 | 0 | 0 | 0 | 0 | 0 | 0 | 0 | 0 | 0 | 0 | 0 | 0 | 0 | 0 | 0 | 0 | 0 | 0 | 0 | 0 | 0 | 0 | 0 | 0 | 0 | 0 | 0 | 0 | 0 | 0 | 0 | 0 | 0 | 0 | 0
F4_Commercial_Restaurant_New_Food Preparation_Natural Gas_Steamer_E2 | F4 | Commercial | Restaurant | New | Food Preparation | Natural Gas | Steamer | E2 | Utility - Cost of Equipment | 1.3216 | 1.3312 | 1.3421 | 1.3544 | 1.3685 | 1.3848 | 1.3983 | 1.4115 | 1.4248 | 1.4386 | 1.4516 | 1.4634 | 1.4753 | 1.4876 | 1.5012 | 1.5144 | 1.5285 | 1.5436 | 1.5594 | 1.5756 | 1.5918 | 1.6067 | 1.6203 | 1.6325 | 1.6431 | 1.6522 | 1.6586 | 1.6633 | 1.6674 | 1.6709 | 1.6744 | 1.6759 | 1.6759 | 0 | 0 | 0 | 0 | 0 | 0 | 0 | 0 | 0
F4_Commercial_Restaurant_New_Food Preparation_Natural Gas_Steamer_E3 | F4 | Commercial | Restaurant | New | Food Preparation | Natural Gas | Steamer | E3 | Utility - Cost of Equipment | 0 | 0 | 0 | 0 | 0 | 0 | 0 | 0 | 0 | 0 | 0 | 0 | 0 | 0 | 0 | 0 | 0 | 0 | 0 | 0 | 0 | 0 | 0 | 0 | 0 | 0 | 0 | 0 | 0 | 0 | 0 | 0 | 0 | 0 | 0 | 0 | 0 | 0 | 0 | 0 | 0 | 0
F4_Commercial_Restaurant_New_Food Preparation_Natural Gas_Steamer_E4 | F4 | Commercial | Restaurant | New | Food Preparation | Natural Gas | Steamer | E4 | Utility - Cost of Equipment | 0 | 0 | 0 | 0 | 0 | 0 | 0 | 0 | 0 | 0 | 0 | 0 | 0 | 0 | 0 | 0 | 0 | 0 | 0 | 0 | 0 | 0 | 0 | 0 | 0 | 0 | 0 | 0 | 0 | 0 | 0 | 0 | 0 | 0 | 0 | 0 | 0 | 0 | 0 | 0 | 0 | 0
F4_Commercial_Restaurant_New_Food Preparation_Natural Gas_Steamer_E5 | F4 | Commercial | Restaurant | New | Food Preparation | Natural Gas | Steamer | E5 | Utility - Cost of Equipment | 0 | 0 | 0 | 0 | 0 | 0 | 0 | 0 | 0 | 0 | 0 | 0 | 0 | 0 | 0 | 0 | 0 | 0 | 0 | 0 | 0 | 0 | 0 | 0 | 0 | 0 | 0 | 0 | 0 | 0 | 0 | 0 | 0 | 0 | 0 | 0 | 0 | 0 | 0 | 0 | 0 | 0
F4_Commercial_Restaurant_New_Food Preparation_Natural Gas_Steamer_E6 | F4 | Commercial | Restaurant | New | Food Preparation | Natural Gas | Steamer | E6 | Utility - Cost of Equipment | 0 | 0 | 0 | 0 | 0 | 0 | 0 | 0 | 0 | 0 | 0 | 0 | 0 | 0 | 0 | 0 | 0 | 0 | 0 | 0 | 0 | 0 | 0 | 0 | 0 | 0 | 0 | 0 | 0 | 0 | 0 | 0 | 0 | 0 | 0 | 0 | 0 | 0 | 0 | 0 | 0 | 0
F4_Commercial_Restaurant_New_Food Preparation_Natural Gas_Steamer_E7 | F4 | Commercial | Restaurant | New | Food Preparation | Natural Gas | Steamer | E7 | Utility - Cost of Equipment | 0 | 0 | 0 | 0 | 0 | 0 | 0 | 0 | 0 | 0 | 0 | 0 | 0 | 0 | 0 | 0 | 0 | 0 | 0 | 0 | 0 | 0 | 0 | 0 | 0 | 0 | 0 | 0 | 0 | 0 | 0 | 0 | 0 | 0 | 0 | 0 | 0 | 0 | 0 | 0 | 0 | 0
F4_Commercial_Restaurant_New_Food Preparation_Natural Gas_Steamer_E8 | F4 | Commercial | Restaurant | New | Food Preparation | Natural Gas | Steamer | E8 | Utility - Cost of Equipment | 0 | 0 | 0 | 0 | 0 | 0 | 0 | 0 | 0 | 0 | 0 | 0 | 0 | 0 | 0 | 0 | 0 | 0 | 0 | 0 | 0 | 0 | 0 | 0 | 0 | 0 | 0 | 0 | 0 | 0 | 0 | 0 | 0 | 0 | 0 | 0 | 0 | 0 | 0 | 0 | 0 | 0
F4_Commercial_Restaurant_New_Food Preparation_Natural Gas_Steamer_E9 | F4 | Commercial | Restaurant | New | Food Preparation | Natural Gas | Steamer | E9 | Utility - Cost of Equipment | 0 | 0 | 0 | 0 | 0 | 0 | 0 | 0 | 0 | 0 | 0 | 0 | 0 | 0 | 0 | 0 | 0 | 0 | 0 | 0 | 0 | 0 | 0 | 0 | 0 | 0 | 0 | 0 | 0 | 0 | 0 | 0 | 0 | 0 | 0 | 0 | 0 | 0 | 0 | 0 | 0 | 0
F4_Commercial_Restaurant_New_Food Preparation_Natural Gas_Steamer_E10 | F4 | Commercial | Restaurant | New | Food Preparation | Natural Gas | Steamer | E10 | Utility - Cost of Equipment | 0 | 0 | 0 | 0 | 0 | 0 | 0 | 0 | 0 | 0 | 0 | 0 | 0 | 0 | 0 | 0 | 0 | 0 | 0 | 0 | 0 | 0 | 0 | 0 | 0 | 0 | 0 | 0 | 0 | 0 | 0 | 0 | 0 | 0 | 0 | 0 | 0 | 0 | 0 | 0 | 0 | 0
F5_Commercial_Restaurant_New_Food Preparation_Natural Gas_Steamer_E1 | F5 | Commercial | Restaurant | New | Food Preparation | Natural Gas | Steamer | E1 | Utility - Cost of Operation | 1.9271 | 1.9271 | 1.9271 | 0 | 0 | 0 | 0 | 0 | 0 | 0 | 0 | 0 | 0 | 0 | 0 | 0 | 0 | 0 | 0 | 0 | 0 | 0 | 0 | 0 | 0 | 0 | 0 | 0 | 0 | 0 | 0 | 0 | 0 | 0 | 0 | 0 | 0 | 0 | 0 | 0 | 0 | 0
F5_Commercial_Restaurant_New_Food Preparation_Natural Gas_Steamer_E2 | F5 | Commercial | Restaurant | New | Food Preparation | Natural Gas | Steamer | E2 | Utility - Cost of Operation | 2.2576 | 2.2576 | 2.2576 | 2.2576 | 2.2576 | 2.2576 | 2.2576 | 2.2576 | 2.2576 | 2.2576 | 2.2576 | 2.2576 | 2.2576 | 2.2576 | 2.2576 | 2.2576 | 2.2576 | 2.2576 | 2.2576 | 2.2576 | 2.2576 | 2.2576 | 2.2576 | 2.2576 | 2.2576 | 2.2576 | 2.2576 | 2.2576 | 2.2576 | 2.2576 | 2.2576 | 2.2576 | 2.2576 | 0 | 0 | 0 | 0 | 0 | 0 | 0 | 0 | 0
F5_Commercial_Restaurant_New_Food Preparation_Natural Gas_Steamer_E3 | F5 | Commercial | Restaurant | New | Food Preparation | Natural Gas | Steamer | E3 | Utility - Cost of Operation | 0 | 0 | 0 | 0 | 0 | 0 | 0 | 0 | 0 | 0 | 0 | 0 | 0 | 0 | 0 | 0 | 0 | 0 | 0 | 0 | 0 | 0 | 0 | 0 | 0 | 0 | 0 | 0 | 0 | 0 | 0 | 0 | 0 | 0 | 0 | 0 | 0 | 0 | 0 | 0 | 0 | 0
F5_Commercial_Restaurant_New_Food Preparation_Natural Gas_Steamer_E4 | F5 | Commercial | Restaurant | New | Food Preparation | Natural Gas | Steamer | E4 | Utility - Cost of Operation | 0 | 0 | 0 | 0 | 0 | 0 | 0 | 0 | 0 | 0 | 0 | 0 | 0 | 0 | 0 | 0 | 0 | 0 | 0 | 0 | 0 | 0 | 0 | 0 | 0 | 0 | 0 | 0 | 0 | 0 | 0 | 0 | 0 | 0 | 0 | 0 | 0 | 0 | 0 | 0 | 0 | 0
F5_Commercial_Restaurant_New_Food Preparation_Natural Gas_Steamer_E5 | F5 | Commercial | Restaurant | New | Food Preparation | Natural Gas | Steamer | E5 | Utility - Cost of Operation | 0 | 0 | 0 | 0 | 0 | 0 | 0 | 0 | 0 | 0 | 0 | 0 | 0 | 0 | 0 | 0 | 0 | 0 | 0 | 0 | 0 | 0 | 0 | 0 | 0 | 0 | 0 | 0 | 0 | 0 | 0 | 0 | 0 | 0 | 0 | 0 | 0 | 0 | 0 | 0 | 0 | 0
F5_Commercial_Restaurant_New_Food Preparation_Natural Gas_Steamer_E6 | F5 | Commercial | Restaurant | New | Food Preparation | Natural Gas | Steamer | E6 | Utility - Cost of Operation | 0 | 0 | 0 | 0 | 0 | 0 | 0 | 0 | 0 | 0 | 0 | 0 | 0 | 0 | 0 | 0 | 0 | 0 | 0 | 0 | 0 | 0 | 0 | 0 | 0 | 0 | 0 | 0 | 0 | 0 | 0 | 0 | 0 | 0 | 0 | 0 | 0 | 0 | 0 | 0 | 0 | 0
F5_Commercial_Restaurant_New_Food Preparation_Natural Gas_Steamer_E7 | F5 | Commercial | Restaurant | New | Food Preparation | Natural Gas | Steamer | E7 | Utility - Cost of Operation | 0 | 0 | 0 | 0 | 0 | 0 | 0 | 0 | 0 | 0 | 0 | 0 | 0 | 0 | 0 | 0 | 0 | 0 | 0 | 0 | 0 | 0 | 0 | 0 | 0 | 0 | 0 | 0 | 0 | 0 | 0 | 0 | 0 | 0 | 0 | 0 | 0 | 0 | 0 | 0 | 0 | 0
F5_Commercial_Restaurant_New_Food Preparation_Natural Gas_Steamer_E8 | F5 | Commercial | Restaurant | New | Food Preparation | Natural Gas | Steamer | E8 | Utility - Cost of Operation | 0 | 0 | 0 | 0 | 0 | 0 | 0 | 0 | 0 | 0 | 0 | 0 | 0 | 0 | 0 | 0 | 0 | 0 | 0 | 0 | 0 | 0 | 0 | 0 | 0 | 0 | 0 | 0 | 0 | 0 | 0 | 0 | 0 | 0 | 0 | 0 | 0 | 0 | 0 | 0 | 0 | 0
F5_Commercial_Restaurant_New_Food Preparation_Natural Gas_Steamer_E9 | F5 | Commercial | Restaurant | New | Food Preparation | Natural Gas | Steamer | E9 | Utility - Cost of Operation | 0 | 0 | 0 | 0 | 0 | 0 | 0 | 0 | 0 | 0 | 0 | 0 | 0 | 0 | 0 | 0 | 0 | 0 | 0 | 0 | 0 | 0 | 0 | 0 | 0 | 0 | 0 | 0 | 0 | 0 | 0 | 0 | 0 | 0 | 0 | 0 | 0 | 0 | 0 | 0 | 0 | 0
F5_Commercial_Restaurant_New_Food Preparation_Natural Gas_Steamer_E10 | F5 | Commercial | Restaurant | New | Food Preparation | Natural Gas | Steamer | E10 | Utility - Cost of Operation | 0 | 0 | 0 | 0 | 0 | 0 | 0 | 0 | 0 | 0 | 0 | 0 | 0 | 0 | 0 | 0 | 0 | 0 | 0 | 0 | 0 | 0 | 0 | 0 | 0 | 0 | 0 | 0 | 0 | 0 | 0 | 0 | 0 | 0 | 0 | 0 | 0 | 0 | 0 | 0 | 0 | 0
F6_Commercial_Restaurant_New_Food Preparation_Natural Gas_Steamer_E1 | F6 | Commercial | Restaurant | New | Food Preparation | Natural Gas | Steamer | E1 | Utility - Value of Sales | 1.8146 | 1.8146 | 1.8146 | 0 | 0 | 0 | 0 | 0 | 0 | 0 | 0 | 0 | 0 | 0 | 0 | 0 | 0 | 0 | 0 | 0 | 0 | 0 | 0 | 0 | 0 | 0 | 0 | 0 | 0 | 0 | 0 | 0 | 0 | 0 | 0 | 0 | 0 | 0 | 0 | 0 | 0 | 0
F6_Commercial_Restaurant_New_Food Preparation_Natural Gas_Steamer_E2 | F6 | Commercial | Restaurant | New | Food Preparation | Natural Gas | Steamer | E2 | Utility - Value of Sales | 0.78721 | 0.78721 | 0.78721 | 0.78721 | 0.78721 | 0.78721 | 0.78721 | 0.78721 | 0.78721 | 0.78721 | 0.78721 | 0.78721 | 0.78721 | 0.78721 | 0.78721 | 0.78721 | 0.78721 | 0.78721 | 0.78721 | 0.78721 | 0.78721 | 0.78721 | 0.78721 | 0.78721 | 0.78721 | 0.78721 | 0.78721 | 0.78721 | 0.78721 | 0.78721 | 0.78721 | 0.78721 | 0.78721 | 0 | 0 | 0 | 0 | 0 | 0 | 0 | 0 | 0
F6_Commercial_Restaurant_New_Food Preparation_Natural Gas_Steamer_E3 | F6 | Commercial | Restaurant | New | Food Preparation | Natural Gas | Steamer | E3 | Utility - Value of Sales | 0 | 0 | 0 | 0 | 0 | 0 | 0 | 0 | 0 | 0 | 0 | 0 | 0 | 0 | 0 | 0 | 0 | 0 | 0 | 0 | 0 | 0 | 0 | 0 | 0 | 0 | 0 | 0 | 0 | 0 | 0 | 0 | 0 | 0 | 0 | 0 | 0 | 0 | 0 | 0 | 0 | 0
F6_Commercial_Restaurant_New_Food Preparation_Natural Gas_Steamer_E4 | F6 | Commercial | Restaurant | New | Food Preparation | Natural Gas | Steamer | E4 | Utility - Value of Sales | 0 | 0 | 0 | 0 | 0 | 0 | 0 | 0 | 0 | 0 | 0 | 0 | 0 | 0 | 0 | 0 | 0 | 0 | 0 | 0 | 0 | 0 | 0 | 0 | 0 | 0 | 0 | 0 | 0 | 0 | 0 | 0 | 0 | 0 | 0 | 0 | 0 | 0 | 0 | 0 | 0 | 0
F6_Commercial_Restaurant_New_Food Preparation_Natural Gas_Steamer_E5 | F6 | Commercial | Restaurant | New | Food Preparation | Natural Gas | Steamer | E5 | Utility - Value of Sales | 0 | 0 | 0 | 0 | 0 | 0 | 0 | 0 | 0 | 0 | 0 | 0 | 0 | 0 | 0 | 0 | 0 | 0 | 0 | 0 | 0 | 0 | 0 | 0 | 0 | 0 | 0 | 0 | 0 | 0 | 0 | 0 | 0 | 0 | 0 | 0 | 0 | 0 | 0 | 0 | 0 | 0
F6_Commercial_Restaurant_New_Food Preparation_Natural Gas_Steamer_E6 | F6 | Commercial | Restaurant | New | Food Preparation | Natural Gas | Steamer | E6 | Utility - Value of Sales | 0 | 0 | 0 | 0 | 0 | 0 | 0 | 0 | 0 | 0 | 0 | 0 | 0 | 0 | 0 | 0 | 0 | 0 | 0 | 0 | 0 | 0 | 0 | 0 | 0 | 0 | 0 | 0 | 0 | 0 | 0 | 0 | 0 | 0 | 0 | 0 | 0 | 0 | 0 | 0 | 0 | 0
F6_Commercial_Restaurant_New_Food Preparation_Natural Gas_Steamer_E7 | F6 | Commercial | Restaurant | New | Food Preparation | Natural Gas | Steamer | E7 | Utility - Value of Sales | 0 | 0 | 0 | 0 | 0 | 0 | 0 | 0 | 0 | 0 | 0 | 0 | 0 | 0 | 0 | 0 | 0 | 0 | 0 | 0 | 0 | 0 | 0 | 0 | 0 | 0 | 0 | 0 | 0 | 0 | 0 | 0 | 0 | 0 | 0 | 0 | 0 | 0 | 0 | 0 | 0 | 0
F6_Commercial_Restaurant_New_Food Preparation_Natural Gas_Steamer_E8 | F6 | Commercial | Restaurant | New | Food Preparation | Natural Gas | Steamer | E8 | Utility - Value of Sales | 0 | 0 | 0 | 0 | 0 | 0 | 0 | 0 | 0 | 0 | 0 | 0 | 0 | 0 | 0 | 0 | 0 | 0 | 0 | 0 | 0 | 0 | 0 | 0 | 0 | 0 | 0 | 0 | 0 | 0 | 0 | 0 | 0 | 0 | 0 | 0 | 0 | 0 | 0 | 0 | 0 | 0
F6_Commercial_Restaurant_New_Food Preparation_Natural Gas_Steamer_E9 | F6 | Commercial | Restaurant | New | Food Preparation | Natural Gas | Steamer | E9 | Utility - Value of Sales | 0 | 0 | 0 | 0 | 0 | 0 | 0 | 0 | 0 | 0 | 0 | 0 | 0 | 0 | 0 | 0 | 0 | 0 | 0 | 0 | 0 | 0 | 0 | 0 | 0 | 0 | 0 | 0 | 0 | 0 | 0 | 0 | 0 | 0 | 0 | 0 | 0 | 0 | 0 | 0 | 0 | 0
F6_Commercial_Restaurant_New_Food Preparation_Natural Gas_Steamer_E10 | F6 | Commercial | Restaurant | New | Food Preparation | Natural Gas | Steamer | E10 | Utility - Value of Sales | 0 | 0 | 0 | 0 | 0 | 0 | 0 | 0 | 0 | 0 | 0 | 0 | 0 | 0 | 0 | 0 | 0 | 0 | 0 | 0 | 0 | 0 | 0 | 0 | 0 | 0 | 0 | 0 | 0 | 0 | 0 | 0 | 0 | 0 | 0 | 0 | 0 | 0 | 0 | 0 | 0 | 0
F1_Commercial_Restaurant_New_Food Preparation_Natural Gas_Food Prep Other_E1 | F1 | Commercial | Restaurant | New | Food Preparation | Natural Gas | Food Prep Other | E1 | RVT - Cost of Equipment | 0.45382 | 0.45701 | 0.46081 | 0.46522 | 0.4704 | 0.47647 | 0.48132 | 0.48595 | 0.4905 | 0.49511 | 0.49933 | 0.50302 | 0.50673 | 0.51066 | 0.5152 | 0.51973 | 0.52474 | 0.53021 | 0.53604 | 0.54205 | 0.54817 | 0.55391 | 0.55915 | 0.56394 | 0.56816 | 0.57178 | 0.57429 | 0.57616 | 0.57778 | 0.57917 | 0.58054 | 0.58114 | 0.58114 | 0 | 0 | 0 | 0 | 0 | 0 | 0 | 0 | 0
F1_Commercial_Restaurant_New_Food Preparation_Natural Gas_Food Prep Other_E2 | F1 | Commercial | Restaurant | New | Food Preparation | Natural Gas | Food Prep Other | E2 | RVT - Cost of Equipment | 0.45382 | 0.45701 | 0.46081 | 0.46522 | 0.4704 | 0.47647 | 0.48132 | 0.48595 | 0.4905 | 0.49511 | 0.49933 | 0.50302 | 0.50673 | 0.51066 | 0.5152 | 0.51973 | 0.52474 | 0.53021 | 0.53604 | 0.54205 | 0.54817 | 0.55391 | 0.55915 | 0.56394 | 0.56816 | 0.57178 | 0.57429 | 0.57616 | 0.57778 | 0.57917 | 0.58054 | 0.58114 | 0.58114 | 0 | 0 | 0 | 0 | 0 | 0 | 0 | 0 | 0
F1_Commercial_Restaurant_New_Food Preparation_Natural Gas_Food Prep Other_E3 | F1 | Commercial | Restaurant | New | Food Preparation | Natural Gas | Food Prep Other | E3 | RVT - Cost of Equipment | 0 | 0 | 0 | 0 | 0 | 0 | 0 | 0 | 0 | 0 | 0 | 0 | 0 | 0 | 0 | 0 | 0 | 0 | 0 | 0 | 0 | 0 | 0 | 0 | 0 | 0 | 0 | 0 | 0 | 0 | 0 | 0 | 0 | 0 | 0 | 0 | 0 | 0 | 0 | 0 | 0 | 0
F1_Commercial_Restaurant_New_Food Preparation_Natural Gas_Food Prep Other_E4 | F1 | Commercial | Restaurant | New | Food Preparation | Natural Gas | Food Prep Other | E4 | RVT - Cost of Equipment | 0 | 0 | 0 | 0 | 0 | 0 | 0 | 0 | 0 | 0 | 0 | 0 | 0 | 0 | 0 | 0 | 0 | 0 | 0 | 0 | 0 | 0 | 0 | 0 | 0 | 0 | 0 | 0 | 0 | 0 | 0 | 0 | 0 | 0 | 0 | 0 | 0 | 0 | 0 | 0 | 0 | 0
F1_Commercial_Restaurant_New_Food Preparation_Natural Gas_Food Prep Other_E5 | F1 | Commercial | Restaurant | New | Food Preparation | Natural Gas | Food Prep Other | E5 | RVT - Cost of Equipment | 0 | 0 | 0 | 0 | 0 | 0 | 0 | 0 | 0 | 0 | 0 | 0 | 0 | 0 | 0 | 0 | 0 | 0 | 0 | 0 | 0 | 0 | 0 | 0 | 0 | 0 | 0 | 0 | 0 | 0 | 0 | 0 | 0 | 0 | 0 | 0 | 0 | 0 | 0 | 0 | 0 | 0
F1_Commercial_Restaurant_New_Food Preparation_Natural Gas_Food Prep Other_E6 | F1 | Commercial | Restaurant | New | Food Preparation | Natural Gas | Food Prep Other | E6 | RVT - Cost of Equipment | 0 | 0 | 0 | 0 | 0 | 0 | 0 | 0 | 0 | 0 | 0 | 0 | 0 | 0 | 0 | 0 | 0 | 0 | 0 | 0 | 0 | 0 | 0 | 0 | 0 | 0 | 0 | 0 | 0 | 0 | 0 | 0 | 0 | 0 | 0 | 0 | 0 | 0 | 0 | 0 | 0 | 0
F1_Commercial_Restaurant_New_Food Preparation_Natural Gas_Food Prep Other_E7 | F1 | Commercial | Restaurant | New | Food Preparation | Natural Gas | Food Prep Other | E7 | RVT - Cost of Equipment | 0 | 0 | 0 | 0 | 0 | 0 | 0 | 0 | 0 | 0 | 0 | 0 | 0 | 0 | 0 | 0 | 0 | 0 | 0 | 0 | 0 | 0 | 0 | 0 | 0 | 0 | 0 | 0 | 0 | 0 | 0 | 0 | 0 | 0 | 0 | 0 | 0 | 0 | 0 | 0 | 0 | 0
F1_Commercial_Restaurant_New_Food Preparation_Natural Gas_Food Prep Other_E8 | F1 | Commercial | Restaurant | New | Food Preparation | Natural Gas | Food Prep Other | E8 | RVT - Cost of Equipment | 0 | 0 | 0 | 0 | 0 | 0 | 0 | 0 | 0 | 0 | 0 | 0 | 0 | 0 | 0 | 0 | 0 | 0 | 0 | 0 | 0 | 0 | 0 | 0 | 0 | 0 | 0 | 0 | 0 | 0 | 0 | 0 | 0 | 0 | 0 | 0 | 0 | 0 | 0 | 0 | 0 | 0
F1_Commercial_Restaurant_New_Food Preparation_Natural Gas_Food Prep Other_E9 | F1 | Commercial | Restaurant | New | Food Preparation | Natural Gas | Food Prep Other | E9 | RVT - Cost of Equipment | 0 | 0 | 0 | 0 | 0 | 0 | 0 | 0 | 0 | 0 | 0 | 0 | 0 | 0 | 0 | 0 | 0 | 0 | 0 | 0 | 0 | 0 | 0 | 0 | 0 | 0 | 0 | 0 | 0 | 0 | 0 | 0 | 0 | 0 | 0 | 0 | 0 | 0 | 0 | 0 | 0 | 0
F1_Commercial_Restaurant_New_Food Preparation_Natural Gas_Food Prep Other_E10 | F1 | Commercial | Restaurant | New | Food Preparation | Natural Gas | Food Prep Other | E10 | RVT - Cost of Equipment | 0 | 0 | 0 | 0 | 0 | 0 | 0 | 0 | 0 | 0 | 0 | 0 | 0 | 0 | 0 | 0 | 0 | 0 | 0 | 0 | 0 | 0 | 0 | 0 | 0 | 0 | 0 | 0 | 0 | 0 | 0 | 0 | 0 | 0 | 0 | 0 | 0 | 0 | 0 | 0 | 0 | 0
F2_Commercial_Restaurant_New_Food Preparation_Natural Gas_Food Prep Other_E1 | F2 | Commercial | Restaurant | New | Food Preparation | Natural Gas | Food Prep Other | E1 | RVT - Cost of Operation | 0.54371 | 0.54753 | 0.55208 | 0.55736 | 0.56357 | 0.57084 | 0.57666 | 0.58221 | 0.58766 | 0.59317 | 0.59823 | 0.60265 | 0.6071 | 0.61181 | 0.61724 | 0.62267 | 0.62867 | 0.63523 | 0.64221 | 0.64941 | 0.65674 | 0.66361 | 0.6699 | 0.67564 | 0.68069 | 0.68503 | 0.68804 | 0.69028 | 0.69222 | 0.69388 | 0.69552 | 0.69625 | 0.69625 | 0 | 0 | 0 | 0 | 0 | 0 | 0 | 0 | 0
F2_Commercial_Restaurant_New_Food Preparation_Natural Gas_Food Prep Other_E2 | F2 | Commercial | Restaurant | New | Food Preparation | Natural Gas | Food Prep Other | E2 | RVT - Cost of Operation | 0.54371 | 0.54753 | 0.55208 | 0.55736 | 0.56357 | 0.57084 | 0.57666 | 0.58221 | 0.58766 | 0.59317 | 0.59823 | 0.60265 | 0.6071 | 0.61181 | 0.61724 | 0.62267 | 0.62867 | 0.63523 | 0.64221 | 0.64941 | 0.65674 | 0.66361 | 0.6699 | 0.67564 | 0.68069 | 0.68503 | 0.68804 | 0.69028 | 0.69222 | 0.69388 | 0.69552 | 0.69625 | 0.69625 | 0 | 0 | 0 | 0 | 0 | 0 | 0 | 0 | 0
F2_Commercial_Restaurant_New_Food Preparation_Natural Gas_Food Prep Other_E3 | F2 | Commercial | Restaurant | New | Food Preparation | Natural Gas | Food Prep Other | E3 | RVT - Cost of Operation | 0 | 0 | 0 | 0 | 0 | 0 | 0 | 0 | 0 | 0 | 0 | 0 | 0 | 0 | 0 | 0 | 0 | 0 | 0 | 0 | 0 | 0 | 0 | 0 | 0 | 0 | 0 | 0 | 0 | 0 | 0 | 0 | 0 | 0 | 0 | 0 | 0 | 0 | 0 | 0 | 0 | 0
F2_Commercial_Restaurant_New_Food Preparation_Natural Gas_Food Prep Other_E4 | F2 | Commercial | Restaurant | New | Food Preparation | Natural Gas | Food Prep Other | E4 | RVT - Cost of Operation | 0 | 0 | 0 | 0 | 0 | 0 | 0 | 0 | 0 | 0 | 0 | 0 | 0 | 0 | 0 | 0 | 0 | 0 | 0 | 0 | 0 | 0 | 0 | 0 | 0 | 0 | 0 | 0 | 0 | 0 | 0 | 0 | 0 | 0 | 0 | 0 | 0 | 0 | 0 | 0 | 0 | 0
F2_Commercial_Restaurant_New_Food Preparation_Natural Gas_Food Prep Other_E5 | F2 | Commercial | Restaurant | New | Food Preparation | Natural Gas | Food Prep Other | E5 | RVT - Cost of Operation | 0 | 0 | 0 | 0 | 0 | 0 | 0 | 0 | 0 | 0 | 0 | 0 | 0 | 0 | 0 | 0 | 0 | 0 | 0 | 0 | 0 | 0 | 0 | 0 | 0 | 0 | 0 | 0 | 0 | 0 | 0 | 0 | 0 | 0 | 0 | 0 | 0 | 0 | 0 | 0 | 0 | 0
F2_Commercial_Restaurant_New_Food Preparation_Natural Gas_Food Prep Other_E6 | F2 | Commercial | Restaurant | New | Food Preparation | Natural Gas | Food Prep Other | E6 | RVT - Cost of Operation | 0 | 0 | 0 | 0 | 0 | 0 | 0 | 0 | 0 | 0 | 0 | 0 | 0 | 0 | 0 | 0 | 0 | 0 | 0 | 0 | 0 | 0 | 0 | 0 | 0 | 0 | 0 | 0 | 0 | 0 | 0 | 0 | 0 | 0 | 0 | 0 | 0 | 0 | 0 | 0 | 0 | 0
F2_Commercial_Restaurant_New_Food Preparation_Natural Gas_Food Prep Other_E7 | F2 | Commercial | Restaurant | New | Food Preparation | Natural Gas | Food Prep Other | E7 | RVT - Cost of Operation | 0 | 0 | 0 | 0 | 0 | 0 | 0 | 0 | 0 | 0 | 0 | 0 | 0 | 0 | 0 | 0 | 0 | 0 | 0 | 0 | 0 | 0 | 0 | 0 | 0 | 0 | 0 | 0 | 0 | 0 | 0 | 0 | 0 | 0 | 0 | 0 | 0 | 0 | 0 | 0 | 0 | 0
F2_Commercial_Restaurant_New_Food Preparation_Natural Gas_Food Prep Other_E8 | F2 | Commercial | Restaurant | New | Food Preparation | Natural Gas | Food Prep Other | E8 | RVT - Cost of Operation | 0 | 0 | 0 | 0 | 0 | 0 | 0 | 0 | 0 | 0 | 0 | 0 | 0 | 0 | 0 | 0 | 0 | 0 | 0 | 0 | 0 | 0 | 0 | 0 | 0 | 0 | 0 | 0 | 0 | 0 | 0 | 0 | 0 | 0 | 0 | 0 | 0 | 0 | 0 | 0 | 0 | 0
F2_Commercial_Restaurant_New_Food Preparation_Natural Gas_Food Prep Other_E9 | F2 | Commercial | Restaurant | New | Food Preparation | Natural Gas | Food Prep Other | E9 | RVT - Cost of Operation | 0 | 0 | 0 | 0 | 0 | 0 | 0 | 0 | 0 | 0 | 0 | 0 | 0 | 0 | 0 | 0 | 0 | 0 | 0 | 0 | 0 | 0 | 0 | 0 | 0 | 0 | 0 | 0 | 0 | 0 | 0 | 0 | 0 | 0 | 0 | 0 | 0 | 0 | 0 | 0 | 0 | 0
F2_Commercial_Restaurant_New_Food Preparation_Natural Gas_Food Prep Other_E10 | F2 | Commercial | Restaurant | New | Food Preparation | Natural Gas | Food Prep Other | E10 | RVT - Cost of Operation | 0 | 0 | 0 | 0 | 0 | 0 | 0 | 0 | 0 | 0 | 0 | 0 | 0 | 0 | 0 | 0 | 0 | 0 | 0 | 0 | 0 | 0 | 0 | 0 | 0 | 0 | 0 | 0 | 0 | 0 | 0 | 0 | 0 | 0 | 0 | 0 | 0 | 0 | 0 | 0 | 0 | 0
F3_Commercial_Restaurant_New_Food Preparation_Natural Gas_Food Prep Other_E1 | F3 | Commercial | Restaurant | New | Food Preparation | Natural Gas | Food Prep Other | E1 | System - kBTUs of Consumption | 0.033641 | 0.033641 | 0.033641 | 0.033641 | 0.033641 | 0.033641 | 0.033641 | 0.033641 | 0.033641 | 0.033641 | 0.033641 | 0.033641 | 0.033641 | 0.033641 | 0.033641 | 0.033641 | 0.033641 | 0.033641 | 0.033641 | 0.033641 | 0.033641 | 0.033641 | 0.033641 | 0.033641 | 0.033641 | 0.033641 | 0.033641 | 0.033641 | 0.033641 | 0.033641 | 0.033641 | 0.033641 | 0.033641 | 0 | 0 | 0 | 0 | 0 | 0 | 0 | 0 | 0
F3_Commercial_Restaurant_New_Food Preparation_Natural Gas_Food Prep Other_E2 | F3 | Commercial | Restaurant | New | Food Preparation | Natural Gas | Food Prep Other | E2 | System - kBTUs of Consumption | 0.033675 | 0.033675 | 0.033675 | 0.033675 | 0.033675 | 0.033675 | 0.033675 | 0.033675 | 0.033675 | 0.033675 | 0.033675 | 0.033675 | 0.033675 | 0.033675 | 0.033675 | 0.033675 | 0.033675 | 0.033675 | 0.033675 | 0.033675 | 0.033675 | 0.033675 | 0.033675 | 0.033675 | 0.033675 | 0.033675 | 0.033675 | 0.033675 | 0.033675 | 0.033675 | 0.033675 | 0.033675 | 0.033675 | 0 | 0 | 0 | 0 | 0 | 0 | 0 | 0 | 0
F3_Commercial_Restaurant_New_Food Preparation_Natural Gas_Food Prep Other_E3 | F3 | Commercial | Restaurant | New | Food Preparation | Natural Gas | Food Prep Other | E3 | System - kBTUs of Consumption | 0 | 0 | 0 | 0 | 0 | 0 | 0 | 0 | 0 | 0 | 0 | 0 | 0 | 0 | 0 | 0 | 0 | 0 | 0 | 0 | 0 | 0 | 0 | 0 | 0 | 0 | 0 | 0 | 0 | 0 | 0 | 0 | 0 | 0 | 0 | 0 | 0 | 0 | 0 | 0 | 0 | 0
F3_Commercial_Restaurant_New_Food Preparation_Natural Gas_Food Prep Other_E4 | F3 | Commercial | Restaurant | New | Food Preparation | Natural Gas | Food Prep Other | E4 | System - kBTUs of Consumption | 0 | 0 | 0 | 0 | 0 | 0 | 0 | 0 | 0 | 0 | 0 | 0 | 0 | 0 | 0 | 0 | 0 | 0 | 0 | 0 | 0 | 0 | 0 | 0 | 0 | 0 | 0 | 0 | 0 | 0 | 0 | 0 | 0 | 0 | 0 | 0 | 0 | 0 | 0 | 0 | 0 | 0
F3_Commercial_Restaurant_New_Food Preparation_Natural Gas_Food Prep Other_E5 | F3 | Commercial | Restaurant | New | Food Preparation | Natural Gas | Food Prep Other | E5 | System - kBTUs of Consumption | 0 | 0 | 0 | 0 | 0 | 0 | 0 | 0 | 0 | 0 | 0 | 0 | 0 | 0 | 0 | 0 | 0 | 0 | 0 | 0 | 0 | 0 | 0 | 0 | 0 | 0 | 0 | 0 | 0 | 0 | 0 | 0 | 0 | 0 | 0 | 0 | 0 | 0 | 0 | 0 | 0 | 0
F3_Commercial_Restaurant_New_Food Preparation_Natural Gas_Food Prep Other_E6 | F3 | Commercial | Restaurant | New | Food Preparation | Natural Gas | Food Prep Other | E6 | System - kBTUs of Consumption | 0 | 0 | 0 | 0 | 0 | 0 | 0 | 0 | 0 | 0 | 0 | 0 | 0 | 0 | 0 | 0 | 0 | 0 | 0 | 0 | 0 | 0 | 0 | 0 | 0 | 0 | 0 | 0 | 0 | 0 | 0 | 0 | 0 | 0 | 0 | 0 | 0 | 0 | 0 | 0 | 0 | 0
F3_Commercial_Restaurant_New_Food Preparation_Natural Gas_Food Prep Other_E7 | F3 | Commercial | Restaurant | New | Food Preparation | Natural Gas | Food Prep Other | E7 | System - kBTUs of Consumption | 0 | 0 | 0 | 0 | 0 | 0 | 0 | 0 | 0 | 0 | 0 | 0 | 0 | 0 | 0 | 0 | 0 | 0 | 0 | 0 | 0 | 0 | 0 | 0 | 0 | 0 | 0 | 0 | 0 | 0 | 0 | 0 | 0 | 0 | 0 | 0 | 0 | 0 | 0 | 0 | 0 | 0
F3_Commercial_Restaurant_New_Food Preparation_Natural Gas_Food Prep Other_E8 | F3 | Commercial | Restaurant | New | Food Preparation | Natural Gas | Food Prep Other | E8 | System - kBTUs of Consumption | 0 | 0 | 0 | 0 | 0 | 0 | 0 | 0 | 0 | 0 | 0 | 0 | 0 | 0 | 0 | 0 | 0 | 0 | 0 | 0 | 0 | 0 | 0 | 0 | 0 | 0 | 0 | 0 | 0 | 0 | 0 | 0 | 0 | 0 | 0 | 0 | 0 | 0 | 0 | 0 | 0 | 0
F3_Commercial_Restaurant_New_Food Preparation_Natural Gas_Food Prep Other_E9 | F3 | Commercial | Restaurant | New | Food Preparation | Natural Gas | Food Prep Other | E9 | System - kBTUs of Consumption | 0 | 0 | 0 | 0 | 0 | 0 | 0 | 0 | 0 | 0 | 0 | 0 | 0 | 0 | 0 | 0 | 0 | 0 | 0 | 0 | 0 | 0 | 0 | 0 | 0 | 0 | 0 | 0 | 0 | 0 | 0 | 0 | 0 | 0 | 0 | 0 | 0 | 0 | 0 | 0 | 0 | 0
F3_Commercial_Restaurant_New_Food Preparation_Natural Gas_Food Prep Other_E10 | F3 | Commercial | Restaurant | New | Food Preparation | Natural Gas | Food Prep Other | E10 | System - kBTUs of Consumption | 0 | 0 | 0 | 0 | 0 | 0 | 0 | 0 | 0 | 0 | 0 | 0 | 0 | 0 | 0 | 0 | 0 | 0 | 0 | 0 | 0 | 0 | 0 | 0 | 0 | 0 | 0 | 0 | 0 | 0 | 0 | 0 | 0 | 0 | 0 | 0 | 0 | 0 | 0 | 0 | 0 | 0
F4_Commercial_Restaurant_New_Food Preparation_Natural Gas_Food Prep Other_E1 | F4 | Commercial | Restaurant | New | Food Preparation | Natural Gas | Food Prep Other | E1 | Utility - Cost of Equipment | 0.54371 | 0.54753 | 0.55208 | 0.55736 | 0.56357 | 0.57084 | 0.57666 | 0.58221 | 0.58766 | 0.59317 | 0.59823 | 0.60265 | 0.6071 | 0.61181 | 0.61724 | 0.62267 | 0.62867 | 0.63523 | 0.64221 | 0.64941 | 0.65674 | 0.66361 | 0.6699 | 0.67564 | 0.68069 | 0.68503 | 0.68804 | 0.69028 | 0.69222 | 0.69388 | 0.69552 | 0.69625 | 0.69625 | 0 | 0 | 0 | 0 | 0 | 0 | 0 | 0 | 0
F4_Commercial_Restaurant_New_Food Preparation_Natural Gas_Food Prep Other_E2 | F4 | Commercial | Restaurant | New | Food Preparation | Natural Gas | Food Prep Other | E2 | Utility - Cost of Equipment | 0.54371 | 0.54753 | 0.55208 | 0.55736 | 0.56357 | 0.57084 | 0.57666 | 0.58221 | 0.58766 | 0.59317 | 0.59823 | 0.60265 | 0.6071 | 0.61181 | 0.61724 | 0.62267 | 0.62867 | 0.63523 | 0.64221 | 0.64941 | 0.65674 | 0.66361 | 0.6699 | 0.67564 | 0.68069 | 0.68503 | 0.68804 | 0.69028 | 0.69222 | 0.69388 | 0.69552 | 0.69625 | 0.69625 | 0 | 0 | 0 | 0 | 0 | 0 | 0 | 0 | 0
F4_Commercial_Restaurant_New_Food Preparation_Natural Gas_Food Prep Other_E3 | F4 | Commercial | Restaurant | New | Food Preparation | Natural Gas | Food Prep Other | E3 | Utility - Cost of Equipment | 0 | 0 | 0 | 0 | 0 | 0 | 0 | 0 | 0 | 0 | 0 | 0 | 0 | 0 | 0 | 0 | 0 | 0 | 0 | 0 | 0 | 0 | 0 | 0 | 0 | 0 | 0 | 0 | 0 | 0 | 0 | 0 | 0 | 0 | 0 | 0 | 0 | 0 | 0 | 0 | 0 | 0
F4_Commercial_Restaurant_New_Food Preparation_Natural Gas_Food Prep Other_E4 | F4 | Commercial | Restaurant | New | Food Preparation | Natural Gas | Food Prep Other | E4 | Utility - Cost of Equipment | 0 | 0 | 0 | 0 | 0 | 0 | 0 | 0 | 0 | 0 | 0 | 0 | 0 | 0 | 0 | 0 | 0 | 0 | 0 | 0 | 0 | 0 | 0 | 0 | 0 | 0 | 0 | 0 | 0 | 0 | 0 | 0 | 0 | 0 | 0 | 0 | 0 | 0 | 0 | 0 | 0 | 0
F4_Commercial_Restaurant_New_Food Preparation_Natural Gas_Food Prep Other_E5 | F4 | Commercial | Restaurant | New | Food Preparation | Natural Gas | Food Prep Other | E5 | Utility - Cost of Equipment | 0 | 0 | 0 | 0 | 0 | 0 | 0 | 0 | 0 | 0 | 0 | 0 | 0 | 0 | 0 | 0 | 0 | 0 | 0 | 0 | 0 | 0 | 0 | 0 | 0 | 0 | 0 | 0 | 0 | 0 | 0 | 0 | 0 | 0 | 0 | 0 | 0 | 0 | 0 | 0 | 0 | 0
F4_Commercial_Restaurant_New_Food Preparation_Natural Gas_Food Prep Other_E6 | F4 | Commercial | Restaurant | New | Food Preparation | Natural Gas | Food Prep Other | E6 | Utility - Cost of Equipment | 0 | 0 | 0 | 0 | 0 | 0 | 0 | 0 | 0 | 0 | 0 | 0 | 0 | 0 | 0 | 0 | 0 | 0 | 0 | 0 | 0 | 0 | 0 | 0 | 0 | 0 | 0 | 0 | 0 | 0 | 0 | 0 | 0 | 0 | 0 | 0 | 0 | 0 | 0 | 0 | 0 | 0
F4_Commercial_Restaurant_New_Food Preparation_Natural Gas_Food Prep Other_E7 | F4 | Commercial | Restaurant | New | Food Preparation | Natural Gas | Food Prep Other | E7 | Utility - Cost of Equipment | 0 | 0 | 0 | 0 | 0 | 0 | 0 | 0 | 0 | 0 | 0 | 0 | 0 | 0 | 0 | 0 | 0 | 0 | 0 | 0 | 0 | 0 | 0 | 0 | 0 | 0 | 0 | 0 | 0 | 0 | 0 | 0 | 0 | 0 | 0 | 0 | 0 | 0 | 0 | 0 | 0 | 0
F4_Commercial_Restaurant_New_Food Preparation_Natural Gas_Food Prep Other_E8 | F4 | Commercial | Restaurant | New | Food Preparation | Natural Gas | Food Prep Other | E8 | Utility - Cost of Equipment | 0 | 0 | 0 | 0 | 0 | 0 | 0 | 0 | 0 | 0 | 0 | 0 | 0 | 0 | 0 | 0 | 0 | 0 | 0 | 0 | 0 | 0 | 0 | 0 | 0 | 0 | 0 | 0 | 0 | 0 | 0 | 0 | 0 | 0 | 0 | 0 | 0 | 0 | 0 | 0 | 0 | 0
F4_Commercial_Restaurant_New_Food Preparation_Natural Gas_Food Prep Other_E9 | F4 | Commercial | Restaurant | New | Food Preparation | Natural Gas | Food Prep Other | E9 | Utility - Cost of Equipment | 0 | 0 | 0 | 0 | 0 | 0 | 0 | 0 | 0 | 0 | 0 | 0 | 0 | 0 | 0 | 0 | 0 | 0 | 0 | 0 | 0 | 0 | 0 | 0 | 0 | 0 | 0 | 0 | 0 | 0 | 0 | 0 | 0 | 0 | 0 | 0 | 0 | 0 | 0 | 0 | 0 | 0
F4_Commercial_Restaurant_New_Food Preparation_Natural Gas_Food Prep Other_E10 | F4 | Commercial | Restaurant | New | Food Preparation | Natural Gas | Food Prep Other | E10 | Utility - Cost of Equipment | 0 | 0 | 0 | 0 | 0 | 0 | 0 | 0 | 0 | 0 | 0 | 0 | 0 | 0 | 0 | 0 | 0 | 0 | 0 | 0 | 0 | 0 | 0 | 0 | 0 | 0 | 0 | 0 | 0 | 0 | 0 | 0 | 0 | 0 | 0 | 0 | 0 | 0 | 0 | 0 | 0 | 0
F5_Commercial_Restaurant_New_Food Preparation_Natural Gas_Food Prep Other_E1 | F5 | Commercial | Restaurant | New | Food Preparation | Natural Gas | Food Prep Other | E1 | Utility - Cost of Operation | 0.033641 | 0.033641 | 0.033641 | 0.033641 | 0.033641 | 0.033641 | 0.033641 | 0.033641 | 0.033641 | 0.033641 | 0.033641 | 0.033641 | 0.033641 | 0.033641 | 0.033641 | 0.033641 | 0.033641 | 0.033641 | 0.033641 | 0.033641 | 0.033641 | 0.033641 | 0.033641 | 0.033641 | 0.033641 | 0.033641 | 0.033641 | 0.033641 | 0.033641 | 0.033641 | 0.033641 | 0.033641 | 0.033641 | 0 | 0 | 0 | 0 | 0 | 0 | 0 | 0 | 0
F5_Commercial_Restaurant_New_Food Preparation_Natural Gas_Food Prep Other_E2 | F5 | Commercial | Restaurant | New | Food Preparation | Natural Gas | Food Prep Other | E2 | Utility - Cost of Operation | 0.033675 | 0.033675 | 0.033675 | 0.033675 | 0.033675 | 0.033675 | 0.033675 | 0.033675 | 0.033675 | 0.033675 | 0.033675 | 0.033675 | 0.033675 | 0.033675 | 0.033675 | 0.033675 | 0.033675 | 0.033675 | 0.033675 | 0.033675 | 0.033675 | 0.033675 | 0.033675 | 0.033675 | 0.033675 | 0.033675 | 0.033675 | 0.033675 | 0.033675 | 0.033675 | 0.033675 | 0.033675 | 0.033675 | 0 | 0 | 0 | 0 | 0 | 0 | 0 | 0 | 0
F5_Commercial_Restaurant_New_Food Preparation_Natural Gas_Food Prep Other_E3 | F5 | Commercial | Restaurant | New | Food Preparation | Natural Gas | Food Prep Other | E3 | Utility - Cost of Operation | 0 | 0 | 0 | 0 | 0 | 0 | 0 | 0 | 0 | 0 | 0 | 0 | 0 | 0 | 0 | 0 | 0 | 0 | 0 | 0 | 0 | 0 | 0 | 0 | 0 | 0 | 0 | 0 | 0 | 0 | 0 | 0 | 0 | 0 | 0 | 0 | 0 | 0 | 0 | 0 | 0 | 0
F5_Commercial_Restaurant_New_Food Preparation_Natural Gas_Food Prep Other_E4 | F5 | Commercial | Restaurant | New | Food Preparation | Natural Gas | Food Prep Other | E4 | Utility - Cost of Operation | 0 | 0 | 0 | 0 | 0 | 0 | 0 | 0 | 0 | 0 | 0 | 0 | 0 | 0 | 0 | 0 | 0 | 0 | 0 | 0 | 0 | 0 | 0 | 0 | 0 | 0 | 0 | 0 | 0 | 0 | 0 | 0 | 0 | 0 | 0 | 0 | 0 | 0 | 0 | 0 | 0 | 0
F5_Commercial_Restaurant_New_Food Preparation_Natural Gas_Food Prep Other_E5 | F5 | Commercial | Restaurant | New | Food Preparation | Natural Gas | Food Prep Other | E5 | Utility - Cost of Operation | 0 | 0 | 0 | 0 | 0 | 0 | 0 | 0 | 0 | 0 | 0 | 0 | 0 | 0 | 0 | 0 | 0 | 0 | 0 | 0 | 0 | 0 | 0 | 0 | 0 | 0 | 0 | 0 | 0 | 0 | 0 | 0 | 0 | 0 | 0 | 0 | 0 | 0 | 0 | 0 | 0 | 0
F5_Commercial_Restaurant_New_Food Preparation_Natural Gas_Food Prep Other_E6 | F5 | Commercial | Restaurant | New | Food Preparation | Natural Gas | Food Prep Other | E6 | Utility - Cost of Operation | 0 | 0 | 0 | 0 | 0 | 0 | 0 | 0 | 0 | 0 | 0 | 0 | 0 | 0 | 0 | 0 | 0 | 0 | 0 | 0 | 0 | 0 | 0 | 0 | 0 | 0 | 0 | 0 | 0 | 0 | 0 | 0 | 0 | 0 | 0 | 0 | 0 | 0 | 0 | 0 | 0 | 0
F5_Commercial_Restaurant_New_Food Preparation_Natural Gas_Food Prep Other_E7 | F5 | Commercial | Restaurant | New | Food Preparation | Natural Gas | Food Prep Other | E7 | Utility - Cost of Operation | 0 | 0 | 0 | 0 | 0 | 0 | 0 | 0 | 0 | 0 | 0 | 0 | 0 | 0 | 0 | 0 | 0 | 0 | 0 | 0 | 0 | 0 | 0 | 0 | 0 | 0 | 0 | 0 | 0 | 0 | 0 | 0 | 0 | 0 | 0 | 0 | 0 | 0 | 0 | 0 | 0 | 0
F5_Commercial_Restaurant_New_Food Preparation_Natural Gas_Food Prep Other_E8 | F5 | Commercial | Restaurant | New | Food Preparation | Natural Gas | Food Prep Other | E8 | Utility - Cost of Operation | 0 | 0 | 0 | 0 | 0 | 0 | 0 | 0 | 0 | 0 | 0 | 0 | 0 | 0 | 0 | 0 | 0 | 0 | 0 | 0 | 0 | 0 | 0 | 0 | 0 | 0 | 0 | 0 | 0 | 0 | 0 | 0 | 0 | 0 | 0 | 0 | 0 | 0 | 0 | 0 | 0 | 0
F5_Commercial_Restaurant_New_Food Preparation_Natural Gas_Food Prep Other_E9 | F5 | Commercial | Restaurant | New | Food Preparation | Natural Gas | Food Prep Other | E9 | Utility - Cost of Operation | 0 | 0 | 0 | 0 | 0 | 0 | 0 | 0 | 0 | 0 | 0 | 0 | 0 | 0 | 0 | 0 | 0 | 0 | 0 | 0 | 0 | 0 | 0 | 0 | 0 | 0 | 0 | 0 | 0 | 0 | 0 | 0 | 0 | 0 | 0 | 0 | 0 | 0 | 0 | 0 | 0 | 0
F5_Commercial_Restaurant_New_Food Preparation_Natural Gas_Food Prep Other_E10 | F5 | Commercial | Restaurant | New | Food Preparation | Natural Gas | Food Prep Other | E10 | Utility - Cost of Operation | 0 | 0 | 0 | 0 | 0 | 0 | 0 | 0 | 0 | 0 | 0 | 0 | 0 | 0 | 0 | 0 | 0 | 0 | 0 | 0 | 0 | 0 | 0 | 0 | 0 | 0 | 0 | 0 | 0 | 0 | 0 | 0 | 0 | 0 | 0 | 0 | 0 | 0 | 0 | 0 | 0 | 0
F6_Commercial_Restaurant_New_Food Preparation_Natural Gas_Food Prep Other_E1 | F6 | Commercial | Restaurant | New | Food Preparation | Natural Gas | Food Prep Other | E1 | Utility - Value of Sales | 0.32506 | 0.32506 | 0.32506 | 0.32506 | 0.32506 | 0.32506 | 0.32506 | 0.32506 | 0.32506 | 0.32506 | 0.32506 | 0.32506 | 0.32506 | 0.32506 | 0.32506 | 0.32506 | 0.32506 | 0.32506 | 0.32506 | 0.32506 | 0.32506 | 0.32506 | 0.32506 | 0.32506 | 0.32506 | 0.32506 | 0.32506 | 0.32506 | 0.32506 | 0.32506 | 0.32506 | 0.32506 | 0.32506 | 0 | 0 | 0 | 0 | 0 | 0 | 0 | 0 | 0
F6_Commercial_Restaurant_New_Food Preparation_Natural Gas_Food Prep Other_E2 | F6 | Commercial | Restaurant | New | Food Preparation | Natural Gas | Food Prep Other | E2 | Utility - Value of Sales | 0.32506 | 0.32506 | 0.32506 | 0.32506 | 0.32506 | 0.32506 | 0.32506 | 0.32506 | 0.32506 | 0.32506 | 0.32506 | 0.32506 | 0.32506 | 0.32506 | 0.32506 | 0.32506 | 0.32506 | 0.32506 | 0.32506 | 0.32506 | 0.32506 | 0.32506 | 0.32506 | 0.32506 | 0.32506 | 0.32506 | 0.32506 | 0.32506 | 0.32506 | 0.32506 | 0.32506 | 0.32506 | 0.32506 | 0 | 0 | 0 | 0 | 0 | 0 | 0 | 0 | 0
F6_Commercial_Restaurant_New_Food Preparation_Natural Gas_Food Prep Other_E3 | F6 | Commercial | Restaurant | New | Food Preparation | Natural Gas | Food Prep Other | E3 | Utility - Value of Sales | 0 | 0 | 0 | 0 | 0 | 0 | 0 | 0 | 0 | 0 | 0 | 0 | 0 | 0 | 0 | 0 | 0 | 0 | 0 | 0 | 0 | 0 | 0 | 0 | 0 | 0 | 0 | 0 | 0 | 0 | 0 | 0 | 0 | 0 | 0 | 0 | 0 | 0 | 0 | 0 | 0 | 0
F6_Commercial_Restaurant_New_Food Preparation_Natural Gas_Food Prep Other_E4 | F6 | Commercial | Restaurant | New | Food Preparation | Natural Gas | Food Prep Other | E4 | Utility - Value of Sales | 0 | 0 | 0 | 0 | 0 | 0 | 0 | 0 | 0 | 0 | 0 | 0 | 0 | 0 | 0 | 0 | 0 | 0 | 0 | 0 | 0 | 0 | 0 | 0 | 0 | 0 | 0 | 0 | 0 | 0 | 0 | 0 | 0 | 0 | 0 | 0 | 0 | 0 | 0 | 0 | 0 | 0
F6_Commercial_Restaurant_New_Food Preparation_Natural Gas_Food Prep Other_E5 | F6 | Commercial | Restaurant | New | Food Preparation | Natural Gas | Food Prep Other | E5 | Utility - Value of Sales | 0 | 0 | 0 | 0 | 0 | 0 | 0 | 0 | 0 | 0 | 0 | 0 | 0 | 0 | 0 | 0 | 0 | 0 | 0 | 0 | 0 | 0 | 0 | 0 | 0 | 0 | 0 | 0 | 0 | 0 | 0 | 0 | 0 | 0 | 0 | 0 | 0 | 0 | 0 | 0 | 0 | 0
F6_Commercial_Restaurant_New_Food Preparation_Natural Gas_Food Prep Other_E6 | F6 | Commercial | Restaurant | New | Food Preparation | Natural Gas | Food Prep Other | E6 | Utility - Value of Sales | 0 | 0 | 0 | 0 | 0 | 0 | 0 | 0 | 0 | 0 | 0 | 0 | 0 | 0 | 0 | 0 | 0 | 0 | 0 | 0 | 0 | 0 | 0 | 0 | 0 | 0 | 0 | 0 | 0 | 0 | 0 | 0 | 0 | 0 | 0 | 0 | 0 | 0 | 0 | 0 | 0 | 0
F6_Commercial_Restaurant_New_Food Preparation_Natural Gas_Food Prep Other_E7 | F6 | Commercial | Restaurant | New | Food Preparation | Natural Gas | Food Prep Other | E7 | Utility - Value of Sales | 0 | 0 | 0 | 0 | 0 | 0 | 0 | 0 | 0 | 0 | 0 | 0 | 0 | 0 | 0 | 0 | 0 | 0 | 0 | 0 | 0 | 0 | 0 | 0 | 0 | 0 | 0 | 0 | 0 | 0 | 0 | 0 | 0 | 0 | 0 | 0 | 0 | 0 | 0 | 0 | 0 | 0
F6_Commercial_Restaurant_New_Food Preparation_Natural Gas_Food Prep Other_E8 | F6 | Commercial | Restaurant | New | Food Preparation | Natural Gas | Food Prep Other | E8 | Utility - Value of Sales | 0 | 0 | 0 | 0 | 0 | 0 | 0 | 0 | 0 | 0 | 0 | 0 | 0 | 0 | 0 | 0 | 0 | 0 | 0 | 0 | 0 | 0 | 0 | 0 | 0 | 0 | 0 | 0 | 0 | 0 | 0 | 0 | 0 | 0 | 0 | 0 | 0 | 0 | 0 | 0 | 0 | 0
F6_Commercial_Restaurant_New_Food Preparation_Natural Gas_Food Prep Other_E9 | F6 | Commercial | Restaurant | New | Food Preparation | Natural Gas | Food Prep Other | E9 | Utility - Value of Sales | 0 | 0 | 0 | 0 | 0 | 0 | 0 | 0 | 0 | 0 | 0 | 0 | 0 | 0 | 0 | 0 | 0 | 0 | 0 | 0 | 0 | 0 | 0 | 0 | 0 | 0 | 0 | 0 | 0 | 0 | 0 | 0 | 0 | 0 | 0 | 0 | 0 | 0 | 0 | 0 | 0 | 0
F6_Commercial_Restaurant_New_Food Preparation_Natural Gas_Food Prep Other_E10 | F6 | Commercial | Restaurant | New | Food Preparation | Natural Gas | Food Prep Other | E10 | Utility - Value of Sales | 0 | 0 | 0 | 0 | 0 | 0 | 0 | 0 | 0 | 0 | 0 | 0 | 0 | 0 | 0 | 0 | 0 | 0 | 0 | 0 | 0 | 0 | 0 | 0 | 0 | 0 | 0 | 0 | 0 | 0 | 0 | 0 | 0 | 0 | 0 | 0 | 0 | 0 | 0 | 0 | 0 | 0
F1_Commercial_Restaurant_New_Miscellaneous_Natural Gas_Pool Heater_E1 | F1 | Commercial | Restaurant | New | Miscellaneous | Natural Gas | Pool Heater | E1 | RVT - Cost of Equipment | 0 | 0 | 0 | 0 | 0 | 0 | 0 | 0 | 0 | 0 | 0 | 0 | 0 | 0 | 0 | 0 | 0 | 0 | 0 | 0 | 0 | 0 | 0 | 0 | 0 | 0 | 0 | 0 | 0 | 0 | 0 | 0 | 0 | 0 | 0 | 0 | 0 | 0 | 0 | 0 | 0 | 0
F1_Commercial_Restaurant_New_Miscellaneous_Natural Gas_Pool Heater_E2 | F1 | Commercial | Restaurant | New | Miscellaneous | Natural Gas | Pool Heater | E2 | RVT - Cost of Equipment | 0 | 0 | 0 | 0 | 0 | 0 | 0 | 0 | 0 | 0 | 0 | 0 | 0 | 0 | 0 | 0 | 0 | 0 | 0 | 0 | 0 | 0 | 0 | 0 | 0 | 0 | 0 | 0 | 0 | 0 | 0 | 0 | 0 | 0 | 0 | 0 | 0 | 0 | 0 | 0 | 0 | 0
F1_Commercial_Restaurant_New_Miscellaneous_Natural Gas_Pool Heater_E3 | F1 | Commercial | Restaurant | New | Miscellaneous | Natural Gas | Pool Heater | E3 | RVT - Cost of Equipment | 0 | 0 | 0 | 0 | 0 | 0 | 0 | 0 | 0 | 0 | 0 | 0 | 0 | 0 | 0 | 0 | 0 | 0 | 0 | 0 | 0 | 0 | 0 | 0 | 0 | 0 | 0 | 0 | 0 | 0 | 0 | 0 | 0 | 0 | 0 | 0 | 0 | 0 | 0 | 0 | 0 | 0
F1_Commercial_Restaurant_New_Miscellaneous_Natural Gas_Pool Heater_E4 | F1 | Commercial | Restaurant | New | Miscellaneous | Natural Gas | Pool Heater | E4 | RVT - Cost of Equipment | 0 | 0 | 0 | 0 | 0 | 0 | 0 | 0 | 0 | 0 | 0 | 0 | 0 | 0 | 0 | 0 | 0 | 0 | 0 | 0 | 0 | 0 | 0 | 0 | 0 | 0 | 0 | 0 | 0 | 0 | 0 | 0 | 0 | 0 | 0 | 0 | 0 | 0 | 0 | 0 | 0 | 0
F1_Commercial_Restaurant_New_Miscellaneous_Natural Gas_Pool Heater_E5 | F1 | Commercial | Restaurant | New | Miscellaneous | Natural Gas | Pool Heater | E5 | RVT - Cost of Equipment | 0 | 0 | 0 | 0 | 0 | 0 | 0 | 0 | 0 | 0 | 0 | 0 | 0 | 0 | 0 | 0 | 0 | 0 | 0 | 0 | 0 | 0 | 0 | 0 | 0 | 0 | 0 | 0 | 0 | 0 | 0 | 0 | 0 | 0 | 0 | 0 | 0 | 0 | 0 | 0 | 0 | 0
F1_Commercial_Restaurant_New_Miscellaneous_Natural Gas_Pool Heater_E6 | F1 | Commercial | Restaurant | New | Miscellaneous | Natural Gas | Pool Heater | E6 | RVT - Cost of Equipment | 0 | 0 | 0 | 0 | 0 | 0 | 0 | 0 | 0 | 0 | 0 | 0 | 0 | 0 | 0 | 0 | 0 | 0 | 0 | 0 | 0 | 0 | 0 | 0 | 0 | 0 | 0 | 0 | 0 | 0 | 0 | 0 | 0 | 0 | 0 | 0 | 0 | 0 | 0 | 0 | 0 | 0
F1_Commercial_Restaurant_New_Miscellaneous_Natural Gas_Pool Heater_E7 | F1 | Commercial | Restaurant | New | Miscellaneous | Natural Gas | Pool Heater | E7 | RVT - Cost of Equipment | 0 | 0 | 0 | 0 | 0 | 0 | 0 | 0 | 0 | 0 | 0 | 0 | 0 | 0 | 0 | 0 | 0 | 0 | 0 | 0 | 0 | 0 | 0 | 0 | 0 | 0 | 0 | 0 | 0 | 0 | 0 | 0 | 0 | 0 | 0 | 0 | 0 | 0 | 0 | 0 | 0 | 0
F1_Commercial_Restaurant_New_Miscellaneous_Natural Gas_Pool Heater_E8 | F1 | Commercial | Restaurant | New | Miscellaneous | Natural Gas | Pool Heater | E8 | RVT - Cost of Equipment | 0 | 0 | 0 | 0 | 0 | 0 | 0 | 0 | 0 | 0 | 0 | 0 | 0 | 0 | 0 | 0 | 0 | 0 | 0 | 0 | 0 | 0 | 0 | 0 | 0 | 0 | 0 | 0 | 0 | 0 | 0 | 0 | 0 | 0 | 0 | 0 | 0 | 0 | 0 | 0 | 0 | 0
F1_Commercial_Restaurant_New_Miscellaneous_Natural Gas_Pool Heater_E9 | F1 | Commercial | Restaurant | New | Miscellaneous | Natural Gas | Pool Heater | E9 | RVT - Cost of Equipment | 0 | 0 | 0 | 0 | 0 | 0 | 0 | 0 | 0 | 0 | 0 | 0 | 0 | 0 | 0 | 0 | 0 | 0 | 0 | 0 | 0 | 0 | 0 | 0 | 0 | 0 | 0 | 0 | 0 | 0 | 0 | 0 | 0 | 0 | 0 | 0 | 0 | 0 | 0 | 0 | 0 | 0
F1_Commercial_Restaurant_New_Miscellaneous_Natural Gas_Pool Heater_E10 | F1 | Commercial | Restaurant | New | Miscellaneous | Natural Gas | Pool Heater | E10 | RVT - Cost of Equipment | 0 | 0 | 0 | 0 | 0 | 0 | 0 | 0 | 0 | 0 | 0 | 0 | 0 | 0 | 0 | 0 | 0 | 0 | 0 | 0 | 0 | 0 | 0 | 0 | 0 | 0 | 0 | 0 | 0 | 0 | 0 | 0 | 0 | 0 | 0 | 0 | 0 | 0 | 0 | 0 | 0 | 0
F2_Commercial_Restaurant_New_Miscellaneous_Natural Gas_Pool Heater_E1 | F2 | Commercial | Restaurant | New | Miscellaneous | Natural Gas | Pool Heater | E1 | RVT - Cost of Operation | 0 | 0 | 0 | 0 | 0 | 0 | 0 | 0 | 0 | 0 | 0 | 0 | 0 | 0 | 0 | 0 | 0 | 0 | 0 | 0 | 0 | 0 | 0 | 0 | 0 | 0 | 0 | 0 | 0 | 0 | 0 | 0 | 0 | 0 | 0 | 0 | 0 | 0 | 0 | 0 | 0 | 0
F2_Commercial_Restaurant_New_Miscellaneous_Natural Gas_Pool Heater_E2 | F2 | Commercial | Restaurant | New | Miscellaneous | Natural Gas | Pool Heater | E2 | RVT - Cost of Operation | 0 | 0 | 0 | 0 | 0 | 0 | 0 | 0 | 0 | 0 | 0 | 0 | 0 | 0 | 0 | 0 | 0 | 0 | 0 | 0 | 0 | 0 | 0 | 0 | 0 | 0 | 0 | 0 | 0 | 0 | 0 | 0 | 0 | 0 | 0 | 0 | 0 | 0 | 0 | 0 | 0 | 0
F2_Commercial_Restaurant_New_Miscellaneous_Natural Gas_Pool Heater_E3 | F2 | Commercial | Restaurant | New | Miscellaneous | Natural Gas | Pool Heater | E3 | RVT - Cost of Operation | 0 | 0 | 0 | 0 | 0 | 0 | 0 | 0 | 0 | 0 | 0 | 0 | 0 | 0 | 0 | 0 | 0 | 0 | 0 | 0 | 0 | 0 | 0 | 0 | 0 | 0 | 0 | 0 | 0 | 0 | 0 | 0 | 0 | 0 | 0 | 0 | 0 | 0 | 0 | 0 | 0 | 0
F2_Commercial_Restaurant_New_Miscellaneous_Natural Gas_Pool Heater_E4 | F2 | Commercial | Restaurant | New | Miscellaneous | Natural Gas | Pool Heater | E4 | RVT - Cost of Operation | 0 | 0 | 0 | 0 | 0 | 0 | 0 | 0 | 0 | 0 | 0 | 0 | 0 | 0 | 0 | 0 | 0 | 0 | 0 | 0 | 0 | 0 | 0 | 0 | 0 | 0 | 0 | 0 | 0 | 0 | 0 | 0 | 0 | 0 | 0 | 0 | 0 | 0 | 0 | 0 | 0 | 0
F2_Commercial_Restaurant_New_Miscellaneous_Natural Gas_Pool Heater_E5 | F2 | Commercial | Restaurant | New | Miscellaneous | Natural Gas | Pool Heater | E5 | RVT - Cost of Operation | 0 | 0 | 0 | 0 | 0 | 0 | 0 | 0 | 0 | 0 | 0 | 0 | 0 | 0 | 0 | 0 | 0 | 0 | 0 | 0 | 0 | 0 | 0 | 0 | 0 | 0 | 0 | 0 | 0 | 0 | 0 | 0 | 0 | 0 | 0 | 0 | 0 | 0 | 0 | 0 | 0 | 0
F2_Commercial_Restaurant_New_Miscellaneous_Natural Gas_Pool Heater_E6 | F2 | Commercial | Restaurant | New | Miscellaneous | Natural Gas | Pool Heater | E6 | RVT - Cost of Operation | 0 | 0 | 0 | 0 | 0 | 0 | 0 | 0 | 0 | 0 | 0 | 0 | 0 | 0 | 0 | 0 | 0 | 0 | 0 | 0 | 0 | 0 | 0 | 0 | 0 | 0 | 0 | 0 | 0 | 0 | 0 | 0 | 0 | 0 | 0 | 0 | 0 | 0 | 0 | 0 | 0 | 0
F2_Commercial_Restaurant_New_Miscellaneous_Natural Gas_Pool Heater_E7 | F2 | Commercial | Restaurant | New | Miscellaneous | Natural Gas | Pool Heater | E7 | RVT - Cost of Operation | 0 | 0 | 0 | 0 | 0 | 0 | 0 | 0 | 0 | 0 | 0 | 0 | 0 | 0 | 0 | 0 | 0 | 0 | 0 | 0 | 0 | 0 | 0 | 0 | 0 | 0 | 0 | 0 | 0 | 0 | 0 | 0 | 0 | 0 | 0 | 0 | 0 | 0 | 0 | 0 | 0 | 0
F2_Commercial_Restaurant_New_Miscellaneous_Natural Gas_Pool Heater_E8 | F2 | Commercial | Restaurant | New | Miscellaneous | Natural Gas | Pool Heater | E8 | RVT - Cost of Operation | 0 | 0 | 0 | 0 | 0 | 0 | 0 | 0 | 0 | 0 | 0 | 0 | 0 | 0 | 0 | 0 | 0 | 0 | 0 | 0 | 0 | 0 | 0 | 0 | 0 | 0 | 0 | 0 | 0 | 0 | 0 | 0 | 0 | 0 | 0 | 0 | 0 | 0 | 0 | 0 | 0 | 0
F2_Commercial_Restaurant_New_Miscellaneous_Natural Gas_Pool Heater_E9 | F2 | Commercial | Restaurant | New | Miscellaneous | Natural Gas | Pool Heater | E9 | RVT - Cost of Operation | 0 | 0 | 0 | 0 | 0 | 0 | 0 | 0 | 0 | 0 | 0 | 0 | 0 | 0 | 0 | 0 | 0 | 0 | 0 | 0 | 0 | 0 | 0 | 0 | 0 | 0 | 0 | 0 | 0 | 0 | 0 | 0 | 0 | 0 | 0 | 0 | 0 | 0 | 0 | 0 | 0 | 0
F2_Commercial_Restaurant_New_Miscellaneous_Natural Gas_Pool Heater_E10 | F2 | Commercial | Restaurant | New | Miscellaneous | Natural Gas | Pool Heater | E10 | RVT - Cost of Operation | 0 | 0 | 0 | 0 | 0 | 0 | 0 | 0 | 0 | 0 | 0 | 0 | 0 | 0 | 0 | 0 | 0 | 0 | 0 | 0 | 0 | 0 | 0 | 0 | 0 | 0 | 0 | 0 | 0 | 0 | 0 | 0 | 0 | 0 | 0 | 0 | 0 | 0 | 0 | 0 | 0 | 0
F3_Commercial_Restaurant_New_Miscellaneous_Natural Gas_Pool Heater_E1 | F3 | Commercial | Restaurant | New | Miscellaneous | Natural Gas | Pool Heater | E1 | System - kBTUs of Consumption | 0.0025602 | 0.0025602 | 0.0025602 | 0.0025602 | 0.0025602 | 0.0025602 | 0.0025602 | 0.0025602 | 0.0025602 | 0.0025602 | 0.0025602 | 0.0025602 | 0.0025602 | 0.0025602 | 0.0025602 | 0.0025602 | 0.0025602 | 0.0025602 | 0.0025602 | 0.0025602 | 0.0025602 | 0.0025602 | 0.0025602 | 0.0025602 | 0.0025602 | 0.0025602 | 0.0025602 | 0.0025602 | 0.0025602 | 0.0025602 | 0.0025602 | 0.0025602 | 0.0025602 | 0 | 0 | 0 | 0 | 0 | 0 | 0 | 0 | 0
F3_Commercial_Restaurant_New_Miscellaneous_Natural Gas_Pool Heater_E2 | F3 | Commercial | Restaurant | New | Miscellaneous | Natural Gas | Pool Heater | E2 | System - kBTUs of Consumption | 0.004192 | 0.004192 | 0.004192 | 0.004192 | 0.004192 | 0.004192 | 0.004192 | 0.004192 | 0.004192 | 0.004192 | 0.004192 | 0.004192 | 0.004192 | 0.004192 | 0.004192 | 0.004192 | 0.004192 | 0.004192 | 0.004192 | 0.004192 | 0.004192 | 0.004192 | 0.004192 | 0.004192 | 0.004192 | 0.004192 | 0.004192 | 0.004192 | 0.004192 | 0.004192 | 0.004192 | 0.004192 | 0.004192 | 0 | 0 | 0 | 0 | 0 | 0 | 0 | 0 | 0
F3_Commercial_Restaurant_New_Miscellaneous_Natural Gas_Pool Heater_E3 | F3 | Commercial | Restaurant | New | Miscellaneous | Natural Gas | Pool Heater | E3 | System - kBTUs of Consumption | 0 | 0 | 0 | 0 | 0 | 0 | 0 | 0 | 0 | 0 | 0 | 0 | 0 | 0 | 0 | 0 | 0 | 0 | 0 | 0 | 0 | 0 | 0 | 0 | 0 | 0 | 0 | 0 | 0 | 0 | 0 | 0 | 0 | 0 | 0 | 0 | 0 | 0 | 0 | 0 | 0 | 0
F3_Commercial_Restaurant_New_Miscellaneous_Natural Gas_Pool Heater_E4 | F3 | Commercial | Restaurant | New | Miscellaneous | Natural Gas | Pool Heater | E4 | System - kBTUs of Consumption | 0 | 0 | 0 | 0 | 0 | 0 | 0 | 0 | 0 | 0 | 0 | 0 | 0 | 0 | 0 | 0 | 0 | 0 | 0 | 0 | 0 | 0 | 0 | 0 | 0 | 0 | 0 | 0 | 0 | 0 | 0 | 0 | 0 | 0 | 0 | 0 | 0 | 0 | 0 | 0 | 0 | 0
F3_Commercial_Restaurant_New_Miscellaneous_Natural Gas_Pool Heater_E5 | F3 | Commercial | Restaurant | New | Miscellaneous | Natural Gas | Pool Heater | E5 | System - kBTUs of Consumption | 0 | 0 | 0 | 0 | 0 | 0 | 0 | 0 | 0 | 0 | 0 | 0 | 0 | 0 | 0 | 0 | 0 | 0 | 0 | 0 | 0 | 0 | 0 | 0 | 0 | 0 | 0 | 0 | 0 | 0 | 0 | 0 | 0 | 0 | 0 | 0 | 0 | 0 | 0 | 0 | 0 | 0
F3_Commercial_Restaurant_New_Miscellaneous_Natural Gas_Pool Heater_E6 | F3 | Commercial | Restaurant | New | Miscellaneous | Natural Gas | Pool Heater | E6 | System - kBTUs of Consumption | 0 | 0 | 0 | 0 | 0 | 0 | 0 | 0 | 0 | 0 | 0 | 0 | 0 | 0 | 0 | 0 | 0 | 0 | 0 | 0 | 0 | 0 | 0 | 0 | 0 | 0 | 0 | 0 | 0 | 0 | 0 | 0 | 0 | 0 | 0 | 0 | 0 | 0 | 0 | 0 | 0 | 0
F3_Commercial_Restaurant_New_Miscellaneous_Natural Gas_Pool Heater_E7 | F3 | Commercial | Restaurant | New | Miscellaneous | Natural Gas | Pool Heater | E7 | System - kBTUs of Consumption | 0 | 0 | 0 | 0 | 0 | 0 | 0 | 0 | 0 | 0 | 0 | 0 | 0 | 0 | 0 | 0 | 0 | 0 | 0 | 0 | 0 | 0 | 0 | 0 | 0 | 0 | 0 | 0 | 0 | 0 | 0 | 0 | 0 | 0 | 0 | 0 | 0 | 0 | 0 | 0 | 0 | 0
F3_Commercial_Restaurant_New_Miscellaneous_Natural Gas_Pool Heater_E8 | F3 | Commercial | Restaurant | New | Miscellaneous | Natural Gas | Pool Heater | E8 | System - kBTUs of Consumption | 0 | 0 | 0 | 0 | 0 | 0 | 0 | 0 | 0 | 0 | 0 | 0 | 0 | 0 | 0 | 0 | 0 | 0 | 0 | 0 | 0 | 0 | 0 | 0 | 0 | 0 | 0 | 0 | 0 | 0 | 0 | 0 | 0 | 0 | 0 | 0 | 0 | 0 | 0 | 0 | 0 | 0
F3_Commercial_Restaurant_New_Miscellaneous_Natural Gas_Pool Heater_E9 | F3 | Commercial | Restaurant | New | Miscellaneous | Natural Gas | Pool Heater | E9 | System - kBTUs of Consumption | 0 | 0 | 0 | 0 | 0 | 0 | 0 | 0 | 0 | 0 | 0 | 0 | 0 | 0 | 0 | 0 | 0 | 0 | 0 | 0 | 0 | 0 | 0 | 0 | 0 | 0 | 0 | 0 | 0 | 0 | 0 | 0 | 0 | 0 | 0 | 0 | 0 | 0 | 0 | 0 | 0 | 0
F3_Commercial_Restaurant_New_Miscellaneous_Natural Gas_Pool Heater_E10 | F3 | Commercial | Restaurant | New | Miscellaneous | Natural Gas | Pool Heater | E10 | System - kBTUs of Consumption | 0 | 0 | 0 | 0 | 0 | 0 | 0 | 0 | 0 | 0 | 0 | 0 | 0 | 0 | 0 | 0 | 0 | 0 | 0 | 0 | 0 | 0 | 0 | 0 | 0 | 0 | 0 | 0 | 0 | 0 | 0 | 0 | 0 | 0 | 0 | 0 | 0 | 0 | 0 | 0 | 0 | 0
F4_Commercial_Restaurant_New_Miscellaneous_Natural Gas_Pool Heater_E1 | F4 | Commercial | Restaurant | New | Miscellaneous | Natural Gas | Pool Heater | E1 | Utility - Cost of Equipment | 0 | 0 | 0 | 0 | 0 | 0 | 0 | 0 | 0 | 0 | 0 | 0 | 0 | 0 | 0 | 0 | 0 | 0 | 0 | 0 | 0 | 0 | 0 | 0 | 0 | 0 | 0 | 0 | 0 | 0 | 0 | 0 | 0 | 0 | 0 | 0 | 0 | 0 | 0 | 0 | 0 | 0
F4_Commercial_Restaurant_New_Miscellaneous_Natural Gas_Pool Heater_E2 | F4 | Commercial | Restaurant | New | Miscellaneous | Natural Gas | Pool Heater | E2 | Utility - Cost of Equipment | 0 | 0 | 0 | 0 | 0 | 0 | 0 | 0 | 0 | 0 | 0 | 0 | 0 | 0 | 0 | 0 | 0 | 0 | 0 | 0 | 0 | 0 | 0 | 0 | 0 | 0 | 0 | 0 | 0 | 0 | 0 | 0 | 0 | 0 | 0 | 0 | 0 | 0 | 0 | 0 | 0 | 0
F4_Commercial_Restaurant_New_Miscellaneous_Natural Gas_Pool Heater_E3 | F4 | Commercial | Restaurant | New | Miscellaneous | Natural Gas | Pool Heater | E3 | Utility - Cost of Equipment | 0 | 0 | 0 | 0 | 0 | 0 | 0 | 0 | 0 | 0 | 0 | 0 | 0 | 0 | 0 | 0 | 0 | 0 | 0 | 0 | 0 | 0 | 0 | 0 | 0 | 0 | 0 | 0 | 0 | 0 | 0 | 0 | 0 | 0 | 0 | 0 | 0 | 0 | 0 | 0 | 0 | 0
F4_Commercial_Restaurant_New_Miscellaneous_Natural Gas_Pool Heater_E4 | F4 | Commercial | Restaurant | New | Miscellaneous | Natural Gas | Pool Heater | E4 | Utility - Cost of Equipment | 0 | 0 | 0 | 0 | 0 | 0 | 0 | 0 | 0 | 0 | 0 | 0 | 0 | 0 | 0 | 0 | 0 | 0 | 0 | 0 | 0 | 0 | 0 | 0 | 0 | 0 | 0 | 0 | 0 | 0 | 0 | 0 | 0 | 0 | 0 | 0 | 0 | 0 | 0 | 0 | 0 | 0
F4_Commercial_Restaurant_New_Miscellaneous_Natural Gas_Pool Heater_E5 | F4 | Commercial | Restaurant | New | Miscellaneous | Natural Gas | Pool Heater | E5 | Utility - Cost of Equipment | 0 | 0 | 0 | 0 | 0 | 0 | 0 | 0 | 0 | 0 | 0 | 0 | 0 | 0 | 0 | 0 | 0 | 0 | 0 | 0 | 0 | 0 | 0 | 0 | 0 | 0 | 0 | 0 | 0 | 0 | 0 | 0 | 0 | 0 | 0 | 0 | 0 | 0 | 0 | 0 | 0 | 0
F4_Commercial_Restaurant_New_Miscellaneous_Natural Gas_Pool Heater_E6 | F4 | Commercial | Restaurant | New | Miscellaneous | Natural Gas | Pool Heater | E6 | Utility - Cost of Equipment | 0 | 0 | 0 | 0 | 0 | 0 | 0 | 0 | 0 | 0 | 0 | 0 | 0 | 0 | 0 | 0 | 0 | 0 | 0 | 0 | 0 | 0 | 0 | 0 | 0 | 0 | 0 | 0 | 0 | 0 | 0 | 0 | 0 | 0 | 0 | 0 | 0 | 0 | 0 | 0 | 0 | 0
F4_Commercial_Restaurant_New_Miscellaneous_Natural Gas_Pool Heater_E7 | F4 | Commercial | Restaurant | New | Miscellaneous | Natural Gas | Pool Heater | E7 | Utility - Cost of Equipment | 0 | 0 | 0 | 0 | 0 | 0 | 0 | 0 | 0 | 0 | 0 | 0 | 0 | 0 | 0 | 0 | 0 | 0 | 0 | 0 | 0 | 0 | 0 | 0 | 0 | 0 | 0 | 0 | 0 | 0 | 0 | 0 | 0 | 0 | 0 | 0 | 0 | 0 | 0 | 0 | 0 | 0
F4_Commercial_Restaurant_New_Miscellaneous_Natural Gas_Pool Heater_E8 | F4 | Commercial | Restaurant | New | Miscellaneous | Natural Gas | Pool Heater | E8 | Utility - Cost of Equipment | 0 | 0 | 0 | 0 | 0 | 0 | 0 | 0 | 0 | 0 | 0 | 0 | 0 | 0 | 0 | 0 | 0 | 0 | 0 | 0 | 0 | 0 | 0 | 0 | 0 | 0 | 0 | 0 | 0 | 0 | 0 | 0 | 0 | 0 | 0 | 0 | 0 | 0 | 0 | 0 | 0 | 0
F4_Commercial_Restaurant_New_Miscellaneous_Natural Gas_Pool Heater_E9 | F4 | Commercial | Restaurant | New | Miscellaneous | Natural Gas | Pool Heater | E9 | Utility - Cost of Equipment | 0 | 0 | 0 | 0 | 0 | 0 | 0 | 0 | 0 | 0 | 0 | 0 | 0 | 0 | 0 | 0 | 0 | 0 | 0 | 0 | 0 | 0 | 0 | 0 | 0 | 0 | 0 | 0 | 0 | 0 | 0 | 0 | 0 | 0 | 0 | 0 | 0 | 0 | 0 | 0 | 0 | 0
F4_Commercial_Restaurant_New_Miscellaneous_Natural Gas_Pool Heater_E10 | F4 | Commercial | Restaurant | New | Miscellaneous | Natural Gas | Pool Heater | E10 | Utility - Cost of Equipment | 0 | 0 | 0 | 0 | 0 | 0 | 0 | 0 | 0 | 0 | 0 | 0 | 0 | 0 | 0 | 0 | 0 | 0 | 0 | 0 | 0 | 0 | 0 | 0 | 0 | 0 | 0 | 0 | 0 | 0 | 0 | 0 | 0 | 0 | 0 | 0 | 0 | 0 | 0 | 0 | 0 | 0
F5_Commercial_Restaurant_New_Miscellaneous_Natural Gas_Pool Heater_E1 | F5 | Commercial | Restaurant | New | Miscellaneous | Natural Gas | Pool Heater | E1 | Utility - Cost of Operation | 0.0025602 | 0.0025602 | 0.0025602 | 0.0025602 | 0.0025602 | 0.0025602 | 0.0025602 | 0.0025602 | 0.0025602 | 0.0025602 | 0.0025602 | 0.0025602 | 0.0025602 | 0.0025602 | 0.0025602 | 0.0025602 | 0.0025602 | 0.0025602 | 0.0025602 | 0.0025602 | 0.0025602 | 0.0025602 | 0.0025602 | 0.0025602 | 0.0025602 | 0.0025602 | 0.0025602 | 0.0025602 | 0.0025602 | 0.0025602 | 0.0025602 | 0.0025602 | 0.0025602 | 0 | 0 | 0 | 0 | 0 | 0 | 0 | 0 | 0
F5_Commercial_Restaurant_New_Miscellaneous_Natural Gas_Pool Heater_E2 | F5 | Commercial | Restaurant | New | Miscellaneous | Natural Gas | Pool Heater | E2 | Utility - Cost of Operation | 0.004192 | 0.004192 | 0.004192 | 0.004192 | 0.004192 | 0.004192 | 0.004192 | 0.004192 | 0.004192 | 0.004192 | 0.004192 | 0.004192 | 0.004192 | 0.004192 | 0.004192 | 0.004192 | 0.004192 | 0.004192 | 0.004192 | 0.004192 | 0.004192 | 0.004192 | 0.004192 | 0.004192 | 0.004192 | 0.004192 | 0.004192 | 0.004192 | 0.004192 | 0.004192 | 0.004192 | 0.004192 | 0.004192 | 0 | 0 | 0 | 0 | 0 | 0 | 0 | 0 | 0
F5_Commercial_Restaurant_New_Miscellaneous_Natural Gas_Pool Heater_E3 | F5 | Commercial | Restaurant | New | Miscellaneous | Natural Gas | Pool Heater | E3 | Utility - Cost of Operation | 0 | 0 | 0 | 0 | 0 | 0 | 0 | 0 | 0 | 0 | 0 | 0 | 0 | 0 | 0 | 0 | 0 | 0 | 0 | 0 | 0 | 0 | 0 | 0 | 0 | 0 | 0 | 0 | 0 | 0 | 0 | 0 | 0 | 0 | 0 | 0 | 0 | 0 | 0 | 0 | 0 | 0
F5_Commercial_Restaurant_New_Miscellaneous_Natural Gas_Pool Heater_E4 | F5 | Commercial | Restaurant | New | Miscellaneous | Natural Gas | Pool Heater | E4 | Utility - Cost of Operation | 0 | 0 | 0 | 0 | 0 | 0 | 0 | 0 | 0 | 0 | 0 | 0 | 0 | 0 | 0 | 0 | 0 | 0 | 0 | 0 | 0 | 0 | 0 | 0 | 0 | 0 | 0 | 0 | 0 | 0 | 0 | 0 | 0 | 0 | 0 | 0 | 0 | 0 | 0 | 0 | 0 | 0
F5_Commercial_Restaurant_New_Miscellaneous_Natural Gas_Pool Heater_E5 | F5 | Commercial | Restaurant | New | Miscellaneous | Natural Gas | Pool Heater | E5 | Utility - Cost of Operation | 0 | 0 | 0 | 0 | 0 | 0 | 0 | 0 | 0 | 0 | 0 | 0 | 0 | 0 | 0 | 0 | 0 | 0 | 0 | 0 | 0 | 0 | 0 | 0 | 0 | 0 | 0 | 0 | 0 | 0 | 0 | 0 | 0 | 0 | 0 | 0 | 0 | 0 | 0 | 0 | 0 | 0
F5_Commercial_Restaurant_New_Miscellaneous_Natural Gas_Pool Heater_E6 | F5 | Commercial | Restaurant | New | Miscellaneous | Natural Gas | Pool Heater | E6 | Utility - Cost of Operation | 0 | 0 | 0 | 0 | 0 | 0 | 0 | 0 | 0 | 0 | 0 | 0 | 0 | 0 | 0 | 0 | 0 | 0 | 0 | 0 | 0 | 0 | 0 | 0 | 0 | 0 | 0 | 0 | 0 | 0 | 0 | 0 | 0 | 0 | 0 | 0 | 0 | 0 | 0 | 0 | 0 | 0
F5_Commercial_Restaurant_New_Miscellaneous_Natural Gas_Pool Heater_E7 | F5 | Commercial | Restaurant | New | Miscellaneous | Natural Gas | Pool Heater | E7 | Utility - Cost of Operation | 0 | 0 | 0 | 0 | 0 | 0 | 0 | 0 | 0 | 0 | 0 | 0 | 0 | 0 | 0 | 0 | 0 | 0 | 0 | 0 | 0 | 0 | 0 | 0 | 0 | 0 | 0 | 0 | 0 | 0 | 0 | 0 | 0 | 0 | 0 | 0 | 0 | 0 | 0 | 0 | 0 | 0
F5_Commercial_Restaurant_New_Miscellaneous_Natural Gas_Pool Heater_E8 | F5 | Commercial | Restaurant | New | Miscellaneous | Natural Gas | Pool Heater | E8 | Utility - Cost of Operation | 0 | 0 | 0 | 0 | 0 | 0 | 0 | 0 | 0 | 0 | 0 | 0 | 0 | 0 | 0 | 0 | 0 | 0 | 0 | 0 | 0 | 0 | 0 | 0 | 0 | 0 | 0 | 0 | 0 | 0 | 0 | 0 | 0 | 0 | 0 | 0 | 0 | 0 | 0 | 0 | 0 | 0
F5_Commercial_Restaurant_New_Miscellaneous_Natural Gas_Pool Heater_E9 | F5 | Commercial | Restaurant | New | Miscellaneous | Natural Gas | Pool Heater | E9 | Utility - Cost of Operation | 0 | 0 | 0 | 0 | 0 | 0 | 0 | 0 | 0 | 0 | 0 | 0 | 0 | 0 | 0 | 0 | 0 | 0 | 0 | 0 | 0 | 0 | 0 | 0 | 0 | 0 | 0 | 0 | 0 | 0 | 0 | 0 | 0 | 0 | 0 | 0 | 0 | 0 | 0 | 0 | 0 | 0
F5_Commercial_Restaurant_New_Miscellaneous_Natural Gas_Pool Heater_E10 | F5 | Commercial | Restaurant | New | Miscellaneous | Natural Gas | Pool Heater | E10 | Utility - Cost of Operation | 0 | 0 | 0 | 0 | 0 | 0 | 0 | 0 | 0 | 0 | 0 | 0 | 0 | 0 | 0 | 0 | 0 | 0 | 0 | 0 | 0 | 0 | 0 | 0 | 0 | 0 | 0 | 0 | 0 | 0 | 0 | 0 | 0 | 0 | 0 | 0 | 0 | 0 | 0 | 0 | 0 | 0
F6_Commercial_Restaurant_New_Miscellaneous_Natural Gas_Pool Heater_E1 | F6 | Commercial | Restaurant | New | Miscellaneous | Natural Gas | Pool Heater | E1 | Utility - Value of Sales | 0.010152 | 0.010152 | 0.010152 | 0.010152 | 0.010152 | 0.010152 | 0.010152 | 0.010152 | 0.010152 | 0.010152 | 0.010152 | 0.010152 | 0.010152 | 0.010152 | 0.010152 | 0.010152 | 0.010152 | 0.010152 | 0.010152 | 0.010152 | 0.010152 | 0.010152 | 0.010152 | 0.010152 | 0.010152 | 0.010152 | 0.010152 | 0.010152 | 0.010152 | 0.010152 | 0.010152 | 0.010152 | 0.010152 | 0 | 0 | 0 | 0 | 0 | 0 | 0 | 0 | 0
F6_Commercial_Restaurant_New_Miscellaneous_Natural Gas_Pool Heater_E2 | F6 | Commercial | Restaurant | New | Miscellaneous | Natural Gas | Pool Heater | E2 | Utility - Value of Sales | 0.0086294 | 0.0086294 | 0.0086294 | 0.0086294 | 0.0086294 | 0.0086294 | 0.0086294 | 0.0086294 | 0.0086294 | 0.0086294 | 0.0086294 | 0.0086294 | 0.0086294 | 0.0086294 | 0.0086294 | 0.0086294 | 0.0086294 | 0.0086294 | 0.0086294 | 0.0086294 | 0.0086294 | 0.0086294 | 0.0086294 | 0.0086294 | 0.0086294 | 0.0086294 | 0.0086294 | 0.0086294 | 0.0086294 | 0.0086294 | 0.0086294 | 0.0086294 | 0.0086294 | 0 | 0 | 0 | 0 | 0 | 0 | 0 | 0 | 0
F6_Commercial_Restaurant_New_Miscellaneous_Natural Gas_Pool Heater_E3 | F6 | Commercial | Restaurant | New | Miscellaneous | Natural Gas | Pool Heater | E3 | Utility - Value of Sales | 0 | 0 | 0 | 0 | 0 | 0 | 0 | 0 | 0 | 0 | 0 | 0 | 0 | 0 | 0 | 0 | 0 | 0 | 0 | 0 | 0 | 0 | 0 | 0 | 0 | 0 | 0 | 0 | 0 | 0 | 0 | 0 | 0 | 0 | 0 | 0 | 0 | 0 | 0 | 0 | 0 | 0
F6_Commercial_Restaurant_New_Miscellaneous_Natural Gas_Pool Heater_E4 | F6 | Commercial | Restaurant | New | Miscellaneous | Natural Gas | Pool Heater | E4 | Utility - Value of Sales | 0 | 0 | 0 | 0 | 0 | 0 | 0 | 0 | 0 | 0 | 0 | 0 | 0 | 0 | 0 | 0 | 0 | 0 | 0 | 0 | 0 | 0 | 0 | 0 | 0 | 0 | 0 | 0 | 0 | 0 | 0 | 0 | 0 | 0 | 0 | 0 | 0 | 0 | 0 | 0 | 0 | 0
F6_Commercial_Restaurant_New_Miscellaneous_Natural Gas_Pool Heater_E5 | F6 | Commercial | Restaurant | New | Miscellaneous | Natural Gas | Pool Heater | E5 | Utility - Value of Sales | 0 | 0 | 0 | 0 | 0 | 0 | 0 | 0 | 0 | 0 | 0 | 0 | 0 | 0 | 0 | 0 | 0 | 0 | 0 | 0 | 0 | 0 | 0 | 0 | 0 | 0 | 0 | 0 | 0 | 0 | 0 | 0 | 0 | 0 | 0 | 0 | 0 | 0 | 0 | 0 | 0 | 0
F6_Commercial_Restaurant_New_Miscellaneous_Natural Gas_Pool Heater_E6 | F6 | Commercial | Restaurant | New | Miscellaneous | Natural Gas | Pool Heater | E6 | Utility - Value of Sales | 0 | 0 | 0 | 0 | 0 | 0 | 0 | 0 | 0 | 0 | 0 | 0 | 0 | 0 | 0 | 0 | 0 | 0 | 0 | 0 | 0 | 0 | 0 | 0 | 0 | 0 | 0 | 0 | 0 | 0 | 0 | 0 | 0 | 0 | 0 | 0 | 0 | 0 | 0 | 0 | 0 | 0
F6_Commercial_Restaurant_New_Miscellaneous_Natural Gas_Pool Heater_E7 | F6 | Commercial | Restaurant | New | Miscellaneous | Natural Gas | Pool Heater | E7 | Utility - Value of Sales | 0 | 0 | 0 | 0 | 0 | 0 | 0 | 0 | 0 | 0 | 0 | 0 | 0 | 0 | 0 | 0 | 0 | 0 | 0 | 0 | 0 | 0 | 0 | 0 | 0 | 0 | 0 | 0 | 0 | 0 | 0 | 0 | 0 | 0 | 0 | 0 | 0 | 0 | 0 | 0 | 0 | 0
F6_Commercial_Restaurant_New_Miscellaneous_Natural Gas_Pool Heater_E8 | F6 | Commercial | Restaurant | New | Miscellaneous | Natural Gas | Pool Heater | E8 | Utility - Value of Sales | 0 | 0 | 0 | 0 | 0 | 0 | 0 | 0 | 0 | 0 | 0 | 0 | 0 | 0 | 0 | 0 | 0 | 0 | 0 | 0 | 0 | 0 | 0 | 0 | 0 | 0 | 0 | 0 | 0 | 0 | 0 | 0 | 0 | 0 | 0 | 0 | 0 | 0 | 0 | 0 | 0 | 0
F6_Commercial_Restaurant_New_Miscellaneous_Natural Gas_Pool Heater_E9 | F6 | Commercial | Restaurant | New | Miscellaneous | Natural Gas | Pool Heater | E9 | Utility - Value of Sales | 0 | 0 | 0 | 0 | 0 | 0 | 0 | 0 | 0 | 0 | 0 | 0 | 0 | 0 | 0 | 0 | 0 | 0 | 0 | 0 | 0 | 0 | 0 | 0 | 0 | 0 | 0 | 0 | 0 | 0 | 0 | 0 | 0 | 0 | 0 | 0 | 0 | 0 | 0 | 0 | 0 | 0
F6_Commercial_Restaurant_New_Miscellaneous_Natural Gas_Pool Heater_E10 | F6 | Commercial | Restaurant | New | Miscellaneous | Natural Gas | Pool Heater | E10 | Utility - Value of Sales | 0 | 0 | 0 | 0 | 0 | 0 | 0 | 0 | 0 | 0 | 0 | 0 | 0 | 0 | 0 | 0 | 0 | 0 | 0 | 0 | 0 | 0 | 0 | 0 | 0 | 0 | 0 | 0 | 0 | 0 | 0 | 0 | 0 | 0 | 0 | 0 | 0 | 0 | 0 | 0 | 0 | 0
F1_Commercial_Restaurant_New_Miscellaneous_Natural Gas_Miscellaneous_E1 | F1 | Commercial | Restaurant | New | Miscellaneous | Natural Gas | Miscellaneous | E1 | RVT - Cost of Equipment | 0 | 0 | 0 | 0 | 0 | 0 | 0 | 0 | 0 | 0 | 0 | 0 | 0 | 0 | 0 | 0 | 0 | 0 | 0 | 0 | 0 | 0 | 0 | 0 | 0 | 0 | 0 | 0 | 0 | 0 | 0 | 0 | 0 | 0 | 0 | 0 | 0 | 0 | 0 | 0 | 0 | 0
F1_Commercial_Restaurant_New_Miscellaneous_Natural Gas_Miscellaneous_E2 | F1 | Commercial | Restaurant | New | Miscellaneous | Natural Gas | Miscellaneous | E2 | RVT - Cost of Equipment | 0 | 0 | 0 | 0 | 0 | 0 | 0 | 0 | 0 | 0 | 0 | 0 | 0 | 0 | 0 | 0 | 0 | 0 | 0 | 0 | 0 | 0 | 0 | 0 | 0 | 0 | 0 | 0 | 0 | 0 | 0 | 0 | 0 | 0 | 0 | 0 | 0 | 0 | 0 | 0 | 0 | 0
F1_Commercial_Restaurant_New_Miscellaneous_Natural Gas_Miscellaneous_E3 | F1 | Commercial | Restaurant | New | Miscellaneous | Natural Gas | Miscellaneous | E3 | RVT - Cost of Equipment | 0 | 0 | 0 | 0 | 0 | 0 | 0 | 0 | 0 | 0 | 0 | 0 | 0 | 0 | 0 | 0 | 0 | 0 | 0 | 0 | 0 | 0 | 0 | 0 | 0 | 0 | 0 | 0 | 0 | 0 | 0 | 0 | 0 | 0 | 0 | 0 | 0 | 0 | 0 | 0 | 0 | 0
F1_Commercial_Restaurant_New_Miscellaneous_Natural Gas_Miscellaneous_E4 | F1 | Commercial | Restaurant | New | Miscellaneous | Natural Gas | Miscellaneous | E4 | RVT - Cost of Equipment | 0 | 0 | 0 | 0 | 0 | 0 | 0 | 0 | 0 | 0 | 0 | 0 | 0 | 0 | 0 | 0 | 0 | 0 | 0 | 0 | 0 | 0 | 0 | 0 | 0 | 0 | 0 | 0 | 0 | 0 | 0 | 0 | 0 | 0 | 0 | 0 | 0 | 0 | 0 | 0 | 0 | 0
F1_Commercial_Restaurant_New_Miscellaneous_Natural Gas_Miscellaneous_E5 | F1 | Commercial | Restaurant | New | Miscellaneous | Natural Gas | Miscellaneous | E5 | RVT - Cost of Equipment | 0 | 0 | 0 | 0 | 0 | 0 | 0 | 0 | 0 | 0 | 0 | 0 | 0 | 0 | 0 | 0 | 0 | 0 | 0 | 0 | 0 | 0 | 0 | 0 | 0 | 0 | 0 | 0 | 0 | 0 | 0 | 0 | 0 | 0 | 0 | 0 | 0 | 0 | 0 | 0 | 0 | 0
F1_Commercial_Restaurant_New_Miscellaneous_Natural Gas_Miscellaneous_E6 | F1 | Commercial | Restaurant | New | Miscellaneous | Natural Gas | Miscellaneous | E6 | RVT - Cost of Equipment | 0 | 0 | 0 | 0 | 0 | 0 | 0 | 0 | 0 | 0 | 0 | 0 | 0 | 0 | 0 | 0 | 0 | 0 | 0 | 0 | 0 | 0 | 0 | 0 | 0 | 0 | 0 | 0 | 0 | 0 | 0 | 0 | 0 | 0 | 0 | 0 | 0 | 0 | 0 | 0 | 0 | 0
F1_Commercial_Restaurant_New_Miscellaneous_Natural Gas_Miscellaneous_E7 | F1 | Commercial | Restaurant | New | Miscellaneous | Natural Gas | Miscellaneous | E7 | RVT - Cost of Equipment | 0 | 0 | 0 | 0 | 0 | 0 | 0 | 0 | 0 | 0 | 0 | 0 | 0 | 0 | 0 | 0 | 0 | 0 | 0 | 0 | 0 | 0 | 0 | 0 | 0 | 0 | 0 | 0 | 0 | 0 | 0 | 0 | 0 | 0 | 0 | 0 | 0 | 0 | 0 | 0 | 0 | 0
F1_Commercial_Restaurant_New_Miscellaneous_Natural Gas_Miscellaneous_E8 | F1 | Commercial | Restaurant | New | Miscellaneous | Natural Gas | Miscellaneous | E8 | RVT - Cost of Equipment | 0 | 0 | 0 | 0 | 0 | 0 | 0 | 0 | 0 | 0 | 0 | 0 | 0 | 0 | 0 | 0 | 0 | 0 | 0 | 0 | 0 | 0 | 0 | 0 | 0 | 0 | 0 | 0 | 0 | 0 | 0 | 0 | 0 | 0 | 0 | 0 | 0 | 0 | 0 | 0 | 0 | 0
F1_Commercial_Restaurant_New_Miscellaneous_Natural Gas_Miscellaneous_E9 | F1 | Commercial | Restaurant | New | Miscellaneous | Natural Gas | Miscellaneous | E9 | RVT - Cost of Equipment | 0 | 0 | 0 | 0 | 0 | 0 | 0 | 0 | 0 | 0 | 0 | 0 | 0 | 0 | 0 | 0 | 0 | 0 | 0 | 0 | 0 | 0 | 0 | 0 | 0 | 0 | 0 | 0 | 0 | 0 | 0 | 0 | 0 | 0 | 0 | 0 | 0 | 0 | 0 | 0 | 0 | 0
F1_Commercial_Restaurant_New_Miscellaneous_Natural Gas_Miscellaneous_E10 | F1 | Commercial | Restaurant | New | Miscellaneous | Natural Gas | Miscellaneous | E10 | RVT - Cost of Equipment | 0 | 0 | 0 | 0 | 0 | 0 | 0 | 0 | 0 | 0 | 0 | 0 | 0 | 0 | 0 | 0 | 0 | 0 | 0 | 0 | 0 | 0 | 0 | 0 | 0 | 0 | 0 | 0 | 0 | 0 | 0 | 0 | 0 | 0 | 0 | 0 | 0 | 0 | 0 | 0 | 0 | 0
F2_Commercial_Restaurant_New_Miscellaneous_Natural Gas_Miscellaneous_E1 | F2 | Commercial | Restaurant | New | Miscellaneous | Natural Gas | Miscellaneous | E1 | RVT - Cost of Operation | 0 | 0 | 0 | 0 | 0 | 0 | 0 | 0 | 0 | 0 | 0 | 0 | 0 | 0 | 0 | 0 | 0 | 0 | 0 | 0 | 0 | 0 | 0 | 0 | 0 | 0 | 0 | 0 | 0 | 0 | 0 | 0 | 0 | 0 | 0 | 0 | 0 | 0 | 0 | 0 | 0 | 0
F2_Commercial_Restaurant_New_Miscellaneous_Natural Gas_Miscellaneous_E2 | F2 | Commercial | Restaurant | New | Miscellaneous | Natural Gas | Miscellaneous | E2 | RVT - Cost of Operation | 0 | 0 | 0 | 0 | 0 | 0 | 0 | 0 | 0 | 0 | 0 | 0 | 0 | 0 | 0 | 0 | 0 | 0 | 0 | 0 | 0 | 0 | 0 | 0 | 0 | 0 | 0 | 0 | 0 | 0 | 0 | 0 | 0 | 0 | 0 | 0 | 0 | 0 | 0 | 0 | 0 | 0
F2_Commercial_Restaurant_New_Miscellaneous_Natural Gas_Miscellaneous_E3 | F2 | Commercial | Restaurant | New | Miscellaneous | Natural Gas | Miscellaneous | E3 | RVT - Cost of Operation | 0 | 0 | 0 | 0 | 0 | 0 | 0 | 0 | 0 | 0 | 0 | 0 | 0 | 0 | 0 | 0 | 0 | 0 | 0 | 0 | 0 | 0 | 0 | 0 | 0 | 0 | 0 | 0 | 0 | 0 | 0 | 0 | 0 | 0 | 0 | 0 | 0 | 0 | 0 | 0 | 0 | 0
F2_Commercial_Restaurant_New_Miscellaneous_Natural Gas_Miscellaneous_E4 | F2 | Commercial | Restaurant | New | Miscellaneous | Natural Gas | Miscellaneous | E4 | RVT - Cost of Operation | 0 | 0 | 0 | 0 | 0 | 0 | 0 | 0 | 0 | 0 | 0 | 0 | 0 | 0 | 0 | 0 | 0 | 0 | 0 | 0 | 0 | 0 | 0 | 0 | 0 | 0 | 0 | 0 | 0 | 0 | 0 | 0 | 0 | 0 | 0 | 0 | 0 | 0 | 0 | 0 | 0 | 0
F2_Commercial_Restaurant_New_Miscellaneous_Natural Gas_Miscellaneous_E5 | F2 | Commercial | Restaurant | New | Miscellaneous | Natural Gas | Miscellaneous | E5 | RVT - Cost of Operation | 0 | 0 | 0 | 0 | 0 | 0 | 0 | 0 | 0 | 0 | 0 | 0 | 0 | 0 | 0 | 0 | 0 | 0 | 0 | 0 | 0 | 0 | 0 | 0 | 0 | 0 | 0 | 0 | 0 | 0 | 0 | 0 | 0 | 0 | 0 | 0 | 0 | 0 | 0 | 0 | 0 | 0
F2_Commercial_Restaurant_New_Miscellaneous_Natural Gas_Miscellaneous_E6 | F2 | Commercial | Restaurant | New | Miscellaneous | Natural Gas | Miscellaneous | E6 | RVT - Cost of Operation | 0 | 0 | 0 | 0 | 0 | 0 | 0 | 0 | 0 | 0 | 0 | 0 | 0 | 0 | 0 | 0 | 0 | 0 | 0 | 0 | 0 | 0 | 0 | 0 | 0 | 0 | 0 | 0 | 0 | 0 | 0 | 0 | 0 | 0 | 0 | 0 | 0 | 0 | 0 | 0 | 0 | 0
F2_Commercial_Restaurant_New_Miscellaneous_Natural Gas_Miscellaneous_E7 | F2 | Commercial | Restaurant | New | Miscellaneous | Natural Gas | Miscellaneous | E7 | RVT - Cost of Operation | 0 | 0 | 0 | 0 | 0 | 0 | 0 | 0 | 0 | 0 | 0 | 0 | 0 | 0 | 0 | 0 | 0 | 0 | 0 | 0 | 0 | 0 | 0 | 0 | 0 | 0 | 0 | 0 | 0 | 0 | 0 | 0 | 0 | 0 | 0 | 0 | 0 | 0 | 0 | 0 | 0 | 0
F2_Commercial_Restaurant_New_Miscellaneous_Natural Gas_Miscellaneous_E8 | F2 | Commercial | Restaurant | New | Miscellaneous | Natural Gas | Miscellaneous | E8 | RVT - Cost of Operation | 0 | 0 | 0 | 0 | 0 | 0 | 0 | 0 | 0 | 0 | 0 | 0 | 0 | 0 | 0 | 0 | 0 | 0 | 0 | 0 | 0 | 0 | 0 | 0 | 0 | 0 | 0 | 0 | 0 | 0 | 0 | 0 | 0 | 0 | 0 | 0 | 0 | 0 | 0 | 0 | 0 | 0
F2_Commercial_Restaurant_New_Miscellaneous_Natural Gas_Miscellaneous_E9 | F2 | Commercial | Restaurant | New | Miscellaneous | Natural Gas | Miscellaneous | E9 | RVT - Cost of Operation | 0 | 0 | 0 | 0 | 0 | 0 | 0 | 0 | 0 | 0 | 0 | 0 | 0 | 0 | 0 | 0 | 0 | 0 | 0 | 0 | 0 | 0 | 0 | 0 | 0 | 0 | 0 | 0 | 0 | 0 | 0 | 0 | 0 | 0 | 0 | 0 | 0 | 0 | 0 | 0 | 0 | 0
F2_Commercial_Restaurant_New_Miscellaneous_Natural Gas_Miscellaneous_E10 | F2 | Commercial | Restaurant | New | Miscellaneous | Natural Gas | Miscellaneous | E10 | RVT - Cost of Operation | 0 | 0 | 0 | 0 | 0 | 0 | 0 | 0 | 0 | 0 | 0 | 0 | 0 | 0 | 0 | 0 | 0 | 0 | 0 | 0 | 0 | 0 | 0 | 0 | 0 | 0 | 0 | 0 | 0 | 0 | 0 | 0 | 0 | 0 | 0 | 0 | 0 | 0 | 0 | 0 | 0 | 0
F3_Commercial_Restaurant_New_Miscellaneous_Natural Gas_Miscellaneous_E1 | F3 | Commercial | Restaurant | New | Miscellaneous | Natural Gas | Miscellaneous | E1 | System - kBTUs of Consumption | 0.23859 | 0.23859 | 0.23859 | 0.23859 | 0.23859 | 0.23859 | 0.23859 | 0.23859 | 0.23859 | 0.23859 | 0.23859 | 0.23859 | 0.23859 | 0.23859 | 0.23859 | 0.23859 | 0.23859 | 0.23859 | 0.23859 | 0.23859 | 0.23859 | 0.23859 | 0.23859 | 0.23859 | 0.23859 | 0.23859 | 0.23859 | 0.23859 | 0.23859 | 0.23859 | 0.23859 | 0.23859 | 0.23859 | 0 | 0 | 0 | 0 | 0 | 0 | 0 | 0 | 0
F3_Commercial_Restaurant_New_Miscellaneous_Natural Gas_Miscellaneous_E2 | F3 | Commercial | Restaurant | New | Miscellaneous | Natural Gas | Miscellaneous | E2 | System - kBTUs of Consumption | 0 | 0 | 0 | 0 | 0 | 0 | 0 | 0 | 0 | 0 | 0 | 0 | 0 | 0 | 0 | 0 | 0 | 0 | 0 | 0 | 0 | 0 | 0 | 0 | 0 | 0 | 0 | 0 | 0 | 0 | 0 | 0 | 0 | 0 | 0 | 0 | 0 | 0 | 0 | 0 | 0 | 0
F3_Commercial_Restaurant_New_Miscellaneous_Natural Gas_Miscellaneous_E3 | F3 | Commercial | Restaurant | New | Miscellaneous | Natural Gas | Miscellaneous | E3 | System - kBTUs of Consumption | 0 | 0 | 0 | 0 | 0 | 0 | 0 | 0 | 0 | 0 | 0 | 0 | 0 | 0 | 0 | 0 | 0 | 0 | 0 | 0 | 0 | 0 | 0 | 0 | 0 | 0 | 0 | 0 | 0 | 0 | 0 | 0 | 0 | 0 | 0 | 0 | 0 | 0 | 0 | 0 | 0 | 0
F3_Commercial_Restaurant_New_Miscellaneous_Natural Gas_Miscellaneous_E4 | F3 | Commercial | Restaurant | New | Miscellaneous | Natural Gas | Miscellaneous | E4 | System - kBTUs of Consumption | 0 | 0 | 0 | 0 | 0 | 0 | 0 | 0 | 0 | 0 | 0 | 0 | 0 | 0 | 0 | 0 | 0 | 0 | 0 | 0 | 0 | 0 | 0 | 0 | 0 | 0 | 0 | 0 | 0 | 0 | 0 | 0 | 0 | 0 | 0 | 0 | 0 | 0 | 0 | 0 | 0 | 0
F3_Commercial_Restaurant_New_Miscellaneous_Natural Gas_Miscellaneous_E5 | F3 | Commercial | Restaurant | New | Miscellaneous | Natural Gas | Miscellaneous | E5 | System - kBTUs of Consumption | 0 | 0 | 0 | 0 | 0 | 0 | 0 | 0 | 0 | 0 | 0 | 0 | 0 | 0 | 0 | 0 | 0 | 0 | 0 | 0 | 0 | 0 | 0 | 0 | 0 | 0 | 0 | 0 | 0 | 0 | 0 | 0 | 0 | 0 | 0 | 0 | 0 | 0 | 0 | 0 | 0 | 0
F3_Commercial_Restaurant_New_Miscellaneous_Natural Gas_Miscellaneous_E6 | F3 | Commercial | Restaurant | New | Miscellaneous | Natural Gas | Miscellaneous | E6 | System - kBTUs of Consumption | 0 | 0 | 0 | 0 | 0 | 0 | 0 | 0 | 0 | 0 | 0 | 0 | 0 | 0 | 0 | 0 | 0 | 0 | 0 | 0 | 0 | 0 | 0 | 0 | 0 | 0 | 0 | 0 | 0 | 0 | 0 | 0 | 0 | 0 | 0 | 0 | 0 | 0 | 0 | 0 | 0 | 0
F3_Commercial_Restaurant_New_Miscellaneous_Natural Gas_Miscellaneous_E7 | F3 | Commercial | Restaurant | New | Miscellaneous | Natural Gas | Miscellaneous | E7 | System - kBTUs of Consumption | 0 | 0 | 0 | 0 | 0 | 0 | 0 | 0 | 0 | 0 | 0 | 0 | 0 | 0 | 0 | 0 | 0 | 0 | 0 | 0 | 0 | 0 | 0 | 0 | 0 | 0 | 0 | 0 | 0 | 0 | 0 | 0 | 0 | 0 | 0 | 0 | 0 | 0 | 0 | 0 | 0 | 0
F3_Commercial_Restaurant_New_Miscellaneous_Natural Gas_Miscellaneous_E8 | F3 | Commercial | Restaurant | New | Miscellaneous | Natural Gas | Miscellaneous | E8 | System - kBTUs of Consumption | 0 | 0 | 0 | 0 | 0 | 0 | 0 | 0 | 0 | 0 | 0 | 0 | 0 | 0 | 0 | 0 | 0 | 0 | 0 | 0 | 0 | 0 | 0 | 0 | 0 | 0 | 0 | 0 | 0 | 0 | 0 | 0 | 0 | 0 | 0 | 0 | 0 | 0 | 0 | 0 | 0 | 0
F3_Commercial_Restaurant_New_Miscellaneous_Natural Gas_Miscellaneous_E9 | F3 | Commercial | Restaurant | New | Miscellaneous | Natural Gas | Miscellaneous | E9 | System - kBTUs of Consumption | 0 | 0 | 0 | 0 | 0 | 0 | 0 | 0 | 0 | 0 | 0 | 0 | 0 | 0 | 0 | 0 | 0 | 0 | 0 | 0 | 0 | 0 | 0 | 0 | 0 | 0 | 0 | 0 | 0 | 0 | 0 | 0 | 0 | 0 | 0 | 0 | 0 | 0 | 0 | 0 | 0 | 0
F3_Commercial_Restaurant_New_Miscellaneous_Natural Gas_Miscellaneous_E10 | F3 | Commercial | Restaurant | New | Miscellaneous | Natural Gas | Miscellaneous | E10 | System - kBTUs of Consumption | 0 | 0 | 0 | 0 | 0 | 0 | 0 | 0 | 0 | 0 | 0 | 0 | 0 | 0 | 0 | 0 | 0 | 0 | 0 | 0 | 0 | 0 | 0 | 0 | 0 | 0 | 0 | 0 | 0 | 0 | 0 | 0 | 0 | 0 | 0 | 0 | 0 | 0 | 0 | 0 | 0 | 0
F4_Commercial_Restaurant_New_Miscellaneous_Natural Gas_Miscellaneous_E1 | F4 | Commercial | Restaurant | New | Miscellaneous | Natural Gas | Miscellaneous | E1 | Utility - Cost of Equipment | 0 | 0 | 0 | 0 | 0 | 0 | 0 | 0 | 0 | 0 | 0 | 0 | 0 | 0 | 0 | 0 | 0 | 0 | 0 | 0 | 0 | 0 | 0 | 0 | 0 | 0 | 0 | 0 | 0 | 0 | 0 | 0 | 0 | 0 | 0 | 0 | 0 | 0 | 0 | 0 | 0 | 0
F4_Commercial_Restaurant_New_Miscellaneous_Natural Gas_Miscellaneous_E2 | F4 | Commercial | Restaurant | New | Miscellaneous | Natural Gas | Miscellaneous | E2 | Utility - Cost of Equipment | 0 | 0 | 0 | 0 | 0 | 0 | 0 | 0 | 0 | 0 | 0 | 0 | 0 | 0 | 0 | 0 | 0 | 0 | 0 | 0 | 0 | 0 | 0 | 0 | 0 | 0 | 0 | 0 | 0 | 0 | 0 | 0 | 0 | 0 | 0 | 0 | 0 | 0 | 0 | 0 | 0 | 0
F4_Commercial_Restaurant_New_Miscellaneous_Natural Gas_Miscellaneous_E3 | F4 | Commercial | Restaurant | New | Miscellaneous | Natural Gas | Miscellaneous | E3 | Utility - Cost of Equipment | 0 | 0 | 0 | 0 | 0 | 0 | 0 | 0 | 0 | 0 | 0 | 0 | 0 | 0 | 0 | 0 | 0 | 0 | 0 | 0 | 0 | 0 | 0 | 0 | 0 | 0 | 0 | 0 | 0 | 0 | 0 | 0 | 0 | 0 | 0 | 0 | 0 | 0 | 0 | 0 | 0 | 0
F4_Commercial_Restaurant_New_Miscellaneous_Natural Gas_Miscellaneous_E4 | F4 | Commercial | Restaurant | New | Miscellaneous | Natural Gas | Miscellaneous | E4 | Utility - Cost of Equipment | 0 | 0 | 0 | 0 | 0 | 0 | 0 | 0 | 0 | 0 | 0 | 0 | 0 | 0 | 0 | 0 | 0 | 0 | 0 | 0 | 0 | 0 | 0 | 0 | 0 | 0 | 0 | 0 | 0 | 0 | 0 | 0 | 0 | 0 | 0 | 0 | 0 | 0 | 0 | 0 | 0 | 0
F4_Commercial_Restaurant_New_Miscellaneous_Natural Gas_Miscellaneous_E5 | F4 | Commercial | Restaurant | New | Miscellaneous | Natural Gas | Miscellaneous | E5 | Utility - Cost of Equipment | 0 | 0 | 0 | 0 | 0 | 0 | 0 | 0 | 0 | 0 | 0 | 0 | 0 | 0 | 0 | 0 | 0 | 0 | 0 | 0 | 0 | 0 | 0 | 0 | 0 | 0 | 0 | 0 | 0 | 0 | 0 | 0 | 0 | 0 | 0 | 0 | 0 | 0 | 0 | 0 | 0 | 0
F4_Commercial_Restaurant_New_Miscellaneous_Natural Gas_Miscellaneous_E6 | F4 | Commercial | Restaurant | New | Miscellaneous | Natural Gas | Miscellaneous | E6 | Utility - Cost of Equipment | 0 | 0 | 0 | 0 | 0 | 0 | 0 | 0 | 0 | 0 | 0 | 0 | 0 | 0 | 0 | 0 | 0 | 0 | 0 | 0 | 0 | 0 | 0 | 0 | 0 | 0 | 0 | 0 | 0 | 0 | 0 | 0 | 0 | 0 | 0 | 0 | 0 | 0 | 0 | 0 | 0 | 0
F4_Commercial_Restaurant_New_Miscellaneous_Natural Gas_Miscellaneous_E7 | F4 | Commercial | Restaurant | New | Miscellaneous | Natural Gas | Miscellaneous | E7 | Utility - Cost of Equipment | 0 | 0 | 0 | 0 | 0 | 0 | 0 | 0 | 0 | 0 | 0 | 0 | 0 | 0 | 0 | 0 | 0 | 0 | 0 | 0 | 0 | 0 | 0 | 0 | 0 | 0 | 0 | 0 | 0 | 0 | 0 | 0 | 0 | 0 | 0 | 0 | 0 | 0 | 0 | 0 | 0 | 0
F4_Commercial_Restaurant_New_Miscellaneous_Natural Gas_Miscellaneous_E8 | F4 | Commercial | Restaurant | New | Miscellaneous | Natural Gas | Miscellaneous | E8 | Utility - Cost of Equipment | 0 | 0 | 0 | 0 | 0 | 0 | 0 | 0 | 0 | 0 | 0 | 0 | 0 | 0 | 0 | 0 | 0 | 0 | 0 | 0 | 0 | 0 | 0 | 0 | 0 | 0 | 0 | 0 | 0 | 0 | 0 | 0 | 0 | 0 | 0 | 0 | 0 | 0 | 0 | 0 | 0 | 0
F4_Commercial_Restaurant_New_Miscellaneous_Natural Gas_Miscellaneous_E9 | F4 | Commercial | Restaurant | New | Miscellaneous | Natural Gas | Miscellaneous | E9 | Utility - Cost of Equipment | 0 | 0 | 0 | 0 | 0 | 0 | 0 | 0 | 0 | 0 | 0 | 0 | 0 | 0 | 0 | 0 | 0 | 0 | 0 | 0 | 0 | 0 | 0 | 0 | 0 | 0 | 0 | 0 | 0 | 0 | 0 | 0 | 0 | 0 | 0 | 0 | 0 | 0 | 0 | 0 | 0 | 0
F4_Commercial_Restaurant_New_Miscellaneous_Natural Gas_Miscellaneous_E10 | F4 | Commercial | Restaurant | New | Miscellaneous | Natural Gas | Miscellaneous | E10 | Utility - Cost of Equipment | 0 | 0 | 0 | 0 | 0 | 0 | 0 | 0 | 0 | 0 | 0 | 0 | 0 | 0 | 0 | 0 | 0 | 0 | 0 | 0 | 0 | 0 | 0 | 0 | 0 | 0 | 0 | 0 | 0 | 0 | 0 | 0 | 0 | 0 | 0 | 0 | 0 | 0 | 0 | 0 | 0 | 0
F5_Commercial_Restaurant_New_Miscellaneous_Natural Gas_Miscellaneous_E1 | F5 | Commercial | Restaurant | New | Miscellaneous | Natural Gas | Miscellaneous | E1 | Utility - Cost of Operation | 0.23859 | 0.23859 | 0.23859 | 0.23859 | 0.23859 | 0.23859 | 0.23859 | 0.23859 | 0.23859 | 0.23859 | 0.23859 | 0.23859 | 0.23859 | 0.23859 | 0.23859 | 0.23859 | 0.23859 | 0.23859 | 0.23859 | 0.23859 | 0.23859 | 0.23859 | 0.23859 | 0.23859 | 0.23859 | 0.23859 | 0.23859 | 0.23859 | 0.23859 | 0.23859 | 0.23859 | 0.23859 | 0.23859 | 0 | 0 | 0 | 0 | 0 | 0 | 0 | 0 | 0
F5_Commercial_Restaurant_New_Miscellaneous_Natural Gas_Miscellaneous_E2 | F5 | Commercial | Restaurant | New | Miscellaneous | Natural Gas | Miscellaneous | E2 | Utility - Cost of Operation | 0 | 0 | 0 | 0 | 0 | 0 | 0 | 0 | 0 | 0 | 0 | 0 | 0 | 0 | 0 | 0 | 0 | 0 | 0 | 0 | 0 | 0 | 0 | 0 | 0 | 0 | 0 | 0 | 0 | 0 | 0 | 0 | 0 | 0 | 0 | 0 | 0 | 0 | 0 | 0 | 0 | 0
F5_Commercial_Restaurant_New_Miscellaneous_Natural Gas_Miscellaneous_E3 | F5 | Commercial | Restaurant | New | Miscellaneous | Natural Gas | Miscellaneous | E3 | Utility - Cost of Operation | 0 | 0 | 0 | 0 | 0 | 0 | 0 | 0 | 0 | 0 | 0 | 0 | 0 | 0 | 0 | 0 | 0 | 0 | 0 | 0 | 0 | 0 | 0 | 0 | 0 | 0 | 0 | 0 | 0 | 0 | 0 | 0 | 0 | 0 | 0 | 0 | 0 | 0 | 0 | 0 | 0 | 0
F5_Commercial_Restaurant_New_Miscellaneous_Natural Gas_Miscellaneous_E4 | F5 | Commercial | Restaurant | New | Miscellaneous | Natural Gas | Miscellaneous | E4 | Utility - Cost of Operation | 0 | 0 | 0 | 0 | 0 | 0 | 0 | 0 | 0 | 0 | 0 | 0 | 0 | 0 | 0 | 0 | 0 | 0 | 0 | 0 | 0 | 0 | 0 | 0 | 0 | 0 | 0 | 0 | 0 | 0 | 0 | 0 | 0 | 0 | 0 | 0 | 0 | 0 | 0 | 0 | 0 | 0
F5_Commercial_Restaurant_New_Miscellaneous_Natural Gas_Miscellaneous_E5 | F5 | Commercial | Restaurant | New | Miscellaneous | Natural Gas | Miscellaneous | E5 | Utility - Cost of Operation | 0 | 0 | 0 | 0 | 0 | 0 | 0 | 0 | 0 | 0 | 0 | 0 | 0 | 0 | 0 | 0 | 0 | 0 | 0 | 0 | 0 | 0 | 0 | 0 | 0 | 0 | 0 | 0 | 0 | 0 | 0 | 0 | 0 | 0 | 0 | 0 | 0 | 0 | 0 | 0 | 0 | 0
F5_Commercial_Restaurant_New_Miscellaneous_Natural Gas_Miscellaneous_E6 | F5 | Commercial | Restaurant | New | Miscellaneous | Natural Gas | Miscellaneous | E6 | Utility - Cost of Operation | 0 | 0 | 0 | 0 | 0 | 0 | 0 | 0 | 0 | 0 | 0 | 0 | 0 | 0 | 0 | 0 | 0 | 0 | 0 | 0 | 0 | 0 | 0 | 0 | 0 | 0 | 0 | 0 | 0 | 0 | 0 | 0 | 0 | 0 | 0 | 0 | 0 | 0 | 0 | 0 | 0 | 0
F5_Commercial_Restaurant_New_Miscellaneous_Natural Gas_Miscellaneous_E7 | F5 | Commercial | Restaurant | New | Miscellaneous | Natural Gas | Miscellaneous | E7 | Utility - Cost of Operation | 0 | 0 | 0 | 0 | 0 | 0 | 0 | 0 | 0 | 0 | 0 | 0 | 0 | 0 | 0 | 0 | 0 | 0 | 0 | 0 | 0 | 0 | 0 | 0 | 0 | 0 | 0 | 0 | 0 | 0 | 0 | 0 | 0 | 0 | 0 | 0 | 0 | 0 | 0 | 0 | 0 | 0
F5_Commercial_Restaurant_New_Miscellaneous_Natural Gas_Miscellaneous_E8 | F5 | Commercial | Restaurant | New | Miscellaneous | Natural Gas | Miscellaneous | E8 | Utility - Cost of Operation | 0 | 0 | 0 | 0 | 0 | 0 | 0 | 0 | 0 | 0 | 0 | 0 | 0 | 0 | 0 | 0 | 0 | 0 | 0 | 0 | 0 | 0 | 0 | 0 | 0 | 0 | 0 | 0 | 0 | 0 | 0 | 0 | 0 | 0 | 0 | 0 | 0 | 0 | 0 | 0 | 0 | 0
F5_Commercial_Restaurant_New_Miscellaneous_Natural Gas_Miscellaneous_E9 | F5 | Commercial | Restaurant | New | Miscellaneous | Natural Gas | Miscellaneous | E9 | Utility - Cost of Operation | 0 | 0 | 0 | 0 | 0 | 0 | 0 | 0 | 0 | 0 | 0 | 0 | 0 | 0 | 0 | 0 | 0 | 0 | 0 | 0 | 0 | 0 | 0 | 0 | 0 | 0 | 0 | 0 | 0 | 0 | 0 | 0 | 0 | 0 | 0 | 0 | 0 | 0 | 0 | 0 | 0 | 0
F5_Commercial_Restaurant_New_Miscellaneous_Natural Gas_Miscellaneous_E10 | F5 | Commercial | Restaurant | New | Miscellaneous | Natural Gas | Miscellaneous | E10 | Utility - Cost of Operation | 0 | 0 | 0 | 0 | 0 | 0 | 0 | 0 | 0 | 0 | 0 | 0 | 0 | 0 | 0 | 0 | 0 | 0 | 0 | 0 | 0 | 0 | 0 | 0 | 0 | 0 | 0 | 0 | 0 | 0 | 0 | 0 | 0 | 0 | 0 | 0 | 0 | 0 | 0 | 0 | 0 | 0
F6_Commercial_Restaurant_New_Miscellaneous_Natural Gas_Miscellaneous_E1 | F6 | Commercial | Restaurant | New | Miscellaneous | Natural Gas | Miscellaneous | E1 | Utility - Value of Sales | 0.079377 | 0.079377 | 0.079377 | 0.079377 | 0.079377 | 0.079377 | 0.079377 | 0.079377 | 0.079377 | 0.079377 | 0.079377 | 0.079377 | 0.079377 | 0.079377 | 0.079377 | 0.079377 | 0.079377 | 0.079377 | 0.079377 | 0.079377 | 0.079377 | 0.079377 | 0.079377 | 0.079377 | 0.079377 | 0.079377 | 0.079377 | 0.079377 | 0.079377 | 0.079377 | 0.079377 | 0.079377 | 0.079377 | 0 | 0 | 0 | 0 | 0 | 0 | 0 | 0 | 0
F6_Commercial_Restaurant_New_Miscellaneous_Natural Gas_Miscellaneous_E2 | F6 | Commercial | Restaurant | New | Miscellaneous | Natural Gas | Miscellaneous | E2 | Utility - Value of Sales | 0 | 0 | 0 | 0 | 0 | 0 | 0 | 0 | 0 | 0 | 0 | 0 | 0 | 0 | 0 | 0 | 0 | 0 | 0 | 0 | 0 | 0 | 0 | 0 | 0 | 0 | 0 | 0 | 0 | 0 | 0 | 0 | 0 | 0 | 0 | 0 | 0 | 0 | 0 | 0 | 0 | 0
F6_Commercial_Restaurant_New_Miscellaneous_Natural Gas_Miscellaneous_E3 | F6 | Commercial | Restaurant | New | Miscellaneous | Natural Gas | Miscellaneous | E3 | Utility - Value of Sales | 0 | 0 | 0 | 0 | 0 | 0 | 0 | 0 | 0 | 0 | 0 | 0 | 0 | 0 | 0 | 0 | 0 | 0 | 0 | 0 | 0 | 0 | 0 | 0 | 0 | 0 | 0 | 0 | 0 | 0 | 0 | 0 | 0 | 0 | 0 | 0 | 0 | 0 | 0 | 0 | 0 | 0
F6_Commercial_Restaurant_New_Miscellaneous_Natural Gas_Miscellaneous_E4 | F6 | Commercial | Restaurant | New | Miscellaneous | Natural Gas | Miscellaneous | E4 | Utility - Value of Sales | 0 | 0 | 0 | 0 | 0 | 0 | 0 | 0 | 0 | 0 | 0 | 0 | 0 | 0 | 0 | 0 | 0 | 0 | 0 | 0 | 0 | 0 | 0 | 0 | 0 | 0 | 0 | 0 | 0 | 0 | 0 | 0 | 0 | 0 | 0 | 0 | 0 | 0 | 0 | 0 | 0 | 0
F6_Commercial_Restaurant_New_Miscellaneous_Natural Gas_Miscellaneous_E5 | F6 | Commercial | Restaurant | New | Miscellaneous | Natural Gas | Miscellaneous | E5 | Utility - Value of Sales | 0 | 0 | 0 | 0 | 0 | 0 | 0 | 0 | 0 | 0 | 0 | 0 | 0 | 0 | 0 | 0 | 0 | 0 | 0 | 0 | 0 | 0 | 0 | 0 | 0 | 0 | 0 | 0 | 0 | 0 | 0 | 0 | 0 | 0 | 0 | 0 | 0 | 0 | 0 | 0 | 0 | 0
F6_Commercial_Restaurant_New_Miscellaneous_Natural Gas_Miscellaneous_E6 | F6 | Commercial | Restaurant | New | Miscellaneous | Natural Gas | Miscellaneous | E6 | Utility - Value of Sales | 0 | 0 | 0 | 0 | 0 | 0 | 0 | 0 | 0 | 0 | 0 | 0 | 0 | 0 | 0 | 0 | 0 | 0 | 0 | 0 | 0 | 0 | 0 | 0 | 0 | 0 | 0 | 0 | 0 | 0 | 0 | 0 | 0 | 0 | 0 | 0 | 0 | 0 | 0 | 0 | 0 | 0
F6_Commercial_Restaurant_New_Miscellaneous_Natural Gas_Miscellaneous_E7 | F6 | Commercial | Restaurant | New | Miscellaneous | Natural Gas | Miscellaneous | E7 | Utility - Value of Sales | 0 | 0 | 0 | 0 | 0 | 0 | 0 | 0 | 0 | 0 | 0 | 0 | 0 | 0 | 0 | 0 | 0 | 0 | 0 | 0 | 0 | 0 | 0 | 0 | 0 | 0 | 0 | 0 | 0 | 0 | 0 | 0 | 0 | 0 | 0 | 0 | 0 | 0 | 0 | 0 | 0 | 0
F6_Commercial_Restaurant_New_Miscellaneous_Natural Gas_Miscellaneous_E8 | F6 | Commercial | Restaurant | New | Miscellaneous | Natural Gas | Miscellaneous | E8 | Utility - Value of Sales | 0 | 0 | 0 | 0 | 0 | 0 | 0 | 0 | 0 | 0 | 0 | 0 | 0 | 0 | 0 | 0 | 0 | 0 | 0 | 0 | 0 | 0 | 0 | 0 | 0 | 0 | 0 | 0 | 0 | 0 | 0 | 0 | 0 | 0 | 0 | 0 | 0 | 0 | 0 | 0 | 0 | 0
F6_Commercial_Restaurant_New_Miscellaneous_Natural Gas_Miscellaneous_E9 | F6 | Commercial | Restaurant | New | Miscellaneous | Natural Gas | Miscellaneous | E9 | Utility - Value of Sales | 0 | 0 | 0 | 0 | 0 | 0 | 0 | 0 | 0 | 0 | 0 | 0 | 0 | 0 | 0 | 0 | 0 | 0 | 0 | 0 | 0 | 0 | 0 | 0 | 0 | 0 | 0 | 0 | 0 | 0 | 0 | 0 | 0 | 0 | 0 | 0 | 0 | 0 | 0 | 0 | 0 | 0
F6_Commercial_Restaurant_New_Miscellaneous_Natural Gas_Miscellaneous_E10 | F6 | Commercial | Restaurant | New | Miscellaneous | Natural Gas | Miscellaneous | E10 | Utility - Value of Sales | 0 | 0 | 0 | 0 | 0 | 0 | 0 | 0 | 0 | 0 | 0 | 0 | 0 | 0 | 0 | 0 | 0 | 0 | 0 | 0 | 0 | 0 | 0 | 0 | 0 | 0 | 0 | 0 | 0 | 0 | 0 | 0 | 0 | 0 | 0 | 0 | 0 | 0 | 0 | 0 | 0 | 0
F1_Commercial_Retail_Existing_Space Heating_Natural Gas_Furnace_E1 | F1 | Commercial | Retail | Existing | Space Heating | Natural Gas | Furnace | E1 | RVT - Cost of Equipment | 0.23748 | 0.23769 | 0.23792 | 0.23827 | 0.23876 | 0.23951 | 0.24003 | 0.24044 | 0.24088 | 0.2413 | 0.24159 | 0.24176 | 0.24192 | 0.24206 | 0.24225 | 0.24233 | 0.24246 | 0.24271 | 0.24297 | 0.24328 | 0.24364 | 0.24395 | 0.24419 | 0.24437 | 0.24449 | 0.24452 | 0.24446 | 0.24433 | 0.24422 | 0.24417 | 0.24421 | 0.24422 | 0.24422 | 0 | 0 | 0 | 0 | 0 | 0 | 0 | 0 | 0
F1_Commercial_Retail_Existing_Space Heating_Natural Gas_Furnace_E2 | F1 | Commercial | Retail | Existing | Space Heating | Natural Gas | Furnace | E2 | RVT - Cost of Equipment | 0.21119 | 0.21137 | 0.21158 | 0.21189 | 0.21232 | 0.21299 | 0.21345 | 0.21381 | 0.21421 | 0.21458 | 0.21484 | 0.21499 | 0.21513 | 0.21526 | 0.21542 | 0.21549 | 0.21561 | 0.21583 | 0.21607 | 0.21634 | 0.21666 | 0.21693 | 0.21715 | 0.21731 | 0.21741 | 0.21744 | 0.21739 | 0.21727 | 0.21718 | 0.21713 | 0.21717 | 0.21718 | 0.21718 | 0 | 0 | 0 | 0 | 0 | 0 | 0 | 0 | 0
F1_Commercial_Retail_Existing_Space Heating_Natural Gas_Furnace_E3 | F1 | Commercial | Retail | Existing | Space Heating | Natural Gas | Furnace | E3 | RVT - Cost of Equipment | 0.1979 | 0.19808 | 0.19827 | 0.19856 | 0.19897 | 0.19959 | 0.20003 | 0.20036 | 0.20074 | 0.20108 | 0.20132 | 0.20147 | 0.2016 | 0.20172 | 0.20187 | 0.20194 | 0.20205 | 0.20226 | 0.20248 | 0.20273 | 0.20304 | 0.20329 | 0.20349 | 0.20364 | 0.20374 | 0.20377 | 0.20371 | 0.2036 | 0.20352 | 0.20348 | 0.20351 | 0.20352 | 0.20352 | 0 | 0 | 0 | 0 | 0 | 0 | 0 | 0 | 0
F1_Commercial_Retail_Existing_Space Heating_Natural Gas_Furnace_E4 | F1 | Commercial | Retail | Existing | Space Heating | Natural Gas | Furnace | E4 | RVT - Cost of Equipment | 0.14509 | 0.14521 | 0.14535 | 0.14557 | 0.14589 | 0.14642 | 0.14676 | 0.147 | 0.14729 | 0.14757 | 0.14775 | 0.14786 | 0.14797 | 0.14808 | 0.14824 | 0.14831 | 0.14843 | 0.14864 | 0.14886 | 0.14911 | 0.1494 | 0.14964 | 0.14983 | 0.14998 | 0.15007 | 0.1501 | 0.15005 | 0.14994 | 0.14986 | 0.14982 | 0.14985 | 0.14986 | 0.14986 | 0 | 0 | 0 | 0 | 0 | 0 | 0 | 0 | 0
F1_Commercial_Retail_Existing_Space Heating_Natural Gas_Furnace_E5 | F1 | Commercial | Retail | Existing | Space Heating | Natural Gas | Furnace | E5 | RVT - Cost of Equipment | 0 | 0 | 0 | 0 | 0 | 0 | 0 | 0 | 0 | 0 | 0 | 0 | 0 | 0 | 0 | 0 | 0 | 0 | 0 | 0 | 0 | 0 | 0 | 0 | 0 | 0 | 0 | 0 | 0 | 0 | 0 | 0 | 0 | 0 | 0 | 0 | 0 | 0 | 0 | 0 | 0 | 0
F1_Commercial_Retail_Existing_Space Heating_Natural Gas_Furnace_E6 | F1 | Commercial | Retail | Existing | Space Heating | Natural Gas | Furnace | E6 | RVT - Cost of Equipment | 0 | 0 | 0 | 0 | 0 | 0 | 0 | 0 | 0 | 0 | 0 | 0 | 0 | 0 | 0 | 0 | 0 | 0 | 0 | 0 | 0 | 0 | 0 | 0 | 0 | 0 | 0 | 0 | 0 | 0 | 0 | 0 | 0 | 0 | 0 | 0 | 0 | 0 | 0 | 0 | 0 | 0
F1_Commercial_Retail_Existing_Space Heating_Natural Gas_Furnace_E7 | F1 | Commercial | Retail | Existing | Space Heating | Natural Gas | Furnace | E7 | RVT - Cost of Equipment | 0 | 0 | 0 | 0 | 0 | 0 | 0 | 0 | 0 | 0 | 0 | 0 | 0 | 0 | 0 | 0 | 0 | 0 | 0 | 0 | 0 | 0 | 0 | 0 | 0 | 0 | 0 | 0 | 0 | 0 | 0 | 0 | 0 | 0 | 0 | 0 | 0 | 0 | 0 | 0 | 0 | 0
F1_Commercial_Retail_Existing_Space Heating_Natural Gas_Furnace_E8 | F1 | Commercial | Retail | Existing | Space Heating | Natural Gas | Furnace | E8 | RVT - Cost of Equipment | 0 | 0 | 0 | 0 | 0 | 0 | 0 | 0 | 0 | 0 | 0 | 0 | 0 | 0 | 0 | 0 | 0 | 0 | 0 | 0 | 0 | 0 | 0 | 0 | 0 | 0 | 0 | 0 | 0 | 0 | 0 | 0 | 0 | 0 | 0 | 0 | 0 | 0 | 0 | 0 | 0 | 0
F1_Commercial_Retail_Existing_Space Heating_Natural Gas_Furnace_E9 | F1 | Commercial | Retail | Existing | Space Heating | Natural Gas | Furnace | E9 | RVT - Cost of Equipment | 0 | 0 | 0 | 0 | 0 | 0 | 0 | 0 | 0 | 0 | 0 | 0 | 0 | 0 | 0 | 0 | 0 | 0 | 0 | 0 | 0 | 0 | 0 | 0 | 0 | 0 | 0 | 0 | 0 | 0 | 0 | 0 | 0 | 0 | 0 | 0 | 0 | 0 | 0 | 0 | 0 | 0
F1_Commercial_Retail_Existing_Space Heating_Natural Gas_Furnace_E10 | F1 | Commercial | Retail | Existing | Space Heating | Natural Gas | Furnace | E10 | RVT - Cost of Equipment | 0 | 0 | 0 | 0 | 0 | 0 | 0 | 0 | 0 | 0 | 0 | 0 | 0 | 0 | 0 | 0 | 0 | 0 | 0 | 0 | 0 | 0 | 0 | 0 | 0 | 0 | 0 | 0 | 0 | 0 | 0 | 0 | 0 | 0 | 0 | 0 | 0 | 0 | 0 | 0 | 0 | 0
F2_Commercial_Retail_Existing_Space Heating_Natural Gas_Furnace_E1 | F2 | Commercial | Retail | Existing | Space Heating | Natural Gas | Furnace | E1 | RVT - Cost of Operation | 0.28452 | 0.28477 | 0.28505 | 0.28546 | 0.28605 | 0.28695 | 0.28757 | 0.28806 | 0.2886 | 0.28909 | 0.28944 | 0.28965 | 0.28984 | 0.29001 | 0.29023 | 0.29032 | 0.29048 | 0.29078 | 0.2911 | 0.29146 | 0.2919 | 0.29227 | 0.29255 | 0.29277 | 0.29291 | 0.29295 | 0.29288 | 0.29272 | 0.29259 | 0.29253 | 0.29258 | 0.29259 | 0.29259 | 0 | 0 | 0 | 0 | 0 | 0 | 0 | 0 | 0
F2_Commercial_Retail_Existing_Space Heating_Natural Gas_Furnace_E2 | F2 | Commercial | Retail | Existing | Space Heating | Natural Gas | Furnace | E2 | RVT - Cost of Operation | 0.25301 | 0.25324 | 0.25348 | 0.25385 | 0.25438 | 0.25517 | 0.25573 | 0.25616 | 0.25664 | 0.25708 | 0.25739 | 0.25758 | 0.25774 | 0.25789 | 0.25809 | 0.25817 | 0.25831 | 0.25858 | 0.25886 | 0.25919 | 0.25958 | 0.2599 | 0.26016 | 0.26035 | 0.26048 | 0.26051 | 0.26044 | 0.2603 | 0.26019 | 0.26014 | 0.26018 | 0.26019 | 0.26019 | 0 | 0 | 0 | 0 | 0 | 0 | 0 | 0 | 0
F2_Commercial_Retail_Existing_Space Heating_Natural Gas_Furnace_E3 | F2 | Commercial | Retail | Existing | Space Heating | Natural Gas | Furnace | E3 | RVT - Cost of Operation | 0.2371 | 0.23731 | 0.23754 | 0.23789 | 0.23838 | 0.23912 | 0.23964 | 0.24005 | 0.2405 | 0.24091 | 0.2412 | 0.24137 | 0.24153 | 0.24167 | 0.24186 | 0.24193 | 0.24207 | 0.24232 | 0.24258 | 0.24289 | 0.24325 | 0.24355 | 0.24379 | 0.24397 | 0.24409 | 0.24413 | 0.24406 | 0.24393 | 0.24383 | 0.24378 | 0.24381 | 0.24383 | 0.24383 | 0 | 0 | 0 | 0 | 0 | 0 | 0 | 0 | 0
F2_Commercial_Retail_Existing_Space Heating_Natural Gas_Furnace_E4 | F2 | Commercial | Retail | Existing | Space Heating | Natural Gas | Furnace | E4 | RVT - Cost of Operation | 0.17383 | 0.17398 | 0.17414 | 0.1744 | 0.17479 | 0.17542 | 0.17582 | 0.17612 | 0.17647 | 0.17679 | 0.17701 | 0.17714 | 0.17728 | 0.17741 | 0.1776 | 0.17768 | 0.17783 | 0.17808 | 0.17834 | 0.17864 | 0.17899 | 0.17928 | 0.17951 | 0.17968 | 0.1798 | 0.17983 | 0.17977 | 0.17964 | 0.17954 | 0.17949 | 0.17953 | 0.17954 | 0.17954 | 0 | 0 | 0 | 0 | 0 | 0 | 0 | 0 | 0
F2_Commercial_Retail_Existing_Space Heating_Natural Gas_Furnace_E5 | F2 | Commercial | Retail | Existing | Space Heating | Natural Gas | Furnace | E5 | RVT - Cost of Operation | 0 | 0 | 0 | 0 | 0 | 0 | 0 | 0 | 0 | 0 | 0 | 0 | 0 | 0 | 0 | 0 | 0 | 0 | 0 | 0 | 0 | 0 | 0 | 0 | 0 | 0 | 0 | 0 | 0 | 0 | 0 | 0 | 0 | 0 | 0 | 0 | 0 | 0 | 0 | 0 | 0 | 0
F2_Commercial_Retail_Existing_Space Heating_Natural Gas_Furnace_E6 | F2 | Commercial | Retail | Existing | Space Heating | Natural Gas | Furnace | E6 | RVT - Cost of Operation | 0 | 0 | 0 | 0 | 0 | 0 | 0 | 0 | 0 | 0 | 0 | 0 | 0 | 0 | 0 | 0 | 0 | 0 | 0 | 0 | 0 | 0 | 0 | 0 | 0 | 0 | 0 | 0 | 0 | 0 | 0 | 0 | 0 | 0 | 0 | 0 | 0 | 0 | 0 | 0 | 0 | 0
F2_Commercial_Retail_Existing_Space Heating_Natural Gas_Furnace_E7 | F2 | Commercial | Retail | Existing | Space Heating | Natural Gas | Furnace | E7 | RVT - Cost of Operation | 0 | 0 | 0 | 0 | 0 | 0 | 0 | 0 | 0 | 0 | 0 | 0 | 0 | 0 | 0 | 0 | 0 | 0 | 0 | 0 | 0 | 0 | 0 | 0 | 0 | 0 | 0 | 0 | 0 | 0 | 0 | 0 | 0 | 0 | 0 | 0 | 0 | 0 | 0 | 0 | 0 | 0
F2_Commercial_Retail_Existing_Space Heating_Natural Gas_Furnace_E8 | F2 | Commercial | Retail | Existing | Space Heating | Natural Gas | Furnace | E8 | RVT - Cost of Operation | 0 | 0 | 0 | 0 | 0 | 0 | 0 | 0 | 0 | 0 | 0 | 0 | 0 | 0 | 0 | 0 | 0 | 0 | 0 | 0 | 0 | 0 | 0 | 0 | 0 | 0 | 0 | 0 | 0 | 0 | 0 | 0 | 0 | 0 | 0 | 0 | 0 | 0 | 0 | 0 | 0 | 0
F2_Commercial_Retail_Existing_Space Heating_Natural Gas_Furnace_E9 | F2 | Commercial | Retail | Existing | Space Heating | Natural Gas | Furnace | E9 | RVT - Cost of Operation | 0 | 0 | 0 | 0 | 0 | 0 | 0 | 0 | 0 | 0 | 0 | 0 | 0 | 0 | 0 | 0 | 0 | 0 | 0 | 0 | 0 | 0 | 0 | 0 | 0 | 0 | 0 | 0 | 0 | 0 | 0 | 0 | 0 | 0 | 0 | 0 | 0 | 0 | 0 | 0 | 0 | 0
F2_Commercial_Retail_Existing_Space Heating_Natural Gas_Furnace_E10 | F2 | Commercial | Retail | Existing | Space Heating | Natural Gas | Furnace | E10 | RVT - Cost of Operation | 0 | 0 | 0 | 0 | 0 | 0 | 0 | 0 | 0 | 0 | 0 | 0 | 0 | 0 | 0 | 0 | 0 | 0 | 0 | 0 | 0 | 0 | 0 | 0 | 0 | 0 | 0 | 0 | 0 | 0 | 0 | 0 | 0 | 0 | 0 | 0 | 0 | 0 | 0 | 0 | 0 | 0
F3_Commercial_Retail_Existing_Space Heating_Natural Gas_Furnace_E1 | F3 | Commercial | Retail | Existing | Space Heating | Natural Gas | Furnace | E1 | System - kBTUs of Consumption | 0.039593 | 0.039593 | 0.039593 | 0.039593 | 0.039593 | 0.039593 | 0.039593 | 0.039593 | 0.039593 | 0.039593 | 0.039593 | 0.039593 | 0.039593 | 0.039593 | 0.039593 | 0.039593 | 0.039593 | 0.039593 | 0.039593 | 0.039593 | 0.039593 | 0.039593 | 0.039593 | 0.039593 | 0.039593 | 0.039593 | 0.039593 | 0.039593 | 0.039593 | 0.039593 | 0.039593 | 0.039593 | 0.039593 | 0 | 0 | 0 | 0 | 0 | 0 | 0 | 0 | 0
F3_Commercial_Retail_Existing_Space Heating_Natural Gas_Furnace_E2 | F3 | Commercial | Retail | Existing | Space Heating | Natural Gas | Furnace | E2 | System - kBTUs of Consumption | 0.048174 | 0.048174 | 0.048174 | 0.048174 | 0.048174 | 0.048174 | 0.048174 | 0.048174 | 0.048174 | 0.048174 | 0.048174 | 0.048174 | 0.048174 | 0.048174 | 0.048174 | 0.048174 | 0.048174 | 0.048174 | 0.048174 | 0.048174 | 0.048174 | 0.048174 | 0.048174 | 0.048174 | 0.048174 | 0.048174 | 0.048174 | 0.048174 | 0.048174 | 0.048174 | 0.048174 | 0.048174 | 0.048174 | 0 | 0 | 0 | 0 | 0 | 0 | 0 | 0 | 0
F3_Commercial_Retail_Existing_Space Heating_Natural Gas_Furnace_E3 | F3 | Commercial | Retail | Existing | Space Heating | Natural Gas | Furnace | E3 | System - kBTUs of Consumption | 0.056754 | 0.056754 | 0.056754 | 0.056754 | 0.056754 | 0.056754 | 0.056754 | 0.056754 | 0.056754 | 0.056754 | 0.056754 | 0.056754 | 0.056754 | 0.056754 | 0.056754 | 0.056754 | 0.056754 | 0.056754 | 0.056754 | 0.056754 | 0.056754 | 0.056754 | 0.056754 | 0.056754 | 0.056754 | 0.056754 | 0.056754 | 0.056754 | 0.056754 | 0.056754 | 0.056754 | 0.056754 | 0.056754 | 0 | 0 | 0 | 0 | 0 | 0 | 0 | 0 | 0
F3_Commercial_Retail_Existing_Space Heating_Natural Gas_Furnace_E4 | F3 | Commercial | Retail | Existing | Space Heating | Natural Gas | Furnace | E4 | System - kBTUs of Consumption | 1.1222 | 1.1222 | 1.1222 | 1.1222 | 1.1222 | 1.1222 | 1.1222 | 1.1222 | 1.1222 | 1.1222 | 1.1222 | 1.1222 | 1.1222 | 1.1222 | 1.1222 | 1.1222 | 1.1222 | 1.1222 | 1.1222 | 1.1222 | 1.1222 | 1.1222 | 1.1222 | 1.1222 | 1.1222 | 1.1222 | 1.1222 | 1.1222 | 1.1222 | 1.1222 | 1.1222 | 1.1222 | 1.1222 | 0 | 0 | 0 | 0 | 0 | 0 | 0 | 0 | 0
F3_Commercial_Retail_Existing_Space Heating_Natural Gas_Furnace_E5 | F3 | Commercial | Retail | Existing | Space Heating | Natural Gas | Furnace | E5 | System - kBTUs of Consumption | 0 | 0 | 0 | 0 | 0 | 0 | 0 | 0 | 0 | 0 | 0 | 0 | 0 | 0 | 0 | 0 | 0 | 0 | 0 | 0 | 0 | 0 | 0 | 0 | 0 | 0 | 0 | 0 | 0 | 0 | 0 | 0 | 0 | 0 | 0 | 0 | 0 | 0 | 0 | 0 | 0 | 0
F3_Commercial_Retail_Existing_Space Heating_Natural Gas_Furnace_E6 | F3 | Commercial | Retail | Existing | Space Heating | Natural Gas | Furnace | E6 | System - kBTUs of Consumption | 0 | 0 | 0 | 0 | 0 | 0 | 0 | 0 | 0 | 0 | 0 | 0 | 0 | 0 | 0 | 0 | 0 | 0 | 0 | 0 | 0 | 0 | 0 | 0 | 0 | 0 | 0 | 0 | 0 | 0 | 0 | 0 | 0 | 0 | 0 | 0 | 0 | 0 | 0 | 0 | 0 | 0
F3_Commercial_Retail_Existing_Space Heating_Natural Gas_Furnace_E7 | F3 | Commercial | Retail | Existing | Space Heating | Natural Gas | Furnace | E7 | System - kBTUs of Consumption | 0 | 0 | 0 | 0 | 0 | 0 | 0 | 0 | 0 | 0 | 0 | 0 | 0 | 0 | 0 | 0 | 0 | 0 | 0 | 0 | 0 | 0 | 0 | 0 | 0 | 0 | 0 | 0 | 0 | 0 | 0 | 0 | 0 | 0 | 0 | 0 | 0 | 0 | 0 | 0 | 0 | 0
F3_Commercial_Retail_Existing_Space Heating_Natural Gas_Furnace_E8 | F3 | Commercial | Retail | Existing | Space Heating | Natural Gas | Furnace | E8 | System - kBTUs of Consumption | 0 | 0 | 0 | 0 | 0 | 0 | 0 | 0 | 0 | 0 | 0 | 0 | 0 | 0 | 0 | 0 | 0 | 0 | 0 | 0 | 0 | 0 | 0 | 0 | 0 | 0 | 0 | 0 | 0 | 0 | 0 | 0 | 0 | 0 | 0 | 0 | 0 | 0 | 0 | 0 | 0 | 0
F3_Commercial_Retail_Existing_Space Heating_Natural Gas_Furnace_E9 | F3 | Commercial | Retail | Existing | Space Heating | Natural Gas | Furnace | E9 | System - kBTUs of Consumption | 0 | 0 | 0 | 0 | 0 | 0 | 0 | 0 | 0 | 0 | 0 | 0 | 0 | 0 | 0 | 0 | 0 | 0 | 0 | 0 | 0 | 0 | 0 | 0 | 0 | 0 | 0 | 0 | 0 | 0 | 0 | 0 | 0 | 0 | 0 | 0 | 0 | 0 | 0 | 0 | 0 | 0
F3_Commercial_Retail_Existing_Space Heating_Natural Gas_Furnace_E10 | F3 | Commercial | Retail | Existing | Space Heating | Natural Gas | Furnace | E10 | System - kBTUs of Consumption | 0 | 0 | 0 | 0 | 0 | 0 | 0 | 0 | 0 | 0 | 0 | 0 | 0 | 0 | 0 | 0 | 0 | 0 | 0 | 0 | 0 | 0 | 0 | 0 | 0 | 0 | 0 | 0 | 0 | 0 | 0 | 0 | 0 | 0 | 0 | 0 | 0 | 0 | 0 | 0 | 0 | 0
F4_Commercial_Retail_Existing_Space Heating_Natural Gas_Furnace_E1 | F4 | Commercial | Retail | Existing | Space Heating | Natural Gas | Furnace | E1 | Utility - Cost of Equipment | 0.28452 | 0.28477 | 0.28505 | 0.28546 | 0.28605 | 0.28695 | 0.28757 | 0.28806 | 0.2886 | 0.28909 | 0.28944 | 0.28965 | 0.28984 | 0.29001 | 0.29023 | 0.29032 | 0.29048 | 0.29078 | 0.2911 | 0.29146 | 0.2919 | 0.29227 | 0.29255 | 0.29277 | 0.29291 | 0.29295 | 0.29288 | 0.29272 | 0.29259 | 0.29253 | 0.29258 | 0.29259 | 0.29259 | 0 | 0 | 0 | 0 | 0 | 0 | 0 | 0 | 0
F4_Commercial_Retail_Existing_Space Heating_Natural Gas_Furnace_E2 | F4 | Commercial | Retail | Existing | Space Heating | Natural Gas | Furnace | E2 | Utility - Cost of Equipment | 0.25301 | 0.25324 | 0.25348 | 0.25385 | 0.25438 | 0.25517 | 0.25573 | 0.25616 | 0.25664 | 0.25708 | 0.25739 | 0.25758 | 0.25774 | 0.25789 | 0.25809 | 0.25817 | 0.25831 | 0.25858 | 0.25886 | 0.25919 | 0.25958 | 0.2599 | 0.26016 | 0.26035 | 0.26048 | 0.26051 | 0.26044 | 0.2603 | 0.26019 | 0.26014 | 0.26018 | 0.26019 | 0.26019 | 0 | 0 | 0 | 0 | 0 | 0 | 0 | 0 | 0
F4_Commercial_Retail_Existing_Space Heating_Natural Gas_Furnace_E3 | F4 | Commercial | Retail | Existing | Space Heating | Natural Gas | Furnace | E3 | Utility - Cost of Equipment | 0.2371 | 0.23731 | 0.23754 | 0.23789 | 0.23838 | 0.23912 | 0.23964 | 0.24005 | 0.2405 | 0.24091 | 0.2412 | 0.24137 | 0.24153 | 0.24167 | 0.24186 | 0.24193 | 0.24207 | 0.24232 | 0.24258 | 0.24289 | 0.24325 | 0.24355 | 0.24379 | 0.24397 | 0.24409 | 0.24413 | 0.24406 | 0.24393 | 0.24383 | 0.24378 | 0.24381 | 0.24383 | 0.24383 | 0 | 0 | 0 | 0 | 0 | 0 | 0 | 0 | 0
F4_Commercial_Retail_Existing_Space Heating_Natural Gas_Furnace_E4 | F4 | Commercial | Retail | Existing | Space Heating | Natural Gas | Furnace | E4 | Utility - Cost of Equipment | 0.17383 | 0.17398 | 0.17414 | 0.1744 | 0.17479 | 0.17542 | 0.17582 | 0.17612 | 0.17647 | 0.17679 | 0.17701 | 0.17714 | 0.17728 | 0.17741 | 0.1776 | 0.17768 | 0.17783 | 0.17808 | 0.17834 | 0.17864 | 0.17899 | 0.17928 | 0.17951 | 0.17968 | 0.1798 | 0.17983 | 0.17977 | 0.17964 | 0.17954 | 0.17949 | 0.17953 | 0.17954 | 0.17954 | 0 | 0 | 0 | 0 | 0 | 0 | 0 | 0 | 0
F4_Commercial_Retail_Existing_Space Heating_Natural Gas_Furnace_E5 | F4 | Commercial | Retail | Existing | Space Heating | Natural Gas | Furnace | E5 | Utility - Cost of Equipment | 0 | 0 | 0 | 0 | 0 | 0 | 0 | 0 | 0 | 0 | 0 | 0 | 0 | 0 | 0 | 0 | 0 | 0 | 0 | 0 | 0 | 0 | 0 | 0 | 0 | 0 | 0 | 0 | 0 | 0 | 0 | 0 | 0 | 0 | 0 | 0 | 0 | 0 | 0 | 0 | 0 | 0
F4_Commercial_Retail_Existing_Space Heating_Natural Gas_Furnace_E6 | F4 | Commercial | Retail | Existing | Space Heating | Natural Gas | Furnace | E6 | Utility - Cost of Equipment | 0 | 0 | 0 | 0 | 0 | 0 | 0 | 0 | 0 | 0 | 0 | 0 | 0 | 0 | 0 | 0 | 0 | 0 | 0 | 0 | 0 | 0 | 0 | 0 | 0 | 0 | 0 | 0 | 0 | 0 | 0 | 0 | 0 | 0 | 0 | 0 | 0 | 0 | 0 | 0 | 0 | 0
F4_Commercial_Retail_Existing_Space Heating_Natural Gas_Furnace_E7 | F4 | Commercial | Retail | Existing | Space Heating | Natural Gas | Furnace | E7 | Utility - Cost of Equipment | 0 | 0 | 0 | 0 | 0 | 0 | 0 | 0 | 0 | 0 | 0 | 0 | 0 | 0 | 0 | 0 | 0 | 0 | 0 | 0 | 0 | 0 | 0 | 0 | 0 | 0 | 0 | 0 | 0 | 0 | 0 | 0 | 0 | 0 | 0 | 0 | 0 | 0 | 0 | 0 | 0 | 0
F4_Commercial_Retail_Existing_Space Heating_Natural Gas_Furnace_E8 | F4 | Commercial | Retail | Existing | Space Heating | Natural Gas | Furnace | E8 | Utility - Cost of Equipment | 0 | 0 | 0 | 0 | 0 | 0 | 0 | 0 | 0 | 0 | 0 | 0 | 0 | 0 | 0 | 0 | 0 | 0 | 0 | 0 | 0 | 0 | 0 | 0 | 0 | 0 | 0 | 0 | 0 | 0 | 0 | 0 | 0 | 0 | 0 | 0 | 0 | 0 | 0 | 0 | 0 | 0
F4_Commercial_Retail_Existing_Space Heating_Natural Gas_Furnace_E9 | F4 | Commercial | Retail | Existing | Space Heating | Natural Gas | Furnace | E9 | Utility - Cost of Equipment | 0 | 0 | 0 | 0 | 0 | 0 | 0 | 0 | 0 | 0 | 0 | 0 | 0 | 0 | 0 | 0 | 0 | 0 | 0 | 0 | 0 | 0 | 0 | 0 | 0 | 0 | 0 | 0 | 0 | 0 | 0 | 0 | 0 | 0 | 0 | 0 | 0 | 0 | 0 | 0 | 0 | 0
F4_Commercial_Retail_Existing_Space Heating_Natural Gas_Furnace_E10 | F4 | Commercial | Retail | Existing | Space Heating | Natural Gas | Furnace | E10 | Utility - Cost of Equipment | 0 | 0 | 0 | 0 | 0 | 0 | 0 | 0 | 0 | 0 | 0 | 0 | 0 | 0 | 0 | 0 | 0 | 0 | 0 | 0 | 0 | 0 | 0 | 0 | 0 | 0 | 0 | 0 | 0 | 0 | 0 | 0 | 0 | 0 | 0 | 0 | 0 | 0 | 0 | 0 | 0 | 0
F5_Commercial_Retail_Existing_Space Heating_Natural Gas_Furnace_E1 | F5 | Commercial | Retail | Existing | Space Heating | Natural Gas | Furnace | E1 | Utility - Cost of Operation | 0.039593 | 0.039593 | 0.039593 | 0.039593 | 0.039593 | 0.039593 | 0.039593 | 0.039593 | 0.039593 | 0.039593 | 0.039593 | 0.039593 | 0.039593 | 0.039593 | 0.039593 | 0.039593 | 0.039593 | 0.039593 | 0.039593 | 0.039593 | 0.039593 | 0.039593 | 0.039593 | 0.039593 | 0.039593 | 0.039593 | 0.039593 | 0.039593 | 0.039593 | 0.039593 | 0.039593 | 0.039593 | 0.039593 | 0 | 0 | 0 | 0 | 0 | 0 | 0 | 0 | 0
F5_Commercial_Retail_Existing_Space Heating_Natural Gas_Furnace_E2 | F5 | Commercial | Retail | Existing | Space Heating | Natural Gas | Furnace | E2 | Utility - Cost of Operation | 0.048174 | 0.048174 | 0.048174 | 0.048174 | 0.048174 | 0.048174 | 0.048174 | 0.048174 | 0.048174 | 0.048174 | 0.048174 | 0.048174 | 0.048174 | 0.048174 | 0.048174 | 0.048174 | 0.048174 | 0.048174 | 0.048174 | 0.048174 | 0.048174 | 0.048174 | 0.048174 | 0.048174 | 0.048174 | 0.048174 | 0.048174 | 0.048174 | 0.048174 | 0.048174 | 0.048174 | 0.048174 | 0.048174 | 0 | 0 | 0 | 0 | 0 | 0 | 0 | 0 | 0
F5_Commercial_Retail_Existing_Space Heating_Natural Gas_Furnace_E3 | F5 | Commercial | Retail | Existing | Space Heating | Natural Gas | Furnace | E3 | Utility - Cost of Operation | 0.056754 | 0.056754 | 0.056754 | 0.056754 | 0.056754 | 0.056754 | 0.056754 | 0.056754 | 0.056754 | 0.056754 | 0.056754 | 0.056754 | 0.056754 | 0.056754 | 0.056754 | 0.056754 | 0.056754 | 0.056754 | 0.056754 | 0.056754 | 0.056754 | 0.056754 | 0.056754 | 0.056754 | 0.056754 | 0.056754 | 0.056754 | 0.056754 | 0.056754 | 0.056754 | 0.056754 | 0.056754 | 0.056754 | 0 | 0 | 0 | 0 | 0 | 0 | 0 | 0 | 0
F5_Commercial_Retail_Existing_Space Heating_Natural Gas_Furnace_E4 | F5 | Commercial | Retail | Existing | Space Heating | Natural Gas | Furnace | E4 | Utility - Cost of Operation | 1.1222 | 1.1222 | 1.1222 | 1.1222 | 1.1222 | 1.1222 | 1.1222 | 1.1222 | 1.1222 | 1.1222 | 1.1222 | 1.1222 | 1.1222 | 1.1222 | 1.1222 | 1.1222 | 1.1222 | 1.1222 | 1.1222 | 1.1222 | 1.1222 | 1.1222 | 1.1222 | 1.1222 | 1.1222 | 1.1222 | 1.1222 | 1.1222 | 1.1222 | 1.1222 | 1.1222 | 1.1222 | 1.1222 | 0 | 0 | 0 | 0 | 0 | 0 | 0 | 0 | 0
F5_Commercial_Retail_Existing_Space Heating_Natural Gas_Furnace_E5 | F5 | Commercial | Retail | Existing | Space Heating | Natural Gas | Furnace | E5 | Utility - Cost of Operation | 0 | 0 | 0 | 0 | 0 | 0 | 0 | 0 | 0 | 0 | 0 | 0 | 0 | 0 | 0 | 0 | 0 | 0 | 0 | 0 | 0 | 0 | 0 | 0 | 0 | 0 | 0 | 0 | 0 | 0 | 0 | 0 | 0 | 0 | 0 | 0 | 0 | 0 | 0 | 0 | 0 | 0
F5_Commercial_Retail_Existing_Space Heating_Natural Gas_Furnace_E6 | F5 | Commercial | Retail | Existing | Space Heating | Natural Gas | Furnace | E6 | Utility - Cost of Operation | 0 | 0 | 0 | 0 | 0 | 0 | 0 | 0 | 0 | 0 | 0 | 0 | 0 | 0 | 0 | 0 | 0 | 0 | 0 | 0 | 0 | 0 | 0 | 0 | 0 | 0 | 0 | 0 | 0 | 0 | 0 | 0 | 0 | 0 | 0 | 0 | 0 | 0 | 0 | 0 | 0 | 0
F5_Commercial_Retail_Existing_Space Heating_Natural Gas_Furnace_E7 | F5 | Commercial | Retail | Existing | Space Heating | Natural Gas | Furnace | E7 | Utility - Cost of Operation | 0 | 0 | 0 | 0 | 0 | 0 | 0 | 0 | 0 | 0 | 0 | 0 | 0 | 0 | 0 | 0 | 0 | 0 | 0 | 0 | 0 | 0 | 0 | 0 | 0 | 0 | 0 | 0 | 0 | 0 | 0 | 0 | 0 | 0 | 0 | 0 | 0 | 0 | 0 | 0 | 0 | 0
F5_Commercial_Retail_Existing_Space Heating_Natural Gas_Furnace_E8 | F5 | Commercial | Retail | Existing | Space Heating | Natural Gas | Furnace | E8 | Utility - Cost of Operation | 0 | 0 | 0 | 0 | 0 | 0 | 0 | 0 | 0 | 0 | 0 | 0 | 0 | 0 | 0 | 0 | 0 | 0 | 0 | 0 | 0 | 0 | 0 | 0 | 0 | 0 | 0 | 0 | 0 | 0 | 0 | 0 | 0 | 0 | 0 | 0 | 0 | 0 | 0 | 0 | 0 | 0
F5_Commercial_Retail_Existing_Space Heating_Natural Gas_Furnace_E9 | F5 | Commercial | Retail | Existing | Space Heating | Natural Gas | Furnace | E9 | Utility - Cost of Operation | 0 | 0 | 0 | 0 | 0 | 0 | 0 | 0 | 0 | 0 | 0 | 0 | 0 | 0 | 0 | 0 | 0 | 0 | 0 | 0 | 0 | 0 | 0 | 0 | 0 | 0 | 0 | 0 | 0 | 0 | 0 | 0 | 0 | 0 | 0 | 0 | 0 | 0 | 0 | 0 | 0 | 0
F5_Commercial_Retail_Existing_Space Heating_Natural Gas_Furnace_E10 | F5 | Commercial | Retail | Existing | Space Heating | Natural Gas | Furnace | E10 | Utility - Cost of Operation | 0 | 0 | 0 | 0 | 0 | 0 | 0 | 0 | 0 | 0 | 0 | 0 | 0 | 0 | 0 | 0 | 0 | 0 | 0 | 0 | 0 | 0 | 0 | 0 | 0 | 0 | 0 | 0 | 0 | 0 | 0 | 0 | 0 | 0 | 0 | 0 | 0 | 0 | 0 | 0 | 0 | 0
F6_Commercial_Retail_Existing_Space Heating_Natural Gas_Furnace_E1 | F6 | Commercial | Retail | Existing | Space Heating | Natural Gas | Furnace | E1 | Utility - Value of Sales | 0.12513 | 0.12446 | 0.12376 | 0.12306 | 0.12236 | 0.12167 | 0.12098 | 0.1203 | 0.11964 | 0.11899 | 0.11835 | 0.11773 | 0.11714 | 0.11657 | 0.11602 | 0.11551 | 0.11502 | 0.11456 | 0.11414 | 0.11374 | 0.11337 | 0.11304 | 0.11274 | 0.11246 | 0.11222 | 0.112 | 0.11182 | 0.11167 | 0.11155 | 0.11146 | 0.1114 | 0.11137 | 0.11137 | 0 | 0 | 0 | 0 | 0 | 0 | 0 | 0 | 0
F6_Commercial_Retail_Existing_Space Heating_Natural Gas_Furnace_E2 | F6 | Commercial | Retail | Existing | Space Heating | Natural Gas | Furnace | E2 | Utility - Value of Sales | 0.11127 | 0.11068 | 0.11005 | 0.10943 | 0.10881 | 0.10819 | 0.10758 | 0.10698 | 0.10639 | 0.10581 | 0.10525 | 0.1047 | 0.10417 | 0.10366 | 0.10318 | 0.10272 | 0.10228 | 0.10188 | 0.1015 | 0.10115 | 0.10082 | 0.10052 | 0.10025 | 0.10001 | 0.099792 | 0.099602 | 0.09944 | 0.099304 | 0.099196 | 0.099115 | 0.099061 | 0.099034 | 0.099034 | 0 | 0 | 0 | 0 | 0 | 0 | 0 | 0 | 0
F6_Commercial_Retail_Existing_Space Heating_Natural Gas_Furnace_E3 | F6 | Commercial | Retail | Existing | Space Heating | Natural Gas | Furnace | E3 | Utility - Value of Sales | 0.10427 | 0.10371 | 0.10313 | 0.10255 | 0.10197 | 0.10139 | 0.10082 | 0.10025 | 0.099697 | 0.099155 | 0.098626 | 0.098112 | 0.097617 | 0.097141 | 0.096686 | 0.096255 | 0.095849 | 0.095468 | 0.095113 | 0.094783 | 0.094479 | 0.0942 | 0.093946 | 0.093718 | 0.093515 | 0.093337 | 0.093185 | 0.093058 | 0.092957 | 0.092881 | 0.09283 | 0.092805 | 0.092805 | 0 | 0 | 0 | 0 | 0 | 0 | 0 | 0 | 0
F6_Commercial_Retail_Existing_Space Heating_Natural Gas_Furnace_E4 | F6 | Commercial | Retail | Existing | Space Heating | Natural Gas | Furnace | E4 | Utility - Value of Sales | 0.078703 | 0.078301 | 0.07787 | 0.077439 | 0.077008 | 0.076577 | 0.076145 | 0.075714 | 0.075283 | 0.074852 | 0.074421 | 0.07399 | 0.073559 | 0.073131 | 0.072708 | 0.072293 | 0.071888 | 0.071496 | 0.07112 | 0.070763 | 0.070426 | 0.070112 | 0.069825 | 0.069567 | 0.069337 | 0.069136 | 0.068963 | 0.06882 | 0.068705 | 0.068619 | 0.068561 | 0.068533 | 0.068533 | 0 | 0 | 0 | 0 | 0 | 0 | 0 | 0 | 0
F6_Commercial_Retail_Existing_Space Heating_Natural Gas_Furnace_E5 | F6 | Commercial | Retail | Existing | Space Heating | Natural Gas | Furnace | E5 | Utility - Value of Sales | 0 | 0 | 0 | 0 | 0 | 0 | 0 | 0 | 0 | 0 | 0 | 0 | 0 | 0 | 0 | 0 | 0 | 0 | 0 | 0 | 0 | 0 | 0 | 0 | 0 | 0 | 0 | 0 | 0 | 0 | 0 | 0 | 0 | 0 | 0 | 0 | 0 | 0 | 0 | 0 | 0 | 0
F6_Commercial_Retail_Existing_Space Heating_Natural Gas_Furnace_E6 | F6 | Commercial | Retail | Existing | Space Heating | Natural Gas | Furnace | E6 | Utility - Value of Sales | 0 | 0 | 0 | 0 | 0 | 0 | 0 | 0 | 0 | 0 | 0 | 0 | 0 | 0 | 0 | 0 | 0 | 0 | 0 | 0 | 0 | 0 | 0 | 0 | 0 | 0 | 0 | 0 | 0 | 0 | 0 | 0 | 0 | 0 | 0 | 0 | 0 | 0 | 0 | 0 | 0 | 0
F6_Commercial_Retail_Existing_Space Heating_Natural Gas_Furnace_E7 | F6 | Commercial | Retail | Existing | Space Heating | Natural Gas | Furnace | E7 | Utility - Value of Sales | 0 | 0 | 0 | 0 | 0 | 0 | 0 | 0 | 0 | 0 | 0 | 0 | 0 | 0 | 0 | 0 | 0 | 0 | 0 | 0 | 0 | 0 | 0 | 0 | 0 | 0 | 0 | 0 | 0 | 0 | 0 | 0 | 0 | 0 | 0 | 0 | 0 | 0 | 0 | 0 | 0 | 0
F6_Commercial_Retail_Existing_Space Heating_Natural Gas_Furnace_E8 | F6 | Commercial | Retail | Existing | Space Heating | Natural Gas | Furnace | E8 | Utility - Value of Sales | 0 | 0 | 0 | 0 | 0 | 0 | 0 | 0 | 0 | 0 | 0 | 0 | 0 | 0 | 0 | 0 | 0 | 0 | 0 | 0 | 0 | 0 | 0 | 0 | 0 | 0 | 0 | 0 | 0 | 0 | 0 | 0 | 0 | 0 | 0 | 0 | 0 | 0 | 0 | 0 | 0 | 0
F6_Commercial_Retail_Existing_Space Heating_Natural Gas_Furnace_E9 | F6 | Commercial | Retail | Existing | Space Heating | Natural Gas | Furnace | E9 | Utility - Value of Sales | 0 | 0 | 0 | 0 | 0 | 0 | 0 | 0 | 0 | 0 | 0 | 0 | 0 | 0 | 0 | 0 | 0 | 0 | 0 | 0 | 0 | 0 | 0 | 0 | 0 | 0 | 0 | 0 | 0 | 0 | 0 | 0 | 0 | 0 | 0 | 0 | 0 | 0 | 0 | 0 | 0 | 0
F6_Commercial_Retail_Existing_Space Heating_Natural Gas_Furnace_E10 | F6 | Commercial | Retail | Existing | Space Heating | Natural Gas | Furnace | E10 | Utility - Value of Sales | 0 | 0 | 0 | 0 | 0 | 0 | 0 | 0 | 0 | 0 | 0 | 0 | 0 | 0 | 0 | 0 | 0 | 0 | 0 | 0 | 0 | 0 | 0 | 0 | 0 | 0 | 0 | 0 | 0 | 0 | 0 | 0 | 0 | 0 | 0 | 0 | 0 | 0 | 0 | 0 | 0 | 0
F1_Commercial_Retail_Existing_Space Heating_Natural Gas_Boiler_E1 | F1 | Commercial | Retail | Existing | Space Heating | Natural Gas | Boiler | E1 | RVT - Cost of Equipment | 1.0039 | 1.0048 | 1.0059 | 1.0074 | 1.0095 | 1.0126 | 1.0147 | 1.0164 | 1.0182 | 1.0198 | 1.0209 | 1.0216 | 1.0222 | 1.0228 | 1.0236 | 1.0239 | 1.0244 | 1.0254 | 1.0265 | 1.0277 | 1.0292 | 1.0304 | 1.0314 | 1.0321 | 1.0326 | 1.0327 | 1.0324 | 1.0319 | 1.0315 | 1.0313 | 1.0314 | 1.0315 | 1.0315 | 0 | 0 | 0 | 0 | 0 | 0 | 0 | 0 | 0
F1_Commercial_Retail_Existing_Space Heating_Natural Gas_Boiler_E2 | F1 | Commercial | Retail | Existing | Space Heating | Natural Gas | Boiler | E2 | RVT - Cost of Equipment | 0.94482 | 0.94573 | 0.94672 | 0.94814 | 0.95009 | 0.95299 | 0.95502 | 0.95658 | 0.95826 | 0.9598 | 0.96085 | 0.9615 | 0.9621 | 0.96264 | 0.96335 | 0.96364 | 0.96414 | 0.96508 | 0.96608 | 0.96725 | 0.96863 | 0.96978 | 0.97068 | 0.97137 | 0.97182 | 0.97195 | 0.97171 | 0.97121 | 0.97082 | 0.97063 | 0.97077 | 0.97082 | 0.97082 | 0 | 0 | 0 | 0 | 0 | 0 | 0 | 0 | 0
F1_Commercial_Retail_Existing_Space Heating_Natural Gas_Boiler_E3 | F1 | Commercial | Retail | Existing | Space Heating | Natural Gas | Boiler | E3 | RVT - Cost of Equipment | 0.82794 | 0.82873 | 0.8296 | 0.83084 | 0.83255 | 0.8351 | 0.83688 | 0.83824 | 0.83971 | 0.84106 | 0.84198 | 0.84255 | 0.84307 | 0.84355 | 0.84417 | 0.84442 | 0.84486 | 0.84569 | 0.84657 | 0.84759 | 0.8488 | 0.84981 | 0.8506 | 0.8512 | 0.8516 | 0.85171 | 0.8515 | 0.85106 | 0.85072 | 0.85055 | 0.85067 | 0.85072 | 0.85072 | 0 | 0 | 0 | 0 | 0 | 0 | 0 | 0 | 0
F1_Commercial_Retail_Existing_Space Heating_Natural Gas_Boiler_E4 | F1 | Commercial | Retail | Existing | Space Heating | Natural Gas | Boiler | E4 | RVT - Cost of Equipment | 0.61093 | 0.61147 | 0.61203 | 0.61294 | 0.61431 | 0.61652 | 0.61796 | 0.619 | 0.62022 | 0.62137 | 0.62213 | 0.6226 | 0.62307 | 0.62354 | 0.6242 | 0.6245 | 0.625 | 0.62589 | 0.62681 | 0.62785 | 0.62907 | 0.6301 | 0.6309 | 0.63151 | 0.63192 | 0.63204 | 0.63182 | 0.63138 | 0.63103 | 0.63086 | 0.63098 | 0.63103 | 0.63103 | 0 | 0 | 0 | 0 | 0 | 0 | 0 | 0 | 0
F1_Commercial_Retail_Existing_Space Heating_Natural Gas_Boiler_E5 | F1 | Commercial | Retail | Existing | Space Heating | Natural Gas | Boiler | E5 | RVT - Cost of Equipment | 0 | 0 | 0 | 0 | 0 | 0 | 0 | 0 | 0 | 0 | 0 | 0 | 0 | 0 | 0 | 0 | 0 | 0 | 0 | 0 | 0 | 0 | 0 | 0 | 0 | 0 | 0 | 0 | 0 | 0 | 0 | 0 | 0 | 0 | 0 | 0 | 0 | 0 | 0 | 0 | 0 | 0
F1_Commercial_Retail_Existing_Space Heating_Natural Gas_Boiler_E6 | F1 | Commercial | Retail | Existing | Space Heating | Natural Gas | Boiler | E6 | RVT - Cost of Equipment | 0 | 0 | 0 | 0 | 0 | 0 | 0 | 0 | 0 | 0 | 0 | 0 | 0 | 0 | 0 | 0 | 0 | 0 | 0 | 0 | 0 | 0 | 0 | 0 | 0 | 0 | 0 | 0 | 0 | 0 | 0 | 0 | 0 | 0 | 0 | 0 | 0 | 0 | 0 | 0 | 0 | 0
F1_Commercial_Retail_Existing_Space Heating_Natural Gas_Boiler_E7 | F1 | Commercial | Retail | Existing | Space Heating | Natural Gas | Boiler | E7 | RVT - Cost of Equipment | 0 | 0 | 0 | 0 | 0 | 0 | 0 | 0 | 0 | 0 | 0 | 0 | 0 | 0 | 0 | 0 | 0 | 0 | 0 | 0 | 0 | 0 | 0 | 0 | 0 | 0 | 0 | 0 | 0 | 0 | 0 | 0 | 0 | 0 | 0 | 0 | 0 | 0 | 0 | 0 | 0 | 0
F1_Commercial_Retail_Existing_Space Heating_Natural Gas_Boiler_E8 | F1 | Commercial | Retail | Existing | Space Heating | Natural Gas | Boiler | E8 | RVT - Cost of Equipment | 0 | 0 | 0 | 0 | 0 | 0 | 0 | 0 | 0 | 0 | 0 | 0 | 0 | 0 | 0 | 0 | 0 | 0 | 0 | 0 | 0 | 0 | 0 | 0 | 0 | 0 | 0 | 0 | 0 | 0 | 0 | 0 | 0 | 0 | 0 | 0 | 0 | 0 | 0 | 0 | 0 | 0
F1_Commercial_Retail_Existing_Space Heating_Natural Gas_Boiler_E9 | F1 | Commercial | Retail | Existing | Space Heating | Natural Gas | Boiler | E9 | RVT - Cost of Equipment | 0 | 0 | 0 | 0 | 0 | 0 | 0 | 0 | 0 | 0 | 0 | 0 | 0 | 0 | 0 | 0 | 0 | 0 | 0 | 0 | 0 | 0 | 0 | 0 | 0 | 0 | 0 | 0 | 0 | 0 | 0 | 0 | 0 | 0 | 0 | 0 | 0 | 0 | 0 | 0 | 0 | 0
F1_Commercial_Retail_Existing_Space Heating_Natural Gas_Boiler_E10 | F1 | Commercial | Retail | Existing | Space Heating | Natural Gas | Boiler | E10 | RVT - Cost of Equipment | 0 | 0 | 0 | 0 | 0 | 0 | 0 | 0 | 0 | 0 | 0 | 0 | 0 | 0 | 0 | 0 | 0 | 0 | 0 | 0 | 0 | 0 | 0 | 0 | 0 | 0 | 0 | 0 | 0 | 0 | 0 | 0 | 0 | 0 | 0 | 0 | 0 | 0 | 0 | 0 | 0 | 0
F2_Commercial_Retail_Existing_Space Heating_Natural Gas_Boiler_E1 | F2 | Commercial | Retail | Existing | Space Heating | Natural Gas | Boiler | E1 | RVT - Cost of Operation | 1.2027 | 1.2039 | 1.2051 | 1.2069 | 1.2094 | 1.2131 | 1.2157 | 1.2177 | 1.2198 | 1.2218 | 1.2231 | 1.2239 | 1.2247 | 1.2254 | 1.2263 | 1.2267 | 1.2273 | 1.2285 | 1.2298 | 1.2313 | 1.233 | 1.2345 | 1.2356 | 1.2365 | 1.2371 | 1.2372 | 1.2369 | 1.2363 | 1.2358 | 1.2356 | 1.2357 | 1.2358 | 1.2358 | 0 | 0 | 0 | 0 | 0 | 0 | 0 | 0 | 0
F2_Commercial_Retail_Existing_Space Heating_Natural Gas_Boiler_E2 | F2 | Commercial | Retail | Existing | Space Heating | Natural Gas | Boiler | E2 | RVT - Cost of Operation | 1.132 | 1.133 | 1.1342 | 1.1359 | 1.1383 | 1.1417 | 1.1442 | 1.146 | 1.1481 | 1.1499 | 1.1512 | 1.1519 | 1.1527 | 1.1533 | 1.1542 | 1.1545 | 1.1551 | 1.1562 | 1.1574 | 1.1588 | 1.1605 | 1.1619 | 1.1629 | 1.1638 | 1.1643 | 1.1645 | 1.1642 | 1.1636 | 1.1631 | 1.1629 | 1.163 | 1.1631 | 1.1631 | 0 | 0 | 0 | 0 | 0 | 0 | 0 | 0 | 0
F2_Commercial_Retail_Existing_Space Heating_Natural Gas_Boiler_E3 | F2 | Commercial | Retail | Existing | Space Heating | Natural Gas | Boiler | E3 | RVT - Cost of Operation | 0.99192 | 0.99287 | 0.99391 | 0.9954 | 0.99745 | 1.0005 | 1.0026 | 1.0043 | 1.006 | 1.0076 | 1.0087 | 1.0094 | 1.0101 | 1.0106 | 1.0114 | 1.0117 | 1.0122 | 1.0132 | 1.0142 | 1.0155 | 1.0169 | 1.0181 | 1.0191 | 1.0198 | 1.0203 | 1.0204 | 1.0202 | 1.0196 | 1.0192 | 1.019 | 1.0192 | 1.0192 | 1.0192 | 0 | 0 | 0 | 0 | 0 | 0 | 0 | 0 | 0
F2_Commercial_Retail_Existing_Space Heating_Natural Gas_Boiler_E4 | F2 | Commercial | Retail | Existing | Space Heating | Natural Gas | Boiler | E4 | RVT - Cost of Operation | 0.73194 | 0.73258 | 0.73325 | 0.73435 | 0.73598 | 0.73864 | 0.74035 | 0.7416 | 0.74306 | 0.74444 | 0.74535 | 0.74591 | 0.74648 | 0.74705 | 0.74783 | 0.74819 | 0.74879 | 0.74986 | 0.75095 | 0.7522 | 0.75367 | 0.7549 | 0.75586 | 0.7566 | 0.75708 | 0.75722 | 0.75696 | 0.75643 | 0.75601 | 0.75581 | 0.75596 | 0.75601 | 0.75601 | 0 | 0 | 0 | 0 | 0 | 0 | 0 | 0 | 0
F2_Commercial_Retail_Existing_Space Heating_Natural Gas_Boiler_E5 | F2 | Commercial | Retail | Existing | Space Heating | Natural Gas | Boiler | E5 | RVT - Cost of Operation | 0 | 0 | 0 | 0 | 0 | 0 | 0 | 0 | 0 | 0 | 0 | 0 | 0 | 0 | 0 | 0 | 0 | 0 | 0 | 0 | 0 | 0 | 0 | 0 | 0 | 0 | 0 | 0 | 0 | 0 | 0 | 0 | 0 | 0 | 0 | 0 | 0 | 0 | 0 | 0 | 0 | 0
F2_Commercial_Retail_Existing_Space Heating_Natural Gas_Boiler_E6 | F2 | Commercial | Retail | Existing | Space Heating | Natural Gas | Boiler | E6 | RVT - Cost of Operation | 0 | 0 | 0 | 0 | 0 | 0 | 0 | 0 | 0 | 0 | 0 | 0 | 0 | 0 | 0 | 0 | 0 | 0 | 0 | 0 | 0 | 0 | 0 | 0 | 0 | 0 | 0 | 0 | 0 | 0 | 0 | 0 | 0 | 0 | 0 | 0 | 0 | 0 | 0 | 0 | 0 | 0
F2_Commercial_Retail_Existing_Space Heating_Natural Gas_Boiler_E7 | F2 | Commercial | Retail | Existing | Space Heating | Natural Gas | Boiler | E7 | RVT - Cost of Operation | 0 | 0 | 0 | 0 | 0 | 0 | 0 | 0 | 0 | 0 | 0 | 0 | 0 | 0 | 0 | 0 | 0 | 0 | 0 | 0 | 0 | 0 | 0 | 0 | 0 | 0 | 0 | 0 | 0 | 0 | 0 | 0 | 0 | 0 | 0 | 0 | 0 | 0 | 0 | 0 | 0 | 0
F2_Commercial_Retail_Existing_Space Heating_Natural Gas_Boiler_E8 | F2 | Commercial | Retail | Existing | Space Heating | Natural Gas | Boiler | E8 | RVT - Cost of Operation | 0 | 0 | 0 | 0 | 0 | 0 | 0 | 0 | 0 | 0 | 0 | 0 | 0 | 0 | 0 | 0 | 0 | 0 | 0 | 0 | 0 | 0 | 0 | 0 | 0 | 0 | 0 | 0 | 0 | 0 | 0 | 0 | 0 | 0 | 0 | 0 | 0 | 0 | 0 | 0 | 0 | 0
F2_Commercial_Retail_Existing_Space Heating_Natural Gas_Boiler_E9 | F2 | Commercial | Retail | Existing | Space Heating | Natural Gas | Boiler | E9 | RVT - Cost of Operation | 0 | 0 | 0 | 0 | 0 | 0 | 0 | 0 | 0 | 0 | 0 | 0 | 0 | 0 | 0 | 0 | 0 | 0 | 0 | 0 | 0 | 0 | 0 | 0 | 0 | 0 | 0 | 0 | 0 | 0 | 0 | 0 | 0 | 0 | 0 | 0 | 0 | 0 | 0 | 0 | 0 | 0
F2_Commercial_Retail_Existing_Space Heating_Natural Gas_Boiler_E10 | F2 | Commercial | Retail | Existing | Space Heating | Natural Gas | Boiler | E10 | RVT - Cost of Operation | 0 | 0 | 0 | 0 | 0 | 0 | 0 | 0 | 0 | 0 | 0 | 0 | 0 | 0 | 0 | 0 | 0 | 0 | 0 | 0 | 0 | 0 | 0 | 0 | 0 | 0 | 0 | 0 | 0 | 0 | 0 | 0 | 0 | 0 | 0 | 0 | 0 | 0 | 0 | 0 | 0 | 0
F3_Commercial_Retail_Existing_Space Heating_Natural Gas_Boiler_E1 | F3 | Commercial | Retail | Existing | Space Heating | Natural Gas | Boiler | E1 | System - kBTUs of Consumption | 0.21835 | 0.21835 | 0.21835 | 0.21835 | 0.21835 | 0.21835 | 0.21835 | 0.21835 | 0.21835 | 0.21835 | 0.21835 | 0.21835 | 0.21835 | 0.21835 | 0.21835 | 0.21835 | 0.21835 | 0.21835 | 0.21835 | 0.21835 | 0.21835 | 0.21835 | 0.21835 | 0.21835 | 0.21835 | 0.21835 | 0.21835 | 0.21835 | 0.21835 | 0.21835 | 0.21835 | 0.21835 | 0.21835 | 0 | 0 | 0 | 0 | 0 | 0 | 0 | 0 | 0
F3_Commercial_Retail_Existing_Space Heating_Natural Gas_Boiler_E2 | F3 | Commercial | Retail | Existing | Space Heating | Natural Gas | Boiler | E2 | System - kBTUs of Consumption | 0.24652 | 0.24652 | 0.24652 | 0.24652 | 0.24652 | 0.24652 | 0.24652 | 0.24652 | 0.24652 | 0.24652 | 0.24652 | 0.24652 | 0.24652 | 0.24652 | 0.24652 | 0.24652 | 0.24652 | 0.24652 | 0.24652 | 0.24652 | 0.24652 | 0.24652 | 0.24652 | 0.24652 | 0.24652 | 0.24652 | 0.24652 | 0.24652 | 0.24652 | 0.24652 | 0.24652 | 0.24652 | 0.24652 | 0 | 0 | 0 | 0 | 0 | 0 | 0 | 0 | 0
F3_Commercial_Retail_Existing_Space Heating_Natural Gas_Boiler_E3 | F3 | Commercial | Retail | Existing | Space Heating | Natural Gas | Boiler | E3 | System - kBTUs of Consumption | 0.30309 | 0.30309 | 0.30309 | 0.30309 | 0.30309 | 0.30309 | 0.30309 | 0.30309 | 0.30309 | 0.30309 | 0.30309 | 0.30309 | 0.30309 | 0.30309 | 0.30309 | 0.30309 | 0.30309 | 0.30309 | 0.30309 | 0.30309 | 0.30309 | 0.30309 | 0.30309 | 0.30309 | 0.30309 | 0.30309 | 0.30309 | 0.30309 | 0.30309 | 0.30309 | 0.30309 | 0.30309 | 0.30309 | 0 | 0 | 0 | 0 | 0 | 0 | 0 | 0 | 0
F3_Commercial_Retail_Existing_Space Heating_Natural Gas_Boiler_E4 | F3 | Commercial | Retail | Existing | Space Heating | Natural Gas | Boiler | E4 | System - kBTUs of Consumption | 1.1627 | 1.1627 | 1.1627 | 1.1627 | 1.1627 | 1.1627 | 1.1627 | 1.1627 | 1.1627 | 1.1627 | 1.1627 | 1.1627 | 1.1627 | 1.1627 | 1.1627 | 1.1627 | 1.1627 | 1.1627 | 1.1627 | 1.1627 | 1.1627 | 1.1627 | 1.1627 | 1.1627 | 1.1627 | 1.1627 | 1.1627 | 1.1627 | 1.1627 | 1.1627 | 1.1627 | 1.1627 | 1.1627 | 0 | 0 | 0 | 0 | 0 | 0 | 0 | 0 | 0
F3_Commercial_Retail_Existing_Space Heating_Natural Gas_Boiler_E5 | F3 | Commercial | Retail | Existing | Space Heating | Natural Gas | Boiler | E5 | System - kBTUs of Consumption | 0 | 0 | 0 | 0 | 0 | 0 | 0 | 0 | 0 | 0 | 0 | 0 | 0 | 0 | 0 | 0 | 0 | 0 | 0 | 0 | 0 | 0 | 0 | 0 | 0 | 0 | 0 | 0 | 0 | 0 | 0 | 0 | 0 | 0 | 0 | 0 | 0 | 0 | 0 | 0 | 0 | 0
F3_Commercial_Retail_Existing_Space Heating_Natural Gas_Boiler_E6 | F3 | Commercial | Retail | Existing | Space Heating | Natural Gas | Boiler | E6 | System - kBTUs of Consumption | 0 | 0 | 0 | 0 | 0 | 0 | 0 | 0 | 0 | 0 | 0 | 0 | 0 | 0 | 0 | 0 | 0 | 0 | 0 | 0 | 0 | 0 | 0 | 0 | 0 | 0 | 0 | 0 | 0 | 0 | 0 | 0 | 0 | 0 | 0 | 0 | 0 | 0 | 0 | 0 | 0 | 0
F3_Commercial_Retail_Existing_Space Heating_Natural Gas_Boiler_E7 | F3 | Commercial | Retail | Existing | Space Heating | Natural Gas | Boiler | E7 | System - kBTUs of Consumption | 0 | 0 | 0 | 0 | 0 | 0 | 0 | 0 | 0 | 0 | 0 | 0 | 0 | 0 | 0 | 0 | 0 | 0 | 0 | 0 | 0 | 0 | 0 | 0 | 0 | 0 | 0 | 0 | 0 | 0 | 0 | 0 | 0 | 0 | 0 | 0 | 0 | 0 | 0 | 0 | 0 | 0
F3_Commercial_Retail_Existing_Space Heating_Natural Gas_Boiler_E8 | F3 | Commercial | Retail | Existing | Space Heating | Natural Gas | Boiler | E8 | System - kBTUs of Consumption | 0 | 0 | 0 | 0 | 0 | 0 | 0 | 0 | 0 | 0 | 0 | 0 | 0 | 0 | 0 | 0 | 0 | 0 | 0 | 0 | 0 | 0 | 0 | 0 | 0 | 0 | 0 | 0 | 0 | 0 | 0 | 0 | 0 | 0 | 0 | 0 | 0 | 0 | 0 | 0 | 0 | 0
F3_Commercial_Retail_Existing_Space Heating_Natural Gas_Boiler_E9 | F3 | Commercial | Retail | Existing | Space Heating | Natural Gas | Boiler | E9 | System - kBTUs of Consumption | 0 | 0 | 0 | 0 | 0 | 0 | 0 | 0 | 0 | 0 | 0 | 0 | 0 | 0 | 0 | 0 | 0 | 0 | 0 | 0 | 0 | 0 | 0 | 0 | 0 | 0 | 0 | 0 | 0 | 0 | 0 | 0 | 0 | 0 | 0 | 0 | 0 | 0 | 0 | 0 | 0 | 0
F3_Commercial_Retail_Existing_Space Heating_Natural Gas_Boiler_E10 | F3 | Commercial | Retail | Existing | Space Heating | Natural Gas | Boiler | E10 | System - kBTUs of Consumption | 0 | 0 | 0 | 0 | 0 | 0 | 0 | 0 | 0 | 0 | 0 | 0 | 0 | 0 | 0 | 0 | 0 | 0 | 0 | 0 | 0 | 0 | 0 | 0 | 0 | 0 | 0 | 0 | 0 | 0 | 0 | 0 | 0 | 0 | 0 | 0 | 0 | 0 | 0 | 0 | 0 | 0
F4_Commercial_Retail_Existing_Space Heating_Natural Gas_Boiler_E1 | F4 | Commercial | Retail | Existing | Space Heating | Natural Gas | Boiler | E1 | Utility - Cost of Equipment | 1.2027 | 1.2039 | 1.2051 | 1.2069 | 1.2094 | 1.2131 | 1.2157 | 1.2177 | 1.2198 | 1.2218 | 1.2231 | 1.2239 | 1.2247 | 1.2254 | 1.2263 | 1.2267 | 1.2273 | 1.2285 | 1.2298 | 1.2313 | 1.233 | 1.2345 | 1.2356 | 1.2365 | 1.2371 | 1.2372 | 1.2369 | 1.2363 | 1.2358 | 1.2356 | 1.2357 | 1.2358 | 1.2358 | 0 | 0 | 0 | 0 | 0 | 0 | 0 | 0 | 0
F4_Commercial_Retail_Existing_Space Heating_Natural Gas_Boiler_E2 | F4 | Commercial | Retail | Existing | Space Heating | Natural Gas | Boiler | E2 | Utility - Cost of Equipment | 1.132 | 1.133 | 1.1342 | 1.1359 | 1.1383 | 1.1417 | 1.1442 | 1.146 | 1.1481 | 1.1499 | 1.1512 | 1.1519 | 1.1527 | 1.1533 | 1.1542 | 1.1545 | 1.1551 | 1.1562 | 1.1574 | 1.1588 | 1.1605 | 1.1619 | 1.1629 | 1.1638 | 1.1643 | 1.1645 | 1.1642 | 1.1636 | 1.1631 | 1.1629 | 1.163 | 1.1631 | 1.1631 | 0 | 0 | 0 | 0 | 0 | 0 | 0 | 0 | 0
F4_Commercial_Retail_Existing_Space Heating_Natural Gas_Boiler_E3 | F4 | Commercial | Retail | Existing | Space Heating | Natural Gas | Boiler | E3 | Utility - Cost of Equipment | 0.99192 | 0.99287 | 0.99391 | 0.9954 | 0.99745 | 1.0005 | 1.0026 | 1.0043 | 1.006 | 1.0076 | 1.0087 | 1.0094 | 1.0101 | 1.0106 | 1.0114 | 1.0117 | 1.0122 | 1.0132 | 1.0142 | 1.0155 | 1.0169 | 1.0181 | 1.0191 | 1.0198 | 1.0203 | 1.0204 | 1.0202 | 1.0196 | 1.0192 | 1.019 | 1.0192 | 1.0192 | 1.0192 | 0 | 0 | 0 | 0 | 0 | 0 | 0 | 0 | 0
F4_Commercial_Retail_Existing_Space Heating_Natural Gas_Boiler_E4 | F4 | Commercial | Retail | Existing | Space Heating | Natural Gas | Boiler | E4 | Utility - Cost of Equipment | 0.73194 | 0.73258 | 0.73325 | 0.73435 | 0.73598 | 0.73864 | 0.74035 | 0.7416 | 0.74306 | 0.74444 | 0.74535 | 0.74591 | 0.74648 | 0.74705 | 0.74783 | 0.74819 | 0.74879 | 0.74986 | 0.75095 | 0.7522 | 0.75367 | 0.7549 | 0.75586 | 0.7566 | 0.75708 | 0.75722 | 0.75696 | 0.75643 | 0.75601 | 0.75581 | 0.75596 | 0.75601 | 0.75601 | 0 | 0 | 0 | 0 | 0 | 0 | 0 | 0 | 0
F4_Commercial_Retail_Existing_Space Heating_Natural Gas_Boiler_E5 | F4 | Commercial | Retail | Existing | Space Heating | Natural Gas | Boiler | E5 | Utility - Cost of Equipment | 0 | 0 | 0 | 0 | 0 | 0 | 0 | 0 | 0 | 0 | 0 | 0 | 0 | 0 | 0 | 0 | 0 | 0 | 0 | 0 | 0 | 0 | 0 | 0 | 0 | 0 | 0 | 0 | 0 | 0 | 0 | 0 | 0 | 0 | 0 | 0 | 0 | 0 | 0 | 0 | 0 | 0
F4_Commercial_Retail_Existing_Space Heating_Natural Gas_Boiler_E6 | F4 | Commercial | Retail | Existing | Space Heating | Natural Gas | Boiler | E6 | Utility - Cost of Equipment | 0 | 0 | 0 | 0 | 0 | 0 | 0 | 0 | 0 | 0 | 0 | 0 | 0 | 0 | 0 | 0 | 0 | 0 | 0 | 0 | 0 | 0 | 0 | 0 | 0 | 0 | 0 | 0 | 0 | 0 | 0 | 0 | 0 | 0 | 0 | 0 | 0 | 0 | 0 | 0 | 0 | 0
F4_Commercial_Retail_Existing_Space Heating_Natural Gas_Boiler_E7 | F4 | Commercial | Retail | Existing | Space Heating | Natural Gas | Boiler | E7 | Utility - Cost of Equipment | 0 | 0 | 0 | 0 | 0 | 0 | 0 | 0 | 0 | 0 | 0 | 0 | 0 | 0 | 0 | 0 | 0 | 0 | 0 | 0 | 0 | 0 | 0 | 0 | 0 | 0 | 0 | 0 | 0 | 0 | 0 | 0 | 0 | 0 | 0 | 0 | 0 | 0 | 0 | 0 | 0 | 0
F4_Commercial_Retail_Existing_Space Heating_Natural Gas_Boiler_E8 | F4 | Commercial | Retail | Existing | Space Heating | Natural Gas | Boiler | E8 | Utility - Cost of Equipment | 0 | 0 | 0 | 0 | 0 | 0 | 0 | 0 | 0 | 0 | 0 | 0 | 0 | 0 | 0 | 0 | 0 | 0 | 0 | 0 | 0 | 0 | 0 | 0 | 0 | 0 | 0 | 0 | 0 | 0 | 0 | 0 | 0 | 0 | 0 | 0 | 0 | 0 | 0 | 0 | 0 | 0
F4_Commercial_Retail_Existing_Space Heating_Natural Gas_Boiler_E9 | F4 | Commercial | Retail | Existing | Space Heating | Natural Gas | Boiler | E9 | Utility - Cost of Equipment | 0 | 0 | 0 | 0 | 0 | 0 | 0 | 0 | 0 | 0 | 0 | 0 | 0 | 0 | 0 | 0 | 0 | 0 | 0 | 0 | 0 | 0 | 0 | 0 | 0 | 0 | 0 | 0 | 0 | 0 | 0 | 0 | 0 | 0 | 0 | 0 | 0 | 0 | 0 | 0 | 0 | 0
F4_Commercial_Retail_Existing_Space Heating_Natural Gas_Boiler_E10 | F4 | Commercial | Retail | Existing | Space Heating | Natural Gas | Boiler | E10 | Utility - Cost of Equipment | 0 | 0 | 0 | 0 | 0 | 0 | 0 | 0 | 0 | 0 | 0 | 0 | 0 | 0 | 0 | 0 | 0 | 0 | 0 | 0 | 0 | 0 | 0 | 0 | 0 | 0 | 0 | 0 | 0 | 0 | 0 | 0 | 0 | 0 | 0 | 0 | 0 | 0 | 0 | 0 | 0 | 0
F5_Commercial_Retail_Existing_Space Heating_Natural Gas_Boiler_E1 | F5 | Commercial | Retail | Existing | Space Heating | Natural Gas | Boiler | E1 | Utility - Cost of Operation | 0.21835 | 0.21835 | 0.21835 | 0.21835 | 0.21835 | 0.21835 | 0.21835 | 0.21835 | 0.21835 | 0.21835 | 0.21835 | 0.21835 | 0.21835 | 0.21835 | 0.21835 | 0.21835 | 0.21835 | 0.21835 | 0.21835 | 0.21835 | 0.21835 | 0.21835 | 0.21835 | 0.21835 | 0.21835 | 0.21835 | 0.21835 | 0.21835 | 0.21835 | 0.21835 | 0.21835 | 0.21835 | 0.21835 | 0 | 0 | 0 | 0 | 0 | 0 | 0 | 0 | 0
F5_Commercial_Retail_Existing_Space Heating_Natural Gas_Boiler_E2 | F5 | Commercial | Retail | Existing | Space Heating | Natural Gas | Boiler | E2 | Utility - Cost of Operation | 0.24652 | 0.24652 | 0.24652 | 0.24652 | 0.24652 | 0.24652 | 0.24652 | 0.24652 | 0.24652 | 0.24652 | 0.24652 | 0.24652 | 0.24652 | 0.24652 | 0.24652 | 0.24652 | 0.24652 | 0.24652 | 0.24652 | 0.24652 | 0.24652 | 0.24652 | 0.24652 | 0.24652 | 0.24652 | 0.24652 | 0.24652 | 0.24652 | 0.24652 | 0.24652 | 0.24652 | 0.24652 | 0.24652 | 0 | 0 | 0 | 0 | 0 | 0 | 0 | 0 | 0
F5_Commercial_Retail_Existing_Space Heating_Natural Gas_Boiler_E3 | F5 | Commercial | Retail | Existing | Space Heating | Natural Gas | Boiler | E3 | Utility - Cost of Operation | 0.30309 | 0.30309 | 0.30309 | 0.30309 | 0.30309 | 0.30309 | 0.30309 | 0.30309 | 0.30309 | 0.30309 | 0.30309 | 0.30309 | 0.30309 | 0.30309 | 0.30309 | 0.30309 | 0.30309 | 0.30309 | 0.30309 | 0.30309 | 0.30309 | 0.30309 | 0.30309 | 0.30309 | 0.30309 | 0.30309 | 0.30309 | 0.30309 | 0.30309 | 0.30309 | 0.30309 | 0.30309 | 0.30309 | 0 | 0 | 0 | 0 | 0 | 0 | 0 | 0 | 0
F5_Commercial_Retail_Existing_Space Heating_Natural Gas_Boiler_E4 | F5 | Commercial | Retail | Existing | Space Heating | Natural Gas | Boiler | E4 | Utility - Cost of Operation | 1.1627 | 1.1627 | 1.1627 | 1.1627 | 1.1627 | 1.1627 | 1.1627 | 1.1627 | 1.1627 | 1.1627 | 1.1627 | 1.1627 | 1.1627 | 1.1627 | 1.1627 | 1.1627 | 1.1627 | 1.1627 | 1.1627 | 1.1627 | 1.1627 | 1.1627 | 1.1627 | 1.1627 | 1.1627 | 1.1627 | 1.1627 | 1.1627 | 1.1627 | 1.1627 | 1.1627 | 1.1627 | 1.1627 | 0 | 0 | 0 | 0 | 0 | 0 | 0 | 0 | 0
F5_Commercial_Retail_Existing_Space Heating_Natural Gas_Boiler_E5 | F5 | Commercial | Retail | Existing | Space Heating | Natural Gas | Boiler | E5 | Utility - Cost of Operation | 0 | 0 | 0 | 0 | 0 | 0 | 0 | 0 | 0 | 0 | 0 | 0 | 0 | 0 | 0 | 0 | 0 | 0 | 0 | 0 | 0 | 0 | 0 | 0 | 0 | 0 | 0 | 0 | 0 | 0 | 0 | 0 | 0 | 0 | 0 | 0 | 0 | 0 | 0 | 0 | 0 | 0
F5_Commercial_Retail_Existing_Space Heating_Natural Gas_Boiler_E6 | F5 | Commercial | Retail | Existing | Space Heating | Natural Gas | Boiler | E6 | Utility - Cost of Operation | 0 | 0 | 0 | 0 | 0 | 0 | 0 | 0 | 0 | 0 | 0 | 0 | 0 | 0 | 0 | 0 | 0 | 0 | 0 | 0 | 0 | 0 | 0 | 0 | 0 | 0 | 0 | 0 | 0 | 0 | 0 | 0 | 0 | 0 | 0 | 0 | 0 | 0 | 0 | 0 | 0 | 0
F5_Commercial_Retail_Existing_Space Heating_Natural Gas_Boiler_E7 | F5 | Commercial | Retail | Existing | Space Heating | Natural Gas | Boiler | E7 | Utility - Cost of Operation | 0 | 0 | 0 | 0 | 0 | 0 | 0 | 0 | 0 | 0 | 0 | 0 | 0 | 0 | 0 | 0 | 0 | 0 | 0 | 0 | 0 | 0 | 0 | 0 | 0 | 0 | 0 | 0 | 0 | 0 | 0 | 0 | 0 | 0 | 0 | 0 | 0 | 0 | 0 | 0 | 0 | 0
F5_Commercial_Retail_Existing_Space Heating_Natural Gas_Boiler_E8 | F5 | Commercial | Retail | Existing | Space Heating | Natural Gas | Boiler | E8 | Utility - Cost of Operation | 0 | 0 | 0 | 0 | 0 | 0 | 0 | 0 | 0 | 0 | 0 | 0 | 0 | 0 | 0 | 0 | 0 | 0 | 0 | 0 | 0 | 0 | 0 | 0 | 0 | 0 | 0 | 0 | 0 | 0 | 0 | 0 | 0 | 0 | 0 | 0 | 0 | 0 | 0 | 0 | 0 | 0
F5_Commercial_Retail_Existing_Space Heating_Natural Gas_Boiler_E9 | F5 | Commercial | Retail | Existing | Space Heating | Natural Gas | Boiler | E9 | Utility - Cost of Operation | 0 | 0 | 0 | 0 | 0 | 0 | 0 | 0 | 0 | 0 | 0 | 0 | 0 | 0 | 0 | 0 | 0 | 0 | 0 | 0 | 0 | 0 | 0 | 0 | 0 | 0 | 0 | 0 | 0 | 0 | 0 | 0 | 0 | 0 | 0 | 0 | 0 | 0 | 0 | 0 | 0 | 0
F5_Commercial_Retail_Existing_Space Heating_Natural Gas_Boiler_E10 | F5 | Commercial | Retail | Existing | Space Heating | Natural Gas | Boiler | E10 | Utility - Cost of Operation | 0 | 0 | 0 | 0 | 0 | 0 | 0 | 0 | 0 | 0 | 0 | 0 | 0 | 0 | 0 | 0 | 0 | 0 | 0 | 0 | 0 | 0 | 0 | 0 | 0 | 0 | 0 | 0 | 0 | 0 | 0 | 0 | 0 | 0 | 0 | 0 | 0 | 0 | 0 | 0 | 0 | 0
F6_Commercial_Retail_Existing_Space Heating_Natural Gas_Boiler_E1 | F6 | Commercial | Retail | Existing | Space Heating | Natural Gas | Boiler | E1 | Utility - Value of Sales | 0.52425 | 0.52142 | 0.51847 | 0.51553 | 0.51262 | 0.50973 | 0.50689 | 0.5041 | 0.50138 | 0.49873 | 0.49617 | 0.4937 | 0.49134 | 0.4891 | 0.48698 | 0.48497 | 0.48309 | 0.48132 | 0.47967 | 0.47813 | 0.47672 | 0.47542 | 0.47424 | 0.47318 | 0.47224 | 0.47141 | 0.4707 | 0.47011 | 0.46964 | 0.46929 | 0.46905 | 0.46893 | 0.46893 | 0 | 0 | 0 | 0 | 0 | 0 | 0 | 0 | 0
F6_Commercial_Retail_Existing_Space Heating_Natural Gas_Boiler_E2 | F6 | Commercial | Retail | Existing | Space Heating | Natural Gas | Boiler | E2 | Utility - Value of Sales | 0.49341 | 0.49075 | 0.48797 | 0.48521 | 0.48246 | 0.47975 | 0.47707 | 0.47445 | 0.47188 | 0.46939 | 0.46698 | 0.46466 | 0.46244 | 0.46033 | 0.45833 | 0.45644 | 0.45467 | 0.453 | 0.45145 | 0.45001 | 0.44868 | 0.44745 | 0.44634 | 0.44535 | 0.44446 | 0.44368 | 0.44302 | 0.44246 | 0.44202 | 0.44168 | 0.44146 | 0.44135 | 0.44135 | 0 | 0 | 0 | 0 | 0 | 0 | 0 | 0 | 0
F6_Commercial_Retail_Existing_Space Heating_Natural Gas_Boiler_E3 | F6 | Commercial | Retail | Existing | Space Heating | Natural Gas | Boiler | E3 | Utility - Value of Sales | 0.43237 | 0.43004 | 0.42761 | 0.42518 | 0.42278 | 0.4204 | 0.41805 | 0.41575 | 0.41351 | 0.41132 | 0.40921 | 0.40718 | 0.40523 | 0.40338 | 0.40163 | 0.39998 | 0.39842 | 0.39696 | 0.3956 | 0.39434 | 0.39317 | 0.3921 | 0.39113 | 0.39025 | 0.38947 | 0.38879 | 0.38821 | 0.38772 | 0.38733 | 0.38704 | 0.38685 | 0.38675 | 0.38675 | 0 | 0 | 0 | 0 | 0 | 0 | 0 | 0 | 0
F6_Commercial_Retail_Existing_Space Heating_Natural Gas_Boiler_E4 | F6 | Commercial | Retail | Existing | Space Heating | Natural Gas | Boiler | E4 | Utility - Value of Sales | 0.3314 | 0.32971 | 0.32789 | 0.32608 | 0.32426 | 0.32245 | 0.32063 | 0.31882 | 0.317 | 0.31519 | 0.31337 | 0.31156 | 0.30974 | 0.30794 | 0.30616 | 0.30441 | 0.3027 | 0.30105 | 0.29947 | 0.29797 | 0.29655 | 0.29523 | 0.29402 | 0.29293 | 0.29196 | 0.29112 | 0.29039 | 0.28978 | 0.2893 | 0.28894 | 0.2887 | 0.28858 | 0.28858 | 0 | 0 | 0 | 0 | 0 | 0 | 0 | 0 | 0
F6_Commercial_Retail_Existing_Space Heating_Natural Gas_Boiler_E5 | F6 | Commercial | Retail | Existing | Space Heating | Natural Gas | Boiler | E5 | Utility - Value of Sales | 0 | 0 | 0 | 0 | 0 | 0 | 0 | 0 | 0 | 0 | 0 | 0 | 0 | 0 | 0 | 0 | 0 | 0 | 0 | 0 | 0 | 0 | 0 | 0 | 0 | 0 | 0 | 0 | 0 | 0 | 0 | 0 | 0 | 0 | 0 | 0 | 0 | 0 | 0 | 0 | 0 | 0
F6_Commercial_Retail_Existing_Space Heating_Natural Gas_Boiler_E6 | F6 | Commercial | Retail | Existing | Space Heating | Natural Gas | Boiler | E6 | Utility - Value of Sales | 0 | 0 | 0 | 0 | 0 | 0 | 0 | 0 | 0 | 0 | 0 | 0 | 0 | 0 | 0 | 0 | 0 | 0 | 0 | 0 | 0 | 0 | 0 | 0 | 0 | 0 | 0 | 0 | 0 | 0 | 0 | 0 | 0 | 0 | 0 | 0 | 0 | 0 | 0 | 0 | 0 | 0
F6_Commercial_Retail_Existing_Space Heating_Natural Gas_Boiler_E7 | F6 | Commercial | Retail | Existing | Space Heating | Natural Gas | Boiler | E7 | Utility - Value of Sales | 0 | 0 | 0 | 0 | 0 | 0 | 0 | 0 | 0 | 0 | 0 | 0 | 0 | 0 | 0 | 0 | 0 | 0 | 0 | 0 | 0 | 0 | 0 | 0 | 0 | 0 | 0 | 0 | 0 | 0 | 0 | 0 | 0 | 0 | 0 | 0 | 0 | 0 | 0 | 0 | 0 | 0
F6_Commercial_Retail_Existing_Space Heating_Natural Gas_Boiler_E8 | F6 | Commercial | Retail | Existing | Space Heating | Natural Gas | Boiler | E8 | Utility - Value of Sales | 0 | 0 | 0 | 0 | 0 | 0 | 0 | 0 | 0 | 0 | 0 | 0 | 0 | 0 | 0 | 0 | 0 | 0 | 0 | 0 | 0 | 0 | 0 | 0 | 0 | 0 | 0 | 0 | 0 | 0 | 0 | 0 | 0 | 0 | 0 | 0 | 0 | 0 | 0 | 0 | 0 | 0
F6_Commercial_Retail_Existing_Space Heating_Natural Gas_Boiler_E9 | F6 | Commercial | Retail | Existing | Space Heating | Natural Gas | Boiler | E9 | Utility - Value of Sales | 0 | 0 | 0 | 0 | 0 | 0 | 0 | 0 | 0 | 0 | 0 | 0 | 0 | 0 | 0 | 0 | 0 | 0 | 0 | 0 | 0 | 0 | 0 | 0 | 0 | 0 | 0 | 0 | 0 | 0 | 0 | 0 | 0 | 0 | 0 | 0 | 0 | 0 | 0 | 0 | 0 | 0
F6_Commercial_Retail_Existing_Space Heating_Natural Gas_Boiler_E10 | F6 | Commercial | Retail | Existing | Space Heating | Natural Gas | Boiler | E10 | Utility - Value of Sales | 0 | 0 | 0 | 0 | 0 | 0 | 0 | 0 | 0 | 0 | 0 | 0 | 0 | 0 | 0 | 0 | 0 | 0 | 0 | 0 | 0 | 0 | 0 | 0 | 0 | 0 | 0 | 0 | 0 | 0 | 0 | 0 | 0 | 0 | 0 | 0 | 0 | 0 | 0 | 0 | 0 | 0
F1_Commercial_Retail_Existing_Space Heating_Natural Gas_Unit Heater_E1 | F1 | Commercial | Retail | Existing | Space Heating | Natural Gas | Unit Heater | E1 | RVT - Cost of Equipment | 0.13544 | 0.13559 | 0.13576 | 0.13602 | 0.13637 | 0.13694 | 0.13727 | 0.13747 | 0.13771 | 0.13793 | 0.13805 | 0.13811 | 0.13819 | 0.1383 | 0.13847 | 0.13857 | 0.13872 | 0.13896 | 0.13921 | 0.13948 | 0.13979 | 0.14006 | 0.14026 | 0.14042 | 0.14053 | 0.14056 | 0.1405 | 0.14039 | 0.1403 | 0.14025 | 0.14028 | 0.1403 | 0.1403 | 0 | 0 | 0 | 0 | 0 | 0 | 0 | 0 | 0
F1_Commercial_Retail_Existing_Space Heating_Natural Gas_Unit Heater_E2 | F1 | Commercial | Retail | Existing | Space Heating | Natural Gas | Unit Heater | E2 | RVT - Cost of Equipment | 0.12899 | 0.12914 | 0.1293 | 0.12954 | 0.12988 | 0.13042 | 0.13074 | 0.13093 | 0.13116 | 0.13136 | 0.13148 | 0.13153 | 0.13161 | 0.13172 | 0.13188 | 0.13198 | 0.13212 | 0.13235 | 0.13258 | 0.13284 | 0.13314 | 0.13339 | 0.13359 | 0.13374 | 0.13384 | 0.13387 | 0.13381 | 0.13371 | 0.13362 | 0.13358 | 0.13361 | 0.13362 | 0.13362 | 0 | 0 | 0 | 0 | 0 | 0 | 0 | 0 | 0
F1_Commercial_Retail_Existing_Space Heating_Natural Gas_Unit Heater_E3 | F1 | Commercial | Retail | Existing | Space Heating | Natural Gas | Unit Heater | E3 | RVT - Cost of Equipment | 0.11497 | 0.11507 | 0.11518 | 0.11534 | 0.1156 | 0.116 | 0.11626 | 0.11645 | 0.11668 | 0.11689 | 0.11705 | 0.11714 | 0.11724 | 0.11734 | 0.11746 | 0.11752 | 0.11762 | 0.11778 | 0.11795 | 0.11814 | 0.11837 | 0.11857 | 0.11872 | 0.11883 | 0.11891 | 0.11893 | 0.11889 | 0.11881 | 0.11874 | 0.11871 | 0.11873 | 0.11874 | 0.11874 | 0 | 0 | 0 | 0 | 0 | 0 | 0 | 0 | 0
F1_Commercial_Retail_Existing_Space Heating_Natural Gas_Unit Heater_E4 | F1 | Commercial | Retail | Existing | Space Heating | Natural Gas | Unit Heater | E4 | RVT - Cost of Equipment | 0 | 0 | 0 | 0 | 0 | 0 | 0 | 0 | 0 | 0 | 0 | 0 | 0 | 0 | 0 | 0 | 0 | 0 | 0 | 0 | 0 | 0 | 0 | 0 | 0 | 0 | 0 | 0 | 0 | 0 | 0 | 0 | 0 | 0 | 0 | 0 | 0 | 0 | 0 | 0 | 0 | 0
F1_Commercial_Retail_Existing_Space Heating_Natural Gas_Unit Heater_E5 | F1 | Commercial | Retail | Existing | Space Heating | Natural Gas | Unit Heater | E5 | RVT - Cost of Equipment | 0 | 0 | 0 | 0 | 0 | 0 | 0 | 0 | 0 | 0 | 0 | 0 | 0 | 0 | 0 | 0 | 0 | 0 | 0 | 0 | 0 | 0 | 0 | 0 | 0 | 0 | 0 | 0 | 0 | 0 | 0 | 0 | 0 | 0 | 0 | 0 | 0 | 0 | 0 | 0 | 0 | 0
F1_Commercial_Retail_Existing_Space Heating_Natural Gas_Unit Heater_E6 | F1 | Commercial | Retail | Existing | Space Heating | Natural Gas | Unit Heater | E6 | RVT - Cost of Equipment | 0 | 0 | 0 | 0 | 0 | 0 | 0 | 0 | 0 | 0 | 0 | 0 | 0 | 0 | 0 | 0 | 0 | 0 | 0 | 0 | 0 | 0 | 0 | 0 | 0 | 0 | 0 | 0 | 0 | 0 | 0 | 0 | 0 | 0 | 0 | 0 | 0 | 0 | 0 | 0 | 0 | 0
F1_Commercial_Retail_Existing_Space Heating_Natural Gas_Unit Heater_E7 | F1 | Commercial | Retail | Existing | Space Heating | Natural Gas | Unit Heater | E7 | RVT - Cost of Equipment | 0 | 0 | 0 | 0 | 0 | 0 | 0 | 0 | 0 | 0 | 0 | 0 | 0 | 0 | 0 | 0 | 0 | 0 | 0 | 0 | 0 | 0 | 0 | 0 | 0 | 0 | 0 | 0 | 0 | 0 | 0 | 0 | 0 | 0 | 0 | 0 | 0 | 0 | 0 | 0 | 0 | 0
F1_Commercial_Retail_Existing_Space Heating_Natural Gas_Unit Heater_E8 | F1 | Commercial | Retail | Existing | Space Heating | Natural Gas | Unit Heater | E8 | RVT - Cost of Equipment | 0 | 0 | 0 | 0 | 0 | 0 | 0 | 0 | 0 | 0 | 0 | 0 | 0 | 0 | 0 | 0 | 0 | 0 | 0 | 0 | 0 | 0 | 0 | 0 | 0 | 0 | 0 | 0 | 0 | 0 | 0 | 0 | 0 | 0 | 0 | 0 | 0 | 0 | 0 | 0 | 0 | 0
F1_Commercial_Retail_Existing_Space Heating_Natural Gas_Unit Heater_E9 | F1 | Commercial | Retail | Existing | Space Heating | Natural Gas | Unit Heater | E9 | RVT - Cost of Equipment | 0 | 0 | 0 | 0 | 0 | 0 | 0 | 0 | 0 | 0 | 0 | 0 | 0 | 0 | 0 | 0 | 0 | 0 | 0 | 0 | 0 | 0 | 0 | 0 | 0 | 0 | 0 | 0 | 0 | 0 | 0 | 0 | 0 | 0 | 0 | 0 | 0 | 0 | 0 | 0 | 0 | 0
F1_Commercial_Retail_Existing_Space Heating_Natural Gas_Unit Heater_E10 | F1 | Commercial | Retail | Existing | Space Heating | Natural Gas | Unit Heater | E10 | RVT - Cost of Equipment | 0 | 0 | 0 | 0 | 0 | 0 | 0 | 0 | 0 | 0 | 0 | 0 | 0 | 0 | 0 | 0 | 0 | 0 | 0 | 0 | 0 | 0 | 0 | 0 | 0 | 0 | 0 | 0 | 0 | 0 | 0 | 0 | 0 | 0 | 0 | 0 | 0 | 0 | 0 | 0 | 0 | 0
F2_Commercial_Retail_Existing_Space Heating_Natural Gas_Unit Heater_E1 | F2 | Commercial | Retail | Existing | Space Heating | Natural Gas | Unit Heater | E1 | RVT - Cost of Operation | 0.16227 | 0.16245 | 0.16265 | 0.16296 | 0.16339 | 0.16406 | 0.16446 | 0.1647 | 0.16499 | 0.16525 | 0.16539 | 0.16546 | 0.16556 | 0.16569 | 0.1659 | 0.16602 | 0.1662 | 0.16649 | 0.16678 | 0.1671 | 0.16748 | 0.1678 | 0.16805 | 0.16824 | 0.16836 | 0.1684 | 0.16833 | 0.16819 | 0.16808 | 0.16803 | 0.16807 | 0.16808 | 0.16808 | 0 | 0 | 0 | 0 | 0 | 0 | 0 | 0 | 0
F2_Commercial_Retail_Existing_Space Heating_Natural Gas_Unit Heater_E2 | F2 | Commercial | Retail | Existing | Space Heating | Natural Gas | Unit Heater | E2 | RVT - Cost of Operation | 0.15454 | 0.15472 | 0.15491 | 0.1552 | 0.15561 | 0.15625 | 0.15663 | 0.15686 | 0.15714 | 0.15738 | 0.15752 | 0.15759 | 0.15768 | 0.15781 | 0.15801 | 0.15812 | 0.15828 | 0.15856 | 0.15884 | 0.15915 | 0.15951 | 0.15981 | 0.16005 | 0.16023 | 0.16035 | 0.16038 | 0.16032 | 0.16019 | 0.16008 | 0.16003 | 0.16007 | 0.16008 | 0.16008 | 0 | 0 | 0 | 0 | 0 | 0 | 0 | 0 | 0
F2_Commercial_Retail_Existing_Space Heating_Natural Gas_Unit Heater_E3 | F2 | Commercial | Retail | Existing | Space Heating | Natural Gas | Unit Heater | E3 | RVT - Cost of Operation | 0.13774 | 0.13786 | 0.13799 | 0.13819 | 0.13849 | 0.13898 | 0.13929 | 0.13951 | 0.13978 | 0.14005 | 0.14023 | 0.14035 | 0.14046 | 0.14058 | 0.14073 | 0.1408 | 0.14091 | 0.14111 | 0.14131 | 0.14154 | 0.14182 | 0.14205 | 0.14223 | 0.14237 | 0.14246 | 0.14248 | 0.14244 | 0.14234 | 0.14226 | 0.14222 | 0.14225 | 0.14226 | 0.14226 | 0 | 0 | 0 | 0 | 0 | 0 | 0 | 0 | 0
F2_Commercial_Retail_Existing_Space Heating_Natural Gas_Unit Heater_E4 | F2 | Commercial | Retail | Existing | Space Heating | Natural Gas | Unit Heater | E4 | RVT - Cost of Operation | 0 | 0 | 0 | 0 | 0 | 0 | 0 | 0 | 0 | 0 | 0 | 0 | 0 | 0 | 0 | 0 | 0 | 0 | 0 | 0 | 0 | 0 | 0 | 0 | 0 | 0 | 0 | 0 | 0 | 0 | 0 | 0 | 0 | 0 | 0 | 0 | 0 | 0 | 0 | 0 | 0 | 0
F2_Commercial_Retail_Existing_Space Heating_Natural Gas_Unit Heater_E5 | F2 | Commercial | Retail | Existing | Space Heating | Natural Gas | Unit Heater | E5 | RVT - Cost of Operation | 0 | 0 | 0 | 0 | 0 | 0 | 0 | 0 | 0 | 0 | 0 | 0 | 0 | 0 | 0 | 0 | 0 | 0 | 0 | 0 | 0 | 0 | 0 | 0 | 0 | 0 | 0 | 0 | 0 | 0 | 0 | 0 | 0 | 0 | 0 | 0 | 0 | 0 | 0 | 0 | 0 | 0
F2_Commercial_Retail_Existing_Space Heating_Natural Gas_Unit Heater_E6 | F2 | Commercial | Retail | Existing | Space Heating | Natural Gas | Unit Heater | E6 | RVT - Cost of Operation | 0 | 0 | 0 | 0 | 0 | 0 | 0 | 0 | 0 | 0 | 0 | 0 | 0 | 0 | 0 | 0 | 0 | 0 | 0 | 0 | 0 | 0 | 0 | 0 | 0 | 0 | 0 | 0 | 0 | 0 | 0 | 0 | 0 | 0 | 0 | 0 | 0 | 0 | 0 | 0 | 0 | 0
F2_Commercial_Retail_Existing_Space Heating_Natural Gas_Unit Heater_E7 | F2 | Commercial | Retail | Existing | Space Heating | Natural Gas | Unit Heater | E7 | RVT - Cost of Operation | 0 | 0 | 0 | 0 | 0 | 0 | 0 | 0 | 0 | 0 | 0 | 0 | 0 | 0 | 0 | 0 | 0 | 0 | 0 | 0 | 0 | 0 | 0 | 0 | 0 | 0 | 0 | 0 | 0 | 0 | 0 | 0 | 0 | 0 | 0 | 0 | 0 | 0 | 0 | 0 | 0 | 0
F2_Commercial_Retail_Existing_Space Heating_Natural Gas_Unit Heater_E8 | F2 | Commercial | Retail | Existing | Space Heating | Natural Gas | Unit Heater | E8 | RVT - Cost of Operation | 0 | 0 | 0 | 0 | 0 | 0 | 0 | 0 | 0 | 0 | 0 | 0 | 0 | 0 | 0 | 0 | 0 | 0 | 0 | 0 | 0 | 0 | 0 | 0 | 0 | 0 | 0 | 0 | 0 | 0 | 0 | 0 | 0 | 0 | 0 | 0 | 0 | 0 | 0 | 0 | 0 | 0
F2_Commercial_Retail_Existing_Space Heating_Natural Gas_Unit Heater_E9 | F2 | Commercial | Retail | Existing | Space Heating | Natural Gas | Unit Heater | E9 | RVT - Cost of Operation | 0 | 0 | 0 | 0 | 0 | 0 | 0 | 0 | 0 | 0 | 0 | 0 | 0 | 0 | 0 | 0 | 0 | 0 | 0 | 0 | 0 | 0 | 0 | 0 | 0 | 0 | 0 | 0 | 0 | 0 | 0 | 0 | 0 | 0 | 0 | 0 | 0 | 0 | 0 | 0 | 0 | 0
F2_Commercial_Retail_Existing_Space Heating_Natural Gas_Unit Heater_E10 | F2 | Commercial | Retail | Existing | Space Heating | Natural Gas | Unit Heater | E10 | RVT - Cost of Operation | 0 | 0 | 0 | 0 | 0 | 0 | 0 | 0 | 0 | 0 | 0 | 0 | 0 | 0 | 0 | 0 | 0 | 0 | 0 | 0 | 0 | 0 | 0 | 0 | 0 | 0 | 0 | 0 | 0 | 0 | 0 | 0 | 0 | 0 | 0 | 0 | 0 | 0 | 0 | 0 | 0 | 0
F3_Commercial_Retail_Existing_Space Heating_Natural Gas_Unit Heater_E1 | F3 | Commercial | Retail | Existing | Space Heating | Natural Gas | Unit Heater | E1 | System - kBTUs of Consumption | 0.0062434 | 0.0062434 | 0.0062434 | 0.0062434 | 0.0062434 | 0.0062434 | 0.0062434 | 0.0062434 | 0.0062434 | 0.0062434 | 0.0062434 | 0.0062434 | 0.0062434 | 0.0062434 | 0.0062434 | 0.0062434 | 0.0062434 | 0.0062434 | 0.0062434 | 0.0062434 | 0.0062434 | 0.0062434 | 0.0062434 | 0.0062434 | 0.0062434 | 0.0062434 | 0.0062434 | 0.0062434 | 0.0062434 | 0.0062434 | 0.0062434 | 0.0062434 | 0.0062434 | 0 | 0 | 0 | 0 | 0 | 0 | 0 | 0 | 0
F3_Commercial_Retail_Existing_Space Heating_Natural Gas_Unit Heater_E2 | F3 | Commercial | Retail | Existing | Space Heating | Natural Gas | Unit Heater | E2 | System - kBTUs of Consumption | 0.0099958 | 0.0099958 | 0.0099958 | 0.0099958 | 0.0099958 | 0.0099958 | 0.0099958 | 0.0099958 | 0.0099958 | 0.0099958 | 0.0099958 | 0.0099958 | 0.0099958 | 0.0099958 | 0.0099958 | 0.0099958 | 0.0099958 | 0.0099958 | 0.0099958 | 0.0099958 | 0.0099958 | 0.0099958 | 0.0099958 | 0.0099958 | 0.0099958 | 0.0099958 | 0.0099958 | 0.0099958 | 0.0099958 | 0.0099958 | 0.0099958 | 0.0099958 | 0.0099958 | 0 | 0 | 0 | 0 | 0 | 0 | 0 | 0 | 0
F3_Commercial_Retail_Existing_Space Heating_Natural Gas_Unit Heater_E3 | F3 | Commercial | Retail | Existing | Space Heating | Natural Gas | Unit Heater | E3 | System - kBTUs of Consumption | 0.0074214 | 0.0074214 | 0.0074214 | 0.0074214 | 0.0074214 | 0.0074214 | 0.0074214 | 0.0074214 | 0.0074214 | 0.0074214 | 0.0074214 | 0.0074214 | 0.0074214 | 0.0074214 | 0.0074214 | 0.0074214 | 0.0074214 | 0.0074214 | 0.0074214 | 0.0074214 | 0.0074214 | 0.0074214 | 0.0074214 | 0.0074214 | 0.0074214 | 0.0074214 | 0.0074214 | 0.0074214 | 0.0074214 | 0.0074214 | 0.0074214 | 0.0074214 | 0.0074214 | 0 | 0 | 0 | 0 | 0 | 0 | 0 | 0 | 0
F3_Commercial_Retail_Existing_Space Heating_Natural Gas_Unit Heater_E4 | F3 | Commercial | Retail | Existing | Space Heating | Natural Gas | Unit Heater | E4 | System - kBTUs of Consumption | 0 | 0 | 0 | 0 | 0 | 0 | 0 | 0 | 0 | 0 | 0 | 0 | 0 | 0 | 0 | 0 | 0 | 0 | 0 | 0 | 0 | 0 | 0 | 0 | 0 | 0 | 0 | 0 | 0 | 0 | 0 | 0 | 0 | 0 | 0 | 0 | 0 | 0 | 0 | 0 | 0 | 0
F3_Commercial_Retail_Existing_Space Heating_Natural Gas_Unit Heater_E5 | F3 | Commercial | Retail | Existing | Space Heating | Natural Gas | Unit Heater | E5 | System - kBTUs of Consumption | 0 | 0 | 0 | 0 | 0 | 0 | 0 | 0 | 0 | 0 | 0 | 0 | 0 | 0 | 0 | 0 | 0 | 0 | 0 | 0 | 0 | 0 | 0 | 0 | 0 | 0 | 0 | 0 | 0 | 0 | 0 | 0 | 0 | 0 | 0 | 0 | 0 | 0 | 0 | 0 | 0 | 0
F3_Commercial_Retail_Existing_Space Heating_Natural Gas_Unit Heater_E6 | F3 | Commercial | Retail | Existing | Space Heating | Natural Gas | Unit Heater | E6 | System - kBTUs of Consumption | 0 | 0 | 0 | 0 | 0 | 0 | 0 | 0 | 0 | 0 | 0 | 0 | 0 | 0 | 0 | 0 | 0 | 0 | 0 | 0 | 0 | 0 | 0 | 0 | 0 | 0 | 0 | 0 | 0 | 0 | 0 | 0 | 0 | 0 | 0 | 0 | 0 | 0 | 0 | 0 | 0 | 0
F3_Commercial_Retail_Existing_Space Heating_Natural Gas_Unit Heater_E7 | F3 | Commercial | Retail | Existing | Space Heating | Natural Gas | Unit Heater | E7 | System - kBTUs of Consumption | 0 | 0 | 0 | 0 | 0 | 0 | 0 | 0 | 0 | 0 | 0 | 0 | 0 | 0 | 0 | 0 | 0 | 0 | 0 | 0 | 0 | 0 | 0 | 0 | 0 | 0 | 0 | 0 | 0 | 0 | 0 | 0 | 0 | 0 | 0 | 0 | 0 | 0 | 0 | 0 | 0 | 0
F3_Commercial_Retail_Existing_Space Heating_Natural Gas_Unit Heater_E8 | F3 | Commercial | Retail | Existing | Space Heating | Natural Gas | Unit Heater | E8 | System - kBTUs of Consumption | 0 | 0 | 0 | 0 | 0 | 0 | 0 | 0 | 0 | 0 | 0 | 0 | 0 | 0 | 0 | 0 | 0 | 0 | 0 | 0 | 0 | 0 | 0 | 0 | 0 | 0 | 0 | 0 | 0 | 0 | 0 | 0 | 0 | 0 | 0 | 0 | 0 | 0 | 0 | 0 | 0 | 0
F3_Commercial_Retail_Existing_Space Heating_Natural Gas_Unit Heater_E9 | F3 | Commercial | Retail | Existing | Space Heating | Natural Gas | Unit Heater | E9 | System - kBTUs of Consumption | 0 | 0 | 0 | 0 | 0 | 0 | 0 | 0 | 0 | 0 | 0 | 0 | 0 | 0 | 0 | 0 | 0 | 0 | 0 | 0 | 0 | 0 | 0 | 0 | 0 | 0 | 0 | 0 | 0 | 0 | 0 | 0 | 0 | 0 | 0 | 0 | 0 | 0 | 0 | 0 | 0 | 0
F3_Commercial_Retail_Existing_Space Heating_Natural Gas_Unit Heater_E10 | F3 | Commercial | Retail | Existing | Space Heating | Natural Gas | Unit Heater | E10 | System - kBTUs of Consumption | 0 | 0 | 0 | 0 | 0 | 0 | 0 | 0 | 0 | 0 | 0 | 0 | 0 | 0 | 0 | 0 | 0 | 0 | 0 | 0 | 0 | 0 | 0 | 0 | 0 | 0 | 0 | 0 | 0 | 0 | 0 | 0 | 0 | 0 | 0 | 0 | 0 | 0 | 0 | 0 | 0 | 0
F4_Commercial_Retail_Existing_Space Heating_Natural Gas_Unit Heater_E1 | F4 | Commercial | Retail | Existing | Space Heating | Natural Gas | Unit Heater | E1 | Utility - Cost of Equipment | 0.16227 | 0.16245 | 0.16265 | 0.16296 | 0.16339 | 0.16406 | 0.16446 | 0.1647 | 0.16499 | 0.16525 | 0.16539 | 0.16546 | 0.16556 | 0.16569 | 0.1659 | 0.16602 | 0.1662 | 0.16649 | 0.16678 | 0.1671 | 0.16748 | 0.1678 | 0.16805 | 0.16824 | 0.16836 | 0.1684 | 0.16833 | 0.16819 | 0.16808 | 0.16803 | 0.16807 | 0.16808 | 0.16808 | 0 | 0 | 0 | 0 | 0 | 0 | 0 | 0 | 0
F4_Commercial_Retail_Existing_Space Heating_Natural Gas_Unit Heater_E2 | F4 | Commercial | Retail | Existing | Space Heating | Natural Gas | Unit Heater | E2 | Utility - Cost of Equipment | 0.15454 | 0.15472 | 0.15491 | 0.1552 | 0.15561 | 0.15625 | 0.15663 | 0.15686 | 0.15714 | 0.15738 | 0.15752 | 0.15759 | 0.15768 | 0.15781 | 0.15801 | 0.15812 | 0.15828 | 0.15856 | 0.15884 | 0.15915 | 0.15951 | 0.15981 | 0.16005 | 0.16023 | 0.16035 | 0.16038 | 0.16032 | 0.16019 | 0.16008 | 0.16003 | 0.16007 | 0.16008 | 0.16008 | 0 | 0 | 0 | 0 | 0 | 0 | 0 | 0 | 0
F4_Commercial_Retail_Existing_Space Heating_Natural Gas_Unit Heater_E3 | F4 | Commercial | Retail | Existing | Space Heating | Natural Gas | Unit Heater | E3 | Utility - Cost of Equipment | 0.13774 | 0.13786 | 0.13799 | 0.13819 | 0.13849 | 0.13898 | 0.13929 | 0.13951 | 0.13978 | 0.14005 | 0.14023 | 0.14035 | 0.14046 | 0.14058 | 0.14073 | 0.1408 | 0.14091 | 0.14111 | 0.14131 | 0.14154 | 0.14182 | 0.14205 | 0.14223 | 0.14237 | 0.14246 | 0.14248 | 0.14244 | 0.14234 | 0.14226 | 0.14222 | 0.14225 | 0.14226 | 0.14226 | 0 | 0 | 0 | 0 | 0 | 0 | 0 | 0 | 0
F4_Commercial_Retail_Existing_Space Heating_Natural Gas_Unit Heater_E4 | F4 | Commercial | Retail | Existing | Space Heating | Natural Gas | Unit Heater | E4 | Utility - Cost of Equipment | 0 | 0 | 0 | 0 | 0 | 0 | 0 | 0 | 0 | 0 | 0 | 0 | 0 | 0 | 0 | 0 | 0 | 0 | 0 | 0 | 0 | 0 | 0 | 0 | 0 | 0 | 0 | 0 | 0 | 0 | 0 | 0 | 0 | 0 | 0 | 0 | 0 | 0 | 0 | 0 | 0 | 0
F4_Commercial_Retail_Existing_Space Heating_Natural Gas_Unit Heater_E5 | F4 | Commercial | Retail | Existing | Space Heating | Natural Gas | Unit Heater | E5 | Utility - Cost of Equipment | 0 | 0 | 0 | 0 | 0 | 0 | 0 | 0 | 0 | 0 | 0 | 0 | 0 | 0 | 0 | 0 | 0 | 0 | 0 | 0 | 0 | 0 | 0 | 0 | 0 | 0 | 0 | 0 | 0 | 0 | 0 | 0 | 0 | 0 | 0 | 0 | 0 | 0 | 0 | 0 | 0 | 0
F4_Commercial_Retail_Existing_Space Heating_Natural Gas_Unit Heater_E6 | F4 | Commercial | Retail | Existing | Space Heating | Natural Gas | Unit Heater | E6 | Utility - Cost of Equipment | 0 | 0 | 0 | 0 | 0 | 0 | 0 | 0 | 0 | 0 | 0 | 0 | 0 | 0 | 0 | 0 | 0 | 0 | 0 | 0 | 0 | 0 | 0 | 0 | 0 | 0 | 0 | 0 | 0 | 0 | 0 | 0 | 0 | 0 | 0 | 0 | 0 | 0 | 0 | 0 | 0 | 0
F4_Commercial_Retail_Existing_Space Heating_Natural Gas_Unit Heater_E7 | F4 | Commercial | Retail | Existing | Space Heating | Natural Gas | Unit Heater | E7 | Utility - Cost of Equipment | 0 | 0 | 0 | 0 | 0 | 0 | 0 | 0 | 0 | 0 | 0 | 0 | 0 | 0 | 0 | 0 | 0 | 0 | 0 | 0 | 0 | 0 | 0 | 0 | 0 | 0 | 0 | 0 | 0 | 0 | 0 | 0 | 0 | 0 | 0 | 0 | 0 | 0 | 0 | 0 | 0 | 0
F4_Commercial_Retail_Existing_Space Heating_Natural Gas_Unit Heater_E8 | F4 | Commercial | Retail | Existing | Space Heating | Natural Gas | Unit Heater | E8 | Utility - Cost of Equipment | 0 | 0 | 0 | 0 | 0 | 0 | 0 | 0 | 0 | 0 | 0 | 0 | 0 | 0 | 0 | 0 | 0 | 0 | 0 | 0 | 0 | 0 | 0 | 0 | 0 | 0 | 0 | 0 | 0 | 0 | 0 | 0 | 0 | 0 | 0 | 0 | 0 | 0 | 0 | 0 | 0 | 0
F4_Commercial_Retail_Existing_Space Heating_Natural Gas_Unit Heater_E9 | F4 | Commercial | Retail | Existing | Space Heating | Natural Gas | Unit Heater | E9 | Utility - Cost of Equipment | 0 | 0 | 0 | 0 | 0 | 0 | 0 | 0 | 0 | 0 | 0 | 0 | 0 | 0 | 0 | 0 | 0 | 0 | 0 | 0 | 0 | 0 | 0 | 0 | 0 | 0 | 0 | 0 | 0 | 0 | 0 | 0 | 0 | 0 | 0 | 0 | 0 | 0 | 0 | 0 | 0 | 0
F4_Commercial_Retail_Existing_Space Heating_Natural Gas_Unit Heater_E10 | F4 | Commercial | Retail | Existing | Space Heating | Natural Gas | Unit Heater | E10 | Utility - Cost of Equipment | 0 | 0 | 0 | 0 | 0 | 0 | 0 | 0 | 0 | 0 | 0 | 0 | 0 | 0 | 0 | 0 | 0 | 0 | 0 | 0 | 0 | 0 | 0 | 0 | 0 | 0 | 0 | 0 | 0 | 0 | 0 | 0 | 0 | 0 | 0 | 0 | 0 | 0 | 0 | 0 | 0 | 0
F5_Commercial_Retail_Existing_Space Heating_Natural Gas_Unit Heater_E1 | F5 | Commercial | Retail | Existing | Space Heating | Natural Gas | Unit Heater | E1 | Utility - Cost of Operation | 0.0062434 | 0.0062434 | 0.0062434 | 0.0062434 | 0.0062434 | 0.0062434 | 0.0062434 | 0.0062434 | 0.0062434 | 0.0062434 | 0.0062434 | 0.0062434 | 0.0062434 | 0.0062434 | 0.0062434 | 0.0062434 | 0.0062434 | 0.0062434 | 0.0062434 | 0.0062434 | 0.0062434 | 0.0062434 | 0.0062434 | 0.0062434 | 0.0062434 | 0.0062434 | 0.0062434 | 0.0062434 | 0.0062434 | 0.0062434 | 0.0062434 | 0.0062434 | 0.0062434 | 0 | 0 | 0 | 0 | 0 | 0 | 0 | 0 | 0
F5_Commercial_Retail_Existing_Space Heating_Natural Gas_Unit Heater_E2 | F5 | Commercial | Retail | Existing | Space Heating | Natural Gas | Unit Heater | E2 | Utility - Cost of Operation | 0.0099958 | 0.0099958 | 0.0099958 | 0.0099958 | 0.0099958 | 0.0099958 | 0.0099958 | 0.0099958 | 0.0099958 | 0.0099958 | 0.0099958 | 0.0099958 | 0.0099958 | 0.0099958 | 0.0099958 | 0.0099958 | 0.0099958 | 0.0099958 | 0.0099958 | 0.0099958 | 0.0099958 | 0.0099958 | 0.0099958 | 0.0099958 | 0.0099958 | 0.0099958 | 0.0099958 | 0.0099958 | 0.0099958 | 0.0099958 | 0.0099958 | 0.0099958 | 0.0099958 | 0 | 0 | 0 | 0 | 0 | 0 | 0 | 0 | 0
F5_Commercial_Retail_Existing_Space Heating_Natural Gas_Unit Heater_E3 | F5 | Commercial | Retail | Existing | Space Heating | Natural Gas | Unit Heater | E3 | Utility - Cost of Operation | 0.0074214 | 0.0074214 | 0.0074214 | 0.0074214 | 0.0074214 | 0.0074214 | 0.0074214 | 0.0074214 | 0.0074214 | 0.0074214 | 0.0074214 | 0.0074214 | 0.0074214 | 0.0074214 | 0.0074214 | 0.0074214 | 0.0074214 | 0.0074214 | 0.0074214 | 0.0074214 | 0.0074214 | 0.0074214 | 0.0074214 | 0.0074214 | 0.0074214 | 0.0074214 | 0.0074214 | 0.0074214 | 0.0074214 | 0.0074214 | 0.0074214 | 0.0074214 | 0.0074214 | 0 | 0 | 0 | 0 | 0 | 0 | 0 | 0 | 0
F5_Commercial_Retail_Existing_Space Heating_Natural Gas_Unit Heater_E4 | F5 | Commercial | Retail | Existing | Space Heating | Natural Gas | Unit Heater | E4 | Utility - Cost of Operation | 0 | 0 | 0 | 0 | 0 | 0 | 0 | 0 | 0 | 0 | 0 | 0 | 0 | 0 | 0 | 0 | 0 | 0 | 0 | 0 | 0 | 0 | 0 | 0 | 0 | 0 | 0 | 0 | 0 | 0 | 0 | 0 | 0 | 0 | 0 | 0 | 0 | 0 | 0 | 0 | 0 | 0
F5_Commercial_Retail_Existing_Space Heating_Natural Gas_Unit Heater_E5 | F5 | Commercial | Retail | Existing | Space Heating | Natural Gas | Unit Heater | E5 | Utility - Cost of Operation | 0 | 0 | 0 | 0 | 0 | 0 | 0 | 0 | 0 | 0 | 0 | 0 | 0 | 0 | 0 | 0 | 0 | 0 | 0 | 0 | 0 | 0 | 0 | 0 | 0 | 0 | 0 | 0 | 0 | 0 | 0 | 0 | 0 | 0 | 0 | 0 | 0 | 0 | 0 | 0 | 0 | 0
F5_Commercial_Retail_Existing_Space Heating_Natural Gas_Unit Heater_E6 | F5 | Commercial | Retail | Existing | Space Heating | Natural Gas | Unit Heater | E6 | Utility - Cost of Operation | 0 | 0 | 0 | 0 | 0 | 0 | 0 | 0 | 0 | 0 | 0 | 0 | 0 | 0 | 0 | 0 | 0 | 0 | 0 | 0 | 0 | 0 | 0 | 0 | 0 | 0 | 0 | 0 | 0 | 0 | 0 | 0 | 0 | 0 | 0 | 0 | 0 | 0 | 0 | 0 | 0 | 0
F5_Commercial_Retail_Existing_Space Heating_Natural Gas_Unit Heater_E7 | F5 | Commercial | Retail | Existing | Space Heating | Natural Gas | Unit Heater | E7 | Utility - Cost of Operation | 0 | 0 | 0 | 0 | 0 | 0 | 0 | 0 | 0 | 0 | 0 | 0 | 0 | 0 | 0 | 0 | 0 | 0 | 0 | 0 | 0 | 0 | 0 | 0 | 0 | 0 | 0 | 0 | 0 | 0 | 0 | 0 | 0 | 0 | 0 | 0 | 0 | 0 | 0 | 0 | 0 | 0
F5_Commercial_Retail_Existing_Space Heating_Natural Gas_Unit Heater_E8 | F5 | Commercial | Retail | Existing | Space Heating | Natural Gas | Unit Heater | E8 | Utility - Cost of Operation | 0 | 0 | 0 | 0 | 0 | 0 | 0 | 0 | 0 | 0 | 0 | 0 | 0 | 0 | 0 | 0 | 0 | 0 | 0 | 0 | 0 | 0 | 0 | 0 | 0 | 0 | 0 | 0 | 0 | 0 | 0 | 0 | 0 | 0 | 0 | 0 | 0 | 0 | 0 | 0 | 0 | 0
F5_Commercial_Retail_Existing_Space Heating_Natural Gas_Unit Heater_E9 | F5 | Commercial | Retail | Existing | Space Heating | Natural Gas | Unit Heater | E9 | Utility - Cost of Operation | 0 | 0 | 0 | 0 | 0 | 0 | 0 | 0 | 0 | 0 | 0 | 0 | 0 | 0 | 0 | 0 | 0 | 0 | 0 | 0 | 0 | 0 | 0 | 0 | 0 | 0 | 0 | 0 | 0 | 0 | 0 | 0 | 0 | 0 | 0 | 0 | 0 | 0 | 0 | 0 | 0 | 0
F5_Commercial_Retail_Existing_Space Heating_Natural Gas_Unit Heater_E10 | F5 | Commercial | Retail | Existing | Space Heating | Natural Gas | Unit Heater | E10 | Utility - Cost of Operation | 0 | 0 | 0 | 0 | 0 | 0 | 0 | 0 | 0 | 0 | 0 | 0 | 0 | 0 | 0 | 0 | 0 | 0 | 0 | 0 | 0 | 0 | 0 | 0 | 0 | 0 | 0 | 0 | 0 | 0 | 0 | 0 | 0 | 0 | 0 | 0 | 0 | 0 | 0 | 0 | 0 | 0
F6_Commercial_Retail_Existing_Space Heating_Natural Gas_Unit Heater_E1 | F6 | Commercial | Retail | Existing | Space Heating | Natural Gas | Unit Heater | E1 | Utility - Value of Sales | 0.073791 | 0.073424 | 0.073024 | 0.072623 | 0.072223 | 0.071823 | 0.071422 | 0.071022 | 0.070621 | 0.070221 | 0.069821 | 0.06942 | 0.06902 | 0.06862 | 0.06822 | 0.067819 | 0.067419 | 0.067019 | 0.066619 | 0.066225 | 0.065845 | 0.065485 | 0.065152 | 0.064851 | 0.064585 | 0.064351 | 0.064151 | 0.063984 | 0.063851 | 0.063751 | 0.063684 | 0.063651 | 0.063651 | 0 | 0 | 0 | 0 | 0 | 0 | 0 | 0 | 0
F6_Commercial_Retail_Existing_Space Heating_Natural Gas_Unit Heater_E2 | F6 | Commercial | Retail | Existing | Space Heating | Natural Gas | Unit Heater | E2 | Utility - Value of Sales | 0.070279 | 0.06993 | 0.069548 | 0.069167 | 0.068785 | 0.068404 | 0.068023 | 0.067641 | 0.06726 | 0.066879 | 0.066497 | 0.066116 | 0.065735 | 0.065354 | 0.064972 | 0.064591 | 0.06421 | 0.063829 | 0.063448 | 0.063073 | 0.062711 | 0.062368 | 0.062051 | 0.061765 | 0.061511 | 0.061288 | 0.061098 | 0.060939 | 0.060812 | 0.060717 | 0.060653 | 0.060621 | 0.060621 | 0 | 0 | 0 | 0 | 0 | 0 | 0 | 0 | 0
F6_Commercial_Retail_Existing_Space Heating_Natural Gas_Unit Heater_E3 | F6 | Commercial | Retail | Existing | Space Heating | Natural Gas | Unit Heater | E3 | Utility - Value of Sales | 0.062171 | 0.061853 | 0.061512 | 0.061172 | 0.060832 | 0.060491 | 0.060151 | 0.059811 | 0.059471 | 0.05913 | 0.05879 | 0.05845 | 0.05811 | 0.057769 | 0.057432 | 0.057099 | 0.056774 | 0.056459 | 0.056157 | 0.055869 | 0.0556 | 0.055351 | 0.055124 | 0.05492 | 0.054738 | 0.05458 | 0.054443 | 0.05433 | 0.054239 | 0.054171 | 0.054126 | 0.054103 | 0.054103 | 0 | 0 | 0 | 0 | 0 | 0 | 0 | 0 | 0
F6_Commercial_Retail_Existing_Space Heating_Natural Gas_Unit Heater_E4 | F6 | Commercial | Retail | Existing | Space Heating | Natural Gas | Unit Heater | E4 | Utility - Value of Sales | 0 | 0 | 0 | 0 | 0 | 0 | 0 | 0 | 0 | 0 | 0 | 0 | 0 | 0 | 0 | 0 | 0 | 0 | 0 | 0 | 0 | 0 | 0 | 0 | 0 | 0 | 0 | 0 | 0 | 0 | 0 | 0 | 0 | 0 | 0 | 0 | 0 | 0 | 0 | 0 | 0 | 0
F6_Commercial_Retail_Existing_Space Heating_Natural Gas_Unit Heater_E5 | F6 | Commercial | Retail | Existing | Space Heating | Natural Gas | Unit Heater | E5 | Utility - Value of Sales | 0 | 0 | 0 | 0 | 0 | 0 | 0 | 0 | 0 | 0 | 0 | 0 | 0 | 0 | 0 | 0 | 0 | 0 | 0 | 0 | 0 | 0 | 0 | 0 | 0 | 0 | 0 | 0 | 0 | 0 | 0 | 0 | 0 | 0 | 0 | 0 | 0 | 0 | 0 | 0 | 0 | 0
F6_Commercial_Retail_Existing_Space Heating_Natural Gas_Unit Heater_E6 | F6 | Commercial | Retail | Existing | Space Heating | Natural Gas | Unit Heater | E6 | Utility - Value of Sales | 0 | 0 | 0 | 0 | 0 | 0 | 0 | 0 | 0 | 0 | 0 | 0 | 0 | 0 | 0 | 0 | 0 | 0 | 0 | 0 | 0 | 0 | 0 | 0 | 0 | 0 | 0 | 0 | 0 | 0 | 0 | 0 | 0 | 0 | 0 | 0 | 0 | 0 | 0 | 0 | 0 | 0
F6_Commercial_Retail_Existing_Space Heating_Natural Gas_Unit Heater_E7 | F6 | Commercial | Retail | Existing | Space Heating | Natural Gas | Unit Heater | E7 | Utility - Value of Sales | 0 | 0 | 0 | 0 | 0 | 0 | 0 | 0 | 0 | 0 | 0 | 0 | 0 | 0 | 0 | 0 | 0 | 0 | 0 | 0 | 0 | 0 | 0 | 0 | 0 | 0 | 0 | 0 | 0 | 0 | 0 | 0 | 0 | 0 | 0 | 0 | 0 | 0 | 0 | 0 | 0 | 0
F6_Commercial_Retail_Existing_Space Heating_Natural Gas_Unit Heater_E8 | F6 | Commercial | Retail | Existing | Space Heating | Natural Gas | Unit Heater | E8 | Utility - Value of Sales | 0 | 0 | 0 | 0 | 0 | 0 | 0 | 0 | 0 | 0 | 0 | 0 | 0 | 0 | 0 | 0 | 0 | 0 | 0 | 0 | 0 | 0 | 0 | 0 | 0 | 0 | 0 | 0 | 0 | 0 | 0 | 0 | 0 | 0 | 0 | 0 | 0 | 0 | 0 | 0 | 0 | 0
F6_Commercial_Retail_Existing_Space Heating_Natural Gas_Unit Heater_E9 | F6 | Commercial | Retail | Existing | Space Heating | Natural Gas | Unit Heater | E9 | Utility - Value of Sales | 0 | 0 | 0 | 0 | 0 | 0 | 0 | 0 | 0 | 0 | 0 | 0 | 0 | 0 | 0 | 0 | 0 | 0 | 0 | 0 | 0 | 0 | 0 | 0 | 0 | 0 | 0 | 0 | 0 | 0 | 0 | 0 | 0 | 0 | 0 | 0 | 0 | 0 | 0 | 0 | 0 | 0
F6_Commercial_Retail_Existing_Space Heating_Natural Gas_Unit Heater_E10 | F6 | Commercial | Retail | Existing | Space Heating | Natural Gas | Unit Heater | E10 | Utility - Value of Sales | 0 | 0 | 0 | 0 | 0 | 0 | 0 | 0 | 0 | 0 | 0 | 0 | 0 | 0 | 0 | 0 | 0 | 0 | 0 | 0 | 0 | 0 | 0 | 0 | 0 | 0 | 0 | 0 | 0 | 0 | 0 | 0 | 0 | 0 | 0 | 0 | 0 | 0 | 0 | 0 | 0 | 0
F1_Commercial_Retail_Existing_Water Heating_Natural Gas_Water Heater_E1 | F1 | Commercial | Retail | Existing | Water Heating | Natural Gas | Water Heater | E1 | RVT - Cost of Equipment | 0.19373 | 0.1955 | 0.19761 | 0.20005 | 0.2029 | 0.20628 | 0.20901 | 0.21158 | 0.21411 | 0.21666 | 0.21899 | 0.22104 | 0.22309 | 0.22526 | 0.22777 | 0.23026 | 0.233 | 0.23602 | 0.23922 | 0.24253 | 0.2459 | 0.24907 | 0.25198 | 0.25462 | 0.25696 | 0.25895 | 0.26035 | 0.26138 | 0.26227 | 0.26302 | 0.26377 | 0.26411 | 0.26411 | 0 | 0 | 0 | 0 | 0 | 0 | 0 | 0 | 0
F1_Commercial_Retail_Existing_Water Heating_Natural Gas_Water Heater_E2 | F1 | Commercial | Retail | Existing | Water Heating | Natural Gas | Water Heater | E2 | RVT - Cost of Equipment | 0.19134 | 0.19309 | 0.19517 | 0.19758 | 0.2004 | 0.20373 | 0.20643 | 0.20897 | 0.21147 | 0.21399 | 0.21629 | 0.21831 | 0.22034 | 0.22248 | 0.22496 | 0.22741 | 0.23012 | 0.23311 | 0.23627 | 0.23953 | 0.24287 | 0.246 | 0.24887 | 0.25148 | 0.25379 | 0.25575 | 0.25713 | 0.25815 | 0.25903 | 0.25977 | 0.26051 | 0.26085 | 0.26085 | 0 | 0 | 0 | 0 | 0 | 0 | 0 | 0 | 0
F1_Commercial_Retail_Existing_Water Heating_Natural Gas_Water Heater_E3 | F1 | Commercial | Retail | Existing | Water Heating | Natural Gas | Water Heater | E3 | RVT - Cost of Equipment | 0.17612 | 0.17773 | 0.17964 | 0.18187 | 0.18446 | 0.18753 | 0.19001 | 0.19234 | 0.19465 | 0.19697 | 0.19908 | 0.20094 | 0.20281 | 0.20479 | 0.20706 | 0.20932 | 0.21181 | 0.21456 | 0.21748 | 0.22048 | 0.22355 | 0.22643 | 0.22907 | 0.23148 | 0.2336 | 0.23541 | 0.23668 | 0.23762 | 0.23842 | 0.23911 | 0.23979 | 0.2401 | 0.2401 | 0 | 0 | 0 | 0 | 0 | 0 | 0 | 0 | 0
F1_Commercial_Retail_Existing_Water Heating_Natural Gas_Water Heater_E4 | F1 | Commercial | Retail | Existing | Water Heating | Natural Gas | Water Heater | E4 | RVT - Cost of Equipment | 0.16488 | 0.16638 | 0.16818 | 0.17026 | 0.17268 | 0.17556 | 0.17788 | 0.18007 | 0.18223 | 0.18439 | 0.18638 | 0.18812 | 0.18987 | 0.19171 | 0.19385 | 0.19596 | 0.19829 | 0.20087 | 0.20359 | 0.20641 | 0.20928 | 0.21198 | 0.21445 | 0.2167 | 0.21869 | 0.22038 | 0.22157 | 0.22245 | 0.2232 | 0.22385 | 0.22448 | 0.22477 | 0.22477 | 0 | 0 | 0 | 0 | 0 | 0 | 0 | 0 | 0
F1_Commercial_Retail_Existing_Water Heating_Natural Gas_Water Heater_E5 | F1 | Commercial | Retail | Existing | Water Heating | Natural Gas | Water Heater | E5 | RVT - Cost of Equipment | 0.16144 | 0.16292 | 0.16467 | 0.16671 | 0.16909 | 0.1719 | 0.17417 | 0.17631 | 0.17843 | 0.18055 | 0.18249 | 0.1842 | 0.18591 | 0.18772 | 0.18981 | 0.19188 | 0.19416 | 0.19668 | 0.19935 | 0.20211 | 0.20492 | 0.20756 | 0.20998 | 0.21219 | 0.21413 | 0.21579 | 0.21696 | 0.21782 | 0.21855 | 0.21918 | 0.21981 | 0.22009 | 0.22009 | 0 | 0 | 0 | 0 | 0 | 0 | 0 | 0 | 0
F1_Commercial_Retail_Existing_Water Heating_Natural Gas_Water Heater_E6 | F1 | Commercial | Retail | Existing | Water Heating | Natural Gas | Water Heater | E6 | RVT - Cost of Equipment | 0.15815 | 0.15959 | 0.16131 | 0.16331 | 0.16564 | 0.16839 | 0.17062 | 0.17272 | 0.17479 | 0.17687 | 0.17877 | 0.18044 | 0.18212 | 0.18389 | 0.18593 | 0.18796 | 0.1902 | 0.19267 | 0.19528 | 0.19798 | 0.20074 | 0.20332 | 0.2057 | 0.20786 | 0.20976 | 0.21139 | 0.21253 | 0.21337 | 0.21409 | 0.21471 | 0.21532 | 0.2156 | 0.2156 | 0 | 0 | 0 | 0 | 0 | 0 | 0 | 0 | 0
F1_Commercial_Retail_Existing_Water Heating_Natural Gas_Water Heater_E7 | F1 | Commercial | Retail | Existing | Water Heating | Natural Gas | Water Heater | E7 | RVT - Cost of Equipment | 0.14851 | 0.14996 | 0.15157 | 0.15333 | 0.15531 | 0.15762 | 0.15956 | 0.16142 | 0.16334 | 0.16533 | 0.16723 | 0.16901 | 0.17081 | 0.17265 | 0.17465 | 0.17658 | 0.17862 | 0.18078 | 0.183 | 0.18524 | 0.18749 | 0.18959 | 0.19148 | 0.19314 | 0.19459 | 0.19582 | 0.19669 | 0.19732 | 0.19787 | 0.19834 | 0.1988 | 0.19901 | 0.19901 | 0 | 0 | 0 | 0 | 0 | 0 | 0 | 0 | 0
F1_Commercial_Retail_Existing_Water Heating_Natural Gas_Water Heater_E8 | F1 | Commercial | Retail | Existing | Water Heating | Natural Gas | Water Heater | E8 | RVT - Cost of Equipment | 0 | 0 | 0 | 0 | 0 | 0 | 0 | 0 | 0 | 0 | 0 | 0 | 0 | 0 | 0 | 0 | 0 | 0 | 0 | 0 | 0 | 0 | 0 | 0 | 0 | 0 | 0 | 0 | 0 | 0 | 0 | 0 | 0 | 0 | 0 | 0 | 0 | 0 | 0 | 0 | 0 | 0
F1_Commercial_Retail_Existing_Water Heating_Natural Gas_Water Heater_E9 | F1 | Commercial | Retail | Existing | Water Heating | Natural Gas | Water Heater | E9 | RVT - Cost of Equipment | 0 | 0 | 0 | 0 | 0 | 0 | 0 | 0 | 0 | 0 | 0 | 0 | 0 | 0 | 0 | 0 | 0 | 0 | 0 | 0 | 0 | 0 | 0 | 0 | 0 | 0 | 0 | 0 | 0 | 0 | 0 | 0 | 0 | 0 | 0 | 0 | 0 | 0 | 0 | 0 | 0 | 0
F1_Commercial_Retail_Existing_Water Heating_Natural Gas_Water Heater_E10 | F1 | Commercial | Retail | Existing | Water Heating | Natural Gas | Water Heater | E10 | RVT - Cost of Equipment | 0 | 0 | 0 | 0 | 0 | 0 | 0 | 0 | 0 | 0 | 0 | 0 | 0 | 0 | 0 | 0 | 0 | 0 | 0 | 0 | 0 | 0 | 0 | 0 | 0 | 0 | 0 | 0 | 0 | 0 | 0 | 0 | 0 | 0 | 0 | 0 | 0 | 0 | 0 | 0 | 0 | 0
F2_Commercial_Retail_Existing_Water Heating_Natural Gas_Water Heater_E1 | F2 | Commercial | Retail | Existing | Water Heating | Natural Gas | Water Heater | E1 | RVT - Cost of Operation | 0.2321 | 0.23422 | 0.23675 | 0.23968 | 0.24309 | 0.24714 | 0.25041 | 0.25348 | 0.25652 | 0.25958 | 0.26237 | 0.26482 | 0.26728 | 0.26988 | 0.27288 | 0.27586 | 0.27914 | 0.28277 | 0.2866 | 0.29056 | 0.29461 | 0.2984 | 0.30188 | 0.30506 | 0.30786 | 0.31024 | 0.31192 | 0.31315 | 0.31421 | 0.31512 | 0.31601 | 0.31642 | 0.31642 | 0 | 0 | 0 | 0 | 0 | 0 | 0 | 0 | 0
F2_Commercial_Retail_Existing_Water Heating_Natural Gas_Water Heater_E2 | F2 | Commercial | Retail | Existing | Water Heating | Natural Gas | Water Heater | E2 | RVT - Cost of Operation | 0.22924 | 0.23133 | 0.23382 | 0.23672 | 0.24009 | 0.24409 | 0.24732 | 0.25035 | 0.25336 | 0.25637 | 0.25913 | 0.26155 | 0.26398 | 0.26655 | 0.26951 | 0.27246 | 0.2757 | 0.27928 | 0.28307 | 0.28698 | 0.29097 | 0.29472 | 0.29816 | 0.30129 | 0.30405 | 0.30641 | 0.30806 | 0.30928 | 0.31033 | 0.31122 | 0.31211 | 0.31251 | 0.31251 | 0 | 0 | 0 | 0 | 0 | 0 | 0 | 0 | 0
F2_Commercial_Retail_Existing_Water Heating_Natural Gas_Water Heater_E3 | F2 | Commercial | Retail | Existing | Water Heating | Natural Gas | Water Heater | E3 | RVT - Cost of Operation | 0.211 | 0.21293 | 0.21522 | 0.21789 | 0.22099 | 0.22467 | 0.22764 | 0.23044 | 0.2332 | 0.23598 | 0.23852 | 0.24074 | 0.24298 | 0.24535 | 0.24807 | 0.25078 | 0.25377 | 0.25706 | 0.26055 | 0.26415 | 0.26783 | 0.27128 | 0.27444 | 0.27732 | 0.27987 | 0.28204 | 0.28356 | 0.28468 | 0.28565 | 0.28647 | 0.28728 | 0.28765 | 0.28765 | 0 | 0 | 0 | 0 | 0 | 0 | 0 | 0 | 0
F2_Commercial_Retail_Existing_Water Heating_Natural Gas_Water Heater_E4 | F2 | Commercial | Retail | Existing | Water Heating | Natural Gas | Water Heater | E4 | RVT - Cost of Operation | 0.19753 | 0.19934 | 0.20149 | 0.20398 | 0.20689 | 0.21033 | 0.21311 | 0.21573 | 0.21832 | 0.22092 | 0.22329 | 0.22538 | 0.22747 | 0.22969 | 0.23224 | 0.23478 | 0.23757 | 0.24065 | 0.24392 | 0.24729 | 0.25073 | 0.25396 | 0.25692 | 0.25962 | 0.262 | 0.26403 | 0.26546 | 0.26651 | 0.26741 | 0.26818 | 0.26895 | 0.26929 | 0.26929 | 0 | 0 | 0 | 0 | 0 | 0 | 0 | 0 | 0
F2_Commercial_Retail_Existing_Water Heating_Natural Gas_Water Heater_E5 | F2 | Commercial | Retail | Existing | Water Heating | Natural Gas | Water Heater | E5 | RVT - Cost of Operation | 0.19342 | 0.19519 | 0.19729 | 0.19973 | 0.20258 | 0.20595 | 0.20867 | 0.21124 | 0.21377 | 0.21631 | 0.21864 | 0.22068 | 0.22273 | 0.2249 | 0.2274 | 0.22988 | 0.23262 | 0.23564 | 0.23884 | 0.24214 | 0.24551 | 0.24867 | 0.25157 | 0.25421 | 0.25655 | 0.25853 | 0.25993 | 0.26096 | 0.26184 | 0.2626 | 0.26334 | 0.26368 | 0.26368 | 0 | 0 | 0 | 0 | 0 | 0 | 0 | 0 | 0
F2_Commercial_Retail_Existing_Water Heating_Natural Gas_Water Heater_E6 | F2 | Commercial | Retail | Existing | Water Heating | Natural Gas | Water Heater | E6 | RVT - Cost of Operation | 0.18947 | 0.1912 | 0.19326 | 0.19565 | 0.19844 | 0.20174 | 0.20441 | 0.20693 | 0.20941 | 0.2119 | 0.21418 | 0.21618 | 0.21819 | 0.22031 | 0.22276 | 0.22519 | 0.22787 | 0.23083 | 0.23396 | 0.23719 | 0.2405 | 0.2436 | 0.24644 | 0.24902 | 0.25131 | 0.25326 | 0.25462 | 0.25563 | 0.2565 | 0.25724 | 0.25797 | 0.2583 | 0.2583 | 0 | 0 | 0 | 0 | 0 | 0 | 0 | 0 | 0
F2_Commercial_Retail_Existing_Water Heating_Natural Gas_Water Heater_E7 | F2 | Commercial | Retail | Existing | Water Heating | Natural Gas | Water Heater | E7 | RVT - Cost of Operation | 0.17792 | 0.17967 | 0.18159 | 0.18369 | 0.18607 | 0.18884 | 0.19116 | 0.1934 | 0.19569 | 0.19807 | 0.20036 | 0.20249 | 0.20464 | 0.20685 | 0.20924 | 0.21155 | 0.214 | 0.21658 | 0.21924 | 0.22193 | 0.22463 | 0.22714 | 0.2294 | 0.2314 | 0.23313 | 0.23461 | 0.23564 | 0.23641 | 0.23706 | 0.23762 | 0.23818 | 0.23843 | 0.23843 | 0 | 0 | 0 | 0 | 0 | 0 | 0 | 0 | 0
F2_Commercial_Retail_Existing_Water Heating_Natural Gas_Water Heater_E8 | F2 | Commercial | Retail | Existing | Water Heating | Natural Gas | Water Heater | E8 | RVT - Cost of Operation | 0 | 0 | 0 | 0 | 0 | 0 | 0 | 0 | 0 | 0 | 0 | 0 | 0 | 0 | 0 | 0 | 0 | 0 | 0 | 0 | 0 | 0 | 0 | 0 | 0 | 0 | 0 | 0 | 0 | 0 | 0 | 0 | 0 | 0 | 0 | 0 | 0 | 0 | 0 | 0 | 0 | 0
F2_Commercial_Retail_Existing_Water Heating_Natural Gas_Water Heater_E9 | F2 | Commercial | Retail | Existing | Water Heating | Natural Gas | Water Heater | E9 | RVT - Cost of Operation | 0 | 0 | 0 | 0 | 0 | 0 | 0 | 0 | 0 | 0 | 0 | 0 | 0 | 0 | 0 | 0 | 0 | 0 | 0 | 0 | 0 | 0 | 0 | 0 | 0 | 0 | 0 | 0 | 0 | 0 | 0 | 0 | 0 | 0 | 0 | 0 | 0 | 0 | 0 | 0 | 0 | 0
F2_Commercial_Retail_Existing_Water Heating_Natural Gas_Water Heater_E10 | F2 | Commercial | Retail | Existing | Water Heating | Natural Gas | Water Heater | E10 | RVT - Cost of Operation | 0 | 0 | 0 | 0 | 0 | 0 | 0 | 0 | 0 | 0 | 0 | 0 | 0 | 0 | 0 | 0 | 0 | 0 | 0 | 0 | 0 | 0 | 0 | 0 | 0 | 0 | 0 | 0 | 0 | 0 | 0 | 0 | 0 | 0 | 0 | 0 | 0 | 0 | 0 | 0 | 0 | 0
F3_Commercial_Retail_Existing_Water Heating_Natural Gas_Water Heater_E1 | F3 | Commercial | Retail | Existing | Water Heating | Natural Gas | Water Heater | E1 | System - kBTUs of Consumption | 0.022744 | 0.022744 | 0.022744 | 0.022744 | 0.022744 | 0.022744 | 0.022744 | 0.022744 | 0.022744 | 0.022744 | 0.022744 | 0.022744 | 0.022744 | 0.022744 | 0.022744 | 0.022744 | 0.022744 | 0.022744 | 0.022744 | 0.022744 | 0.022744 | 0.022744 | 0.022744 | 0.022744 | 0.022744 | 0.022744 | 0.022744 | 0.022744 | 0.022744 | 0.022744 | 0.022744 | 0.022744 | 0.022744 | 0 | 0 | 0 | 0 | 0 | 0 | 0 | 0 | 0
F3_Commercial_Retail_Existing_Water Heating_Natural Gas_Water Heater_E2 | F3 | Commercial | Retail | Existing | Water Heating | Natural Gas | Water Heater | E2 | System - kBTUs of Consumption | 0.022738 | 0.022738 | 0.022738 | 0.022738 | 0.022738 | 0.022738 | 0.022738 | 0.022738 | 0.022738 | 0.022738 | 0.022738 | 0.022738 | 0.022738 | 0.022738 | 0.022738 | 0.022738 | 0.022738 | 0.022738 | 0.022738 | 0.022738 | 0.022738 | 0.022738 | 0.022738 | 0.022738 | 0.022738 | 0.022738 | 0.022738 | 0.022738 | 0.022738 | 0.022738 | 0.022738 | 0.022738 | 0.022738 | 0 | 0 | 0 | 0 | 0 | 0 | 0 | 0 | 0
F3_Commercial_Retail_Existing_Water Heating_Natural Gas_Water Heater_E3 | F3 | Commercial | Retail | Existing | Water Heating | Natural Gas | Water Heater | E3 | System - kBTUs of Consumption | 0.023116 | 0.023116 | 0.023116 | 0.023116 | 0.023116 | 0.023116 | 0.023116 | 0.023116 | 0.023116 | 0.023116 | 0.023116 | 0.023116 | 0.023116 | 0.023116 | 0.023116 | 0.023116 | 0.023116 | 0.023116 | 0.023116 | 0.023116 | 0.023116 | 0.023116 | 0.023116 | 0.023116 | 0.023116 | 0.023116 | 0.023116 | 0.023116 | 0.023116 | 0.023116 | 0.023116 | 0.023116 | 0.023116 | 0 | 0 | 0 | 0 | 0 | 0 | 0 | 0 | 0
F3_Commercial_Retail_Existing_Water Heating_Natural Gas_Water Heater_E4 | F3 | Commercial | Retail | Existing | Water Heating | Natural Gas | Water Heater | E4 | System - kBTUs of Consumption | 0.023493 | 0.023493 | 0.023493 | 0.023493 | 0.023493 | 0.023493 | 0.023493 | 0.023493 | 0.023493 | 0.023493 | 0.023493 | 0.023493 | 0.023493 | 0.023493 | 0.023493 | 0.023493 | 0.023493 | 0.023493 | 0.023493 | 0.023493 | 0.023493 | 0.023493 | 0.023493 | 0.023493 | 0.023493 | 0.023493 | 0.023493 | 0.023493 | 0.023493 | 0.023493 | 0.023493 | 0.023493 | 0.023493 | 0 | 0 | 0 | 0 | 0 | 0 | 0 | 0 | 0
F3_Commercial_Retail_Existing_Water Heating_Natural Gas_Water Heater_E5 | F3 | Commercial | Retail | Existing | Water Heating | Natural Gas | Water Heater | E5 | System - kBTUs of Consumption | 0.023993 | 0.023993 | 0.023993 | 0.023993 | 0.023993 | 0.023993 | 0.023993 | 0.023993 | 0.023993 | 0.023993 | 0.023993 | 0.023993 | 0.023993 | 0.023993 | 0.023993 | 0.023993 | 0.023993 | 0.023993 | 0.023993 | 0.023993 | 0.023993 | 0.023993 | 0.023993 | 0.023993 | 0.023993 | 0.023993 | 0.023993 | 0.023993 | 0.023993 | 0.023993 | 0.023993 | 0.023993 | 0.023993 | 0 | 0 | 0 | 0 | 0 | 0 | 0 | 0 | 0
F3_Commercial_Retail_Existing_Water Heating_Natural Gas_Water Heater_E6 | F3 | Commercial | Retail | Existing | Water Heating | Natural Gas | Water Heater | E6 | System - kBTUs of Consumption | 0.020269 | 0.020269 | 0.020269 | 0.020269 | 0.020269 | 0.020269 | 0.020269 | 0.020269 | 0.020269 | 0.020269 | 0.020269 | 0.020269 | 0.020269 | 0.020269 | 0.020269 | 0.020269 | 0.020269 | 0.020269 | 0.020269 | 0.020269 | 0.020269 | 0.020269 | 0.020269 | 0.020269 | 0.020269 | 0.020269 | 0.020269 | 0.020269 | 0.020269 | 0.020269 | 0.020269 | 0.020269 | 0.020269 | 0 | 0 | 0 | 0 | 0 | 0 | 0 | 0 | 0
F3_Commercial_Retail_Existing_Water Heating_Natural Gas_Water Heater_E7 | F3 | Commercial | Retail | Existing | Water Heating | Natural Gas | Water Heater | E7 | System - kBTUs of Consumption | 0.025593 | 0.025593 | 0.025593 | 0.025593 | 0.025593 | 0.025593 | 0.025593 | 0.025593 | 0.025593 | 0.025593 | 0.025593 | 0.025593 | 0.025593 | 0.025593 | 0.025593 | 0.025593 | 0.025593 | 0.025593 | 0.025593 | 0.025593 | 0.025593 | 0.025593 | 0.025593 | 0.025593 | 0.025593 | 0.025593 | 0.025593 | 0.025593 | 0.025593 | 0.025593 | 0.025593 | 0.025593 | 0.025593 | 0 | 0 | 0 | 0 | 0 | 0 | 0 | 0 | 0
F3_Commercial_Retail_Existing_Water Heating_Natural Gas_Water Heater_E8 | F3 | Commercial | Retail | Existing | Water Heating | Natural Gas | Water Heater | E8 | System - kBTUs of Consumption | 0 | 0 | 0 | 0 | 0 | 0 | 0 | 0 | 0 | 0 | 0 | 0 | 0 | 0 | 0 | 0 | 0 | 0 | 0 | 0 | 0 | 0 | 0 | 0 | 0 | 0 | 0 | 0 | 0 | 0 | 0 | 0 | 0 | 0 | 0 | 0 | 0 | 0 | 0 | 0 | 0 | 0
F3_Commercial_Retail_Existing_Water Heating_Natural Gas_Water Heater_E9 | F3 | Commercial | Retail | Existing | Water Heating | Natural Gas | Water Heater | E9 | System - kBTUs of Consumption | 0 | 0 | 0 | 0 | 0 | 0 | 0 | 0 | 0 | 0 | 0 | 0 | 0 | 0 | 0 | 0 | 0 | 0 | 0 | 0 | 0 | 0 | 0 | 0 | 0 | 0 | 0 | 0 | 0 | 0 | 0 | 0 | 0 | 0 | 0 | 0 | 0 | 0 | 0 | 0 | 0 | 0
F3_Commercial_Retail_Existing_Water Heating_Natural Gas_Water Heater_E10 | F3 | Commercial | Retail | Existing | Water Heating | Natural Gas | Water Heater | E10 | System - kBTUs of Consumption | 0 | 0 | 0 | 0 | 0 | 0 | 0 | 0 | 0 | 0 | 0 | 0 | 0 | 0 | 0 | 0 | 0 | 0 | 0 | 0 | 0 | 0 | 0 | 0 | 0 | 0 | 0 | 0 | 0 | 0 | 0 | 0 | 0 | 0 | 0 | 0 | 0 | 0 | 0 | 0 | 0 | 0
F4_Commercial_Retail_Existing_Water Heating_Natural Gas_Water Heater_E1 | F4 | Commercial | Retail | Existing | Water Heating | Natural Gas | Water Heater | E1 | Utility - Cost of Equipment | 0.2321 | 0.23422 | 0.23675 | 0.23968 | 0.24309 | 0.24714 | 0.25041 | 0.25348 | 0.25652 | 0.25958 | 0.26237 | 0.26482 | 0.26728 | 0.26988 | 0.27288 | 0.27586 | 0.27914 | 0.28277 | 0.2866 | 0.29056 | 0.29461 | 0.2984 | 0.30188 | 0.30506 | 0.30786 | 0.31024 | 0.31192 | 0.31315 | 0.31421 | 0.31512 | 0.31601 | 0.31642 | 0.31642 | 0 | 0 | 0 | 0 | 0 | 0 | 0 | 0 | 0
F4_Commercial_Retail_Existing_Water Heating_Natural Gas_Water Heater_E2 | F4 | Commercial | Retail | Existing | Water Heating | Natural Gas | Water Heater | E2 | Utility - Cost of Equipment | 0.22924 | 0.23133 | 0.23382 | 0.23672 | 0.24009 | 0.24409 | 0.24732 | 0.25035 | 0.25336 | 0.25637 | 0.25913 | 0.26155 | 0.26398 | 0.26655 | 0.26951 | 0.27246 | 0.2757 | 0.27928 | 0.28307 | 0.28698 | 0.29097 | 0.29472 | 0.29816 | 0.30129 | 0.30405 | 0.30641 | 0.30806 | 0.30928 | 0.31033 | 0.31122 | 0.31211 | 0.31251 | 0.31251 | 0 | 0 | 0 | 0 | 0 | 0 | 0 | 0 | 0
F4_Commercial_Retail_Existing_Water Heating_Natural Gas_Water Heater_E3 | F4 | Commercial | Retail | Existing | Water Heating | Natural Gas | Water Heater | E3 | Utility - Cost of Equipment | 0.211 | 0.21293 | 0.21522 | 0.21789 | 0.22099 | 0.22467 | 0.22764 | 0.23044 | 0.2332 | 0.23598 | 0.23852 | 0.24074 | 0.24298 | 0.24535 | 0.24807 | 0.25078 | 0.25377 | 0.25706 | 0.26055 | 0.26415 | 0.26783 | 0.27128 | 0.27444 | 0.27732 | 0.27987 | 0.28204 | 0.28356 | 0.28468 | 0.28565 | 0.28647 | 0.28728 | 0.28765 | 0.28765 | 0 | 0 | 0 | 0 | 0 | 0 | 0 | 0 | 0
F4_Commercial_Retail_Existing_Water Heating_Natural Gas_Water Heater_E4 | F4 | Commercial | Retail | Existing | Water Heating | Natural Gas | Water Heater | E4 | Utility - Cost of Equipment | 0.19753 | 0.19934 | 0.20149 | 0.20398 | 0.20689 | 0.21033 | 0.21311 | 0.21573 | 0.21832 | 0.22092 | 0.22329 | 0.22538 | 0.22747 | 0.22969 | 0.23224 | 0.23478 | 0.23757 | 0.24065 | 0.24392 | 0.24729 | 0.25073 | 0.25396 | 0.25692 | 0.25962 | 0.262 | 0.26403 | 0.26546 | 0.26651 | 0.26741 | 0.26818 | 0.26895 | 0.26929 | 0.26929 | 0 | 0 | 0 | 0 | 0 | 0 | 0 | 0 | 0
F4_Commercial_Retail_Existing_Water Heating_Natural Gas_Water Heater_E5 | F4 | Commercial | Retail | Existing | Water Heating | Natural Gas | Water Heater | E5 | Utility - Cost of Equipment | 0.19342 | 0.19519 | 0.19729 | 0.19973 | 0.20258 | 0.20595 | 0.20867 | 0.21124 | 0.21377 | 0.21631 | 0.21864 | 0.22068 | 0.22273 | 0.2249 | 0.2274 | 0.22988 | 0.23262 | 0.23564 | 0.23884 | 0.24214 | 0.24551 | 0.24867 | 0.25157 | 0.25421 | 0.25655 | 0.25853 | 0.25993 | 0.26096 | 0.26184 | 0.2626 | 0.26334 | 0.26368 | 0.26368 | 0 | 0 | 0 | 0 | 0 | 0 | 0 | 0 | 0
F4_Commercial_Retail_Existing_Water Heating_Natural Gas_Water Heater_E6 | F4 | Commercial | Retail | Existing | Water Heating | Natural Gas | Water Heater | E6 | Utility - Cost of Equipment | 0.18947 | 0.1912 | 0.19326 | 0.19565 | 0.19844 | 0.20174 | 0.20441 | 0.20693 | 0.20941 | 0.2119 | 0.21418 | 0.21618 | 0.21819 | 0.22031 | 0.22276 | 0.22519 | 0.22787 | 0.23083 | 0.23396 | 0.23719 | 0.2405 | 0.2436 | 0.24644 | 0.24902 | 0.25131 | 0.25326 | 0.25462 | 0.25563 | 0.2565 | 0.25724 | 0.25797 | 0.2583 | 0.2583 | 0 | 0 | 0 | 0 | 0 | 0 | 0 | 0 | 0
F4_Commercial_Retail_Existing_Water Heating_Natural Gas_Water Heater_E7 | F4 | Commercial | Retail | Existing | Water Heating | Natural Gas | Water Heater | E7 | Utility - Cost of Equipment | 0.17792 | 0.17967 | 0.18159 | 0.18369 | 0.18607 | 0.18884 | 0.19116 | 0.1934 | 0.19569 | 0.19807 | 0.20036 | 0.20249 | 0.20464 | 0.20685 | 0.20924 | 0.21155 | 0.214 | 0.21658 | 0.21924 | 0.22193 | 0.22463 | 0.22714 | 0.2294 | 0.2314 | 0.23313 | 0.23461 | 0.23564 | 0.23641 | 0.23706 | 0.23762 | 0.23818 | 0.23843 | 0.23843 | 0 | 0 | 0 | 0 | 0 | 0 | 0 | 0 | 0
F4_Commercial_Retail_Existing_Water Heating_Natural Gas_Water Heater_E8 | F4 | Commercial | Retail | Existing | Water Heating | Natural Gas | Water Heater | E8 | Utility - Cost of Equipment | 0 | 0 | 0 | 0 | 0 | 0 | 0 | 0 | 0 | 0 | 0 | 0 | 0 | 0 | 0 | 0 | 0 | 0 | 0 | 0 | 0 | 0 | 0 | 0 | 0 | 0 | 0 | 0 | 0 | 0 | 0 | 0 | 0 | 0 | 0 | 0 | 0 | 0 | 0 | 0 | 0 | 0
F4_Commercial_Retail_Existing_Water Heating_Natural Gas_Water Heater_E9 | F4 | Commercial | Retail | Existing | Water Heating | Natural Gas | Water Heater | E9 | Utility - Cost of Equipment | 0 | 0 | 0 | 0 | 0 | 0 | 0 | 0 | 0 | 0 | 0 | 0 | 0 | 0 | 0 | 0 | 0 | 0 | 0 | 0 | 0 | 0 | 0 | 0 | 0 | 0 | 0 | 0 | 0 | 0 | 0 | 0 | 0 | 0 | 0 | 0 | 0 | 0 | 0 | 0 | 0 | 0
F4_Commercial_Retail_Existing_Water Heating_Natural Gas_Water Heater_E10 | F4 | Commercial | Retail | Existing | Water Heating | Natural Gas | Water Heater | E10 | Utility - Cost of Equipment | 0 | 0 | 0 | 0 | 0 | 0 | 0 | 0 | 0 | 0 | 0 | 0 | 0 | 0 | 0 | 0 | 0 | 0 | 0 | 0 | 0 | 0 | 0 | 0 | 0 | 0 | 0 | 0 | 0 | 0 | 0 | 0 | 0 | 0 | 0 | 0 | 0 | 0 | 0 | 0 | 0 | 0
F5_Commercial_Retail_Existing_Water Heating_Natural Gas_Water Heater_E1 | F5 | Commercial | Retail | Existing | Water Heating | Natural Gas | Water Heater | E1 | Utility - Cost of Operation | 0.022744 | 0.022744 | 0.022744 | 0.022744 | 0.022744 | 0.022744 | 0.022744 | 0.022744 | 0.022744 | 0.022744 | 0.022744 | 0.022744 | 0.022744 | 0.022744 | 0.022744 | 0.022744 | 0.022744 | 0.022744 | 0.022744 | 0.022744 | 0.022744 | 0.022744 | 0.022744 | 0.022744 | 0.022744 | 0.022744 | 0.022744 | 0.022744 | 0.022744 | 0.022744 | 0.022744 | 0.022744 | 0.022744 | 0 | 0 | 0 | 0 | 0 | 0 | 0 | 0 | 0
F5_Commercial_Retail_Existing_Water Heating_Natural Gas_Water Heater_E2 | F5 | Commercial | Retail | Existing | Water Heating | Natural Gas | Water Heater | E2 | Utility - Cost of Operation | 0.022738 | 0.022738 | 0.022738 | 0.022738 | 0.022738 | 0.022738 | 0.022738 | 0.022738 | 0.022738 | 0.022738 | 0.022738 | 0.022738 | 0.022738 | 0.022738 | 0.022738 | 0.022738 | 0.022738 | 0.022738 | 0.022738 | 0.022738 | 0.022738 | 0.022738 | 0.022738 | 0.022738 | 0.022738 | 0.022738 | 0.022738 | 0.022738 | 0.022738 | 0.022738 | 0.022738 | 0.022738 | 0.022738 | 0 | 0 | 0 | 0 | 0 | 0 | 0 | 0 | 0
F5_Commercial_Retail_Existing_Water Heating_Natural Gas_Water Heater_E3 | F5 | Commercial | Retail | Existing | Water Heating | Natural Gas | Water Heater | E3 | Utility - Cost of Operation | 0.023116 | 0.023116 | 0.023116 | 0.023116 | 0.023116 | 0.023116 | 0.023116 | 0.023116 | 0.023116 | 0.023116 | 0.023116 | 0.023116 | 0.023116 | 0.023116 | 0.023116 | 0.023116 | 0.023116 | 0.023116 | 0.023116 | 0.023116 | 0.023116 | 0.023116 | 0.023116 | 0.023116 | 0.023116 | 0.023116 | 0.023116 | 0.023116 | 0.023116 | 0.023116 | 0.023116 | 0.023116 | 0.023116 | 0 | 0 | 0 | 0 | 0 | 0 | 0 | 0 | 0
F5_Commercial_Retail_Existing_Water Heating_Natural Gas_Water Heater_E4 | F5 | Commercial | Retail | Existing | Water Heating | Natural Gas | Water Heater | E4 | Utility - Cost of Operation | 0.023493 | 0.023493 | 0.023493 | 0.023493 | 0.023493 | 0.023493 | 0.023493 | 0.023493 | 0.023493 | 0.023493 | 0.023493 | 0.023493 | 0.023493 | 0.023493 | 0.023493 | 0.023493 | 0.023493 | 0.023493 | 0.023493 | 0.023493 | 0.023493 | 0.023493 | 0.023493 | 0.023493 | 0.023493 | 0.023493 | 0.023493 | 0.023493 | 0.023493 | 0.023493 | 0.023493 | 0.023493 | 0.023493 | 0 | 0 | 0 | 0 | 0 | 0 | 0 | 0 | 0
F5_Commercial_Retail_Existing_Water Heating_Natural Gas_Water Heater_E5 | F5 | Commercial | Retail | Existing | Water Heating | Natural Gas | Water Heater | E5 | Utility - Cost of Operation | 0.023993 | 0.023993 | 0.023993 | 0.023993 | 0.023993 | 0.023993 | 0.023993 | 0.023993 | 0.023993 | 0.023993 | 0.023993 | 0.023993 | 0.023993 | 0.023993 | 0.023993 | 0.023993 | 0.023993 | 0.023993 | 0.023993 | 0.023993 | 0.023993 | 0.023993 | 0.023993 | 0.023993 | 0.023993 | 0.023993 | 0.023993 | 0.023993 | 0.023993 | 0.023993 | 0.023993 | 0.023993 | 0.023993 | 0 | 0 | 0 | 0 | 0 | 0 | 0 | 0 | 0
F5_Commercial_Retail_Existing_Water Heating_Natural Gas_Water Heater_E6 | F5 | Commercial | Retail | Existing | Water Heating | Natural Gas | Water Heater | E6 | Utility - Cost of Operation | 0.020269 | 0.020269 | 0.020269 | 0.020269 | 0.020269 | 0.020269 | 0.020269 | 0.020269 | 0.020269 | 0.020269 | 0.020269 | 0.020269 | 0.020269 | 0.020269 | 0.020269 | 0.020269 | 0.020269 | 0.020269 | 0.020269 | 0.020269 | 0.020269 | 0.020269 | 0.020269 | 0.020269 | 0.020269 | 0.020269 | 0.020269 | 0.020269 | 0.020269 | 0.020269 | 0.020269 | 0.020269 | 0.020269 | 0 | 0 | 0 | 0 | 0 | 0 | 0 | 0 | 0
F5_Commercial_Retail_Existing_Water Heating_Natural Gas_Water Heater_E7 | F5 | Commercial | Retail | Existing | Water Heating | Natural Gas | Water Heater | E7 | Utility - Cost of Operation | 0.025593 | 0.025593 | 0.025593 | 0.025593 | 0.025593 | 0.025593 | 0.025593 | 0.025593 | 0.025593 | 0.025593 | 0.025593 | 0.025593 | 0.025593 | 0.025593 | 0.025593 | 0.025593 | 0.025593 | 0.025593 | 0.025593 | 0.025593 | 0.025593 | 0.025593 | 0.025593 | 0.025593 | 0.025593 | 0.025593 | 0.025593 | 0.025593 | 0.025593 | 0.025593 | 0.025593 | 0.025593 | 0.025593 | 0 | 0 | 0 | 0 | 0 | 0 | 0 | 0 | 0
F5_Commercial_Retail_Existing_Water Heating_Natural Gas_Water Heater_E8 | F5 | Commercial | Retail | Existing | Water Heating | Natural Gas | Water Heater | E8 | Utility - Cost of Operation | 0 | 0 | 0 | 0 | 0 | 0 | 0 | 0 | 0 | 0 | 0 | 0 | 0 | 0 | 0 | 0 | 0 | 0 | 0 | 0 | 0 | 0 | 0 | 0 | 0 | 0 | 0 | 0 | 0 | 0 | 0 | 0 | 0 | 0 | 0 | 0 | 0 | 0 | 0 | 0 | 0 | 0
F5_Commercial_Retail_Existing_Water Heating_Natural Gas_Water Heater_E9 | F5 | Commercial | Retail | Existing | Water Heating | Natural Gas | Water Heater | E9 | Utility - Cost of Operation | 0 | 0 | 0 | 0 | 0 | 0 | 0 | 0 | 0 | 0 | 0 | 0 | 0 | 0 | 0 | 0 | 0 | 0 | 0 | 0 | 0 | 0 | 0 | 0 | 0 | 0 | 0 | 0 | 0 | 0 | 0 | 0 | 0 | 0 | 0 | 0 | 0 | 0 | 0 | 0 | 0 | 0
F5_Commercial_Retail_Existing_Water Heating_Natural Gas_Water Heater_E10 | F5 | Commercial | Retail | Existing | Water Heating | Natural Gas | Water Heater | E10 | Utility - Cost of Operation | 0 | 0 | 0 | 0 | 0 | 0 | 0 | 0 | 0 | 0 | 0 | 0 | 0 | 0 | 0 | 0 | 0 | 0 | 0 | 0 | 0 | 0 | 0 | 0 | 0 | 0 | 0 | 0 | 0 | 0 | 0 | 0 | 0 | 0 | 0 | 0 | 0 | 0 | 0 | 0 | 0 | 0
F6_Commercial_Retail_Existing_Water Heating_Natural Gas_Water Heater_E1 | F6 | Commercial | Retail | Existing | Water Heating | Natural Gas | Water Heater | E1 | Utility - Value of Sales | 0.18004 | 0.18004 | 0.18004 | 0.18004 | 0.18004 | 0.18004 | 0.18004 | 0.18004 | 0.18004 | 0.18004 | 0.18004 | 0.18004 | 0.18004 | 0.18004 | 0.18004 | 0.18004 | 0.18004 | 0.18004 | 0.18004 | 0.18004 | 0.18004 | 0.18004 | 0.18004 | 0.18004 | 0.18004 | 0.18004 | 0.18004 | 0.18004 | 0.18004 | 0.18004 | 0.18004 | 0.18004 | 0.18004 | 0 | 0 | 0 | 0 | 0 | 0 | 0 | 0 | 0
F6_Commercial_Retail_Existing_Water Heating_Natural Gas_Water Heater_E2 | F6 | Commercial | Retail | Existing | Water Heating | Natural Gas | Water Heater | E2 | Utility - Value of Sales | 0.17782 | 0.17782 | 0.17782 | 0.17782 | 0.17782 | 0.17782 | 0.17782 | 0.17782 | 0.17782 | 0.17782 | 0.17782 | 0.17782 | 0.17782 | 0.17782 | 0.17782 | 0.17782 | 0.17782 | 0.17782 | 0.17782 | 0.17782 | 0.17782 | 0.17782 | 0.17782 | 0.17782 | 0.17782 | 0.17782 | 0.17782 | 0.17782 | 0.17782 | 0.17782 | 0.17782 | 0.17782 | 0.17782 | 0 | 0 | 0 | 0 | 0 | 0 | 0 | 0 | 0
F6_Commercial_Retail_Existing_Water Heating_Natural Gas_Water Heater_E3 | F6 | Commercial | Retail | Existing | Water Heating | Natural Gas | Water Heater | E3 | Utility - Value of Sales | 0.16367 | 0.16367 | 0.16367 | 0.16367 | 0.16367 | 0.16367 | 0.16367 | 0.16367 | 0.16367 | 0.16367 | 0.16367 | 0.16367 | 0.16367 | 0.16367 | 0.16367 | 0.16367 | 0.16367 | 0.16367 | 0.16367 | 0.16367 | 0.16367 | 0.16367 | 0.16367 | 0.16367 | 0.16367 | 0.16367 | 0.16367 | 0.16367 | 0.16367 | 0.16367 | 0.16367 | 0.16367 | 0.16367 | 0 | 0 | 0 | 0 | 0 | 0 | 0 | 0 | 0
F6_Commercial_Retail_Existing_Water Heating_Natural Gas_Water Heater_E4 | F6 | Commercial | Retail | Existing | Water Heating | Natural Gas | Water Heater | E4 | Utility - Value of Sales | 0.15322 | 0.15322 | 0.15322 | 0.15322 | 0.15322 | 0.15322 | 0.15322 | 0.15322 | 0.15322 | 0.15322 | 0.15322 | 0.15322 | 0.15322 | 0.15322 | 0.15322 | 0.15322 | 0.15322 | 0.15322 | 0.15322 | 0.15322 | 0.15322 | 0.15322 | 0.15322 | 0.15322 | 0.15322 | 0.15322 | 0.15322 | 0.15322 | 0.15322 | 0.15322 | 0.15322 | 0.15322 | 0.15322 | 0 | 0 | 0 | 0 | 0 | 0 | 0 | 0 | 0
F6_Commercial_Retail_Existing_Water Heating_Natural Gas_Water Heater_E5 | F6 | Commercial | Retail | Existing | Water Heating | Natural Gas | Water Heater | E5 | Utility - Value of Sales | 0.15003 | 0.15003 | 0.15003 | 0.15003 | 0.15003 | 0.15003 | 0.15003 | 0.15003 | 0.15003 | 0.15003 | 0.15003 | 0.15003 | 0.15003 | 0.15003 | 0.15003 | 0.15003 | 0.15003 | 0.15003 | 0.15003 | 0.15003 | 0.15003 | 0.15003 | 0.15003 | 0.15003 | 0.15003 | 0.15003 | 0.15003 | 0.15003 | 0.15003 | 0.15003 | 0.15003 | 0.15003 | 0.15003 | 0 | 0 | 0 | 0 | 0 | 0 | 0 | 0 | 0
F6_Commercial_Retail_Existing_Water Heating_Natural Gas_Water Heater_E6 | F6 | Commercial | Retail | Existing | Water Heating | Natural Gas | Water Heater | E6 | Utility - Value of Sales | 0.14697 | 0.14697 | 0.14697 | 0.14697 | 0.14697 | 0.14697 | 0.14697 | 0.14697 | 0.14697 | 0.14697 | 0.14697 | 0.14697 | 0.14697 | 0.14697 | 0.14697 | 0.14697 | 0.14697 | 0.14697 | 0.14697 | 0.14697 | 0.14697 | 0.14697 | 0.14697 | 0.14697 | 0.14697 | 0.14697 | 0.14697 | 0.14697 | 0.14697 | 0.14697 | 0.14697 | 0.14697 | 0.14697 | 0 | 0 | 0 | 0 | 0 | 0 | 0 | 0 | 0
F6_Commercial_Retail_Existing_Water Heating_Natural Gas_Water Heater_E7 | F6 | Commercial | Retail | Existing | Water Heating | Natural Gas | Water Heater | E7 | Utility - Value of Sales | 0.13588 | 0.13588 | 0.13588 | 0.13588 | 0.13588 | 0.13588 | 0.13588 | 0.13588 | 0.13588 | 0.13588 | 0.13588 | 0.13588 | 0.13588 | 0.13588 | 0.13588 | 0.13588 | 0.13588 | 0.13588 | 0.13588 | 0.13588 | 0.13588 | 0.13588 | 0.13588 | 0.13588 | 0.13588 | 0.13588 | 0.13588 | 0.13588 | 0.13588 | 0.13588 | 0.13588 | 0.13588 | 0.13588 | 0 | 0 | 0 | 0 | 0 | 0 | 0 | 0 | 0
F6_Commercial_Retail_Existing_Water Heating_Natural Gas_Water Heater_E8 | F6 | Commercial | Retail | Existing | Water Heating | Natural Gas | Water Heater | E8 | Utility - Value of Sales | 0 | 0 | 0 | 0 | 0 | 0 | 0 | 0 | 0 | 0 | 0 | 0 | 0 | 0 | 0 | 0 | 0 | 0 | 0 | 0 | 0 | 0 | 0 | 0 | 0 | 0 | 0 | 0 | 0 | 0 | 0 | 0 | 0 | 0 | 0 | 0 | 0 | 0 | 0 | 0 | 0 | 0
F6_Commercial_Retail_Existing_Water Heating_Natural Gas_Water Heater_E9 | F6 | Commercial | Retail | Existing | Water Heating | Natural Gas | Water Heater | E9 | Utility - Value of Sales | 0 | 0 | 0 | 0 | 0 | 0 | 0 | 0 | 0 | 0 | 0 | 0 | 0 | 0 | 0 | 0 | 0 | 0 | 0 | 0 | 0 | 0 | 0 | 0 | 0 | 0 | 0 | 0 | 0 | 0 | 0 | 0 | 0 | 0 | 0 | 0 | 0 | 0 | 0 | 0 | 0 | 0
F6_Commercial_Retail_Existing_Water Heating_Natural Gas_Water Heater_E10 | F6 | Commercial | Retail | Existing | Water Heating | Natural Gas | Water Heater | E10 | Utility - Value of Sales | 0 | 0 | 0 | 0 | 0 | 0 | 0 | 0 | 0 | 0 | 0 | 0 | 0 | 0 | 0 | 0 | 0 | 0 | 0 | 0 | 0 | 0 | 0 | 0 | 0 | 0 | 0 | 0 | 0 | 0 | 0 | 0 | 0 | 0 | 0 | 0 | 0 | 0 | 0 | 0 | 0 | 0
F1_Commercial_Retail_Existing_Food Preparation_Natural Gas_Oven_E1 | F1 | Commercial | Retail | Existing | Food Preparation | Natural Gas | Oven | E1 | RVT - Cost of Equipment | 0.50921 | 0.51309 | 0.51743 | 0.5222 | 0.52763 | 0.53393 | 0.53903 | 0.54393 | 0.5489 | 0.55408 | 0.55902 | 0.56355 | 0.56819 | 0.57306 | 0.57844 | 0.58369 | 0.58927 | 0.59516 | 0.6013 | 0.60757 | 0.61387 | 0.61978 | 0.62511 | 0.62982 | 0.63389 | 0.6374 | 0.63983 | 0.64163 | 0.6432 | 0.64454 | 0.64586 | 0.64645 | 0.64645 | 0 | 0 | 0 | 0 | 0 | 0 | 0 | 0 | 0
F1_Commercial_Retail_Existing_Food Preparation_Natural Gas_Oven_E2 | F1 | Commercial | Retail | Existing | Food Preparation | Natural Gas | Oven | E2 | RVT - Cost of Equipment | 0.44243 | 0.4458 | 0.44957 | 0.45371 | 0.45844 | 0.4639 | 0.46834 | 0.47259 | 0.47691 | 0.48141 | 0.4857 | 0.48964 | 0.49367 | 0.49791 | 0.50258 | 0.50715 | 0.51199 | 0.51711 | 0.52244 | 0.52789 | 0.53336 | 0.5385 | 0.54313 | 0.54722 | 0.55076 | 0.55381 | 0.55592 | 0.55749 | 0.55885 | 0.56001 | 0.56116 | 0.56167 | 0.56167 | 0 | 0 | 0 | 0 | 0 | 0 | 0 | 0 | 0
F1_Commercial_Retail_Existing_Food Preparation_Natural Gas_Oven_E3 | F1 | Commercial | Retail | Existing | Food Preparation | Natural Gas | Oven | E3 | RVT - Cost of Equipment | 0 | 0 | 0 | 0 | 0 | 0 | 0 | 0 | 0 | 0 | 0 | 0 | 0 | 0 | 0 | 0 | 0 | 0 | 0 | 0 | 0 | 0 | 0 | 0 | 0 | 0 | 0 | 0 | 0 | 0 | 0 | 0 | 0 | 0 | 0 | 0 | 0 | 0 | 0 | 0 | 0 | 0
F1_Commercial_Retail_Existing_Food Preparation_Natural Gas_Oven_E4 | F1 | Commercial | Retail | Existing | Food Preparation | Natural Gas | Oven | E4 | RVT - Cost of Equipment | 0 | 0 | 0 | 0 | 0 | 0 | 0 | 0 | 0 | 0 | 0 | 0 | 0 | 0 | 0 | 0 | 0 | 0 | 0 | 0 | 0 | 0 | 0 | 0 | 0 | 0 | 0 | 0 | 0 | 0 | 0 | 0 | 0 | 0 | 0 | 0 | 0 | 0 | 0 | 0 | 0 | 0
F1_Commercial_Retail_Existing_Food Preparation_Natural Gas_Oven_E5 | F1 | Commercial | Retail | Existing | Food Preparation | Natural Gas | Oven | E5 | RVT - Cost of Equipment | 0 | 0 | 0 | 0 | 0 | 0 | 0 | 0 | 0 | 0 | 0 | 0 | 0 | 0 | 0 | 0 | 0 | 0 | 0 | 0 | 0 | 0 | 0 | 0 | 0 | 0 | 0 | 0 | 0 | 0 | 0 | 0 | 0 | 0 | 0 | 0 | 0 | 0 | 0 | 0 | 0 | 0
F1_Commercial_Retail_Existing_Food Preparation_Natural Gas_Oven_E6 | F1 | Commercial | Retail | Existing | Food Preparation | Natural Gas | Oven | E6 | RVT - Cost of Equipment | 0 | 0 | 0 | 0 | 0 | 0 | 0 | 0 | 0 | 0 | 0 | 0 | 0 | 0 | 0 | 0 | 0 | 0 | 0 | 0 | 0 | 0 | 0 | 0 | 0 | 0 | 0 | 0 | 0 | 0 | 0 | 0 | 0 | 0 | 0 | 0 | 0 | 0 | 0 | 0 | 0 | 0
F1_Commercial_Retail_Existing_Food Preparation_Natural Gas_Oven_E7 | F1 | Commercial | Retail | Existing | Food Preparation | Natural Gas | Oven | E7 | RVT - Cost of Equipment | 0 | 0 | 0 | 0 | 0 | 0 | 0 | 0 | 0 | 0 | 0 | 0 | 0 | 0 | 0 | 0 | 0 | 0 | 0 | 0 | 0 | 0 | 0 | 0 | 0 | 0 | 0 | 0 | 0 | 0 | 0 | 0 | 0 | 0 | 0 | 0 | 0 | 0 | 0 | 0 | 0 | 0
F1_Commercial_Retail_Existing_Food Preparation_Natural Gas_Oven_E8 | F1 | Commercial | Retail | Existing | Food Preparation | Natural Gas | Oven | E8 | RVT - Cost of Equipment | 0 | 0 | 0 | 0 | 0 | 0 | 0 | 0 | 0 | 0 | 0 | 0 | 0 | 0 | 0 | 0 | 0 | 0 | 0 | 0 | 0 | 0 | 0 | 0 | 0 | 0 | 0 | 0 | 0 | 0 | 0 | 0 | 0 | 0 | 0 | 0 | 0 | 0 | 0 | 0 | 0 | 0
F1_Commercial_Retail_Existing_Food Preparation_Natural Gas_Oven_E9 | F1 | Commercial | Retail | Existing | Food Preparation | Natural Gas | Oven | E9 | RVT - Cost of Equipment | 0 | 0 | 0 | 0 | 0 | 0 | 0 | 0 | 0 | 0 | 0 | 0 | 0 | 0 | 0 | 0 | 0 | 0 | 0 | 0 | 0 | 0 | 0 | 0 | 0 | 0 | 0 | 0 | 0 | 0 | 0 | 0 | 0 | 0 | 0 | 0 | 0 | 0 | 0 | 0 | 0 | 0
F1_Commercial_Retail_Existing_Food Preparation_Natural Gas_Oven_E10 | F1 | Commercial | Retail | Existing | Food Preparation | Natural Gas | Oven | E10 | RVT - Cost of Equipment | 0 | 0 | 0 | 0 | 0 | 0 | 0 | 0 | 0 | 0 | 0 | 0 | 0 | 0 | 0 | 0 | 0 | 0 | 0 | 0 | 0 | 0 | 0 | 0 | 0 | 0 | 0 | 0 | 0 | 0 | 0 | 0 | 0 | 0 | 0 | 0 | 0 | 0 | 0 | 0 | 0 | 0
F2_Commercial_Retail_Existing_Food Preparation_Natural Gas_Oven_E1 | F2 | Commercial | Retail | Existing | Food Preparation | Natural Gas | Oven | E1 | RVT - Cost of Operation | 0.61007 | 0.61471 | 0.61991 | 0.62563 | 0.63214 | 0.63968 | 0.64579 | 0.65166 | 0.65762 | 0.66382 | 0.66974 | 0.67517 | 0.68073 | 0.68656 | 0.69301 | 0.6993 | 0.70599 | 0.71304 | 0.7204 | 0.7279 | 0.73546 | 0.74253 | 0.74892 | 0.75456 | 0.75945 | 0.76364 | 0.76655 | 0.76872 | 0.7706 | 0.7722 | 0.77379 | 0.77449 | 0.77449 | 0 | 0 | 0 | 0 | 0 | 0 | 0 | 0 | 0
F2_Commercial_Retail_Existing_Food Preparation_Natural Gas_Oven_E2 | F2 | Commercial | Retail | Existing | Food Preparation | Natural Gas | Oven | E2 | RVT - Cost of Operation | 0.53006 | 0.5341 | 0.53861 | 0.54358 | 0.54924 | 0.55579 | 0.5611 | 0.5662 | 0.57137 | 0.57676 | 0.58191 | 0.58663 | 0.59145 | 0.59652 | 0.60212 | 0.60759 | 0.6134 | 0.61953 | 0.62592 | 0.63244 | 0.639 | 0.64515 | 0.6507 | 0.65561 | 0.65985 | 0.66349 | 0.66602 | 0.66791 | 0.66954 | 0.67093 | 0.67231 | 0.67292 | 0.67292 | 0 | 0 | 0 | 0 | 0 | 0 | 0 | 0 | 0
F2_Commercial_Retail_Existing_Food Preparation_Natural Gas_Oven_E3 | F2 | Commercial | Retail | Existing | Food Preparation | Natural Gas | Oven | E3 | RVT - Cost of Operation | 0 | 0 | 0 | 0 | 0 | 0 | 0 | 0 | 0 | 0 | 0 | 0 | 0 | 0 | 0 | 0 | 0 | 0 | 0 | 0 | 0 | 0 | 0 | 0 | 0 | 0 | 0 | 0 | 0 | 0 | 0 | 0 | 0 | 0 | 0 | 0 | 0 | 0 | 0 | 0 | 0 | 0
F2_Commercial_Retail_Existing_Food Preparation_Natural Gas_Oven_E4 | F2 | Commercial | Retail | Existing | Food Preparation | Natural Gas | Oven | E4 | RVT - Cost of Operation | 0 | 0 | 0 | 0 | 0 | 0 | 0 | 0 | 0 | 0 | 0 | 0 | 0 | 0 | 0 | 0 | 0 | 0 | 0 | 0 | 0 | 0 | 0 | 0 | 0 | 0 | 0 | 0 | 0 | 0 | 0 | 0 | 0 | 0 | 0 | 0 | 0 | 0 | 0 | 0 | 0 | 0
F2_Commercial_Retail_Existing_Food Preparation_Natural Gas_Oven_E5 | F2 | Commercial | Retail | Existing | Food Preparation | Natural Gas | Oven | E5 | RVT - Cost of Operation | 0 | 0 | 0 | 0 | 0 | 0 | 0 | 0 | 0 | 0 | 0 | 0 | 0 | 0 | 0 | 0 | 0 | 0 | 0 | 0 | 0 | 0 | 0 | 0 | 0 | 0 | 0 | 0 | 0 | 0 | 0 | 0 | 0 | 0 | 0 | 0 | 0 | 0 | 0 | 0 | 0 | 0
F2_Commercial_Retail_Existing_Food Preparation_Natural Gas_Oven_E6 | F2 | Commercial | Retail | Existing | Food Preparation | Natural Gas | Oven | E6 | RVT - Cost of Operation | 0 | 0 | 0 | 0 | 0 | 0 | 0 | 0 | 0 | 0 | 0 | 0 | 0 | 0 | 0 | 0 | 0 | 0 | 0 | 0 | 0 | 0 | 0 | 0 | 0 | 0 | 0 | 0 | 0 | 0 | 0 | 0 | 0 | 0 | 0 | 0 | 0 | 0 | 0 | 0 | 0 | 0
F2_Commercial_Retail_Existing_Food Preparation_Natural Gas_Oven_E7 | F2 | Commercial | Retail | Existing | Food Preparation | Natural Gas | Oven | E7 | RVT - Cost of Operation | 0 | 0 | 0 | 0 | 0 | 0 | 0 | 0 | 0 | 0 | 0 | 0 | 0 | 0 | 0 | 0 | 0 | 0 | 0 | 0 | 0 | 0 | 0 | 0 | 0 | 0 | 0 | 0 | 0 | 0 | 0 | 0 | 0 | 0 | 0 | 0 | 0 | 0 | 0 | 0 | 0 | 0
F2_Commercial_Retail_Existing_Food Preparation_Natural Gas_Oven_E8 | F2 | Commercial | Retail | Existing | Food Preparation | Natural Gas | Oven | E8 | RVT - Cost of Operation | 0 | 0 | 0 | 0 | 0 | 0 | 0 | 0 | 0 | 0 | 0 | 0 | 0 | 0 | 0 | 0 | 0 | 0 | 0 | 0 | 0 | 0 | 0 | 0 | 0 | 0 | 0 | 0 | 0 | 0 | 0 | 0 | 0 | 0 | 0 | 0 | 0 | 0 | 0 | 0 | 0 | 0
F2_Commercial_Retail_Existing_Food Preparation_Natural Gas_Oven_E9 | F2 | Commercial | Retail | Existing | Food Preparation | Natural Gas | Oven | E9 | RVT - Cost of Operation | 0 | 0 | 0 | 0 | 0 | 0 | 0 | 0 | 0 | 0 | 0 | 0 | 0 | 0 | 0 | 0 | 0 | 0 | 0 | 0 | 0 | 0 | 0 | 0 | 0 | 0 | 0 | 0 | 0 | 0 | 0 | 0 | 0 | 0 | 0 | 0 | 0 | 0 | 0 | 0 | 0 | 0
F2_Commercial_Retail_Existing_Food Preparation_Natural Gas_Oven_E10 | F2 | Commercial | Retail | Existing | Food Preparation | Natural Gas | Oven | E10 | RVT - Cost of Operation | 0 | 0 | 0 | 0 | 0 | 0 | 0 | 0 | 0 | 0 | 0 | 0 | 0 | 0 | 0 | 0 | 0 | 0 | 0 | 0 | 0 | 0 | 0 | 0 | 0 | 0 | 0 | 0 | 0 | 0 | 0 | 0 | 0 | 0 | 0 | 0 | 0 | 0 | 0 | 0 | 0 | 0
F3_Commercial_Retail_Existing_Food Preparation_Natural Gas_Oven_E1 | F3 | Commercial | Retail | Existing | Food Preparation | Natural Gas | Oven | E1 | System - kBTUs of Consumption | 0.39163 | 0.39163 | 0.39163 | 0.39163 | 0.39163 | 0.39163 | 0.39163 | 0.39163 | 0.39163 | 0.39163 | 0.39163 | 0.39163 | 0.39163 | 0.39163 | 0.39163 | 0.39163 | 0.39163 | 0.39163 | 0.39163 | 0.39163 | 0.39163 | 0.39163 | 0.39163 | 0.39163 | 0.39163 | 0.39163 | 0.39163 | 0.39163 | 0.39163 | 0.39163 | 0.39163 | 0.39163 | 0.39163 | 0 | 0 | 0 | 0 | 0 | 0 | 0 | 0 | 0
F3_Commercial_Retail_Existing_Food Preparation_Natural Gas_Oven_E2 | F3 | Commercial | Retail | Existing | Food Preparation | Natural Gas | Oven | E2 | System - kBTUs of Consumption | 0.41256 | 0.41256 | 0.41256 | 0.41256 | 0.41256 | 0.41256 | 0.41256 | 0.41256 | 0.41256 | 0.41256 | 0.41256 | 0.41256 | 0.41256 | 0.41256 | 0.41256 | 0.41256 | 0.41256 | 0.41256 | 0.41256 | 0.41256 | 0.41256 | 0.41256 | 0.41256 | 0.41256 | 0.41256 | 0.41256 | 0.41256 | 0.41256 | 0.41256 | 0.41256 | 0.41256 | 0.41256 | 0.41256 | 0 | 0 | 0 | 0 | 0 | 0 | 0 | 0 | 0
F3_Commercial_Retail_Existing_Food Preparation_Natural Gas_Oven_E3 | F3 | Commercial | Retail | Existing | Food Preparation | Natural Gas | Oven | E3 | System - kBTUs of Consumption | 0 | 0 | 0 | 0 | 0 | 0 | 0 | 0 | 0 | 0 | 0 | 0 | 0 | 0 | 0 | 0 | 0 | 0 | 0 | 0 | 0 | 0 | 0 | 0 | 0 | 0 | 0 | 0 | 0 | 0 | 0 | 0 | 0 | 0 | 0 | 0 | 0 | 0 | 0 | 0 | 0 | 0
F3_Commercial_Retail_Existing_Food Preparation_Natural Gas_Oven_E4 | F3 | Commercial | Retail | Existing | Food Preparation | Natural Gas | Oven | E4 | System - kBTUs of Consumption | 0 | 0 | 0 | 0 | 0 | 0 | 0 | 0 | 0 | 0 | 0 | 0 | 0 | 0 | 0 | 0 | 0 | 0 | 0 | 0 | 0 | 0 | 0 | 0 | 0 | 0 | 0 | 0 | 0 | 0 | 0 | 0 | 0 | 0 | 0 | 0 | 0 | 0 | 0 | 0 | 0 | 0
F3_Commercial_Retail_Existing_Food Preparation_Natural Gas_Oven_E5 | F3 | Commercial | Retail | Existing | Food Preparation | Natural Gas | Oven | E5 | System - kBTUs of Consumption | 0 | 0 | 0 | 0 | 0 | 0 | 0 | 0 | 0 | 0 | 0 | 0 | 0 | 0 | 0 | 0 | 0 | 0 | 0 | 0 | 0 | 0 | 0 | 0 | 0 | 0 | 0 | 0 | 0 | 0 | 0 | 0 | 0 | 0 | 0 | 0 | 0 | 0 | 0 | 0 | 0 | 0
F3_Commercial_Retail_Existing_Food Preparation_Natural Gas_Oven_E6 | F3 | Commercial | Retail | Existing | Food Preparation | Natural Gas | Oven | E6 | System - kBTUs of Consumption | 0 | 0 | 0 | 0 | 0 | 0 | 0 | 0 | 0 | 0 | 0 | 0 | 0 | 0 | 0 | 0 | 0 | 0 | 0 | 0 | 0 | 0 | 0 | 0 | 0 | 0 | 0 | 0 | 0 | 0 | 0 | 0 | 0 | 0 | 0 | 0 | 0 | 0 | 0 | 0 | 0 | 0
F3_Commercial_Retail_Existing_Food Preparation_Natural Gas_Oven_E7 | F3 | Commercial | Retail | Existing | Food Preparation | Natural Gas | Oven | E7 | System - kBTUs of Consumption | 0 | 0 | 0 | 0 | 0 | 0 | 0 | 0 | 0 | 0 | 0 | 0 | 0 | 0 | 0 | 0 | 0 | 0 | 0 | 0 | 0 | 0 | 0 | 0 | 0 | 0 | 0 | 0 | 0 | 0 | 0 | 0 | 0 | 0 | 0 | 0 | 0 | 0 | 0 | 0 | 0 | 0
F3_Commercial_Retail_Existing_Food Preparation_Natural Gas_Oven_E8 | F3 | Commercial | Retail | Existing | Food Preparation | Natural Gas | Oven | E8 | System - kBTUs of Consumption | 0 | 0 | 0 | 0 | 0 | 0 | 0 | 0 | 0 | 0 | 0 | 0 | 0 | 0 | 0 | 0 | 0 | 0 | 0 | 0 | 0 | 0 | 0 | 0 | 0 | 0 | 0 | 0 | 0 | 0 | 0 | 0 | 0 | 0 | 0 | 0 | 0 | 0 | 0 | 0 | 0 | 0
F3_Commercial_Retail_Existing_Food Preparation_Natural Gas_Oven_E9 | F3 | Commercial | Retail | Existing | Food Preparation | Natural Gas | Oven | E9 | System - kBTUs of Consumption | 0 | 0 | 0 | 0 | 0 | 0 | 0 | 0 | 0 | 0 | 0 | 0 | 0 | 0 | 0 | 0 | 0 | 0 | 0 | 0 | 0 | 0 | 0 | 0 | 0 | 0 | 0 | 0 | 0 | 0 | 0 | 0 | 0 | 0 | 0 | 0 | 0 | 0 | 0 | 0 | 0 | 0
F3_Commercial_Retail_Existing_Food Preparation_Natural Gas_Oven_E10 | F3 | Commercial | Retail | Existing | Food Preparation | Natural Gas | Oven | E10 | System - kBTUs of Consumption | 0 | 0 | 0 | 0 | 0 | 0 | 0 | 0 | 0 | 0 | 0 | 0 | 0 | 0 | 0 | 0 | 0 | 0 | 0 | 0 | 0 | 0 | 0 | 0 | 0 | 0 | 0 | 0 | 0 | 0 | 0 | 0 | 0 | 0 | 0 | 0 | 0 | 0 | 0 | 0 | 0 | 0
F4_Commercial_Retail_Existing_Food Preparation_Natural Gas_Oven_E1 | F4 | Commercial | Retail | Existing | Food Preparation | Natural Gas | Oven | E1 | Utility - Cost of Equipment | 0.61007 | 0.61471 | 0.61991 | 0.62563 | 0.63214 | 0.63968 | 0.64579 | 0.65166 | 0.65762 | 0.66382 | 0.66974 | 0.67517 | 0.68073 | 0.68656 | 0.69301 | 0.6993 | 0.70599 | 0.71304 | 0.7204 | 0.7279 | 0.73546 | 0.74253 | 0.74892 | 0.75456 | 0.75945 | 0.76364 | 0.76655 | 0.76872 | 0.7706 | 0.7722 | 0.77379 | 0.77449 | 0.77449 | 0 | 0 | 0 | 0 | 0 | 0 | 0 | 0 | 0
F4_Commercial_Retail_Existing_Food Preparation_Natural Gas_Oven_E2 | F4 | Commercial | Retail | Existing | Food Preparation | Natural Gas | Oven | E2 | Utility - Cost of Equipment | 0.53006 | 0.5341 | 0.53861 | 0.54358 | 0.54924 | 0.55579 | 0.5611 | 0.5662 | 0.57137 | 0.57676 | 0.58191 | 0.58663 | 0.59145 | 0.59652 | 0.60212 | 0.60759 | 0.6134 | 0.61953 | 0.62592 | 0.63244 | 0.639 | 0.64515 | 0.6507 | 0.65561 | 0.65985 | 0.66349 | 0.66602 | 0.66791 | 0.66954 | 0.67093 | 0.67231 | 0.67292 | 0.67292 | 0 | 0 | 0 | 0 | 0 | 0 | 0 | 0 | 0
F4_Commercial_Retail_Existing_Food Preparation_Natural Gas_Oven_E3 | F4 | Commercial | Retail | Existing | Food Preparation | Natural Gas | Oven | E3 | Utility - Cost of Equipment | 0 | 0 | 0 | 0 | 0 | 0 | 0 | 0 | 0 | 0 | 0 | 0 | 0 | 0 | 0 | 0 | 0 | 0 | 0 | 0 | 0 | 0 | 0 | 0 | 0 | 0 | 0 | 0 | 0 | 0 | 0 | 0 | 0 | 0 | 0 | 0 | 0 | 0 | 0 | 0 | 0 | 0
F4_Commercial_Retail_Existing_Food Preparation_Natural Gas_Oven_E4 | F4 | Commercial | Retail | Existing | Food Preparation | Natural Gas | Oven | E4 | Utility - Cost of Equipment | 0 | 0 | 0 | 0 | 0 | 0 | 0 | 0 | 0 | 0 | 0 | 0 | 0 | 0 | 0 | 0 | 0 | 0 | 0 | 0 | 0 | 0 | 0 | 0 | 0 | 0 | 0 | 0 | 0 | 0 | 0 | 0 | 0 | 0 | 0 | 0 | 0 | 0 | 0 | 0 | 0 | 0
F4_Commercial_Retail_Existing_Food Preparation_Natural Gas_Oven_E5 | F4 | Commercial | Retail | Existing | Food Preparation | Natural Gas | Oven | E5 | Utility - Cost of Equipment | 0 | 0 | 0 | 0 | 0 | 0 | 0 | 0 | 0 | 0 | 0 | 0 | 0 | 0 | 0 | 0 | 0 | 0 | 0 | 0 | 0 | 0 | 0 | 0 | 0 | 0 | 0 | 0 | 0 | 0 | 0 | 0 | 0 | 0 | 0 | 0 | 0 | 0 | 0 | 0 | 0 | 0
F4_Commercial_Retail_Existing_Food Preparation_Natural Gas_Oven_E6 | F4 | Commercial | Retail | Existing | Food Preparation | Natural Gas | Oven | E6 | Utility - Cost of Equipment | 0 | 0 | 0 | 0 | 0 | 0 | 0 | 0 | 0 | 0 | 0 | 0 | 0 | 0 | 0 | 0 | 0 | 0 | 0 | 0 | 0 | 0 | 0 | 0 | 0 | 0 | 0 | 0 | 0 | 0 | 0 | 0 | 0 | 0 | 0 | 0 | 0 | 0 | 0 | 0 | 0 | 0
F4_Commercial_Retail_Existing_Food Preparation_Natural Gas_Oven_E7 | F4 | Commercial | Retail | Existing | Food Preparation | Natural Gas | Oven | E7 | Utility - Cost of Equipment | 0 | 0 | 0 | 0 | 0 | 0 | 0 | 0 | 0 | 0 | 0 | 0 | 0 | 0 | 0 | 0 | 0 | 0 | 0 | 0 | 0 | 0 | 0 | 0 | 0 | 0 | 0 | 0 | 0 | 0 | 0 | 0 | 0 | 0 | 0 | 0 | 0 | 0 | 0 | 0 | 0 | 0
F4_Commercial_Retail_Existing_Food Preparation_Natural Gas_Oven_E8 | F4 | Commercial | Retail | Existing | Food Preparation | Natural Gas | Oven | E8 | Utility - Cost of Equipment | 0 | 0 | 0 | 0 | 0 | 0 | 0 | 0 | 0 | 0 | 0 | 0 | 0 | 0 | 0 | 0 | 0 | 0 | 0 | 0 | 0 | 0 | 0 | 0 | 0 | 0 | 0 | 0 | 0 | 0 | 0 | 0 | 0 | 0 | 0 | 0 | 0 | 0 | 0 | 0 | 0 | 0
F4_Commercial_Retail_Existing_Food Preparation_Natural Gas_Oven_E9 | F4 | Commercial | Retail | Existing | Food Preparation | Natural Gas | Oven | E9 | Utility - Cost of Equipment | 0 | 0 | 0 | 0 | 0 | 0 | 0 | 0 | 0 | 0 | 0 | 0 | 0 | 0 | 0 | 0 | 0 | 0 | 0 | 0 | 0 | 0 | 0 | 0 | 0 | 0 | 0 | 0 | 0 | 0 | 0 | 0 | 0 | 0 | 0 | 0 | 0 | 0 | 0 | 0 | 0 | 0
F4_Commercial_Retail_Existing_Food Preparation_Natural Gas_Oven_E10 | F4 | Commercial | Retail | Existing | Food Preparation | Natural Gas | Oven | E10 | Utility - Cost of Equipment | 0 | 0 | 0 | 0 | 0 | 0 | 0 | 0 | 0 | 0 | 0 | 0 | 0 | 0 | 0 | 0 | 0 | 0 | 0 | 0 | 0 | 0 | 0 | 0 | 0 | 0 | 0 | 0 | 0 | 0 | 0 | 0 | 0 | 0 | 0 | 0 | 0 | 0 | 0 | 0 | 0 | 0
F5_Commercial_Retail_Existing_Food Preparation_Natural Gas_Oven_E1 | F5 | Commercial | Retail | Existing | Food Preparation | Natural Gas | Oven | E1 | Utility - Cost of Operation | 0.39163 | 0.39163 | 0.39163 | 0.39163 | 0.39163 | 0.39163 | 0.39163 | 0.39163 | 0.39163 | 0.39163 | 0.39163 | 0.39163 | 0.39163 | 0.39163 | 0.39163 | 0.39163 | 0.39163 | 0.39163 | 0.39163 | 0.39163 | 0.39163 | 0.39163 | 0.39163 | 0.39163 | 0.39163 | 0.39163 | 0.39163 | 0.39163 | 0.39163 | 0.39163 | 0.39163 | 0.39163 | 0.39163 | 0 | 0 | 0 | 0 | 0 | 0 | 0 | 0 | 0
F5_Commercial_Retail_Existing_Food Preparation_Natural Gas_Oven_E2 | F5 | Commercial | Retail | Existing | Food Preparation | Natural Gas | Oven | E2 | Utility - Cost of Operation | 0.41256 | 0.41256 | 0.41256 | 0.41256 | 0.41256 | 0.41256 | 0.41256 | 0.41256 | 0.41256 | 0.41256 | 0.41256 | 0.41256 | 0.41256 | 0.41256 | 0.41256 | 0.41256 | 0.41256 | 0.41256 | 0.41256 | 0.41256 | 0.41256 | 0.41256 | 0.41256 | 0.41256 | 0.41256 | 0.41256 | 0.41256 | 0.41256 | 0.41256 | 0.41256 | 0.41256 | 0.41256 | 0.41256 | 0 | 0 | 0 | 0 | 0 | 0 | 0 | 0 | 0
F5_Commercial_Retail_Existing_Food Preparation_Natural Gas_Oven_E3 | F5 | Commercial | Retail | Existing | Food Preparation | Natural Gas | Oven | E3 | Utility - Cost of Operation | 0 | 0 | 0 | 0 | 0 | 0 | 0 | 0 | 0 | 0 | 0 | 0 | 0 | 0 | 0 | 0 | 0 | 0 | 0 | 0 | 0 | 0 | 0 | 0 | 0 | 0 | 0 | 0 | 0 | 0 | 0 | 0 | 0 | 0 | 0 | 0 | 0 | 0 | 0 | 0 | 0 | 0
F5_Commercial_Retail_Existing_Food Preparation_Natural Gas_Oven_E4 | F5 | Commercial | Retail | Existing | Food Preparation | Natural Gas | Oven | E4 | Utility - Cost of Operation | 0 | 0 | 0 | 0 | 0 | 0 | 0 | 0 | 0 | 0 | 0 | 0 | 0 | 0 | 0 | 0 | 0 | 0 | 0 | 0 | 0 | 0 | 0 | 0 | 0 | 0 | 0 | 0 | 0 | 0 | 0 | 0 | 0 | 0 | 0 | 0 | 0 | 0 | 0 | 0 | 0 | 0
F5_Commercial_Retail_Existing_Food Preparation_Natural Gas_Oven_E5 | F5 | Commercial | Retail | Existing | Food Preparation | Natural Gas | Oven | E5 | Utility - Cost of Operation | 0 | 0 | 0 | 0 | 0 | 0 | 0 | 0 | 0 | 0 | 0 | 0 | 0 | 0 | 0 | 0 | 0 | 0 | 0 | 0 | 0 | 0 | 0 | 0 | 0 | 0 | 0 | 0 | 0 | 0 | 0 | 0 | 0 | 0 | 0 | 0 | 0 | 0 | 0 | 0 | 0 | 0
F5_Commercial_Retail_Existing_Food Preparation_Natural Gas_Oven_E6 | F5 | Commercial | Retail | Existing | Food Preparation | Natural Gas | Oven | E6 | Utility - Cost of Operation | 0 | 0 | 0 | 0 | 0 | 0 | 0 | 0 | 0 | 0 | 0 | 0 | 0 | 0 | 0 | 0 | 0 | 0 | 0 | 0 | 0 | 0 | 0 | 0 | 0 | 0 | 0 | 0 | 0 | 0 | 0 | 0 | 0 | 0 | 0 | 0 | 0 | 0 | 0 | 0 | 0 | 0
F5_Commercial_Retail_Existing_Food Preparation_Natural Gas_Oven_E7 | F5 | Commercial | Retail | Existing | Food Preparation | Natural Gas | Oven | E7 | Utility - Cost of Operation | 0 | 0 | 0 | 0 | 0 | 0 | 0 | 0 | 0 | 0 | 0 | 0 | 0 | 0 | 0 | 0 | 0 | 0 | 0 | 0 | 0 | 0 | 0 | 0 | 0 | 0 | 0 | 0 | 0 | 0 | 0 | 0 | 0 | 0 | 0 | 0 | 0 | 0 | 0 | 0 | 0 | 0
F5_Commercial_Retail_Existing_Food Preparation_Natural Gas_Oven_E8 | F5 | Commercial | Retail | Existing | Food Preparation | Natural Gas | Oven | E8 | Utility - Cost of Operation | 0 | 0 | 0 | 0 | 0 | 0 | 0 | 0 | 0 | 0 | 0 | 0 | 0 | 0 | 0 | 0 | 0 | 0 | 0 | 0 | 0 | 0 | 0 | 0 | 0 | 0 | 0 | 0 | 0 | 0 | 0 | 0 | 0 | 0 | 0 | 0 | 0 | 0 | 0 | 0 | 0 | 0
F5_Commercial_Retail_Existing_Food Preparation_Natural Gas_Oven_E9 | F5 | Commercial | Retail | Existing | Food Preparation | Natural Gas | Oven | E9 | Utility - Cost of Operation | 0 | 0 | 0 | 0 | 0 | 0 | 0 | 0 | 0 | 0 | 0 | 0 | 0 | 0 | 0 | 0 | 0 | 0 | 0 | 0 | 0 | 0 | 0 | 0 | 0 | 0 | 0 | 0 | 0 | 0 | 0 | 0 | 0 | 0 | 0 | 0 | 0 | 0 | 0 | 0 | 0 | 0
F5_Commercial_Retail_Existing_Food Preparation_Natural Gas_Oven_E10 | F5 | Commercial | Retail | Existing | Food Preparation | Natural Gas | Oven | E10 | Utility - Cost of Operation | 0 | 0 | 0 | 0 | 0 | 0 | 0 | 0 | 0 | 0 | 0 | 0 | 0 | 0 | 0 | 0 | 0 | 0 | 0 | 0 | 0 | 0 | 0 | 0 | 0 | 0 | 0 | 0 | 0 | 0 | 0 | 0 | 0 | 0 | 0 | 0 | 0 | 0 | 0 | 0 | 0 | 0
F6_Commercial_Retail_Existing_Food Preparation_Natural Gas_Oven_E1 | F6 | Commercial | Retail | Existing | Food Preparation | Natural Gas | Oven | E1 | Utility - Value of Sales | 0.36131 | 0.36131 | 0.36131 | 0.36131 | 0.36131 | 0.36131 | 0.36131 | 0.36131 | 0.36131 | 0.36131 | 0.36131 | 0.36131 | 0.36131 | 0.36131 | 0.36131 | 0.36131 | 0.36131 | 0.36131 | 0.36131 | 0.36131 | 0.36131 | 0.36131 | 0.36131 | 0.36131 | 0.36131 | 0.36131 | 0.36131 | 0.36131 | 0.36131 | 0.36131 | 0.36131 | 0.36131 | 0.36131 | 0 | 0 | 0 | 0 | 0 | 0 | 0 | 0 | 0
F6_Commercial_Retail_Existing_Food Preparation_Natural Gas_Oven_E2 | F6 | Commercial | Retail | Existing | Food Preparation | Natural Gas | Oven | E2 | Utility - Value of Sales | 0.31393 | 0.31393 | 0.31393 | 0.31393 | 0.31393 | 0.31393 | 0.31393 | 0.31393 | 0.31393 | 0.31393 | 0.31393 | 0.31393 | 0.31393 | 0.31393 | 0.31393 | 0.31393 | 0.31393 | 0.31393 | 0.31393 | 0.31393 | 0.31393 | 0.31393 | 0.31393 | 0.31393 | 0.31393 | 0.31393 | 0.31393 | 0.31393 | 0.31393 | 0.31393 | 0.31393 | 0.31393 | 0.31393 | 0 | 0 | 0 | 0 | 0 | 0 | 0 | 0 | 0
F6_Commercial_Retail_Existing_Food Preparation_Natural Gas_Oven_E3 | F6 | Commercial | Retail | Existing | Food Preparation | Natural Gas | Oven | E3 | Utility - Value of Sales | 0 | 0 | 0 | 0 | 0 | 0 | 0 | 0 | 0 | 0 | 0 | 0 | 0 | 0 | 0 | 0 | 0 | 0 | 0 | 0 | 0 | 0 | 0 | 0 | 0 | 0 | 0 | 0 | 0 | 0 | 0 | 0 | 0 | 0 | 0 | 0 | 0 | 0 | 0 | 0 | 0 | 0
F6_Commercial_Retail_Existing_Food Preparation_Natural Gas_Oven_E4 | F6 | Commercial | Retail | Existing | Food Preparation | Natural Gas | Oven | E4 | Utility - Value of Sales | 0 | 0 | 0 | 0 | 0 | 0 | 0 | 0 | 0 | 0 | 0 | 0 | 0 | 0 | 0 | 0 | 0 | 0 | 0 | 0 | 0 | 0 | 0 | 0 | 0 | 0 | 0 | 0 | 0 | 0 | 0 | 0 | 0 | 0 | 0 | 0 | 0 | 0 | 0 | 0 | 0 | 0
F6_Commercial_Retail_Existing_Food Preparation_Natural Gas_Oven_E5 | F6 | Commercial | Retail | Existing | Food Preparation | Natural Gas | Oven | E5 | Utility - Value of Sales | 0 | 0 | 0 | 0 | 0 | 0 | 0 | 0 | 0 | 0 | 0 | 0 | 0 | 0 | 0 | 0 | 0 | 0 | 0 | 0 | 0 | 0 | 0 | 0 | 0 | 0 | 0 | 0 | 0 | 0 | 0 | 0 | 0 | 0 | 0 | 0 | 0 | 0 | 0 | 0 | 0 | 0
F6_Commercial_Retail_Existing_Food Preparation_Natural Gas_Oven_E6 | F6 | Commercial | Retail | Existing | Food Preparation | Natural Gas | Oven | E6 | Utility - Value of Sales | 0 | 0 | 0 | 0 | 0 | 0 | 0 | 0 | 0 | 0 | 0 | 0 | 0 | 0 | 0 | 0 | 0 | 0 | 0 | 0 | 0 | 0 | 0 | 0 | 0 | 0 | 0 | 0 | 0 | 0 | 0 | 0 | 0 | 0 | 0 | 0 | 0 | 0 | 0 | 0 | 0 | 0
F6_Commercial_Retail_Existing_Food Preparation_Natural Gas_Oven_E7 | F6 | Commercial | Retail | Existing | Food Preparation | Natural Gas | Oven | E7 | Utility - Value of Sales | 0 | 0 | 0 | 0 | 0 | 0 | 0 | 0 | 0 | 0 | 0 | 0 | 0 | 0 | 0 | 0 | 0 | 0 | 0 | 0 | 0 | 0 | 0 | 0 | 0 | 0 | 0 | 0 | 0 | 0 | 0 | 0 | 0 | 0 | 0 | 0 | 0 | 0 | 0 | 0 | 0 | 0
F6_Commercial_Retail_Existing_Food Preparation_Natural Gas_Oven_E8 | F6 | Commercial | Retail | Existing | Food Preparation | Natural Gas | Oven | E8 | Utility - Value of Sales | 0 | 0 | 0 | 0 | 0 | 0 | 0 | 0 | 0 | 0 | 0 | 0 | 0 | 0 | 0 | 0 | 0 | 0 | 0 | 0 | 0 | 0 | 0 | 0 | 0 | 0 | 0 | 0 | 0 | 0 | 0 | 0 | 0 | 0 | 0 | 0 | 0 | 0 | 0 | 0 | 0 | 0
F6_Commercial_Retail_Existing_Food Preparation_Natural Gas_Oven_E9 | F6 | Commercial | Retail | Existing | Food Preparation | Natural Gas | Oven | E9 | Utility - Value of Sales | 0 | 0 | 0 | 0 | 0 | 0 | 0 | 0 | 0 | 0 | 0 | 0 | 0 | 0 | 0 | 0 | 0 | 0 | 0 | 0 | 0 | 0 | 0 | 0 | 0 | 0 | 0 | 0 | 0 | 0 | 0 | 0 | 0 | 0 | 0 | 0 | 0 | 0 | 0 | 0 | 0 | 0
F6_Commercial_Retail_Existing_Food Preparation_Natural Gas_Oven_E10 | F6 | Commercial | Retail | Existing | Food Preparation | Natural Gas | Oven | E10 | Utility - Value of Sales | 0 | 0 | 0 | 0 | 0 | 0 | 0 | 0 | 0 | 0 | 0 | 0 | 0 | 0 | 0 | 0 | 0 | 0 | 0 | 0 | 0 | 0 | 0 | 0 | 0 | 0 | 0 | 0 | 0 | 0 | 0 | 0 | 0 | 0 | 0 | 0 | 0 | 0 | 0 | 0 | 0 | 0
F1_Commercial_Retail_Existing_Food Preparation_Natural Gas_Conveyor Oven_E1 | F1 | Commercial | Retail | Existing | Food Preparation | Natural Gas | Conveyor Oven | E1 | RVT - Cost of Equipment | 0.95558 | 0.96254 | 0.97011 | 0.9784 | 0.98789 | 0.99889 | 1.0086 | 1.0183 | 1.0285 | 1.039 | 1.0491 | 1.0585 | 1.0676 | 1.0768 | 1.0863 | 1.0954 | 1.1048 | 1.1144 | 1.124 | 1.1336 | 1.143 | 1.1517 | 1.1593 | 1.1661 | 1.172 | 1.177 | 1.1805 | 1.1831 | 1.1854 | 1.1873 | 1.1892 | 1.1901 | 1.1901 | 0 | 0 | 0 | 0 | 0 | 0 | 0 | 0 | 0
F1_Commercial_Retail_Existing_Food Preparation_Natural Gas_Conveyor Oven_E2 | F1 | Commercial | Retail | Existing | Food Preparation | Natural Gas | Conveyor Oven | E2 | RVT - Cost of Equipment | 0.72639 | 0.73168 | 0.73743 | 0.74374 | 0.75095 | 0.75931 | 0.76668 | 0.7741 | 0.7818 | 0.7898 | 0.7975 | 0.8046 | 0.81156 | 0.81851 | 0.82577 | 0.83268 | 0.8398 | 0.84709 | 0.85443 | 0.86173 | 0.86889 | 0.87543 | 0.88127 | 0.88643 | 0.89089 | 0.89473 | 0.89739 | 0.89937 | 0.90108 | 0.90255 | 0.904 | 0.90464 | 0.90464 | 0 | 0 | 0 | 0 | 0 | 0 | 0 | 0 | 0
F1_Commercial_Retail_Existing_Food Preparation_Natural Gas_Conveyor Oven_E3 | F1 | Commercial | Retail | Existing | Food Preparation | Natural Gas | Conveyor Oven | E3 | RVT - Cost of Equipment | 0 | 0 | 0 | 0 | 0 | 0 | 0 | 0 | 0 | 0 | 0 | 0 | 0 | 0 | 0 | 0 | 0 | 0 | 0 | 0 | 0 | 0 | 0 | 0 | 0 | 0 | 0 | 0 | 0 | 0 | 0 | 0 | 0 | 0 | 0 | 0 | 0 | 0 | 0 | 0 | 0 | 0
F1_Commercial_Retail_Existing_Food Preparation_Natural Gas_Conveyor Oven_E4 | F1 | Commercial | Retail | Existing | Food Preparation | Natural Gas | Conveyor Oven | E4 | RVT - Cost of Equipment | 0 | 0 | 0 | 0 | 0 | 0 | 0 | 0 | 0 | 0 | 0 | 0 | 0 | 0 | 0 | 0 | 0 | 0 | 0 | 0 | 0 | 0 | 0 | 0 | 0 | 0 | 0 | 0 | 0 | 0 | 0 | 0 | 0 | 0 | 0 | 0 | 0 | 0 | 0 | 0 | 0 | 0
F1_Commercial_Retail_Existing_Food Preparation_Natural Gas_Conveyor Oven_E5 | F1 | Commercial | Retail | Existing | Food Preparation | Natural Gas | Conveyor Oven | E5 | RVT - Cost of Equipment | 0 | 0 | 0 | 0 | 0 | 0 | 0 | 0 | 0 | 0 | 0 | 0 | 0 | 0 | 0 | 0 | 0 | 0 | 0 | 0 | 0 | 0 | 0 | 0 | 0 | 0 | 0 | 0 | 0 | 0 | 0 | 0 | 0 | 0 | 0 | 0 | 0 | 0 | 0 | 0 | 0 | 0
F1_Commercial_Retail_Existing_Food Preparation_Natural Gas_Conveyor Oven_E6 | F1 | Commercial | Retail | Existing | Food Preparation | Natural Gas | Conveyor Oven | E6 | RVT - Cost of Equipment | 0 | 0 | 0 | 0 | 0 | 0 | 0 | 0 | 0 | 0 | 0 | 0 | 0 | 0 | 0 | 0 | 0 | 0 | 0 | 0 | 0 | 0 | 0 | 0 | 0 | 0 | 0 | 0 | 0 | 0 | 0 | 0 | 0 | 0 | 0 | 0 | 0 | 0 | 0 | 0 | 0 | 0
F1_Commercial_Retail_Existing_Food Preparation_Natural Gas_Conveyor Oven_E7 | F1 | Commercial | Retail | Existing | Food Preparation | Natural Gas | Conveyor Oven | E7 | RVT - Cost of Equipment | 0 | 0 | 0 | 0 | 0 | 0 | 0 | 0 | 0 | 0 | 0 | 0 | 0 | 0 | 0 | 0 | 0 | 0 | 0 | 0 | 0 | 0 | 0 | 0 | 0 | 0 | 0 | 0 | 0 | 0 | 0 | 0 | 0 | 0 | 0 | 0 | 0 | 0 | 0 | 0 | 0 | 0
F1_Commercial_Retail_Existing_Food Preparation_Natural Gas_Conveyor Oven_E8 | F1 | Commercial | Retail | Existing | Food Preparation | Natural Gas | Conveyor Oven | E8 | RVT - Cost of Equipment | 0 | 0 | 0 | 0 | 0 | 0 | 0 | 0 | 0 | 0 | 0 | 0 | 0 | 0 | 0 | 0 | 0 | 0 | 0 | 0 | 0 | 0 | 0 | 0 | 0 | 0 | 0 | 0 | 0 | 0 | 0 | 0 | 0 | 0 | 0 | 0 | 0 | 0 | 0 | 0 | 0 | 0
F1_Commercial_Retail_Existing_Food Preparation_Natural Gas_Conveyor Oven_E9 | F1 | Commercial | Retail | Existing | Food Preparation | Natural Gas | Conveyor Oven | E9 | RVT - Cost of Equipment | 0 | 0 | 0 | 0 | 0 | 0 | 0 | 0 | 0 | 0 | 0 | 0 | 0 | 0 | 0 | 0 | 0 | 0 | 0 | 0 | 0 | 0 | 0 | 0 | 0 | 0 | 0 | 0 | 0 | 0 | 0 | 0 | 0 | 0 | 0 | 0 | 0 | 0 | 0 | 0 | 0 | 0
F1_Commercial_Retail_Existing_Food Preparation_Natural Gas_Conveyor Oven_E10 | F1 | Commercial | Retail | Existing | Food Preparation | Natural Gas | Conveyor Oven | E10 | RVT - Cost of Equipment | 0 | 0 | 0 | 0 | 0 | 0 | 0 | 0 | 0 | 0 | 0 | 0 | 0 | 0 | 0 | 0 | 0 | 0 | 0 | 0 | 0 | 0 | 0 | 0 | 0 | 0 | 0 | 0 | 0 | 0 | 0 | 0 | 0 | 0 | 0 | 0 | 0 | 0 | 0 | 0 | 0 | 0
F2_Commercial_Retail_Existing_Food Preparation_Natural Gas_Conveyor Oven_E1 | F2 | Commercial | Retail | Existing | Food Preparation | Natural Gas | Conveyor Oven | E1 | RVT - Cost of Operation | 1.1448 | 1.1532 | 1.1623 | 1.1722 | 1.1836 | 1.1967 | 1.2083 | 1.22 | 1.2322 | 1.2448 | 1.2569 | 1.2681 | 1.2791 | 1.29 | 1.3015 | 1.3124 | 1.3236 | 1.3351 | 1.3467 | 1.3581 | 1.3694 | 1.3798 | 1.389 | 1.3971 | 1.4041 | 1.4102 | 1.4144 | 1.4175 | 1.4202 | 1.4225 | 1.4248 | 1.4258 | 1.4258 | 0 | 0 | 0 | 0 | 0 | 0 | 0 | 0 | 0
F2_Commercial_Retail_Existing_Food Preparation_Natural Gas_Conveyor Oven_E2 | F2 | Commercial | Retail | Existing | Food Preparation | Natural Gas | Conveyor Oven | E2 | RVT - Cost of Operation | 0.87026 | 0.8766 | 0.88349 | 0.89104 | 0.89969 | 0.9097 | 0.91853 | 0.92743 | 0.93665 | 0.94623 | 0.95545 | 0.96396 | 0.9723 | 0.98062 | 0.98932 | 0.9976 | 1.0061 | 1.0149 | 1.0237 | 1.0324 | 1.041 | 1.0488 | 1.0558 | 1.062 | 1.0673 | 1.0719 | 1.0751 | 1.0775 | 1.0796 | 1.0813 | 1.083 | 1.0838 | 1.0838 | 0 | 0 | 0 | 0 | 0 | 0 | 0 | 0 | 0
F2_Commercial_Retail_Existing_Food Preparation_Natural Gas_Conveyor Oven_E3 | F2 | Commercial | Retail | Existing | Food Preparation | Natural Gas | Conveyor Oven | E3 | RVT - Cost of Operation | 0 | 0 | 0 | 0 | 0 | 0 | 0 | 0 | 0 | 0 | 0 | 0 | 0 | 0 | 0 | 0 | 0 | 0 | 0 | 0 | 0 | 0 | 0 | 0 | 0 | 0 | 0 | 0 | 0 | 0 | 0 | 0 | 0 | 0 | 0 | 0 | 0 | 0 | 0 | 0 | 0 | 0
F2_Commercial_Retail_Existing_Food Preparation_Natural Gas_Conveyor Oven_E4 | F2 | Commercial | Retail | Existing | Food Preparation | Natural Gas | Conveyor Oven | E4 | RVT - Cost of Operation | 0 | 0 | 0 | 0 | 0 | 0 | 0 | 0 | 0 | 0 | 0 | 0 | 0 | 0 | 0 | 0 | 0 | 0 | 0 | 0 | 0 | 0 | 0 | 0 | 0 | 0 | 0 | 0 | 0 | 0 | 0 | 0 | 0 | 0 | 0 | 0 | 0 | 0 | 0 | 0 | 0 | 0
F2_Commercial_Retail_Existing_Food Preparation_Natural Gas_Conveyor Oven_E5 | F2 | Commercial | Retail | Existing | Food Preparation | Natural Gas | Conveyor Oven | E5 | RVT - Cost of Operation | 0 | 0 | 0 | 0 | 0 | 0 | 0 | 0 | 0 | 0 | 0 | 0 | 0 | 0 | 0 | 0 | 0 | 0 | 0 | 0 | 0 | 0 | 0 | 0 | 0 | 0 | 0 | 0 | 0 | 0 | 0 | 0 | 0 | 0 | 0 | 0 | 0 | 0 | 0 | 0 | 0 | 0
F2_Commercial_Retail_Existing_Food Preparation_Natural Gas_Conveyor Oven_E6 | F2 | Commercial | Retail | Existing | Food Preparation | Natural Gas | Conveyor Oven | E6 | RVT - Cost of Operation | 0 | 0 | 0 | 0 | 0 | 0 | 0 | 0 | 0 | 0 | 0 | 0 | 0 | 0 | 0 | 0 | 0 | 0 | 0 | 0 | 0 | 0 | 0 | 0 | 0 | 0 | 0 | 0 | 0 | 0 | 0 | 0 | 0 | 0 | 0 | 0 | 0 | 0 | 0 | 0 | 0 | 0
F2_Commercial_Retail_Existing_Food Preparation_Natural Gas_Conveyor Oven_E7 | F2 | Commercial | Retail | Existing | Food Preparation | Natural Gas | Conveyor Oven | E7 | RVT - Cost of Operation | 0 | 0 | 0 | 0 | 0 | 0 | 0 | 0 | 0 | 0 | 0 | 0 | 0 | 0 | 0 | 0 | 0 | 0 | 0 | 0 | 0 | 0 | 0 | 0 | 0 | 0 | 0 | 0 | 0 | 0 | 0 | 0 | 0 | 0 | 0 | 0 | 0 | 0 | 0 | 0 | 0 | 0
F2_Commercial_Retail_Existing_Food Preparation_Natural Gas_Conveyor Oven_E8 | F2 | Commercial | Retail | Existing | Food Preparation | Natural Gas | Conveyor Oven | E8 | RVT - Cost of Operation | 0 | 0 | 0 | 0 | 0 | 0 | 0 | 0 | 0 | 0 | 0 | 0 | 0 | 0 | 0 | 0 | 0 | 0 | 0 | 0 | 0 | 0 | 0 | 0 | 0 | 0 | 0 | 0 | 0 | 0 | 0 | 0 | 0 | 0 | 0 | 0 | 0 | 0 | 0 | 0 | 0 | 0
F2_Commercial_Retail_Existing_Food Preparation_Natural Gas_Conveyor Oven_E9 | F2 | Commercial | Retail | Existing | Food Preparation | Natural Gas | Conveyor Oven | E9 | RVT - Cost of Operation | 0 | 0 | 0 | 0 | 0 | 0 | 0 | 0 | 0 | 0 | 0 | 0 | 0 | 0 | 0 | 0 | 0 | 0 | 0 | 0 | 0 | 0 | 0 | 0 | 0 | 0 | 0 | 0 | 0 | 0 | 0 | 0 | 0 | 0 | 0 | 0 | 0 | 0 | 0 | 0 | 0 | 0
F2_Commercial_Retail_Existing_Food Preparation_Natural Gas_Conveyor Oven_E10 | F2 | Commercial | Retail | Existing | Food Preparation | Natural Gas | Conveyor Oven | E10 | RVT - Cost of Operation | 0 | 0 | 0 | 0 | 0 | 0 | 0 | 0 | 0 | 0 | 0 | 0 | 0 | 0 | 0 | 0 | 0 | 0 | 0 | 0 | 0 | 0 | 0 | 0 | 0 | 0 | 0 | 0 | 0 | 0 | 0 | 0 | 0 | 0 | 0 | 0 | 0 | 0 | 0 | 0 | 0 | 0
F3_Commercial_Retail_Existing_Food Preparation_Natural Gas_Conveyor Oven_E1 | F3 | Commercial | Retail | Existing | Food Preparation | Natural Gas | Conveyor Oven | E1 | System - kBTUs of Consumption | 0.21534 | 0.21534 | 0.21534 | 0.21534 | 0.21534 | 0.21534 | 0.21534 | 0.21534 | 0.21534 | 0.21534 | 0.21534 | 0.21534 | 0.21534 | 0.21534 | 0.21534 | 0.21534 | 0.21534 | 0.21534 | 0.21534 | 0.21534 | 0.21534 | 0.21534 | 0.21534 | 0.21534 | 0.21534 | 0.21534 | 0.21534 | 0.21534 | 0.21534 | 0.21534 | 0.21534 | 0.21534 | 0.21534 | 0 | 0 | 0 | 0 | 0 | 0 | 0 | 0 | 0
F3_Commercial_Retail_Existing_Food Preparation_Natural Gas_Conveyor Oven_E2 | F3 | Commercial | Retail | Existing | Food Preparation | Natural Gas | Conveyor Oven | E2 | System - kBTUs of Consumption | 0.26252 | 0.26252 | 0.26252 | 0.26252 | 0.26252 | 0.26252 | 0.26252 | 0.26252 | 0.26252 | 0.26252 | 0.26252 | 0.26252 | 0.26252 | 0.26252 | 0.26252 | 0.26252 | 0.26252 | 0.26252 | 0.26252 | 0.26252 | 0.26252 | 0.26252 | 0.26252 | 0.26252 | 0.26252 | 0.26252 | 0.26252 | 0.26252 | 0.26252 | 0.26252 | 0.26252 | 0.26252 | 0.26252 | 0 | 0 | 0 | 0 | 0 | 0 | 0 | 0 | 0
F3_Commercial_Retail_Existing_Food Preparation_Natural Gas_Conveyor Oven_E3 | F3 | Commercial | Retail | Existing | Food Preparation | Natural Gas | Conveyor Oven | E3 | System - kBTUs of Consumption | 0 | 0 | 0 | 0 | 0 | 0 | 0 | 0 | 0 | 0 | 0 | 0 | 0 | 0 | 0 | 0 | 0 | 0 | 0 | 0 | 0 | 0 | 0 | 0 | 0 | 0 | 0 | 0 | 0 | 0 | 0 | 0 | 0 | 0 | 0 | 0 | 0 | 0 | 0 | 0 | 0 | 0
F3_Commercial_Retail_Existing_Food Preparation_Natural Gas_Conveyor Oven_E4 | F3 | Commercial | Retail | Existing | Food Preparation | Natural Gas | Conveyor Oven | E4 | System - kBTUs of Consumption | 0 | 0 | 0 | 0 | 0 | 0 | 0 | 0 | 0 | 0 | 0 | 0 | 0 | 0 | 0 | 0 | 0 | 0 | 0 | 0 | 0 | 0 | 0 | 0 | 0 | 0 | 0 | 0 | 0 | 0 | 0 | 0 | 0 | 0 | 0 | 0 | 0 | 0 | 0 | 0 | 0 | 0
F3_Commercial_Retail_Existing_Food Preparation_Natural Gas_Conveyor Oven_E5 | F3 | Commercial | Retail | Existing | Food Preparation | Natural Gas | Conveyor Oven | E5 | System - kBTUs of Consumption | 0 | 0 | 0 | 0 | 0 | 0 | 0 | 0 | 0 | 0 | 0 | 0 | 0 | 0 | 0 | 0 | 0 | 0 | 0 | 0 | 0 | 0 | 0 | 0 | 0 | 0 | 0 | 0 | 0 | 0 | 0 | 0 | 0 | 0 | 0 | 0 | 0 | 0 | 0 | 0 | 0 | 0
F3_Commercial_Retail_Existing_Food Preparation_Natural Gas_Conveyor Oven_E6 | F3 | Commercial | Retail | Existing | Food Preparation | Natural Gas | Conveyor Oven | E6 | System - kBTUs of Consumption | 0 | 0 | 0 | 0 | 0 | 0 | 0 | 0 | 0 | 0 | 0 | 0 | 0 | 0 | 0 | 0 | 0 | 0 | 0 | 0 | 0 | 0 | 0 | 0 | 0 | 0 | 0 | 0 | 0 | 0 | 0 | 0 | 0 | 0 | 0 | 0 | 0 | 0 | 0 | 0 | 0 | 0
F3_Commercial_Retail_Existing_Food Preparation_Natural Gas_Conveyor Oven_E7 | F3 | Commercial | Retail | Existing | Food Preparation | Natural Gas | Conveyor Oven | E7 | System - kBTUs of Consumption | 0 | 0 | 0 | 0 | 0 | 0 | 0 | 0 | 0 | 0 | 0 | 0 | 0 | 0 | 0 | 0 | 0 | 0 | 0 | 0 | 0 | 0 | 0 | 0 | 0 | 0 | 0 | 0 | 0 | 0 | 0 | 0 | 0 | 0 | 0 | 0 | 0 | 0 | 0 | 0 | 0 | 0
F3_Commercial_Retail_Existing_Food Preparation_Natural Gas_Conveyor Oven_E8 | F3 | Commercial | Retail | Existing | Food Preparation | Natural Gas | Conveyor Oven | E8 | System - kBTUs of Consumption | 0 | 0 | 0 | 0 | 0 | 0 | 0 | 0 | 0 | 0 | 0 | 0 | 0 | 0 | 0 | 0 | 0 | 0 | 0 | 0 | 0 | 0 | 0 | 0 | 0 | 0 | 0 | 0 | 0 | 0 | 0 | 0 | 0 | 0 | 0 | 0 | 0 | 0 | 0 | 0 | 0 | 0
F3_Commercial_Retail_Existing_Food Preparation_Natural Gas_Conveyor Oven_E9 | F3 | Commercial | Retail | Existing | Food Preparation | Natural Gas | Conveyor Oven | E9 | System - kBTUs of Consumption | 0 | 0 | 0 | 0 | 0 | 0 | 0 | 0 | 0 | 0 | 0 | 0 | 0 | 0 | 0 | 0 | 0 | 0 | 0 | 0 | 0 | 0 | 0 | 0 | 0 | 0 | 0 | 0 | 0 | 0 | 0 | 0 | 0 | 0 | 0 | 0 | 0 | 0 | 0 | 0 | 0 | 0
F3_Commercial_Retail_Existing_Food Preparation_Natural Gas_Conveyor Oven_E10 | F3 | Commercial | Retail | Existing | Food Preparation | Natural Gas | Conveyor Oven | E10 | System - kBTUs of Consumption | 0 | 0 | 0 | 0 | 0 | 0 | 0 | 0 | 0 | 0 | 0 | 0 | 0 | 0 | 0 | 0 | 0 | 0 | 0 | 0 | 0 | 0 | 0 | 0 | 0 | 0 | 0 | 0 | 0 | 0 | 0 | 0 | 0 | 0 | 0 | 0 | 0 | 0 | 0 | 0 | 0 | 0
F4_Commercial_Retail_Existing_Food Preparation_Natural Gas_Conveyor Oven_E1 | F4 | Commercial | Retail | Existing | Food Preparation | Natural Gas | Conveyor Oven | E1 | Utility - Cost of Equipment | 1.1448 | 1.1532 | 1.1623 | 1.1722 | 1.1836 | 1.1967 | 1.2083 | 1.22 | 1.2322 | 1.2448 | 1.2569 | 1.2681 | 1.2791 | 1.29 | 1.3015 | 1.3124 | 1.3236 | 1.3351 | 1.3467 | 1.3581 | 1.3694 | 1.3798 | 1.389 | 1.3971 | 1.4041 | 1.4102 | 1.4144 | 1.4175 | 1.4202 | 1.4225 | 1.4248 | 1.4258 | 1.4258 | 0 | 0 | 0 | 0 | 0 | 0 | 0 | 0 | 0
F4_Commercial_Retail_Existing_Food Preparation_Natural Gas_Conveyor Oven_E2 | F4 | Commercial | Retail | Existing | Food Preparation | Natural Gas | Conveyor Oven | E2 | Utility - Cost of Equipment | 0.87026 | 0.8766 | 0.88349 | 0.89104 | 0.89969 | 0.9097 | 0.91853 | 0.92743 | 0.93665 | 0.94623 | 0.95545 | 0.96396 | 0.9723 | 0.98062 | 0.98932 | 0.9976 | 1.0061 | 1.0149 | 1.0237 | 1.0324 | 1.041 | 1.0488 | 1.0558 | 1.062 | 1.0673 | 1.0719 | 1.0751 | 1.0775 | 1.0796 | 1.0813 | 1.083 | 1.0838 | 1.0838 | 0 | 0 | 0 | 0 | 0 | 0 | 0 | 0 | 0
F4_Commercial_Retail_Existing_Food Preparation_Natural Gas_Conveyor Oven_E3 | F4 | Commercial | Retail | Existing | Food Preparation | Natural Gas | Conveyor Oven | E3 | Utility - Cost of Equipment | 0 | 0 | 0 | 0 | 0 | 0 | 0 | 0 | 0 | 0 | 0 | 0 | 0 | 0 | 0 | 0 | 0 | 0 | 0 | 0 | 0 | 0 | 0 | 0 | 0 | 0 | 0 | 0 | 0 | 0 | 0 | 0 | 0 | 0 | 0 | 0 | 0 | 0 | 0 | 0 | 0 | 0
F4_Commercial_Retail_Existing_Food Preparation_Natural Gas_Conveyor Oven_E4 | F4 | Commercial | Retail | Existing | Food Preparation | Natural Gas | Conveyor Oven | E4 | Utility - Cost of Equipment | 0 | 0 | 0 | 0 | 0 | 0 | 0 | 0 | 0 | 0 | 0 | 0 | 0 | 0 | 0 | 0 | 0 | 0 | 0 | 0 | 0 | 0 | 0 | 0 | 0 | 0 | 0 | 0 | 0 | 0 | 0 | 0 | 0 | 0 | 0 | 0 | 0 | 0 | 0 | 0 | 0 | 0
F4_Commercial_Retail_Existing_Food Preparation_Natural Gas_Conveyor Oven_E5 | F4 | Commercial | Retail | Existing | Food Preparation | Natural Gas | Conveyor Oven | E5 | Utility - Cost of Equipment | 0 | 0 | 0 | 0 | 0 | 0 | 0 | 0 | 0 | 0 | 0 | 0 | 0 | 0 | 0 | 0 | 0 | 0 | 0 | 0 | 0 | 0 | 0 | 0 | 0 | 0 | 0 | 0 | 0 | 0 | 0 | 0 | 0 | 0 | 0 | 0 | 0 | 0 | 0 | 0 | 0 | 0
F4_Commercial_Retail_Existing_Food Preparation_Natural Gas_Conveyor Oven_E6 | F4 | Commercial | Retail | Existing | Food Preparation | Natural Gas | Conveyor Oven | E6 | Utility - Cost of Equipment | 0 | 0 | 0 | 0 | 0 | 0 | 0 | 0 | 0 | 0 | 0 | 0 | 0 | 0 | 0 | 0 | 0 | 0 | 0 | 0 | 0 | 0 | 0 | 0 | 0 | 0 | 0 | 0 | 0 | 0 | 0 | 0 | 0 | 0 | 0 | 0 | 0 | 0 | 0 | 0 | 0 | 0
F4_Commercial_Retail_Existing_Food Preparation_Natural Gas_Conveyor Oven_E7 | F4 | Commercial | Retail | Existing | Food Preparation | Natural Gas | Conveyor Oven | E7 | Utility - Cost of Equipment | 0 | 0 | 0 | 0 | 0 | 0 | 0 | 0 | 0 | 0 | 0 | 0 | 0 | 0 | 0 | 0 | 0 | 0 | 0 | 0 | 0 | 0 | 0 | 0 | 0 | 0 | 0 | 0 | 0 | 0 | 0 | 0 | 0 | 0 | 0 | 0 | 0 | 0 | 0 | 0 | 0 | 0
F4_Commercial_Retail_Existing_Food Preparation_Natural Gas_Conveyor Oven_E8 | F4 | Commercial | Retail | Existing | Food Preparation | Natural Gas | Conveyor Oven | E8 | Utility - Cost of Equipment | 0 | 0 | 0 | 0 | 0 | 0 | 0 | 0 | 0 | 0 | 0 | 0 | 0 | 0 | 0 | 0 | 0 | 0 | 0 | 0 | 0 | 0 | 0 | 0 | 0 | 0 | 0 | 0 | 0 | 0 | 0 | 0 | 0 | 0 | 0 | 0 | 0 | 0 | 0 | 0 | 0 | 0
F4_Commercial_Retail_Existing_Food Preparation_Natural Gas_Conveyor Oven_E9 | F4 | Commercial | Retail | Existing | Food Preparation | Natural Gas | Conveyor Oven | E9 | Utility - Cost of Equipment | 0 | 0 | 0 | 0 | 0 | 0 | 0 | 0 | 0 | 0 | 0 | 0 | 0 | 0 | 0 | 0 | 0 | 0 | 0 | 0 | 0 | 0 | 0 | 0 | 0 | 0 | 0 | 0 | 0 | 0 | 0 | 0 | 0 | 0 | 0 | 0 | 0 | 0 | 0 | 0 | 0 | 0
F4_Commercial_Retail_Existing_Food Preparation_Natural Gas_Conveyor Oven_E10 | F4 | Commercial | Retail | Existing | Food Preparation | Natural Gas | Conveyor Oven | E10 | Utility - Cost of Equipment | 0 | 0 | 0 | 0 | 0 | 0 | 0 | 0 | 0 | 0 | 0 | 0 | 0 | 0 | 0 | 0 | 0 | 0 | 0 | 0 | 0 | 0 | 0 | 0 | 0 | 0 | 0 | 0 | 0 | 0 | 0 | 0 | 0 | 0 | 0 | 0 | 0 | 0 | 0 | 0 | 0 | 0
F5_Commercial_Retail_Existing_Food Preparation_Natural Gas_Conveyor Oven_E1 | F5 | Commercial | Retail | Existing | Food Preparation | Natural Gas | Conveyor Oven | E1 | Utility - Cost of Operation | 0.21534 | 0.21534 | 0.21534 | 0.21534 | 0.21534 | 0.21534 | 0.21534 | 0.21534 | 0.21534 | 0.21534 | 0.21534 | 0.21534 | 0.21534 | 0.21534 | 0.21534 | 0.21534 | 0.21534 | 0.21534 | 0.21534 | 0.21534 | 0.21534 | 0.21534 | 0.21534 | 0.21534 | 0.21534 | 0.21534 | 0.21534 | 0.21534 | 0.21534 | 0.21534 | 0.21534 | 0.21534 | 0.21534 | 0 | 0 | 0 | 0 | 0 | 0 | 0 | 0 | 0
F5_Commercial_Retail_Existing_Food Preparation_Natural Gas_Conveyor Oven_E2 | F5 | Commercial | Retail | Existing | Food Preparation | Natural Gas | Conveyor Oven | E2 | Utility - Cost of Operation | 0.26252 | 0.26252 | 0.26252 | 0.26252 | 0.26252 | 0.26252 | 0.26252 | 0.26252 | 0.26252 | 0.26252 | 0.26252 | 0.26252 | 0.26252 | 0.26252 | 0.26252 | 0.26252 | 0.26252 | 0.26252 | 0.26252 | 0.26252 | 0.26252 | 0.26252 | 0.26252 | 0.26252 | 0.26252 | 0.26252 | 0.26252 | 0.26252 | 0.26252 | 0.26252 | 0.26252 | 0.26252 | 0.26252 | 0 | 0 | 0 | 0 | 0 | 0 | 0 | 0 | 0
F5_Commercial_Retail_Existing_Food Preparation_Natural Gas_Conveyor Oven_E3 | F5 | Commercial | Retail | Existing | Food Preparation | Natural Gas | Conveyor Oven | E3 | Utility - Cost of Operation | 0 | 0 | 0 | 0 | 0 | 0 | 0 | 0 | 0 | 0 | 0 | 0 | 0 | 0 | 0 | 0 | 0 | 0 | 0 | 0 | 0 | 0 | 0 | 0 | 0 | 0 | 0 | 0 | 0 | 0 | 0 | 0 | 0 | 0 | 0 | 0 | 0 | 0 | 0 | 0 | 0 | 0
F5_Commercial_Retail_Existing_Food Preparation_Natural Gas_Conveyor Oven_E4 | F5 | Commercial | Retail | Existing | Food Preparation | Natural Gas | Conveyor Oven | E4 | Utility - Cost of Operation | 0 | 0 | 0 | 0 | 0 | 0 | 0 | 0 | 0 | 0 | 0 | 0 | 0 | 0 | 0 | 0 | 0 | 0 | 0 | 0 | 0 | 0 | 0 | 0 | 0 | 0 | 0 | 0 | 0 | 0 | 0 | 0 | 0 | 0 | 0 | 0 | 0 | 0 | 0 | 0 | 0 | 0
F5_Commercial_Retail_Existing_Food Preparation_Natural Gas_Conveyor Oven_E5 | F5 | Commercial | Retail | Existing | Food Preparation | Natural Gas | Conveyor Oven | E5 | Utility - Cost of Operation | 0 | 0 | 0 | 0 | 0 | 0 | 0 | 0 | 0 | 0 | 0 | 0 | 0 | 0 | 0 | 0 | 0 | 0 | 0 | 0 | 0 | 0 | 0 | 0 | 0 | 0 | 0 | 0 | 0 | 0 | 0 | 0 | 0 | 0 | 0 | 0 | 0 | 0 | 0 | 0 | 0 | 0
F5_Commercial_Retail_Existing_Food Preparation_Natural Gas_Conveyor Oven_E6 | F5 | Commercial | Retail | Existing | Food Preparation | Natural Gas | Conveyor Oven | E6 | Utility - Cost of Operation | 0 | 0 | 0 | 0 | 0 | 0 | 0 | 0 | 0 | 0 | 0 | 0 | 0 | 0 | 0 | 0 | 0 | 0 | 0 | 0 | 0 | 0 | 0 | 0 | 0 | 0 | 0 | 0 | 0 | 0 | 0 | 0 | 0 | 0 | 0 | 0 | 0 | 0 | 0 | 0 | 0 | 0
F5_Commercial_Retail_Existing_Food Preparation_Natural Gas_Conveyor Oven_E7 | F5 | Commercial | Retail | Existing | Food Preparation | Natural Gas | Conveyor Oven | E7 | Utility - Cost of Operation | 0 | 0 | 0 | 0 | 0 | 0 | 0 | 0 | 0 | 0 | 0 | 0 | 0 | 0 | 0 | 0 | 0 | 0 | 0 | 0 | 0 | 0 | 0 | 0 | 0 | 0 | 0 | 0 | 0 | 0 | 0 | 0 | 0 | 0 | 0 | 0 | 0 | 0 | 0 | 0 | 0 | 0
F5_Commercial_Retail_Existing_Food Preparation_Natural Gas_Conveyor Oven_E8 | F5 | Commercial | Retail | Existing | Food Preparation | Natural Gas | Conveyor Oven | E8 | Utility - Cost of Operation | 0 | 0 | 0 | 0 | 0 | 0 | 0 | 0 | 0 | 0 | 0 | 0 | 0 | 0 | 0 | 0 | 0 | 0 | 0 | 0 | 0 | 0 | 0 | 0 | 0 | 0 | 0 | 0 | 0 | 0 | 0 | 0 | 0 | 0 | 0 | 0 | 0 | 0 | 0 | 0 | 0 | 0
F5_Commercial_Retail_Existing_Food Preparation_Natural Gas_Conveyor Oven_E9 | F5 | Commercial | Retail | Existing | Food Preparation | Natural Gas | Conveyor Oven | E9 | Utility - Cost of Operation | 0 | 0 | 0 | 0 | 0 | 0 | 0 | 0 | 0 | 0 | 0 | 0 | 0 | 0 | 0 | 0 | 0 | 0 | 0 | 0 | 0 | 0 | 0 | 0 | 0 | 0 | 0 | 0 | 0 | 0 | 0 | 0 | 0 | 0 | 0 | 0 | 0 | 0 | 0 | 0 | 0 | 0
F5_Commercial_Retail_Existing_Food Preparation_Natural Gas_Conveyor Oven_E10 | F5 | Commercial | Retail | Existing | Food Preparation | Natural Gas | Conveyor Oven | E10 | Utility - Cost of Operation | 0 | 0 | 0 | 0 | 0 | 0 | 0 | 0 | 0 | 0 | 0 | 0 | 0 | 0 | 0 | 0 | 0 | 0 | 0 | 0 | 0 | 0 | 0 | 0 | 0 | 0 | 0 | 0 | 0 | 0 | 0 | 0 | 0 | 0 | 0 | 0 | 0 | 0 | 0 | 0 | 0 | 0
F6_Commercial_Retail_Existing_Food Preparation_Natural Gas_Conveyor Oven_E1 | F6 | Commercial | Retail | Existing | Food Preparation | Natural Gas | Conveyor Oven | E1 | Utility - Value of Sales | 0.66441 | 0.66441 | 0.66441 | 0.66441 | 0.66441 | 0.66441 | 0.66441 | 0.66441 | 0.66441 | 0.66441 | 0.66441 | 0.66441 | 0.66441 | 0.66441 | 0.66441 | 0.66441 | 0.66441 | 0.66441 | 0.66441 | 0.66441 | 0.66441 | 0.66441 | 0.66441 | 0.66441 | 0.66441 | 0.66441 | 0.66441 | 0.66441 | 0.66441 | 0.66441 | 0.66441 | 0.66441 | 0.66441 | 0 | 0 | 0 | 0 | 0 | 0 | 0 | 0 | 0
F6_Commercial_Retail_Existing_Food Preparation_Natural Gas_Conveyor Oven_E2 | F6 | Commercial | Retail | Existing | Food Preparation | Natural Gas | Conveyor Oven | E2 | Utility - Value of Sales | 0.50506 | 0.50506 | 0.50506 | 0.50506 | 0.50506 | 0.50506 | 0.50506 | 0.50506 | 0.50506 | 0.50506 | 0.50506 | 0.50506 | 0.50506 | 0.50506 | 0.50506 | 0.50506 | 0.50506 | 0.50506 | 0.50506 | 0.50506 | 0.50506 | 0.50506 | 0.50506 | 0.50506 | 0.50506 | 0.50506 | 0.50506 | 0.50506 | 0.50506 | 0.50506 | 0.50506 | 0.50506 | 0.50506 | 0 | 0 | 0 | 0 | 0 | 0 | 0 | 0 | 0
F6_Commercial_Retail_Existing_Food Preparation_Natural Gas_Conveyor Oven_E3 | F6 | Commercial | Retail | Existing | Food Preparation | Natural Gas | Conveyor Oven | E3 | Utility - Value of Sales | 0 | 0 | 0 | 0 | 0 | 0 | 0 | 0 | 0 | 0 | 0 | 0 | 0 | 0 | 0 | 0 | 0 | 0 | 0 | 0 | 0 | 0 | 0 | 0 | 0 | 0 | 0 | 0 | 0 | 0 | 0 | 0 | 0 | 0 | 0 | 0 | 0 | 0 | 0 | 0 | 0 | 0
F6_Commercial_Retail_Existing_Food Preparation_Natural Gas_Conveyor Oven_E4 | F6 | Commercial | Retail | Existing | Food Preparation | Natural Gas | Conveyor Oven | E4 | Utility - Value of Sales | 0 | 0 | 0 | 0 | 0 | 0 | 0 | 0 | 0 | 0 | 0 | 0 | 0 | 0 | 0 | 0 | 0 | 0 | 0 | 0 | 0 | 0 | 0 | 0 | 0 | 0 | 0 | 0 | 0 | 0 | 0 | 0 | 0 | 0 | 0 | 0 | 0 | 0 | 0 | 0 | 0 | 0
F6_Commercial_Retail_Existing_Food Preparation_Natural Gas_Conveyor Oven_E5 | F6 | Commercial | Retail | Existing | Food Preparation | Natural Gas | Conveyor Oven | E5 | Utility - Value of Sales | 0 | 0 | 0 | 0 | 0 | 0 | 0 | 0 | 0 | 0 | 0 | 0 | 0 | 0 | 0 | 0 | 0 | 0 | 0 | 0 | 0 | 0 | 0 | 0 | 0 | 0 | 0 | 0 | 0 | 0 | 0 | 0 | 0 | 0 | 0 | 0 | 0 | 0 | 0 | 0 | 0 | 0
F6_Commercial_Retail_Existing_Food Preparation_Natural Gas_Conveyor Oven_E6 | F6 | Commercial | Retail | Existing | Food Preparation | Natural Gas | Conveyor Oven | E6 | Utility - Value of Sales | 0 | 0 | 0 | 0 | 0 | 0 | 0 | 0 | 0 | 0 | 0 | 0 | 0 | 0 | 0 | 0 | 0 | 0 | 0 | 0 | 0 | 0 | 0 | 0 | 0 | 0 | 0 | 0 | 0 | 0 | 0 | 0 | 0 | 0 | 0 | 0 | 0 | 0 | 0 | 0 | 0 | 0
F6_Commercial_Retail_Existing_Food Preparation_Natural Gas_Conveyor Oven_E7 | F6 | Commercial | Retail | Existing | Food Preparation | Natural Gas | Conveyor Oven | E7 | Utility - Value of Sales | 0 | 0 | 0 | 0 | 0 | 0 | 0 | 0 | 0 | 0 | 0 | 0 | 0 | 0 | 0 | 0 | 0 | 0 | 0 | 0 | 0 | 0 | 0 | 0 | 0 | 0 | 0 | 0 | 0 | 0 | 0 | 0 | 0 | 0 | 0 | 0 | 0 | 0 | 0 | 0 | 0 | 0
F6_Commercial_Retail_Existing_Food Preparation_Natural Gas_Conveyor Oven_E8 | F6 | Commercial | Retail | Existing | Food Preparation | Natural Gas | Conveyor Oven | E8 | Utility - Value of Sales | 0 | 0 | 0 | 0 | 0 | 0 | 0 | 0 | 0 | 0 | 0 | 0 | 0 | 0 | 0 | 0 | 0 | 0 | 0 | 0 | 0 | 0 | 0 | 0 | 0 | 0 | 0 | 0 | 0 | 0 | 0 | 0 | 0 | 0 | 0 | 0 | 0 | 0 | 0 | 0 | 0 | 0
F6_Commercial_Retail_Existing_Food Preparation_Natural Gas_Conveyor Oven_E9 | F6 | Commercial | Retail | Existing | Food Preparation | Natural Gas | Conveyor Oven | E9 | Utility - Value of Sales | 0 | 0 | 0 | 0 | 0 | 0 | 0 | 0 | 0 | 0 | 0 | 0 | 0 | 0 | 0 | 0 | 0 | 0 | 0 | 0 | 0 | 0 | 0 | 0 | 0 | 0 | 0 | 0 | 0 | 0 | 0 | 0 | 0 | 0 | 0 | 0 | 0 | 0 | 0 | 0 | 0 | 0
F6_Commercial_Retail_Existing_Food Preparation_Natural Gas_Conveyor Oven_E10 | F6 | Commercial | Retail | Existing | Food Preparation | Natural Gas | Conveyor Oven | E10 | Utility - Value of Sales | 0 | 0 | 0 | 0 | 0 | 0 | 0 | 0 | 0 | 0 | 0 | 0 | 0 | 0 | 0 | 0 | 0 | 0 | 0 | 0 | 0 | 0 | 0 | 0 | 0 | 0 | 0 | 0 | 0 | 0 | 0 | 0 | 0 | 0 | 0 | 0 | 0 | 0 | 0 | 0 | 0 | 0
F1_Commercial_Retail_Existing_Food Preparation_Natural Gas_Double Rack Oven_E1 | F1 | Commercial | Retail | Existing | Food Preparation | Natural Gas | Double Rack Oven | E1 | RVT - Cost of Equipment | 1.6688 | 1.6815 | 1.6957 | 1.7113 | 1.7291 | 1.7498 | 1.7665 | 1.7825 | 1.7988 | 1.8158 | 1.832 | 1.8469 | 1.8621 | 1.878 | 1.8956 | 1.9129 | 1.9311 | 1.9504 | 1.9706 | 1.9911 | 2.0118 | 2.0311 | 2.0486 | 2.064 | 2.0774 | 2.0889 | 2.0968 | 2.1027 | 2.1079 | 2.1123 | 2.1166 | 2.1185 | 2.1185 | 0 | 0 | 0 | 0 | 0 | 0 | 0 | 0 | 0
F1_Commercial_Retail_Existing_Food Preparation_Natural Gas_Double Rack Oven_E2 | F1 | Commercial | Retail | Existing | Food Preparation | Natural Gas | Double Rack Oven | E2 | RVT - Cost of Equipment | 0.91024 | 0.91717 | 0.92493 | 0.93345 | 0.94317 | 0.95442 | 0.96354 | 0.9723 | 0.98118 | 0.99044 | 0.99927 | 1.0074 | 1.0157 | 1.0244 | 1.034 | 1.0434 | 1.0534 | 1.0639 | 1.0749 | 1.0861 | 1.0973 | 1.1079 | 1.1174 | 1.1258 | 1.1331 | 1.1394 | 1.1437 | 1.147 | 1.1498 | 1.1521 | 1.1545 | 1.1556 | 1.1556 | 0 | 0 | 0 | 0 | 0 | 0 | 0 | 0 | 0
F1_Commercial_Retail_Existing_Food Preparation_Natural Gas_Double Rack Oven_E3 | F1 | Commercial | Retail | Existing | Food Preparation | Natural Gas | Double Rack Oven | E3 | RVT - Cost of Equipment | 0 | 0 | 0 | 0 | 0 | 0 | 0 | 0 | 0 | 0 | 0 | 0 | 0 | 0 | 0 | 0 | 0 | 0 | 0 | 0 | 0 | 0 | 0 | 0 | 0 | 0 | 0 | 0 | 0 | 0 | 0 | 0 | 0 | 0 | 0 | 0 | 0 | 0 | 0 | 0 | 0 | 0
F1_Commercial_Retail_Existing_Food Preparation_Natural Gas_Double Rack Oven_E4 | F1 | Commercial | Retail | Existing | Food Preparation | Natural Gas | Double Rack Oven | E4 | RVT - Cost of Equipment | 0 | 0 | 0 | 0 | 0 | 0 | 0 | 0 | 0 | 0 | 0 | 0 | 0 | 0 | 0 | 0 | 0 | 0 | 0 | 0 | 0 | 0 | 0 | 0 | 0 | 0 | 0 | 0 | 0 | 0 | 0 | 0 | 0 | 0 | 0 | 0 | 0 | 0 | 0 | 0 | 0 | 0
F1_Commercial_Retail_Existing_Food Preparation_Natural Gas_Double Rack Oven_E5 | F1 | Commercial | Retail | Existing | Food Preparation | Natural Gas | Double Rack Oven | E5 | RVT - Cost of Equipment | 0 | 0 | 0 | 0 | 0 | 0 | 0 | 0 | 0 | 0 | 0 | 0 | 0 | 0 | 0 | 0 | 0 | 0 | 0 | 0 | 0 | 0 | 0 | 0 | 0 | 0 | 0 | 0 | 0 | 0 | 0 | 0 | 0 | 0 | 0 | 0 | 0 | 0 | 0 | 0 | 0 | 0
F1_Commercial_Retail_Existing_Food Preparation_Natural Gas_Double Rack Oven_E6 | F1 | Commercial | Retail | Existing | Food Preparation | Natural Gas | Double Rack Oven | E6 | RVT - Cost of Equipment | 0 | 0 | 0 | 0 | 0 | 0 | 0 | 0 | 0 | 0 | 0 | 0 | 0 | 0 | 0 | 0 | 0 | 0 | 0 | 0 | 0 | 0 | 0 | 0 | 0 | 0 | 0 | 0 | 0 | 0 | 0 | 0 | 0 | 0 | 0 | 0 | 0 | 0 | 0 | 0 | 0 | 0
F1_Commercial_Retail_Existing_Food Preparation_Natural Gas_Double Rack Oven_E7 | F1 | Commercial | Retail | Existing | Food Preparation | Natural Gas | Double Rack Oven | E7 | RVT - Cost of Equipment | 0 | 0 | 0 | 0 | 0 | 0 | 0 | 0 | 0 | 0 | 0 | 0 | 0 | 0 | 0 | 0 | 0 | 0 | 0 | 0 | 0 | 0 | 0 | 0 | 0 | 0 | 0 | 0 | 0 | 0 | 0 | 0 | 0 | 0 | 0 | 0 | 0 | 0 | 0 | 0 | 0 | 0
F1_Commercial_Retail_Existing_Food Preparation_Natural Gas_Double Rack Oven_E8 | F1 | Commercial | Retail | Existing | Food Preparation | Natural Gas | Double Rack Oven | E8 | RVT - Cost of Equipment | 0 | 0 | 0 | 0 | 0 | 0 | 0 | 0 | 0 | 0 | 0 | 0 | 0 | 0 | 0 | 0 | 0 | 0 | 0 | 0 | 0 | 0 | 0 | 0 | 0 | 0 | 0 | 0 | 0 | 0 | 0 | 0 | 0 | 0 | 0 | 0 | 0 | 0 | 0 | 0 | 0 | 0
F1_Commercial_Retail_Existing_Food Preparation_Natural Gas_Double Rack Oven_E9 | F1 | Commercial | Retail | Existing | Food Preparation | Natural Gas | Double Rack Oven | E9 | RVT - Cost of Equipment | 0 | 0 | 0 | 0 | 0 | 0 | 0 | 0 | 0 | 0 | 0 | 0 | 0 | 0 | 0 | 0 | 0 | 0 | 0 | 0 | 0 | 0 | 0 | 0 | 0 | 0 | 0 | 0 | 0 | 0 | 0 | 0 | 0 | 0 | 0 | 0 | 0 | 0 | 0 | 0 | 0 | 0
F1_Commercial_Retail_Existing_Food Preparation_Natural Gas_Double Rack Oven_E10 | F1 | Commercial | Retail | Existing | Food Preparation | Natural Gas | Double Rack Oven | E10 | RVT - Cost of Equipment | 0 | 0 | 0 | 0 | 0 | 0 | 0 | 0 | 0 | 0 | 0 | 0 | 0 | 0 | 0 | 0 | 0 | 0 | 0 | 0 | 0 | 0 | 0 | 0 | 0 | 0 | 0 | 0 | 0 | 0 | 0 | 0 | 0 | 0 | 0 | 0 | 0 | 0 | 0 | 0 | 0 | 0
F2_Commercial_Retail_Existing_Food Preparation_Natural Gas_Double Rack Oven_E1 | F2 | Commercial | Retail | Existing | Food Preparation | Natural Gas | Double Rack Oven | E1 | RVT - Cost of Operation | 1.9993 | 2.0145 | 2.0316 | 2.0503 | 2.0716 | 2.0963 | 2.1164 | 2.1356 | 2.1551 | 2.1755 | 2.1948 | 2.2127 | 2.2309 | 2.25 | 2.2711 | 2.2917 | 2.3136 | 2.3368 | 2.3609 | 2.3855 | 2.4102 | 2.4334 | 2.4543 | 2.4728 | 2.4888 | 2.5026 | 2.5121 | 2.5192 | 2.5254 | 2.5306 | 2.5358 | 2.5381 | 2.5381 | 0 | 0 | 0 | 0 | 0 | 0 | 0 | 0 | 0
F2_Commercial_Retail_Existing_Food Preparation_Natural Gas_Double Rack Oven_E2 | F2 | Commercial | Retail | Existing | Food Preparation | Natural Gas | Double Rack Oven | E2 | RVT - Cost of Operation | 1.0905 | 1.0988 | 1.1081 | 1.1183 | 1.13 | 1.1435 | 1.1544 | 1.1649 | 1.1755 | 1.1866 | 1.1972 | 1.2069 | 1.2168 | 1.2273 | 1.2388 | 1.25 | 1.262 | 1.2746 | 1.2877 | 1.3012 | 1.3147 | 1.3273 | 1.3387 | 1.3488 | 1.3575 | 1.365 | 1.3702 | 1.3741 | 1.3775 | 1.3803 | 1.3832 | 1.3844 | 1.3844 | 0 | 0 | 0 | 0 | 0 | 0 | 0 | 0 | 0
F2_Commercial_Retail_Existing_Food Preparation_Natural Gas_Double Rack Oven_E3 | F2 | Commercial | Retail | Existing | Food Preparation | Natural Gas | Double Rack Oven | E3 | RVT - Cost of Operation | 0 | 0 | 0 | 0 | 0 | 0 | 0 | 0 | 0 | 0 | 0 | 0 | 0 | 0 | 0 | 0 | 0 | 0 | 0 | 0 | 0 | 0 | 0 | 0 | 0 | 0 | 0 | 0 | 0 | 0 | 0 | 0 | 0 | 0 | 0 | 0 | 0 | 0 | 0 | 0 | 0 | 0
F2_Commercial_Retail_Existing_Food Preparation_Natural Gas_Double Rack Oven_E4 | F2 | Commercial | Retail | Existing | Food Preparation | Natural Gas | Double Rack Oven | E4 | RVT - Cost of Operation | 0 | 0 | 0 | 0 | 0 | 0 | 0 | 0 | 0 | 0 | 0 | 0 | 0 | 0 | 0 | 0 | 0 | 0 | 0 | 0 | 0 | 0 | 0 | 0 | 0 | 0 | 0 | 0 | 0 | 0 | 0 | 0 | 0 | 0 | 0 | 0 | 0 | 0 | 0 | 0 | 0 | 0
F2_Commercial_Retail_Existing_Food Preparation_Natural Gas_Double Rack Oven_E5 | F2 | Commercial | Retail | Existing | Food Preparation | Natural Gas | Double Rack Oven | E5 | RVT - Cost of Operation | 0 | 0 | 0 | 0 | 0 | 0 | 0 | 0 | 0 | 0 | 0 | 0 | 0 | 0 | 0 | 0 | 0 | 0 | 0 | 0 | 0 | 0 | 0 | 0 | 0 | 0 | 0 | 0 | 0 | 0 | 0 | 0 | 0 | 0 | 0 | 0 | 0 | 0 | 0 | 0 | 0 | 0
F2_Commercial_Retail_Existing_Food Preparation_Natural Gas_Double Rack Oven_E6 | F2 | Commercial | Retail | Existing | Food Preparation | Natural Gas | Double Rack Oven | E6 | RVT - Cost of Operation | 0 | 0 | 0 | 0 | 0 | 0 | 0 | 0 | 0 | 0 | 0 | 0 | 0 | 0 | 0 | 0 | 0 | 0 | 0 | 0 | 0 | 0 | 0 | 0 | 0 | 0 | 0 | 0 | 0 | 0 | 0 | 0 | 0 | 0 | 0 | 0 | 0 | 0 | 0 | 0 | 0 | 0
F2_Commercial_Retail_Existing_Food Preparation_Natural Gas_Double Rack Oven_E7 | F2 | Commercial | Retail | Existing | Food Preparation | Natural Gas | Double Rack Oven | E7 | RVT - Cost of Operation | 0 | 0 | 0 | 0 | 0 | 0 | 0 | 0 | 0 | 0 | 0 | 0 | 0 | 0 | 0 | 0 | 0 | 0 | 0 | 0 | 0 | 0 | 0 | 0 | 0 | 0 | 0 | 0 | 0 | 0 | 0 | 0 | 0 | 0 | 0 | 0 | 0 | 0 | 0 | 0 | 0 | 0
F2_Commercial_Retail_Existing_Food Preparation_Natural Gas_Double Rack Oven_E8 | F2 | Commercial | Retail | Existing | Food Preparation | Natural Gas | Double Rack Oven | E8 | RVT - Cost of Operation | 0 | 0 | 0 | 0 | 0 | 0 | 0 | 0 | 0 | 0 | 0 | 0 | 0 | 0 | 0 | 0 | 0 | 0 | 0 | 0 | 0 | 0 | 0 | 0 | 0 | 0 | 0 | 0 | 0 | 0 | 0 | 0 | 0 | 0 | 0 | 0 | 0 | 0 | 0 | 0 | 0 | 0
F2_Commercial_Retail_Existing_Food Preparation_Natural Gas_Double Rack Oven_E9 | F2 | Commercial | Retail | Existing | Food Preparation | Natural Gas | Double Rack Oven | E9 | RVT - Cost of Operation | 0 | 0 | 0 | 0 | 0 | 0 | 0 | 0 | 0 | 0 | 0 | 0 | 0 | 0 | 0 | 0 | 0 | 0 | 0 | 0 | 0 | 0 | 0 | 0 | 0 | 0 | 0 | 0 | 0 | 0 | 0 | 0 | 0 | 0 | 0 | 0 | 0 | 0 | 0 | 0 | 0 | 0
F2_Commercial_Retail_Existing_Food Preparation_Natural Gas_Double Rack Oven_E10 | F2 | Commercial | Retail | Existing | Food Preparation | Natural Gas | Double Rack Oven | E10 | RVT - Cost of Operation | 0 | 0 | 0 | 0 | 0 | 0 | 0 | 0 | 0 | 0 | 0 | 0 | 0 | 0 | 0 | 0 | 0 | 0 | 0 | 0 | 0 | 0 | 0 | 0 | 0 | 0 | 0 | 0 | 0 | 0 | 0 | 0 | 0 | 0 | 0 | 0 | 0 | 0 | 0 | 0 | 0 | 0
F3_Commercial_Retail_Existing_Food Preparation_Natural Gas_Double Rack Oven_E1 | F3 | Commercial | Retail | Existing | Food Preparation | Natural Gas | Double Rack Oven | E1 | System - kBTUs of Consumption | 0.40428 | 0.40428 | 0.40428 | 0.40428 | 0.40428 | 0.40428 | 0.40428 | 0.40428 | 0.40428 | 0.40428 | 0.40428 | 0.40428 | 0.40428 | 0.40428 | 0.40428 | 0.40428 | 0.40428 | 0.40428 | 0.40428 | 0.40428 | 0.40428 | 0.40428 | 0.40428 | 0.40428 | 0.40428 | 0.40428 | 0.40428 | 0.40428 | 0.40428 | 0.40428 | 0.40428 | 0.40428 | 0.40428 | 0 | 0 | 0 | 0 | 0 | 0 | 0 | 0 | 0
F3_Commercial_Retail_Existing_Food Preparation_Natural Gas_Double Rack Oven_E2 | F3 | Commercial | Retail | Existing | Food Preparation | Natural Gas | Double Rack Oven | E2 | System - kBTUs of Consumption | 0.53765 | 0.53765 | 0.53765 | 0.53765 | 0.53765 | 0.53765 | 0.53765 | 0.53765 | 0.53765 | 0.53765 | 0.53765 | 0.53765 | 0.53765 | 0.53765 | 0.53765 | 0.53765 | 0.53765 | 0.53765 | 0.53765 | 0.53765 | 0.53765 | 0.53765 | 0.53765 | 0.53765 | 0.53765 | 0.53765 | 0.53765 | 0.53765 | 0.53765 | 0.53765 | 0.53765 | 0.53765 | 0.53765 | 0 | 0 | 0 | 0 | 0 | 0 | 0 | 0 | 0
F3_Commercial_Retail_Existing_Food Preparation_Natural Gas_Double Rack Oven_E3 | F3 | Commercial | Retail | Existing | Food Preparation | Natural Gas | Double Rack Oven | E3 | System - kBTUs of Consumption | 0 | 0 | 0 | 0 | 0 | 0 | 0 | 0 | 0 | 0 | 0 | 0 | 0 | 0 | 0 | 0 | 0 | 0 | 0 | 0 | 0 | 0 | 0 | 0 | 0 | 0 | 0 | 0 | 0 | 0 | 0 | 0 | 0 | 0 | 0 | 0 | 0 | 0 | 0 | 0 | 0 | 0
F3_Commercial_Retail_Existing_Food Preparation_Natural Gas_Double Rack Oven_E4 | F3 | Commercial | Retail | Existing | Food Preparation | Natural Gas | Double Rack Oven | E4 | System - kBTUs of Consumption | 0 | 0 | 0 | 0 | 0 | 0 | 0 | 0 | 0 | 0 | 0 | 0 | 0 | 0 | 0 | 0 | 0 | 0 | 0 | 0 | 0 | 0 | 0 | 0 | 0 | 0 | 0 | 0 | 0 | 0 | 0 | 0 | 0 | 0 | 0 | 0 | 0 | 0 | 0 | 0 | 0 | 0
F3_Commercial_Retail_Existing_Food Preparation_Natural Gas_Double Rack Oven_E5 | F3 | Commercial | Retail | Existing | Food Preparation | Natural Gas | Double Rack Oven | E5 | System - kBTUs of Consumption | 0 | 0 | 0 | 0 | 0 | 0 | 0 | 0 | 0 | 0 | 0 | 0 | 0 | 0 | 0 | 0 | 0 | 0 | 0 | 0 | 0 | 0 | 0 | 0 | 0 | 0 | 0 | 0 | 0 | 0 | 0 | 0 | 0 | 0 | 0 | 0 | 0 | 0 | 0 | 0 | 0 | 0
F3_Commercial_Retail_Existing_Food Preparation_Natural Gas_Double Rack Oven_E6 | F3 | Commercial | Retail | Existing | Food Preparation | Natural Gas | Double Rack Oven | E6 | System - kBTUs of Consumption | 0 | 0 | 0 | 0 | 0 | 0 | 0 | 0 | 0 | 0 | 0 | 0 | 0 | 0 | 0 | 0 | 0 | 0 | 0 | 0 | 0 | 0 | 0 | 0 | 0 | 0 | 0 | 0 | 0 | 0 | 0 | 0 | 0 | 0 | 0 | 0 | 0 | 0 | 0 | 0 | 0 | 0
F3_Commercial_Retail_Existing_Food Preparation_Natural Gas_Double Rack Oven_E7 | F3 | Commercial | Retail | Existing | Food Preparation | Natural Gas | Double Rack Oven | E7 | System - kBTUs of Consumption | 0 | 0 | 0 | 0 | 0 | 0 | 0 | 0 | 0 | 0 | 0 | 0 | 0 | 0 | 0 | 0 | 0 | 0 | 0 | 0 | 0 | 0 | 0 | 0 | 0 | 0 | 0 | 0 | 0 | 0 | 0 | 0 | 0 | 0 | 0 | 0 | 0 | 0 | 0 | 0 | 0 | 0
F3_Commercial_Retail_Existing_Food Preparation_Natural Gas_Double Rack Oven_E8 | F3 | Commercial | Retail | Existing | Food Preparation | Natural Gas | Double Rack Oven | E8 | System - kBTUs of Consumption | 0 | 0 | 0 | 0 | 0 | 0 | 0 | 0 | 0 | 0 | 0 | 0 | 0 | 0 | 0 | 0 | 0 | 0 | 0 | 0 | 0 | 0 | 0 | 0 | 0 | 0 | 0 | 0 | 0 | 0 | 0 | 0 | 0 | 0 | 0 | 0 | 0 | 0 | 0 | 0 | 0 | 0
F3_Commercial_Retail_Existing_Food Preparation_Natural Gas_Double Rack Oven_E9 | F3 | Commercial | Retail | Existing | Food Preparation | Natural Gas | Double Rack Oven | E9 | System - kBTUs of Consumption | 0 | 0 | 0 | 0 | 0 | 0 | 0 | 0 | 0 | 0 | 0 | 0 | 0 | 0 | 0 | 0 | 0 | 0 | 0 | 0 | 0 | 0 | 0 | 0 | 0 | 0 | 0 | 0 | 0 | 0 | 0 | 0 | 0 | 0 | 0 | 0 | 0 | 0 | 0 | 0 | 0 | 0
F3_Commercial_Retail_Existing_Food Preparation_Natural Gas_Double Rack Oven_E10 | F3 | Commercial | Retail | Existing | Food Preparation | Natural Gas | Double Rack Oven | E10 | System - kBTUs of Consumption | 0 | 0 | 0 | 0 | 0 | 0 | 0 | 0 | 0 | 0 | 0 | 0 | 0 | 0 | 0 | 0 | 0 | 0 | 0 | 0 | 0 | 0 | 0 | 0 | 0 | 0 | 0 | 0 | 0 | 0 | 0 | 0 | 0 | 0 | 0 | 0 | 0 | 0 | 0 | 0 | 0 | 0
F4_Commercial_Retail_Existing_Food Preparation_Natural Gas_Double Rack Oven_E1 | F4 | Commercial | Retail | Existing | Food Preparation | Natural Gas | Double Rack Oven | E1 | Utility - Cost of Equipment | 1.9993 | 2.0145 | 2.0316 | 2.0503 | 2.0716 | 2.0963 | 2.1164 | 2.1356 | 2.1551 | 2.1755 | 2.1948 | 2.2127 | 2.2309 | 2.25 | 2.2711 | 2.2917 | 2.3136 | 2.3368 | 2.3609 | 2.3855 | 2.4102 | 2.4334 | 2.4543 | 2.4728 | 2.4888 | 2.5026 | 2.5121 | 2.5192 | 2.5254 | 2.5306 | 2.5358 | 2.5381 | 2.5381 | 0 | 0 | 0 | 0 | 0 | 0 | 0 | 0 | 0
F4_Commercial_Retail_Existing_Food Preparation_Natural Gas_Double Rack Oven_E2 | F4 | Commercial | Retail | Existing | Food Preparation | Natural Gas | Double Rack Oven | E2 | Utility - Cost of Equipment | 1.0905 | 1.0988 | 1.1081 | 1.1183 | 1.13 | 1.1435 | 1.1544 | 1.1649 | 1.1755 | 1.1866 | 1.1972 | 1.2069 | 1.2168 | 1.2273 | 1.2388 | 1.25 | 1.262 | 1.2746 | 1.2877 | 1.3012 | 1.3147 | 1.3273 | 1.3387 | 1.3488 | 1.3575 | 1.365 | 1.3702 | 1.3741 | 1.3775 | 1.3803 | 1.3832 | 1.3844 | 1.3844 | 0 | 0 | 0 | 0 | 0 | 0 | 0 | 0 | 0
F4_Commercial_Retail_Existing_Food Preparation_Natural Gas_Double Rack Oven_E3 | F4 | Commercial | Retail | Existing | Food Preparation | Natural Gas | Double Rack Oven | E3 | Utility - Cost of Equipment | 0 | 0 | 0 | 0 | 0 | 0 | 0 | 0 | 0 | 0 | 0 | 0 | 0 | 0 | 0 | 0 | 0 | 0 | 0 | 0 | 0 | 0 | 0 | 0 | 0 | 0 | 0 | 0 | 0 | 0 | 0 | 0 | 0 | 0 | 0 | 0 | 0 | 0 | 0 | 0 | 0 | 0
F4_Commercial_Retail_Existing_Food Preparation_Natural Gas_Double Rack Oven_E4 | F4 | Commercial | Retail | Existing | Food Preparation | Natural Gas | Double Rack Oven | E4 | Utility - Cost of Equipment | 0 | 0 | 0 | 0 | 0 | 0 | 0 | 0 | 0 | 0 | 0 | 0 | 0 | 0 | 0 | 0 | 0 | 0 | 0 | 0 | 0 | 0 | 0 | 0 | 0 | 0 | 0 | 0 | 0 | 0 | 0 | 0 | 0 | 0 | 0 | 0 | 0 | 0 | 0 | 0 | 0 | 0
F4_Commercial_Retail_Existing_Food Preparation_Natural Gas_Double Rack Oven_E5 | F4 | Commercial | Retail | Existing | Food Preparation | Natural Gas | Double Rack Oven | E5 | Utility - Cost of Equipment | 0 | 0 | 0 | 0 | 0 | 0 | 0 | 0 | 0 | 0 | 0 | 0 | 0 | 0 | 0 | 0 | 0 | 0 | 0 | 0 | 0 | 0 | 0 | 0 | 0 | 0 | 0 | 0 | 0 | 0 | 0 | 0 | 0 | 0 | 0 | 0 | 0 | 0 | 0 | 0 | 0 | 0
F4_Commercial_Retail_Existing_Food Preparation_Natural Gas_Double Rack Oven_E6 | F4 | Commercial | Retail | Existing | Food Preparation | Natural Gas | Double Rack Oven | E6 | Utility - Cost of Equipment | 0 | 0 | 0 | 0 | 0 | 0 | 0 | 0 | 0 | 0 | 0 | 0 | 0 | 0 | 0 | 0 | 0 | 0 | 0 | 0 | 0 | 0 | 0 | 0 | 0 | 0 | 0 | 0 | 0 | 0 | 0 | 0 | 0 | 0 | 0 | 0 | 0 | 0 | 0 | 0 | 0 | 0
F4_Commercial_Retail_Existing_Food Preparation_Natural Gas_Double Rack Oven_E7 | F4 | Commercial | Retail | Existing | Food Preparation | Natural Gas | Double Rack Oven | E7 | Utility - Cost of Equipment | 0 | 0 | 0 | 0 | 0 | 0 | 0 | 0 | 0 | 0 | 0 | 0 | 0 | 0 | 0 | 0 | 0 | 0 | 0 | 0 | 0 | 0 | 0 | 0 | 0 | 0 | 0 | 0 | 0 | 0 | 0 | 0 | 0 | 0 | 0 | 0 | 0 | 0 | 0 | 0 | 0 | 0
F4_Commercial_Retail_Existing_Food Preparation_Natural Gas_Double Rack Oven_E8 | F4 | Commercial | Retail | Existing | Food Preparation | Natural Gas | Double Rack Oven | E8 | Utility - Cost of Equipment | 0 | 0 | 0 | 0 | 0 | 0 | 0 | 0 | 0 | 0 | 0 | 0 | 0 | 0 | 0 | 0 | 0 | 0 | 0 | 0 | 0 | 0 | 0 | 0 | 0 | 0 | 0 | 0 | 0 | 0 | 0 | 0 | 0 | 0 | 0 | 0 | 0 | 0 | 0 | 0 | 0 | 0
F4_Commercial_Retail_Existing_Food Preparation_Natural Gas_Double Rack Oven_E9 | F4 | Commercial | Retail | Existing | Food Preparation | Natural Gas | Double Rack Oven | E9 | Utility - Cost of Equipment | 0 | 0 | 0 | 0 | 0 | 0 | 0 | 0 | 0 | 0 | 0 | 0 | 0 | 0 | 0 | 0 | 0 | 0 | 0 | 0 | 0 | 0 | 0 | 0 | 0 | 0 | 0 | 0 | 0 | 0 | 0 | 0 | 0 | 0 | 0 | 0 | 0 | 0 | 0 | 0 | 0 | 0
F4_Commercial_Retail_Existing_Food Preparation_Natural Gas_Double Rack Oven_E10 | F4 | Commercial | Retail | Existing | Food Preparation | Natural Gas | Double Rack Oven | E10 | Utility - Cost of Equipment | 0 | 0 | 0 | 0 | 0 | 0 | 0 | 0 | 0 | 0 | 0 | 0 | 0 | 0 | 0 | 0 | 0 | 0 | 0 | 0 | 0 | 0 | 0 | 0 | 0 | 0 | 0 | 0 | 0 | 0 | 0 | 0 | 0 | 0 | 0 | 0 | 0 | 0 | 0 | 0 | 0 | 0
F5_Commercial_Retail_Existing_Food Preparation_Natural Gas_Double Rack Oven_E1 | F5 | Commercial | Retail | Existing | Food Preparation | Natural Gas | Double Rack Oven | E1 | Utility - Cost of Operation | 0.40428 | 0.40428 | 0.40428 | 0.40428 | 0.40428 | 0.40428 | 0.40428 | 0.40428 | 0.40428 | 0.40428 | 0.40428 | 0.40428 | 0.40428 | 0.40428 | 0.40428 | 0.40428 | 0.40428 | 0.40428 | 0.40428 | 0.40428 | 0.40428 | 0.40428 | 0.40428 | 0.40428 | 0.40428 | 0.40428 | 0.40428 | 0.40428 | 0.40428 | 0.40428 | 0.40428 | 0.40428 | 0.40428 | 0 | 0 | 0 | 0 | 0 | 0 | 0 | 0 | 0
F5_Commercial_Retail_Existing_Food Preparation_Natural Gas_Double Rack Oven_E2 | F5 | Commercial | Retail | Existing | Food Preparation | Natural Gas | Double Rack Oven | E2 | Utility - Cost of Operation | 0.53765 | 0.53765 | 0.53765 | 0.53765 | 0.53765 | 0.53765 | 0.53765 | 0.53765 | 0.53765 | 0.53765 | 0.53765 | 0.53765 | 0.53765 | 0.53765 | 0.53765 | 0.53765 | 0.53765 | 0.53765 | 0.53765 | 0.53765 | 0.53765 | 0.53765 | 0.53765 | 0.53765 | 0.53765 | 0.53765 | 0.53765 | 0.53765 | 0.53765 | 0.53765 | 0.53765 | 0.53765 | 0.53765 | 0 | 0 | 0 | 0 | 0 | 0 | 0 | 0 | 0
F5_Commercial_Retail_Existing_Food Preparation_Natural Gas_Double Rack Oven_E3 | F5 | Commercial | Retail | Existing | Food Preparation | Natural Gas | Double Rack Oven | E3 | Utility - Cost of Operation | 0 | 0 | 0 | 0 | 0 | 0 | 0 | 0 | 0 | 0 | 0 | 0 | 0 | 0 | 0 | 0 | 0 | 0 | 0 | 0 | 0 | 0 | 0 | 0 | 0 | 0 | 0 | 0 | 0 | 0 | 0 | 0 | 0 | 0 | 0 | 0 | 0 | 0 | 0 | 0 | 0 | 0
F5_Commercial_Retail_Existing_Food Preparation_Natural Gas_Double Rack Oven_E4 | F5 | Commercial | Retail | Existing | Food Preparation | Natural Gas | Double Rack Oven | E4 | Utility - Cost of Operation | 0 | 0 | 0 | 0 | 0 | 0 | 0 | 0 | 0 | 0 | 0 | 0 | 0 | 0 | 0 | 0 | 0 | 0 | 0 | 0 | 0 | 0 | 0 | 0 | 0 | 0 | 0 | 0 | 0 | 0 | 0 | 0 | 0 | 0 | 0 | 0 | 0 | 0 | 0 | 0 | 0 | 0
F5_Commercial_Retail_Existing_Food Preparation_Natural Gas_Double Rack Oven_E5 | F5 | Commercial | Retail | Existing | Food Preparation | Natural Gas | Double Rack Oven | E5 | Utility - Cost of Operation | 0 | 0 | 0 | 0 | 0 | 0 | 0 | 0 | 0 | 0 | 0 | 0 | 0 | 0 | 0 | 0 | 0 | 0 | 0 | 0 | 0 | 0 | 0 | 0 | 0 | 0 | 0 | 0 | 0 | 0 | 0 | 0 | 0 | 0 | 0 | 0 | 0 | 0 | 0 | 0 | 0 | 0
F5_Commercial_Retail_Existing_Food Preparation_Natural Gas_Double Rack Oven_E6 | F5 | Commercial | Retail | Existing | Food Preparation | Natural Gas | Double Rack Oven | E6 | Utility - Cost of Operation | 0 | 0 | 0 | 0 | 0 | 0 | 0 | 0 | 0 | 0 | 0 | 0 | 0 | 0 | 0 | 0 | 0 | 0 | 0 | 0 | 0 | 0 | 0 | 0 | 0 | 0 | 0 | 0 | 0 | 0 | 0 | 0 | 0 | 0 | 0 | 0 | 0 | 0 | 0 | 0 | 0 | 0
F5_Commercial_Retail_Existing_Food Preparation_Natural Gas_Double Rack Oven_E7 | F5 | Commercial | Retail | Existing | Food Preparation | Natural Gas | Double Rack Oven | E7 | Utility - Cost of Operation | 0 | 0 | 0 | 0 | 0 | 0 | 0 | 0 | 0 | 0 | 0 | 0 | 0 | 0 | 0 | 0 | 0 | 0 | 0 | 0 | 0 | 0 | 0 | 0 | 0 | 0 | 0 | 0 | 0 | 0 | 0 | 0 | 0 | 0 | 0 | 0 | 0 | 0 | 0 | 0 | 0 | 0
F5_Commercial_Retail_Existing_Food Preparation_Natural Gas_Double Rack Oven_E8 | F5 | Commercial | Retail | Existing | Food Preparation | Natural Gas | Double Rack Oven | E8 | Utility - Cost of Operation | 0 | 0 | 0 | 0 | 0 | 0 | 0 | 0 | 0 | 0 | 0 | 0 | 0 | 0 | 0 | 0 | 0 | 0 | 0 | 0 | 0 | 0 | 0 | 0 | 0 | 0 | 0 | 0 | 0 | 0 | 0 | 0 | 0 | 0 | 0 | 0 | 0 | 0 | 0 | 0 | 0 | 0
F5_Commercial_Retail_Existing_Food Preparation_Natural Gas_Double Rack Oven_E9 | F5 | Commercial | Retail | Existing | Food Preparation | Natural Gas | Double Rack Oven | E9 | Utility - Cost of Operation | 0 | 0 | 0 | 0 | 0 | 0 | 0 | 0 | 0 | 0 | 0 | 0 | 0 | 0 | 0 | 0 | 0 | 0 | 0 | 0 | 0 | 0 | 0 | 0 | 0 | 0 | 0 | 0 | 0 | 0 | 0 | 0 | 0 | 0 | 0 | 0 | 0 | 0 | 0 | 0 | 0 | 0
F5_Commercial_Retail_Existing_Food Preparation_Natural Gas_Double Rack Oven_E10 | F5 | Commercial | Retail | Existing | Food Preparation | Natural Gas | Double Rack Oven | E10 | Utility - Cost of Operation | 0 | 0 | 0 | 0 | 0 | 0 | 0 | 0 | 0 | 0 | 0 | 0 | 0 | 0 | 0 | 0 | 0 | 0 | 0 | 0 | 0 | 0 | 0 | 0 | 0 | 0 | 0 | 0 | 0 | 0 | 0 | 0 | 0 | 0 | 0 | 0 | 0 | 0 | 0 | 0 | 0 | 0
F6_Commercial_Retail_Existing_Food Preparation_Natural Gas_Double Rack Oven_E1 | F6 | Commercial | Retail | Existing | Food Preparation | Natural Gas | Double Rack Oven | E1 | Utility - Value of Sales | 1.1841 | 1.1841 | 1.1841 | 1.1841 | 1.1841 | 1.1841 | 1.1841 | 1.1841 | 1.1841 | 1.1841 | 1.1841 | 1.1841 | 1.1841 | 1.1841 | 1.1841 | 1.1841 | 1.1841 | 1.1841 | 1.1841 | 1.1841 | 1.1841 | 1.1841 | 1.1841 | 1.1841 | 1.1841 | 1.1841 | 1.1841 | 1.1841 | 1.1841 | 1.1841 | 1.1841 | 1.1841 | 1.1841 | 0 | 0 | 0 | 0 | 0 | 0 | 0 | 0 | 0
F6_Commercial_Retail_Existing_Food Preparation_Natural Gas_Double Rack Oven_E2 | F6 | Commercial | Retail | Existing | Food Preparation | Natural Gas | Double Rack Oven | E2 | Utility - Value of Sales | 0.64586 | 0.64586 | 0.64586 | 0.64586 | 0.64586 | 0.64586 | 0.64586 | 0.64586 | 0.64586 | 0.64586 | 0.64586 | 0.64586 | 0.64586 | 0.64586 | 0.64586 | 0.64586 | 0.64586 | 0.64586 | 0.64586 | 0.64586 | 0.64586 | 0.64586 | 0.64586 | 0.64586 | 0.64586 | 0.64586 | 0.64586 | 0.64586 | 0.64586 | 0.64586 | 0.64586 | 0.64586 | 0.64586 | 0 | 0 | 0 | 0 | 0 | 0 | 0 | 0 | 0
F6_Commercial_Retail_Existing_Food Preparation_Natural Gas_Double Rack Oven_E3 | F6 | Commercial | Retail | Existing | Food Preparation | Natural Gas | Double Rack Oven | E3 | Utility - Value of Sales | 0 | 0 | 0 | 0 | 0 | 0 | 0 | 0 | 0 | 0 | 0 | 0 | 0 | 0 | 0 | 0 | 0 | 0 | 0 | 0 | 0 | 0 | 0 | 0 | 0 | 0 | 0 | 0 | 0 | 0 | 0 | 0 | 0 | 0 | 0 | 0 | 0 | 0 | 0 | 0 | 0 | 0
F6_Commercial_Retail_Existing_Food Preparation_Natural Gas_Double Rack Oven_E4 | F6 | Commercial | Retail | Existing | Food Preparation | Natural Gas | Double Rack Oven | E4 | Utility - Value of Sales | 0 | 0 | 0 | 0 | 0 | 0 | 0 | 0 | 0 | 0 | 0 | 0 | 0 | 0 | 0 | 0 | 0 | 0 | 0 | 0 | 0 | 0 | 0 | 0 | 0 | 0 | 0 | 0 | 0 | 0 | 0 | 0 | 0 | 0 | 0 | 0 | 0 | 0 | 0 | 0 | 0 | 0
F6_Commercial_Retail_Existing_Food Preparation_Natural Gas_Double Rack Oven_E5 | F6 | Commercial | Retail | Existing | Food Preparation | Natural Gas | Double Rack Oven | E5 | Utility - Value of Sales | 0 | 0 | 0 | 0 | 0 | 0 | 0 | 0 | 0 | 0 | 0 | 0 | 0 | 0 | 0 | 0 | 0 | 0 | 0 | 0 | 0 | 0 | 0 | 0 | 0 | 0 | 0 | 0 | 0 | 0 | 0 | 0 | 0 | 0 | 0 | 0 | 0 | 0 | 0 | 0 | 0 | 0
F6_Commercial_Retail_Existing_Food Preparation_Natural Gas_Double Rack Oven_E6 | F6 | Commercial | Retail | Existing | Food Preparation | Natural Gas | Double Rack Oven | E6 | Utility - Value of Sales | 0 | 0 | 0 | 0 | 0 | 0 | 0 | 0 | 0 | 0 | 0 | 0 | 0 | 0 | 0 | 0 | 0 | 0 | 0 | 0 | 0 | 0 | 0 | 0 | 0 | 0 | 0 | 0 | 0 | 0 | 0 | 0 | 0 | 0 | 0 | 0 | 0 | 0 | 0 | 0 | 0 | 0
F6_Commercial_Retail_Existing_Food Preparation_Natural Gas_Double Rack Oven_E7 | F6 | Commercial | Retail | Existing | Food Preparation | Natural Gas | Double Rack Oven | E7 | Utility - Value of Sales | 0 | 0 | 0 | 0 | 0 | 0 | 0 | 0 | 0 | 0 | 0 | 0 | 0 | 0 | 0 | 0 | 0 | 0 | 0 | 0 | 0 | 0 | 0 | 0 | 0 | 0 | 0 | 0 | 0 | 0 | 0 | 0 | 0 | 0 | 0 | 0 | 0 | 0 | 0 | 0 | 0 | 0
F6_Commercial_Retail_Existing_Food Preparation_Natural Gas_Double Rack Oven_E8 | F6 | Commercial | Retail | Existing | Food Preparation | Natural Gas | Double Rack Oven | E8 | Utility - Value of Sales | 0 | 0 | 0 | 0 | 0 | 0 | 0 | 0 | 0 | 0 | 0 | 0 | 0 | 0 | 0 | 0 | 0 | 0 | 0 | 0 | 0 | 0 | 0 | 0 | 0 | 0 | 0 | 0 | 0 | 0 | 0 | 0 | 0 | 0 | 0 | 0 | 0 | 0 | 0 | 0 | 0 | 0
F6_Commercial_Retail_Existing_Food Preparation_Natural Gas_Double Rack Oven_E9 | F6 | Commercial | Retail | Existing | Food Preparation | Natural Gas | Double Rack Oven | E9 | Utility - Value of Sales | 0 | 0 | 0 | 0 | 0 | 0 | 0 | 0 | 0 | 0 | 0 | 0 | 0 | 0 | 0 | 0 | 0 | 0 | 0 | 0 | 0 | 0 | 0 | 0 | 0 | 0 | 0 | 0 | 0 | 0 | 0 | 0 | 0 | 0 | 0 | 0 | 0 | 0 | 0 | 0 | 0 | 0
F6_Commercial_Retail_Existing_Food Preparation_Natural Gas_Double Rack Oven_E10 | F6 | Commercial | Retail | Existing | Food Preparation | Natural Gas | Double Rack Oven | E10 | Utility - Value of Sales | 0 | 0 | 0 | 0 | 0 | 0 | 0 | 0 | 0 | 0 | 0 | 0 | 0 | 0 | 0 | 0 | 0 | 0 | 0 | 0 | 0 | 0 | 0 | 0 | 0 | 0 | 0 | 0 | 0 | 0 | 0 | 0 | 0 | 0 | 0 | 0 | 0 | 0 | 0 | 0 | 0 | 0
F1_Commercial_Retail_Existing_Food Preparation_Natural Gas_Fryer_E1 | F1 | Commercial | Retail | Existing | Food Preparation | Natural Gas | Fryer | E1 | RVT - Cost of Equipment | 0.82269 | 0.82524 | 0.82996 | 0 | 0 | 0 | 0 | 0 | 0 | 0 | 0 | 0 | 0 | 0 | 0 | 0 | 0 | 0 | 0 | 0 | 0 | 0 | 0 | 0 | 0 | 0 | 0 | 0 | 0 | 0 | 0 | 0 | 0 | 0 | 0 | 0 | 0 | 0 | 0 | 0 | 0 | 0
F1_Commercial_Retail_Existing_Food Preparation_Natural Gas_Fryer_E2 | F1 | Commercial | Retail | Existing | Food Preparation | Natural Gas | Fryer | E2 | RVT - Cost of Equipment | 0.50423 | 0.50579 | 0.50868 | 0.51265 | 0.51836 | 0.52623 | 0.53249 | 0.53867 | 0.54499 | 0.55145 | 0.55694 | 0.56109 | 0.5646 | 0.56779 | 0.57149 | 0.57484 | 0.57901 | 0.58429 | 0.5906 | 0.59787 | 0.60599 | 0.61398 | 0.62156 | 0.62837 | 0.63439 | 0.63988 | 0.64381 | 0.64706 | 0.65007 | 0.65265 | 0.6552 | 0.65633 | 0.65633 | 0 | 0 | 0 | 0 | 0 | 0 | 0 | 0 | 0
F1_Commercial_Retail_Existing_Food Preparation_Natural Gas_Fryer_E3 | F1 | Commercial | Retail | Existing | Food Preparation | Natural Gas | Fryer | E3 | RVT - Cost of Equipment | 0 | 0 | 0 | 0 | 0 | 0 | 0 | 0 | 0 | 0 | 0 | 0 | 0 | 0 | 0 | 0 | 0 | 0 | 0 | 0 | 0 | 0 | 0 | 0 | 0 | 0 | 0 | 0 | 0 | 0 | 0 | 0 | 0 | 0 | 0 | 0 | 0 | 0 | 0 | 0 | 0 | 0
F1_Commercial_Retail_Existing_Food Preparation_Natural Gas_Fryer_E4 | F1 | Commercial | Retail | Existing | Food Preparation | Natural Gas | Fryer | E4 | RVT - Cost of Equipment | 0 | 0 | 0 | 0 | 0 | 0 | 0 | 0 | 0 | 0 | 0 | 0 | 0 | 0 | 0 | 0 | 0 | 0 | 0 | 0 | 0 | 0 | 0 | 0 | 0 | 0 | 0 | 0 | 0 | 0 | 0 | 0 | 0 | 0 | 0 | 0 | 0 | 0 | 0 | 0 | 0 | 0
F1_Commercial_Retail_Existing_Food Preparation_Natural Gas_Fryer_E5 | F1 | Commercial | Retail | Existing | Food Preparation | Natural Gas | Fryer | E5 | RVT - Cost of Equipment | 0 | 0 | 0 | 0 | 0 | 0 | 0 | 0 | 0 | 0 | 0 | 0 | 0 | 0 | 0 | 0 | 0 | 0 | 0 | 0 | 0 | 0 | 0 | 0 | 0 | 0 | 0 | 0 | 0 | 0 | 0 | 0 | 0 | 0 | 0 | 0 | 0 | 0 | 0 | 0 | 0 | 0
F1_Commercial_Retail_Existing_Food Preparation_Natural Gas_Fryer_E6 | F1 | Commercial | Retail | Existing | Food Preparation | Natural Gas | Fryer | E6 | RVT - Cost of Equipment | 0 | 0 | 0 | 0 | 0 | 0 | 0 | 0 | 0 | 0 | 0 | 0 | 0 | 0 | 0 | 0 | 0 | 0 | 0 | 0 | 0 | 0 | 0 | 0 | 0 | 0 | 0 | 0 | 0 | 0 | 0 | 0 | 0 | 0 | 0 | 0 | 0 | 0 | 0 | 0 | 0 | 0
F1_Commercial_Retail_Existing_Food Preparation_Natural Gas_Fryer_E7 | F1 | Commercial | Retail | Existing | Food Preparation | Natural Gas | Fryer | E7 | RVT - Cost of Equipment | 0 | 0 | 0 | 0 | 0 | 0 | 0 | 0 | 0 | 0 | 0 | 0 | 0 | 0 | 0 | 0 | 0 | 0 | 0 | 0 | 0 | 0 | 0 | 0 | 0 | 0 | 0 | 0 | 0 | 0 | 0 | 0 | 0 | 0 | 0 | 0 | 0 | 0 | 0 | 0 | 0 | 0
F1_Commercial_Retail_Existing_Food Preparation_Natural Gas_Fryer_E8 | F1 | Commercial | Retail | Existing | Food Preparation | Natural Gas | Fryer | E8 | RVT - Cost of Equipment | 0 | 0 | 0 | 0 | 0 | 0 | 0 | 0 | 0 | 0 | 0 | 0 | 0 | 0 | 0 | 0 | 0 | 0 | 0 | 0 | 0 | 0 | 0 | 0 | 0 | 0 | 0 | 0 | 0 | 0 | 0 | 0 | 0 | 0 | 0 | 0 | 0 | 0 | 0 | 0 | 0 | 0
F1_Commercial_Retail_Existing_Food Preparation_Natural Gas_Fryer_E9 | F1 | Commercial | Retail | Existing | Food Preparation | Natural Gas | Fryer | E9 | RVT - Cost of Equipment | 0 | 0 | 0 | 0 | 0 | 0 | 0 | 0 | 0 | 0 | 0 | 0 | 0 | 0 | 0 | 0 | 0 | 0 | 0 | 0 | 0 | 0 | 0 | 0 | 0 | 0 | 0 | 0 | 0 | 0 | 0 | 0 | 0 | 0 | 0 | 0 | 0 | 0 | 0 | 0 | 0 | 0
F1_Commercial_Retail_Existing_Food Preparation_Natural Gas_Fryer_E10 | F1 | Commercial | Retail | Existing | Food Preparation | Natural Gas | Fryer | E10 | RVT - Cost of Equipment | 0 | 0 | 0 | 0 | 0 | 0 | 0 | 0 | 0 | 0 | 0 | 0 | 0 | 0 | 0 | 0 | 0 | 0 | 0 | 0 | 0 | 0 | 0 | 0 | 0 | 0 | 0 | 0 | 0 | 0 | 0 | 0 | 0 | 0 | 0 | 0 | 0 | 0 | 0 | 0 | 0 | 0
F2_Commercial_Retail_Existing_Food Preparation_Natural Gas_Fryer_E1 | F2 | Commercial | Retail | Existing | Food Preparation | Natural Gas | Fryer | E1 | RVT - Cost of Operation | 0.98563 | 0.98869 | 0.99434 | 0 | 0 | 0 | 0 | 0 | 0 | 0 | 0 | 0 | 0 | 0 | 0 | 0 | 0 | 0 | 0 | 0 | 0 | 0 | 0 | 0 | 0 | 0 | 0 | 0 | 0 | 0 | 0 | 0 | 0 | 0 | 0 | 0 | 0 | 0 | 0 | 0 | 0 | 0
F2_Commercial_Retail_Existing_Food Preparation_Natural Gas_Fryer_E2 | F2 | Commercial | Retail | Existing | Food Preparation | Natural Gas | Fryer | E2 | RVT - Cost of Operation | 0.6041 | 0.60597 | 0.60943 | 0.61419 | 0.62103 | 0.63046 | 0.63796 | 0.64536 | 0.65293 | 0.66067 | 0.66725 | 0.67222 | 0.67643 | 0.68025 | 0.68469 | 0.6887 | 0.6937 | 0.70002 | 0.70757 | 0.71629 | 0.72602 | 0.73559 | 0.74467 | 0.75282 | 0.76004 | 0.76662 | 0.77132 | 0.77522 | 0.77883 | 0.78192 | 0.78497 | 0.78632 | 0.78632 | 0 | 0 | 0 | 0 | 0 | 0 | 0 | 0 | 0
F2_Commercial_Retail_Existing_Food Preparation_Natural Gas_Fryer_E3 | F2 | Commercial | Retail | Existing | Food Preparation | Natural Gas | Fryer | E3 | RVT - Cost of Operation | 0 | 0 | 0 | 0 | 0 | 0 | 0 | 0 | 0 | 0 | 0 | 0 | 0 | 0 | 0 | 0 | 0 | 0 | 0 | 0 | 0 | 0 | 0 | 0 | 0 | 0 | 0 | 0 | 0 | 0 | 0 | 0 | 0 | 0 | 0 | 0 | 0 | 0 | 0 | 0 | 0 | 0
F2_Commercial_Retail_Existing_Food Preparation_Natural Gas_Fryer_E4 | F2 | Commercial | Retail | Existing | Food Preparation | Natural Gas | Fryer | E4 | RVT - Cost of Operation | 0 | 0 | 0 | 0 | 0 | 0 | 0 | 0 | 0 | 0 | 0 | 0 | 0 | 0 | 0 | 0 | 0 | 0 | 0 | 0 | 0 | 0 | 0 | 0 | 0 | 0 | 0 | 0 | 0 | 0 | 0 | 0 | 0 | 0 | 0 | 0 | 0 | 0 | 0 | 0 | 0 | 0
F2_Commercial_Retail_Existing_Food Preparation_Natural Gas_Fryer_E5 | F2 | Commercial | Retail | Existing | Food Preparation | Natural Gas | Fryer | E5 | RVT - Cost of Operation | 0 | 0 | 0 | 0 | 0 | 0 | 0 | 0 | 0 | 0 | 0 | 0 | 0 | 0 | 0 | 0 | 0 | 0 | 0 | 0 | 0 | 0 | 0 | 0 | 0 | 0 | 0 | 0 | 0 | 0 | 0 | 0 | 0 | 0 | 0 | 0 | 0 | 0 | 0 | 0 | 0 | 0
F2_Commercial_Retail_Existing_Food Preparation_Natural Gas_Fryer_E6 | F2 | Commercial | Retail | Existing | Food Preparation | Natural Gas | Fryer | E6 | RVT - Cost of Operation | 0 | 0 | 0 | 0 | 0 | 0 | 0 | 0 | 0 | 0 | 0 | 0 | 0 | 0 | 0 | 0 | 0 | 0 | 0 | 0 | 0 | 0 | 0 | 0 | 0 | 0 | 0 | 0 | 0 | 0 | 0 | 0 | 0 | 0 | 0 | 0 | 0 | 0 | 0 | 0 | 0 | 0
F2_Commercial_Retail_Existing_Food Preparation_Natural Gas_Fryer_E7 | F2 | Commercial | Retail | Existing | Food Preparation | Natural Gas | Fryer | E7 | RVT - Cost of Operation | 0 | 0 | 0 | 0 | 0 | 0 | 0 | 0 | 0 | 0 | 0 | 0 | 0 | 0 | 0 | 0 | 0 | 0 | 0 | 0 | 0 | 0 | 0 | 0 | 0 | 0 | 0 | 0 | 0 | 0 | 0 | 0 | 0 | 0 | 0 | 0 | 0 | 0 | 0 | 0 | 0 | 0
F2_Commercial_Retail_Existing_Food Preparation_Natural Gas_Fryer_E8 | F2 | Commercial | Retail | Existing | Food Preparation | Natural Gas | Fryer | E8 | RVT - Cost of Operation | 0 | 0 | 0 | 0 | 0 | 0 | 0 | 0 | 0 | 0 | 0 | 0 | 0 | 0 | 0 | 0 | 0 | 0 | 0 | 0 | 0 | 0 | 0 | 0 | 0 | 0 | 0 | 0 | 0 | 0 | 0 | 0 | 0 | 0 | 0 | 0 | 0 | 0 | 0 | 0 | 0 | 0
F2_Commercial_Retail_Existing_Food Preparation_Natural Gas_Fryer_E9 | F2 | Commercial | Retail | Existing | Food Preparation | Natural Gas | Fryer | E9 | RVT - Cost of Operation | 0 | 0 | 0 | 0 | 0 | 0 | 0 | 0 | 0 | 0 | 0 | 0 | 0 | 0 | 0 | 0 | 0 | 0 | 0 | 0 | 0 | 0 | 0 | 0 | 0 | 0 | 0 | 0 | 0 | 0 | 0 | 0 | 0 | 0 | 0 | 0 | 0 | 0 | 0 | 0 | 0 | 0
F2_Commercial_Retail_Existing_Food Preparation_Natural Gas_Fryer_E10 | F2 | Commercial | Retail | Existing | Food Preparation | Natural Gas | Fryer | E10 | RVT - Cost of Operation | 0 | 0 | 0 | 0 | 0 | 0 | 0 | 0 | 0 | 0 | 0 | 0 | 0 | 0 | 0 | 0 | 0 | 0 | 0 | 0 | 0 | 0 | 0 | 0 | 0 | 0 | 0 | 0 | 0 | 0 | 0 | 0 | 0 | 0 | 0 | 0 | 0 | 0 | 0 | 0 | 0 | 0
F3_Commercial_Retail_Existing_Food Preparation_Natural Gas_Fryer_E1 | F3 | Commercial | Retail | Existing | Food Preparation | Natural Gas | Fryer | E1 | System - kBTUs of Consumption | 0.39257 | 0.39257 | 0.39257 | 0 | 0 | 0 | 0 | 0 | 0 | 0 | 0 | 0 | 0 | 0 | 0 | 0 | 0 | 0 | 0 | 0 | 0 | 0 | 0 | 0 | 0 | 0 | 0 | 0 | 0 | 0 | 0 | 0 | 0 | 0 | 0 | 0 | 0 | 0 | 0 | 0 | 0 | 0
F3_Commercial_Retail_Existing_Food Preparation_Natural Gas_Fryer_E2 | F3 | Commercial | Retail | Existing | Food Preparation | Natural Gas | Fryer | E2 | System - kBTUs of Consumption | 0.49347 | 0.49347 | 0.49347 | 0.49347 | 0.49347 | 0.49347 | 0.49347 | 0.49347 | 0.49347 | 0.49347 | 0.49347 | 0.49347 | 0.49347 | 0.49347 | 0.49347 | 0.49347 | 0.49347 | 0.49347 | 0.49347 | 0.49347 | 0.49347 | 0.49347 | 0.49347 | 0.49347 | 0.49347 | 0.49347 | 0.49347 | 0.49347 | 0.49347 | 0.49347 | 0.49347 | 0.49347 | 0.49347 | 0 | 0 | 0 | 0 | 0 | 0 | 0 | 0 | 0
F3_Commercial_Retail_Existing_Food Preparation_Natural Gas_Fryer_E3 | F3 | Commercial | Retail | Existing | Food Preparation | Natural Gas | Fryer | E3 | System - kBTUs of Consumption | 0 | 0 | 0 | 0 | 0 | 0 | 0 | 0 | 0 | 0 | 0 | 0 | 0 | 0 | 0 | 0 | 0 | 0 | 0 | 0 | 0 | 0 | 0 | 0 | 0 | 0 | 0 | 0 | 0 | 0 | 0 | 0 | 0 | 0 | 0 | 0 | 0 | 0 | 0 | 0 | 0 | 0
F3_Commercial_Retail_Existing_Food Preparation_Natural Gas_Fryer_E4 | F3 | Commercial | Retail | Existing | Food Preparation | Natural Gas | Fryer | E4 | System - kBTUs of Consumption | 0 | 0 | 0 | 0 | 0 | 0 | 0 | 0 | 0 | 0 | 0 | 0 | 0 | 0 | 0 | 0 | 0 | 0 | 0 | 0 | 0 | 0 | 0 | 0 | 0 | 0 | 0 | 0 | 0 | 0 | 0 | 0 | 0 | 0 | 0 | 0 | 0 | 0 | 0 | 0 | 0 | 0
F3_Commercial_Retail_Existing_Food Preparation_Natural Gas_Fryer_E5 | F3 | Commercial | Retail | Existing | Food Preparation | Natural Gas | Fryer | E5 | System - kBTUs of Consumption | 0 | 0 | 0 | 0 | 0 | 0 | 0 | 0 | 0 | 0 | 0 | 0 | 0 | 0 | 0 | 0 | 0 | 0 | 0 | 0 | 0 | 0 | 0 | 0 | 0 | 0 | 0 | 0 | 0 | 0 | 0 | 0 | 0 | 0 | 0 | 0 | 0 | 0 | 0 | 0 | 0 | 0
F3_Commercial_Retail_Existing_Food Preparation_Natural Gas_Fryer_E6 | F3 | Commercial | Retail | Existing | Food Preparation | Natural Gas | Fryer | E6 | System - kBTUs of Consumption | 0 | 0 | 0 | 0 | 0 | 0 | 0 | 0 | 0 | 0 | 0 | 0 | 0 | 0 | 0 | 0 | 0 | 0 | 0 | 0 | 0 | 0 | 0 | 0 | 0 | 0 | 0 | 0 | 0 | 0 | 0 | 0 | 0 | 0 | 0 | 0 | 0 | 0 | 0 | 0 | 0 | 0
F3_Commercial_Retail_Existing_Food Preparation_Natural Gas_Fryer_E7 | F3 | Commercial | Retail | Existing | Food Preparation | Natural Gas | Fryer | E7 | System - kBTUs of Consumption | 0 | 0 | 0 | 0 | 0 | 0 | 0 | 0 | 0 | 0 | 0 | 0 | 0 | 0 | 0 | 0 | 0 | 0 | 0 | 0 | 0 | 0 | 0 | 0 | 0 | 0 | 0 | 0 | 0 | 0 | 0 | 0 | 0 | 0 | 0 | 0 | 0 | 0 | 0 | 0 | 0 | 0
F3_Commercial_Retail_Existing_Food Preparation_Natural Gas_Fryer_E8 | F3 | Commercial | Retail | Existing | Food Preparation | Natural Gas | Fryer | E8 | System - kBTUs of Consumption | 0 | 0 | 0 | 0 | 0 | 0 | 0 | 0 | 0 | 0 | 0 | 0 | 0 | 0 | 0 | 0 | 0 | 0 | 0 | 0 | 0 | 0 | 0 | 0 | 0 | 0 | 0 | 0 | 0 | 0 | 0 | 0 | 0 | 0 | 0 | 0 | 0 | 0 | 0 | 0 | 0 | 0
F3_Commercial_Retail_Existing_Food Preparation_Natural Gas_Fryer_E9 | F3 | Commercial | Retail | Existing | Food Preparation | Natural Gas | Fryer | E9 | System - kBTUs of Consumption | 0 | 0 | 0 | 0 | 0 | 0 | 0 | 0 | 0 | 0 | 0 | 0 | 0 | 0 | 0 | 0 | 0 | 0 | 0 | 0 | 0 | 0 | 0 | 0 | 0 | 0 | 0 | 0 | 0 | 0 | 0 | 0 | 0 | 0 | 0 | 0 | 0 | 0 | 0 | 0 | 0 | 0
F3_Commercial_Retail_Existing_Food Preparation_Natural Gas_Fryer_E10 | F3 | Commercial | Retail | Existing | Food Preparation | Natural Gas | Fryer | E10 | System - kBTUs of Consumption | 0 | 0 | 0 | 0 | 0 | 0 | 0 | 0 | 0 | 0 | 0 | 0 | 0 | 0 | 0 | 0 | 0 | 0 | 0 | 0 | 0 | 0 | 0 | 0 | 0 | 0 | 0 | 0 | 0 | 0 | 0 | 0 | 0 | 0 | 0 | 0 | 0 | 0 | 0 | 0 | 0 | 0
F4_Commercial_Retail_Existing_Food Preparation_Natural Gas_Fryer_E1 | F4 | Commercial | Retail | Existing | Food Preparation | Natural Gas | Fryer | E1 | Utility - Cost of Equipment | 0.98563 | 0.98869 | 0.99434 | 0 | 0 | 0 | 0 | 0 | 0 | 0 | 0 | 0 | 0 | 0 | 0 | 0 | 0 | 0 | 0 | 0 | 0 | 0 | 0 | 0 | 0 | 0 | 0 | 0 | 0 | 0 | 0 | 0 | 0 | 0 | 0 | 0 | 0 | 0 | 0 | 0 | 0 | 0
F4_Commercial_Retail_Existing_Food Preparation_Natural Gas_Fryer_E2 | F4 | Commercial | Retail | Existing | Food Preparation | Natural Gas | Fryer | E2 | Utility - Cost of Equipment | 0.6041 | 0.60597 | 0.60943 | 0.61419 | 0.62103 | 0.63046 | 0.63796 | 0.64536 | 0.65293 | 0.66067 | 0.66725 | 0.67222 | 0.67643 | 0.68025 | 0.68469 | 0.6887 | 0.6937 | 0.70002 | 0.70757 | 0.71629 | 0.72602 | 0.73559 | 0.74467 | 0.75282 | 0.76004 | 0.76662 | 0.77132 | 0.77522 | 0.77883 | 0.78192 | 0.78497 | 0.78632 | 0.78632 | 0 | 0 | 0 | 0 | 0 | 0 | 0 | 0 | 0
F4_Commercial_Retail_Existing_Food Preparation_Natural Gas_Fryer_E3 | F4 | Commercial | Retail | Existing | Food Preparation | Natural Gas | Fryer | E3 | Utility - Cost of Equipment | 0 | 0 | 0 | 0 | 0 | 0 | 0 | 0 | 0 | 0 | 0 | 0 | 0 | 0 | 0 | 0 | 0 | 0 | 0 | 0 | 0 | 0 | 0 | 0 | 0 | 0 | 0 | 0 | 0 | 0 | 0 | 0 | 0 | 0 | 0 | 0 | 0 | 0 | 0 | 0 | 0 | 0
F4_Commercial_Retail_Existing_Food Preparation_Natural Gas_Fryer_E4 | F4 | Commercial | Retail | Existing | Food Preparation | Natural Gas | Fryer | E4 | Utility - Cost of Equipment | 0 | 0 | 0 | 0 | 0 | 0 | 0 | 0 | 0 | 0 | 0 | 0 | 0 | 0 | 0 | 0 | 0 | 0 | 0 | 0 | 0 | 0 | 0 | 0 | 0 | 0 | 0 | 0 | 0 | 0 | 0 | 0 | 0 | 0 | 0 | 0 | 0 | 0 | 0 | 0 | 0 | 0
F4_Commercial_Retail_Existing_Food Preparation_Natural Gas_Fryer_E5 | F4 | Commercial | Retail | Existing | Food Preparation | Natural Gas | Fryer | E5 | Utility - Cost of Equipment | 0 | 0 | 0 | 0 | 0 | 0 | 0 | 0 | 0 | 0 | 0 | 0 | 0 | 0 | 0 | 0 | 0 | 0 | 0 | 0 | 0 | 0 | 0 | 0 | 0 | 0 | 0 | 0 | 0 | 0 | 0 | 0 | 0 | 0 | 0 | 0 | 0 | 0 | 0 | 0 | 0 | 0
F4_Commercial_Retail_Existing_Food Preparation_Natural Gas_Fryer_E6 | F4 | Commercial | Retail | Existing | Food Preparation | Natural Gas | Fryer | E6 | Utility - Cost of Equipment | 0 | 0 | 0 | 0 | 0 | 0 | 0 | 0 | 0 | 0 | 0 | 0 | 0 | 0 | 0 | 0 | 0 | 0 | 0 | 0 | 0 | 0 | 0 | 0 | 0 | 0 | 0 | 0 | 0 | 0 | 0 | 0 | 0 | 0 | 0 | 0 | 0 | 0 | 0 | 0 | 0 | 0
F4_Commercial_Retail_Existing_Food Preparation_Natural Gas_Fryer_E7 | F4 | Commercial | Retail | Existing | Food Preparation | Natural Gas | Fryer | E7 | Utility - Cost of Equipment | 0 | 0 | 0 | 0 | 0 | 0 | 0 | 0 | 0 | 0 | 0 | 0 | 0 | 0 | 0 | 0 | 0 | 0 | 0 | 0 | 0 | 0 | 0 | 0 | 0 | 0 | 0 | 0 | 0 | 0 | 0 | 0 | 0 | 0 | 0 | 0 | 0 | 0 | 0 | 0 | 0 | 0
F4_Commercial_Retail_Existing_Food Preparation_Natural Gas_Fryer_E8 | F4 | Commercial | Retail | Existing | Food Preparation | Natural Gas | Fryer | E8 | Utility - Cost of Equipment | 0 | 0 | 0 | 0 | 0 | 0 | 0 | 0 | 0 | 0 | 0 | 0 | 0 | 0 | 0 | 0 | 0 | 0 | 0 | 0 | 0 | 0 | 0 | 0 | 0 | 0 | 0 | 0 | 0 | 0 | 0 | 0 | 0 | 0 | 0 | 0 | 0 | 0 | 0 | 0 | 0 | 0
F4_Commercial_Retail_Existing_Food Preparation_Natural Gas_Fryer_E9 | F4 | Commercial | Retail | Existing | Food Preparation | Natural Gas | Fryer | E9 | Utility - Cost of Equipment | 0 | 0 | 0 | 0 | 0 | 0 | 0 | 0 | 0 | 0 | 0 | 0 | 0 | 0 | 0 | 0 | 0 | 0 | 0 | 0 | 0 | 0 | 0 | 0 | 0 | 0 | 0 | 0 | 0 | 0 | 0 | 0 | 0 | 0 | 0 | 0 | 0 | 0 | 0 | 0 | 0 | 0
F4_Commercial_Retail_Existing_Food Preparation_Natural Gas_Fryer_E10 | F4 | Commercial | Retail | Existing | Food Preparation | Natural Gas | Fryer | E10 | Utility - Cost of Equipment | 0 | 0 | 0 | 0 | 0 | 0 | 0 | 0 | 0 | 0 | 0 | 0 | 0 | 0 | 0 | 0 | 0 | 0 | 0 | 0 | 0 | 0 | 0 | 0 | 0 | 0 | 0 | 0 | 0 | 0 | 0 | 0 | 0 | 0 | 0 | 0 | 0 | 0 | 0 | 0 | 0 | 0
F5_Commercial_Retail_Existing_Food Preparation_Natural Gas_Fryer_E1 | F5 | Commercial | Retail | Existing | Food Preparation | Natural Gas | Fryer | E1 | Utility - Cost of Operation | 0.39257 | 0.39257 | 0.39257 | 0 | 0 | 0 | 0 | 0 | 0 | 0 | 0 | 0 | 0 | 0 | 0 | 0 | 0 | 0 | 0 | 0 | 0 | 0 | 0 | 0 | 0 | 0 | 0 | 0 | 0 | 0 | 0 | 0 | 0 | 0 | 0 | 0 | 0 | 0 | 0 | 0 | 0 | 0
F5_Commercial_Retail_Existing_Food Preparation_Natural Gas_Fryer_E2 | F5 | Commercial | Retail | Existing | Food Preparation | Natural Gas | Fryer | E2 | Utility - Cost of Operation | 0.49347 | 0.49347 | 0.49347 | 0.49347 | 0.49347 | 0.49347 | 0.49347 | 0.49347 | 0.49347 | 0.49347 | 0.49347 | 0.49347 | 0.49347 | 0.49347 | 0.49347 | 0.49347 | 0.49347 | 0.49347 | 0.49347 | 0.49347 | 0.49347 | 0.49347 | 0.49347 | 0.49347 | 0.49347 | 0.49347 | 0.49347 | 0.49347 | 0.49347 | 0.49347 | 0.49347 | 0.49347 | 0.49347 | 0 | 0 | 0 | 0 | 0 | 0 | 0 | 0 | 0
F5_Commercial_Retail_Existing_Food Preparation_Natural Gas_Fryer_E3 | F5 | Commercial | Retail | Existing | Food Preparation | Natural Gas | Fryer | E3 | Utility - Cost of Operation | 0 | 0 | 0 | 0 | 0 | 0 | 0 | 0 | 0 | 0 | 0 | 0 | 0 | 0 | 0 | 0 | 0 | 0 | 0 | 0 | 0 | 0 | 0 | 0 | 0 | 0 | 0 | 0 | 0 | 0 | 0 | 0 | 0 | 0 | 0 | 0 | 0 | 0 | 0 | 0 | 0 | 0
F5_Commercial_Retail_Existing_Food Preparation_Natural Gas_Fryer_E4 | F5 | Commercial | Retail | Existing | Food Preparation | Natural Gas | Fryer | E4 | Utility - Cost of Operation | 0 | 0 | 0 | 0 | 0 | 0 | 0 | 0 | 0 | 0 | 0 | 0 | 0 | 0 | 0 | 0 | 0 | 0 | 0 | 0 | 0 | 0 | 0 | 0 | 0 | 0 | 0 | 0 | 0 | 0 | 0 | 0 | 0 | 0 | 0 | 0 | 0 | 0 | 0 | 0 | 0 | 0
F5_Commercial_Retail_Existing_Food Preparation_Natural Gas_Fryer_E5 | F5 | Commercial | Retail | Existing | Food Preparation | Natural Gas | Fryer | E5 | Utility - Cost of Operation | 0 | 0 | 0 | 0 | 0 | 0 | 0 | 0 | 0 | 0 | 0 | 0 | 0 | 0 | 0 | 0 | 0 | 0 | 0 | 0 | 0 | 0 | 0 | 0 | 0 | 0 | 0 | 0 | 0 | 0 | 0 | 0 | 0 | 0 | 0 | 0 | 0 | 0 | 0 | 0 | 0 | 0
F5_Commercial_Retail_Existing_Food Preparation_Natural Gas_Fryer_E6 | F5 | Commercial | Retail | Existing | Food Preparation | Natural Gas | Fryer | E6 | Utility - Cost of Operation | 0 | 0 | 0 | 0 | 0 | 0 | 0 | 0 | 0 | 0 | 0 | 0 | 0 | 0 | 0 | 0 | 0 | 0 | 0 | 0 | 0 | 0 | 0 | 0 | 0 | 0 | 0 | 0 | 0 | 0 | 0 | 0 | 0 | 0 | 0 | 0 | 0 | 0 | 0 | 0 | 0 | 0
F5_Commercial_Retail_Existing_Food Preparation_Natural Gas_Fryer_E7 | F5 | Commercial | Retail | Existing | Food Preparation | Natural Gas | Fryer | E7 | Utility - Cost of Operation | 0 | 0 | 0 | 0 | 0 | 0 | 0 | 0 | 0 | 0 | 0 | 0 | 0 | 0 | 0 | 0 | 0 | 0 | 0 | 0 | 0 | 0 | 0 | 0 | 0 | 0 | 0 | 0 | 0 | 0 | 0 | 0 | 0 | 0 | 0 | 0 | 0 | 0 | 0 | 0 | 0 | 0
F5_Commercial_Retail_Existing_Food Preparation_Natural Gas_Fryer_E8 | F5 | Commercial | Retail | Existing | Food Preparation | Natural Gas | Fryer | E8 | Utility - Cost of Operation | 0 | 0 | 0 | 0 | 0 | 0 | 0 | 0 | 0 | 0 | 0 | 0 | 0 | 0 | 0 | 0 | 0 | 0 | 0 | 0 | 0 | 0 | 0 | 0 | 0 | 0 | 0 | 0 | 0 | 0 | 0 | 0 | 0 | 0 | 0 | 0 | 0 | 0 | 0 | 0 | 0 | 0
F5_Commercial_Retail_Existing_Food Preparation_Natural Gas_Fryer_E9 | F5 | Commercial | Retail | Existing | Food Preparation | Natural Gas | Fryer | E9 | Utility - Cost of Operation | 0 | 0 | 0 | 0 | 0 | 0 | 0 | 0 | 0 | 0 | 0 | 0 | 0 | 0 | 0 | 0 | 0 | 0 | 0 | 0 | 0 | 0 | 0 | 0 | 0 | 0 | 0 | 0 | 0 | 0 | 0 | 0 | 0 | 0 | 0 | 0 | 0 | 0 | 0 | 0 | 0 | 0
F5_Commercial_Retail_Existing_Food Preparation_Natural Gas_Fryer_E10 | F5 | Commercial | Retail | Existing | Food Preparation | Natural Gas | Fryer | E10 | Utility - Cost of Operation | 0 | 0 | 0 | 0 | 0 | 0 | 0 | 0 | 0 | 0 | 0 | 0 | 0 | 0 | 0 | 0 | 0 | 0 | 0 | 0 | 0 | 0 | 0 | 0 | 0 | 0 | 0 | 0 | 0 | 0 | 0 | 0 | 0 | 0 | 0 | 0 | 0 | 0 | 0 | 0 | 0 | 0
F6_Commercial_Retail_Existing_Food Preparation_Natural Gas_Fryer_E1 | F6 | Commercial | Retail | Existing | Food Preparation | Natural Gas | Fryer | E1 | Utility - Value of Sales | 0.59958 | 0.59958 | 0.59958 | 0 | 0 | 0 | 0 | 0 | 0 | 0 | 0 | 0 | 0 | 0 | 0 | 0 | 0 | 0 | 0 | 0 | 0 | 0 | 0 | 0 | 0 | 0 | 0 | 0 | 0 | 0 | 0 | 0 | 0 | 0 | 0 | 0 | 0 | 0 | 0 | 0 | 0 | 0
F6_Commercial_Retail_Existing_Food Preparation_Natural Gas_Fryer_E2 | F6 | Commercial | Retail | Existing | Food Preparation | Natural Gas | Fryer | E2 | Utility - Value of Sales | 0.36748 | 0.36748 | 0.36748 | 0.36748 | 0.36748 | 0.36748 | 0.36748 | 0.36748 | 0.36748 | 0.36748 | 0.36748 | 0.36748 | 0.36748 | 0.36748 | 0.36748 | 0.36748 | 0.36748 | 0.36748 | 0.36748 | 0.36748 | 0.36748 | 0.36748 | 0.36748 | 0.36748 | 0.36748 | 0.36748 | 0.36748 | 0.36748 | 0.36748 | 0.36748 | 0.36748 | 0.36748 | 0.36748 | 0 | 0 | 0 | 0 | 0 | 0 | 0 | 0 | 0
F6_Commercial_Retail_Existing_Food Preparation_Natural Gas_Fryer_E3 | F6 | Commercial | Retail | Existing | Food Preparation | Natural Gas | Fryer | E3 | Utility - Value of Sales | 0 | 0 | 0 | 0 | 0 | 0 | 0 | 0 | 0 | 0 | 0 | 0 | 0 | 0 | 0 | 0 | 0 | 0 | 0 | 0 | 0 | 0 | 0 | 0 | 0 | 0 | 0 | 0 | 0 | 0 | 0 | 0 | 0 | 0 | 0 | 0 | 0 | 0 | 0 | 0 | 0 | 0
F6_Commercial_Retail_Existing_Food Preparation_Natural Gas_Fryer_E4 | F6 | Commercial | Retail | Existing | Food Preparation | Natural Gas | Fryer | E4 | Utility - Value of Sales | 0 | 0 | 0 | 0 | 0 | 0 | 0 | 0 | 0 | 0 | 0 | 0 | 0 | 0 | 0 | 0 | 0 | 0 | 0 | 0 | 0 | 0 | 0 | 0 | 0 | 0 | 0 | 0 | 0 | 0 | 0 | 0 | 0 | 0 | 0 | 0 | 0 | 0 | 0 | 0 | 0 | 0
F6_Commercial_Retail_Existing_Food Preparation_Natural Gas_Fryer_E5 | F6 | Commercial | Retail | Existing | Food Preparation | Natural Gas | Fryer | E5 | Utility - Value of Sales | 0 | 0 | 0 | 0 | 0 | 0 | 0 | 0 | 0 | 0 | 0 | 0 | 0 | 0 | 0 | 0 | 0 | 0 | 0 | 0 | 0 | 0 | 0 | 0 | 0 | 0 | 0 | 0 | 0 | 0 | 0 | 0 | 0 | 0 | 0 | 0 | 0 | 0 | 0 | 0 | 0 | 0
F6_Commercial_Retail_Existing_Food Preparation_Natural Gas_Fryer_E6 | F6 | Commercial | Retail | Existing | Food Preparation | Natural Gas | Fryer | E6 | Utility - Value of Sales | 0 | 0 | 0 | 0 | 0 | 0 | 0 | 0 | 0 | 0 | 0 | 0 | 0 | 0 | 0 | 0 | 0 | 0 | 0 | 0 | 0 | 0 | 0 | 0 | 0 | 0 | 0 | 0 | 0 | 0 | 0 | 0 | 0 | 0 | 0 | 0 | 0 | 0 | 0 | 0 | 0 | 0
F6_Commercial_Retail_Existing_Food Preparation_Natural Gas_Fryer_E7 | F6 | Commercial | Retail | Existing | Food Preparation | Natural Gas | Fryer | E7 | Utility - Value of Sales | 0 | 0 | 0 | 0 | 0 | 0 | 0 | 0 | 0 | 0 | 0 | 0 | 0 | 0 | 0 | 0 | 0 | 0 | 0 | 0 | 0 | 0 | 0 | 0 | 0 | 0 | 0 | 0 | 0 | 0 | 0 | 0 | 0 | 0 | 0 | 0 | 0 | 0 | 0 | 0 | 0 | 0
F6_Commercial_Retail_Existing_Food Preparation_Natural Gas_Fryer_E8 | F6 | Commercial | Retail | Existing | Food Preparation | Natural Gas | Fryer | E8 | Utility - Value of Sales | 0 | 0 | 0 | 0 | 0 | 0 | 0 | 0 | 0 | 0 | 0 | 0 | 0 | 0 | 0 | 0 | 0 | 0 | 0 | 0 | 0 | 0 | 0 | 0 | 0 | 0 | 0 | 0 | 0 | 0 | 0 | 0 | 0 | 0 | 0 | 0 | 0 | 0 | 0 | 0 | 0 | 0
F6_Commercial_Retail_Existing_Food Preparation_Natural Gas_Fryer_E9 | F6 | Commercial | Retail | Existing | Food Preparation | Natural Gas | Fryer | E9 | Utility - Value of Sales | 0 | 0 | 0 | 0 | 0 | 0 | 0 | 0 | 0 | 0 | 0 | 0 | 0 | 0 | 0 | 0 | 0 | 0 | 0 | 0 | 0 | 0 | 0 | 0 | 0 | 0 | 0 | 0 | 0 | 0 | 0 | 0 | 0 | 0 | 0 | 0 | 0 | 0 | 0 | 0 | 0 | 0
F6_Commercial_Retail_Existing_Food Preparation_Natural Gas_Fryer_E10 | F6 | Commercial | Retail | Existing | Food Preparation | Natural Gas | Fryer | E10 | Utility - Value of Sales | 0 | 0 | 0 | 0 | 0 | 0 | 0 | 0 | 0 | 0 | 0 | 0 | 0 | 0 | 0 | 0 | 0 | 0 | 0 | 0 | 0 | 0 | 0 | 0 | 0 | 0 | 0 | 0 | 0 | 0 | 0 | 0 | 0 | 0 | 0 | 0 | 0 | 0 | 0 | 0 | 0 | 0
F1_Commercial_Retail_Existing_Food Preparation_Natural Gas_Broiler_E1 | F1 | Commercial | Retail | Existing | Food Preparation | Natural Gas | Broiler | E1 | RVT - Cost of Equipment | 0.92142 | 0.92844 | 0.93629 | 0.94492 | 0.95476 | 0.96614 | 0.97537 | 0.98424 | 0.99323 | 1.0026 | 1.0115 | 1.0197 | 1.0281 | 1.037 | 1.0467 | 1.0562 | 1.0663 | 1.0769 | 1.0881 | 1.0994 | 1.1108 | 1.1215 | 1.1311 | 1.1397 | 1.147 | 1.1534 | 1.1578 | 1.161 | 1.1639 | 1.1663 | 1.1687 | 1.1698 | 1.1698 | 0 | 0 | 0 | 0 | 0 | 0 | 0 | 0 | 0
F1_Commercial_Retail_Existing_Food Preparation_Natural Gas_Broiler_E2 | F1 | Commercial | Retail | Existing | Food Preparation | Natural Gas | Broiler | E2 | RVT - Cost of Equipment | 0.59234 | 0.59685 | 0.6019 | 0.60745 | 0.61377 | 0.62109 | 0.62703 | 0.63273 | 0.63851 | 0.64453 | 0.65028 | 0.65555 | 0.66095 | 0.66661 | 0.67287 | 0.67898 | 0.68547 | 0.69232 | 0.69946 | 0.70675 | 0.71409 | 0.72096 | 0.72716 | 0.73264 | 0.73738 | 0.74145 | 0.74428 | 0.74638 | 0.74821 | 0.74976 | 0.7513 | 0.75198 | 0.75198 | 0 | 0 | 0 | 0 | 0 | 0 | 0 | 0 | 0
F1_Commercial_Retail_Existing_Food Preparation_Natural Gas_Broiler_E3 | F1 | Commercial | Retail | Existing | Food Preparation | Natural Gas | Broiler | E3 | RVT - Cost of Equipment | 0 | 0 | 0 | 0 | 0 | 0 | 0 | 0 | 0 | 0 | 0 | 0 | 0 | 0 | 0 | 0 | 0 | 0 | 0 | 0 | 0 | 0 | 0 | 0 | 0 | 0 | 0 | 0 | 0 | 0 | 0 | 0 | 0 | 0 | 0 | 0 | 0 | 0 | 0 | 0 | 0 | 0
F1_Commercial_Retail_Existing_Food Preparation_Natural Gas_Broiler_E4 | F1 | Commercial | Retail | Existing | Food Preparation | Natural Gas | Broiler | E4 | RVT - Cost of Equipment | 0 | 0 | 0 | 0 | 0 | 0 | 0 | 0 | 0 | 0 | 0 | 0 | 0 | 0 | 0 | 0 | 0 | 0 | 0 | 0 | 0 | 0 | 0 | 0 | 0 | 0 | 0 | 0 | 0 | 0 | 0 | 0 | 0 | 0 | 0 | 0 | 0 | 0 | 0 | 0 | 0 | 0
F1_Commercial_Retail_Existing_Food Preparation_Natural Gas_Broiler_E5 | F1 | Commercial | Retail | Existing | Food Preparation | Natural Gas | Broiler | E5 | RVT - Cost of Equipment | 0 | 0 | 0 | 0 | 0 | 0 | 0 | 0 | 0 | 0 | 0 | 0 | 0 | 0 | 0 | 0 | 0 | 0 | 0 | 0 | 0 | 0 | 0 | 0 | 0 | 0 | 0 | 0 | 0 | 0 | 0 | 0 | 0 | 0 | 0 | 0 | 0 | 0 | 0 | 0 | 0 | 0
F1_Commercial_Retail_Existing_Food Preparation_Natural Gas_Broiler_E6 | F1 | Commercial | Retail | Existing | Food Preparation | Natural Gas | Broiler | E6 | RVT - Cost of Equipment | 0 | 0 | 0 | 0 | 0 | 0 | 0 | 0 | 0 | 0 | 0 | 0 | 0 | 0 | 0 | 0 | 0 | 0 | 0 | 0 | 0 | 0 | 0 | 0 | 0 | 0 | 0 | 0 | 0 | 0 | 0 | 0 | 0 | 0 | 0 | 0 | 0 | 0 | 0 | 0 | 0 | 0
F1_Commercial_Retail_Existing_Food Preparation_Natural Gas_Broiler_E7 | F1 | Commercial | Retail | Existing | Food Preparation | Natural Gas | Broiler | E7 | RVT - Cost of Equipment | 0 | 0 | 0 | 0 | 0 | 0 | 0 | 0 | 0 | 0 | 0 | 0 | 0 | 0 | 0 | 0 | 0 | 0 | 0 | 0 | 0 | 0 | 0 | 0 | 0 | 0 | 0 | 0 | 0 | 0 | 0 | 0 | 0 | 0 | 0 | 0 | 0 | 0 | 0 | 0 | 0 | 0
F1_Commercial_Retail_Existing_Food Preparation_Natural Gas_Broiler_E8 | F1 | Commercial | Retail | Existing | Food Preparation | Natural Gas | Broiler | E8 | RVT - Cost of Equipment | 0 | 0 | 0 | 0 | 0 | 0 | 0 | 0 | 0 | 0 | 0 | 0 | 0 | 0 | 0 | 0 | 0 | 0 | 0 | 0 | 0 | 0 | 0 | 0 | 0 | 0 | 0 | 0 | 0 | 0 | 0 | 0 | 0 | 0 | 0 | 0 | 0 | 0 | 0 | 0 | 0 | 0
F1_Commercial_Retail_Existing_Food Preparation_Natural Gas_Broiler_E9 | F1 | Commercial | Retail | Existing | Food Preparation | Natural Gas | Broiler | E9 | RVT - Cost of Equipment | 0 | 0 | 0 | 0 | 0 | 0 | 0 | 0 | 0 | 0 | 0 | 0 | 0 | 0 | 0 | 0 | 0 | 0 | 0 | 0 | 0 | 0 | 0 | 0 | 0 | 0 | 0 | 0 | 0 | 0 | 0 | 0 | 0 | 0 | 0 | 0 | 0 | 0 | 0 | 0 | 0 | 0
F1_Commercial_Retail_Existing_Food Preparation_Natural Gas_Broiler_E10 | F1 | Commercial | Retail | Existing | Food Preparation | Natural Gas | Broiler | E10 | RVT - Cost of Equipment | 0 | 0 | 0 | 0 | 0 | 0 | 0 | 0 | 0 | 0 | 0 | 0 | 0 | 0 | 0 | 0 | 0 | 0 | 0 | 0 | 0 | 0 | 0 | 0 | 0 | 0 | 0 | 0 | 0 | 0 | 0 | 0 | 0 | 0 | 0 | 0 | 0 | 0 | 0 | 0 | 0 | 0
F2_Commercial_Retail_Existing_Food Preparation_Natural Gas_Broiler_E1 | F2 | Commercial | Retail | Existing | Food Preparation | Natural Gas | Broiler | E1 | RVT - Cost of Operation | 1.1039 | 1.1123 | 1.1217 | 1.1321 | 1.1439 | 1.1575 | 1.1686 | 1.1792 | 1.19 | 1.2012 | 1.2119 | 1.2217 | 1.2318 | 1.2423 | 1.254 | 1.2654 | 1.2775 | 1.2902 | 1.3036 | 1.3171 | 1.3308 | 1.3436 | 1.3552 | 1.3654 | 1.3742 | 1.3818 | 1.3871 | 1.391 | 1.3944 | 1.3973 | 1.4002 | 1.4014 | 1.4014 | 0 | 0 | 0 | 0 | 0 | 0 | 0 | 0 | 0
F2_Commercial_Retail_Existing_Food Preparation_Natural Gas_Broiler_E2 | F2 | Commercial | Retail | Existing | Food Preparation | Natural Gas | Broiler | E2 | RVT - Cost of Operation | 0.70966 | 0.71507 | 0.72111 | 0.72776 | 0.73534 | 0.74411 | 0.75122 | 0.75805 | 0.76497 | 0.77219 | 0.77907 | 0.7854 | 0.79186 | 0.79865 | 0.80614 | 0.81347 | 0.82124 | 0.82944 | 0.838 | 0.84674 | 0.85552 | 0.86375 | 0.87118 | 0.87775 | 0.88343 | 0.88831 | 0.89169 | 0.89422 | 0.8964 | 0.89826 | 0.90011 | 0.90093 | 0.90093 | 0 | 0 | 0 | 0 | 0 | 0 | 0 | 0 | 0
F2_Commercial_Retail_Existing_Food Preparation_Natural Gas_Broiler_E3 | F2 | Commercial | Retail | Existing | Food Preparation | Natural Gas | Broiler | E3 | RVT - Cost of Operation | 0 | 0 | 0 | 0 | 0 | 0 | 0 | 0 | 0 | 0 | 0 | 0 | 0 | 0 | 0 | 0 | 0 | 0 | 0 | 0 | 0 | 0 | 0 | 0 | 0 | 0 | 0 | 0 | 0 | 0 | 0 | 0 | 0 | 0 | 0 | 0 | 0 | 0 | 0 | 0 | 0 | 0
F2_Commercial_Retail_Existing_Food Preparation_Natural Gas_Broiler_E4 | F2 | Commercial | Retail | Existing | Food Preparation | Natural Gas | Broiler | E4 | RVT - Cost of Operation | 0 | 0 | 0 | 0 | 0 | 0 | 0 | 0 | 0 | 0 | 0 | 0 | 0 | 0 | 0 | 0 | 0 | 0 | 0 | 0 | 0 | 0 | 0 | 0 | 0 | 0 | 0 | 0 | 0 | 0 | 0 | 0 | 0 | 0 | 0 | 0 | 0 | 0 | 0 | 0 | 0 | 0
F2_Commercial_Retail_Existing_Food Preparation_Natural Gas_Broiler_E5 | F2 | Commercial | Retail | Existing | Food Preparation | Natural Gas | Broiler | E5 | RVT - Cost of Operation | 0 | 0 | 0 | 0 | 0 | 0 | 0 | 0 | 0 | 0 | 0 | 0 | 0 | 0 | 0 | 0 | 0 | 0 | 0 | 0 | 0 | 0 | 0 | 0 | 0 | 0 | 0 | 0 | 0 | 0 | 0 | 0 | 0 | 0 | 0 | 0 | 0 | 0 | 0 | 0 | 0 | 0
F2_Commercial_Retail_Existing_Food Preparation_Natural Gas_Broiler_E6 | F2 | Commercial | Retail | Existing | Food Preparation | Natural Gas | Broiler | E6 | RVT - Cost of Operation | 0 | 0 | 0 | 0 | 0 | 0 | 0 | 0 | 0 | 0 | 0 | 0 | 0 | 0 | 0 | 0 | 0 | 0 | 0 | 0 | 0 | 0 | 0 | 0 | 0 | 0 | 0 | 0 | 0 | 0 | 0 | 0 | 0 | 0 | 0 | 0 | 0 | 0 | 0 | 0 | 0 | 0
F2_Commercial_Retail_Existing_Food Preparation_Natural Gas_Broiler_E7 | F2 | Commercial | Retail | Existing | Food Preparation | Natural Gas | Broiler | E7 | RVT - Cost of Operation | 0 | 0 | 0 | 0 | 0 | 0 | 0 | 0 | 0 | 0 | 0 | 0 | 0 | 0 | 0 | 0 | 0 | 0 | 0 | 0 | 0 | 0 | 0 | 0 | 0 | 0 | 0 | 0 | 0 | 0 | 0 | 0 | 0 | 0 | 0 | 0 | 0 | 0 | 0 | 0 | 0 | 0
F2_Commercial_Retail_Existing_Food Preparation_Natural Gas_Broiler_E8 | F2 | Commercial | Retail | Existing | Food Preparation | Natural Gas | Broiler | E8 | RVT - Cost of Operation | 0 | 0 | 0 | 0 | 0 | 0 | 0 | 0 | 0 | 0 | 0 | 0 | 0 | 0 | 0 | 0 | 0 | 0 | 0 | 0 | 0 | 0 | 0 | 0 | 0 | 0 | 0 | 0 | 0 | 0 | 0 | 0 | 0 | 0 | 0 | 0 | 0 | 0 | 0 | 0 | 0 | 0
F2_Commercial_Retail_Existing_Food Preparation_Natural Gas_Broiler_E9 | F2 | Commercial | Retail | Existing | Food Preparation | Natural Gas | Broiler | E9 | RVT - Cost of Operation | 0 | 0 | 0 | 0 | 0 | 0 | 0 | 0 | 0 | 0 | 0 | 0 | 0 | 0 | 0 | 0 | 0 | 0 | 0 | 0 | 0 | 0 | 0 | 0 | 0 | 0 | 0 | 0 | 0 | 0 | 0 | 0 | 0 | 0 | 0 | 0 | 0 | 0 | 0 | 0 | 0 | 0
F2_Commercial_Retail_Existing_Food Preparation_Natural Gas_Broiler_E10 | F2 | Commercial | Retail | Existing | Food Preparation | Natural Gas | Broiler | E10 | RVT - Cost of Operation | 0 | 0 | 0 | 0 | 0 | 0 | 0 | 0 | 0 | 0 | 0 | 0 | 0 | 0 | 0 | 0 | 0 | 0 | 0 | 0 | 0 | 0 | 0 | 0 | 0 | 0 | 0 | 0 | 0 | 0 | 0 | 0 | 0 | 0 | 0 | 0 | 0 | 0 | 0 | 0 | 0 | 0
F3_Commercial_Retail_Existing_Food Preparation_Natural Gas_Broiler_E1 | F3 | Commercial | Retail | Existing | Food Preparation | Natural Gas | Broiler | E1 | System - kBTUs of Consumption | 0.30625 | 0.30625 | 0.30625 | 0.30625 | 0.30625 | 0.30625 | 0.30625 | 0.30625 | 0.30625 | 0.30625 | 0.30625 | 0.30625 | 0.30625 | 0.30625 | 0.30625 | 0.30625 | 0.30625 | 0.30625 | 0.30625 | 0.30625 | 0.30625 | 0.30625 | 0.30625 | 0.30625 | 0.30625 | 0.30625 | 0.30625 | 0.30625 | 0.30625 | 0.30625 | 0.30625 | 0.30625 | 0.30625 | 0 | 0 | 0 | 0 | 0 | 0 | 0 | 0 | 0
F3_Commercial_Retail_Existing_Food Preparation_Natural Gas_Broiler_E2 | F3 | Commercial | Retail | Existing | Food Preparation | Natural Gas | Broiler | E2 | System - kBTUs of Consumption | 0.42875 | 0.42875 | 0.42875 | 0.42875 | 0.42875 | 0.42875 | 0.42875 | 0.42875 | 0.42875 | 0.42875 | 0.42875 | 0.42875 | 0.42875 | 0.42875 | 0.42875 | 0.42875 | 0.42875 | 0.42875 | 0.42875 | 0.42875 | 0.42875 | 0.42875 | 0.42875 | 0.42875 | 0.42875 | 0.42875 | 0.42875 | 0.42875 | 0.42875 | 0.42875 | 0.42875 | 0.42875 | 0.42875 | 0 | 0 | 0 | 0 | 0 | 0 | 0 | 0 | 0
F3_Commercial_Retail_Existing_Food Preparation_Natural Gas_Broiler_E3 | F3 | Commercial | Retail | Existing | Food Preparation | Natural Gas | Broiler | E3 | System - kBTUs of Consumption | 0 | 0 | 0 | 0 | 0 | 0 | 0 | 0 | 0 | 0 | 0 | 0 | 0 | 0 | 0 | 0 | 0 | 0 | 0 | 0 | 0 | 0 | 0 | 0 | 0 | 0 | 0 | 0 | 0 | 0 | 0 | 0 | 0 | 0 | 0 | 0 | 0 | 0 | 0 | 0 | 0 | 0
F3_Commercial_Retail_Existing_Food Preparation_Natural Gas_Broiler_E4 | F3 | Commercial | Retail | Existing | Food Preparation | Natural Gas | Broiler | E4 | System - kBTUs of Consumption | 0 | 0 | 0 | 0 | 0 | 0 | 0 | 0 | 0 | 0 | 0 | 0 | 0 | 0 | 0 | 0 | 0 | 0 | 0 | 0 | 0 | 0 | 0 | 0 | 0 | 0 | 0 | 0 | 0 | 0 | 0 | 0 | 0 | 0 | 0 | 0 | 0 | 0 | 0 | 0 | 0 | 0
F3_Commercial_Retail_Existing_Food Preparation_Natural Gas_Broiler_E5 | F3 | Commercial | Retail | Existing | Food Preparation | Natural Gas | Broiler | E5 | System - kBTUs of Consumption | 0 | 0 | 0 | 0 | 0 | 0 | 0 | 0 | 0 | 0 | 0 | 0 | 0 | 0 | 0 | 0 | 0 | 0 | 0 | 0 | 0 | 0 | 0 | 0 | 0 | 0 | 0 | 0 | 0 | 0 | 0 | 0 | 0 | 0 | 0 | 0 | 0 | 0 | 0 | 0 | 0 | 0
F3_Commercial_Retail_Existing_Food Preparation_Natural Gas_Broiler_E6 | F3 | Commercial | Retail | Existing | Food Preparation | Natural Gas | Broiler | E6 | System - kBTUs of Consumption | 0 | 0 | 0 | 0 | 0 | 0 | 0 | 0 | 0 | 0 | 0 | 0 | 0 | 0 | 0 | 0 | 0 | 0 | 0 | 0 | 0 | 0 | 0 | 0 | 0 | 0 | 0 | 0 | 0 | 0 | 0 | 0 | 0 | 0 | 0 | 0 | 0 | 0 | 0 | 0 | 0 | 0
F3_Commercial_Retail_Existing_Food Preparation_Natural Gas_Broiler_E7 | F3 | Commercial | Retail | Existing | Food Preparation | Natural Gas | Broiler | E7 | System - kBTUs of Consumption | 0 | 0 | 0 | 0 | 0 | 0 | 0 | 0 | 0 | 0 | 0 | 0 | 0 | 0 | 0 | 0 | 0 | 0 | 0 | 0 | 0 | 0 | 0 | 0 | 0 | 0 | 0 | 0 | 0 | 0 | 0 | 0 | 0 | 0 | 0 | 0 | 0 | 0 | 0 | 0 | 0 | 0
F3_Commercial_Retail_Existing_Food Preparation_Natural Gas_Broiler_E8 | F3 | Commercial | Retail | Existing | Food Preparation | Natural Gas | Broiler | E8 | System - kBTUs of Consumption | 0 | 0 | 0 | 0 | 0 | 0 | 0 | 0 | 0 | 0 | 0 | 0 | 0 | 0 | 0 | 0 | 0 | 0 | 0 | 0 | 0 | 0 | 0 | 0 | 0 | 0 | 0 | 0 | 0 | 0 | 0 | 0 | 0 | 0 | 0 | 0 | 0 | 0 | 0 | 0 | 0 | 0
F3_Commercial_Retail_Existing_Food Preparation_Natural Gas_Broiler_E9 | F3 | Commercial | Retail | Existing | Food Preparation | Natural Gas | Broiler | E9 | System - kBTUs of Consumption | 0 | 0 | 0 | 0 | 0 | 0 | 0 | 0 | 0 | 0 | 0 | 0 | 0 | 0 | 0 | 0 | 0 | 0 | 0 | 0 | 0 | 0 | 0 | 0 | 0 | 0 | 0 | 0 | 0 | 0 | 0 | 0 | 0 | 0 | 0 | 0 | 0 | 0 | 0 | 0 | 0 | 0
F3_Commercial_Retail_Existing_Food Preparation_Natural Gas_Broiler_E10 | F3 | Commercial | Retail | Existing | Food Preparation | Natural Gas | Broiler | E10 | System - kBTUs of Consumption | 0 | 0 | 0 | 0 | 0 | 0 | 0 | 0 | 0 | 0 | 0 | 0 | 0 | 0 | 0 | 0 | 0 | 0 | 0 | 0 | 0 | 0 | 0 | 0 | 0 | 0 | 0 | 0 | 0 | 0 | 0 | 0 | 0 | 0 | 0 | 0 | 0 | 0 | 0 | 0 | 0 | 0
F4_Commercial_Retail_Existing_Food Preparation_Natural Gas_Broiler_E1 | F4 | Commercial | Retail | Existing | Food Preparation | Natural Gas | Broiler | E1 | Utility - Cost of Equipment | 1.1039 | 1.1123 | 1.1217 | 1.1321 | 1.1439 | 1.1575 | 1.1686 | 1.1792 | 1.19 | 1.2012 | 1.2119 | 1.2217 | 1.2318 | 1.2423 | 1.254 | 1.2654 | 1.2775 | 1.2902 | 1.3036 | 1.3171 | 1.3308 | 1.3436 | 1.3552 | 1.3654 | 1.3742 | 1.3818 | 1.3871 | 1.391 | 1.3944 | 1.3973 | 1.4002 | 1.4014 | 1.4014 | 0 | 0 | 0 | 0 | 0 | 0 | 0 | 0 | 0
F4_Commercial_Retail_Existing_Food Preparation_Natural Gas_Broiler_E2 | F4 | Commercial | Retail | Existing | Food Preparation | Natural Gas | Broiler | E2 | Utility - Cost of Equipment | 0.70966 | 0.71507 | 0.72111 | 0.72776 | 0.73534 | 0.74411 | 0.75122 | 0.75805 | 0.76497 | 0.77219 | 0.77907 | 0.7854 | 0.79186 | 0.79865 | 0.80614 | 0.81347 | 0.82124 | 0.82944 | 0.838 | 0.84674 | 0.85552 | 0.86375 | 0.87118 | 0.87775 | 0.88343 | 0.88831 | 0.89169 | 0.89422 | 0.8964 | 0.89826 | 0.90011 | 0.90093 | 0.90093 | 0 | 0 | 0 | 0 | 0 | 0 | 0 | 0 | 0
F4_Commercial_Retail_Existing_Food Preparation_Natural Gas_Broiler_E3 | F4 | Commercial | Retail | Existing | Food Preparation | Natural Gas | Broiler | E3 | Utility - Cost of Equipment | 0 | 0 | 0 | 0 | 0 | 0 | 0 | 0 | 0 | 0 | 0 | 0 | 0 | 0 | 0 | 0 | 0 | 0 | 0 | 0 | 0 | 0 | 0 | 0 | 0 | 0 | 0 | 0 | 0 | 0 | 0 | 0 | 0 | 0 | 0 | 0 | 0 | 0 | 0 | 0 | 0 | 0
F4_Commercial_Retail_Existing_Food Preparation_Natural Gas_Broiler_E4 | F4 | Commercial | Retail | Existing | Food Preparation | Natural Gas | Broiler | E4 | Utility - Cost of Equipment | 0 | 0 | 0 | 0 | 0 | 0 | 0 | 0 | 0 | 0 | 0 | 0 | 0 | 0 | 0 | 0 | 0 | 0 | 0 | 0 | 0 | 0 | 0 | 0 | 0 | 0 | 0 | 0 | 0 | 0 | 0 | 0 | 0 | 0 | 0 | 0 | 0 | 0 | 0 | 0 | 0 | 0
F4_Commercial_Retail_Existing_Food Preparation_Natural Gas_Broiler_E5 | F4 | Commercial | Retail | Existing | Food Preparation | Natural Gas | Broiler | E5 | Utility - Cost of Equipment | 0 | 0 | 0 | 0 | 0 | 0 | 0 | 0 | 0 | 0 | 0 | 0 | 0 | 0 | 0 | 0 | 0 | 0 | 0 | 0 | 0 | 0 | 0 | 0 | 0 | 0 | 0 | 0 | 0 | 0 | 0 | 0 | 0 | 0 | 0 | 0 | 0 | 0 | 0 | 0 | 0 | 0
F4_Commercial_Retail_Existing_Food Preparation_Natural Gas_Broiler_E6 | F4 | Commercial | Retail | Existing | Food Preparation | Natural Gas | Broiler | E6 | Utility - Cost of Equipment | 0 | 0 | 0 | 0 | 0 | 0 | 0 | 0 | 0 | 0 | 0 | 0 | 0 | 0 | 0 | 0 | 0 | 0 | 0 | 0 | 0 | 0 | 0 | 0 | 0 | 0 | 0 | 0 | 0 | 0 | 0 | 0 | 0 | 0 | 0 | 0 | 0 | 0 | 0 | 0 | 0 | 0
F4_Commercial_Retail_Existing_Food Preparation_Natural Gas_Broiler_E7 | F4 | Commercial | Retail | Existing | Food Preparation | Natural Gas | Broiler | E7 | Utility - Cost of Equipment | 0 | 0 | 0 | 0 | 0 | 0 | 0 | 0 | 0 | 0 | 0 | 0 | 0 | 0 | 0 | 0 | 0 | 0 | 0 | 0 | 0 | 0 | 0 | 0 | 0 | 0 | 0 | 0 | 0 | 0 | 0 | 0 | 0 | 0 | 0 | 0 | 0 | 0 | 0 | 0 | 0 | 0
F4_Commercial_Retail_Existing_Food Preparation_Natural Gas_Broiler_E8 | F4 | Commercial | Retail | Existing | Food Preparation | Natural Gas | Broiler | E8 | Utility - Cost of Equipment | 0 | 0 | 0 | 0 | 0 | 0 | 0 | 0 | 0 | 0 | 0 | 0 | 0 | 0 | 0 | 0 | 0 | 0 | 0 | 0 | 0 | 0 | 0 | 0 | 0 | 0 | 0 | 0 | 0 | 0 | 0 | 0 | 0 | 0 | 0 | 0 | 0 | 0 | 0 | 0 | 0 | 0
F4_Commercial_Retail_Existing_Food Preparation_Natural Gas_Broiler_E9 | F4 | Commercial | Retail | Existing | Food Preparation | Natural Gas | Broiler | E9 | Utility - Cost of Equipment | 0 | 0 | 0 | 0 | 0 | 0 | 0 | 0 | 0 | 0 | 0 | 0 | 0 | 0 | 0 | 0 | 0 | 0 | 0 | 0 | 0 | 0 | 0 | 0 | 0 | 0 | 0 | 0 | 0 | 0 | 0 | 0 | 0 | 0 | 0 | 0 | 0 | 0 | 0 | 0 | 0 | 0
F4_Commercial_Retail_Existing_Food Preparation_Natural Gas_Broiler_E10 | F4 | Commercial | Retail | Existing | Food Preparation | Natural Gas | Broiler | E10 | Utility - Cost of Equipment | 0 | 0 | 0 | 0 | 0 | 0 | 0 | 0 | 0 | 0 | 0 | 0 | 0 | 0 | 0 | 0 | 0 | 0 | 0 | 0 | 0 | 0 | 0 | 0 | 0 | 0 | 0 | 0 | 0 | 0 | 0 | 0 | 0 | 0 | 0 | 0 | 0 | 0 | 0 | 0 | 0 | 0
F5_Commercial_Retail_Existing_Food Preparation_Natural Gas_Broiler_E1 | F5 | Commercial | Retail | Existing | Food Preparation | Natural Gas | Broiler | E1 | Utility - Cost of Operation | 0.30625 | 0.30625 | 0.30625 | 0.30625 | 0.30625 | 0.30625 | 0.30625 | 0.30625 | 0.30625 | 0.30625 | 0.30625 | 0.30625 | 0.30625 | 0.30625 | 0.30625 | 0.30625 | 0.30625 | 0.30625 | 0.30625 | 0.30625 | 0.30625 | 0.30625 | 0.30625 | 0.30625 | 0.30625 | 0.30625 | 0.30625 | 0.30625 | 0.30625 | 0.30625 | 0.30625 | 0.30625 | 0.30625 | 0 | 0 | 0 | 0 | 0 | 0 | 0 | 0 | 0
F5_Commercial_Retail_Existing_Food Preparation_Natural Gas_Broiler_E2 | F5 | Commercial | Retail | Existing | Food Preparation | Natural Gas | Broiler | E2 | Utility - Cost of Operation | 0.42875 | 0.42875 | 0.42875 | 0.42875 | 0.42875 | 0.42875 | 0.42875 | 0.42875 | 0.42875 | 0.42875 | 0.42875 | 0.42875 | 0.42875 | 0.42875 | 0.42875 | 0.42875 | 0.42875 | 0.42875 | 0.42875 | 0.42875 | 0.42875 | 0.42875 | 0.42875 | 0.42875 | 0.42875 | 0.42875 | 0.42875 | 0.42875 | 0.42875 | 0.42875 | 0.42875 | 0.42875 | 0.42875 | 0 | 0 | 0 | 0 | 0 | 0 | 0 | 0 | 0
F5_Commercial_Retail_Existing_Food Preparation_Natural Gas_Broiler_E3 | F5 | Commercial | Retail | Existing | Food Preparation | Natural Gas | Broiler | E3 | Utility - Cost of Operation | 0 | 0 | 0 | 0 | 0 | 0 | 0 | 0 | 0 | 0 | 0 | 0 | 0 | 0 | 0 | 0 | 0 | 0 | 0 | 0 | 0 | 0 | 0 | 0 | 0 | 0 | 0 | 0 | 0 | 0 | 0 | 0 | 0 | 0 | 0 | 0 | 0 | 0 | 0 | 0 | 0 | 0
F5_Commercial_Retail_Existing_Food Preparation_Natural Gas_Broiler_E4 | F5 | Commercial | Retail | Existing | Food Preparation | Natural Gas | Broiler | E4 | Utility - Cost of Operation | 0 | 0 | 0 | 0 | 0 | 0 | 0 | 0 | 0 | 0 | 0 | 0 | 0 | 0 | 0 | 0 | 0 | 0 | 0 | 0 | 0 | 0 | 0 | 0 | 0 | 0 | 0 | 0 | 0 | 0 | 0 | 0 | 0 | 0 | 0 | 0 | 0 | 0 | 0 | 0 | 0 | 0
F5_Commercial_Retail_Existing_Food Preparation_Natural Gas_Broiler_E5 | F5 | Commercial | Retail | Existing | Food Preparation | Natural Gas | Broiler | E5 | Utility - Cost of Operation | 0 | 0 | 0 | 0 | 0 | 0 | 0 | 0 | 0 | 0 | 0 | 0 | 0 | 0 | 0 | 0 | 0 | 0 | 0 | 0 | 0 | 0 | 0 | 0 | 0 | 0 | 0 | 0 | 0 | 0 | 0 | 0 | 0 | 0 | 0 | 0 | 0 | 0 | 0 | 0 | 0 | 0
F5_Commercial_Retail_Existing_Food Preparation_Natural Gas_Broiler_E6 | F5 | Commercial | Retail | Existing | Food Preparation | Natural Gas | Broiler | E6 | Utility - Cost of Operation | 0 | 0 | 0 | 0 | 0 | 0 | 0 | 0 | 0 | 0 | 0 | 0 | 0 | 0 | 0 | 0 | 0 | 0 | 0 | 0 | 0 | 0 | 0 | 0 | 0 | 0 | 0 | 0 | 0 | 0 | 0 | 0 | 0 | 0 | 0 | 0 | 0 | 0 | 0 | 0 | 0 | 0
F5_Commercial_Retail_Existing_Food Preparation_Natural Gas_Broiler_E7 | F5 | Commercial | Retail | Existing | Food Preparation | Natural Gas | Broiler | E7 | Utility - Cost of Operation | 0 | 0 | 0 | 0 | 0 | 0 | 0 | 0 | 0 | 0 | 0 | 0 | 0 | 0 | 0 | 0 | 0 | 0 | 0 | 0 | 0 | 0 | 0 | 0 | 0 | 0 | 0 | 0 | 0 | 0 | 0 | 0 | 0 | 0 | 0 | 0 | 0 | 0 | 0 | 0 | 0 | 0
F5_Commercial_Retail_Existing_Food Preparation_Natural Gas_Broiler_E8 | F5 | Commercial | Retail | Existing | Food Preparation | Natural Gas | Broiler | E8 | Utility - Cost of Operation | 0 | 0 | 0 | 0 | 0 | 0 | 0 | 0 | 0 | 0 | 0 | 0 | 0 | 0 | 0 | 0 | 0 | 0 | 0 | 0 | 0 | 0 | 0 | 0 | 0 | 0 | 0 | 0 | 0 | 0 | 0 | 0 | 0 | 0 | 0 | 0 | 0 | 0 | 0 | 0 | 0 | 0
F5_Commercial_Retail_Existing_Food Preparation_Natural Gas_Broiler_E9 | F5 | Commercial | Retail | Existing | Food Preparation | Natural Gas | Broiler | E9 | Utility - Cost of Operation | 0 | 0 | 0 | 0 | 0 | 0 | 0 | 0 | 0 | 0 | 0 | 0 | 0 | 0 | 0 | 0 | 0 | 0 | 0 | 0 | 0 | 0 | 0 | 0 | 0 | 0 | 0 | 0 | 0 | 0 | 0 | 0 | 0 | 0 | 0 | 0 | 0 | 0 | 0 | 0 | 0 | 0
F5_Commercial_Retail_Existing_Food Preparation_Natural Gas_Broiler_E10 | F5 | Commercial | Retail | Existing | Food Preparation | Natural Gas | Broiler | E10 | Utility - Cost of Operation | 0 | 0 | 0 | 0 | 0 | 0 | 0 | 0 | 0 | 0 | 0 | 0 | 0 | 0 | 0 | 0 | 0 | 0 | 0 | 0 | 0 | 0 | 0 | 0 | 0 | 0 | 0 | 0 | 0 | 0 | 0 | 0 | 0 | 0 | 0 | 0 | 0 | 0 | 0 | 0 | 0 | 0
F6_Commercial_Retail_Existing_Food Preparation_Natural Gas_Broiler_E1 | F6 | Commercial | Retail | Existing | Food Preparation | Natural Gas | Broiler | E1 | Utility - Value of Sales | 0.6538 | 0.6538 | 0.6538 | 0.6538 | 0.6538 | 0.6538 | 0.6538 | 0.6538 | 0.6538 | 0.6538 | 0.6538 | 0.6538 | 0.6538 | 0.6538 | 0.6538 | 0.6538 | 0.6538 | 0.6538 | 0.6538 | 0.6538 | 0.6538 | 0.6538 | 0.6538 | 0.6538 | 0.6538 | 0.6538 | 0.6538 | 0.6538 | 0.6538 | 0.6538 | 0.6538 | 0.6538 | 0.6538 | 0 | 0 | 0 | 0 | 0 | 0 | 0 | 0 | 0
F6_Commercial_Retail_Existing_Food Preparation_Natural Gas_Broiler_E2 | F6 | Commercial | Retail | Existing | Food Preparation | Natural Gas | Broiler | E2 | Utility - Value of Sales | 0.4203 | 0.4203 | 0.4203 | 0.4203 | 0.4203 | 0.4203 | 0.4203 | 0.4203 | 0.4203 | 0.4203 | 0.4203 | 0.4203 | 0.4203 | 0.4203 | 0.4203 | 0.4203 | 0.4203 | 0.4203 | 0.4203 | 0.4203 | 0.4203 | 0.4203 | 0.4203 | 0.4203 | 0.4203 | 0.4203 | 0.4203 | 0.4203 | 0.4203 | 0.4203 | 0.4203 | 0.4203 | 0.4203 | 0 | 0 | 0 | 0 | 0 | 0 | 0 | 0 | 0
F6_Commercial_Retail_Existing_Food Preparation_Natural Gas_Broiler_E3 | F6 | Commercial | Retail | Existing | Food Preparation | Natural Gas | Broiler | E3 | Utility - Value of Sales | 0 | 0 | 0 | 0 | 0 | 0 | 0 | 0 | 0 | 0 | 0 | 0 | 0 | 0 | 0 | 0 | 0 | 0 | 0 | 0 | 0 | 0 | 0 | 0 | 0 | 0 | 0 | 0 | 0 | 0 | 0 | 0 | 0 | 0 | 0 | 0 | 0 | 0 | 0 | 0 | 0 | 0
F6_Commercial_Retail_Existing_Food Preparation_Natural Gas_Broiler_E4 | F6 | Commercial | Retail | Existing | Food Preparation | Natural Gas | Broiler | E4 | Utility - Value of Sales | 0 | 0 | 0 | 0 | 0 | 0 | 0 | 0 | 0 | 0 | 0 | 0 | 0 | 0 | 0 | 0 | 0 | 0 | 0 | 0 | 0 | 0 | 0 | 0 | 0 | 0 | 0 | 0 | 0 | 0 | 0 | 0 | 0 | 0 | 0 | 0 | 0 | 0 | 0 | 0 | 0 | 0
F6_Commercial_Retail_Existing_Food Preparation_Natural Gas_Broiler_E5 | F6 | Commercial | Retail | Existing | Food Preparation | Natural Gas | Broiler | E5 | Utility - Value of Sales | 0 | 0 | 0 | 0 | 0 | 0 | 0 | 0 | 0 | 0 | 0 | 0 | 0 | 0 | 0 | 0 | 0 | 0 | 0 | 0 | 0 | 0 | 0 | 0 | 0 | 0 | 0 | 0 | 0 | 0 | 0 | 0 | 0 | 0 | 0 | 0 | 0 | 0 | 0 | 0 | 0 | 0
F6_Commercial_Retail_Existing_Food Preparation_Natural Gas_Broiler_E6 | F6 | Commercial | Retail | Existing | Food Preparation | Natural Gas | Broiler | E6 | Utility - Value of Sales | 0 | 0 | 0 | 0 | 0 | 0 | 0 | 0 | 0 | 0 | 0 | 0 | 0 | 0 | 0 | 0 | 0 | 0 | 0 | 0 | 0 | 0 | 0 | 0 | 0 | 0 | 0 | 0 | 0 | 0 | 0 | 0 | 0 | 0 | 0 | 0 | 0 | 0 | 0 | 0 | 0 | 0
F6_Commercial_Retail_Existing_Food Preparation_Natural Gas_Broiler_E7 | F6 | Commercial | Retail | Existing | Food Preparation | Natural Gas | Broiler | E7 | Utility - Value of Sales | 0 | 0 | 0 | 0 | 0 | 0 | 0 | 0 | 0 | 0 | 0 | 0 | 0 | 0 | 0 | 0 | 0 | 0 | 0 | 0 | 0 | 0 | 0 | 0 | 0 | 0 | 0 | 0 | 0 | 0 | 0 | 0 | 0 | 0 | 0 | 0 | 0 | 0 | 0 | 0 | 0 | 0
F6_Commercial_Retail_Existing_Food Preparation_Natural Gas_Broiler_E8 | F6 | Commercial | Retail | Existing | Food Preparation | Natural Gas | Broiler | E8 | Utility - Value of Sales | 0 | 0 | 0 | 0 | 0 | 0 | 0 | 0 | 0 | 0 | 0 | 0 | 0 | 0 | 0 | 0 | 0 | 0 | 0 | 0 | 0 | 0 | 0 | 0 | 0 | 0 | 0 | 0 | 0 | 0 | 0 | 0 | 0 | 0 | 0 | 0 | 0 | 0 | 0 | 0 | 0 | 0
F6_Commercial_Retail_Existing_Food Preparation_Natural Gas_Broiler_E9 | F6 | Commercial | Retail | Existing | Food Preparation | Natural Gas | Broiler | E9 | Utility - Value of Sales | 0 | 0 | 0 | 0 | 0 | 0 | 0 | 0 | 0 | 0 | 0 | 0 | 0 | 0 | 0 | 0 | 0 | 0 | 0 | 0 | 0 | 0 | 0 | 0 | 0 | 0 | 0 | 0 | 0 | 0 | 0 | 0 | 0 | 0 | 0 | 0 | 0 | 0 | 0 | 0 | 0 | 0
F6_Commercial_Retail_Existing_Food Preparation_Natural Gas_Broiler_E10 | F6 | Commercial | Retail | Existing | Food Preparation | Natural Gas | Broiler | E10 | Utility - Value of Sales | 0 | 0 | 0 | 0 | 0 | 0 | 0 | 0 | 0 | 0 | 0 | 0 | 0 | 0 | 0 | 0 | 0 | 0 | 0 | 0 | 0 | 0 | 0 | 0 | 0 | 0 | 0 | 0 | 0 | 0 | 0 | 0 | 0 | 0 | 0 | 0 | 0 | 0 | 0 | 0 | 0 | 0
F1_Commercial_Retail_Existing_Food Preparation_Natural Gas_Griddle_E1 | F1 | Commercial | Retail | Existing | Food Preparation | Natural Gas | Griddle | E1 | RVT - Cost of Equipment | 0.5686 | 0.57293 | 0.57778 | 0.5831 | 0.58918 | 0.5962 | 0.6019 | 0.60737 | 0.61292 | 0.6187 | 0.62422 | 0.62928 | 0.63446 | 0.6399 | 0.6459 | 0.65177 | 0.658 | 0.66458 | 0.67143 | 0.67843 | 0.68547 | 0.69206 | 0.69802 | 0.70328 | 0.70783 | 0.71174 | 0.71445 | 0.71647 | 0.71822 | 0.71972 | 0.72119 | 0.72185 | 0.72185 | 0 | 0 | 0 | 0 | 0 | 0 | 0 | 0 | 0
F1_Commercial_Retail_Existing_Food Preparation_Natural Gas_Griddle_E2 | F1 | Commercial | Retail | Existing | Food Preparation | Natural Gas | Griddle | E2 | RVT - Cost of Equipment | 0.52113 | 0.5251 | 0.52954 | 0.53442 | 0.53999 | 0.54643 | 0.55165 | 0.55666 | 0.56175 | 0.56705 | 0.57211 | 0.57675 | 0.58149 | 0.58648 | 0.59198 | 0.59736 | 0.60307 | 0.6091 | 0.61538 | 0.62179 | 0.62824 | 0.63429 | 0.63975 | 0.64457 | 0.64874 | 0.65232 | 0.65481 | 0.65666 | 0.65826 | 0.65963 | 0.66099 | 0.66159 | 0.66159 | 0 | 0 | 0 | 0 | 0 | 0 | 0 | 0 | 0
F1_Commercial_Retail_Existing_Food Preparation_Natural Gas_Griddle_E3 | F1 | Commercial | Retail | Existing | Food Preparation | Natural Gas | Griddle | E3 | RVT - Cost of Equipment | 0 | 0 | 0 | 0 | 0 | 0 | 0 | 0 | 0 | 0 | 0 | 0 | 0 | 0 | 0 | 0 | 0 | 0 | 0 | 0 | 0 | 0 | 0 | 0 | 0 | 0 | 0 | 0 | 0 | 0 | 0 | 0 | 0 | 0 | 0 | 0 | 0 | 0 | 0 | 0 | 0 | 0
F1_Commercial_Retail_Existing_Food Preparation_Natural Gas_Griddle_E4 | F1 | Commercial | Retail | Existing | Food Preparation | Natural Gas | Griddle | E4 | RVT - Cost of Equipment | 0 | 0 | 0 | 0 | 0 | 0 | 0 | 0 | 0 | 0 | 0 | 0 | 0 | 0 | 0 | 0 | 0 | 0 | 0 | 0 | 0 | 0 | 0 | 0 | 0 | 0 | 0 | 0 | 0 | 0 | 0 | 0 | 0 | 0 | 0 | 0 | 0 | 0 | 0 | 0 | 0 | 0
F1_Commercial_Retail_Existing_Food Preparation_Natural Gas_Griddle_E5 | F1 | Commercial | Retail | Existing | Food Preparation | Natural Gas | Griddle | E5 | RVT - Cost of Equipment | 0 | 0 | 0 | 0 | 0 | 0 | 0 | 0 | 0 | 0 | 0 | 0 | 0 | 0 | 0 | 0 | 0 | 0 | 0 | 0 | 0 | 0 | 0 | 0 | 0 | 0 | 0 | 0 | 0 | 0 | 0 | 0 | 0 | 0 | 0 | 0 | 0 | 0 | 0 | 0 | 0 | 0
F1_Commercial_Retail_Existing_Food Preparation_Natural Gas_Griddle_E6 | F1 | Commercial | Retail | Existing | Food Preparation | Natural Gas | Griddle | E6 | RVT - Cost of Equipment | 0 | 0 | 0 | 0 | 0 | 0 | 0 | 0 | 0 | 0 | 0 | 0 | 0 | 0 | 0 | 0 | 0 | 0 | 0 | 0 | 0 | 0 | 0 | 0 | 0 | 0 | 0 | 0 | 0 | 0 | 0 | 0 | 0 | 0 | 0 | 0 | 0 | 0 | 0 | 0 | 0 | 0
F1_Commercial_Retail_Existing_Food Preparation_Natural Gas_Griddle_E7 | F1 | Commercial | Retail | Existing | Food Preparation | Natural Gas | Griddle | E7 | RVT - Cost of Equipment | 0 | 0 | 0 | 0 | 0 | 0 | 0 | 0 | 0 | 0 | 0 | 0 | 0 | 0 | 0 | 0 | 0 | 0 | 0 | 0 | 0 | 0 | 0 | 0 | 0 | 0 | 0 | 0 | 0 | 0 | 0 | 0 | 0 | 0 | 0 | 0 | 0 | 0 | 0 | 0 | 0 | 0
F1_Commercial_Retail_Existing_Food Preparation_Natural Gas_Griddle_E8 | F1 | Commercial | Retail | Existing | Food Preparation | Natural Gas | Griddle | E8 | RVT - Cost of Equipment | 0 | 0 | 0 | 0 | 0 | 0 | 0 | 0 | 0 | 0 | 0 | 0 | 0 | 0 | 0 | 0 | 0 | 0 | 0 | 0 | 0 | 0 | 0 | 0 | 0 | 0 | 0 | 0 | 0 | 0 | 0 | 0 | 0 | 0 | 0 | 0 | 0 | 0 | 0 | 0 | 0 | 0
F1_Commercial_Retail_Existing_Food Preparation_Natural Gas_Griddle_E9 | F1 | Commercial | Retail | Existing | Food Preparation | Natural Gas | Griddle | E9 | RVT - Cost of Equipment | 0 | 0 | 0 | 0 | 0 | 0 | 0 | 0 | 0 | 0 | 0 | 0 | 0 | 0 | 0 | 0 | 0 | 0 | 0 | 0 | 0 | 0 | 0 | 0 | 0 | 0 | 0 | 0 | 0 | 0 | 0 | 0 | 0 | 0 | 0 | 0 | 0 | 0 | 0 | 0 | 0 | 0
F1_Commercial_Retail_Existing_Food Preparation_Natural Gas_Griddle_E10 | F1 | Commercial | Retail | Existing | Food Preparation | Natural Gas | Griddle | E10 | RVT - Cost of Equipment | 0 | 0 | 0 | 0 | 0 | 0 | 0 | 0 | 0 | 0 | 0 | 0 | 0 | 0 | 0 | 0 | 0 | 0 | 0 | 0 | 0 | 0 | 0 | 0 | 0 | 0 | 0 | 0 | 0 | 0 | 0 | 0 | 0 | 0 | 0 | 0 | 0 | 0 | 0 | 0 | 0 | 0
F2_Commercial_Retail_Existing_Food Preparation_Natural Gas_Griddle_E1 | F2 | Commercial | Retail | Existing | Food Preparation | Natural Gas | Griddle | E1 | RVT - Cost of Operation | 0.68122 | 0.68641 | 0.69222 | 0.6986 | 0.70587 | 0.71429 | 0.72111 | 0.72767 | 0.73432 | 0.74125 | 0.74785 | 0.75392 | 0.76013 | 0.76664 | 0.77383 | 0.78087 | 0.78833 | 0.79621 | 0.80442 | 0.8128 | 0.82124 | 0.82914 | 0.83627 | 0.84257 | 0.84802 | 0.85271 | 0.85596 | 0.85838 | 0.86048 | 0.86227 | 0.86404 | 0.86482 | 0.86482 | 0 | 0 | 0 | 0 | 0 | 0 | 0 | 0 | 0
F2_Commercial_Retail_Existing_Food Preparation_Natural Gas_Griddle_E2 | F2 | Commercial | Retail | Existing | Food Preparation | Natural Gas | Griddle | E2 | RVT - Cost of Operation | 0.62435 | 0.62911 | 0.63443 | 0.64028 | 0.64694 | 0.65466 | 0.66091 | 0.66692 | 0.67301 | 0.67936 | 0.68542 | 0.69098 | 0.69667 | 0.70264 | 0.70923 | 0.71568 | 0.72252 | 0.72974 | 0.73726 | 0.74495 | 0.75268 | 0.75992 | 0.76646 | 0.77223 | 0.77723 | 0.78152 | 0.7845 | 0.78672 | 0.78864 | 0.79028 | 0.79191 | 0.79262 | 0.79262 | 0 | 0 | 0 | 0 | 0 | 0 | 0 | 0 | 0
F2_Commercial_Retail_Existing_Food Preparation_Natural Gas_Griddle_E3 | F2 | Commercial | Retail | Existing | Food Preparation | Natural Gas | Griddle | E3 | RVT - Cost of Operation | 0 | 0 | 0 | 0 | 0 | 0 | 0 | 0 | 0 | 0 | 0 | 0 | 0 | 0 | 0 | 0 | 0 | 0 | 0 | 0 | 0 | 0 | 0 | 0 | 0 | 0 | 0 | 0 | 0 | 0 | 0 | 0 | 0 | 0 | 0 | 0 | 0 | 0 | 0 | 0 | 0 | 0
F2_Commercial_Retail_Existing_Food Preparation_Natural Gas_Griddle_E4 | F2 | Commercial | Retail | Existing | Food Preparation | Natural Gas | Griddle | E4 | RVT - Cost of Operation | 0 | 0 | 0 | 0 | 0 | 0 | 0 | 0 | 0 | 0 | 0 | 0 | 0 | 0 | 0 | 0 | 0 | 0 | 0 | 0 | 0 | 0 | 0 | 0 | 0 | 0 | 0 | 0 | 0 | 0 | 0 | 0 | 0 | 0 | 0 | 0 | 0 | 0 | 0 | 0 | 0 | 0
F2_Commercial_Retail_Existing_Food Preparation_Natural Gas_Griddle_E5 | F2 | Commercial | Retail | Existing | Food Preparation | Natural Gas | Griddle | E5 | RVT - Cost of Operation | 0 | 0 | 0 | 0 | 0 | 0 | 0 | 0 | 0 | 0 | 0 | 0 | 0 | 0 | 0 | 0 | 0 | 0 | 0 | 0 | 0 | 0 | 0 | 0 | 0 | 0 | 0 | 0 | 0 | 0 | 0 | 0 | 0 | 0 | 0 | 0 | 0 | 0 | 0 | 0 | 0 | 0
F2_Commercial_Retail_Existing_Food Preparation_Natural Gas_Griddle_E6 | F2 | Commercial | Retail | Existing | Food Preparation | Natural Gas | Griddle | E6 | RVT - Cost of Operation | 0 | 0 | 0 | 0 | 0 | 0 | 0 | 0 | 0 | 0 | 0 | 0 | 0 | 0 | 0 | 0 | 0 | 0 | 0 | 0 | 0 | 0 | 0 | 0 | 0 | 0 | 0 | 0 | 0 | 0 | 0 | 0 | 0 | 0 | 0 | 0 | 0 | 0 | 0 | 0 | 0 | 0
F2_Commercial_Retail_Existing_Food Preparation_Natural Gas_Griddle_E7 | F2 | Commercial | Retail | Existing | Food Preparation | Natural Gas | Griddle | E7 | RVT - Cost of Operation | 0 | 0 | 0 | 0 | 0 | 0 | 0 | 0 | 0 | 0 | 0 | 0 | 0 | 0 | 0 | 0 | 0 | 0 | 0 | 0 | 0 | 0 | 0 | 0 | 0 | 0 | 0 | 0 | 0 | 0 | 0 | 0 | 0 | 0 | 0 | 0 | 0 | 0 | 0 | 0 | 0 | 0
F2_Commercial_Retail_Existing_Food Preparation_Natural Gas_Griddle_E8 | F2 | Commercial | Retail | Existing | Food Preparation | Natural Gas | Griddle | E8 | RVT - Cost of Operation | 0 | 0 | 0 | 0 | 0 | 0 | 0 | 0 | 0 | 0 | 0 | 0 | 0 | 0 | 0 | 0 | 0 | 0 | 0 | 0 | 0 | 0 | 0 | 0 | 0 | 0 | 0 | 0 | 0 | 0 | 0 | 0 | 0 | 0 | 0 | 0 | 0 | 0 | 0 | 0 | 0 | 0
F2_Commercial_Retail_Existing_Food Preparation_Natural Gas_Griddle_E9 | F2 | Commercial | Retail | Existing | Food Preparation | Natural Gas | Griddle | E9 | RVT - Cost of Operation | 0 | 0 | 0 | 0 | 0 | 0 | 0 | 0 | 0 | 0 | 0 | 0 | 0 | 0 | 0 | 0 | 0 | 0 | 0 | 0 | 0 | 0 | 0 | 0 | 0 | 0 | 0 | 0 | 0 | 0 | 0 | 0 | 0 | 0 | 0 | 0 | 0 | 0 | 0 | 0 | 0 | 0
F2_Commercial_Retail_Existing_Food Preparation_Natural Gas_Griddle_E10 | F2 | Commercial | Retail | Existing | Food Preparation | Natural Gas | Griddle | E10 | RVT - Cost of Operation | 0 | 0 | 0 | 0 | 0 | 0 | 0 | 0 | 0 | 0 | 0 | 0 | 0 | 0 | 0 | 0 | 0 | 0 | 0 | 0 | 0 | 0 | 0 | 0 | 0 | 0 | 0 | 0 | 0 | 0 | 0 | 0 | 0 | 0 | 0 | 0 | 0 | 0 | 0 | 0 | 0 | 0
F3_Commercial_Retail_Existing_Food Preparation_Natural Gas_Griddle_E1 | F3 | Commercial | Retail | Existing | Food Preparation | Natural Gas | Griddle | E1 | System - kBTUs of Consumption | 0.20478 | 0.20478 | 0.20478 | 0.20478 | 0.20478 | 0.20478 | 0.20478 | 0.20478 | 0.20478 | 0.20478 | 0.20478 | 0.20478 | 0.20478 | 0.20478 | 0.20478 | 0.20478 | 0.20478 | 0.20478 | 0.20478 | 0.20478 | 0.20478 | 0.20478 | 0.20478 | 0.20478 | 0.20478 | 0.20478 | 0.20478 | 0.20478 | 0.20478 | 0.20478 | 0.20478 | 0.20478 | 0.20478 | 0 | 0 | 0 | 0 | 0 | 0 | 0 | 0 | 0
F3_Commercial_Retail_Existing_Food Preparation_Natural Gas_Griddle_E2 | F3 | Commercial | Retail | Existing | Food Preparation | Natural Gas | Griddle | E2 | System - kBTUs of Consumption | 0.25448 | 0.25448 | 0.25448 | 0.25448 | 0.25448 | 0.25448 | 0.25448 | 0.25448 | 0.25448 | 0.25448 | 0.25448 | 0.25448 | 0.25448 | 0.25448 | 0.25448 | 0.25448 | 0.25448 | 0.25448 | 0.25448 | 0.25448 | 0.25448 | 0.25448 | 0.25448 | 0.25448 | 0.25448 | 0.25448 | 0.25448 | 0.25448 | 0.25448 | 0.25448 | 0.25448 | 0.25448 | 0.25448 | 0 | 0 | 0 | 0 | 0 | 0 | 0 | 0 | 0
F3_Commercial_Retail_Existing_Food Preparation_Natural Gas_Griddle_E3 | F3 | Commercial | Retail | Existing | Food Preparation | Natural Gas | Griddle | E3 | System - kBTUs of Consumption | 0 | 0 | 0 | 0 | 0 | 0 | 0 | 0 | 0 | 0 | 0 | 0 | 0 | 0 | 0 | 0 | 0 | 0 | 0 | 0 | 0 | 0 | 0 | 0 | 0 | 0 | 0 | 0 | 0 | 0 | 0 | 0 | 0 | 0 | 0 | 0 | 0 | 0 | 0 | 0 | 0 | 0
F3_Commercial_Retail_Existing_Food Preparation_Natural Gas_Griddle_E4 | F3 | Commercial | Retail | Existing | Food Preparation | Natural Gas | Griddle | E4 | System - kBTUs of Consumption | 0 | 0 | 0 | 0 | 0 | 0 | 0 | 0 | 0 | 0 | 0 | 0 | 0 | 0 | 0 | 0 | 0 | 0 | 0 | 0 | 0 | 0 | 0 | 0 | 0 | 0 | 0 | 0 | 0 | 0 | 0 | 0 | 0 | 0 | 0 | 0 | 0 | 0 | 0 | 0 | 0 | 0
F3_Commercial_Retail_Existing_Food Preparation_Natural Gas_Griddle_E5 | F3 | Commercial | Retail | Existing | Food Preparation | Natural Gas | Griddle | E5 | System - kBTUs of Consumption | 0 | 0 | 0 | 0 | 0 | 0 | 0 | 0 | 0 | 0 | 0 | 0 | 0 | 0 | 0 | 0 | 0 | 0 | 0 | 0 | 0 | 0 | 0 | 0 | 0 | 0 | 0 | 0 | 0 | 0 | 0 | 0 | 0 | 0 | 0 | 0 | 0 | 0 | 0 | 0 | 0 | 0
F3_Commercial_Retail_Existing_Food Preparation_Natural Gas_Griddle_E6 | F3 | Commercial | Retail | Existing | Food Preparation | Natural Gas | Griddle | E6 | System - kBTUs of Consumption | 0 | 0 | 0 | 0 | 0 | 0 | 0 | 0 | 0 | 0 | 0 | 0 | 0 | 0 | 0 | 0 | 0 | 0 | 0 | 0 | 0 | 0 | 0 | 0 | 0 | 0 | 0 | 0 | 0 | 0 | 0 | 0 | 0 | 0 | 0 | 0 | 0 | 0 | 0 | 0 | 0 | 0
F3_Commercial_Retail_Existing_Food Preparation_Natural Gas_Griddle_E7 | F3 | Commercial | Retail | Existing | Food Preparation | Natural Gas | Griddle | E7 | System - kBTUs of Consumption | 0 | 0 | 0 | 0 | 0 | 0 | 0 | 0 | 0 | 0 | 0 | 0 | 0 | 0 | 0 | 0 | 0 | 0 | 0 | 0 | 0 | 0 | 0 | 0 | 0 | 0 | 0 | 0 | 0 | 0 | 0 | 0 | 0 | 0 | 0 | 0 | 0 | 0 | 0 | 0 | 0 | 0
F3_Commercial_Retail_Existing_Food Preparation_Natural Gas_Griddle_E8 | F3 | Commercial | Retail | Existing | Food Preparation | Natural Gas | Griddle | E8 | System - kBTUs of Consumption | 0 | 0 | 0 | 0 | 0 | 0 | 0 | 0 | 0 | 0 | 0 | 0 | 0 | 0 | 0 | 0 | 0 | 0 | 0 | 0 | 0 | 0 | 0 | 0 | 0 | 0 | 0 | 0 | 0 | 0 | 0 | 0 | 0 | 0 | 0 | 0 | 0 | 0 | 0 | 0 | 0 | 0
F3_Commercial_Retail_Existing_Food Preparation_Natural Gas_Griddle_E9 | F3 | Commercial | Retail | Existing | Food Preparation | Natural Gas | Griddle | E9 | System - kBTUs of Consumption | 0 | 0 | 0 | 0 | 0 | 0 | 0 | 0 | 0 | 0 | 0 | 0 | 0 | 0 | 0 | 0 | 0 | 0 | 0 | 0 | 0 | 0 | 0 | 0 | 0 | 0 | 0 | 0 | 0 | 0 | 0 | 0 | 0 | 0 | 0 | 0 | 0 | 0 | 0 | 0 | 0 | 0
F3_Commercial_Retail_Existing_Food Preparation_Natural Gas_Griddle_E10 | F3 | Commercial | Retail | Existing | Food Preparation | Natural Gas | Griddle | E10 | System - kBTUs of Consumption | 0 | 0 | 0 | 0 | 0 | 0 | 0 | 0 | 0 | 0 | 0 | 0 | 0 | 0 | 0 | 0 | 0 | 0 | 0 | 0 | 0 | 0 | 0 | 0 | 0 | 0 | 0 | 0 | 0 | 0 | 0 | 0 | 0 | 0 | 0 | 0 | 0 | 0 | 0 | 0 | 0 | 0
F4_Commercial_Retail_Existing_Food Preparation_Natural Gas_Griddle_E1 | F4 | Commercial | Retail | Existing | Food Preparation | Natural Gas | Griddle | E1 | Utility - Cost of Equipment | 0.68122 | 0.68641 | 0.69222 | 0.6986 | 0.70587 | 0.71429 | 0.72111 | 0.72767 | 0.73432 | 0.74125 | 0.74785 | 0.75392 | 0.76013 | 0.76664 | 0.77383 | 0.78087 | 0.78833 | 0.79621 | 0.80442 | 0.8128 | 0.82124 | 0.82914 | 0.83627 | 0.84257 | 0.84802 | 0.85271 | 0.85596 | 0.85838 | 0.86048 | 0.86227 | 0.86404 | 0.86482 | 0.86482 | 0 | 0 | 0 | 0 | 0 | 0 | 0 | 0 | 0
F4_Commercial_Retail_Existing_Food Preparation_Natural Gas_Griddle_E2 | F4 | Commercial | Retail | Existing | Food Preparation | Natural Gas | Griddle | E2 | Utility - Cost of Equipment | 0.62435 | 0.62911 | 0.63443 | 0.64028 | 0.64694 | 0.65466 | 0.66091 | 0.66692 | 0.67301 | 0.67936 | 0.68542 | 0.69098 | 0.69667 | 0.70264 | 0.70923 | 0.71568 | 0.72252 | 0.72974 | 0.73726 | 0.74495 | 0.75268 | 0.75992 | 0.76646 | 0.77223 | 0.77723 | 0.78152 | 0.7845 | 0.78672 | 0.78864 | 0.79028 | 0.79191 | 0.79262 | 0.79262 | 0 | 0 | 0 | 0 | 0 | 0 | 0 | 0 | 0
F4_Commercial_Retail_Existing_Food Preparation_Natural Gas_Griddle_E3 | F4 | Commercial | Retail | Existing | Food Preparation | Natural Gas | Griddle | E3 | Utility - Cost of Equipment | 0 | 0 | 0 | 0 | 0 | 0 | 0 | 0 | 0 | 0 | 0 | 0 | 0 | 0 | 0 | 0 | 0 | 0 | 0 | 0 | 0 | 0 | 0 | 0 | 0 | 0 | 0 | 0 | 0 | 0 | 0 | 0 | 0 | 0 | 0 | 0 | 0 | 0 | 0 | 0 | 0 | 0
F4_Commercial_Retail_Existing_Food Preparation_Natural Gas_Griddle_E4 | F4 | Commercial | Retail | Existing | Food Preparation | Natural Gas | Griddle | E4 | Utility - Cost of Equipment | 0 | 0 | 0 | 0 | 0 | 0 | 0 | 0 | 0 | 0 | 0 | 0 | 0 | 0 | 0 | 0 | 0 | 0 | 0 | 0 | 0 | 0 | 0 | 0 | 0 | 0 | 0 | 0 | 0 | 0 | 0 | 0 | 0 | 0 | 0 | 0 | 0 | 0 | 0 | 0 | 0 | 0
F4_Commercial_Retail_Existing_Food Preparation_Natural Gas_Griddle_E5 | F4 | Commercial | Retail | Existing | Food Preparation | Natural Gas | Griddle | E5 | Utility - Cost of Equipment | 0 | 0 | 0 | 0 | 0 | 0 | 0 | 0 | 0 | 0 | 0 | 0 | 0 | 0 | 0 | 0 | 0 | 0 | 0 | 0 | 0 | 0 | 0 | 0 | 0 | 0 | 0 | 0 | 0 | 0 | 0 | 0 | 0 | 0 | 0 | 0 | 0 | 0 | 0 | 0 | 0 | 0
F4_Commercial_Retail_Existing_Food Preparation_Natural Gas_Griddle_E6 | F4 | Commercial | Retail | Existing | Food Preparation | Natural Gas | Griddle | E6 | Utility - Cost of Equipment | 0 | 0 | 0 | 0 | 0 | 0 | 0 | 0 | 0 | 0 | 0 | 0 | 0 | 0 | 0 | 0 | 0 | 0 | 0 | 0 | 0 | 0 | 0 | 0 | 0 | 0 | 0 | 0 | 0 | 0 | 0 | 0 | 0 | 0 | 0 | 0 | 0 | 0 | 0 | 0 | 0 | 0
F4_Commercial_Retail_Existing_Food Preparation_Natural Gas_Griddle_E7 | F4 | Commercial | Retail | Existing | Food Preparation | Natural Gas | Griddle | E7 | Utility - Cost of Equipment | 0 | 0 | 0 | 0 | 0 | 0 | 0 | 0 | 0 | 0 | 0 | 0 | 0 | 0 | 0 | 0 | 0 | 0 | 0 | 0 | 0 | 0 | 0 | 0 | 0 | 0 | 0 | 0 | 0 | 0 | 0 | 0 | 0 | 0 | 0 | 0 | 0 | 0 | 0 | 0 | 0 | 0
F4_Commercial_Retail_Existing_Food Preparation_Natural Gas_Griddle_E8 | F4 | Commercial | Retail | Existing | Food Preparation | Natural Gas | Griddle | E8 | Utility - Cost of Equipment | 0 | 0 | 0 | 0 | 0 | 0 | 0 | 0 | 0 | 0 | 0 | 0 | 0 | 0 | 0 | 0 | 0 | 0 | 0 | 0 | 0 | 0 | 0 | 0 | 0 | 0 | 0 | 0 | 0 | 0 | 0 | 0 | 0 | 0 | 0 | 0 | 0 | 0 | 0 | 0 | 0 | 0
F4_Commercial_Retail_Existing_Food Preparation_Natural Gas_Griddle_E9 | F4 | Commercial | Retail | Existing | Food Preparation | Natural Gas | Griddle | E9 | Utility - Cost of Equipment | 0 | 0 | 0 | 0 | 0 | 0 | 0 | 0 | 0 | 0 | 0 | 0 | 0 | 0 | 0 | 0 | 0 | 0 | 0 | 0 | 0 | 0 | 0 | 0 | 0 | 0 | 0 | 0 | 0 | 0 | 0 | 0 | 0 | 0 | 0 | 0 | 0 | 0 | 0 | 0 | 0 | 0
F4_Commercial_Retail_Existing_Food Preparation_Natural Gas_Griddle_E10 | F4 | Commercial | Retail | Existing | Food Preparation | Natural Gas | Griddle | E10 | Utility - Cost of Equipment | 0 | 0 | 0 | 0 | 0 | 0 | 0 | 0 | 0 | 0 | 0 | 0 | 0 | 0 | 0 | 0 | 0 | 0 | 0 | 0 | 0 | 0 | 0 | 0 | 0 | 0 | 0 | 0 | 0 | 0 | 0 | 0 | 0 | 0 | 0 | 0 | 0 | 0 | 0 | 0 | 0 | 0
F5_Commercial_Retail_Existing_Food Preparation_Natural Gas_Griddle_E1 | F5 | Commercial | Retail | Existing | Food Preparation | Natural Gas | Griddle | E1 | Utility - Cost of Operation | 0.20478 | 0.20478 | 0.20478 | 0.20478 | 0.20478 | 0.20478 | 0.20478 | 0.20478 | 0.20478 | 0.20478 | 0.20478 | 0.20478 | 0.20478 | 0.20478 | 0.20478 | 0.20478 | 0.20478 | 0.20478 | 0.20478 | 0.20478 | 0.20478 | 0.20478 | 0.20478 | 0.20478 | 0.20478 | 0.20478 | 0.20478 | 0.20478 | 0.20478 | 0.20478 | 0.20478 | 0.20478 | 0.20478 | 0 | 0 | 0 | 0 | 0 | 0 | 0 | 0 | 0
F5_Commercial_Retail_Existing_Food Preparation_Natural Gas_Griddle_E2 | F5 | Commercial | Retail | Existing | Food Preparation | Natural Gas | Griddle | E2 | Utility - Cost of Operation | 0.25448 | 0.25448 | 0.25448 | 0.25448 | 0.25448 | 0.25448 | 0.25448 | 0.25448 | 0.25448 | 0.25448 | 0.25448 | 0.25448 | 0.25448 | 0.25448 | 0.25448 | 0.25448 | 0.25448 | 0.25448 | 0.25448 | 0.25448 | 0.25448 | 0.25448 | 0.25448 | 0.25448 | 0.25448 | 0.25448 | 0.25448 | 0.25448 | 0.25448 | 0.25448 | 0.25448 | 0.25448 | 0.25448 | 0 | 0 | 0 | 0 | 0 | 0 | 0 | 0 | 0
F5_Commercial_Retail_Existing_Food Preparation_Natural Gas_Griddle_E3 | F5 | Commercial | Retail | Existing | Food Preparation | Natural Gas | Griddle | E3 | Utility - Cost of Operation | 0 | 0 | 0 | 0 | 0 | 0 | 0 | 0 | 0 | 0 | 0 | 0 | 0 | 0 | 0 | 0 | 0 | 0 | 0 | 0 | 0 | 0 | 0 | 0 | 0 | 0 | 0 | 0 | 0 | 0 | 0 | 0 | 0 | 0 | 0 | 0 | 0 | 0 | 0 | 0 | 0 | 0
F5_Commercial_Retail_Existing_Food Preparation_Natural Gas_Griddle_E4 | F5 | Commercial | Retail | Existing | Food Preparation | Natural Gas | Griddle | E4 | Utility - Cost of Operation | 0 | 0 | 0 | 0 | 0 | 0 | 0 | 0 | 0 | 0 | 0 | 0 | 0 | 0 | 0 | 0 | 0 | 0 | 0 | 0 | 0 | 0 | 0 | 0 | 0 | 0 | 0 | 0 | 0 | 0 | 0 | 0 | 0 | 0 | 0 | 0 | 0 | 0 | 0 | 0 | 0 | 0
F5_Commercial_Retail_Existing_Food Preparation_Natural Gas_Griddle_E5 | F5 | Commercial | Retail | Existing | Food Preparation | Natural Gas | Griddle | E5 | Utility - Cost of Operation | 0 | 0 | 0 | 0 | 0 | 0 | 0 | 0 | 0 | 0 | 0 | 0 | 0 | 0 | 0 | 0 | 0 | 0 | 0 | 0 | 0 | 0 | 0 | 0 | 0 | 0 | 0 | 0 | 0 | 0 | 0 | 0 | 0 | 0 | 0 | 0 | 0 | 0 | 0 | 0 | 0 | 0
F5_Commercial_Retail_Existing_Food Preparation_Natural Gas_Griddle_E6 | F5 | Commercial | Retail | Existing | Food Preparation | Natural Gas | Griddle | E6 | Utility - Cost of Operation | 0 | 0 | 0 | 0 | 0 | 0 | 0 | 0 | 0 | 0 | 0 | 0 | 0 | 0 | 0 | 0 | 0 | 0 | 0 | 0 | 0 | 0 | 0 | 0 | 0 | 0 | 0 | 0 | 0 | 0 | 0 | 0 | 0 | 0 | 0 | 0 | 0 | 0 | 0 | 0 | 0 | 0
F5_Commercial_Retail_Existing_Food Preparation_Natural Gas_Griddle_E7 | F5 | Commercial | Retail | Existing | Food Preparation | Natural Gas | Griddle | E7 | Utility - Cost of Operation | 0 | 0 | 0 | 0 | 0 | 0 | 0 | 0 | 0 | 0 | 0 | 0 | 0 | 0 | 0 | 0 | 0 | 0 | 0 | 0 | 0 | 0 | 0 | 0 | 0 | 0 | 0 | 0 | 0 | 0 | 0 | 0 | 0 | 0 | 0 | 0 | 0 | 0 | 0 | 0 | 0 | 0
F5_Commercial_Retail_Existing_Food Preparation_Natural Gas_Griddle_E8 | F5 | Commercial | Retail | Existing | Food Preparation | Natural Gas | Griddle | E8 | Utility - Cost of Operation | 0 | 0 | 0 | 0 | 0 | 0 | 0 | 0 | 0 | 0 | 0 | 0 | 0 | 0 | 0 | 0 | 0 | 0 | 0 | 0 | 0 | 0 | 0 | 0 | 0 | 0 | 0 | 0 | 0 | 0 | 0 | 0 | 0 | 0 | 0 | 0 | 0 | 0 | 0 | 0 | 0 | 0
F5_Commercial_Retail_Existing_Food Preparation_Natural Gas_Griddle_E9 | F5 | Commercial | Retail | Existing | Food Preparation | Natural Gas | Griddle | E9 | Utility - Cost of Operation | 0 | 0 | 0 | 0 | 0 | 0 | 0 | 0 | 0 | 0 | 0 | 0 | 0 | 0 | 0 | 0 | 0 | 0 | 0 | 0 | 0 | 0 | 0 | 0 | 0 | 0 | 0 | 0 | 0 | 0 | 0 | 0 | 0 | 0 | 0 | 0 | 0 | 0 | 0 | 0 | 0 | 0
F5_Commercial_Retail_Existing_Food Preparation_Natural Gas_Griddle_E10 | F5 | Commercial | Retail | Existing | Food Preparation | Natural Gas | Griddle | E10 | Utility - Cost of Operation | 0 | 0 | 0 | 0 | 0 | 0 | 0 | 0 | 0 | 0 | 0 | 0 | 0 | 0 | 0 | 0 | 0 | 0 | 0 | 0 | 0 | 0 | 0 | 0 | 0 | 0 | 0 | 0 | 0 | 0 | 0 | 0 | 0 | 0 | 0 | 0 | 0 | 0 | 0 | 0 | 0 | 0
F6_Commercial_Retail_Existing_Food Preparation_Natural Gas_Griddle_E1 | F6 | Commercial | Retail | Existing | Food Preparation | Natural Gas | Griddle | E1 | Utility - Value of Sales | 0.40345 | 0.40345 | 0.40345 | 0.40345 | 0.40345 | 0.40345 | 0.40345 | 0.40345 | 0.40345 | 0.40345 | 0.40345 | 0.40345 | 0.40345 | 0.40345 | 0.40345 | 0.40345 | 0.40345 | 0.40345 | 0.40345 | 0.40345 | 0.40345 | 0.40345 | 0.40345 | 0.40345 | 0.40345 | 0.40345 | 0.40345 | 0.40345 | 0.40345 | 0.40345 | 0.40345 | 0.40345 | 0.40345 | 0 | 0 | 0 | 0 | 0 | 0 | 0 | 0 | 0
F6_Commercial_Retail_Existing_Food Preparation_Natural Gas_Griddle_E2 | F6 | Commercial | Retail | Existing | Food Preparation | Natural Gas | Griddle | E2 | Utility - Value of Sales | 0.36977 | 0.36977 | 0.36977 | 0.36977 | 0.36977 | 0.36977 | 0.36977 | 0.36977 | 0.36977 | 0.36977 | 0.36977 | 0.36977 | 0.36977 | 0.36977 | 0.36977 | 0.36977 | 0.36977 | 0.36977 | 0.36977 | 0.36977 | 0.36977 | 0.36977 | 0.36977 | 0.36977 | 0.36977 | 0.36977 | 0.36977 | 0.36977 | 0.36977 | 0.36977 | 0.36977 | 0.36977 | 0.36977 | 0 | 0 | 0 | 0 | 0 | 0 | 0 | 0 | 0
F6_Commercial_Retail_Existing_Food Preparation_Natural Gas_Griddle_E3 | F6 | Commercial | Retail | Existing | Food Preparation | Natural Gas | Griddle | E3 | Utility - Value of Sales | 0 | 0 | 0 | 0 | 0 | 0 | 0 | 0 | 0 | 0 | 0 | 0 | 0 | 0 | 0 | 0 | 0 | 0 | 0 | 0 | 0 | 0 | 0 | 0 | 0 | 0 | 0 | 0 | 0 | 0 | 0 | 0 | 0 | 0 | 0 | 0 | 0 | 0 | 0 | 0 | 0 | 0
F6_Commercial_Retail_Existing_Food Preparation_Natural Gas_Griddle_E4 | F6 | Commercial | Retail | Existing | Food Preparation | Natural Gas | Griddle | E4 | Utility - Value of Sales | 0 | 0 | 0 | 0 | 0 | 0 | 0 | 0 | 0 | 0 | 0 | 0 | 0 | 0 | 0 | 0 | 0 | 0 | 0 | 0 | 0 | 0 | 0 | 0 | 0 | 0 | 0 | 0 | 0 | 0 | 0 | 0 | 0 | 0 | 0 | 0 | 0 | 0 | 0 | 0 | 0 | 0
F6_Commercial_Retail_Existing_Food Preparation_Natural Gas_Griddle_E5 | F6 | Commercial | Retail | Existing | Food Preparation | Natural Gas | Griddle | E5 | Utility - Value of Sales | 0 | 0 | 0 | 0 | 0 | 0 | 0 | 0 | 0 | 0 | 0 | 0 | 0 | 0 | 0 | 0 | 0 | 0 | 0 | 0 | 0 | 0 | 0 | 0 | 0 | 0 | 0 | 0 | 0 | 0 | 0 | 0 | 0 | 0 | 0 | 0 | 0 | 0 | 0 | 0 | 0 | 0
F6_Commercial_Retail_Existing_Food Preparation_Natural Gas_Griddle_E6 | F6 | Commercial | Retail | Existing | Food Preparation | Natural Gas | Griddle | E6 | Utility - Value of Sales | 0 | 0 | 0 | 0 | 0 | 0 | 0 | 0 | 0 | 0 | 0 | 0 | 0 | 0 | 0 | 0 | 0 | 0 | 0 | 0 | 0 | 0 | 0 | 0 | 0 | 0 | 0 | 0 | 0 | 0 | 0 | 0 | 0 | 0 | 0 | 0 | 0 | 0 | 0 | 0 | 0 | 0
F6_Commercial_Retail_Existing_Food Preparation_Natural Gas_Griddle_E7 | F6 | Commercial | Retail | Existing | Food Preparation | Natural Gas | Griddle | E7 | Utility - Value of Sales | 0 | 0 | 0 | 0 | 0 | 0 | 0 | 0 | 0 | 0 | 0 | 0 | 0 | 0 | 0 | 0 | 0 | 0 | 0 | 0 | 0 | 0 | 0 | 0 | 0 | 0 | 0 | 0 | 0 | 0 | 0 | 0 | 0 | 0 | 0 | 0 | 0 | 0 | 0 | 0 | 0 | 0
F6_Commercial_Retail_Existing_Food Preparation_Natural Gas_Griddle_E8 | F6 | Commercial | Retail | Existing | Food Preparation | Natural Gas | Griddle | E8 | Utility - Value of Sales | 0 | 0 | 0 | 0 | 0 | 0 | 0 | 0 | 0 | 0 | 0 | 0 | 0 | 0 | 0 | 0 | 0 | 0 | 0 | 0 | 0 | 0 | 0 | 0 | 0 | 0 | 0 | 0 | 0 | 0 | 0 | 0 | 0 | 0 | 0 | 0 | 0 | 0 | 0 | 0 | 0 | 0
F6_Commercial_Retail_Existing_Food Preparation_Natural Gas_Griddle_E9 | F6 | Commercial | Retail | Existing | Food Preparation | Natural Gas | Griddle | E9 | Utility - Value of Sales | 0 | 0 | 0 | 0 | 0 | 0 | 0 | 0 | 0 | 0 | 0 | 0 | 0 | 0 | 0 | 0 | 0 | 0 | 0 | 0 | 0 | 0 | 0 | 0 | 0 | 0 | 0 | 0 | 0 | 0 | 0 | 0 | 0 | 0 | 0 | 0 | 0 | 0 | 0 | 0 | 0 | 0
F6_Commercial_Retail_Existing_Food Preparation_Natural Gas_Griddle_E10 | F6 | Commercial | Retail | Existing | Food Preparation | Natural Gas | Griddle | E10 | Utility - Value of Sales | 0 | 0 | 0 | 0 | 0 | 0 | 0 | 0 | 0 | 0 | 0 | 0 | 0 | 0 | 0 | 0 | 0 | 0 | 0 | 0 | 0 | 0 | 0 | 0 | 0 | 0 | 0 | 0 | 0 | 0 | 0 | 0 | 0 | 0 | 0 | 0 | 0 | 0 | 0 | 0 | 0 | 0
F1_Commercial_Retail_Existing_Food Preparation_Natural Gas_Range_E1 | F1 | Commercial | Retail | Existing | Food Preparation | Natural Gas | Range | E1 | RVT - Cost of Equipment | 0.66878 | 0.67348 | 0.67907 | 0.68557 | 0.6932 | 0.70215 | 0.70931 | 0.71613 | 0.72284 | 0.72962 | 0.73584 | 0.74128 | 0.74675 | 0.75254 | 0.75922 | 0.76591 | 0.77329 | 0.78135 | 0.78994 | 0.7988 | 0.80781 | 0.81627 | 0.824 | 0.83106 | 0.83727 | 0.84261 | 0.84631 | 0.84907 | 0.85145 | 0.85349 | 0.85551 | 0.8564 | 0.8564 | 0 | 0 | 0 | 0 | 0 | 0 | 0 | 0 | 0
F1_Commercial_Retail_Existing_Food Preparation_Natural Gas_Range_E2 | F1 | Commercial | Retail | Existing | Food Preparation | Natural Gas | Range | E2 | RVT - Cost of Equipment | 0.50158 | 0.50511 | 0.50931 | 0.51418 | 0.5199 | 0.52661 | 0.53198 | 0.5371 | 0.54213 | 0.54722 | 0.55188 | 0.55596 | 0.56006 | 0.5644 | 0.56942 | 0.57443 | 0.57996 | 0.58601 | 0.59245 | 0.5991 | 0.60586 | 0.6122 | 0.618 | 0.62329 | 0.62795 | 0.63195 | 0.63473 | 0.6368 | 0.63859 | 0.64012 | 0.64163 | 0.6423 | 0.6423 | 0 | 0 | 0 | 0 | 0 | 0 | 0 | 0 | 0
F1_Commercial_Retail_Existing_Food Preparation_Natural Gas_Range_E3 | F1 | Commercial | Retail | Existing | Food Preparation | Natural Gas | Range | E3 | RVT - Cost of Equipment | 0 | 0 | 0 | 0 | 0 | 0 | 0 | 0 | 0 | 0 | 0 | 0 | 0 | 0 | 0 | 0 | 0 | 0 | 0 | 0 | 0 | 0 | 0 | 0 | 0 | 0 | 0 | 0 | 0 | 0 | 0 | 0 | 0 | 0 | 0 | 0 | 0 | 0 | 0 | 0 | 0 | 0
F1_Commercial_Retail_Existing_Food Preparation_Natural Gas_Range_E4 | F1 | Commercial | Retail | Existing | Food Preparation | Natural Gas | Range | E4 | RVT - Cost of Equipment | 0 | 0 | 0 | 0 | 0 | 0 | 0 | 0 | 0 | 0 | 0 | 0 | 0 | 0 | 0 | 0 | 0 | 0 | 0 | 0 | 0 | 0 | 0 | 0 | 0 | 0 | 0 | 0 | 0 | 0 | 0 | 0 | 0 | 0 | 0 | 0 | 0 | 0 | 0 | 0 | 0 | 0
F1_Commercial_Retail_Existing_Food Preparation_Natural Gas_Range_E5 | F1 | Commercial | Retail | Existing | Food Preparation | Natural Gas | Range | E5 | RVT - Cost of Equipment | 0 | 0 | 0 | 0 | 0 | 0 | 0 | 0 | 0 | 0 | 0 | 0 | 0 | 0 | 0 | 0 | 0 | 0 | 0 | 0 | 0 | 0 | 0 | 0 | 0 | 0 | 0 | 0 | 0 | 0 | 0 | 0 | 0 | 0 | 0 | 0 | 0 | 0 | 0 | 0 | 0 | 0
F1_Commercial_Retail_Existing_Food Preparation_Natural Gas_Range_E6 | F1 | Commercial | Retail | Existing | Food Preparation | Natural Gas | Range | E6 | RVT - Cost of Equipment | 0 | 0 | 0 | 0 | 0 | 0 | 0 | 0 | 0 | 0 | 0 | 0 | 0 | 0 | 0 | 0 | 0 | 0 | 0 | 0 | 0 | 0 | 0 | 0 | 0 | 0 | 0 | 0 | 0 | 0 | 0 | 0 | 0 | 0 | 0 | 0 | 0 | 0 | 0 | 0 | 0 | 0
F1_Commercial_Retail_Existing_Food Preparation_Natural Gas_Range_E7 | F1 | Commercial | Retail | Existing | Food Preparation | Natural Gas | Range | E7 | RVT - Cost of Equipment | 0 | 0 | 0 | 0 | 0 | 0 | 0 | 0 | 0 | 0 | 0 | 0 | 0 | 0 | 0 | 0 | 0 | 0 | 0 | 0 | 0 | 0 | 0 | 0 | 0 | 0 | 0 | 0 | 0 | 0 | 0 | 0 | 0 | 0 | 0 | 0 | 0 | 0 | 0 | 0 | 0 | 0
F1_Commercial_Retail_Existing_Food Preparation_Natural Gas_Range_E8 | F1 | Commercial | Retail | Existing | Food Preparation | Natural Gas | Range | E8 | RVT - Cost of Equipment | 0 | 0 | 0 | 0 | 0 | 0 | 0 | 0 | 0 | 0 | 0 | 0 | 0 | 0 | 0 | 0 | 0 | 0 | 0 | 0 | 0 | 0 | 0 | 0 | 0 | 0 | 0 | 0 | 0 | 0 | 0 | 0 | 0 | 0 | 0 | 0 | 0 | 0 | 0 | 0 | 0 | 0
F1_Commercial_Retail_Existing_Food Preparation_Natural Gas_Range_E9 | F1 | Commercial | Retail | Existing | Food Preparation | Natural Gas | Range | E9 | RVT - Cost of Equipment | 0 | 0 | 0 | 0 | 0 | 0 | 0 | 0 | 0 | 0 | 0 | 0 | 0 | 0 | 0 | 0 | 0 | 0 | 0 | 0 | 0 | 0 | 0 | 0 | 0 | 0 | 0 | 0 | 0 | 0 | 0 | 0 | 0 | 0 | 0 | 0 | 0 | 0 | 0 | 0 | 0 | 0
F1_Commercial_Retail_Existing_Food Preparation_Natural Gas_Range_E10 | F1 | Commercial | Retail | Existing | Food Preparation | Natural Gas | Range | E10 | RVT - Cost of Equipment | 0 | 0 | 0 | 0 | 0 | 0 | 0 | 0 | 0 | 0 | 0 | 0 | 0 | 0 | 0 | 0 | 0 | 0 | 0 | 0 | 0 | 0 | 0 | 0 | 0 | 0 | 0 | 0 | 0 | 0 | 0 | 0 | 0 | 0 | 0 | 0 | 0 | 0 | 0 | 0 | 0 | 0
F2_Commercial_Retail_Existing_Food Preparation_Natural Gas_Range_E1 | F2 | Commercial | Retail | Existing | Food Preparation | Natural Gas | Range | E1 | RVT - Cost of Operation | 0.80124 | 0.80687 | 0.81358 | 0.82136 | 0.8305 | 0.84122 | 0.8498 | 0.85797 | 0.866 | 0.87413 | 0.88158 | 0.8881 | 0.89465 | 0.90159 | 0.9096 | 0.91761 | 0.92645 | 0.93611 | 0.9464 | 0.95701 | 0.96781 | 0.97794 | 0.9872 | 0.99566 | 1.0031 | 1.0095 | 1.0139 | 1.0172 | 1.0201 | 1.0225 | 1.025 | 1.026 | 1.026 | 0 | 0 | 0 | 0 | 0 | 0 | 0 | 0 | 0
F2_Commercial_Retail_Existing_Food Preparation_Natural Gas_Range_E2 | F2 | Commercial | Retail | Existing | Food Preparation | Natural Gas | Range | E2 | RVT - Cost of Operation | 0.60093 | 0.60515 | 0.61018 | 0.61602 | 0.62288 | 0.63091 | 0.63735 | 0.64348 | 0.6495 | 0.6556 | 0.66119 | 0.66607 | 0.67099 | 0.67619 | 0.6822 | 0.68821 | 0.69484 | 0.70208 | 0.7098 | 0.71776 | 0.72586 | 0.73346 | 0.7404 | 0.74675 | 0.75233 | 0.75712 | 0.76045 | 0.76293 | 0.76507 | 0.76691 | 0.76872 | 0.76952 | 0.76952 | 0 | 0 | 0 | 0 | 0 | 0 | 0 | 0 | 0
F2_Commercial_Retail_Existing_Food Preparation_Natural Gas_Range_E3 | F2 | Commercial | Retail | Existing | Food Preparation | Natural Gas | Range | E3 | RVT - Cost of Operation | 0 | 0 | 0 | 0 | 0 | 0 | 0 | 0 | 0 | 0 | 0 | 0 | 0 | 0 | 0 | 0 | 0 | 0 | 0 | 0 | 0 | 0 | 0 | 0 | 0 | 0 | 0 | 0 | 0 | 0 | 0 | 0 | 0 | 0 | 0 | 0 | 0 | 0 | 0 | 0 | 0 | 0
F2_Commercial_Retail_Existing_Food Preparation_Natural Gas_Range_E4 | F2 | Commercial | Retail | Existing | Food Preparation | Natural Gas | Range | E4 | RVT - Cost of Operation | 0 | 0 | 0 | 0 | 0 | 0 | 0 | 0 | 0 | 0 | 0 | 0 | 0 | 0 | 0 | 0 | 0 | 0 | 0 | 0 | 0 | 0 | 0 | 0 | 0 | 0 | 0 | 0 | 0 | 0 | 0 | 0 | 0 | 0 | 0 | 0 | 0 | 0 | 0 | 0 | 0 | 0
F2_Commercial_Retail_Existing_Food Preparation_Natural Gas_Range_E5 | F2 | Commercial | Retail | Existing | Food Preparation | Natural Gas | Range | E5 | RVT - Cost of Operation | 0 | 0 | 0 | 0 | 0 | 0 | 0 | 0 | 0 | 0 | 0 | 0 | 0 | 0 | 0 | 0 | 0 | 0 | 0 | 0 | 0 | 0 | 0 | 0 | 0 | 0 | 0 | 0 | 0 | 0 | 0 | 0 | 0 | 0 | 0 | 0 | 0 | 0 | 0 | 0 | 0 | 0
F2_Commercial_Retail_Existing_Food Preparation_Natural Gas_Range_E6 | F2 | Commercial | Retail | Existing | Food Preparation | Natural Gas | Range | E6 | RVT - Cost of Operation | 0 | 0 | 0 | 0 | 0 | 0 | 0 | 0 | 0 | 0 | 0 | 0 | 0 | 0 | 0 | 0 | 0 | 0 | 0 | 0 | 0 | 0 | 0 | 0 | 0 | 0 | 0 | 0 | 0 | 0 | 0 | 0 | 0 | 0 | 0 | 0 | 0 | 0 | 0 | 0 | 0 | 0
F2_Commercial_Retail_Existing_Food Preparation_Natural Gas_Range_E7 | F2 | Commercial | Retail | Existing | Food Preparation | Natural Gas | Range | E7 | RVT - Cost of Operation | 0 | 0 | 0 | 0 | 0 | 0 | 0 | 0 | 0 | 0 | 0 | 0 | 0 | 0 | 0 | 0 | 0 | 0 | 0 | 0 | 0 | 0 | 0 | 0 | 0 | 0 | 0 | 0 | 0 | 0 | 0 | 0 | 0 | 0 | 0 | 0 | 0 | 0 | 0 | 0 | 0 | 0
F2_Commercial_Retail_Existing_Food Preparation_Natural Gas_Range_E8 | F2 | Commercial | Retail | Existing | Food Preparation | Natural Gas | Range | E8 | RVT - Cost of Operation | 0 | 0 | 0 | 0 | 0 | 0 | 0 | 0 | 0 | 0 | 0 | 0 | 0 | 0 | 0 | 0 | 0 | 0 | 0 | 0 | 0 | 0 | 0 | 0 | 0 | 0 | 0 | 0 | 0 | 0 | 0 | 0 | 0 | 0 | 0 | 0 | 0 | 0 | 0 | 0 | 0 | 0
F2_Commercial_Retail_Existing_Food Preparation_Natural Gas_Range_E9 | F2 | Commercial | Retail | Existing | Food Preparation | Natural Gas | Range | E9 | RVT - Cost of Operation | 0 | 0 | 0 | 0 | 0 | 0 | 0 | 0 | 0 | 0 | 0 | 0 | 0 | 0 | 0 | 0 | 0 | 0 | 0 | 0 | 0 | 0 | 0 | 0 | 0 | 0 | 0 | 0 | 0 | 0 | 0 | 0 | 0 | 0 | 0 | 0 | 0 | 0 | 0 | 0 | 0 | 0
F2_Commercial_Retail_Existing_Food Preparation_Natural Gas_Range_E10 | F2 | Commercial | Retail | Existing | Food Preparation | Natural Gas | Range | E10 | RVT - Cost of Operation | 0 | 0 | 0 | 0 | 0 | 0 | 0 | 0 | 0 | 0 | 0 | 0 | 0 | 0 | 0 | 0 | 0 | 0 | 0 | 0 | 0 | 0 | 0 | 0 | 0 | 0 | 0 | 0 | 0 | 0 | 0 | 0 | 0 | 0 | 0 | 0 | 0 | 0 | 0 | 0 | 0 | 0
F3_Commercial_Retail_Existing_Food Preparation_Natural Gas_Range_E1 | F3 | Commercial | Retail | Existing | Food Preparation | Natural Gas | Range | E1 | System - kBTUs of Consumption | 0.39204 | 0.39204 | 0.39204 | 0.39204 | 0.39204 | 0.39204 | 0.39204 | 0.39204 | 0.39204 | 0.39204 | 0.39204 | 0.39204 | 0.39204 | 0.39204 | 0.39204 | 0.39204 | 0.39204 | 0.39204 | 0.39204 | 0.39204 | 0.39204 | 0.39204 | 0.39204 | 0.39204 | 0.39204 | 0.39204 | 0.39204 | 0.39204 | 0.39204 | 0.39204 | 0.39204 | 0.39204 | 0.39204 | 0 | 0 | 0 | 0 | 0 | 0 | 0 | 0 | 0
F3_Commercial_Retail_Existing_Food Preparation_Natural Gas_Range_E2 | F3 | Commercial | Retail | Existing | Food Preparation | Natural Gas | Range | E2 | System - kBTUs of Consumption | 0.39209 | 0.39209 | 0.39209 | 0.39209 | 0.39209 | 0.39209 | 0.39209 | 0.39209 | 0.39209 | 0.39209 | 0.39209 | 0.39209 | 0.39209 | 0.39209 | 0.39209 | 0.39209 | 0.39209 | 0.39209 | 0.39209 | 0.39209 | 0.39209 | 0.39209 | 0.39209 | 0.39209 | 0.39209 | 0.39209 | 0.39209 | 0.39209 | 0.39209 | 0.39209 | 0.39209 | 0.39209 | 0.39209 | 0 | 0 | 0 | 0 | 0 | 0 | 0 | 0 | 0
F3_Commercial_Retail_Existing_Food Preparation_Natural Gas_Range_E3 | F3 | Commercial | Retail | Existing | Food Preparation | Natural Gas | Range | E3 | System - kBTUs of Consumption | 0 | 0 | 0 | 0 | 0 | 0 | 0 | 0 | 0 | 0 | 0 | 0 | 0 | 0 | 0 | 0 | 0 | 0 | 0 | 0 | 0 | 0 | 0 | 0 | 0 | 0 | 0 | 0 | 0 | 0 | 0 | 0 | 0 | 0 | 0 | 0 | 0 | 0 | 0 | 0 | 0 | 0
F3_Commercial_Retail_Existing_Food Preparation_Natural Gas_Range_E4 | F3 | Commercial | Retail | Existing | Food Preparation | Natural Gas | Range | E4 | System - kBTUs of Consumption | 0 | 0 | 0 | 0 | 0 | 0 | 0 | 0 | 0 | 0 | 0 | 0 | 0 | 0 | 0 | 0 | 0 | 0 | 0 | 0 | 0 | 0 | 0 | 0 | 0 | 0 | 0 | 0 | 0 | 0 | 0 | 0 | 0 | 0 | 0 | 0 | 0 | 0 | 0 | 0 | 0 | 0
F3_Commercial_Retail_Existing_Food Preparation_Natural Gas_Range_E5 | F3 | Commercial | Retail | Existing | Food Preparation | Natural Gas | Range | E5 | System - kBTUs of Consumption | 0 | 0 | 0 | 0 | 0 | 0 | 0 | 0 | 0 | 0 | 0 | 0 | 0 | 0 | 0 | 0 | 0 | 0 | 0 | 0 | 0 | 0 | 0 | 0 | 0 | 0 | 0 | 0 | 0 | 0 | 0 | 0 | 0 | 0 | 0 | 0 | 0 | 0 | 0 | 0 | 0 | 0
F3_Commercial_Retail_Existing_Food Preparation_Natural Gas_Range_E6 | F3 | Commercial | Retail | Existing | Food Preparation | Natural Gas | Range | E6 | System - kBTUs of Consumption | 0 | 0 | 0 | 0 | 0 | 0 | 0 | 0 | 0 | 0 | 0 | 0 | 0 | 0 | 0 | 0 | 0 | 0 | 0 | 0 | 0 | 0 | 0 | 0 | 0 | 0 | 0 | 0 | 0 | 0 | 0 | 0 | 0 | 0 | 0 | 0 | 0 | 0 | 0 | 0 | 0 | 0
F3_Commercial_Retail_Existing_Food Preparation_Natural Gas_Range_E7 | F3 | Commercial | Retail | Existing | Food Preparation | Natural Gas | Range | E7 | System - kBTUs of Consumption | 0 | 0 | 0 | 0 | 0 | 0 | 0 | 0 | 0 | 0 | 0 | 0 | 0 | 0 | 0 | 0 | 0 | 0 | 0 | 0 | 0 | 0 | 0 | 0 | 0 | 0 | 0 | 0 | 0 | 0 | 0 | 0 | 0 | 0 | 0 | 0 | 0 | 0 | 0 | 0 | 0 | 0
F3_Commercial_Retail_Existing_Food Preparation_Natural Gas_Range_E8 | F3 | Commercial | Retail | Existing | Food Preparation | Natural Gas | Range | E8 | System - kBTUs of Consumption | 0 | 0 | 0 | 0 | 0 | 0 | 0 | 0 | 0 | 0 | 0 | 0 | 0 | 0 | 0 | 0 | 0 | 0 | 0 | 0 | 0 | 0 | 0 | 0 | 0 | 0 | 0 | 0 | 0 | 0 | 0 | 0 | 0 | 0 | 0 | 0 | 0 | 0 | 0 | 0 | 0 | 0
F3_Commercial_Retail_Existing_Food Preparation_Natural Gas_Range_E9 | F3 | Commercial | Retail | Existing | Food Preparation | Natural Gas | Range | E9 | System - kBTUs of Consumption | 0 | 0 | 0 | 0 | 0 | 0 | 0 | 0 | 0 | 0 | 0 | 0 | 0 | 0 | 0 | 0 | 0 | 0 | 0 | 0 | 0 | 0 | 0 | 0 | 0 | 0 | 0 | 0 | 0 | 0 | 0 | 0 | 0 | 0 | 0 | 0 | 0 | 0 | 0 | 0 | 0 | 0
F3_Commercial_Retail_Existing_Food Preparation_Natural Gas_Range_E10 | F3 | Commercial | Retail | Existing | Food Preparation | Natural Gas | Range | E10 | System - kBTUs of Consumption | 0 | 0 | 0 | 0 | 0 | 0 | 0 | 0 | 0 | 0 | 0 | 0 | 0 | 0 | 0 | 0 | 0 | 0 | 0 | 0 | 0 | 0 | 0 | 0 | 0 | 0 | 0 | 0 | 0 | 0 | 0 | 0 | 0 | 0 | 0 | 0 | 0 | 0 | 0 | 0 | 0 | 0
F4_Commercial_Retail_Existing_Food Preparation_Natural Gas_Range_E1 | F4 | Commercial | Retail | Existing | Food Preparation | Natural Gas | Range | E1 | Utility - Cost of Equipment | 0.80124 | 0.80687 | 0.81358 | 0.82136 | 0.8305 | 0.84122 | 0.8498 | 0.85797 | 0.866 | 0.87413 | 0.88158 | 0.8881 | 0.89465 | 0.90159 | 0.9096 | 0.91761 | 0.92645 | 0.93611 | 0.9464 | 0.95701 | 0.96781 | 0.97794 | 0.9872 | 0.99566 | 1.0031 | 1.0095 | 1.0139 | 1.0172 | 1.0201 | 1.0225 | 1.025 | 1.026 | 1.026 | 0 | 0 | 0 | 0 | 0 | 0 | 0 | 0 | 0
F4_Commercial_Retail_Existing_Food Preparation_Natural Gas_Range_E2 | F4 | Commercial | Retail | Existing | Food Preparation | Natural Gas | Range | E2 | Utility - Cost of Equipment | 0.60093 | 0.60515 | 0.61018 | 0.61602 | 0.62288 | 0.63091 | 0.63735 | 0.64348 | 0.6495 | 0.6556 | 0.66119 | 0.66607 | 0.67099 | 0.67619 | 0.6822 | 0.68821 | 0.69484 | 0.70208 | 0.7098 | 0.71776 | 0.72586 | 0.73346 | 0.7404 | 0.74675 | 0.75233 | 0.75712 | 0.76045 | 0.76293 | 0.76507 | 0.76691 | 0.76872 | 0.76952 | 0.76952 | 0 | 0 | 0 | 0 | 0 | 0 | 0 | 0 | 0
F4_Commercial_Retail_Existing_Food Preparation_Natural Gas_Range_E3 | F4 | Commercial | Retail | Existing | Food Preparation | Natural Gas | Range | E3 | Utility - Cost of Equipment | 0 | 0 | 0 | 0 | 0 | 0 | 0 | 0 | 0 | 0 | 0 | 0 | 0 | 0 | 0 | 0 | 0 | 0 | 0 | 0 | 0 | 0 | 0 | 0 | 0 | 0 | 0 | 0 | 0 | 0 | 0 | 0 | 0 | 0 | 0 | 0 | 0 | 0 | 0 | 0 | 0 | 0
F4_Commercial_Retail_Existing_Food Preparation_Natural Gas_Range_E4 | F4 | Commercial | Retail | Existing | Food Preparation | Natural Gas | Range | E4 | Utility - Cost of Equipment | 0 | 0 | 0 | 0 | 0 | 0 | 0 | 0 | 0 | 0 | 0 | 0 | 0 | 0 | 0 | 0 | 0 | 0 | 0 | 0 | 0 | 0 | 0 | 0 | 0 | 0 | 0 | 0 | 0 | 0 | 0 | 0 | 0 | 0 | 0 | 0 | 0 | 0 | 0 | 0 | 0 | 0
F4_Commercial_Retail_Existing_Food Preparation_Natural Gas_Range_E5 | F4 | Commercial | Retail | Existing | Food Preparation | Natural Gas | Range | E5 | Utility - Cost of Equipment | 0 | 0 | 0 | 0 | 0 | 0 | 0 | 0 | 0 | 0 | 0 | 0 | 0 | 0 | 0 | 0 | 0 | 0 | 0 | 0 | 0 | 0 | 0 | 0 | 0 | 0 | 0 | 0 | 0 | 0 | 0 | 0 | 0 | 0 | 0 | 0 | 0 | 0 | 0 | 0 | 0 | 0
F4_Commercial_Retail_Existing_Food Preparation_Natural Gas_Range_E6 | F4 | Commercial | Retail | Existing | Food Preparation | Natural Gas | Range | E6 | Utility - Cost of Equipment | 0 | 0 | 0 | 0 | 0 | 0 | 0 | 0 | 0 | 0 | 0 | 0 | 0 | 0 | 0 | 0 | 0 | 0 | 0 | 0 | 0 | 0 | 0 | 0 | 0 | 0 | 0 | 0 | 0 | 0 | 0 | 0 | 0 | 0 | 0 | 0 | 0 | 0 | 0 | 0 | 0 | 0
F4_Commercial_Retail_Existing_Food Preparation_Natural Gas_Range_E7 | F4 | Commercial | Retail | Existing | Food Preparation | Natural Gas | Range | E7 | Utility - Cost of Equipment | 0 | 0 | 0 | 0 | 0 | 0 | 0 | 0 | 0 | 0 | 0 | 0 | 0 | 0 | 0 | 0 | 0 | 0 | 0 | 0 | 0 | 0 | 0 | 0 | 0 | 0 | 0 | 0 | 0 | 0 | 0 | 0 | 0 | 0 | 0 | 0 | 0 | 0 | 0 | 0 | 0 | 0
F4_Commercial_Retail_Existing_Food Preparation_Natural Gas_Range_E8 | F4 | Commercial | Retail | Existing | Food Preparation | Natural Gas | Range | E8 | Utility - Cost of Equipment | 0 | 0 | 0 | 0 | 0 | 0 | 0 | 0 | 0 | 0 | 0 | 0 | 0 | 0 | 0 | 0 | 0 | 0 | 0 | 0 | 0 | 0 | 0 | 0 | 0 | 0 | 0 | 0 | 0 | 0 | 0 | 0 | 0 | 0 | 0 | 0 | 0 | 0 | 0 | 0 | 0 | 0
F4_Commercial_Retail_Existing_Food Preparation_Natural Gas_Range_E9 | F4 | Commercial | Retail | Existing | Food Preparation | Natural Gas | Range | E9 | Utility - Cost of Equipment | 0 | 0 | 0 | 0 | 0 | 0 | 0 | 0 | 0 | 0 | 0 | 0 | 0 | 0 | 0 | 0 | 0 | 0 | 0 | 0 | 0 | 0 | 0 | 0 | 0 | 0 | 0 | 0 | 0 | 0 | 0 | 0 | 0 | 0 | 0 | 0 | 0 | 0 | 0 | 0 | 0 | 0
F4_Commercial_Retail_Existing_Food Preparation_Natural Gas_Range_E10 | F4 | Commercial | Retail | Existing | Food Preparation | Natural Gas | Range | E10 | Utility - Cost of Equipment | 0 | 0 | 0 | 0 | 0 | 0 | 0 | 0 | 0 | 0 | 0 | 0 | 0 | 0 | 0 | 0 | 0 | 0 | 0 | 0 | 0 | 0 | 0 | 0 | 0 | 0 | 0 | 0 | 0 | 0 | 0 | 0 | 0 | 0 | 0 | 0 | 0 | 0 | 0 | 0 | 0 | 0
F5_Commercial_Retail_Existing_Food Preparation_Natural Gas_Range_E1 | F5 | Commercial | Retail | Existing | Food Preparation | Natural Gas | Range | E1 | Utility - Cost of Operation | 0.39204 | 0.39204 | 0.39204 | 0.39204 | 0.39204 | 0.39204 | 0.39204 | 0.39204 | 0.39204 | 0.39204 | 0.39204 | 0.39204 | 0.39204 | 0.39204 | 0.39204 | 0.39204 | 0.39204 | 0.39204 | 0.39204 | 0.39204 | 0.39204 | 0.39204 | 0.39204 | 0.39204 | 0.39204 | 0.39204 | 0.39204 | 0.39204 | 0.39204 | 0.39204 | 0.39204 | 0.39204 | 0.39204 | 0 | 0 | 0 | 0 | 0 | 0 | 0 | 0 | 0
F5_Commercial_Retail_Existing_Food Preparation_Natural Gas_Range_E2 | F5 | Commercial | Retail | Existing | Food Preparation | Natural Gas | Range | E2 | Utility - Cost of Operation | 0.39209 | 0.39209 | 0.39209 | 0.39209 | 0.39209 | 0.39209 | 0.39209 | 0.39209 | 0.39209 | 0.39209 | 0.39209 | 0.39209 | 0.39209 | 0.39209 | 0.39209 | 0.39209 | 0.39209 | 0.39209 | 0.39209 | 0.39209 | 0.39209 | 0.39209 | 0.39209 | 0.39209 | 0.39209 | 0.39209 | 0.39209 | 0.39209 | 0.39209 | 0.39209 | 0.39209 | 0.39209 | 0.39209 | 0 | 0 | 0 | 0 | 0 | 0 | 0 | 0 | 0
F5_Commercial_Retail_Existing_Food Preparation_Natural Gas_Range_E3 | F5 | Commercial | Retail | Existing | Food Preparation | Natural Gas | Range | E3 | Utility - Cost of Operation | 0 | 0 | 0 | 0 | 0 | 0 | 0 | 0 | 0 | 0 | 0 | 0 | 0 | 0 | 0 | 0 | 0 | 0 | 0 | 0 | 0 | 0 | 0 | 0 | 0 | 0 | 0 | 0 | 0 | 0 | 0 | 0 | 0 | 0 | 0 | 0 | 0 | 0 | 0 | 0 | 0 | 0
F5_Commercial_Retail_Existing_Food Preparation_Natural Gas_Range_E4 | F5 | Commercial | Retail | Existing | Food Preparation | Natural Gas | Range | E4 | Utility - Cost of Operation | 0 | 0 | 0 | 0 | 0 | 0 | 0 | 0 | 0 | 0 | 0 | 0 | 0 | 0 | 0 | 0 | 0 | 0 | 0 | 0 | 0 | 0 | 0 | 0 | 0 | 0 | 0 | 0 | 0 | 0 | 0 | 0 | 0 | 0 | 0 | 0 | 0 | 0 | 0 | 0 | 0 | 0
F5_Commercial_Retail_Existing_Food Preparation_Natural Gas_Range_E5 | F5 | Commercial | Retail | Existing | Food Preparation | Natural Gas | Range | E5 | Utility - Cost of Operation | 0 | 0 | 0 | 0 | 0 | 0 | 0 | 0 | 0 | 0 | 0 | 0 | 0 | 0 | 0 | 0 | 0 | 0 | 0 | 0 | 0 | 0 | 0 | 0 | 0 | 0 | 0 | 0 | 0 | 0 | 0 | 0 | 0 | 0 | 0 | 0 | 0 | 0 | 0 | 0 | 0 | 0
F5_Commercial_Retail_Existing_Food Preparation_Natural Gas_Range_E6 | F5 | Commercial | Retail | Existing | Food Preparation | Natural Gas | Range | E6 | Utility - Cost of Operation | 0 | 0 | 0 | 0 | 0 | 0 | 0 | 0 | 0 | 0 | 0 | 0 | 0 | 0 | 0 | 0 | 0 | 0 | 0 | 0 | 0 | 0 | 0 | 0 | 0 | 0 | 0 | 0 | 0 | 0 | 0 | 0 | 0 | 0 | 0 | 0 | 0 | 0 | 0 | 0 | 0 | 0
F5_Commercial_Retail_Existing_Food Preparation_Natural Gas_Range_E7 | F5 | Commercial | Retail | Existing | Food Preparation | Natural Gas | Range | E7 | Utility - Cost of Operation | 0 | 0 | 0 | 0 | 0 | 0 | 0 | 0 | 0 | 0 | 0 | 0 | 0 | 0 | 0 | 0 | 0 | 0 | 0 | 0 | 0 | 0 | 0 | 0 | 0 | 0 | 0 | 0 | 0 | 0 | 0 | 0 | 0 | 0 | 0 | 0 | 0 | 0 | 0 | 0 | 0 | 0
F5_Commercial_Retail_Existing_Food Preparation_Natural Gas_Range_E8 | F5 | Commercial | Retail | Existing | Food Preparation | Natural Gas | Range | E8 | Utility - Cost of Operation | 0 | 0 | 0 | 0 | 0 | 0 | 0 | 0 | 0 | 0 | 0 | 0 | 0 | 0 | 0 | 0 | 0 | 0 | 0 | 0 | 0 | 0 | 0 | 0 | 0 | 0 | 0 | 0 | 0 | 0 | 0 | 0 | 0 | 0 | 0 | 0 | 0 | 0 | 0 | 0 | 0 | 0
F5_Commercial_Retail_Existing_Food Preparation_Natural Gas_Range_E9 | F5 | Commercial | Retail | Existing | Food Preparation | Natural Gas | Range | E9 | Utility - Cost of Operation | 0 | 0 | 0 | 0 | 0 | 0 | 0 | 0 | 0 | 0 | 0 | 0 | 0 | 0 | 0 | 0 | 0 | 0 | 0 | 0 | 0 | 0 | 0 | 0 | 0 | 0 | 0 | 0 | 0 | 0 | 0 | 0 | 0 | 0 | 0 | 0 | 0 | 0 | 0 | 0 | 0 | 0
F5_Commercial_Retail_Existing_Food Preparation_Natural Gas_Range_E10 | F5 | Commercial | Retail | Existing | Food Preparation | Natural Gas | Range | E10 | Utility - Cost of Operation | 0 | 0 | 0 | 0 | 0 | 0 | 0 | 0 | 0 | 0 | 0 | 0 | 0 | 0 | 0 | 0 | 0 | 0 | 0 | 0 | 0 | 0 | 0 | 0 | 0 | 0 | 0 | 0 | 0 | 0 | 0 | 0 | 0 | 0 | 0 | 0 | 0 | 0 | 0 | 0 | 0 | 0
F6_Commercial_Retail_Existing_Food Preparation_Natural Gas_Range_E1 | F6 | Commercial | Retail | Existing | Food Preparation | Natural Gas | Range | E1 | Utility - Value of Sales | 0.47903 | 0.47903 | 0.47903 | 0.47903 | 0.47903 | 0.47903 | 0.47903 | 0.47903 | 0.47903 | 0.47903 | 0.47903 | 0.47903 | 0.47903 | 0.47903 | 0.47903 | 0.47903 | 0.47903 | 0.47903 | 0.47903 | 0.47903 | 0.47903 | 0.47903 | 0.47903 | 0.47903 | 0.47903 | 0.47903 | 0.47903 | 0.47903 | 0.47903 | 0.47903 | 0.47903 | 0.47903 | 0.47903 | 0 | 0 | 0 | 0 | 0 | 0 | 0 | 0 | 0
F6_Commercial_Retail_Existing_Food Preparation_Natural Gas_Range_E2 | F6 | Commercial | Retail | Existing | Food Preparation | Natural Gas | Range | E2 | Utility - Value of Sales | 0.35927 | 0.35927 | 0.35927 | 0.35927 | 0.35927 | 0.35927 | 0.35927 | 0.35927 | 0.35927 | 0.35927 | 0.35927 | 0.35927 | 0.35927 | 0.35927 | 0.35927 | 0.35927 | 0.35927 | 0.35927 | 0.35927 | 0.35927 | 0.35927 | 0.35927 | 0.35927 | 0.35927 | 0.35927 | 0.35927 | 0.35927 | 0.35927 | 0.35927 | 0.35927 | 0.35927 | 0.35927 | 0.35927 | 0 | 0 | 0 | 0 | 0 | 0 | 0 | 0 | 0
F6_Commercial_Retail_Existing_Food Preparation_Natural Gas_Range_E3 | F6 | Commercial | Retail | Existing | Food Preparation | Natural Gas | Range | E3 | Utility - Value of Sales | 0 | 0 | 0 | 0 | 0 | 0 | 0 | 0 | 0 | 0 | 0 | 0 | 0 | 0 | 0 | 0 | 0 | 0 | 0 | 0 | 0 | 0 | 0 | 0 | 0 | 0 | 0 | 0 | 0 | 0 | 0 | 0 | 0 | 0 | 0 | 0 | 0 | 0 | 0 | 0 | 0 | 0
F6_Commercial_Retail_Existing_Food Preparation_Natural Gas_Range_E4 | F6 | Commercial | Retail | Existing | Food Preparation | Natural Gas | Range | E4 | Utility - Value of Sales | 0 | 0 | 0 | 0 | 0 | 0 | 0 | 0 | 0 | 0 | 0 | 0 | 0 | 0 | 0 | 0 | 0 | 0 | 0 | 0 | 0 | 0 | 0 | 0 | 0 | 0 | 0 | 0 | 0 | 0 | 0 | 0 | 0 | 0 | 0 | 0 | 0 | 0 | 0 | 0 | 0 | 0
F6_Commercial_Retail_Existing_Food Preparation_Natural Gas_Range_E5 | F6 | Commercial | Retail | Existing | Food Preparation | Natural Gas | Range | E5 | Utility - Value of Sales | 0 | 0 | 0 | 0 | 0 | 0 | 0 | 0 | 0 | 0 | 0 | 0 | 0 | 0 | 0 | 0 | 0 | 0 | 0 | 0 | 0 | 0 | 0 | 0 | 0 | 0 | 0 | 0 | 0 | 0 | 0 | 0 | 0 | 0 | 0 | 0 | 0 | 0 | 0 | 0 | 0 | 0
F6_Commercial_Retail_Existing_Food Preparation_Natural Gas_Range_E6 | F6 | Commercial | Retail | Existing | Food Preparation | Natural Gas | Range | E6 | Utility - Value of Sales | 0 | 0 | 0 | 0 | 0 | 0 | 0 | 0 | 0 | 0 | 0 | 0 | 0 | 0 | 0 | 0 | 0 | 0 | 0 | 0 | 0 | 0 | 0 | 0 | 0 | 0 | 0 | 0 | 0 | 0 | 0 | 0 | 0 | 0 | 0 | 0 | 0 | 0 | 0 | 0 | 0 | 0
F6_Commercial_Retail_Existing_Food Preparation_Natural Gas_Range_E7 | F6 | Commercial | Retail | Existing | Food Preparation | Natural Gas | Range | E7 | Utility - Value of Sales | 0 | 0 | 0 | 0 | 0 | 0 | 0 | 0 | 0 | 0 | 0 | 0 | 0 | 0 | 0 | 0 | 0 | 0 | 0 | 0 | 0 | 0 | 0 | 0 | 0 | 0 | 0 | 0 | 0 | 0 | 0 | 0 | 0 | 0 | 0 | 0 | 0 | 0 | 0 | 0 | 0 | 0
F6_Commercial_Retail_Existing_Food Preparation_Natural Gas_Range_E8 | F6 | Commercial | Retail | Existing | Food Preparation | Natural Gas | Range | E8 | Utility - Value of Sales | 0 | 0 | 0 | 0 | 0 | 0 | 0 | 0 | 0 | 0 | 0 | 0 | 0 | 0 | 0 | 0 | 0 | 0 | 0 | 0 | 0 | 0 | 0 | 0 | 0 | 0 | 0 | 0 | 0 | 0 | 0 | 0 | 0 | 0 | 0 | 0 | 0 | 0 | 0 | 0 | 0 | 0
F6_Commercial_Retail_Existing_Food Preparation_Natural Gas_Range_E9 | F6 | Commercial | Retail | Existing | Food Preparation | Natural Gas | Range | E9 | Utility - Value of Sales | 0 | 0 | 0 | 0 | 0 | 0 | 0 | 0 | 0 | 0 | 0 | 0 | 0 | 0 | 0 | 0 | 0 | 0 | 0 | 0 | 0 | 0 | 0 | 0 | 0 | 0 | 0 | 0 | 0 | 0 | 0 | 0 | 0 | 0 | 0 | 0 | 0 | 0 | 0 | 0 | 0 | 0
F6_Commercial_Retail_Existing_Food Preparation_Natural Gas_Range_E10 | F6 | Commercial | Retail | Existing | Food Preparation | Natural Gas | Range | E10 | Utility - Value of Sales | 0 | 0 | 0 | 0 | 0 | 0 | 0 | 0 | 0 | 0 | 0 | 0 | 0 | 0 | 0 | 0 | 0 | 0 | 0 | 0 | 0 | 0 | 0 | 0 | 0 | 0 | 0 | 0 | 0 | 0 | 0 | 0 | 0 | 0 | 0 | 0 | 0 | 0 | 0 | 0 | 0 | 0
F1_Commercial_Retail_Existing_Food Preparation_Natural Gas_Steamer_E1 | F1 | Commercial | Retail | Existing | Food Preparation | Natural Gas | Steamer | E1 | RVT - Cost of Equipment | 1.3331 | 1.3428 | 1.3539 | 0 | 0 | 0 | 0 | 0 | 0 | 0 | 0 | 0 | 0 | 0 | 0 | 0 | 0 | 0 | 0 | 0 | 0 | 0 | 0 | 0 | 0 | 0 | 0 | 0 | 0 | 0 | 0 | 0 | 0 | 0 | 0 | 0 | 0 | 0 | 0 | 0 | 0 | 0
F1_Commercial_Retail_Existing_Food Preparation_Natural Gas_Steamer_E2 | F1 | Commercial | Retail | Existing | Food Preparation | Natural Gas | Steamer | E2 | RVT - Cost of Equipment | 0.57834 | 0.58256 | 0.58735 | 0.5927 | 0.59887 | 0.60603 | 0.61194 | 0.61769 | 0.62352 | 0.62954 | 0.63524 | 0.64042 | 0.64562 | 0.65102 | 0.65694 | 0.66271 | 0.66889 | 0.6755 | 0.68244 | 0.68951 | 0.69658 | 0.70314 | 0.70907 | 0.7144 | 0.71905 | 0.72305 | 0.72583 | 0.72789 | 0.72968 | 0.73121 | 0.73273 | 0.73339 | 0.73339 | 0 | 0 | 0 | 0 | 0 | 0 | 0 | 0 | 0
F1_Commercial_Retail_Existing_Food Preparation_Natural Gas_Steamer_E3 | F1 | Commercial | Retail | Existing | Food Preparation | Natural Gas | Steamer | E3 | RVT - Cost of Equipment | 0 | 0 | 0 | 0 | 0 | 0 | 0 | 0 | 0 | 0 | 0 | 0 | 0 | 0 | 0 | 0 | 0 | 0 | 0 | 0 | 0 | 0 | 0 | 0 | 0 | 0 | 0 | 0 | 0 | 0 | 0 | 0 | 0 | 0 | 0 | 0 | 0 | 0 | 0 | 0 | 0 | 0
F1_Commercial_Retail_Existing_Food Preparation_Natural Gas_Steamer_E4 | F1 | Commercial | Retail | Existing | Food Preparation | Natural Gas | Steamer | E4 | RVT - Cost of Equipment | 0 | 0 | 0 | 0 | 0 | 0 | 0 | 0 | 0 | 0 | 0 | 0 | 0 | 0 | 0 | 0 | 0 | 0 | 0 | 0 | 0 | 0 | 0 | 0 | 0 | 0 | 0 | 0 | 0 | 0 | 0 | 0 | 0 | 0 | 0 | 0 | 0 | 0 | 0 | 0 | 0 | 0
F1_Commercial_Retail_Existing_Food Preparation_Natural Gas_Steamer_E5 | F1 | Commercial | Retail | Existing | Food Preparation | Natural Gas | Steamer | E5 | RVT - Cost of Equipment | 0 | 0 | 0 | 0 | 0 | 0 | 0 | 0 | 0 | 0 | 0 | 0 | 0 | 0 | 0 | 0 | 0 | 0 | 0 | 0 | 0 | 0 | 0 | 0 | 0 | 0 | 0 | 0 | 0 | 0 | 0 | 0 | 0 | 0 | 0 | 0 | 0 | 0 | 0 | 0 | 0 | 0
F1_Commercial_Retail_Existing_Food Preparation_Natural Gas_Steamer_E6 | F1 | Commercial | Retail | Existing | Food Preparation | Natural Gas | Steamer | E6 | RVT - Cost of Equipment | 0 | 0 | 0 | 0 | 0 | 0 | 0 | 0 | 0 | 0 | 0 | 0 | 0 | 0 | 0 | 0 | 0 | 0 | 0 | 0 | 0 | 0 | 0 | 0 | 0 | 0 | 0 | 0 | 0 | 0 | 0 | 0 | 0 | 0 | 0 | 0 | 0 | 0 | 0 | 0 | 0 | 0
F1_Commercial_Retail_Existing_Food Preparation_Natural Gas_Steamer_E7 | F1 | Commercial | Retail | Existing | Food Preparation | Natural Gas | Steamer | E7 | RVT - Cost of Equipment | 0 | 0 | 0 | 0 | 0 | 0 | 0 | 0 | 0 | 0 | 0 | 0 | 0 | 0 | 0 | 0 | 0 | 0 | 0 | 0 | 0 | 0 | 0 | 0 | 0 | 0 | 0 | 0 | 0 | 0 | 0 | 0 | 0 | 0 | 0 | 0 | 0 | 0 | 0 | 0 | 0 | 0
F1_Commercial_Retail_Existing_Food Preparation_Natural Gas_Steamer_E8 | F1 | Commercial | Retail | Existing | Food Preparation | Natural Gas | Steamer | E8 | RVT - Cost of Equipment | 0 | 0 | 0 | 0 | 0 | 0 | 0 | 0 | 0 | 0 | 0 | 0 | 0 | 0 | 0 | 0 | 0 | 0 | 0 | 0 | 0 | 0 | 0 | 0 | 0 | 0 | 0 | 0 | 0 | 0 | 0 | 0 | 0 | 0 | 0 | 0 | 0 | 0 | 0 | 0 | 0 | 0
F1_Commercial_Retail_Existing_Food Preparation_Natural Gas_Steamer_E9 | F1 | Commercial | Retail | Existing | Food Preparation | Natural Gas | Steamer | E9 | RVT - Cost of Equipment | 0 | 0 | 0 | 0 | 0 | 0 | 0 | 0 | 0 | 0 | 0 | 0 | 0 | 0 | 0 | 0 | 0 | 0 | 0 | 0 | 0 | 0 | 0 | 0 | 0 | 0 | 0 | 0 | 0 | 0 | 0 | 0 | 0 | 0 | 0 | 0 | 0 | 0 | 0 | 0 | 0 | 0
F1_Commercial_Retail_Existing_Food Preparation_Natural Gas_Steamer_E10 | F1 | Commercial | Retail | Existing | Food Preparation | Natural Gas | Steamer | E10 | RVT - Cost of Equipment | 0 | 0 | 0 | 0 | 0 | 0 | 0 | 0 | 0 | 0 | 0 | 0 | 0 | 0 | 0 | 0 | 0 | 0 | 0 | 0 | 0 | 0 | 0 | 0 | 0 | 0 | 0 | 0 | 0 | 0 | 0 | 0 | 0 | 0 | 0 | 0 | 0 | 0 | 0 | 0 | 0 | 0
F2_Commercial_Retail_Existing_Food Preparation_Natural Gas_Steamer_E1 | F2 | Commercial | Retail | Existing | Food Preparation | Natural Gas | Steamer | E1 | RVT - Cost of Operation | 1.5972 | 1.6088 | 1.622 | 0 | 0 | 0 | 0 | 0 | 0 | 0 | 0 | 0 | 0 | 0 | 0 | 0 | 0 | 0 | 0 | 0 | 0 | 0 | 0 | 0 | 0 | 0 | 0 | 0 | 0 | 0 | 0 | 0 | 0 | 0 | 0 | 0 | 0 | 0 | 0 | 0 | 0 | 0
F2_Commercial_Retail_Existing_Food Preparation_Natural Gas_Steamer_E2 | F2 | Commercial | Retail | Existing | Food Preparation | Natural Gas | Steamer | E2 | RVT - Cost of Operation | 0.69289 | 0.69794 | 0.70368 | 0.7101 | 0.71748 | 0.72606 | 0.73314 | 0.74004 | 0.74702 | 0.75423 | 0.76106 | 0.76727 | 0.7735 | 0.77997 | 0.78705 | 0.79397 | 0.80138 | 0.80929 | 0.81761 | 0.82608 | 0.83455 | 0.84241 | 0.84951 | 0.85589 | 0.86147 | 0.86626 | 0.86959 | 0.87206 | 0.87421 | 0.87604 | 0.87785 | 0.87865 | 0.87865 | 0 | 0 | 0 | 0 | 0 | 0 | 0 | 0 | 0
F2_Commercial_Retail_Existing_Food Preparation_Natural Gas_Steamer_E3 | F2 | Commercial | Retail | Existing | Food Preparation | Natural Gas | Steamer | E3 | RVT - Cost of Operation | 0 | 0 | 0 | 0 | 0 | 0 | 0 | 0 | 0 | 0 | 0 | 0 | 0 | 0 | 0 | 0 | 0 | 0 | 0 | 0 | 0 | 0 | 0 | 0 | 0 | 0 | 0 | 0 | 0 | 0 | 0 | 0 | 0 | 0 | 0 | 0 | 0 | 0 | 0 | 0 | 0 | 0
F2_Commercial_Retail_Existing_Food Preparation_Natural Gas_Steamer_E4 | F2 | Commercial | Retail | Existing | Food Preparation | Natural Gas | Steamer | E4 | RVT - Cost of Operation | 0 | 0 | 0 | 0 | 0 | 0 | 0 | 0 | 0 | 0 | 0 | 0 | 0 | 0 | 0 | 0 | 0 | 0 | 0 | 0 | 0 | 0 | 0 | 0 | 0 | 0 | 0 | 0 | 0 | 0 | 0 | 0 | 0 | 0 | 0 | 0 | 0 | 0 | 0 | 0 | 0 | 0
F2_Commercial_Retail_Existing_Food Preparation_Natural Gas_Steamer_E5 | F2 | Commercial | Retail | Existing | Food Preparation | Natural Gas | Steamer | E5 | RVT - Cost of Operation | 0 | 0 | 0 | 0 | 0 | 0 | 0 | 0 | 0 | 0 | 0 | 0 | 0 | 0 | 0 | 0 | 0 | 0 | 0 | 0 | 0 | 0 | 0 | 0 | 0 | 0 | 0 | 0 | 0 | 0 | 0 | 0 | 0 | 0 | 0 | 0 | 0 | 0 | 0 | 0 | 0 | 0
F2_Commercial_Retail_Existing_Food Preparation_Natural Gas_Steamer_E6 | F2 | Commercial | Retail | Existing | Food Preparation | Natural Gas | Steamer | E6 | RVT - Cost of Operation | 0 | 0 | 0 | 0 | 0 | 0 | 0 | 0 | 0 | 0 | 0 | 0 | 0 | 0 | 0 | 0 | 0 | 0 | 0 | 0 | 0 | 0 | 0 | 0 | 0 | 0 | 0 | 0 | 0 | 0 | 0 | 0 | 0 | 0 | 0 | 0 | 0 | 0 | 0 | 0 | 0 | 0
F2_Commercial_Retail_Existing_Food Preparation_Natural Gas_Steamer_E7 | F2 | Commercial | Retail | Existing | Food Preparation | Natural Gas | Steamer | E7 | RVT - Cost of Operation | 0 | 0 | 0 | 0 | 0 | 0 | 0 | 0 | 0 | 0 | 0 | 0 | 0 | 0 | 0 | 0 | 0 | 0 | 0 | 0 | 0 | 0 | 0 | 0 | 0 | 0 | 0 | 0 | 0 | 0 | 0 | 0 | 0 | 0 | 0 | 0 | 0 | 0 | 0 | 0 | 0 | 0
F2_Commercial_Retail_Existing_Food Preparation_Natural Gas_Steamer_E8 | F2 | Commercial | Retail | Existing | Food Preparation | Natural Gas | Steamer | E8 | RVT - Cost of Operation | 0 | 0 | 0 | 0 | 0 | 0 | 0 | 0 | 0 | 0 | 0 | 0 | 0 | 0 | 0 | 0 | 0 | 0 | 0 | 0 | 0 | 0 | 0 | 0 | 0 | 0 | 0 | 0 | 0 | 0 | 0 | 0 | 0 | 0 | 0 | 0 | 0 | 0 | 0 | 0 | 0 | 0
F2_Commercial_Retail_Existing_Food Preparation_Natural Gas_Steamer_E9 | F2 | Commercial | Retail | Existing | Food Preparation | Natural Gas | Steamer | E9 | RVT - Cost of Operation | 0 | 0 | 0 | 0 | 0 | 0 | 0 | 0 | 0 | 0 | 0 | 0 | 0 | 0 | 0 | 0 | 0 | 0 | 0 | 0 | 0 | 0 | 0 | 0 | 0 | 0 | 0 | 0 | 0 | 0 | 0 | 0 | 0 | 0 | 0 | 0 | 0 | 0 | 0 | 0 | 0 | 0
F2_Commercial_Retail_Existing_Food Preparation_Natural Gas_Steamer_E10 | F2 | Commercial | Retail | Existing | Food Preparation | Natural Gas | Steamer | E10 | RVT - Cost of Operation | 0 | 0 | 0 | 0 | 0 | 0 | 0 | 0 | 0 | 0 | 0 | 0 | 0 | 0 | 0 | 0 | 0 | 0 | 0 | 0 | 0 | 0 | 0 | 0 | 0 | 0 | 0 | 0 | 0 | 0 | 0 | 0 | 0 | 0 | 0 | 0 | 0 | 0 | 0 | 0 | 0 | 0
F3_Commercial_Retail_Existing_Food Preparation_Natural Gas_Steamer_E1 | F3 | Commercial | Retail | Existing | Food Preparation | Natural Gas | Steamer | E1 | System - kBTUs of Consumption | 1.0104 | 1.0104 | 1.0104 | 0 | 0 | 0 | 0 | 0 | 0 | 0 | 0 | 0 | 0 | 0 | 0 | 0 | 0 | 0 | 0 | 0 | 0 | 0 | 0 | 0 | 0 | 0 | 0 | 0 | 0 | 0 | 0 | 0 | 0 | 0 | 0 | 0 | 0 | 0 | 0 | 0 | 0 | 0
F3_Commercial_Retail_Existing_Food Preparation_Natural Gas_Steamer_E2 | F3 | Commercial | Retail | Existing | Food Preparation | Natural Gas | Steamer | E2 | System - kBTUs of Consumption | 1.1837 | 1.1837 | 1.1837 | 1.1837 | 1.1837 | 1.1837 | 1.1837 | 1.1837 | 1.1837 | 1.1837 | 1.1837 | 1.1837 | 1.1837 | 1.1837 | 1.1837 | 1.1837 | 1.1837 | 1.1837 | 1.1837 | 1.1837 | 1.1837 | 1.1837 | 1.1837 | 1.1837 | 1.1837 | 1.1837 | 1.1837 | 1.1837 | 1.1837 | 1.1837 | 1.1837 | 1.1837 | 1.1837 | 0 | 0 | 0 | 0 | 0 | 0 | 0 | 0 | 0
F3_Commercial_Retail_Existing_Food Preparation_Natural Gas_Steamer_E3 | F3 | Commercial | Retail | Existing | Food Preparation | Natural Gas | Steamer | E3 | System - kBTUs of Consumption | 0 | 0 | 0 | 0 | 0 | 0 | 0 | 0 | 0 | 0 | 0 | 0 | 0 | 0 | 0 | 0 | 0 | 0 | 0 | 0 | 0 | 0 | 0 | 0 | 0 | 0 | 0 | 0 | 0 | 0 | 0 | 0 | 0 | 0 | 0 | 0 | 0 | 0 | 0 | 0 | 0 | 0
F3_Commercial_Retail_Existing_Food Preparation_Natural Gas_Steamer_E4 | F3 | Commercial | Retail | Existing | Food Preparation | Natural Gas | Steamer | E4 | System - kBTUs of Consumption | 0 | 0 | 0 | 0 | 0 | 0 | 0 | 0 | 0 | 0 | 0 | 0 | 0 | 0 | 0 | 0 | 0 | 0 | 0 | 0 | 0 | 0 | 0 | 0 | 0 | 0 | 0 | 0 | 0 | 0 | 0 | 0 | 0 | 0 | 0 | 0 | 0 | 0 | 0 | 0 | 0 | 0
F3_Commercial_Retail_Existing_Food Preparation_Natural Gas_Steamer_E5 | F3 | Commercial | Retail | Existing | Food Preparation | Natural Gas | Steamer | E5 | System - kBTUs of Consumption | 0 | 0 | 0 | 0 | 0 | 0 | 0 | 0 | 0 | 0 | 0 | 0 | 0 | 0 | 0 | 0 | 0 | 0 | 0 | 0 | 0 | 0 | 0 | 0 | 0 | 0 | 0 | 0 | 0 | 0 | 0 | 0 | 0 | 0 | 0 | 0 | 0 | 0 | 0 | 0 | 0 | 0
F3_Commercial_Retail_Existing_Food Preparation_Natural Gas_Steamer_E6 | F3 | Commercial | Retail | Existing | Food Preparation | Natural Gas | Steamer | E6 | System - kBTUs of Consumption | 0 | 0 | 0 | 0 | 0 | 0 | 0 | 0 | 0 | 0 | 0 | 0 | 0 | 0 | 0 | 0 | 0 | 0 | 0 | 0 | 0 | 0 | 0 | 0 | 0 | 0 | 0 | 0 | 0 | 0 | 0 | 0 | 0 | 0 | 0 | 0 | 0 | 0 | 0 | 0 | 0 | 0
F3_Commercial_Retail_Existing_Food Preparation_Natural Gas_Steamer_E7 | F3 | Commercial | Retail | Existing | Food Preparation | Natural Gas | Steamer | E7 | System - kBTUs of Consumption | 0 | 0 | 0 | 0 | 0 | 0 | 0 | 0 | 0 | 0 | 0 | 0 | 0 | 0 | 0 | 0 | 0 | 0 | 0 | 0 | 0 | 0 | 0 | 0 | 0 | 0 | 0 | 0 | 0 | 0 | 0 | 0 | 0 | 0 | 0 | 0 | 0 | 0 | 0 | 0 | 0 | 0
F3_Commercial_Retail_Existing_Food Preparation_Natural Gas_Steamer_E8 | F3 | Commercial | Retail | Existing | Food Preparation | Natural Gas | Steamer | E8 | System - kBTUs of Consumption | 0 | 0 | 0 | 0 | 0 | 0 | 0 | 0 | 0 | 0 | 0 | 0 | 0 | 0 | 0 | 0 | 0 | 0 | 0 | 0 | 0 | 0 | 0 | 0 | 0 | 0 | 0 | 0 | 0 | 0 | 0 | 0 | 0 | 0 | 0 | 0 | 0 | 0 | 0 | 0 | 0 | 0
F3_Commercial_Retail_Existing_Food Preparation_Natural Gas_Steamer_E9 | F3 | Commercial | Retail | Existing | Food Preparation | Natural Gas | Steamer | E9 | System - kBTUs of Consumption | 0 | 0 | 0 | 0 | 0 | 0 | 0 | 0 | 0 | 0 | 0 | 0 | 0 | 0 | 0 | 0 | 0 | 0 | 0 | 0 | 0 | 0 | 0 | 0 | 0 | 0 | 0 | 0 | 0 | 0 | 0 | 0 | 0 | 0 | 0 | 0 | 0 | 0 | 0 | 0 | 0 | 0
F3_Commercial_Retail_Existing_Food Preparation_Natural Gas_Steamer_E10 | F3 | Commercial | Retail | Existing | Food Preparation | Natural Gas | Steamer | E10 | System - kBTUs of Consumption | 0 | 0 | 0 | 0 | 0 | 0 | 0 | 0 | 0 | 0 | 0 | 0 | 0 | 0 | 0 | 0 | 0 | 0 | 0 | 0 | 0 | 0 | 0 | 0 | 0 | 0 | 0 | 0 | 0 | 0 | 0 | 0 | 0 | 0 | 0 | 0 | 0 | 0 | 0 | 0 | 0 | 0
F4_Commercial_Retail_Existing_Food Preparation_Natural Gas_Steamer_E1 | F4 | Commercial | Retail | Existing | Food Preparation | Natural Gas | Steamer | E1 | Utility - Cost of Equipment | 1.5972 | 1.6088 | 1.622 | 0 | 0 | 0 | 0 | 0 | 0 | 0 | 0 | 0 | 0 | 0 | 0 | 0 | 0 | 0 | 0 | 0 | 0 | 0 | 0 | 0 | 0 | 0 | 0 | 0 | 0 | 0 | 0 | 0 | 0 | 0 | 0 | 0 | 0 | 0 | 0 | 0 | 0 | 0
F4_Commercial_Retail_Existing_Food Preparation_Natural Gas_Steamer_E2 | F4 | Commercial | Retail | Existing | Food Preparation | Natural Gas | Steamer | E2 | Utility - Cost of Equipment | 0.69289 | 0.69794 | 0.70368 | 0.7101 | 0.71748 | 0.72606 | 0.73314 | 0.74004 | 0.74702 | 0.75423 | 0.76106 | 0.76727 | 0.7735 | 0.77997 | 0.78705 | 0.79397 | 0.80138 | 0.80929 | 0.81761 | 0.82608 | 0.83455 | 0.84241 | 0.84951 | 0.85589 | 0.86147 | 0.86626 | 0.86959 | 0.87206 | 0.87421 | 0.87604 | 0.87785 | 0.87865 | 0.87865 | 0 | 0 | 0 | 0 | 0 | 0 | 0 | 0 | 0
F4_Commercial_Retail_Existing_Food Preparation_Natural Gas_Steamer_E3 | F4 | Commercial | Retail | Existing | Food Preparation | Natural Gas | Steamer | E3 | Utility - Cost of Equipment | 0 | 0 | 0 | 0 | 0 | 0 | 0 | 0 | 0 | 0 | 0 | 0 | 0 | 0 | 0 | 0 | 0 | 0 | 0 | 0 | 0 | 0 | 0 | 0 | 0 | 0 | 0 | 0 | 0 | 0 | 0 | 0 | 0 | 0 | 0 | 0 | 0 | 0 | 0 | 0 | 0 | 0
F4_Commercial_Retail_Existing_Food Preparation_Natural Gas_Steamer_E4 | F4 | Commercial | Retail | Existing | Food Preparation | Natural Gas | Steamer | E4 | Utility - Cost of Equipment | 0 | 0 | 0 | 0 | 0 | 0 | 0 | 0 | 0 | 0 | 0 | 0 | 0 | 0 | 0 | 0 | 0 | 0 | 0 | 0 | 0 | 0 | 0 | 0 | 0 | 0 | 0 | 0 | 0 | 0 | 0 | 0 | 0 | 0 | 0 | 0 | 0 | 0 | 0 | 0 | 0 | 0
F4_Commercial_Retail_Existing_Food Preparation_Natural Gas_Steamer_E5 | F4 | Commercial | Retail | Existing | Food Preparation | Natural Gas | Steamer | E5 | Utility - Cost of Equipment | 0 | 0 | 0 | 0 | 0 | 0 | 0 | 0 | 0 | 0 | 0 | 0 | 0 | 0 | 0 | 0 | 0 | 0 | 0 | 0 | 0 | 0 | 0 | 0 | 0 | 0 | 0 | 0 | 0 | 0 | 0 | 0 | 0 | 0 | 0 | 0 | 0 | 0 | 0 | 0 | 0 | 0
F4_Commercial_Retail_Existing_Food Preparation_Natural Gas_Steamer_E6 | F4 | Commercial | Retail | Existing | Food Preparation | Natural Gas | Steamer | E6 | Utility - Cost of Equipment | 0 | 0 | 0 | 0 | 0 | 0 | 0 | 0 | 0 | 0 | 0 | 0 | 0 | 0 | 0 | 0 | 0 | 0 | 0 | 0 | 0 | 0 | 0 | 0 | 0 | 0 | 0 | 0 | 0 | 0 | 0 | 0 | 0 | 0 | 0 | 0 | 0 | 0 | 0 | 0 | 0 | 0
F4_Commercial_Retail_Existing_Food Preparation_Natural Gas_Steamer_E7 | F4 | Commercial | Retail | Existing | Food Preparation | Natural Gas | Steamer | E7 | Utility - Cost of Equipment | 0 | 0 | 0 | 0 | 0 | 0 | 0 | 0 | 0 | 0 | 0 | 0 | 0 | 0 | 0 | 0 | 0 | 0 | 0 | 0 | 0 | 0 | 0 | 0 | 0 | 0 | 0 | 0 | 0 | 0 | 0 | 0 | 0 | 0 | 0 | 0 | 0 | 0 | 0 | 0 | 0 | 0
F4_Commercial_Retail_Existing_Food Preparation_Natural Gas_Steamer_E8 | F4 | Commercial | Retail | Existing | Food Preparation | Natural Gas | Steamer | E8 | Utility - Cost of Equipment | 0 | 0 | 0 | 0 | 0 | 0 | 0 | 0 | 0 | 0 | 0 | 0 | 0 | 0 | 0 | 0 | 0 | 0 | 0 | 0 | 0 | 0 | 0 | 0 | 0 | 0 | 0 | 0 | 0 | 0 | 0 | 0 | 0 | 0 | 0 | 0 | 0 | 0 | 0 | 0 | 0 | 0
F4_Commercial_Retail_Existing_Food Preparation_Natural Gas_Steamer_E9 | F4 | Commercial | Retail | Existing | Food Preparation | Natural Gas | Steamer | E9 | Utility - Cost of Equipment | 0 | 0 | 0 | 0 | 0 | 0 | 0 | 0 | 0 | 0 | 0 | 0 | 0 | 0 | 0 | 0 | 0 | 0 | 0 | 0 | 0 | 0 | 0 | 0 | 0 | 0 | 0 | 0 | 0 | 0 | 0 | 0 | 0 | 0 | 0 | 0 | 0 | 0 | 0 | 0 | 0 | 0
F4_Commercial_Retail_Existing_Food Preparation_Natural Gas_Steamer_E10 | F4 | Commercial | Retail | Existing | Food Preparation | Natural Gas | Steamer | E10 | Utility - Cost of Equipment | 0 | 0 | 0 | 0 | 0 | 0 | 0 | 0 | 0 | 0 | 0 | 0 | 0 | 0 | 0 | 0 | 0 | 0 | 0 | 0 | 0 | 0 | 0 | 0 | 0 | 0 | 0 | 0 | 0 | 0 | 0 | 0 | 0 | 0 | 0 | 0 | 0 | 0 | 0 | 0 | 0 | 0
F5_Commercial_Retail_Existing_Food Preparation_Natural Gas_Steamer_E1 | F5 | Commercial | Retail | Existing | Food Preparation | Natural Gas | Steamer | E1 | Utility - Cost of Operation | 1.0104 | 1.0104 | 1.0104 | 0 | 0 | 0 | 0 | 0 | 0 | 0 | 0 | 0 | 0 | 0 | 0 | 0 | 0 | 0 | 0 | 0 | 0 | 0 | 0 | 0 | 0 | 0 | 0 | 0 | 0 | 0 | 0 | 0 | 0 | 0 | 0 | 0 | 0 | 0 | 0 | 0 | 0 | 0
F5_Commercial_Retail_Existing_Food Preparation_Natural Gas_Steamer_E2 | F5 | Commercial | Retail | Existing | Food Preparation | Natural Gas | Steamer | E2 | Utility - Cost of Operation | 1.1837 | 1.1837 | 1.1837 | 1.1837 | 1.1837 | 1.1837 | 1.1837 | 1.1837 | 1.1837 | 1.1837 | 1.1837 | 1.1837 | 1.1837 | 1.1837 | 1.1837 | 1.1837 | 1.1837 | 1.1837 | 1.1837 | 1.1837 | 1.1837 | 1.1837 | 1.1837 | 1.1837 | 1.1837 | 1.1837 | 1.1837 | 1.1837 | 1.1837 | 1.1837 | 1.1837 | 1.1837 | 1.1837 | 0 | 0 | 0 | 0 | 0 | 0 | 0 | 0 | 0
F5_Commercial_Retail_Existing_Food Preparation_Natural Gas_Steamer_E3 | F5 | Commercial | Retail | Existing | Food Preparation | Natural Gas | Steamer | E3 | Utility - Cost of Operation | 0 | 0 | 0 | 0 | 0 | 0 | 0 | 0 | 0 | 0 | 0 | 0 | 0 | 0 | 0 | 0 | 0 | 0 | 0 | 0 | 0 | 0 | 0 | 0 | 0 | 0 | 0 | 0 | 0 | 0 | 0 | 0 | 0 | 0 | 0 | 0 | 0 | 0 | 0 | 0 | 0 | 0
F5_Commercial_Retail_Existing_Food Preparation_Natural Gas_Steamer_E4 | F5 | Commercial | Retail | Existing | Food Preparation | Natural Gas | Steamer | E4 | Utility - Cost of Operation | 0 | 0 | 0 | 0 | 0 | 0 | 0 | 0 | 0 | 0 | 0 | 0 | 0 | 0 | 0 | 0 | 0 | 0 | 0 | 0 | 0 | 0 | 0 | 0 | 0 | 0 | 0 | 0 | 0 | 0 | 0 | 0 | 0 | 0 | 0 | 0 | 0 | 0 | 0 | 0 | 0 | 0
F5_Commercial_Retail_Existing_Food Preparation_Natural Gas_Steamer_E5 | F5 | Commercial | Retail | Existing | Food Preparation | Natural Gas | Steamer | E5 | Utility - Cost of Operation | 0 | 0 | 0 | 0 | 0 | 0 | 0 | 0 | 0 | 0 | 0 | 0 | 0 | 0 | 0 | 0 | 0 | 0 | 0 | 0 | 0 | 0 | 0 | 0 | 0 | 0 | 0 | 0 | 0 | 0 | 0 | 0 | 0 | 0 | 0 | 0 | 0 | 0 | 0 | 0 | 0 | 0
F5_Commercial_Retail_Existing_Food Preparation_Natural Gas_Steamer_E6 | F5 | Commercial | Retail | Existing | Food Preparation | Natural Gas | Steamer | E6 | Utility - Cost of Operation | 0 | 0 | 0 | 0 | 0 | 0 | 0 | 0 | 0 | 0 | 0 | 0 | 0 | 0 | 0 | 0 | 0 | 0 | 0 | 0 | 0 | 0 | 0 | 0 | 0 | 0 | 0 | 0 | 0 | 0 | 0 | 0 | 0 | 0 | 0 | 0 | 0 | 0 | 0 | 0 | 0 | 0
F5_Commercial_Retail_Existing_Food Preparation_Natural Gas_Steamer_E7 | F5 | Commercial | Retail | Existing | Food Preparation | Natural Gas | Steamer | E7 | Utility - Cost of Operation | 0 | 0 | 0 | 0 | 0 | 0 | 0 | 0 | 0 | 0 | 0 | 0 | 0 | 0 | 0 | 0 | 0 | 0 | 0 | 0 | 0 | 0 | 0 | 0 | 0 | 0 | 0 | 0 | 0 | 0 | 0 | 0 | 0 | 0 | 0 | 0 | 0 | 0 | 0 | 0 | 0 | 0
F5_Commercial_Retail_Existing_Food Preparation_Natural Gas_Steamer_E8 | F5 | Commercial | Retail | Existing | Food Preparation | Natural Gas | Steamer | E8 | Utility - Cost of Operation | 0 | 0 | 0 | 0 | 0 | 0 | 0 | 0 | 0 | 0 | 0 | 0 | 0 | 0 | 0 | 0 | 0 | 0 | 0 | 0 | 0 | 0 | 0 | 0 | 0 | 0 | 0 | 0 | 0 | 0 | 0 | 0 | 0 | 0 | 0 | 0 | 0 | 0 | 0 | 0 | 0 | 0
F5_Commercial_Retail_Existing_Food Preparation_Natural Gas_Steamer_E9 | F5 | Commercial | Retail | Existing | Food Preparation | Natural Gas | Steamer | E9 | Utility - Cost of Operation | 0 | 0 | 0 | 0 | 0 | 0 | 0 | 0 | 0 | 0 | 0 | 0 | 0 | 0 | 0 | 0 | 0 | 0 | 0 | 0 | 0 | 0 | 0 | 0 | 0 | 0 | 0 | 0 | 0 | 0 | 0 | 0 | 0 | 0 | 0 | 0 | 0 | 0 | 0 | 0 | 0 | 0
F5_Commercial_Retail_Existing_Food Preparation_Natural Gas_Steamer_E10 | F5 | Commercial | Retail | Existing | Food Preparation | Natural Gas | Steamer | E10 | Utility - Cost of Operation | 0 | 0 | 0 | 0 | 0 | 0 | 0 | 0 | 0 | 0 | 0 | 0 | 0 | 0 | 0 | 0 | 0 | 0 | 0 | 0 | 0 | 0 | 0 | 0 | 0 | 0 | 0 | 0 | 0 | 0 | 0 | 0 | 0 | 0 | 0 | 0 | 0 | 0 | 0 | 0 | 0 | 0
F6_Commercial_Retail_Existing_Food Preparation_Natural Gas_Steamer_E1 | F6 | Commercial | Retail | Existing | Food Preparation | Natural Gas | Steamer | E1 | Utility - Value of Sales | 0.95137 | 0.95137 | 0.95137 | 0 | 0 | 0 | 0 | 0 | 0 | 0 | 0 | 0 | 0 | 0 | 0 | 0 | 0 | 0 | 0 | 0 | 0 | 0 | 0 | 0 | 0 | 0 | 0 | 0 | 0 | 0 | 0 | 0 | 0 | 0 | 0 | 0 | 0 | 0 | 0 | 0 | 0 | 0
F6_Commercial_Retail_Existing_Food Preparation_Natural Gas_Steamer_E2 | F6 | Commercial | Retail | Existing | Food Preparation | Natural Gas | Steamer | E2 | Utility - Value of Sales | 0.41273 | 0.41273 | 0.41273 | 0.41273 | 0.41273 | 0.41273 | 0.41273 | 0.41273 | 0.41273 | 0.41273 | 0.41273 | 0.41273 | 0.41273 | 0.41273 | 0.41273 | 0.41273 | 0.41273 | 0.41273 | 0.41273 | 0.41273 | 0.41273 | 0.41273 | 0.41273 | 0.41273 | 0.41273 | 0.41273 | 0.41273 | 0.41273 | 0.41273 | 0.41273 | 0.41273 | 0.41273 | 0.41273 | 0 | 0 | 0 | 0 | 0 | 0 | 0 | 0 | 0
F6_Commercial_Retail_Existing_Food Preparation_Natural Gas_Steamer_E3 | F6 | Commercial | Retail | Existing | Food Preparation | Natural Gas | Steamer | E3 | Utility - Value of Sales | 0 | 0 | 0 | 0 | 0 | 0 | 0 | 0 | 0 | 0 | 0 | 0 | 0 | 0 | 0 | 0 | 0 | 0 | 0 | 0 | 0 | 0 | 0 | 0 | 0 | 0 | 0 | 0 | 0 | 0 | 0 | 0 | 0 | 0 | 0 | 0 | 0 | 0 | 0 | 0 | 0 | 0
F6_Commercial_Retail_Existing_Food Preparation_Natural Gas_Steamer_E4 | F6 | Commercial | Retail | Existing | Food Preparation | Natural Gas | Steamer | E4 | Utility - Value of Sales | 0 | 0 | 0 | 0 | 0 | 0 | 0 | 0 | 0 | 0 | 0 | 0 | 0 | 0 | 0 | 0 | 0 | 0 | 0 | 0 | 0 | 0 | 0 | 0 | 0 | 0 | 0 | 0 | 0 | 0 | 0 | 0 | 0 | 0 | 0 | 0 | 0 | 0 | 0 | 0 | 0 | 0
F6_Commercial_Retail_Existing_Food Preparation_Natural Gas_Steamer_E5 | F6 | Commercial | Retail | Existing | Food Preparation | Natural Gas | Steamer | E5 | Utility - Value of Sales | 0 | 0 | 0 | 0 | 0 | 0 | 0 | 0 | 0 | 0 | 0 | 0 | 0 | 0 | 0 | 0 | 0 | 0 | 0 | 0 | 0 | 0 | 0 | 0 | 0 | 0 | 0 | 0 | 0 | 0 | 0 | 0 | 0 | 0 | 0 | 0 | 0 | 0 | 0 | 0 | 0 | 0
F6_Commercial_Retail_Existing_Food Preparation_Natural Gas_Steamer_E6 | F6 | Commercial | Retail | Existing | Food Preparation | Natural Gas | Steamer | E6 | Utility - Value of Sales | 0 | 0 | 0 | 0 | 0 | 0 | 0 | 0 | 0 | 0 | 0 | 0 | 0 | 0 | 0 | 0 | 0 | 0 | 0 | 0 | 0 | 0 | 0 | 0 | 0 | 0 | 0 | 0 | 0 | 0 | 0 | 0 | 0 | 0 | 0 | 0 | 0 | 0 | 0 | 0 | 0 | 0
F6_Commercial_Retail_Existing_Food Preparation_Natural Gas_Steamer_E7 | F6 | Commercial | Retail | Existing | Food Preparation | Natural Gas | Steamer | E7 | Utility - Value of Sales | 0 | 0 | 0 | 0 | 0 | 0 | 0 | 0 | 0 | 0 | 0 | 0 | 0 | 0 | 0 | 0 | 0 | 0 | 0 | 0 | 0 | 0 | 0 | 0 | 0 | 0 | 0 | 0 | 0 | 0 | 0 | 0 | 0 | 0 | 0 | 0 | 0 | 0 | 0 | 0 | 0 | 0
F6_Commercial_Retail_Existing_Food Preparation_Natural Gas_Steamer_E8 | F6 | Commercial | Retail | Existing | Food Preparation | Natural Gas | Steamer | E8 | Utility - Value of Sales | 0 | 0 | 0 | 0 | 0 | 0 | 0 | 0 | 0 | 0 | 0 | 0 | 0 | 0 | 0 | 0 | 0 | 0 | 0 | 0 | 0 | 0 | 0 | 0 | 0 | 0 | 0 | 0 | 0 | 0 | 0 | 0 | 0 | 0 | 0 | 0 | 0 | 0 | 0 | 0 | 0 | 0
F6_Commercial_Retail_Existing_Food Preparation_Natural Gas_Steamer_E9 | F6 | Commercial | Retail | Existing | Food Preparation | Natural Gas | Steamer | E9 | Utility - Value of Sales | 0 | 0 | 0 | 0 | 0 | 0 | 0 | 0 | 0 | 0 | 0 | 0 | 0 | 0 | 0 | 0 | 0 | 0 | 0 | 0 | 0 | 0 | 0 | 0 | 0 | 0 | 0 | 0 | 0 | 0 | 0 | 0 | 0 | 0 | 0 | 0 | 0 | 0 | 0 | 0 | 0 | 0
F6_Commercial_Retail_Existing_Food Preparation_Natural Gas_Steamer_E10 | F6 | Commercial | Retail | Existing | Food Preparation | Natural Gas | Steamer | E10 | Utility - Value of Sales | 0 | 0 | 0 | 0 | 0 | 0 | 0 | 0 | 0 | 0 | 0 | 0 | 0 | 0 | 0 | 0 | 0 | 0 | 0 | 0 | 0 | 0 | 0 | 0 | 0 | 0 | 0 | 0 | 0 | 0 | 0 | 0 | 0 | 0 | 0 | 0 | 0 | 0 | 0 | 0 | 0 | 0
F1_Commercial_Retail_Existing_Food Preparation_Natural Gas_Food Prep Other_E1 | F1 | Commercial | Retail | Existing | Food Preparation | Natural Gas | Food Prep Other | E1 | RVT - Cost of Equipment | 0.23794 | 0.23961 | 0.2416 | 0.24391 | 0.24663 | 0.24981 | 0.25236 | 0.25478 | 0.25717 | 0.25958 | 0.26179 | 0.26373 | 0.26568 | 0.26774 | 0.27011 | 0.27249 | 0.27512 | 0.27799 | 0.28104 | 0.28419 | 0.2874 | 0.29041 | 0.29316 | 0.29567 | 0.29788 | 0.29978 | 0.3011 | 0.30208 | 0.30293 | 0.30365 | 0.30437 | 0.30469 | 0.30469 | 0 | 0 | 0 | 0 | 0 | 0 | 0 | 0 | 0
F1_Commercial_Retail_Existing_Food Preparation_Natural Gas_Food Prep Other_E2 | F1 | Commercial | Retail | Existing | Food Preparation | Natural Gas | Food Prep Other | E2 | RVT - Cost of Equipment | 0.23794 | 0.23961 | 0.2416 | 0.24391 | 0.24663 | 0.24981 | 0.25236 | 0.25478 | 0.25717 | 0.25958 | 0.26179 | 0.26373 | 0.26568 | 0.26774 | 0.27011 | 0.27249 | 0.27512 | 0.27799 | 0.28104 | 0.28419 | 0.2874 | 0.29041 | 0.29316 | 0.29567 | 0.29788 | 0.29978 | 0.3011 | 0.30208 | 0.30293 | 0.30365 | 0.30437 | 0.30469 | 0.30469 | 0 | 0 | 0 | 0 | 0 | 0 | 0 | 0 | 0
F1_Commercial_Retail_Existing_Food Preparation_Natural Gas_Food Prep Other_E3 | F1 | Commercial | Retail | Existing | Food Preparation | Natural Gas | Food Prep Other | E3 | RVT - Cost of Equipment | 0 | 0 | 0 | 0 | 0 | 0 | 0 | 0 | 0 | 0 | 0 | 0 | 0 | 0 | 0 | 0 | 0 | 0 | 0 | 0 | 0 | 0 | 0 | 0 | 0 | 0 | 0 | 0 | 0 | 0 | 0 | 0 | 0 | 0 | 0 | 0 | 0 | 0 | 0 | 0 | 0 | 0
F1_Commercial_Retail_Existing_Food Preparation_Natural Gas_Food Prep Other_E4 | F1 | Commercial | Retail | Existing | Food Preparation | Natural Gas | Food Prep Other | E4 | RVT - Cost of Equipment | 0 | 0 | 0 | 0 | 0 | 0 | 0 | 0 | 0 | 0 | 0 | 0 | 0 | 0 | 0 | 0 | 0 | 0 | 0 | 0 | 0 | 0 | 0 | 0 | 0 | 0 | 0 | 0 | 0 | 0 | 0 | 0 | 0 | 0 | 0 | 0 | 0 | 0 | 0 | 0 | 0 | 0
F1_Commercial_Retail_Existing_Food Preparation_Natural Gas_Food Prep Other_E5 | F1 | Commercial | Retail | Existing | Food Preparation | Natural Gas | Food Prep Other | E5 | RVT - Cost of Equipment | 0 | 0 | 0 | 0 | 0 | 0 | 0 | 0 | 0 | 0 | 0 | 0 | 0 | 0 | 0 | 0 | 0 | 0 | 0 | 0 | 0 | 0 | 0 | 0 | 0 | 0 | 0 | 0 | 0 | 0 | 0 | 0 | 0 | 0 | 0 | 0 | 0 | 0 | 0 | 0 | 0 | 0
F1_Commercial_Retail_Existing_Food Preparation_Natural Gas_Food Prep Other_E6 | F1 | Commercial | Retail | Existing | Food Preparation | Natural Gas | Food Prep Other | E6 | RVT - Cost of Equipment | 0 | 0 | 0 | 0 | 0 | 0 | 0 | 0 | 0 | 0 | 0 | 0 | 0 | 0 | 0 | 0 | 0 | 0 | 0 | 0 | 0 | 0 | 0 | 0 | 0 | 0 | 0 | 0 | 0 | 0 | 0 | 0 | 0 | 0 | 0 | 0 | 0 | 0 | 0 | 0 | 0 | 0
F1_Commercial_Retail_Existing_Food Preparation_Natural Gas_Food Prep Other_E7 | F1 | Commercial | Retail | Existing | Food Preparation | Natural Gas | Food Prep Other | E7 | RVT - Cost of Equipment | 0 | 0 | 0 | 0 | 0 | 0 | 0 | 0 | 0 | 0 | 0 | 0 | 0 | 0 | 0 | 0 | 0 | 0 | 0 | 0 | 0 | 0 | 0 | 0 | 0 | 0 | 0 | 0 | 0 | 0 | 0 | 0 | 0 | 0 | 0 | 0 | 0 | 0 | 0 | 0 | 0 | 0
F1_Commercial_Retail_Existing_Food Preparation_Natural Gas_Food Prep Other_E8 | F1 | Commercial | Retail | Existing | Food Preparation | Natural Gas | Food Prep Other | E8 | RVT - Cost of Equipment | 0 | 0 | 0 | 0 | 0 | 0 | 0 | 0 | 0 | 0 | 0 | 0 | 0 | 0 | 0 | 0 | 0 | 0 | 0 | 0 | 0 | 0 | 0 | 0 | 0 | 0 | 0 | 0 | 0 | 0 | 0 | 0 | 0 | 0 | 0 | 0 | 0 | 0 | 0 | 0 | 0 | 0
F1_Commercial_Retail_Existing_Food Preparation_Natural Gas_Food Prep Other_E9 | F1 | Commercial | Retail | Existing | Food Preparation | Natural Gas | Food Prep Other | E9 | RVT - Cost of Equipment | 0 | 0 | 0 | 0 | 0 | 0 | 0 | 0 | 0 | 0 | 0 | 0 | 0 | 0 | 0 | 0 | 0 | 0 | 0 | 0 | 0 | 0 | 0 | 0 | 0 | 0 | 0 | 0 | 0 | 0 | 0 | 0 | 0 | 0 | 0 | 0 | 0 | 0 | 0 | 0 | 0 | 0
F1_Commercial_Retail_Existing_Food Preparation_Natural Gas_Food Prep Other_E10 | F1 | Commercial | Retail | Existing | Food Preparation | Natural Gas | Food Prep Other | E10 | RVT - Cost of Equipment | 0 | 0 | 0 | 0 | 0 | 0 | 0 | 0 | 0 | 0 | 0 | 0 | 0 | 0 | 0 | 0 | 0 | 0 | 0 | 0 | 0 | 0 | 0 | 0 | 0 | 0 | 0 | 0 | 0 | 0 | 0 | 0 | 0 | 0 | 0 | 0 | 0 | 0 | 0 | 0 | 0 | 0
F2_Commercial_Retail_Existing_Food Preparation_Natural Gas_Food Prep Other_E1 | F2 | Commercial | Retail | Existing | Food Preparation | Natural Gas | Food Prep Other | E1 | RVT - Cost of Operation | 0.28506 | 0.28707 | 0.28945 | 0.29222 | 0.29547 | 0.29929 | 0.30234 | 0.30525 | 0.3081 | 0.311 | 0.31365 | 0.31597 | 0.3183 | 0.32077 | 0.32362 | 0.32646 | 0.32961 | 0.33305 | 0.33671 | 0.34048 | 0.34432 | 0.34793 | 0.35123 | 0.35423 | 0.35688 | 0.35916 | 0.36073 | 0.36191 | 0.36293 | 0.3638 | 0.36466 | 0.36504 | 0.36504 | 0 | 0 | 0 | 0 | 0 | 0 | 0 | 0 | 0
F2_Commercial_Retail_Existing_Food Preparation_Natural Gas_Food Prep Other_E2 | F2 | Commercial | Retail | Existing | Food Preparation | Natural Gas | Food Prep Other | E2 | RVT - Cost of Operation | 0.28506 | 0.28707 | 0.28945 | 0.29222 | 0.29547 | 0.29929 | 0.30234 | 0.30525 | 0.3081 | 0.311 | 0.31365 | 0.31597 | 0.3183 | 0.32077 | 0.32362 | 0.32646 | 0.32961 | 0.33305 | 0.33671 | 0.34048 | 0.34432 | 0.34793 | 0.35123 | 0.35423 | 0.35688 | 0.35916 | 0.36073 | 0.36191 | 0.36293 | 0.3638 | 0.36466 | 0.36504 | 0.36504 | 0 | 0 | 0 | 0 | 0 | 0 | 0 | 0 | 0
F2_Commercial_Retail_Existing_Food Preparation_Natural Gas_Food Prep Other_E3 | F2 | Commercial | Retail | Existing | Food Preparation | Natural Gas | Food Prep Other | E3 | RVT - Cost of Operation | 0 | 0 | 0 | 0 | 0 | 0 | 0 | 0 | 0 | 0 | 0 | 0 | 0 | 0 | 0 | 0 | 0 | 0 | 0 | 0 | 0 | 0 | 0 | 0 | 0 | 0 | 0 | 0 | 0 | 0 | 0 | 0 | 0 | 0 | 0 | 0 | 0 | 0 | 0 | 0 | 0 | 0
F2_Commercial_Retail_Existing_Food Preparation_Natural Gas_Food Prep Other_E4 | F2 | Commercial | Retail | Existing | Food Preparation | Natural Gas | Food Prep Other | E4 | RVT - Cost of Operation | 0 | 0 | 0 | 0 | 0 | 0 | 0 | 0 | 0 | 0 | 0 | 0 | 0 | 0 | 0 | 0 | 0 | 0 | 0 | 0 | 0 | 0 | 0 | 0 | 0 | 0 | 0 | 0 | 0 | 0 | 0 | 0 | 0 | 0 | 0 | 0 | 0 | 0 | 0 | 0 | 0 | 0
F2_Commercial_Retail_Existing_Food Preparation_Natural Gas_Food Prep Other_E5 | F2 | Commercial | Retail | Existing | Food Preparation | Natural Gas | Food Prep Other | E5 | RVT - Cost of Operation | 0 | 0 | 0 | 0 | 0 | 0 | 0 | 0 | 0 | 0 | 0 | 0 | 0 | 0 | 0 | 0 | 0 | 0 | 0 | 0 | 0 | 0 | 0 | 0 | 0 | 0 | 0 | 0 | 0 | 0 | 0 | 0 | 0 | 0 | 0 | 0 | 0 | 0 | 0 | 0 | 0 | 0
F2_Commercial_Retail_Existing_Food Preparation_Natural Gas_Food Prep Other_E6 | F2 | Commercial | Retail | Existing | Food Preparation | Natural Gas | Food Prep Other | E6 | RVT - Cost of Operation | 0 | 0 | 0 | 0 | 0 | 0 | 0 | 0 | 0 | 0 | 0 | 0 | 0 | 0 | 0 | 0 | 0 | 0 | 0 | 0 | 0 | 0 | 0 | 0 | 0 | 0 | 0 | 0 | 0 | 0 | 0 | 0 | 0 | 0 | 0 | 0 | 0 | 0 | 0 | 0 | 0 | 0
F2_Commercial_Retail_Existing_Food Preparation_Natural Gas_Food Prep Other_E7 | F2 | Commercial | Retail | Existing | Food Preparation | Natural Gas | Food Prep Other | E7 | RVT - Cost of Operation | 0 | 0 | 0 | 0 | 0 | 0 | 0 | 0 | 0 | 0 | 0 | 0 | 0 | 0 | 0 | 0 | 0 | 0 | 0 | 0 | 0 | 0 | 0 | 0 | 0 | 0 | 0 | 0 | 0 | 0 | 0 | 0 | 0 | 0 | 0 | 0 | 0 | 0 | 0 | 0 | 0 | 0
F2_Commercial_Retail_Existing_Food Preparation_Natural Gas_Food Prep Other_E8 | F2 | Commercial | Retail | Existing | Food Preparation | Natural Gas | Food Prep Other | E8 | RVT - Cost of Operation | 0 | 0 | 0 | 0 | 0 | 0 | 0 | 0 | 0 | 0 | 0 | 0 | 0 | 0 | 0 | 0 | 0 | 0 | 0 | 0 | 0 | 0 | 0 | 0 | 0 | 0 | 0 | 0 | 0 | 0 | 0 | 0 | 0 | 0 | 0 | 0 | 0 | 0 | 0 | 0 | 0 | 0
F2_Commercial_Retail_Existing_Food Preparation_Natural Gas_Food Prep Other_E9 | F2 | Commercial | Retail | Existing | Food Preparation | Natural Gas | Food Prep Other | E9 | RVT - Cost of Operation | 0 | 0 | 0 | 0 | 0 | 0 | 0 | 0 | 0 | 0 | 0 | 0 | 0 | 0 | 0 | 0 | 0 | 0 | 0 | 0 | 0 | 0 | 0 | 0 | 0 | 0 | 0 | 0 | 0 | 0 | 0 | 0 | 0 | 0 | 0 | 0 | 0 | 0 | 0 | 0 | 0 | 0
F2_Commercial_Retail_Existing_Food Preparation_Natural Gas_Food Prep Other_E10 | F2 | Commercial | Retail | Existing | Food Preparation | Natural Gas | Food Prep Other | E10 | RVT - Cost of Operation | 0 | 0 | 0 | 0 | 0 | 0 | 0 | 0 | 0 | 0 | 0 | 0 | 0 | 0 | 0 | 0 | 0 | 0 | 0 | 0 | 0 | 0 | 0 | 0 | 0 | 0 | 0 | 0 | 0 | 0 | 0 | 0 | 0 | 0 | 0 | 0 | 0 | 0 | 0 | 0 | 0 | 0
F3_Commercial_Retail_Existing_Food Preparation_Natural Gas_Food Prep Other_E1 | F3 | Commercial | Retail | Existing | Food Preparation | Natural Gas | Food Prep Other | E1 | System - kBTUs of Consumption | 0.017638 | 0.017638 | 0.017638 | 0.017638 | 0.017638 | 0.017638 | 0.017638 | 0.017638 | 0.017638 | 0.017638 | 0.017638 | 0.017638 | 0.017638 | 0.017638 | 0.017638 | 0.017638 | 0.017638 | 0.017638 | 0.017638 | 0.017638 | 0.017638 | 0.017638 | 0.017638 | 0.017638 | 0.017638 | 0.017638 | 0.017638 | 0.017638 | 0.017638 | 0.017638 | 0.017638 | 0.017638 | 0.017638 | 0 | 0 | 0 | 0 | 0 | 0 | 0 | 0 | 0
F3_Commercial_Retail_Existing_Food Preparation_Natural Gas_Food Prep Other_E2 | F3 | Commercial | Retail | Existing | Food Preparation | Natural Gas | Food Prep Other | E2 | System - kBTUs of Consumption | 0.017656 | 0.017656 | 0.017656 | 0.017656 | 0.017656 | 0.017656 | 0.017656 | 0.017656 | 0.017656 | 0.017656 | 0.017656 | 0.017656 | 0.017656 | 0.017656 | 0.017656 | 0.017656 | 0.017656 | 0.017656 | 0.017656 | 0.017656 | 0.017656 | 0.017656 | 0.017656 | 0.017656 | 0.017656 | 0.017656 | 0.017656 | 0.017656 | 0.017656 | 0.017656 | 0.017656 | 0.017656 | 0.017656 | 0 | 0 | 0 | 0 | 0 | 0 | 0 | 0 | 0
F3_Commercial_Retail_Existing_Food Preparation_Natural Gas_Food Prep Other_E3 | F3 | Commercial | Retail | Existing | Food Preparation | Natural Gas | Food Prep Other | E3 | System - kBTUs of Consumption | 0 | 0 | 0 | 0 | 0 | 0 | 0 | 0 | 0 | 0 | 0 | 0 | 0 | 0 | 0 | 0 | 0 | 0 | 0 | 0 | 0 | 0 | 0 | 0 | 0 | 0 | 0 | 0 | 0 | 0 | 0 | 0 | 0 | 0 | 0 | 0 | 0 | 0 | 0 | 0 | 0 | 0
F3_Commercial_Retail_Existing_Food Preparation_Natural Gas_Food Prep Other_E4 | F3 | Commercial | Retail | Existing | Food Preparation | Natural Gas | Food Prep Other | E4 | System - kBTUs of Consumption | 0 | 0 | 0 | 0 | 0 | 0 | 0 | 0 | 0 | 0 | 0 | 0 | 0 | 0 | 0 | 0 | 0 | 0 | 0 | 0 | 0 | 0 | 0 | 0 | 0 | 0 | 0 | 0 | 0 | 0 | 0 | 0 | 0 | 0 | 0 | 0 | 0 | 0 | 0 | 0 | 0 | 0
F3_Commercial_Retail_Existing_Food Preparation_Natural Gas_Food Prep Other_E5 | F3 | Commercial | Retail | Existing | Food Preparation | Natural Gas | Food Prep Other | E5 | System - kBTUs of Consumption | 0 | 0 | 0 | 0 | 0 | 0 | 0 | 0 | 0 | 0 | 0 | 0 | 0 | 0 | 0 | 0 | 0 | 0 | 0 | 0 | 0 | 0 | 0 | 0 | 0 | 0 | 0 | 0 | 0 | 0 | 0 | 0 | 0 | 0 | 0 | 0 | 0 | 0 | 0 | 0 | 0 | 0
F3_Commercial_Retail_Existing_Food Preparation_Natural Gas_Food Prep Other_E6 | F3 | Commercial | Retail | Existing | Food Preparation | Natural Gas | Food Prep Other | E6 | System - kBTUs of Consumption | 0 | 0 | 0 | 0 | 0 | 0 | 0 | 0 | 0 | 0 | 0 | 0 | 0 | 0 | 0 | 0 | 0 | 0 | 0 | 0 | 0 | 0 | 0 | 0 | 0 | 0 | 0 | 0 | 0 | 0 | 0 | 0 | 0 | 0 | 0 | 0 | 0 | 0 | 0 | 0 | 0 | 0
F3_Commercial_Retail_Existing_Food Preparation_Natural Gas_Food Prep Other_E7 | F3 | Commercial | Retail | Existing | Food Preparation | Natural Gas | Food Prep Other | E7 | System - kBTUs of Consumption | 0 | 0 | 0 | 0 | 0 | 0 | 0 | 0 | 0 | 0 | 0 | 0 | 0 | 0 | 0 | 0 | 0 | 0 | 0 | 0 | 0 | 0 | 0 | 0 | 0 | 0 | 0 | 0 | 0 | 0 | 0 | 0 | 0 | 0 | 0 | 0 | 0 | 0 | 0 | 0 | 0 | 0
F3_Commercial_Retail_Existing_Food Preparation_Natural Gas_Food Prep Other_E8 | F3 | Commercial | Retail | Existing | Food Preparation | Natural Gas | Food Prep Other | E8 | System - kBTUs of Consumption | 0 | 0 | 0 | 0 | 0 | 0 | 0 | 0 | 0 | 0 | 0 | 0 | 0 | 0 | 0 | 0 | 0 | 0 | 0 | 0 | 0 | 0 | 0 | 0 | 0 | 0 | 0 | 0 | 0 | 0 | 0 | 0 | 0 | 0 | 0 | 0 | 0 | 0 | 0 | 0 | 0 | 0
F3_Commercial_Retail_Existing_Food Preparation_Natural Gas_Food Prep Other_E9 | F3 | Commercial | Retail | Existing | Food Preparation | Natural Gas | Food Prep Other | E9 | System - kBTUs of Consumption | 0 | 0 | 0 | 0 | 0 | 0 | 0 | 0 | 0 | 0 | 0 | 0 | 0 | 0 | 0 | 0 | 0 | 0 | 0 | 0 | 0 | 0 | 0 | 0 | 0 | 0 | 0 | 0 | 0 | 0 | 0 | 0 | 0 | 0 | 0 | 0 | 0 | 0 | 0 | 0 | 0 | 0
F3_Commercial_Retail_Existing_Food Preparation_Natural Gas_Food Prep Other_E10 | F3 | Commercial | Retail | Existing | Food Preparation | Natural Gas | Food Prep Other | E10 | System - kBTUs of Consumption | 0 | 0 | 0 | 0 | 0 | 0 | 0 | 0 | 0 | 0 | 0 | 0 | 0 | 0 | 0 | 0 | 0 | 0 | 0 | 0 | 0 | 0 | 0 | 0 | 0 | 0 | 0 | 0 | 0 | 0 | 0 | 0 | 0 | 0 | 0 | 0 | 0 | 0 | 0 | 0 | 0 | 0
F4_Commercial_Retail_Existing_Food Preparation_Natural Gas_Food Prep Other_E1 | F4 | Commercial | Retail | Existing | Food Preparation | Natural Gas | Food Prep Other | E1 | Utility - Cost of Equipment | 0.28506 | 0.28707 | 0.28945 | 0.29222 | 0.29547 | 0.29929 | 0.30234 | 0.30525 | 0.3081 | 0.311 | 0.31365 | 0.31597 | 0.3183 | 0.32077 | 0.32362 | 0.32646 | 0.32961 | 0.33305 | 0.33671 | 0.34048 | 0.34432 | 0.34793 | 0.35123 | 0.35423 | 0.35688 | 0.35916 | 0.36073 | 0.36191 | 0.36293 | 0.3638 | 0.36466 | 0.36504 | 0.36504 | 0 | 0 | 0 | 0 | 0 | 0 | 0 | 0 | 0
F4_Commercial_Retail_Existing_Food Preparation_Natural Gas_Food Prep Other_E2 | F4 | Commercial | Retail | Existing | Food Preparation | Natural Gas | Food Prep Other | E2 | Utility - Cost of Equipment | 0.28506 | 0.28707 | 0.28945 | 0.29222 | 0.29547 | 0.29929 | 0.30234 | 0.30525 | 0.3081 | 0.311 | 0.31365 | 0.31597 | 0.3183 | 0.32077 | 0.32362 | 0.32646 | 0.32961 | 0.33305 | 0.33671 | 0.34048 | 0.34432 | 0.34793 | 0.35123 | 0.35423 | 0.35688 | 0.35916 | 0.36073 | 0.36191 | 0.36293 | 0.3638 | 0.36466 | 0.36504 | 0.36504 | 0 | 0 | 0 | 0 | 0 | 0 | 0 | 0 | 0
F4_Commercial_Retail_Existing_Food Preparation_Natural Gas_Food Prep Other_E3 | F4 | Commercial | Retail | Existing | Food Preparation | Natural Gas | Food Prep Other | E3 | Utility - Cost of Equipment | 0 | 0 | 0 | 0 | 0 | 0 | 0 | 0 | 0 | 0 | 0 | 0 | 0 | 0 | 0 | 0 | 0 | 0 | 0 | 0 | 0 | 0 | 0 | 0 | 0 | 0 | 0 | 0 | 0 | 0 | 0 | 0 | 0 | 0 | 0 | 0 | 0 | 0 | 0 | 0 | 0 | 0
F4_Commercial_Retail_Existing_Food Preparation_Natural Gas_Food Prep Other_E4 | F4 | Commercial | Retail | Existing | Food Preparation | Natural Gas | Food Prep Other | E4 | Utility - Cost of Equipment | 0 | 0 | 0 | 0 | 0 | 0 | 0 | 0 | 0 | 0 | 0 | 0 | 0 | 0 | 0 | 0 | 0 | 0 | 0 | 0 | 0 | 0 | 0 | 0 | 0 | 0 | 0 | 0 | 0 | 0 | 0 | 0 | 0 | 0 | 0 | 0 | 0 | 0 | 0 | 0 | 0 | 0
F4_Commercial_Retail_Existing_Food Preparation_Natural Gas_Food Prep Other_E5 | F4 | Commercial | Retail | Existing | Food Preparation | Natural Gas | Food Prep Other | E5 | Utility - Cost of Equipment | 0 | 0 | 0 | 0 | 0 | 0 | 0 | 0 | 0 | 0 | 0 | 0 | 0 | 0 | 0 | 0 | 0 | 0 | 0 | 0 | 0 | 0 | 0 | 0 | 0 | 0 | 0 | 0 | 0 | 0 | 0 | 0 | 0 | 0 | 0 | 0 | 0 | 0 | 0 | 0 | 0 | 0
F4_Commercial_Retail_Existing_Food Preparation_Natural Gas_Food Prep Other_E6 | F4 | Commercial | Retail | Existing | Food Preparation | Natural Gas | Food Prep Other | E6 | Utility - Cost of Equipment | 0 | 0 | 0 | 0 | 0 | 0 | 0 | 0 | 0 | 0 | 0 | 0 | 0 | 0 | 0 | 0 | 0 | 0 | 0 | 0 | 0 | 0 | 0 | 0 | 0 | 0 | 0 | 0 | 0 | 0 | 0 | 0 | 0 | 0 | 0 | 0 | 0 | 0 | 0 | 0 | 0 | 0
F4_Commercial_Retail_Existing_Food Preparation_Natural Gas_Food Prep Other_E7 | F4 | Commercial | Retail | Existing | Food Preparation | Natural Gas | Food Prep Other | E7 | Utility - Cost of Equipment | 0 | 0 | 0 | 0 | 0 | 0 | 0 | 0 | 0 | 0 | 0 | 0 | 0 | 0 | 0 | 0 | 0 | 0 | 0 | 0 | 0 | 0 | 0 | 0 | 0 | 0 | 0 | 0 | 0 | 0 | 0 | 0 | 0 | 0 | 0 | 0 | 0 | 0 | 0 | 0 | 0 | 0
F4_Commercial_Retail_Existing_Food Preparation_Natural Gas_Food Prep Other_E8 | F4 | Commercial | Retail | Existing | Food Preparation | Natural Gas | Food Prep Other | E8 | Utility - Cost of Equipment | 0 | 0 | 0 | 0 | 0 | 0 | 0 | 0 | 0 | 0 | 0 | 0 | 0 | 0 | 0 | 0 | 0 | 0 | 0 | 0 | 0 | 0 | 0 | 0 | 0 | 0 | 0 | 0 | 0 | 0 | 0 | 0 | 0 | 0 | 0 | 0 | 0 | 0 | 0 | 0 | 0 | 0
F4_Commercial_Retail_Existing_Food Preparation_Natural Gas_Food Prep Other_E9 | F4 | Commercial | Retail | Existing | Food Preparation | Natural Gas | Food Prep Other | E9 | Utility - Cost of Equipment | 0 | 0 | 0 | 0 | 0 | 0 | 0 | 0 | 0 | 0 | 0 | 0 | 0 | 0 | 0 | 0 | 0 | 0 | 0 | 0 | 0 | 0 | 0 | 0 | 0 | 0 | 0 | 0 | 0 | 0 | 0 | 0 | 0 | 0 | 0 | 0 | 0 | 0 | 0 | 0 | 0 | 0
F4_Commercial_Retail_Existing_Food Preparation_Natural Gas_Food Prep Other_E10 | F4 | Commercial | Retail | Existing | Food Preparation | Natural Gas | Food Prep Other | E10 | Utility - Cost of Equipment | 0 | 0 | 0 | 0 | 0 | 0 | 0 | 0 | 0 | 0 | 0 | 0 | 0 | 0 | 0 | 0 | 0 | 0 | 0 | 0 | 0 | 0 | 0 | 0 | 0 | 0 | 0 | 0 | 0 | 0 | 0 | 0 | 0 | 0 | 0 | 0 | 0 | 0 | 0 | 0 | 0 | 0
F5_Commercial_Retail_Existing_Food Preparation_Natural Gas_Food Prep Other_E1 | F5 | Commercial | Retail | Existing | Food Preparation | Natural Gas | Food Prep Other | E1 | Utility - Cost of Operation | 0.017638 | 0.017638 | 0.017638 | 0.017638 | 0.017638 | 0.017638 | 0.017638 | 0.017638 | 0.017638 | 0.017638 | 0.017638 | 0.017638 | 0.017638 | 0.017638 | 0.017638 | 0.017638 | 0.017638 | 0.017638 | 0.017638 | 0.017638 | 0.017638 | 0.017638 | 0.017638 | 0.017638 | 0.017638 | 0.017638 | 0.017638 | 0.017638 | 0.017638 | 0.017638 | 0.017638 | 0.017638 | 0.017638 | 0 | 0 | 0 | 0 | 0 | 0 | 0 | 0 | 0
F5_Commercial_Retail_Existing_Food Preparation_Natural Gas_Food Prep Other_E2 | F5 | Commercial | Retail | Existing | Food Preparation | Natural Gas | Food Prep Other | E2 | Utility - Cost of Operation | 0.017656 | 0.017656 | 0.017656 | 0.017656 | 0.017656 | 0.017656 | 0.017656 | 0.017656 | 0.017656 | 0.017656 | 0.017656 | 0.017656 | 0.017656 | 0.017656 | 0.017656 | 0.017656 | 0.017656 | 0.017656 | 0.017656 | 0.017656 | 0.017656 | 0.017656 | 0.017656 | 0.017656 | 0.017656 | 0.017656 | 0.017656 | 0.017656 | 0.017656 | 0.017656 | 0.017656 | 0.017656 | 0.017656 | 0 | 0 | 0 | 0 | 0 | 0 | 0 | 0 | 0
F5_Commercial_Retail_Existing_Food Preparation_Natural Gas_Food Prep Other_E3 | F5 | Commercial | Retail | Existing | Food Preparation | Natural Gas | Food Prep Other | E3 | Utility - Cost of Operation | 0 | 0 | 0 | 0 | 0 | 0 | 0 | 0 | 0 | 0 | 0 | 0 | 0 | 0 | 0 | 0 | 0 | 0 | 0 | 0 | 0 | 0 | 0 | 0 | 0 | 0 | 0 | 0 | 0 | 0 | 0 | 0 | 0 | 0 | 0 | 0 | 0 | 0 | 0 | 0 | 0 | 0
F5_Commercial_Retail_Existing_Food Preparation_Natural Gas_Food Prep Other_E4 | F5 | Commercial | Retail | Existing | Food Preparation | Natural Gas | Food Prep Other | E4 | Utility - Cost of Operation | 0 | 0 | 0 | 0 | 0 | 0 | 0 | 0 | 0 | 0 | 0 | 0 | 0 | 0 | 0 | 0 | 0 | 0 | 0 | 0 | 0 | 0 | 0 | 0 | 0 | 0 | 0 | 0 | 0 | 0 | 0 | 0 | 0 | 0 | 0 | 0 | 0 | 0 | 0 | 0 | 0 | 0
F5_Commercial_Retail_Existing_Food Preparation_Natural Gas_Food Prep Other_E5 | F5 | Commercial | Retail | Existing | Food Preparation | Natural Gas | Food Prep Other | E5 | Utility - Cost of Operation | 0 | 0 | 0 | 0 | 0 | 0 | 0 | 0 | 0 | 0 | 0 | 0 | 0 | 0 | 0 | 0 | 0 | 0 | 0 | 0 | 0 | 0 | 0 | 0 | 0 | 0 | 0 | 0 | 0 | 0 | 0 | 0 | 0 | 0 | 0 | 0 | 0 | 0 | 0 | 0 | 0 | 0
F5_Commercial_Retail_Existing_Food Preparation_Natural Gas_Food Prep Other_E6 | F5 | Commercial | Retail | Existing | Food Preparation | Natural Gas | Food Prep Other | E6 | Utility - Cost of Operation | 0 | 0 | 0 | 0 | 0 | 0 | 0 | 0 | 0 | 0 | 0 | 0 | 0 | 0 | 0 | 0 | 0 | 0 | 0 | 0 | 0 | 0 | 0 | 0 | 0 | 0 | 0 | 0 | 0 | 0 | 0 | 0 | 0 | 0 | 0 | 0 | 0 | 0 | 0 | 0 | 0 | 0
F5_Commercial_Retail_Existing_Food Preparation_Natural Gas_Food Prep Other_E7 | F5 | Commercial | Retail | Existing | Food Preparation | Natural Gas | Food Prep Other | E7 | Utility - Cost of Operation | 0 | 0 | 0 | 0 | 0 | 0 | 0 | 0 | 0 | 0 | 0 | 0 | 0 | 0 | 0 | 0 | 0 | 0 | 0 | 0 | 0 | 0 | 0 | 0 | 0 | 0 | 0 | 0 | 0 | 0 | 0 | 0 | 0 | 0 | 0 | 0 | 0 | 0 | 0 | 0 | 0 | 0
F5_Commercial_Retail_Existing_Food Preparation_Natural Gas_Food Prep Other_E8 | F5 | Commercial | Retail | Existing | Food Preparation | Natural Gas | Food Prep Other | E8 | Utility - Cost of Operation | 0 | 0 | 0 | 0 | 0 | 0 | 0 | 0 | 0 | 0 | 0 | 0 | 0 | 0 | 0 | 0 | 0 | 0 | 0 | 0 | 0 | 0 | 0 | 0 | 0 | 0 | 0 | 0 | 0 | 0 | 0 | 0 | 0 | 0 | 0 | 0 | 0 | 0 | 0 | 0 | 0 | 0
F5_Commercial_Retail_Existing_Food Preparation_Natural Gas_Food Prep Other_E9 | F5 | Commercial | Retail | Existing | Food Preparation | Natural Gas | Food Prep Other | E9 | Utility - Cost of Operation | 0 | 0 | 0 | 0 | 0 | 0 | 0 | 0 | 0 | 0 | 0 | 0 | 0 | 0 | 0 | 0 | 0 | 0 | 0 | 0 | 0 | 0 | 0 | 0 | 0 | 0 | 0 | 0 | 0 | 0 | 0 | 0 | 0 | 0 | 0 | 0 | 0 | 0 | 0 | 0 | 0 | 0
F5_Commercial_Retail_Existing_Food Preparation_Natural Gas_Food Prep Other_E10 | F5 | Commercial | Retail | Existing | Food Preparation | Natural Gas | Food Prep Other | E10 | Utility - Cost of Operation | 0 | 0 | 0 | 0 | 0 | 0 | 0 | 0 | 0 | 0 | 0 | 0 | 0 | 0 | 0 | 0 | 0 | 0 | 0 | 0 | 0 | 0 | 0 | 0 | 0 | 0 | 0 | 0 | 0 | 0 | 0 | 0 | 0 | 0 | 0 | 0 | 0 | 0 | 0 | 0 | 0 | 0
F6_Commercial_Retail_Existing_Food Preparation_Natural Gas_Food Prep Other_E1 | F6 | Commercial | Retail | Existing | Food Preparation | Natural Gas | Food Prep Other | E1 | Utility - Value of Sales | 0.17043 | 0.17043 | 0.17043 | 0.17043 | 0.17043 | 0.17043 | 0.17043 | 0.17043 | 0.17043 | 0.17043 | 0.17043 | 0.17043 | 0.17043 | 0.17043 | 0.17043 | 0.17043 | 0.17043 | 0.17043 | 0.17043 | 0.17043 | 0.17043 | 0.17043 | 0.17043 | 0.17043 | 0.17043 | 0.17043 | 0.17043 | 0.17043 | 0.17043 | 0.17043 | 0.17043 | 0.17043 | 0.17043 | 0 | 0 | 0 | 0 | 0 | 0 | 0 | 0 | 0
F6_Commercial_Retail_Existing_Food Preparation_Natural Gas_Food Prep Other_E2 | F6 | Commercial | Retail | Existing | Food Preparation | Natural Gas | Food Prep Other | E2 | Utility - Value of Sales | 0.17043 | 0.17043 | 0.17043 | 0.17043 | 0.17043 | 0.17043 | 0.17043 | 0.17043 | 0.17043 | 0.17043 | 0.17043 | 0.17043 | 0.17043 | 0.17043 | 0.17043 | 0.17043 | 0.17043 | 0.17043 | 0.17043 | 0.17043 | 0.17043 | 0.17043 | 0.17043 | 0.17043 | 0.17043 | 0.17043 | 0.17043 | 0.17043 | 0.17043 | 0.17043 | 0.17043 | 0.17043 | 0.17043 | 0 | 0 | 0 | 0 | 0 | 0 | 0 | 0 | 0
F6_Commercial_Retail_Existing_Food Preparation_Natural Gas_Food Prep Other_E3 | F6 | Commercial | Retail | Existing | Food Preparation | Natural Gas | Food Prep Other | E3 | Utility - Value of Sales | 0 | 0 | 0 | 0 | 0 | 0 | 0 | 0 | 0 | 0 | 0 | 0 | 0 | 0 | 0 | 0 | 0 | 0 | 0 | 0 | 0 | 0 | 0 | 0 | 0 | 0 | 0 | 0 | 0 | 0 | 0 | 0 | 0 | 0 | 0 | 0 | 0 | 0 | 0 | 0 | 0 | 0
F6_Commercial_Retail_Existing_Food Preparation_Natural Gas_Food Prep Other_E4 | F6 | Commercial | Retail | Existing | Food Preparation | Natural Gas | Food Prep Other | E4 | Utility - Value of Sales | 0 | 0 | 0 | 0 | 0 | 0 | 0 | 0 | 0 | 0 | 0 | 0 | 0 | 0 | 0 | 0 | 0 | 0 | 0 | 0 | 0 | 0 | 0 | 0 | 0 | 0 | 0 | 0 | 0 | 0 | 0 | 0 | 0 | 0 | 0 | 0 | 0 | 0 | 0 | 0 | 0 | 0
F6_Commercial_Retail_Existing_Food Preparation_Natural Gas_Food Prep Other_E5 | F6 | Commercial | Retail | Existing | Food Preparation | Natural Gas | Food Prep Other | E5 | Utility - Value of Sales | 0 | 0 | 0 | 0 | 0 | 0 | 0 | 0 | 0 | 0 | 0 | 0 | 0 | 0 | 0 | 0 | 0 | 0 | 0 | 0 | 0 | 0 | 0 | 0 | 0 | 0 | 0 | 0 | 0 | 0 | 0 | 0 | 0 | 0 | 0 | 0 | 0 | 0 | 0 | 0 | 0 | 0
F6_Commercial_Retail_Existing_Food Preparation_Natural Gas_Food Prep Other_E6 | F6 | Commercial | Retail | Existing | Food Preparation | Natural Gas | Food Prep Other | E6 | Utility - Value of Sales | 0 | 0 | 0 | 0 | 0 | 0 | 0 | 0 | 0 | 0 | 0 | 0 | 0 | 0 | 0 | 0 | 0 | 0 | 0 | 0 | 0 | 0 | 0 | 0 | 0 | 0 | 0 | 0 | 0 | 0 | 0 | 0 | 0 | 0 | 0 | 0 | 0 | 0 | 0 | 0 | 0 | 0
F6_Commercial_Retail_Existing_Food Preparation_Natural Gas_Food Prep Other_E7 | F6 | Commercial | Retail | Existing | Food Preparation | Natural Gas | Food Prep Other | E7 | Utility - Value of Sales | 0 | 0 | 0 | 0 | 0 | 0 | 0 | 0 | 0 | 0 | 0 | 0 | 0 | 0 | 0 | 0 | 0 | 0 | 0 | 0 | 0 | 0 | 0 | 0 | 0 | 0 | 0 | 0 | 0 | 0 | 0 | 0 | 0 | 0 | 0 | 0 | 0 | 0 | 0 | 0 | 0 | 0
F6_Commercial_Retail_Existing_Food Preparation_Natural Gas_Food Prep Other_E8 | F6 | Commercial | Retail | Existing | Food Preparation | Natural Gas | Food Prep Other | E8 | Utility - Value of Sales | 0 | 0 | 0 | 0 | 0 | 0 | 0 | 0 | 0 | 0 | 0 | 0 | 0 | 0 | 0 | 0 | 0 | 0 | 0 | 0 | 0 | 0 | 0 | 0 | 0 | 0 | 0 | 0 | 0 | 0 | 0 | 0 | 0 | 0 | 0 | 0 | 0 | 0 | 0 | 0 | 0 | 0
F6_Commercial_Retail_Existing_Food Preparation_Natural Gas_Food Prep Other_E9 | F6 | Commercial | Retail | Existing | Food Preparation | Natural Gas | Food Prep Other | E9 | Utility - Value of Sales | 0 | 0 | 0 | 0 | 0 | 0 | 0 | 0 | 0 | 0 | 0 | 0 | 0 | 0 | 0 | 0 | 0 | 0 | 0 | 0 | 0 | 0 | 0 | 0 | 0 | 0 | 0 | 0 | 0 | 0 | 0 | 0 | 0 | 0 | 0 | 0 | 0 | 0 | 0 | 0 | 0 | 0
F6_Commercial_Retail_Existing_Food Preparation_Natural Gas_Food Prep Other_E10 | F6 | Commercial | Retail | Existing | Food Preparation | Natural Gas | Food Prep Other | E10 | Utility - Value of Sales | 0 | 0 | 0 | 0 | 0 | 0 | 0 | 0 | 0 | 0 | 0 | 0 | 0 | 0 | 0 | 0 | 0 | 0 | 0 | 0 | 0 | 0 | 0 | 0 | 0 | 0 | 0 | 0 | 0 | 0 | 0 | 0 | 0 | 0 | 0 | 0 | 0 | 0 | 0 | 0 | 0 | 0
F1_Commercial_Retail_Existing_Miscellaneous_Natural Gas_Pool Heater_E1 | F1 | Commercial | Retail | Existing | Miscellaneous | Natural Gas | Pool Heater | E1 | RVT - Cost of Equipment | 0 | 0 | 0 | 0 | 0 | 0 | 0 | 0 | 0 | 0 | 0 | 0 | 0 | 0 | 0 | 0 | 0 | 0 | 0 | 0 | 0 | 0 | 0 | 0 | 0 | 0 | 0 | 0 | 0 | 0 | 0 | 0 | 0 | 0 | 0 | 0 | 0 | 0 | 0 | 0 | 0 | 0
F1_Commercial_Retail_Existing_Miscellaneous_Natural Gas_Pool Heater_E2 | F1 | Commercial | Retail | Existing | Miscellaneous | Natural Gas | Pool Heater | E2 | RVT - Cost of Equipment | 0 | 0 | 0 | 0 | 0 | 0 | 0 | 0 | 0 | 0 | 0 | 0 | 0 | 0 | 0 | 0 | 0 | 0 | 0 | 0 | 0 | 0 | 0 | 0 | 0 | 0 | 0 | 0 | 0 | 0 | 0 | 0 | 0 | 0 | 0 | 0 | 0 | 0 | 0 | 0 | 0 | 0
F1_Commercial_Retail_Existing_Miscellaneous_Natural Gas_Pool Heater_E3 | F1 | Commercial | Retail | Existing | Miscellaneous | Natural Gas | Pool Heater | E3 | RVT - Cost of Equipment | 0 | 0 | 0 | 0 | 0 | 0 | 0 | 0 | 0 | 0 | 0 | 0 | 0 | 0 | 0 | 0 | 0 | 0 | 0 | 0 | 0 | 0 | 0 | 0 | 0 | 0 | 0 | 0 | 0 | 0 | 0 | 0 | 0 | 0 | 0 | 0 | 0 | 0 | 0 | 0 | 0 | 0
F1_Commercial_Retail_Existing_Miscellaneous_Natural Gas_Pool Heater_E4 | F1 | Commercial | Retail | Existing | Miscellaneous | Natural Gas | Pool Heater | E4 | RVT - Cost of Equipment | 0 | 0 | 0 | 0 | 0 | 0 | 0 | 0 | 0 | 0 | 0 | 0 | 0 | 0 | 0 | 0 | 0 | 0 | 0 | 0 | 0 | 0 | 0 | 0 | 0 | 0 | 0 | 0 | 0 | 0 | 0 | 0 | 0 | 0 | 0 | 0 | 0 | 0 | 0 | 0 | 0 | 0
F1_Commercial_Retail_Existing_Miscellaneous_Natural Gas_Pool Heater_E5 | F1 | Commercial | Retail | Existing | Miscellaneous | Natural Gas | Pool Heater | E5 | RVT - Cost of Equipment | 0 | 0 | 0 | 0 | 0 | 0 | 0 | 0 | 0 | 0 | 0 | 0 | 0 | 0 | 0 | 0 | 0 | 0 | 0 | 0 | 0 | 0 | 0 | 0 | 0 | 0 | 0 | 0 | 0 | 0 | 0 | 0 | 0 | 0 | 0 | 0 | 0 | 0 | 0 | 0 | 0 | 0
F1_Commercial_Retail_Existing_Miscellaneous_Natural Gas_Pool Heater_E6 | F1 | Commercial | Retail | Existing | Miscellaneous | Natural Gas | Pool Heater | E6 | RVT - Cost of Equipment | 0 | 0 | 0 | 0 | 0 | 0 | 0 | 0 | 0 | 0 | 0 | 0 | 0 | 0 | 0 | 0 | 0 | 0 | 0 | 0 | 0 | 0 | 0 | 0 | 0 | 0 | 0 | 0 | 0 | 0 | 0 | 0 | 0 | 0 | 0 | 0 | 0 | 0 | 0 | 0 | 0 | 0
F1_Commercial_Retail_Existing_Miscellaneous_Natural Gas_Pool Heater_E7 | F1 | Commercial | Retail | Existing | Miscellaneous | Natural Gas | Pool Heater | E7 | RVT - Cost of Equipment | 0 | 0 | 0 | 0 | 0 | 0 | 0 | 0 | 0 | 0 | 0 | 0 | 0 | 0 | 0 | 0 | 0 | 0 | 0 | 0 | 0 | 0 | 0 | 0 | 0 | 0 | 0 | 0 | 0 | 0 | 0 | 0 | 0 | 0 | 0 | 0 | 0 | 0 | 0 | 0 | 0 | 0
F1_Commercial_Retail_Existing_Miscellaneous_Natural Gas_Pool Heater_E8 | F1 | Commercial | Retail | Existing | Miscellaneous | Natural Gas | Pool Heater | E8 | RVT - Cost of Equipment | 0 | 0 | 0 | 0 | 0 | 0 | 0 | 0 | 0 | 0 | 0 | 0 | 0 | 0 | 0 | 0 | 0 | 0 | 0 | 0 | 0 | 0 | 0 | 0 | 0 | 0 | 0 | 0 | 0 | 0 | 0 | 0 | 0 | 0 | 0 | 0 | 0 | 0 | 0 | 0 | 0 | 0
F1_Commercial_Retail_Existing_Miscellaneous_Natural Gas_Pool Heater_E9 | F1 | Commercial | Retail | Existing | Miscellaneous | Natural Gas | Pool Heater | E9 | RVT - Cost of Equipment | 0 | 0 | 0 | 0 | 0 | 0 | 0 | 0 | 0 | 0 | 0 | 0 | 0 | 0 | 0 | 0 | 0 | 0 | 0 | 0 | 0 | 0 | 0 | 0 | 0 | 0 | 0 | 0 | 0 | 0 | 0 | 0 | 0 | 0 | 0 | 0 | 0 | 0 | 0 | 0 | 0 | 0
F1_Commercial_Retail_Existing_Miscellaneous_Natural Gas_Pool Heater_E10 | F1 | Commercial | Retail | Existing | Miscellaneous | Natural Gas | Pool Heater | E10 | RVT - Cost of Equipment | 0 | 0 | 0 | 0 | 0 | 0 | 0 | 0 | 0 | 0 | 0 | 0 | 0 | 0 | 0 | 0 | 0 | 0 | 0 | 0 | 0 | 0 | 0 | 0 | 0 | 0 | 0 | 0 | 0 | 0 | 0 | 0 | 0 | 0 | 0 | 0 | 0 | 0 | 0 | 0 | 0 | 0
F2_Commercial_Retail_Existing_Miscellaneous_Natural Gas_Pool Heater_E1 | F2 | Commercial | Retail | Existing | Miscellaneous | Natural Gas | Pool Heater | E1 | RVT - Cost of Operation | 0 | 0 | 0 | 0 | 0 | 0 | 0 | 0 | 0 | 0 | 0 | 0 | 0 | 0 | 0 | 0 | 0 | 0 | 0 | 0 | 0 | 0 | 0 | 0 | 0 | 0 | 0 | 0 | 0 | 0 | 0 | 0 | 0 | 0 | 0 | 0 | 0 | 0 | 0 | 0 | 0 | 0
F2_Commercial_Retail_Existing_Miscellaneous_Natural Gas_Pool Heater_E2 | F2 | Commercial | Retail | Existing | Miscellaneous | Natural Gas | Pool Heater | E2 | RVT - Cost of Operation | 0 | 0 | 0 | 0 | 0 | 0 | 0 | 0 | 0 | 0 | 0 | 0 | 0 | 0 | 0 | 0 | 0 | 0 | 0 | 0 | 0 | 0 | 0 | 0 | 0 | 0 | 0 | 0 | 0 | 0 | 0 | 0 | 0 | 0 | 0 | 0 | 0 | 0 | 0 | 0 | 0 | 0
F2_Commercial_Retail_Existing_Miscellaneous_Natural Gas_Pool Heater_E3 | F2 | Commercial | Retail | Existing | Miscellaneous | Natural Gas | Pool Heater | E3 | RVT - Cost of Operation | 0 | 0 | 0 | 0 | 0 | 0 | 0 | 0 | 0 | 0 | 0 | 0 | 0 | 0 | 0 | 0 | 0 | 0 | 0 | 0 | 0 | 0 | 0 | 0 | 0 | 0 | 0 | 0 | 0 | 0 | 0 | 0 | 0 | 0 | 0 | 0 | 0 | 0 | 0 | 0 | 0 | 0
F2_Commercial_Retail_Existing_Miscellaneous_Natural Gas_Pool Heater_E4 | F2 | Commercial | Retail | Existing | Miscellaneous | Natural Gas | Pool Heater | E4 | RVT - Cost of Operation | 0 | 0 | 0 | 0 | 0 | 0 | 0 | 0 | 0 | 0 | 0 | 0 | 0 | 0 | 0 | 0 | 0 | 0 | 0 | 0 | 0 | 0 | 0 | 0 | 0 | 0 | 0 | 0 | 0 | 0 | 0 | 0 | 0 | 0 | 0 | 0 | 0 | 0 | 0 | 0 | 0 | 0
F2_Commercial_Retail_Existing_Miscellaneous_Natural Gas_Pool Heater_E5 | F2 | Commercial | Retail | Existing | Miscellaneous | Natural Gas | Pool Heater | E5 | RVT - Cost of Operation | 0 | 0 | 0 | 0 | 0 | 0 | 0 | 0 | 0 | 0 | 0 | 0 | 0 | 0 | 0 | 0 | 0 | 0 | 0 | 0 | 0 | 0 | 0 | 0 | 0 | 0 | 0 | 0 | 0 | 0 | 0 | 0 | 0 | 0 | 0 | 0 | 0 | 0 | 0 | 0 | 0 | 0
F2_Commercial_Retail_Existing_Miscellaneous_Natural Gas_Pool Heater_E6 | F2 | Commercial | Retail | Existing | Miscellaneous | Natural Gas | Pool Heater | E6 | RVT - Cost of Operation | 0 | 0 | 0 | 0 | 0 | 0 | 0 | 0 | 0 | 0 | 0 | 0 | 0 | 0 | 0 | 0 | 0 | 0 | 0 | 0 | 0 | 0 | 0 | 0 | 0 | 0 | 0 | 0 | 0 | 0 | 0 | 0 | 0 | 0 | 0 | 0 | 0 | 0 | 0 | 0 | 0 | 0
F2_Commercial_Retail_Existing_Miscellaneous_Natural Gas_Pool Heater_E7 | F2 | Commercial | Retail | Existing | Miscellaneous | Natural Gas | Pool Heater | E7 | RVT - Cost of Operation | 0 | 0 | 0 | 0 | 0 | 0 | 0 | 0 | 0 | 0 | 0 | 0 | 0 | 0 | 0 | 0 | 0 | 0 | 0 | 0 | 0 | 0 | 0 | 0 | 0 | 0 | 0 | 0 | 0 | 0 | 0 | 0 | 0 | 0 | 0 | 0 | 0 | 0 | 0 | 0 | 0 | 0
F2_Commercial_Retail_Existing_Miscellaneous_Natural Gas_Pool Heater_E8 | F2 | Commercial | Retail | Existing | Miscellaneous | Natural Gas | Pool Heater | E8 | RVT - Cost of Operation | 0 | 0 | 0 | 0 | 0 | 0 | 0 | 0 | 0 | 0 | 0 | 0 | 0 | 0 | 0 | 0 | 0 | 0 | 0 | 0 | 0 | 0 | 0 | 0 | 0 | 0 | 0 | 0 | 0 | 0 | 0 | 0 | 0 | 0 | 0 | 0 | 0 | 0 | 0 | 0 | 0 | 0
F2_Commercial_Retail_Existing_Miscellaneous_Natural Gas_Pool Heater_E9 | F2 | Commercial | Retail | Existing | Miscellaneous | Natural Gas | Pool Heater | E9 | RVT - Cost of Operation | 0 | 0 | 0 | 0 | 0 | 0 | 0 | 0 | 0 | 0 | 0 | 0 | 0 | 0 | 0 | 0 | 0 | 0 | 0 | 0 | 0 | 0 | 0 | 0 | 0 | 0 | 0 | 0 | 0 | 0 | 0 | 0 | 0 | 0 | 0 | 0 | 0 | 0 | 0 | 0 | 0 | 0
F2_Commercial_Retail_Existing_Miscellaneous_Natural Gas_Pool Heater_E10 | F2 | Commercial | Retail | Existing | Miscellaneous | Natural Gas | Pool Heater | E10 | RVT - Cost of Operation | 0 | 0 | 0 | 0 | 0 | 0 | 0 | 0 | 0 | 0 | 0 | 0 | 0 | 0 | 0 | 0 | 0 | 0 | 0 | 0 | 0 | 0 | 0 | 0 | 0 | 0 | 0 | 0 | 0 | 0 | 0 | 0 | 0 | 0 | 0 | 0 | 0 | 0 | 0 | 0 | 0 | 0
F3_Commercial_Retail_Existing_Miscellaneous_Natural Gas_Pool Heater_E1 | F3 | Commercial | Retail | Existing | Miscellaneous | Natural Gas | Pool Heater | E1 | System - kBTUs of Consumption | 0.0025602 | 0.0025602 | 0.0025602 | 0.0025602 | 0.0025602 | 0.0025602 | 0.0025602 | 0.0025602 | 0.0025602 | 0.0025602 | 0.0025602 | 0.0025602 | 0.0025602 | 0.0025602 | 0.0025602 | 0.0025602 | 0.0025602 | 0.0025602 | 0.0025602 | 0.0025602 | 0.0025602 | 0.0025602 | 0.0025602 | 0.0025602 | 0.0025602 | 0.0025602 | 0.0025602 | 0.0025602 | 0.0025602 | 0.0025602 | 0.0025602 | 0.0025602 | 0.0025602 | 0 | 0 | 0 | 0 | 0 | 0 | 0 | 0 | 0
F3_Commercial_Retail_Existing_Miscellaneous_Natural Gas_Pool Heater_E2 | F3 | Commercial | Retail | Existing | Miscellaneous | Natural Gas | Pool Heater | E2 | System - kBTUs of Consumption | 0.004192 | 0.004192 | 0.004192 | 0.004192 | 0.004192 | 0.004192 | 0.004192 | 0.004192 | 0.004192 | 0.004192 | 0.004192 | 0.004192 | 0.004192 | 0.004192 | 0.004192 | 0.004192 | 0.004192 | 0.004192 | 0.004192 | 0.004192 | 0.004192 | 0.004192 | 0.004192 | 0.004192 | 0.004192 | 0.004192 | 0.004192 | 0.004192 | 0.004192 | 0.004192 | 0.004192 | 0.004192 | 0.004192 | 0 | 0 | 0 | 0 | 0 | 0 | 0 | 0 | 0
F3_Commercial_Retail_Existing_Miscellaneous_Natural Gas_Pool Heater_E3 | F3 | Commercial | Retail | Existing | Miscellaneous | Natural Gas | Pool Heater | E3 | System - kBTUs of Consumption | 0 | 0 | 0 | 0 | 0 | 0 | 0 | 0 | 0 | 0 | 0 | 0 | 0 | 0 | 0 | 0 | 0 | 0 | 0 | 0 | 0 | 0 | 0 | 0 | 0 | 0 | 0 | 0 | 0 | 0 | 0 | 0 | 0 | 0 | 0 | 0 | 0 | 0 | 0 | 0 | 0 | 0
F3_Commercial_Retail_Existing_Miscellaneous_Natural Gas_Pool Heater_E4 | F3 | Commercial | Retail | Existing | Miscellaneous | Natural Gas | Pool Heater | E4 | System - kBTUs of Consumption | 0 | 0 | 0 | 0 | 0 | 0 | 0 | 0 | 0 | 0 | 0 | 0 | 0 | 0 | 0 | 0 | 0 | 0 | 0 | 0 | 0 | 0 | 0 | 0 | 0 | 0 | 0 | 0 | 0 | 0 | 0 | 0 | 0 | 0 | 0 | 0 | 0 | 0 | 0 | 0 | 0 | 0
F3_Commercial_Retail_Existing_Miscellaneous_Natural Gas_Pool Heater_E5 | F3 | Commercial | Retail | Existing | Miscellaneous | Natural Gas | Pool Heater | E5 | System - kBTUs of Consumption | 0 | 0 | 0 | 0 | 0 | 0 | 0 | 0 | 0 | 0 | 0 | 0 | 0 | 0 | 0 | 0 | 0 | 0 | 0 | 0 | 0 | 0 | 0 | 0 | 0 | 0 | 0 | 0 | 0 | 0 | 0 | 0 | 0 | 0 | 0 | 0 | 0 | 0 | 0 | 0 | 0 | 0
F3_Commercial_Retail_Existing_Miscellaneous_Natural Gas_Pool Heater_E6 | F3 | Commercial | Retail | Existing | Miscellaneous | Natural Gas | Pool Heater | E6 | System - kBTUs of Consumption | 0 | 0 | 0 | 0 | 0 | 0 | 0 | 0 | 0 | 0 | 0 | 0 | 0 | 0 | 0 | 0 | 0 | 0 | 0 | 0 | 0 | 0 | 0 | 0 | 0 | 0 | 0 | 0 | 0 | 0 | 0 | 0 | 0 | 0 | 0 | 0 | 0 | 0 | 0 | 0 | 0 | 0
F3_Commercial_Retail_Existing_Miscellaneous_Natural Gas_Pool Heater_E7 | F3 | Commercial | Retail | Existing | Miscellaneous | Natural Gas | Pool Heater | E7 | System - kBTUs of Consumption | 0 | 0 | 0 | 0 | 0 | 0 | 0 | 0 | 0 | 0 | 0 | 0 | 0 | 0 | 0 | 0 | 0 | 0 | 0 | 0 | 0 | 0 | 0 | 0 | 0 | 0 | 0 | 0 | 0 | 0 | 0 | 0 | 0 | 0 | 0 | 0 | 0 | 0 | 0 | 0 | 0 | 0
F3_Commercial_Retail_Existing_Miscellaneous_Natural Gas_Pool Heater_E8 | F3 | Commercial | Retail | Existing | Miscellaneous | Natural Gas | Pool Heater | E8 | System - kBTUs of Consumption | 0 | 0 | 0 | 0 | 0 | 0 | 0 | 0 | 0 | 0 | 0 | 0 | 0 | 0 | 0 | 0 | 0 | 0 | 0 | 0 | 0 | 0 | 0 | 0 | 0 | 0 | 0 | 0 | 0 | 0 | 0 | 0 | 0 | 0 | 0 | 0 | 0 | 0 | 0 | 0 | 0 | 0
F3_Commercial_Retail_Existing_Miscellaneous_Natural Gas_Pool Heater_E9 | F3 | Commercial | Retail | Existing | Miscellaneous | Natural Gas | Pool Heater | E9 | System - kBTUs of Consumption | 0 | 0 | 0 | 0 | 0 | 0 | 0 | 0 | 0 | 0 | 0 | 0 | 0 | 0 | 0 | 0 | 0 | 0 | 0 | 0 | 0 | 0 | 0 | 0 | 0 | 0 | 0 | 0 | 0 | 0 | 0 | 0 | 0 | 0 | 0 | 0 | 0 | 0 | 0 | 0 | 0 | 0
F3_Commercial_Retail_Existing_Miscellaneous_Natural Gas_Pool Heater_E10 | F3 | Commercial | Retail | Existing | Miscellaneous | Natural Gas | Pool Heater | E10 | System - kBTUs of Consumption | 0 | 0 | 0 | 0 | 0 | 0 | 0 | 0 | 0 | 0 | 0 | 0 | 0 | 0 | 0 | 0 | 0 | 0 | 0 | 0 | 0 | 0 | 0 | 0 | 0 | 0 | 0 | 0 | 0 | 0 | 0 | 0 | 0 | 0 | 0 | 0 | 0 | 0 | 0 | 0 | 0 | 0
F4_Commercial_Retail_Existing_Miscellaneous_Natural Gas_Pool Heater_E1 | F4 | Commercial | Retail | Existing | Miscellaneous | Natural Gas | Pool Heater | E1 | Utility - Cost of Equipment | 0 | 0 | 0 | 0 | 0 | 0 | 0 | 0 | 0 | 0 | 0 | 0 | 0 | 0 | 0 | 0 | 0 | 0 | 0 | 0 | 0 | 0 | 0 | 0 | 0 | 0 | 0 | 0 | 0 | 0 | 0 | 0 | 0 | 0 | 0 | 0 | 0 | 0 | 0 | 0 | 0 | 0
F4_Commercial_Retail_Existing_Miscellaneous_Natural Gas_Pool Heater_E2 | F4 | Commercial | Retail | Existing | Miscellaneous | Natural Gas | Pool Heater | E2 | Utility - Cost of Equipment | 0 | 0 | 0 | 0 | 0 | 0 | 0 | 0 | 0 | 0 | 0 | 0 | 0 | 0 | 0 | 0 | 0 | 0 | 0 | 0 | 0 | 0 | 0 | 0 | 0 | 0 | 0 | 0 | 0 | 0 | 0 | 0 | 0 | 0 | 0 | 0 | 0 | 0 | 0 | 0 | 0 | 0
F4_Commercial_Retail_Existing_Miscellaneous_Natural Gas_Pool Heater_E3 | F4 | Commercial | Retail | Existing | Miscellaneous | Natural Gas | Pool Heater | E3 | Utility - Cost of Equipment | 0 | 0 | 0 | 0 | 0 | 0 | 0 | 0 | 0 | 0 | 0 | 0 | 0 | 0 | 0 | 0 | 0 | 0 | 0 | 0 | 0 | 0 | 0 | 0 | 0 | 0 | 0 | 0 | 0 | 0 | 0 | 0 | 0 | 0 | 0 | 0 | 0 | 0 | 0 | 0 | 0 | 0
F4_Commercial_Retail_Existing_Miscellaneous_Natural Gas_Pool Heater_E4 | F4 | Commercial | Retail | Existing | Miscellaneous | Natural Gas | Pool Heater | E4 | Utility - Cost of Equipment | 0 | 0 | 0 | 0 | 0 | 0 | 0 | 0 | 0 | 0 | 0 | 0 | 0 | 0 | 0 | 0 | 0 | 0 | 0 | 0 | 0 | 0 | 0 | 0 | 0 | 0 | 0 | 0 | 0 | 0 | 0 | 0 | 0 | 0 | 0 | 0 | 0 | 0 | 0 | 0 | 0 | 0
F4_Commercial_Retail_Existing_Miscellaneous_Natural Gas_Pool Heater_E5 | F4 | Commercial | Retail | Existing | Miscellaneous | Natural Gas | Pool Heater | E5 | Utility - Cost of Equipment | 0 | 0 | 0 | 0 | 0 | 0 | 0 | 0 | 0 | 0 | 0 | 0 | 0 | 0 | 0 | 0 | 0 | 0 | 0 | 0 | 0 | 0 | 0 | 0 | 0 | 0 | 0 | 0 | 0 | 0 | 0 | 0 | 0 | 0 | 0 | 0 | 0 | 0 | 0 | 0 | 0 | 0
F4_Commercial_Retail_Existing_Miscellaneous_Natural Gas_Pool Heater_E6 | F4 | Commercial | Retail | Existing | Miscellaneous | Natural Gas | Pool Heater | E6 | Utility - Cost of Equipment | 0 | 0 | 0 | 0 | 0 | 0 | 0 | 0 | 0 | 0 | 0 | 0 | 0 | 0 | 0 | 0 | 0 | 0 | 0 | 0 | 0 | 0 | 0 | 0 | 0 | 0 | 0 | 0 | 0 | 0 | 0 | 0 | 0 | 0 | 0 | 0 | 0 | 0 | 0 | 0 | 0 | 0
F4_Commercial_Retail_Existing_Miscellaneous_Natural Gas_Pool Heater_E7 | F4 | Commercial | Retail | Existing | Miscellaneous | Natural Gas | Pool Heater | E7 | Utility - Cost of Equipment | 0 | 0 | 0 | 0 | 0 | 0 | 0 | 0 | 0 | 0 | 0 | 0 | 0 | 0 | 0 | 0 | 0 | 0 | 0 | 0 | 0 | 0 | 0 | 0 | 0 | 0 | 0 | 0 | 0 | 0 | 0 | 0 | 0 | 0 | 0 | 0 | 0 | 0 | 0 | 0 | 0 | 0
F4_Commercial_Retail_Existing_Miscellaneous_Natural Gas_Pool Heater_E8 | F4 | Commercial | Retail | Existing | Miscellaneous | Natural Gas | Pool Heater | E8 | Utility - Cost of Equipment | 0 | 0 | 0 | 0 | 0 | 0 | 0 | 0 | 0 | 0 | 0 | 0 | 0 | 0 | 0 | 0 | 0 | 0 | 0 | 0 | 0 | 0 | 0 | 0 | 0 | 0 | 0 | 0 | 0 | 0 | 0 | 0 | 0 | 0 | 0 | 0 | 0 | 0 | 0 | 0 | 0 | 0
F4_Commercial_Retail_Existing_Miscellaneous_Natural Gas_Pool Heater_E9 | F4 | Commercial | Retail | Existing | Miscellaneous | Natural Gas | Pool Heater | E9 | Utility - Cost of Equipment | 0 | 0 | 0 | 0 | 0 | 0 | 0 | 0 | 0 | 0 | 0 | 0 | 0 | 0 | 0 | 0 | 0 | 0 | 0 | 0 | 0 | 0 | 0 | 0 | 0 | 0 | 0 | 0 | 0 | 0 | 0 | 0 | 0 | 0 | 0 | 0 | 0 | 0 | 0 | 0 | 0 | 0
F4_Commercial_Retail_Existing_Miscellaneous_Natural Gas_Pool Heater_E10 | F4 | Commercial | Retail | Existing | Miscellaneous | Natural Gas | Pool Heater | E10 | Utility - Cost of Equipment | 0 | 0 | 0 | 0 | 0 | 0 | 0 | 0 | 0 | 0 | 0 | 0 | 0 | 0 | 0 | 0 | 0 | 0 | 0 | 0 | 0 | 0 | 0 | 0 | 0 | 0 | 0 | 0 | 0 | 0 | 0 | 0 | 0 | 0 | 0 | 0 | 0 | 0 | 0 | 0 | 0 | 0
F5_Commercial_Retail_Existing_Miscellaneous_Natural Gas_Pool Heater_E1 | F5 | Commercial | Retail | Existing | Miscellaneous | Natural Gas | Pool Heater | E1 | Utility - Cost of Operation | 0.0025602 | 0.0025602 | 0.0025602 | 0.0025602 | 0.0025602 | 0.0025602 | 0.0025602 | 0.0025602 | 0.0025602 | 0.0025602 | 0.0025602 | 0.0025602 | 0.0025602 | 0.0025602 | 0.0025602 | 0.0025602 | 0.0025602 | 0.0025602 | 0.0025602 | 0.0025602 | 0.0025602 | 0.0025602 | 0.0025602 | 0.0025602 | 0.0025602 | 0.0025602 | 0.0025602 | 0.0025602 | 0.0025602 | 0.0025602 | 0.0025602 | 0.0025602 | 0.0025602 | 0 | 0 | 0 | 0 | 0 | 0 | 0 | 0 | 0
F5_Commercial_Retail_Existing_Miscellaneous_Natural Gas_Pool Heater_E2 | F5 | Commercial | Retail | Existing | Miscellaneous | Natural Gas | Pool Heater | E2 | Utility - Cost of Operation | 0.004192 | 0.004192 | 0.004192 | 0.004192 | 0.004192 | 0.004192 | 0.004192 | 0.004192 | 0.004192 | 0.004192 | 0.004192 | 0.004192 | 0.004192 | 0.004192 | 0.004192 | 0.004192 | 0.004192 | 0.004192 | 0.004192 | 0.004192 | 0.004192 | 0.004192 | 0.004192 | 0.004192 | 0.004192 | 0.004192 | 0.004192 | 0.004192 | 0.004192 | 0.004192 | 0.004192 | 0.004192 | 0.004192 | 0 | 0 | 0 | 0 | 0 | 0 | 0 | 0 | 0
F5_Commercial_Retail_Existing_Miscellaneous_Natural Gas_Pool Heater_E3 | F5 | Commercial | Retail | Existing | Miscellaneous | Natural Gas | Pool Heater | E3 | Utility - Cost of Operation | 0 | 0 | 0 | 0 | 0 | 0 | 0 | 0 | 0 | 0 | 0 | 0 | 0 | 0 | 0 | 0 | 0 | 0 | 0 | 0 | 0 | 0 | 0 | 0 | 0 | 0 | 0 | 0 | 0 | 0 | 0 | 0 | 0 | 0 | 0 | 0 | 0 | 0 | 0 | 0 | 0 | 0
F5_Commercial_Retail_Existing_Miscellaneous_Natural Gas_Pool Heater_E4 | F5 | Commercial | Retail | Existing | Miscellaneous | Natural Gas | Pool Heater | E4 | Utility - Cost of Operation | 0 | 0 | 0 | 0 | 0 | 0 | 0 | 0 | 0 | 0 | 0 | 0 | 0 | 0 | 0 | 0 | 0 | 0 | 0 | 0 | 0 | 0 | 0 | 0 | 0 | 0 | 0 | 0 | 0 | 0 | 0 | 0 | 0 | 0 | 0 | 0 | 0 | 0 | 0 | 0 | 0 | 0
F5_Commercial_Retail_Existing_Miscellaneous_Natural Gas_Pool Heater_E5 | F5 | Commercial | Retail | Existing | Miscellaneous | Natural Gas | Pool Heater | E5 | Utility - Cost of Operation | 0 | 0 | 0 | 0 | 0 | 0 | 0 | 0 | 0 | 0 | 0 | 0 | 0 | 0 | 0 | 0 | 0 | 0 | 0 | 0 | 0 | 0 | 0 | 0 | 0 | 0 | 0 | 0 | 0 | 0 | 0 | 0 | 0 | 0 | 0 | 0 | 0 | 0 | 0 | 0 | 0 | 0
F5_Commercial_Retail_Existing_Miscellaneous_Natural Gas_Pool Heater_E6 | F5 | Commercial | Retail | Existing | Miscellaneous | Natural Gas | Pool Heater | E6 | Utility - Cost of Operation | 0 | 0 | 0 | 0 | 0 | 0 | 0 | 0 | 0 | 0 | 0 | 0 | 0 | 0 | 0 | 0 | 0 | 0 | 0 | 0 | 0 | 0 | 0 | 0 | 0 | 0 | 0 | 0 | 0 | 0 | 0 | 0 | 0 | 0 | 0 | 0 | 0 | 0 | 0 | 0 | 0 | 0
F5_Commercial_Retail_Existing_Miscellaneous_Natural Gas_Pool Heater_E7 | F5 | Commercial | Retail | Existing | Miscellaneous | Natural Gas | Pool Heater | E7 | Utility - Cost of Operation | 0 | 0 | 0 | 0 | 0 | 0 | 0 | 0 | 0 | 0 | 0 | 0 | 0 | 0 | 0 | 0 | 0 | 0 | 0 | 0 | 0 | 0 | 0 | 0 | 0 | 0 | 0 | 0 | 0 | 0 | 0 | 0 | 0 | 0 | 0 | 0 | 0 | 0 | 0 | 0 | 0 | 0
F5_Commercial_Retail_Existing_Miscellaneous_Natural Gas_Pool Heater_E8 | F5 | Commercial | Retail | Existing | Miscellaneous | Natural Gas | Pool Heater | E8 | Utility - Cost of Operation | 0 | 0 | 0 | 0 | 0 | 0 | 0 | 0 | 0 | 0 | 0 | 0 | 0 | 0 | 0 | 0 | 0 | 0 | 0 | 0 | 0 | 0 | 0 | 0 | 0 | 0 | 0 | 0 | 0 | 0 | 0 | 0 | 0 | 0 | 0 | 0 | 0 | 0 | 0 | 0 | 0 | 0
F5_Commercial_Retail_Existing_Miscellaneous_Natural Gas_Pool Heater_E9 | F5 | Commercial | Retail | Existing | Miscellaneous | Natural Gas | Pool Heater | E9 | Utility - Cost of Operation | 0 | 0 | 0 | 0 | 0 | 0 | 0 | 0 | 0 | 0 | 0 | 0 | 0 | 0 | 0 | 0 | 0 | 0 | 0 | 0 | 0 | 0 | 0 | 0 | 0 | 0 | 0 | 0 | 0 | 0 | 0 | 0 | 0 | 0 | 0 | 0 | 0 | 0 | 0 | 0 | 0 | 0
F5_Commercial_Retail_Existing_Miscellaneous_Natural Gas_Pool Heater_E10 | F5 | Commercial | Retail | Existing | Miscellaneous | Natural Gas | Pool Heater | E10 | Utility - Cost of Operation | 0 | 0 | 0 | 0 | 0 | 0 | 0 | 0 | 0 | 0 | 0 | 0 | 0 | 0 | 0 | 0 | 0 | 0 | 0 | 0 | 0 | 0 | 0 | 0 | 0 | 0 | 0 | 0 | 0 | 0 | 0 | 0 | 0 | 0 | 0 | 0 | 0 | 0 | 0 | 0 | 0 | 0
F6_Commercial_Retail_Existing_Miscellaneous_Natural Gas_Pool Heater_E1 | F6 | Commercial | Retail | Existing | Miscellaneous | Natural Gas | Pool Heater | E1 | Utility - Value of Sales | 0.010152 | 0.010152 | 0.010152 | 0.010152 | 0.010152 | 0.010152 | 0.010152 | 0.010152 | 0.010152 | 0.010152 | 0.010152 | 0.010152 | 0.010152 | 0.010152 | 0.010152 | 0.010152 | 0.010152 | 0.010152 | 0.010152 | 0.010152 | 0.010152 | 0.010152 | 0.010152 | 0.010152 | 0.010152 | 0.010152 | 0.010152 | 0.010152 | 0.010152 | 0.010152 | 0.010152 | 0.010152 | 0.010152 | 0 | 0 | 0 | 0 | 0 | 0 | 0 | 0 | 0
F6_Commercial_Retail_Existing_Miscellaneous_Natural Gas_Pool Heater_E2 | F6 | Commercial | Retail | Existing | Miscellaneous | Natural Gas | Pool Heater | E2 | Utility - Value of Sales | 0.0086294 | 0.0086294 | 0.0086294 | 0.0086294 | 0.0086294 | 0.0086294 | 0.0086294 | 0.0086294 | 0.0086294 | 0.0086294 | 0.0086294 | 0.0086294 | 0.0086294 | 0.0086294 | 0.0086294 | 0.0086294 | 0.0086294 | 0.0086294 | 0.0086294 | 0.0086294 | 0.0086294 | 0.0086294 | 0.0086294 | 0.0086294 | 0.0086294 | 0.0086294 | 0.0086294 | 0.0086294 | 0.0086294 | 0.0086294 | 0.0086294 | 0.0086294 | 0.0086294 | 0 | 0 | 0 | 0 | 0 | 0 | 0 | 0 | 0
F6_Commercial_Retail_Existing_Miscellaneous_Natural Gas_Pool Heater_E3 | F6 | Commercial | Retail | Existing | Miscellaneous | Natural Gas | Pool Heater | E3 | Utility - Value of Sales | 0 | 0 | 0 | 0 | 0 | 0 | 0 | 0 | 0 | 0 | 0 | 0 | 0 | 0 | 0 | 0 | 0 | 0 | 0 | 0 | 0 | 0 | 0 | 0 | 0 | 0 | 0 | 0 | 0 | 0 | 0 | 0 | 0 | 0 | 0 | 0 | 0 | 0 | 0 | 0 | 0 | 0
F6_Commercial_Retail_Existing_Miscellaneous_Natural Gas_Pool Heater_E4 | F6 | Commercial | Retail | Existing | Miscellaneous | Natural Gas | Pool Heater | E4 | Utility - Value of Sales | 0 | 0 | 0 | 0 | 0 | 0 | 0 | 0 | 0 | 0 | 0 | 0 | 0 | 0 | 0 | 0 | 0 | 0 | 0 | 0 | 0 | 0 | 0 | 0 | 0 | 0 | 0 | 0 | 0 | 0 | 0 | 0 | 0 | 0 | 0 | 0 | 0 | 0 | 0 | 0 | 0 | 0
F6_Commercial_Retail_Existing_Miscellaneous_Natural Gas_Pool Heater_E5 | F6 | Commercial | Retail | Existing | Miscellaneous | Natural Gas | Pool Heater | E5 | Utility - Value of Sales | 0 | 0 | 0 | 0 | 0 | 0 | 0 | 0 | 0 | 0 | 0 | 0 | 0 | 0 | 0 | 0 | 0 | 0 | 0 | 0 | 0 | 0 | 0 | 0 | 0 | 0 | 0 | 0 | 0 | 0 | 0 | 0 | 0 | 0 | 0 | 0 | 0 | 0 | 0 | 0 | 0 | 0
F6_Commercial_Retail_Existing_Miscellaneous_Natural Gas_Pool Heater_E6 | F6 | Commercial | Retail | Existing | Miscellaneous | Natural Gas | Pool Heater | E6 | Utility - Value of Sales | 0 | 0 | 0 | 0 | 0 | 0 | 0 | 0 | 0 | 0 | 0 | 0 | 0 | 0 | 0 | 0 | 0 | 0 | 0 | 0 | 0 | 0 | 0 | 0 | 0 | 0 | 0 | 0 | 0 | 0 | 0 | 0 | 0 | 0 | 0 | 0 | 0 | 0 | 0 | 0 | 0 | 0
F6_Commercial_Retail_Existing_Miscellaneous_Natural Gas_Pool Heater_E7 | F6 | Commercial | Retail | Existing | Miscellaneous | Natural Gas | Pool Heater | E7 | Utility - Value of Sales | 0 | 0 | 0 | 0 | 0 | 0 | 0 | 0 | 0 | 0 | 0 | 0 | 0 | 0 | 0 | 0 | 0 | 0 | 0 | 0 | 0 | 0 | 0 | 0 | 0 | 0 | 0 | 0 | 0 | 0 | 0 | 0 | 0 | 0 | 0 | 0 | 0 | 0 | 0 | 0 | 0 | 0
F6_Commercial_Retail_Existing_Miscellaneous_Natural Gas_Pool Heater_E8 | F6 | Commercial | Retail | Existing | Miscellaneous | Natural Gas | Pool Heater | E8 | Utility - Value of Sales | 0 | 0 | 0 | 0 | 0 | 0 | 0 | 0 | 0 | 0 | 0 | 0 | 0 | 0 | 0 | 0 | 0 | 0 | 0 | 0 | 0 | 0 | 0 | 0 | 0 | 0 | 0 | 0 | 0 | 0 | 0 | 0 | 0 | 0 | 0 | 0 | 0 | 0 | 0 | 0 | 0 | 0
F6_Commercial_Retail_Existing_Miscellaneous_Natural Gas_Pool Heater_E9 | F6 | Commercial | Retail | Existing | Miscellaneous | Natural Gas | Pool Heater | E9 | Utility - Value of Sales | 0 | 0 | 0 | 0 | 0 | 0 | 0 | 0 | 0 | 0 | 0 | 0 | 0 | 0 | 0 | 0 | 0 | 0 | 0 | 0 | 0 | 0 | 0 | 0 | 0 | 0 | 0 | 0 | 0 | 0 | 0 | 0 | 0 | 0 | 0 | 0 | 0 | 0 | 0 | 0 | 0 | 0
F6_Commercial_Retail_Existing_Miscellaneous_Natural Gas_Pool Heater_E10 | F6 | Commercial | Retail | Existing | Miscellaneous | Natural Gas | Pool Heater | E10 | Utility - Value of Sales | 0 | 0 | 0 | 0 | 0 | 0 | 0 | 0 | 0 | 0 | 0 | 0 | 0 | 0 | 0 | 0 | 0 | 0 | 0 | 0 | 0 | 0 | 0 | 0 | 0 | 0 | 0 | 0 | 0 | 0 | 0 | 0 | 0 | 0 | 0 | 0 | 0 | 0 | 0 | 0 | 0 | 0
F1_Commercial_Retail_Existing_Miscellaneous_Natural Gas_Miscellaneous_E1 | F1 | Commercial | Retail | Existing | Miscellaneous | Natural Gas | Miscellaneous | E1 | RVT - Cost of Equipment | 0 | 0 | 0 | 0 | 0 | 0 | 0 | 0 | 0 | 0 | 0 | 0 | 0 | 0 | 0 | 0 | 0 | 0 | 0 | 0 | 0 | 0 | 0 | 0 | 0 | 0 | 0 | 0 | 0 | 0 | 0 | 0 | 0 | 0 | 0 | 0 | 0 | 0 | 0 | 0 | 0 | 0
F1_Commercial_Retail_Existing_Miscellaneous_Natural Gas_Miscellaneous_E2 | F1 | Commercial | Retail | Existing | Miscellaneous | Natural Gas | Miscellaneous | E2 | RVT - Cost of Equipment | 0 | 0 | 0 | 0 | 0 | 0 | 0 | 0 | 0 | 0 | 0 | 0 | 0 | 0 | 0 | 0 | 0 | 0 | 0 | 0 | 0 | 0 | 0 | 0 | 0 | 0 | 0 | 0 | 0 | 0 | 0 | 0 | 0 | 0 | 0 | 0 | 0 | 0 | 0 | 0 | 0 | 0
F1_Commercial_Retail_Existing_Miscellaneous_Natural Gas_Miscellaneous_E3 | F1 | Commercial | Retail | Existing | Miscellaneous | Natural Gas | Miscellaneous | E3 | RVT - Cost of Equipment | 0 | 0 | 0 | 0 | 0 | 0 | 0 | 0 | 0 | 0 | 0 | 0 | 0 | 0 | 0 | 0 | 0 | 0 | 0 | 0 | 0 | 0 | 0 | 0 | 0 | 0 | 0 | 0 | 0 | 0 | 0 | 0 | 0 | 0 | 0 | 0 | 0 | 0 | 0 | 0 | 0 | 0
F1_Commercial_Retail_Existing_Miscellaneous_Natural Gas_Miscellaneous_E4 | F1 | Commercial | Retail | Existing | Miscellaneous | Natural Gas | Miscellaneous | E4 | RVT - Cost of Equipment | 0 | 0 | 0 | 0 | 0 | 0 | 0 | 0 | 0 | 0 | 0 | 0 | 0 | 0 | 0 | 0 | 0 | 0 | 0 | 0 | 0 | 0 | 0 | 0 | 0 | 0 | 0 | 0 | 0 | 0 | 0 | 0 | 0 | 0 | 0 | 0 | 0 | 0 | 0 | 0 | 0 | 0
F1_Commercial_Retail_Existing_Miscellaneous_Natural Gas_Miscellaneous_E5 | F1 | Commercial | Retail | Existing | Miscellaneous | Natural Gas | Miscellaneous | E5 | RVT - Cost of Equipment | 0 | 0 | 0 | 0 | 0 | 0 | 0 | 0 | 0 | 0 | 0 | 0 | 0 | 0 | 0 | 0 | 0 | 0 | 0 | 0 | 0 | 0 | 0 | 0 | 0 | 0 | 0 | 0 | 0 | 0 | 0 | 0 | 0 | 0 | 0 | 0 | 0 | 0 | 0 | 0 | 0 | 0
F1_Commercial_Retail_Existing_Miscellaneous_Natural Gas_Miscellaneous_E6 | F1 | Commercial | Retail | Existing | Miscellaneous | Natural Gas | Miscellaneous | E6 | RVT - Cost of Equipment | 0 | 0 | 0 | 0 | 0 | 0 | 0 | 0 | 0 | 0 | 0 | 0 | 0 | 0 | 0 | 0 | 0 | 0 | 0 | 0 | 0 | 0 | 0 | 0 | 0 | 0 | 0 | 0 | 0 | 0 | 0 | 0 | 0 | 0 | 0 | 0 | 0 | 0 | 0 | 0 | 0 | 0
F1_Commercial_Retail_Existing_Miscellaneous_Natural Gas_Miscellaneous_E7 | F1 | Commercial | Retail | Existing | Miscellaneous | Natural Gas | Miscellaneous | E7 | RVT - Cost of Equipment | 0 | 0 | 0 | 0 | 0 | 0 | 0 | 0 | 0 | 0 | 0 | 0 | 0 | 0 | 0 | 0 | 0 | 0 | 0 | 0 | 0 | 0 | 0 | 0 | 0 | 0 | 0 | 0 | 0 | 0 | 0 | 0 | 0 | 0 | 0 | 0 | 0 | 0 | 0 | 0 | 0 | 0
F1_Commercial_Retail_Existing_Miscellaneous_Natural Gas_Miscellaneous_E8 | F1 | Commercial | Retail | Existing | Miscellaneous | Natural Gas | Miscellaneous | E8 | RVT - Cost of Equipment | 0 | 0 | 0 | 0 | 0 | 0 | 0 | 0 | 0 | 0 | 0 | 0 | 0 | 0 | 0 | 0 | 0 | 0 | 0 | 0 | 0 | 0 | 0 | 0 | 0 | 0 | 0 | 0 | 0 | 0 | 0 | 0 | 0 | 0 | 0 | 0 | 0 | 0 | 0 | 0 | 0 | 0
F1_Commercial_Retail_Existing_Miscellaneous_Natural Gas_Miscellaneous_E9 | F1 | Commercial | Retail | Existing | Miscellaneous | Natural Gas | Miscellaneous | E9 | RVT - Cost of Equipment | 0 | 0 | 0 | 0 | 0 | 0 | 0 | 0 | 0 | 0 | 0 | 0 | 0 | 0 | 0 | 0 | 0 | 0 | 0 | 0 | 0 | 0 | 0 | 0 | 0 | 0 | 0 | 0 | 0 | 0 | 0 | 0 | 0 | 0 | 0 | 0 | 0 | 0 | 0 | 0 | 0 | 0
F1_Commercial_Retail_Existing_Miscellaneous_Natural Gas_Miscellaneous_E10 | F1 | Commercial | Retail | Existing | Miscellaneous | Natural Gas | Miscellaneous | E10 | RVT - Cost of Equipment | 0 | 0 | 0 | 0 | 0 | 0 | 0 | 0 | 0 | 0 | 0 | 0 | 0 | 0 | 0 | 0 | 0 | 0 | 0 | 0 | 0 | 0 | 0 | 0 | 0 | 0 | 0 | 0 | 0 | 0 | 0 | 0 | 0 | 0 | 0 | 0 | 0 | 0 | 0 | 0 | 0 | 0
F2_Commercial_Retail_Existing_Miscellaneous_Natural Gas_Miscellaneous_E1 | F2 | Commercial | Retail | Existing | Miscellaneous | Natural Gas | Miscellaneous | E1 | RVT - Cost of Operation | 0 | 0 | 0 | 0 | 0 | 0 | 0 | 0 | 0 | 0 | 0 | 0 | 0 | 0 | 0 | 0 | 0 | 0 | 0 | 0 | 0 | 0 | 0 | 0 | 0 | 0 | 0 | 0 | 0 | 0 | 0 | 0 | 0 | 0 | 0 | 0 | 0 | 0 | 0 | 0 | 0 | 0
F2_Commercial_Retail_Existing_Miscellaneous_Natural Gas_Miscellaneous_E2 | F2 | Commercial | Retail | Existing | Miscellaneous | Natural Gas | Miscellaneous | E2 | RVT - Cost of Operation | 0 | 0 | 0 | 0 | 0 | 0 | 0 | 0 | 0 | 0 | 0 | 0 | 0 | 0 | 0 | 0 | 0 | 0 | 0 | 0 | 0 | 0 | 0 | 0 | 0 | 0 | 0 | 0 | 0 | 0 | 0 | 0 | 0 | 0 | 0 | 0 | 0 | 0 | 0 | 0 | 0 | 0
F2_Commercial_Retail_Existing_Miscellaneous_Natural Gas_Miscellaneous_E3 | F2 | Commercial | Retail | Existing | Miscellaneous | Natural Gas | Miscellaneous | E3 | RVT - Cost of Operation | 0 | 0 | 0 | 0 | 0 | 0 | 0 | 0 | 0 | 0 | 0 | 0 | 0 | 0 | 0 | 0 | 0 | 0 | 0 | 0 | 0 | 0 | 0 | 0 | 0 | 0 | 0 | 0 | 0 | 0 | 0 | 0 | 0 | 0 | 0 | 0 | 0 | 0 | 0 | 0 | 0 | 0
F2_Commercial_Retail_Existing_Miscellaneous_Natural Gas_Miscellaneous_E4 | F2 | Commercial | Retail | Existing | Miscellaneous | Natural Gas | Miscellaneous | E4 | RVT - Cost of Operation | 0 | 0 | 0 | 0 | 0 | 0 | 0 | 0 | 0 | 0 | 0 | 0 | 0 | 0 | 0 | 0 | 0 | 0 | 0 | 0 | 0 | 0 | 0 | 0 | 0 | 0 | 0 | 0 | 0 | 0 | 0 | 0 | 0 | 0 | 0 | 0 | 0 | 0 | 0 | 0 | 0 | 0
F2_Commercial_Retail_Existing_Miscellaneous_Natural Gas_Miscellaneous_E5 | F2 | Commercial | Retail | Existing | Miscellaneous | Natural Gas | Miscellaneous | E5 | RVT - Cost of Operation | 0 | 0 | 0 | 0 | 0 | 0 | 0 | 0 | 0 | 0 | 0 | 0 | 0 | 0 | 0 | 0 | 0 | 0 | 0 | 0 | 0 | 0 | 0 | 0 | 0 | 0 | 0 | 0 | 0 | 0 | 0 | 0 | 0 | 0 | 0 | 0 | 0 | 0 | 0 | 0 | 0 | 0
F2_Commercial_Retail_Existing_Miscellaneous_Natural Gas_Miscellaneous_E6 | F2 | Commercial | Retail | Existing | Miscellaneous | Natural Gas | Miscellaneous | E6 | RVT - Cost of Operation | 0 | 0 | 0 | 0 | 0 | 0 | 0 | 0 | 0 | 0 | 0 | 0 | 0 | 0 | 0 | 0 | 0 | 0 | 0 | 0 | 0 | 0 | 0 | 0 | 0 | 0 | 0 | 0 | 0 | 0 | 0 | 0 | 0 | 0 | 0 | 0 | 0 | 0 | 0 | 0 | 0 | 0
F2_Commercial_Retail_Existing_Miscellaneous_Natural Gas_Miscellaneous_E7 | F2 | Commercial | Retail | Existing | Miscellaneous | Natural Gas | Miscellaneous | E7 | RVT - Cost of Operation | 0 | 0 | 0 | 0 | 0 | 0 | 0 | 0 | 0 | 0 | 0 | 0 | 0 | 0 | 0 | 0 | 0 | 0 | 0 | 0 | 0 | 0 | 0 | 0 | 0 | 0 | 0 | 0 | 0 | 0 | 0 | 0 | 0 | 0 | 0 | 0 | 0 | 0 | 0 | 0 | 0 | 0
F2_Commercial_Retail_Existing_Miscellaneous_Natural Gas_Miscellaneous_E8 | F2 | Commercial | Retail | Existing | Miscellaneous | Natural Gas | Miscellaneous | E8 | RVT - Cost of Operation | 0 | 0 | 0 | 0 | 0 | 0 | 0 | 0 | 0 | 0 | 0 | 0 | 0 | 0 | 0 | 0 | 0 | 0 | 0 | 0 | 0 | 0 | 0 | 0 | 0 | 0 | 0 | 0 | 0 | 0 | 0 | 0 | 0 | 0 | 0 | 0 | 0 | 0 | 0 | 0 | 0 | 0
F2_Commercial_Retail_Existing_Miscellaneous_Natural Gas_Miscellaneous_E9 | F2 | Commercial | Retail | Existing | Miscellaneous | Natural Gas | Miscellaneous | E9 | RVT - Cost of Operation | 0 | 0 | 0 | 0 | 0 | 0 | 0 | 0 | 0 | 0 | 0 | 0 | 0 | 0 | 0 | 0 | 0 | 0 | 0 | 0 | 0 | 0 | 0 | 0 | 0 | 0 | 0 | 0 | 0 | 0 | 0 | 0 | 0 | 0 | 0 | 0 | 0 | 0 | 0 | 0 | 0 | 0
F2_Commercial_Retail_Existing_Miscellaneous_Natural Gas_Miscellaneous_E10 | F2 | Commercial | Retail | Existing | Miscellaneous | Natural Gas | Miscellaneous | E10 | RVT - Cost of Operation | 0 | 0 | 0 | 0 | 0 | 0 | 0 | 0 | 0 | 0 | 0 | 0 | 0 | 0 | 0 | 0 | 0 | 0 | 0 | 0 | 0 | 0 | 0 | 0 | 0 | 0 | 0 | 0 | 0 | 0 | 0 | 0 | 0 | 0 | 0 | 0 | 0 | 0 | 0 | 0 | 0 | 0
F3_Commercial_Retail_Existing_Miscellaneous_Natural Gas_Miscellaneous_E1 | F3 | Commercial | Retail | Existing | Miscellaneous | Natural Gas | Miscellaneous | E1 | System - kBTUs of Consumption | 0.0009613 | 0.0009613 | 0.0009613 | 0.0009613 | 0.0009613 | 0.0009613 | 0.0009613 | 0.0009613 | 0.0009613 | 0.0009613 | 0.0009613 | 0.0009613 | 0.0009613 | 0.0009613 | 0.0009613 | 0.0009613 | 0.0009613 | 0.0009613 | 0.0009613 | 0.0009613 | 0.0009613 | 0.0009613 | 0.0009613 | 0.0009613 | 0.0009613 | 0.0009613 | 0.0009613 | 0.0009613 | 0.0009613 | 0.0009613 | 0.0009613 | 0.0009613 | 0.0009613 | 0 | 0 | 0 | 0 | 0 | 0 | 0 | 0 | 0
F3_Commercial_Retail_Existing_Miscellaneous_Natural Gas_Miscellaneous_E2 | F3 | Commercial | Retail | Existing | Miscellaneous | Natural Gas | Miscellaneous | E2 | System - kBTUs of Consumption | 0 | 0 | 0 | 0 | 0 | 0 | 0 | 0 | 0 | 0 | 0 | 0 | 0 | 0 | 0 | 0 | 0 | 0 | 0 | 0 | 0 | 0 | 0 | 0 | 0 | 0 | 0 | 0 | 0 | 0 | 0 | 0 | 0 | 0 | 0 | 0 | 0 | 0 | 0 | 0 | 0 | 0
F3_Commercial_Retail_Existing_Miscellaneous_Natural Gas_Miscellaneous_E3 | F3 | Commercial | Retail | Existing | Miscellaneous | Natural Gas | Miscellaneous | E3 | System - kBTUs of Consumption | 0 | 0 | 0 | 0 | 0 | 0 | 0 | 0 | 0 | 0 | 0 | 0 | 0 | 0 | 0 | 0 | 0 | 0 | 0 | 0 | 0 | 0 | 0 | 0 | 0 | 0 | 0 | 0 | 0 | 0 | 0 | 0 | 0 | 0 | 0 | 0 | 0 | 0 | 0 | 0 | 0 | 0
F3_Commercial_Retail_Existing_Miscellaneous_Natural Gas_Miscellaneous_E4 | F3 | Commercial | Retail | Existing | Miscellaneous | Natural Gas | Miscellaneous | E4 | System - kBTUs of Consumption | 0 | 0 | 0 | 0 | 0 | 0 | 0 | 0 | 0 | 0 | 0 | 0 | 0 | 0 | 0 | 0 | 0 | 0 | 0 | 0 | 0 | 0 | 0 | 0 | 0 | 0 | 0 | 0 | 0 | 0 | 0 | 0 | 0 | 0 | 0 | 0 | 0 | 0 | 0 | 0 | 0 | 0
F3_Commercial_Retail_Existing_Miscellaneous_Natural Gas_Miscellaneous_E5 | F3 | Commercial | Retail | Existing | Miscellaneous | Natural Gas | Miscellaneous | E5 | System - kBTUs of Consumption | 0 | 0 | 0 | 0 | 0 | 0 | 0 | 0 | 0 | 0 | 0 | 0 | 0 | 0 | 0 | 0 | 0 | 0 | 0 | 0 | 0 | 0 | 0 | 0 | 0 | 0 | 0 | 0 | 0 | 0 | 0 | 0 | 0 | 0 | 0 | 0 | 0 | 0 | 0 | 0 | 0 | 0
F3_Commercial_Retail_Existing_Miscellaneous_Natural Gas_Miscellaneous_E6 | F3 | Commercial | Retail | Existing | Miscellaneous | Natural Gas | Miscellaneous | E6 | System - kBTUs of Consumption | 0 | 0 | 0 | 0 | 0 | 0 | 0 | 0 | 0 | 0 | 0 | 0 | 0 | 0 | 0 | 0 | 0 | 0 | 0 | 0 | 0 | 0 | 0 | 0 | 0 | 0 | 0 | 0 | 0 | 0 | 0 | 0 | 0 | 0 | 0 | 0 | 0 | 0 | 0 | 0 | 0 | 0
F3_Commercial_Retail_Existing_Miscellaneous_Natural Gas_Miscellaneous_E7 | F3 | Commercial | Retail | Existing | Miscellaneous | Natural Gas | Miscellaneous | E7 | System - kBTUs of Consumption | 0 | 0 | 0 | 0 | 0 | 0 | 0 | 0 | 0 | 0 | 0 | 0 | 0 | 0 | 0 | 0 | 0 | 0 | 0 | 0 | 0 | 0 | 0 | 0 | 0 | 0 | 0 | 0 | 0 | 0 | 0 | 0 | 0 | 0 | 0 | 0 | 0 | 0 | 0 | 0 | 0 | 0
F3_Commercial_Retail_Existing_Miscellaneous_Natural Gas_Miscellaneous_E8 | F3 | Commercial | Retail | Existing | Miscellaneous | Natural Gas | Miscellaneous | E8 | System - kBTUs of Consumption | 0 | 0 | 0 | 0 | 0 | 0 | 0 | 0 | 0 | 0 | 0 | 0 | 0 | 0 | 0 | 0 | 0 | 0 | 0 | 0 | 0 | 0 | 0 | 0 | 0 | 0 | 0 | 0 | 0 | 0 | 0 | 0 | 0 | 0 | 0 | 0 | 0 | 0 | 0 | 0 | 0 | 0
F3_Commercial_Retail_Existing_Miscellaneous_Natural Gas_Miscellaneous_E9 | F3 | Commercial | Retail | Existing | Miscellaneous | Natural Gas | Miscellaneous | E9 | System - kBTUs of Consumption | 0 | 0 | 0 | 0 | 0 | 0 | 0 | 0 | 0 | 0 | 0 | 0 | 0 | 0 | 0 | 0 | 0 | 0 | 0 | 0 | 0 | 0 | 0 | 0 | 0 | 0 | 0 | 0 | 0 | 0 | 0 | 0 | 0 | 0 | 0 | 0 | 0 | 0 | 0 | 0 | 0 | 0
F3_Commercial_Retail_Existing_Miscellaneous_Natural Gas_Miscellaneous_E10 | F3 | Commercial | Retail | Existing | Miscellaneous | Natural Gas | Miscellaneous | E10 | System - kBTUs of Consumption | 0 | 0 | 0 | 0 | 0 | 0 | 0 | 0 | 0 | 0 | 0 | 0 | 0 | 0 | 0 | 0 | 0 | 0 | 0 | 0 | 0 | 0 | 0 | 0 | 0 | 0 | 0 | 0 | 0 | 0 | 0 | 0 | 0 | 0 | 0 | 0 | 0 | 0 | 0 | 0 | 0 | 0
F4_Commercial_Retail_Existing_Miscellaneous_Natural Gas_Miscellaneous_E1 | F4 | Commercial | Retail | Existing | Miscellaneous | Natural Gas | Miscellaneous | E1 | Utility - Cost of Equipment | 0 | 0 | 0 | 0 | 0 | 0 | 0 | 0 | 0 | 0 | 0 | 0 | 0 | 0 | 0 | 0 | 0 | 0 | 0 | 0 | 0 | 0 | 0 | 0 | 0 | 0 | 0 | 0 | 0 | 0 | 0 | 0 | 0 | 0 | 0 | 0 | 0 | 0 | 0 | 0 | 0 | 0
F4_Commercial_Retail_Existing_Miscellaneous_Natural Gas_Miscellaneous_E2 | F4 | Commercial | Retail | Existing | Miscellaneous | Natural Gas | Miscellaneous | E2 | Utility - Cost of Equipment | 0 | 0 | 0 | 0 | 0 | 0 | 0 | 0 | 0 | 0 | 0 | 0 | 0 | 0 | 0 | 0 | 0 | 0 | 0 | 0 | 0 | 0 | 0 | 0 | 0 | 0 | 0 | 0 | 0 | 0 | 0 | 0 | 0 | 0 | 0 | 0 | 0 | 0 | 0 | 0 | 0 | 0
F4_Commercial_Retail_Existing_Miscellaneous_Natural Gas_Miscellaneous_E3 | F4 | Commercial | Retail | Existing | Miscellaneous | Natural Gas | Miscellaneous | E3 | Utility - Cost of Equipment | 0 | 0 | 0 | 0 | 0 | 0 | 0 | 0 | 0 | 0 | 0 | 0 | 0 | 0 | 0 | 0 | 0 | 0 | 0 | 0 | 0 | 0 | 0 | 0 | 0 | 0 | 0 | 0 | 0 | 0 | 0 | 0 | 0 | 0 | 0 | 0 | 0 | 0 | 0 | 0 | 0 | 0
F4_Commercial_Retail_Existing_Miscellaneous_Natural Gas_Miscellaneous_E4 | F4 | Commercial | Retail | Existing | Miscellaneous | Natural Gas | Miscellaneous | E4 | Utility - Cost of Equipment | 0 | 0 | 0 | 0 | 0 | 0 | 0 | 0 | 0 | 0 | 0 | 0 | 0 | 0 | 0 | 0 | 0 | 0 | 0 | 0 | 0 | 0 | 0 | 0 | 0 | 0 | 0 | 0 | 0 | 0 | 0 | 0 | 0 | 0 | 0 | 0 | 0 | 0 | 0 | 0 | 0 | 0
F4_Commercial_Retail_Existing_Miscellaneous_Natural Gas_Miscellaneous_E5 | F4 | Commercial | Retail | Existing | Miscellaneous | Natural Gas | Miscellaneous | E5 | Utility - Cost of Equipment | 0 | 0 | 0 | 0 | 0 | 0 | 0 | 0 | 0 | 0 | 0 | 0 | 0 | 0 | 0 | 0 | 0 | 0 | 0 | 0 | 0 | 0 | 0 | 0 | 0 | 0 | 0 | 0 | 0 | 0 | 0 | 0 | 0 | 0 | 0 | 0 | 0 | 0 | 0 | 0 | 0 | 0
F4_Commercial_Retail_Existing_Miscellaneous_Natural Gas_Miscellaneous_E6 | F4 | Commercial | Retail | Existing | Miscellaneous | Natural Gas | Miscellaneous | E6 | Utility - Cost of Equipment | 0 | 0 | 0 | 0 | 0 | 0 | 0 | 0 | 0 | 0 | 0 | 0 | 0 | 0 | 0 | 0 | 0 | 0 | 0 | 0 | 0 | 0 | 0 | 0 | 0 | 0 | 0 | 0 | 0 | 0 | 0 | 0 | 0 | 0 | 0 | 0 | 0 | 0 | 0 | 0 | 0 | 0
F4_Commercial_Retail_Existing_Miscellaneous_Natural Gas_Miscellaneous_E7 | F4 | Commercial | Retail | Existing | Miscellaneous | Natural Gas | Miscellaneous | E7 | Utility - Cost of Equipment | 0 | 0 | 0 | 0 | 0 | 0 | 0 | 0 | 0 | 0 | 0 | 0 | 0 | 0 | 0 | 0 | 0 | 0 | 0 | 0 | 0 | 0 | 0 | 0 | 0 | 0 | 0 | 0 | 0 | 0 | 0 | 0 | 0 | 0 | 0 | 0 | 0 | 0 | 0 | 0 | 0 | 0
F4_Commercial_Retail_Existing_Miscellaneous_Natural Gas_Miscellaneous_E8 | F4 | Commercial | Retail | Existing | Miscellaneous | Natural Gas | Miscellaneous | E8 | Utility - Cost of Equipment | 0 | 0 | 0 | 0 | 0 | 0 | 0 | 0 | 0 | 0 | 0 | 0 | 0 | 0 | 0 | 0 | 0 | 0 | 0 | 0 | 0 | 0 | 0 | 0 | 0 | 0 | 0 | 0 | 0 | 0 | 0 | 0 | 0 | 0 | 0 | 0 | 0 | 0 | 0 | 0 | 0 | 0
F4_Commercial_Retail_Existing_Miscellaneous_Natural Gas_Miscellaneous_E9 | F4 | Commercial | Retail | Existing | Miscellaneous | Natural Gas | Miscellaneous | E9 | Utility - Cost of Equipment | 0 | 0 | 0 | 0 | 0 | 0 | 0 | 0 | 0 | 0 | 0 | 0 | 0 | 0 | 0 | 0 | 0 | 0 | 0 | 0 | 0 | 0 | 0 | 0 | 0 | 0 | 0 | 0 | 0 | 0 | 0 | 0 | 0 | 0 | 0 | 0 | 0 | 0 | 0 | 0 | 0 | 0
F4_Commercial_Retail_Existing_Miscellaneous_Natural Gas_Miscellaneous_E10 | F4 | Commercial | Retail | Existing | Miscellaneous | Natural Gas | Miscellaneous | E10 | Utility - Cost of Equipment | 0 | 0 | 0 | 0 | 0 | 0 | 0 | 0 | 0 | 0 | 0 | 0 | 0 | 0 | 0 | 0 | 0 | 0 | 0 | 0 | 0 | 0 | 0 | 0 | 0 | 0 | 0 | 0 | 0 | 0 | 0 | 0 | 0 | 0 | 0 | 0 | 0 | 0 | 0 | 0 | 0 | 0
F5_Commercial_Retail_Existing_Miscellaneous_Natural Gas_Miscellaneous_E1 | F5 | Commercial | Retail | Existing | Miscellaneous | Natural Gas | Miscellaneous | E1 | Utility - Cost of Operation | 0.0009613 | 0.0009613 | 0.0009613 | 0.0009613 | 0.0009613 | 0.0009613 | 0.0009613 | 0.0009613 | 0.0009613 | 0.0009613 | 0.0009613 | 0.0009613 | 0.0009613 | 0.0009613 | 0.0009613 | 0.0009613 | 0.0009613 | 0.0009613 | 0.0009613 | 0.0009613 | 0.0009613 | 0.0009613 | 0.0009613 | 0.0009613 | 0.0009613 | 0.0009613 | 0.0009613 | 0.0009613 | 0.0009613 | 0.0009613 | 0.0009613 | 0.0009613 | 0.0009613 | 0 | 0 | 0 | 0 | 0 | 0 | 0 | 0 | 0
F5_Commercial_Retail_Existing_Miscellaneous_Natural Gas_Miscellaneous_E2 | F5 | Commercial | Retail | Existing | Miscellaneous | Natural Gas | Miscellaneous | E2 | Utility - Cost of Operation | 0 | 0 | 0 | 0 | 0 | 0 | 0 | 0 | 0 | 0 | 0 | 0 | 0 | 0 | 0 | 0 | 0 | 0 | 0 | 0 | 0 | 0 | 0 | 0 | 0 | 0 | 0 | 0 | 0 | 0 | 0 | 0 | 0 | 0 | 0 | 0 | 0 | 0 | 0 | 0 | 0 | 0
F5_Commercial_Retail_Existing_Miscellaneous_Natural Gas_Miscellaneous_E3 | F5 | Commercial | Retail | Existing | Miscellaneous | Natural Gas | Miscellaneous | E3 | Utility - Cost of Operation | 0 | 0 | 0 | 0 | 0 | 0 | 0 | 0 | 0 | 0 | 0 | 0 | 0 | 0 | 0 | 0 | 0 | 0 | 0 | 0 | 0 | 0 | 0 | 0 | 0 | 0 | 0 | 0 | 0 | 0 | 0 | 0 | 0 | 0 | 0 | 0 | 0 | 0 | 0 | 0 | 0 | 0
F5_Commercial_Retail_Existing_Miscellaneous_Natural Gas_Miscellaneous_E4 | F5 | Commercial | Retail | Existing | Miscellaneous | Natural Gas | Miscellaneous | E4 | Utility - Cost of Operation | 0 | 0 | 0 | 0 | 0 | 0 | 0 | 0 | 0 | 0 | 0 | 0 | 0 | 0 | 0 | 0 | 0 | 0 | 0 | 0 | 0 | 0 | 0 | 0 | 0 | 0 | 0 | 0 | 0 | 0 | 0 | 0 | 0 | 0 | 0 | 0 | 0 | 0 | 0 | 0 | 0 | 0
F5_Commercial_Retail_Existing_Miscellaneous_Natural Gas_Miscellaneous_E5 | F5 | Commercial | Retail | Existing | Miscellaneous | Natural Gas | Miscellaneous | E5 | Utility - Cost of Operation | 0 | 0 | 0 | 0 | 0 | 0 | 0 | 0 | 0 | 0 | 0 | 0 | 0 | 0 | 0 | 0 | 0 | 0 | 0 | 0 | 0 | 0 | 0 | 0 | 0 | 0 | 0 | 0 | 0 | 0 | 0 | 0 | 0 | 0 | 0 | 0 | 0 | 0 | 0 | 0 | 0 | 0
F5_Commercial_Retail_Existing_Miscellaneous_Natural Gas_Miscellaneous_E6 | F5 | Commercial | Retail | Existing | Miscellaneous | Natural Gas | Miscellaneous | E6 | Utility - Cost of Operation | 0 | 0 | 0 | 0 | 0 | 0 | 0 | 0 | 0 | 0 | 0 | 0 | 0 | 0 | 0 | 0 | 0 | 0 | 0 | 0 | 0 | 0 | 0 | 0 | 0 | 0 | 0 | 0 | 0 | 0 | 0 | 0 | 0 | 0 | 0 | 0 | 0 | 0 | 0 | 0 | 0 | 0
F5_Commercial_Retail_Existing_Miscellaneous_Natural Gas_Miscellaneous_E7 | F5 | Commercial | Retail | Existing | Miscellaneous | Natural Gas | Miscellaneous | E7 | Utility - Cost of Operation | 0 | 0 | 0 | 0 | 0 | 0 | 0 | 0 | 0 | 0 | 0 | 0 | 0 | 0 | 0 | 0 | 0 | 0 | 0 | 0 | 0 | 0 | 0 | 0 | 0 | 0 | 0 | 0 | 0 | 0 | 0 | 0 | 0 | 0 | 0 | 0 | 0 | 0 | 0 | 0 | 0 | 0
F5_Commercial_Retail_Existing_Miscellaneous_Natural Gas_Miscellaneous_E8 | F5 | Commercial | Retail | Existing | Miscellaneous | Natural Gas | Miscellaneous | E8 | Utility - Cost of Operation | 0 | 0 | 0 | 0 | 0 | 0 | 0 | 0 | 0 | 0 | 0 | 0 | 0 | 0 | 0 | 0 | 0 | 0 | 0 | 0 | 0 | 0 | 0 | 0 | 0 | 0 | 0 | 0 | 0 | 0 | 0 | 0 | 0 | 0 | 0 | 0 | 0 | 0 | 0 | 0 | 0 | 0
F5_Commercial_Retail_Existing_Miscellaneous_Natural Gas_Miscellaneous_E9 | F5 | Commercial | Retail | Existing | Miscellaneous | Natural Gas | Miscellaneous | E9 | Utility - Cost of Operation | 0 | 0 | 0 | 0 | 0 | 0 | 0 | 0 | 0 | 0 | 0 | 0 | 0 | 0 | 0 | 0 | 0 | 0 | 0 | 0 | 0 | 0 | 0 | 0 | 0 | 0 | 0 | 0 | 0 | 0 | 0 | 0 | 0 | 0 | 0 | 0 | 0 | 0 | 0 | 0 | 0 | 0
F5_Commercial_Retail_Existing_Miscellaneous_Natural Gas_Miscellaneous_E10 | F5 | Commercial | Retail | Existing | Miscellaneous | Natural Gas | Miscellaneous | E10 | Utility - Cost of Operation | 0 | 0 | 0 | 0 | 0 | 0 | 0 | 0 | 0 | 0 | 0 | 0 | 0 | 0 | 0 | 0 | 0 | 0 | 0 | 0 | 0 | 0 | 0 | 0 | 0 | 0 | 0 | 0 | 0 | 0 | 0 | 0 | 0 | 0 | 0 | 0 | 0 | 0 | 0 | 0 | 0 | 0
F6_Commercial_Retail_Existing_Miscellaneous_Natural Gas_Miscellaneous_E1 | F6 | Commercial | Retail | Existing | Miscellaneous | Natural Gas | Miscellaneous | E1 | Utility - Value of Sales | 0.0040291 | 0.0040291 | 0.0040291 | 0.0040291 | 0.0040291 | 0.0040291 | 0.0040291 | 0.0040291 | 0.0040291 | 0.0040291 | 0.0040291 | 0.0040291 | 0.0040291 | 0.0040291 | 0.0040291 | 0.0040291 | 0.0040291 | 0.0040291 | 0.0040291 | 0.0040291 | 0.0040291 | 0.0040291 | 0.0040291 | 0.0040291 | 0.0040291 | 0.0040291 | 0.0040291 | 0.0040291 | 0.0040291 | 0.0040291 | 0.0040291 | 0.0040291 | 0.0040291 | 0 | 0 | 0 | 0 | 0 | 0 | 0 | 0 | 0
F6_Commercial_Retail_Existing_Miscellaneous_Natural Gas_Miscellaneous_E2 | F6 | Commercial | Retail | Existing | Miscellaneous | Natural Gas | Miscellaneous | E2 | Utility - Value of Sales | 0 | 0 | 0 | 0 | 0 | 0 | 0 | 0 | 0 | 0 | 0 | 0 | 0 | 0 | 0 | 0 | 0 | 0 | 0 | 0 | 0 | 0 | 0 | 0 | 0 | 0 | 0 | 0 | 0 | 0 | 0 | 0 | 0 | 0 | 0 | 0 | 0 | 0 | 0 | 0 | 0 | 0
F6_Commercial_Retail_Existing_Miscellaneous_Natural Gas_Miscellaneous_E3 | F6 | Commercial | Retail | Existing | Miscellaneous | Natural Gas | Miscellaneous | E3 | Utility - Value of Sales | 0 | 0 | 0 | 0 | 0 | 0 | 0 | 0 | 0 | 0 | 0 | 0 | 0 | 0 | 0 | 0 | 0 | 0 | 0 | 0 | 0 | 0 | 0 | 0 | 0 | 0 | 0 | 0 | 0 | 0 | 0 | 0 | 0 | 0 | 0 | 0 | 0 | 0 | 0 | 0 | 0 | 0
F6_Commercial_Retail_Existing_Miscellaneous_Natural Gas_Miscellaneous_E4 | F6 | Commercial | Retail | Existing | Miscellaneous | Natural Gas | Miscellaneous | E4 | Utility - Value of Sales | 0 | 0 | 0 | 0 | 0 | 0 | 0 | 0 | 0 | 0 | 0 | 0 | 0 | 0 | 0 | 0 | 0 | 0 | 0 | 0 | 0 | 0 | 0 | 0 | 0 | 0 | 0 | 0 | 0 | 0 | 0 | 0 | 0 | 0 | 0 | 0 | 0 | 0 | 0 | 0 | 0 | 0
F6_Commercial_Retail_Existing_Miscellaneous_Natural Gas_Miscellaneous_E5 | F6 | Commercial | Retail | Existing | Miscellaneous | Natural Gas | Miscellaneous | E5 | Utility - Value of Sales | 0 | 0 | 0 | 0 | 0 | 0 | 0 | 0 | 0 | 0 | 0 | 0 | 0 | 0 | 0 | 0 | 0 | 0 | 0 | 0 | 0 | 0 | 0 | 0 | 0 | 0 | 0 | 0 | 0 | 0 | 0 | 0 | 0 | 0 | 0 | 0 | 0 | 0 | 0 | 0 | 0 | 0
F6_Commercial_Retail_Existing_Miscellaneous_Natural Gas_Miscellaneous_E6 | F6 | Commercial | Retail | Existing | Miscellaneous | Natural Gas | Miscellaneous | E6 | Utility - Value of Sales | 0 | 0 | 0 | 0 | 0 | 0 | 0 | 0 | 0 | 0 | 0 | 0 | 0 | 0 | 0 | 0 | 0 | 0 | 0 | 0 | 0 | 0 | 0 | 0 | 0 | 0 | 0 | 0 | 0 | 0 | 0 | 0 | 0 | 0 | 0 | 0 | 0 | 0 | 0 | 0 | 0 | 0
F6_Commercial_Retail_Existing_Miscellaneous_Natural Gas_Miscellaneous_E7 | F6 | Commercial | Retail | Existing | Miscellaneous | Natural Gas | Miscellaneous | E7 | Utility - Value of Sales | 0 | 0 | 0 | 0 | 0 | 0 | 0 | 0 | 0 | 0 | 0 | 0 | 0 | 0 | 0 | 0 | 0 | 0 | 0 | 0 | 0 | 0 | 0 | 0 | 0 | 0 | 0 | 0 | 0 | 0 | 0 | 0 | 0 | 0 | 0 | 0 | 0 | 0 | 0 | 0 | 0 | 0
F6_Commercial_Retail_Existing_Miscellaneous_Natural Gas_Miscellaneous_E8 | F6 | Commercial | Retail | Existing | Miscellaneous | Natural Gas | Miscellaneous | E8 | Utility - Value of Sales | 0 | 0 | 0 | 0 | 0 | 0 | 0 | 0 | 0 | 0 | 0 | 0 | 0 | 0 | 0 | 0 | 0 | 0 | 0 | 0 | 0 | 0 | 0 | 0 | 0 | 0 | 0 | 0 | 0 | 0 | 0 | 0 | 0 | 0 | 0 | 0 | 0 | 0 | 0 | 0 | 0 | 0
F6_Commercial_Retail_Existing_Miscellaneous_Natural Gas_Miscellaneous_E9 | F6 | Commercial | Retail | Existing | Miscellaneous | Natural Gas | Miscellaneous | E9 | Utility - Value of Sales | 0 | 0 | 0 | 0 | 0 | 0 | 0 | 0 | 0 | 0 | 0 | 0 | 0 | 0 | 0 | 0 | 0 | 0 | 0 | 0 | 0 | 0 | 0 | 0 | 0 | 0 | 0 | 0 | 0 | 0 | 0 | 0 | 0 | 0 | 0 | 0 | 0 | 0 | 0 | 0 | 0 | 0
F6_Commercial_Retail_Existing_Miscellaneous_Natural Gas_Miscellaneous_E10 | F6 | Commercial | Retail | Existing | Miscellaneous | Natural Gas | Miscellaneous | E10 | Utility - Value of Sales | 0 | 0 | 0 | 0 | 0 | 0 | 0 | 0 | 0 | 0 | 0 | 0 | 0 | 0 | 0 | 0 | 0 | 0 | 0 | 0 | 0 | 0 | 0 | 0 | 0 | 0 | 0 | 0 | 0 | 0 | 0 | 0 | 0 | 0 | 0 | 0 | 0 | 0 | 0 | 0 | 0 | 0
F1_Commercial_Retail_New_Space Heating_Natural Gas_Furnace_E1 | F1 | Commercial | Retail | New | Space Heating | Natural Gas | Furnace | E1 | RVT - Cost of Equipment | 0.23748 | 0.23769 | 0.23792 | 0.23826 | 0.23875 | 0.2395 | 0.24003 | 0.24043 | 0.24088 | 0.2413 | 0.24158 | 0.24176 | 0.24192 | 0.24206 | 0.24224 | 0.24232 | 0.24245 | 0.2427 | 0.24297 | 0.24327 | 0.24364 | 0.24394 | 0.24418 | 0.24436 | 0.24448 | 0.24452 | 0.24445 | 0.24432 | 0.24422 | 0.24417 | 0.2442 | 0.24422 | 0.24422 | 0 | 0 | 0 | 0 | 0 | 0 | 0 | 0 | 0
F1_Commercial_Retail_New_Space Heating_Natural Gas_Furnace_E2 | F1 | Commercial | Retail | New | Space Heating | Natural Gas | Furnace | E2 | RVT - Cost of Equipment | 0.21109 | 0.21128 | 0.21148 | 0.21179 | 0.21223 | 0.21289 | 0.21336 | 0.21372 | 0.21412 | 0.21448 | 0.21474 | 0.2149 | 0.21504 | 0.21516 | 0.21533 | 0.2154 | 0.21551 | 0.21574 | 0.21597 | 0.21624 | 0.21657 | 0.21684 | 0.21705 | 0.21721 | 0.21732 | 0.21735 | 0.21729 | 0.21717 | 0.21708 | 0.21704 | 0.21707 | 0.21708 | 0.21708 | 0 | 0 | 0 | 0 | 0 | 0 | 0 | 0 | 0
F1_Commercial_Retail_New_Space Heating_Natural Gas_Furnace_E3 | F1 | Commercial | Retail | New | Space Heating | Natural Gas | Furnace | E3 | RVT - Cost of Equipment | 0.1979 | 0.19807 | 0.19827 | 0.19855 | 0.19896 | 0.19959 | 0.20002 | 0.20036 | 0.20073 | 0.20108 | 0.20132 | 0.20147 | 0.2016 | 0.20172 | 0.20187 | 0.20193 | 0.20204 | 0.20225 | 0.20247 | 0.20273 | 0.20303 | 0.20329 | 0.20348 | 0.20363 | 0.20373 | 0.20376 | 0.20371 | 0.2036 | 0.20351 | 0.20347 | 0.2035 | 0.20351 | 0.20351 | 0 | 0 | 0 | 0 | 0 | 0 | 0 | 0 | 0
F1_Commercial_Retail_New_Space Heating_Natural Gas_Furnace_E4 | F1 | Commercial | Retail | New | Space Heating | Natural Gas | Furnace | E4 | RVT - Cost of Equipment | 0.19647 | 0.19664 | 0.19682 | 0.19712 | 0.19755 | 0.19827 | 0.19873 | 0.19906 | 0.19945 | 0.19982 | 0.20007 | 0.20022 | 0.20037 | 0.20052 | 0.20073 | 0.20083 | 0.20099 | 0.20128 | 0.20157 | 0.20191 | 0.2023 | 0.20263 | 0.20289 | 0.20309 | 0.20322 | 0.20326 | 0.20319 | 0.20304 | 0.20293 | 0.20288 | 0.20292 | 0.20293 | 0.20293 | 0 | 0 | 0 | 0 | 0 | 0 | 0 | 0 | 0
F1_Commercial_Retail_New_Space Heating_Natural Gas_Furnace_E5 | F1 | Commercial | Retail | New | Space Heating | Natural Gas | Furnace | E5 | RVT - Cost of Equipment | 0 | 0 | 0 | 0 | 0 | 0 | 0 | 0 | 0 | 0 | 0 | 0 | 0 | 0 | 0 | 0 | 0 | 0 | 0 | 0 | 0 | 0 | 0 | 0 | 0 | 0 | 0 | 0 | 0 | 0 | 0 | 0 | 0 | 0 | 0 | 0 | 0 | 0 | 0 | 0 | 0 | 0
F1_Commercial_Retail_New_Space Heating_Natural Gas_Furnace_E6 | F1 | Commercial | Retail | New | Space Heating | Natural Gas | Furnace | E6 | RVT - Cost of Equipment | 0 | 0 | 0 | 0 | 0 | 0 | 0 | 0 | 0 | 0 | 0 | 0 | 0 | 0 | 0 | 0 | 0 | 0 | 0 | 0 | 0 | 0 | 0 | 0 | 0 | 0 | 0 | 0 | 0 | 0 | 0 | 0 | 0 | 0 | 0 | 0 | 0 | 0 | 0 | 0 | 0 | 0
F1_Commercial_Retail_New_Space Heating_Natural Gas_Furnace_E7 | F1 | Commercial | Retail | New | Space Heating | Natural Gas | Furnace | E7 | RVT - Cost of Equipment | 0 | 0 | 0 | 0 | 0 | 0 | 0 | 0 | 0 | 0 | 0 | 0 | 0 | 0 | 0 | 0 | 0 | 0 | 0 | 0 | 0 | 0 | 0 | 0 | 0 | 0 | 0 | 0 | 0 | 0 | 0 | 0 | 0 | 0 | 0 | 0 | 0 | 0 | 0 | 0 | 0 | 0
F1_Commercial_Retail_New_Space Heating_Natural Gas_Furnace_E8 | F1 | Commercial | Retail | New | Space Heating | Natural Gas | Furnace | E8 | RVT - Cost of Equipment | 0 | 0 | 0 | 0 | 0 | 0 | 0 | 0 | 0 | 0 | 0 | 0 | 0 | 0 | 0 | 0 | 0 | 0 | 0 | 0 | 0 | 0 | 0 | 0 | 0 | 0 | 0 | 0 | 0 | 0 | 0 | 0 | 0 | 0 | 0 | 0 | 0 | 0 | 0 | 0 | 0 | 0
F1_Commercial_Retail_New_Space Heating_Natural Gas_Furnace_E9 | F1 | Commercial | Retail | New | Space Heating | Natural Gas | Furnace | E9 | RVT - Cost of Equipment | 0 | 0 | 0 | 0 | 0 | 0 | 0 | 0 | 0 | 0 | 0 | 0 | 0 | 0 | 0 | 0 | 0 | 0 | 0 | 0 | 0 | 0 | 0 | 0 | 0 | 0 | 0 | 0 | 0 | 0 | 0 | 0 | 0 | 0 | 0 | 0 | 0 | 0 | 0 | 0 | 0 | 0
F1_Commercial_Retail_New_Space Heating_Natural Gas_Furnace_E10 | F1 | Commercial | Retail | New | Space Heating | Natural Gas | Furnace | E10 | RVT - Cost of Equipment | 0 | 0 | 0 | 0 | 0 | 0 | 0 | 0 | 0 | 0 | 0 | 0 | 0 | 0 | 0 | 0 | 0 | 0 | 0 | 0 | 0 | 0 | 0 | 0 | 0 | 0 | 0 | 0 | 0 | 0 | 0 | 0 | 0 | 0 | 0 | 0 | 0 | 0 | 0 | 0 | 0 | 0
F2_Commercial_Retail_New_Space Heating_Natural Gas_Furnace_E1 | F2 | Commercial | Retail | New | Space Heating | Natural Gas | Furnace | E1 | RVT - Cost of Operation | 0.28451 | 0.28477 | 0.28504 | 0.28546 | 0.28604 | 0.28694 | 0.28757 | 0.28805 | 0.28859 | 0.28909 | 0.28943 | 0.28964 | 0.28983 | 0.29 | 0.29022 | 0.29032 | 0.29047 | 0.29077 | 0.29109 | 0.29146 | 0.29189 | 0.29226 | 0.29254 | 0.29276 | 0.2929 | 0.29295 | 0.29287 | 0.29271 | 0.29259 | 0.29253 | 0.29257 | 0.29259 | 0.29259 | 0 | 0 | 0 | 0 | 0 | 0 | 0 | 0 | 0
F2_Commercial_Retail_New_Space Heating_Natural Gas_Furnace_E2 | F2 | Commercial | Retail | New | Space Heating | Natural Gas | Furnace | E2 | RVT - Cost of Operation | 0.2529 | 0.25313 | 0.25337 | 0.25374 | 0.25426 | 0.25506 | 0.25561 | 0.25605 | 0.25652 | 0.25697 | 0.25727 | 0.25746 | 0.25763 | 0.25778 | 0.25798 | 0.25806 | 0.2582 | 0.25846 | 0.25875 | 0.25907 | 0.25946 | 0.25979 | 0.26004 | 0.26023 | 0.26036 | 0.2604 | 0.26033 | 0.26019 | 0.26008 | 0.26002 | 0.26006 | 0.26008 | 0.26008 | 0 | 0 | 0 | 0 | 0 | 0 | 0 | 0 | 0
F2_Commercial_Retail_New_Space Heating_Natural Gas_Furnace_E3 | F2 | Commercial | Retail | New | Space Heating | Natural Gas | Furnace | E3 | RVT - Cost of Operation | 0.23709 | 0.23731 | 0.23754 | 0.23788 | 0.23837 | 0.23912 | 0.23964 | 0.24004 | 0.24049 | 0.24091 | 0.24119 | 0.24137 | 0.24153 | 0.24167 | 0.24185 | 0.24193 | 0.24206 | 0.24231 | 0.24257 | 0.24288 | 0.24324 | 0.24355 | 0.24379 | 0.24397 | 0.24409 | 0.24412 | 0.24406 | 0.24393 | 0.24382 | 0.24377 | 0.24381 | 0.24382 | 0.24382 | 0 | 0 | 0 | 0 | 0 | 0 | 0 | 0 | 0
F2_Commercial_Retail_New_Space Heating_Natural Gas_Furnace_E4 | F2 | Commercial | Retail | New | Space Heating | Natural Gas | Furnace | E4 | RVT - Cost of Operation | 0.23538 | 0.23559 | 0.23581 | 0.23616 | 0.23668 | 0.23754 | 0.23809 | 0.23849 | 0.23896 | 0.2394 | 0.2397 | 0.23988 | 0.24006 | 0.24024 | 0.24049 | 0.24061 | 0.2408 | 0.24115 | 0.2415 | 0.2419 | 0.24237 | 0.24277 | 0.24308 | 0.24331 | 0.24347 | 0.24351 | 0.24343 | 0.24326 | 0.24312 | 0.24306 | 0.24311 | 0.24313 | 0.24313 | 0 | 0 | 0 | 0 | 0 | 0 | 0 | 0 | 0
F2_Commercial_Retail_New_Space Heating_Natural Gas_Furnace_E5 | F2 | Commercial | Retail | New | Space Heating | Natural Gas | Furnace | E5 | RVT - Cost of Operation | 0 | 0 | 0 | 0 | 0 | 0 | 0 | 0 | 0 | 0 | 0 | 0 | 0 | 0 | 0 | 0 | 0 | 0 | 0 | 0 | 0 | 0 | 0 | 0 | 0 | 0 | 0 | 0 | 0 | 0 | 0 | 0 | 0 | 0 | 0 | 0 | 0 | 0 | 0 | 0 | 0 | 0
F2_Commercial_Retail_New_Space Heating_Natural Gas_Furnace_E6 | F2 | Commercial | Retail | New | Space Heating | Natural Gas | Furnace | E6 | RVT - Cost of Operation | 0 | 0 | 0 | 0 | 0 | 0 | 0 | 0 | 0 | 0 | 0 | 0 | 0 | 0 | 0 | 0 | 0 | 0 | 0 | 0 | 0 | 0 | 0 | 0 | 0 | 0 | 0 | 0 | 0 | 0 | 0 | 0 | 0 | 0 | 0 | 0 | 0 | 0 | 0 | 0 | 0 | 0
F2_Commercial_Retail_New_Space Heating_Natural Gas_Furnace_E7 | F2 | Commercial | Retail | New | Space Heating | Natural Gas | Furnace | E7 | RVT - Cost of Operation | 0 | 0 | 0 | 0 | 0 | 0 | 0 | 0 | 0 | 0 | 0 | 0 | 0 | 0 | 0 | 0 | 0 | 0 | 0 | 0 | 0 | 0 | 0 | 0 | 0 | 0 | 0 | 0 | 0 | 0 | 0 | 0 | 0 | 0 | 0 | 0 | 0 | 0 | 0 | 0 | 0 | 0
F2_Commercial_Retail_New_Space Heating_Natural Gas_Furnace_E8 | F2 | Commercial | Retail | New | Space Heating | Natural Gas | Furnace | E8 | RVT - Cost of Operation | 0 | 0 | 0 | 0 | 0 | 0 | 0 | 0 | 0 | 0 | 0 | 0 | 0 | 0 | 0 | 0 | 0 | 0 | 0 | 0 | 0 | 0 | 0 | 0 | 0 | 0 | 0 | 0 | 0 | 0 | 0 | 0 | 0 | 0 | 0 | 0 | 0 | 0 | 0 | 0 | 0 | 0
F2_Commercial_Retail_New_Space Heating_Natural Gas_Furnace_E9 | F2 | Commercial | Retail | New | Space Heating | Natural Gas | Furnace | E9 | RVT - Cost of Operation | 0 | 0 | 0 | 0 | 0 | 0 | 0 | 0 | 0 | 0 | 0 | 0 | 0 | 0 | 0 | 0 | 0 | 0 | 0 | 0 | 0 | 0 | 0 | 0 | 0 | 0 | 0 | 0 | 0 | 0 | 0 | 0 | 0 | 0 | 0 | 0 | 0 | 0 | 0 | 0 | 0 | 0
F2_Commercial_Retail_New_Space Heating_Natural Gas_Furnace_E10 | F2 | Commercial | Retail | New | Space Heating | Natural Gas | Furnace | E10 | RVT - Cost of Operation | 0 | 0 | 0 | 0 | 0 | 0 | 0 | 0 | 0 | 0 | 0 | 0 | 0 | 0 | 0 | 0 | 0 | 0 | 0 | 0 | 0 | 0 | 0 | 0 | 0 | 0 | 0 | 0 | 0 | 0 | 0 | 0 | 0 | 0 | 0 | 0 | 0 | 0 | 0 | 0 | 0 | 0
F3_Commercial_Retail_New_Space Heating_Natural Gas_Furnace_E1 | F3 | Commercial | Retail | New | Space Heating | Natural Gas | Furnace | E1 | System - kBTUs of Consumption | 0.039593 | 0.039593 | 0.039593 | 0.039593 | 0.039593 | 0.039593 | 0.039593 | 0.039593 | 0.039593 | 0.039593 | 0.039593 | 0.039593 | 0.039593 | 0.039593 | 0.039593 | 0.039593 | 0.039593 | 0.039593 | 0.039593 | 0.039593 | 0.039593 | 0.039593 | 0.039593 | 0.039593 | 0.039593 | 0.039593 | 0.039593 | 0.039593 | 0.039593 | 0.039593 | 0.039593 | 0.039593 | 0.039593 | 0 | 0 | 0 | 0 | 0 | 0 | 0 | 0 | 0
F3_Commercial_Retail_New_Space Heating_Natural Gas_Furnace_E2 | F3 | Commercial | Retail | New | Space Heating | Natural Gas | Furnace | E2 | System - kBTUs of Consumption | 0.048174 | 0.048174 | 0.048174 | 0.048174 | 0.048174 | 0.048174 | 0.048174 | 0.048174 | 0.048174 | 0.048174 | 0.048174 | 0.048174 | 0.048174 | 0.048174 | 0.048174 | 0.048174 | 0.048174 | 0.048174 | 0.048174 | 0.048174 | 0.048174 | 0.048174 | 0.048174 | 0.048174 | 0.048174 | 0.048174 | 0.048174 | 0.048174 | 0.048174 | 0.048174 | 0.048174 | 0.048174 | 0.048174 | 0 | 0 | 0 | 0 | 0 | 0 | 0 | 0 | 0
F3_Commercial_Retail_New_Space Heating_Natural Gas_Furnace_E3 | F3 | Commercial | Retail | New | Space Heating | Natural Gas | Furnace | E3 | System - kBTUs of Consumption | 0.056754 | 0.056754 | 0.056754 | 0.056754 | 0.056754 | 0.056754 | 0.056754 | 0.056754 | 0.056754 | 0.056754 | 0.056754 | 0.056754 | 0.056754 | 0.056754 | 0.056754 | 0.056754 | 0.056754 | 0.056754 | 0.056754 | 0.056754 | 0.056754 | 0.056754 | 0.056754 | 0.056754 | 0.056754 | 0.056754 | 0.056754 | 0.056754 | 0.056754 | 0.056754 | 0.056754 | 0.056754 | 0.056754 | 0 | 0 | 0 | 0 | 0 | 0 | 0 | 0 | 0
F3_Commercial_Retail_New_Space Heating_Natural Gas_Furnace_E4 | F3 | Commercial | Retail | New | Space Heating | Natural Gas | Furnace | E4 | System - kBTUs of Consumption | 1.1222 | 1.1222 | 1.1222 | 1.1222 | 1.1222 | 1.1222 | 1.1222 | 1.1222 | 1.1222 | 1.1222 | 1.1222 | 1.1222 | 1.1222 | 1.1222 | 1.1222 | 1.1222 | 1.1222 | 1.1222 | 1.1222 | 1.1222 | 1.1222 | 1.1222 | 1.1222 | 1.1222 | 1.1222 | 1.1222 | 1.1222 | 1.1222 | 1.1222 | 1.1222 | 1.1222 | 1.1222 | 1.1222 | 0 | 0 | 0 | 0 | 0 | 0 | 0 | 0 | 0
F3_Commercial_Retail_New_Space Heating_Natural Gas_Furnace_E5 | F3 | Commercial | Retail | New | Space Heating | Natural Gas | Furnace | E5 | System - kBTUs of Consumption | 0 | 0 | 0 | 0 | 0 | 0 | 0 | 0 | 0 | 0 | 0 | 0 | 0 | 0 | 0 | 0 | 0 | 0 | 0 | 0 | 0 | 0 | 0 | 0 | 0 | 0 | 0 | 0 | 0 | 0 | 0 | 0 | 0 | 0 | 0 | 0 | 0 | 0 | 0 | 0 | 0 | 0
F3_Commercial_Retail_New_Space Heating_Natural Gas_Furnace_E6 | F3 | Commercial | Retail | New | Space Heating | Natural Gas | Furnace | E6 | System - kBTUs of Consumption | 0 | 0 | 0 | 0 | 0 | 0 | 0 | 0 | 0 | 0 | 0 | 0 | 0 | 0 | 0 | 0 | 0 | 0 | 0 | 0 | 0 | 0 | 0 | 0 | 0 | 0 | 0 | 0 | 0 | 0 | 0 | 0 | 0 | 0 | 0 | 0 | 0 | 0 | 0 | 0 | 0 | 0
F3_Commercial_Retail_New_Space Heating_Natural Gas_Furnace_E7 | F3 | Commercial | Retail | New | Space Heating | Natural Gas | Furnace | E7 | System - kBTUs of Consumption | 0 | 0 | 0 | 0 | 0 | 0 | 0 | 0 | 0 | 0 | 0 | 0 | 0 | 0 | 0 | 0 | 0 | 0 | 0 | 0 | 0 | 0 | 0 | 0 | 0 | 0 | 0 | 0 | 0 | 0 | 0 | 0 | 0 | 0 | 0 | 0 | 0 | 0 | 0 | 0 | 0 | 0
F3_Commercial_Retail_New_Space Heating_Natural Gas_Furnace_E8 | F3 | Commercial | Retail | New | Space Heating | Natural Gas | Furnace | E8 | System - kBTUs of Consumption | 0 | 0 | 0 | 0 | 0 | 0 | 0 | 0 | 0 | 0 | 0 | 0 | 0 | 0 | 0 | 0 | 0 | 0 | 0 | 0 | 0 | 0 | 0 | 0 | 0 | 0 | 0 | 0 | 0 | 0 | 0 | 0 | 0 | 0 | 0 | 0 | 0 | 0 | 0 | 0 | 0 | 0
F3_Commercial_Retail_New_Space Heating_Natural Gas_Furnace_E9 | F3 | Commercial | Retail | New | Space Heating | Natural Gas | Furnace | E9 | System - kBTUs of Consumption | 0 | 0 | 0 | 0 | 0 | 0 | 0 | 0 | 0 | 0 | 0 | 0 | 0 | 0 | 0 | 0 | 0 | 0 | 0 | 0 | 0 | 0 | 0 | 0 | 0 | 0 | 0 | 0 | 0 | 0 | 0 | 0 | 0 | 0 | 0 | 0 | 0 | 0 | 0 | 0 | 0 | 0
F3_Commercial_Retail_New_Space Heating_Natural Gas_Furnace_E10 | F3 | Commercial | Retail | New | Space Heating | Natural Gas | Furnace | E10 | System - kBTUs of Consumption | 0 | 0 | 0 | 0 | 0 | 0 | 0 | 0 | 0 | 0 | 0 | 0 | 0 | 0 | 0 | 0 | 0 | 0 | 0 | 0 | 0 | 0 | 0 | 0 | 0 | 0 | 0 | 0 | 0 | 0 | 0 | 0 | 0 | 0 | 0 | 0 | 0 | 0 | 0 | 0 | 0 | 0
F4_Commercial_Retail_New_Space Heating_Natural Gas_Furnace_E1 | F4 | Commercial | Retail | New | Space Heating | Natural Gas | Furnace | E1 | Utility - Cost of Equipment | 0.28451 | 0.28477 | 0.28504 | 0.28546 | 0.28604 | 0.28694 | 0.28757 | 0.28805 | 0.28859 | 0.28909 | 0.28943 | 0.28964 | 0.28983 | 0.29 | 0.29022 | 0.29032 | 0.29047 | 0.29077 | 0.29109 | 0.29146 | 0.29189 | 0.29226 | 0.29254 | 0.29276 | 0.2929 | 0.29295 | 0.29287 | 0.29271 | 0.29259 | 0.29253 | 0.29257 | 0.29259 | 0.29259 | 0 | 0 | 0 | 0 | 0 | 0 | 0 | 0 | 0
F4_Commercial_Retail_New_Space Heating_Natural Gas_Furnace_E2 | F4 | Commercial | Retail | New | Space Heating | Natural Gas | Furnace | E2 | Utility - Cost of Equipment | 0.2529 | 0.25313 | 0.25337 | 0.25374 | 0.25426 | 0.25506 | 0.25561 | 0.25605 | 0.25652 | 0.25697 | 0.25727 | 0.25746 | 0.25763 | 0.25778 | 0.25798 | 0.25806 | 0.2582 | 0.25846 | 0.25875 | 0.25907 | 0.25946 | 0.25979 | 0.26004 | 0.26023 | 0.26036 | 0.2604 | 0.26033 | 0.26019 | 0.26008 | 0.26002 | 0.26006 | 0.26008 | 0.26008 | 0 | 0 | 0 | 0 | 0 | 0 | 0 | 0 | 0
F4_Commercial_Retail_New_Space Heating_Natural Gas_Furnace_E3 | F4 | Commercial | Retail | New | Space Heating | Natural Gas | Furnace | E3 | Utility - Cost of Equipment | 0.23709 | 0.23731 | 0.23754 | 0.23788 | 0.23837 | 0.23912 | 0.23964 | 0.24004 | 0.24049 | 0.24091 | 0.24119 | 0.24137 | 0.24153 | 0.24167 | 0.24185 | 0.24193 | 0.24206 | 0.24231 | 0.24257 | 0.24288 | 0.24324 | 0.24355 | 0.24379 | 0.24397 | 0.24409 | 0.24412 | 0.24406 | 0.24393 | 0.24382 | 0.24377 | 0.24381 | 0.24382 | 0.24382 | 0 | 0 | 0 | 0 | 0 | 0 | 0 | 0 | 0
F4_Commercial_Retail_New_Space Heating_Natural Gas_Furnace_E4 | F4 | Commercial | Retail | New | Space Heating | Natural Gas | Furnace | E4 | Utility - Cost of Equipment | 0.23538 | 0.23559 | 0.23581 | 0.23616 | 0.23668 | 0.23754 | 0.23809 | 0.23849 | 0.23896 | 0.2394 | 0.2397 | 0.23988 | 0.24006 | 0.24024 | 0.24049 | 0.24061 | 0.2408 | 0.24115 | 0.2415 | 0.2419 | 0.24237 | 0.24277 | 0.24308 | 0.24331 | 0.24347 | 0.24351 | 0.24343 | 0.24326 | 0.24312 | 0.24306 | 0.24311 | 0.24313 | 0.24313 | 0 | 0 | 0 | 0 | 0 | 0 | 0 | 0 | 0
F4_Commercial_Retail_New_Space Heating_Natural Gas_Furnace_E5 | F4 | Commercial | Retail | New | Space Heating | Natural Gas | Furnace | E5 | Utility - Cost of Equipment | 0 | 0 | 0 | 0 | 0 | 0 | 0 | 0 | 0 | 0 | 0 | 0 | 0 | 0 | 0 | 0 | 0 | 0 | 0 | 0 | 0 | 0 | 0 | 0 | 0 | 0 | 0 | 0 | 0 | 0 | 0 | 0 | 0 | 0 | 0 | 0 | 0 | 0 | 0 | 0 | 0 | 0
F4_Commercial_Retail_New_Space Heating_Natural Gas_Furnace_E6 | F4 | Commercial | Retail | New | Space Heating | Natural Gas | Furnace | E6 | Utility - Cost of Equipment | 0 | 0 | 0 | 0 | 0 | 0 | 0 | 0 | 0 | 0 | 0 | 0 | 0 | 0 | 0 | 0 | 0 | 0 | 0 | 0 | 0 | 0 | 0 | 0 | 0 | 0 | 0 | 0 | 0 | 0 | 0 | 0 | 0 | 0 | 0 | 0 | 0 | 0 | 0 | 0 | 0 | 0
F4_Commercial_Retail_New_Space Heating_Natural Gas_Furnace_E7 | F4 | Commercial | Retail | New | Space Heating | Natural Gas | Furnace | E7 | Utility - Cost of Equipment | 0 | 0 | 0 | 0 | 0 | 0 | 0 | 0 | 0 | 0 | 0 | 0 | 0 | 0 | 0 | 0 | 0 | 0 | 0 | 0 | 0 | 0 | 0 | 0 | 0 | 0 | 0 | 0 | 0 | 0 | 0 | 0 | 0 | 0 | 0 | 0 | 0 | 0 | 0 | 0 | 0 | 0
F4_Commercial_Retail_New_Space Heating_Natural Gas_Furnace_E8 | F4 | Commercial | Retail | New | Space Heating | Natural Gas | Furnace | E8 | Utility - Cost of Equipment | 0 | 0 | 0 | 0 | 0 | 0 | 0 | 0 | 0 | 0 | 0 | 0 | 0 | 0 | 0 | 0 | 0 | 0 | 0 | 0 | 0 | 0 | 0 | 0 | 0 | 0 | 0 | 0 | 0 | 0 | 0 | 0 | 0 | 0 | 0 | 0 | 0 | 0 | 0 | 0 | 0 | 0
F4_Commercial_Retail_New_Space Heating_Natural Gas_Furnace_E9 | F4 | Commercial | Retail | New | Space Heating | Natural Gas | Furnace | E9 | Utility - Cost of Equipment | 0 | 0 | 0 | 0 | 0 | 0 | 0 | 0 | 0 | 0 | 0 | 0 | 0 | 0 | 0 | 0 | 0 | 0 | 0 | 0 | 0 | 0 | 0 | 0 | 0 | 0 | 0 | 0 | 0 | 0 | 0 | 0 | 0 | 0 | 0 | 0 | 0 | 0 | 0 | 0 | 0 | 0
F4_Commercial_Retail_New_Space Heating_Natural Gas_Furnace_E10 | F4 | Commercial | Retail | New | Space Heating | Natural Gas | Furnace | E10 | Utility - Cost of Equipment | 0 | 0 | 0 | 0 | 0 | 0 | 0 | 0 | 0 | 0 | 0 | 0 | 0 | 0 | 0 | 0 | 0 | 0 | 0 | 0 | 0 | 0 | 0 | 0 | 0 | 0 | 0 | 0 | 0 | 0 | 0 | 0 | 0 | 0 | 0 | 0 | 0 | 0 | 0 | 0 | 0 | 0
F5_Commercial_Retail_New_Space Heating_Natural Gas_Furnace_E1 | F5 | Commercial | Retail | New | Space Heating | Natural Gas | Furnace | E1 | Utility - Cost of Operation | 0.039593 | 0.039593 | 0.039593 | 0.039593 | 0.039593 | 0.039593 | 0.039593 | 0.039593 | 0.039593 | 0.039593 | 0.039593 | 0.039593 | 0.039593 | 0.039593 | 0.039593 | 0.039593 | 0.039593 | 0.039593 | 0.039593 | 0.039593 | 0.039593 | 0.039593 | 0.039593 | 0.039593 | 0.039593 | 0.039593 | 0.039593 | 0.039593 | 0.039593 | 0.039593 | 0.039593 | 0.039593 | 0.039593 | 0 | 0 | 0 | 0 | 0 | 0 | 0 | 0 | 0
F5_Commercial_Retail_New_Space Heating_Natural Gas_Furnace_E2 | F5 | Commercial | Retail | New | Space Heating | Natural Gas | Furnace | E2 | Utility - Cost of Operation | 0.048174 | 0.048174 | 0.048174 | 0.048174 | 0.048174 | 0.048174 | 0.048174 | 0.048174 | 0.048174 | 0.048174 | 0.048174 | 0.048174 | 0.048174 | 0.048174 | 0.048174 | 0.048174 | 0.048174 | 0.048174 | 0.048174 | 0.048174 | 0.048174 | 0.048174 | 0.048174 | 0.048174 | 0.048174 | 0.048174 | 0.048174 | 0.048174 | 0.048174 | 0.048174 | 0.048174 | 0.048174 | 0.048174 | 0 | 0 | 0 | 0 | 0 | 0 | 0 | 0 | 0
F5_Commercial_Retail_New_Space Heating_Natural Gas_Furnace_E3 | F5 | Commercial | Retail | New | Space Heating | Natural Gas | Furnace | E3 | Utility - Cost of Operation | 0.056754 | 0.056754 | 0.056754 | 0.056754 | 0.056754 | 0.056754 | 0.056754 | 0.056754 | 0.056754 | 0.056754 | 0.056754 | 0.056754 | 0.056754 | 0.056754 | 0.056754 | 0.056754 | 0.056754 | 0.056754 | 0.056754 | 0.056754 | 0.056754 | 0.056754 | 0.056754 | 0.056754 | 0.056754 | 0.056754 | 0.056754 | 0.056754 | 0.056754 | 0.056754 | 0.056754 | 0.056754 | 0.056754 | 0 | 0 | 0 | 0 | 0 | 0 | 0 | 0 | 0
F5_Commercial_Retail_New_Space Heating_Natural Gas_Furnace_E4 | F5 | Commercial | Retail | New | Space Heating | Natural Gas | Furnace | E4 | Utility - Cost of Operation | 1.1222 | 1.1222 | 1.1222 | 1.1222 | 1.1222 | 1.1222 | 1.1222 | 1.1222 | 1.1222 | 1.1222 | 1.1222 | 1.1222 | 1.1222 | 1.1222 | 1.1222 | 1.1222 | 1.1222 | 1.1222 | 1.1222 | 1.1222 | 1.1222 | 1.1222 | 1.1222 | 1.1222 | 1.1222 | 1.1222 | 1.1222 | 1.1222 | 1.1222 | 1.1222 | 1.1222 | 1.1222 | 1.1222 | 0 | 0 | 0 | 0 | 0 | 0 | 0 | 0 | 0
F5_Commercial_Retail_New_Space Heating_Natural Gas_Furnace_E5 | F5 | Commercial | Retail | New | Space Heating | Natural Gas | Furnace | E5 | Utility - Cost of Operation | 0 | 0 | 0 | 0 | 0 | 0 | 0 | 0 | 0 | 0 | 0 | 0 | 0 | 0 | 0 | 0 | 0 | 0 | 0 | 0 | 0 | 0 | 0 | 0 | 0 | 0 | 0 | 0 | 0 | 0 | 0 | 0 | 0 | 0 | 0 | 0 | 0 | 0 | 0 | 0 | 0 | 0
F5_Commercial_Retail_New_Space Heating_Natural Gas_Furnace_E6 | F5 | Commercial | Retail | New | Space Heating | Natural Gas | Furnace | E6 | Utility - Cost of Operation | 0 | 0 | 0 | 0 | 0 | 0 | 0 | 0 | 0 | 0 | 0 | 0 | 0 | 0 | 0 | 0 | 0 | 0 | 0 | 0 | 0 | 0 | 0 | 0 | 0 | 0 | 0 | 0 | 0 | 0 | 0 | 0 | 0 | 0 | 0 | 0 | 0 | 0 | 0 | 0 | 0 | 0
F5_Commercial_Retail_New_Space Heating_Natural Gas_Furnace_E7 | F5 | Commercial | Retail | New | Space Heating | Natural Gas | Furnace | E7 | Utility - Cost of Operation | 0 | 0 | 0 | 0 | 0 | 0 | 0 | 0 | 0 | 0 | 0 | 0 | 0 | 0 | 0 | 0 | 0 | 0 | 0 | 0 | 0 | 0 | 0 | 0 | 0 | 0 | 0 | 0 | 0 | 0 | 0 | 0 | 0 | 0 | 0 | 0 | 0 | 0 | 0 | 0 | 0 | 0
F5_Commercial_Retail_New_Space Heating_Natural Gas_Furnace_E8 | F5 | Commercial | Retail | New | Space Heating | Natural Gas | Furnace | E8 | Utility - Cost of Operation | 0 | 0 | 0 | 0 | 0 | 0 | 0 | 0 | 0 | 0 | 0 | 0 | 0 | 0 | 0 | 0 | 0 | 0 | 0 | 0 | 0 | 0 | 0 | 0 | 0 | 0 | 0 | 0 | 0 | 0 | 0 | 0 | 0 | 0 | 0 | 0 | 0 | 0 | 0 | 0 | 0 | 0
F5_Commercial_Retail_New_Space Heating_Natural Gas_Furnace_E9 | F5 | Commercial | Retail | New | Space Heating | Natural Gas | Furnace | E9 | Utility - Cost of Operation | 0 | 0 | 0 | 0 | 0 | 0 | 0 | 0 | 0 | 0 | 0 | 0 | 0 | 0 | 0 | 0 | 0 | 0 | 0 | 0 | 0 | 0 | 0 | 0 | 0 | 0 | 0 | 0 | 0 | 0 | 0 | 0 | 0 | 0 | 0 | 0 | 0 | 0 | 0 | 0 | 0 | 0
F5_Commercial_Retail_New_Space Heating_Natural Gas_Furnace_E10 | F5 | Commercial | Retail | New | Space Heating | Natural Gas | Furnace | E10 | Utility - Cost of Operation | 0 | 0 | 0 | 0 | 0 | 0 | 0 | 0 | 0 | 0 | 0 | 0 | 0 | 0 | 0 | 0 | 0 | 0 | 0 | 0 | 0 | 0 | 0 | 0 | 0 | 0 | 0 | 0 | 0 | 0 | 0 | 0 | 0 | 0 | 0 | 0 | 0 | 0 | 0 | 0 | 0 | 0
F6_Commercial_Retail_New_Space Heating_Natural Gas_Furnace_E1 | F6 | Commercial | Retail | New | Space Heating | Natural Gas | Furnace | E1 | Utility - Value of Sales | 0.12512 | 0.12445 | 0.12375 | 0.12305 | 0.12236 | 0.12166 | 0.12098 | 0.1203 | 0.11963 | 0.11898 | 0.11835 | 0.11773 | 0.11714 | 0.11657 | 0.11602 | 0.1155 | 0.11502 | 0.11456 | 0.11413 | 0.11374 | 0.11337 | 0.11304 | 0.11273 | 0.11246 | 0.11222 | 0.112 | 0.11182 | 0.11167 | 0.11155 | 0.11145 | 0.11139 | 0.11136 | 0.11136 | 0 | 0 | 0 | 0 | 0 | 0 | 0 | 0 | 0
F6_Commercial_Retail_New_Space Heating_Natural Gas_Furnace_E2 | F6 | Commercial | Retail | New | Space Heating | Natural Gas | Furnace | E2 | Utility - Value of Sales | 0.11122 | 0.11063 | 0.11 | 0.10938 | 0.10876 | 0.10814 | 0.10753 | 0.10693 | 0.10634 | 0.10576 | 0.1052 | 0.10465 | 0.10412 | 0.10361 | 0.10313 | 0.10267 | 0.10224 | 0.10183 | 0.10145 | 0.1011 | 0.10078 | 0.10048 | 0.10021 | 0.099963 | 0.099747 | 0.099558 | 0.099395 | 0.09926 | 0.099152 | 0.09907 | 0.099016 | 0.098989 | 0.098989 | 0 | 0 | 0 | 0 | 0 | 0 | 0 | 0 | 0
F6_Commercial_Retail_New_Space Heating_Natural Gas_Furnace_E3 | F6 | Commercial | Retail | New | Space Heating | Natural Gas | Furnace | E3 | Utility - Value of Sales | 0.10427 | 0.10371 | 0.10313 | 0.10254 | 0.10196 | 0.10139 | 0.10081 | 0.10025 | 0.099695 | 0.099152 | 0.098624 | 0.09811 | 0.097615 | 0.097138 | 0.096684 | 0.096252 | 0.095846 | 0.095466 | 0.095111 | 0.094781 | 0.094477 | 0.094198 | 0.093944 | 0.093716 | 0.093513 | 0.093335 | 0.093183 | 0.093056 | 0.092955 | 0.092879 | 0.092828 | 0.092802 | 0.092802 | 0 | 0 | 0 | 0 | 0 | 0 | 0 | 0 | 0
F6_Commercial_Retail_New_Space Heating_Natural Gas_Furnace_E4 | F6 | Commercial | Retail | New | Space Heating | Natural Gas | Furnace | E4 | Utility - Value of Sales | 0.10658 | 0.10603 | 0.10545 | 0.10486 | 0.10428 | 0.1037 | 0.10311 | 0.10253 | 0.10194 | 0.10136 | 0.10078 | 0.10019 | 0.099609 | 0.099029 | 0.098457 | 0.097894 | 0.097346 | 0.096816 | 0.096307 | 0.095822 | 0.095366 | 0.094942 | 0.094553 | 0.094203 | 0.093892 | 0.093619 | 0.093386 | 0.093191 | 0.093036 | 0.092919 | 0.092841 | 0.092802 | 0.092802 | 0 | 0 | 0 | 0 | 0 | 0 | 0 | 0 | 0
F6_Commercial_Retail_New_Space Heating_Natural Gas_Furnace_E5 | F6 | Commercial | Retail | New | Space Heating | Natural Gas | Furnace | E5 | Utility - Value of Sales | 0 | 0 | 0 | 0 | 0 | 0 | 0 | 0 | 0 | 0 | 0 | 0 | 0 | 0 | 0 | 0 | 0 | 0 | 0 | 0 | 0 | 0 | 0 | 0 | 0 | 0 | 0 | 0 | 0 | 0 | 0 | 0 | 0 | 0 | 0 | 0 | 0 | 0 | 0 | 0 | 0 | 0
F6_Commercial_Retail_New_Space Heating_Natural Gas_Furnace_E6 | F6 | Commercial | Retail | New | Space Heating | Natural Gas | Furnace | E6 | Utility - Value of Sales | 0 | 0 | 0 | 0 | 0 | 0 | 0 | 0 | 0 | 0 | 0 | 0 | 0 | 0 | 0 | 0 | 0 | 0 | 0 | 0 | 0 | 0 | 0 | 0 | 0 | 0 | 0 | 0 | 0 | 0 | 0 | 0 | 0 | 0 | 0 | 0 | 0 | 0 | 0 | 0 | 0 | 0
F6_Commercial_Retail_New_Space Heating_Natural Gas_Furnace_E7 | F6 | Commercial | Retail | New | Space Heating | Natural Gas | Furnace | E7 | Utility - Value of Sales | 0 | 0 | 0 | 0 | 0 | 0 | 0 | 0 | 0 | 0 | 0 | 0 | 0 | 0 | 0 | 0 | 0 | 0 | 0 | 0 | 0 | 0 | 0 | 0 | 0 | 0 | 0 | 0 | 0 | 0 | 0 | 0 | 0 | 0 | 0 | 0 | 0 | 0 | 0 | 0 | 0 | 0
F6_Commercial_Retail_New_Space Heating_Natural Gas_Furnace_E8 | F6 | Commercial | Retail | New | Space Heating | Natural Gas | Furnace | E8 | Utility - Value of Sales | 0 | 0 | 0 | 0 | 0 | 0 | 0 | 0 | 0 | 0 | 0 | 0 | 0 | 0 | 0 | 0 | 0 | 0 | 0 | 0 | 0 | 0 | 0 | 0 | 0 | 0 | 0 | 0 | 0 | 0 | 0 | 0 | 0 | 0 | 0 | 0 | 0 | 0 | 0 | 0 | 0 | 0
F6_Commercial_Retail_New_Space Heating_Natural Gas_Furnace_E9 | F6 | Commercial | Retail | New | Space Heating | Natural Gas | Furnace | E9 | Utility - Value of Sales | 0 | 0 | 0 | 0 | 0 | 0 | 0 | 0 | 0 | 0 | 0 | 0 | 0 | 0 | 0 | 0 | 0 | 0 | 0 | 0 | 0 | 0 | 0 | 0 | 0 | 0 | 0 | 0 | 0 | 0 | 0 | 0 | 0 | 0 | 0 | 0 | 0 | 0 | 0 | 0 | 0 | 0
F6_Commercial_Retail_New_Space Heating_Natural Gas_Furnace_E10 | F6 | Commercial | Retail | New | Space Heating | Natural Gas | Furnace | E10 | Utility - Value of Sales | 0 | 0 | 0 | 0 | 0 | 0 | 0 | 0 | 0 | 0 | 0 | 0 | 0 | 0 | 0 | 0 | 0 | 0 | 0 | 0 | 0 | 0 | 0 | 0 | 0 | 0 | 0 | 0 | 0 | 0 | 0 | 0 | 0 | 0 | 0 | 0 | 0 | 0 | 0 | 0 | 0 | 0
F1_Commercial_Retail_New_Space Heating_Natural Gas_Boiler_E1 | F1 | Commercial | Retail | New | Space Heating | Natural Gas | Boiler | E1 | RVT - Cost of Equipment | 1.0039 | 1.0048 | 1.0059 | 1.0074 | 1.0095 | 1.0125 | 1.0147 | 1.0164 | 1.0181 | 1.0198 | 1.0209 | 1.0216 | 1.0222 | 1.0228 | 1.0236 | 1.0239 | 1.0244 | 1.0254 | 1.0265 | 1.0277 | 1.0292 | 1.0304 | 1.0313 | 1.0321 | 1.0326 | 1.0327 | 1.0324 | 1.0319 | 1.0315 | 1.0313 | 1.0314 | 1.0315 | 1.0315 | 0 | 0 | 0 | 0 | 0 | 0 | 0 | 0 | 0
F1_Commercial_Retail_New_Space Heating_Natural Gas_Boiler_E2 | F1 | Commercial | Retail | New | Space Heating | Natural Gas | Boiler | E2 | RVT - Cost of Equipment | 0.94482 | 0.94572 | 0.94671 | 0.94813 | 0.95008 | 0.95299 | 0.95502 | 0.95657 | 0.95826 | 0.95979 | 0.96084 | 0.96149 | 0.96209 | 0.96264 | 0.96334 | 0.96363 | 0.96413 | 0.96508 | 0.96608 | 0.96724 | 0.96862 | 0.96978 | 0.97068 | 0.97136 | 0.97181 | 0.97195 | 0.9717 | 0.97121 | 0.97081 | 0.97062 | 0.97076 | 0.97082 | 0.97082 | 0 | 0 | 0 | 0 | 0 | 0 | 0 | 0 | 0
F1_Commercial_Retail_New_Space Heating_Natural Gas_Boiler_E3 | F1 | Commercial | Retail | New | Space Heating | Natural Gas | Boiler | E3 | RVT - Cost of Equipment | 0.82793 | 0.82872 | 0.82959 | 0.83084 | 0.83255 | 0.83509 | 0.83687 | 0.83823 | 0.83971 | 0.84106 | 0.84197 | 0.84255 | 0.84307 | 0.84355 | 0.84417 | 0.84442 | 0.84486 | 0.84569 | 0.84656 | 0.84758 | 0.84879 | 0.8498 | 0.85059 | 0.85119 | 0.85159 | 0.85171 | 0.85149 | 0.85106 | 0.85071 | 0.85055 | 0.85067 | 0.85072 | 0.85072 | 0 | 0 | 0 | 0 | 0 | 0 | 0 | 0 | 0
F1_Commercial_Retail_New_Space Heating_Natural Gas_Boiler_E4 | F1 | Commercial | Retail | New | Space Heating | Natural Gas | Boiler | E4 | RVT - Cost of Equipment | 0.61093 | 0.61146 | 0.61203 | 0.61294 | 0.61431 | 0.61652 | 0.61795 | 0.61899 | 0.62021 | 0.62136 | 0.62213 | 0.62259 | 0.62307 | 0.62354 | 0.62419 | 0.62449 | 0.625 | 0.62589 | 0.6268 | 0.62784 | 0.62907 | 0.63009 | 0.6309 | 0.63151 | 0.63192 | 0.63203 | 0.63182 | 0.63137 | 0.63102 | 0.63085 | 0.63098 | 0.63102 | 0.63102 | 0 | 0 | 0 | 0 | 0 | 0 | 0 | 0 | 0
F1_Commercial_Retail_New_Space Heating_Natural Gas_Boiler_E5 | F1 | Commercial | Retail | New | Space Heating | Natural Gas | Boiler | E5 | RVT - Cost of Equipment | 0 | 0 | 0 | 0 | 0 | 0 | 0 | 0 | 0 | 0 | 0 | 0 | 0 | 0 | 0 | 0 | 0 | 0 | 0 | 0 | 0 | 0 | 0 | 0 | 0 | 0 | 0 | 0 | 0 | 0 | 0 | 0 | 0 | 0 | 0 | 0 | 0 | 0 | 0 | 0 | 0 | 0
F1_Commercial_Retail_New_Space Heating_Natural Gas_Boiler_E6 | F1 | Commercial | Retail | New | Space Heating | Natural Gas | Boiler | E6 | RVT - Cost of Equipment | 0 | 0 | 0 | 0 | 0 | 0 | 0 | 0 | 0 | 0 | 0 | 0 | 0 | 0 | 0 | 0 | 0 | 0 | 0 | 0 | 0 | 0 | 0 | 0 | 0 | 0 | 0 | 0 | 0 | 0 | 0 | 0 | 0 | 0 | 0 | 0 | 0 | 0 | 0 | 0 | 0 | 0
F1_Commercial_Retail_New_Space Heating_Natural Gas_Boiler_E7 | F1 | Commercial | Retail | New | Space Heating | Natural Gas | Boiler | E7 | RVT - Cost of Equipment | 0 | 0 | 0 | 0 | 0 | 0 | 0 | 0 | 0 | 0 | 0 | 0 | 0 | 0 | 0 | 0 | 0 | 0 | 0 | 0 | 0 | 0 | 0 | 0 | 0 | 0 | 0 | 0 | 0 | 0 | 0 | 0 | 0 | 0 | 0 | 0 | 0 | 0 | 0 | 0 | 0 | 0
F1_Commercial_Retail_New_Space Heating_Natural Gas_Boiler_E8 | F1 | Commercial | Retail | New | Space Heating | Natural Gas | Boiler | E8 | RVT - Cost of Equipment | 0 | 0 | 0 | 0 | 0 | 0 | 0 | 0 | 0 | 0 | 0 | 0 | 0 | 0 | 0 | 0 | 0 | 0 | 0 | 0 | 0 | 0 | 0 | 0 | 0 | 0 | 0 | 0 | 0 | 0 | 0 | 0 | 0 | 0 | 0 | 0 | 0 | 0 | 0 | 0 | 0 | 0
F1_Commercial_Retail_New_Space Heating_Natural Gas_Boiler_E9 | F1 | Commercial | Retail | New | Space Heating | Natural Gas | Boiler | E9 | RVT - Cost of Equipment | 0 | 0 | 0 | 0 | 0 | 0 | 0 | 0 | 0 | 0 | 0 | 0 | 0 | 0 | 0 | 0 | 0 | 0 | 0 | 0 | 0 | 0 | 0 | 0 | 0 | 0 | 0 | 0 | 0 | 0 | 0 | 0 | 0 | 0 | 0 | 0 | 0 | 0 | 0 | 0 | 0 | 0
F1_Commercial_Retail_New_Space Heating_Natural Gas_Boiler_E10 | F1 | Commercial | Retail | New | Space Heating | Natural Gas | Boiler | E10 | RVT - Cost of Equipment | 0 | 0 | 0 | 0 | 0 | 0 | 0 | 0 | 0 | 0 | 0 | 0 | 0 | 0 | 0 | 0 | 0 | 0 | 0 | 0 | 0 | 0 | 0 | 0 | 0 | 0 | 0 | 0 | 0 | 0 | 0 | 0 | 0 | 0 | 0 | 0 | 0 | 0 | 0 | 0 | 0 | 0
F2_Commercial_Retail_New_Space Heating_Natural Gas_Boiler_E1 | F2 | Commercial | Retail | New | Space Heating | Natural Gas | Boiler | E1 | RVT - Cost of Operation | 1.2027 | 1.2039 | 1.2051 | 1.2069 | 1.2094 | 1.2131 | 1.2157 | 1.2177 | 1.2198 | 1.2218 | 1.2231 | 1.2239 | 1.2247 | 1.2254 | 1.2263 | 1.2266 | 1.2273 | 1.2285 | 1.2298 | 1.2312 | 1.233 | 1.2345 | 1.2356 | 1.2365 | 1.2371 | 1.2372 | 1.2369 | 1.2363 | 1.2358 | 1.2356 | 1.2357 | 1.2358 | 1.2358 | 0 | 0 | 0 | 0 | 0 | 0 | 0 | 0 | 0
F2_Commercial_Retail_New_Space Heating_Natural Gas_Boiler_E2 | F2 | Commercial | Retail | New | Space Heating | Natural Gas | Boiler | E2 | RVT - Cost of Operation | 1.132 | 1.133 | 1.1342 | 1.1359 | 1.1383 | 1.1417 | 1.1442 | 1.146 | 1.1481 | 1.1499 | 1.1512 | 1.1519 | 1.1526 | 1.1533 | 1.1541 | 1.1545 | 1.1551 | 1.1562 | 1.1574 | 1.1588 | 1.1605 | 1.1619 | 1.1629 | 1.1638 | 1.1643 | 1.1645 | 1.1642 | 1.1636 | 1.1631 | 1.1629 | 1.163 | 1.1631 | 1.1631 | 0 | 0 | 0 | 0 | 0 | 0 | 0 | 0 | 0
F2_Commercial_Retail_New_Space Heating_Natural Gas_Boiler_E3 | F2 | Commercial | Retail | New | Space Heating | Natural Gas | Boiler | E3 | RVT - Cost of Operation | 0.99192 | 0.99287 | 0.99391 | 0.9954 | 0.99745 | 1.0005 | 1.0026 | 1.0043 | 1.006 | 1.0076 | 1.0087 | 1.0094 | 1.0101 | 1.0106 | 1.0114 | 1.0117 | 1.0122 | 1.0132 | 1.0142 | 1.0155 | 1.0169 | 1.0181 | 1.0191 | 1.0198 | 1.0203 | 1.0204 | 1.0201 | 1.0196 | 1.0192 | 1.019 | 1.0192 | 1.0192 | 1.0192 | 0 | 0 | 0 | 0 | 0 | 0 | 0 | 0 | 0
F2_Commercial_Retail_New_Space Heating_Natural Gas_Boiler_E4 | F2 | Commercial | Retail | New | Space Heating | Natural Gas | Boiler | E4 | RVT - Cost of Operation | 0.73193 | 0.73257 | 0.73325 | 0.73434 | 0.73598 | 0.73863 | 0.74035 | 0.74159 | 0.74306 | 0.74443 | 0.74535 | 0.74591 | 0.74647 | 0.74704 | 0.74782 | 0.74818 | 0.74879 | 0.74985 | 0.75095 | 0.7522 | 0.75366 | 0.75489 | 0.75586 | 0.75659 | 0.75708 | 0.75722 | 0.75696 | 0.75643 | 0.75601 | 0.7558 | 0.75595 | 0.75601 | 0.75601 | 0 | 0 | 0 | 0 | 0 | 0 | 0 | 0 | 0
F2_Commercial_Retail_New_Space Heating_Natural Gas_Boiler_E5 | F2 | Commercial | Retail | New | Space Heating | Natural Gas | Boiler | E5 | RVT - Cost of Operation | 0 | 0 | 0 | 0 | 0 | 0 | 0 | 0 | 0 | 0 | 0 | 0 | 0 | 0 | 0 | 0 | 0 | 0 | 0 | 0 | 0 | 0 | 0 | 0 | 0 | 0 | 0 | 0 | 0 | 0 | 0 | 0 | 0 | 0 | 0 | 0 | 0 | 0 | 0 | 0 | 0 | 0
F2_Commercial_Retail_New_Space Heating_Natural Gas_Boiler_E6 | F2 | Commercial | Retail | New | Space Heating | Natural Gas | Boiler | E6 | RVT - Cost of Operation | 0 | 0 | 0 | 0 | 0 | 0 | 0 | 0 | 0 | 0 | 0 | 0 | 0 | 0 | 0 | 0 | 0 | 0 | 0 | 0 | 0 | 0 | 0 | 0 | 0 | 0 | 0 | 0 | 0 | 0 | 0 | 0 | 0 | 0 | 0 | 0 | 0 | 0 | 0 | 0 | 0 | 0
F2_Commercial_Retail_New_Space Heating_Natural Gas_Boiler_E7 | F2 | Commercial | Retail | New | Space Heating | Natural Gas | Boiler | E7 | RVT - Cost of Operation | 0 | 0 | 0 | 0 | 0 | 0 | 0 | 0 | 0 | 0 | 0 | 0 | 0 | 0 | 0 | 0 | 0 | 0 | 0 | 0 | 0 | 0 | 0 | 0 | 0 | 0 | 0 | 0 | 0 | 0 | 0 | 0 | 0 | 0 | 0 | 0 | 0 | 0 | 0 | 0 | 0 | 0
F2_Commercial_Retail_New_Space Heating_Natural Gas_Boiler_E8 | F2 | Commercial | Retail | New | Space Heating | Natural Gas | Boiler | E8 | RVT - Cost of Operation | 0 | 0 | 0 | 0 | 0 | 0 | 0 | 0 | 0 | 0 | 0 | 0 | 0 | 0 | 0 | 0 | 0 | 0 | 0 | 0 | 0 | 0 | 0 | 0 | 0 | 0 | 0 | 0 | 0 | 0 | 0 | 0 | 0 | 0 | 0 | 0 | 0 | 0 | 0 | 0 | 0 | 0
F2_Commercial_Retail_New_Space Heating_Natural Gas_Boiler_E9 | F2 | Commercial | Retail | New | Space Heating | Natural Gas | Boiler | E9 | RVT - Cost of Operation | 0 | 0 | 0 | 0 | 0 | 0 | 0 | 0 | 0 | 0 | 0 | 0 | 0 | 0 | 0 | 0 | 0 | 0 | 0 | 0 | 0 | 0 | 0 | 0 | 0 | 0 | 0 | 0 | 0 | 0 | 0 | 0 | 0 | 0 | 0 | 0 | 0 | 0 | 0 | 0 | 0 | 0
F2_Commercial_Retail_New_Space Heating_Natural Gas_Boiler_E10 | F2 | Commercial | Retail | New | Space Heating | Natural Gas | Boiler | E10 | RVT - Cost of Operation | 0 | 0 | 0 | 0 | 0 | 0 | 0 | 0 | 0 | 0 | 0 | 0 | 0 | 0 | 0 | 0 | 0 | 0 | 0 | 0 | 0 | 0 | 0 | 0 | 0 | 0 | 0 | 0 | 0 | 0 | 0 | 0 | 0 | 0 | 0 | 0 | 0 | 0 | 0 | 0 | 0 | 0
F3_Commercial_Retail_New_Space Heating_Natural Gas_Boiler_E1 | F3 | Commercial | Retail | New | Space Heating | Natural Gas | Boiler | E1 | System - kBTUs of Consumption | 0.21835 | 0.21835 | 0.21835 | 0.21835 | 0.21835 | 0.21835 | 0.21835 | 0.21835 | 0.21835 | 0.21835 | 0.21835 | 0.21835 | 0.21835 | 0.21835 | 0.21835 | 0.21835 | 0.21835 | 0.21835 | 0.21835 | 0.21835 | 0.21835 | 0.21835 | 0.21835 | 0.21835 | 0.21835 | 0.21835 | 0.21835 | 0.21835 | 0.21835 | 0.21835 | 0.21835 | 0.21835 | 0.21835 | 0 | 0 | 0 | 0 | 0 | 0 | 0 | 0 | 0
F3_Commercial_Retail_New_Space Heating_Natural Gas_Boiler_E2 | F3 | Commercial | Retail | New | Space Heating | Natural Gas | Boiler | E2 | System - kBTUs of Consumption | 0.24652 | 0.24652 | 0.24652 | 0.24652 | 0.24652 | 0.24652 | 0.24652 | 0.24652 | 0.24652 | 0.24652 | 0.24652 | 0.24652 | 0.24652 | 0.24652 | 0.24652 | 0.24652 | 0.24652 | 0.24652 | 0.24652 | 0.24652 | 0.24652 | 0.24652 | 0.24652 | 0.24652 | 0.24652 | 0.24652 | 0.24652 | 0.24652 | 0.24652 | 0.24652 | 0.24652 | 0.24652 | 0.24652 | 0 | 0 | 0 | 0 | 0 | 0 | 0 | 0 | 0
F3_Commercial_Retail_New_Space Heating_Natural Gas_Boiler_E3 | F3 | Commercial | Retail | New | Space Heating | Natural Gas | Boiler | E3 | System - kBTUs of Consumption | 0.30309 | 0.30309 | 0.30309 | 0.30309 | 0.30309 | 0.30309 | 0.30309 | 0.30309 | 0.30309 | 0.30309 | 0.30309 | 0.30309 | 0.30309 | 0.30309 | 0.30309 | 0.30309 | 0.30309 | 0.30309 | 0.30309 | 0.30309 | 0.30309 | 0.30309 | 0.30309 | 0.30309 | 0.30309 | 0.30309 | 0.30309 | 0.30309 | 0.30309 | 0.30309 | 0.30309 | 0.30309 | 0.30309 | 0 | 0 | 0 | 0 | 0 | 0 | 0 | 0 | 0
F3_Commercial_Retail_New_Space Heating_Natural Gas_Boiler_E4 | F3 | Commercial | Retail | New | Space Heating | Natural Gas | Boiler | E4 | System - kBTUs of Consumption | 1.1627 | 1.1627 | 1.1627 | 1.1627 | 1.1627 | 1.1627 | 1.1627 | 1.1627 | 1.1627 | 1.1627 | 1.1627 | 1.1627 | 1.1627 | 1.1627 | 1.1627 | 1.1627 | 1.1627 | 1.1627 | 1.1627 | 1.1627 | 1.1627 | 1.1627 | 1.1627 | 1.1627 | 1.1627 | 1.1627 | 1.1627 | 1.1627 | 1.1627 | 1.1627 | 1.1627 | 1.1627 | 1.1627 | 0 | 0 | 0 | 0 | 0 | 0 | 0 | 0 | 0
F3_Commercial_Retail_New_Space Heating_Natural Gas_Boiler_E5 | F3 | Commercial | Retail | New | Space Heating | Natural Gas | Boiler | E5 | System - kBTUs of Consumption | 0 | 0 | 0 | 0 | 0 | 0 | 0 | 0 | 0 | 0 | 0 | 0 | 0 | 0 | 0 | 0 | 0 | 0 | 0 | 0 | 0 | 0 | 0 | 0 | 0 | 0 | 0 | 0 | 0 | 0 | 0 | 0 | 0 | 0 | 0 | 0 | 0 | 0 | 0 | 0 | 0 | 0
F3_Commercial_Retail_New_Space Heating_Natural Gas_Boiler_E6 | F3 | Commercial | Retail | New | Space Heating | Natural Gas | Boiler | E6 | System - kBTUs of Consumption | 0 | 0 | 0 | 0 | 0 | 0 | 0 | 0 | 0 | 0 | 0 | 0 | 0 | 0 | 0 | 0 | 0 | 0 | 0 | 0 | 0 | 0 | 0 | 0 | 0 | 0 | 0 | 0 | 0 | 0 | 0 | 0 | 0 | 0 | 0 | 0 | 0 | 0 | 0 | 0 | 0 | 0
F3_Commercial_Retail_New_Space Heating_Natural Gas_Boiler_E7 | F3 | Commercial | Retail | New | Space Heating | Natural Gas | Boiler | E7 | System - kBTUs of Consumption | 0 | 0 | 0 | 0 | 0 | 0 | 0 | 0 | 0 | 0 | 0 | 0 | 0 | 0 | 0 | 0 | 0 | 0 | 0 | 0 | 0 | 0 | 0 | 0 | 0 | 0 | 0 | 0 | 0 | 0 | 0 | 0 | 0 | 0 | 0 | 0 | 0 | 0 | 0 | 0 | 0 | 0
F3_Commercial_Retail_New_Space Heating_Natural Gas_Boiler_E8 | F3 | Commercial | Retail | New | Space Heating | Natural Gas | Boiler | E8 | System - kBTUs of Consumption | 0 | 0 | 0 | 0 | 0 | 0 | 0 | 0 | 0 | 0 | 0 | 0 | 0 | 0 | 0 | 0 | 0 | 0 | 0 | 0 | 0 | 0 | 0 | 0 | 0 | 0 | 0 | 0 | 0 | 0 | 0 | 0 | 0 | 0 | 0 | 0 | 0 | 0 | 0 | 0 | 0 | 0
F3_Commercial_Retail_New_Space Heating_Natural Gas_Boiler_E9 | F3 | Commercial | Retail | New | Space Heating | Natural Gas | Boiler | E9 | System - kBTUs of Consumption | 0 | 0 | 0 | 0 | 0 | 0 | 0 | 0 | 0 | 0 | 0 | 0 | 0 | 0 | 0 | 0 | 0 | 0 | 0 | 0 | 0 | 0 | 0 | 0 | 0 | 0 | 0 | 0 | 0 | 0 | 0 | 0 | 0 | 0 | 0 | 0 | 0 | 0 | 0 | 0 | 0 | 0
F3_Commercial_Retail_New_Space Heating_Natural Gas_Boiler_E10 | F3 | Commercial | Retail | New | Space Heating | Natural Gas | Boiler | E10 | System - kBTUs of Consumption | 0 | 0 | 0 | 0 | 0 | 0 | 0 | 0 | 0 | 0 | 0 | 0 | 0 | 0 | 0 | 0 | 0 | 0 | 0 | 0 | 0 | 0 | 0 | 0 | 0 | 0 | 0 | 0 | 0 | 0 | 0 | 0 | 0 | 0 | 0 | 0 | 0 | 0 | 0 | 0 | 0 | 0
F4_Commercial_Retail_New_Space Heating_Natural Gas_Boiler_E1 | F4 | Commercial | Retail | New | Space Heating | Natural Gas | Boiler | E1 | Utility - Cost of Equipment | 1.2027 | 1.2039 | 1.2051 | 1.2069 | 1.2094 | 1.2131 | 1.2157 | 1.2177 | 1.2198 | 1.2218 | 1.2231 | 1.2239 | 1.2247 | 1.2254 | 1.2263 | 1.2266 | 1.2273 | 1.2285 | 1.2298 | 1.2312 | 1.233 | 1.2345 | 1.2356 | 1.2365 | 1.2371 | 1.2372 | 1.2369 | 1.2363 | 1.2358 | 1.2356 | 1.2357 | 1.2358 | 1.2358 | 0 | 0 | 0 | 0 | 0 | 0 | 0 | 0 | 0
F4_Commercial_Retail_New_Space Heating_Natural Gas_Boiler_E2 | F4 | Commercial | Retail | New | Space Heating | Natural Gas | Boiler | E2 | Utility - Cost of Equipment | 1.132 | 1.133 | 1.1342 | 1.1359 | 1.1383 | 1.1417 | 1.1442 | 1.146 | 1.1481 | 1.1499 | 1.1512 | 1.1519 | 1.1526 | 1.1533 | 1.1541 | 1.1545 | 1.1551 | 1.1562 | 1.1574 | 1.1588 | 1.1605 | 1.1619 | 1.1629 | 1.1638 | 1.1643 | 1.1645 | 1.1642 | 1.1636 | 1.1631 | 1.1629 | 1.163 | 1.1631 | 1.1631 | 0 | 0 | 0 | 0 | 0 | 0 | 0 | 0 | 0
F4_Commercial_Retail_New_Space Heating_Natural Gas_Boiler_E3 | F4 | Commercial | Retail | New | Space Heating | Natural Gas | Boiler | E3 | Utility - Cost of Equipment | 0.99192 | 0.99287 | 0.99391 | 0.9954 | 0.99745 | 1.0005 | 1.0026 | 1.0043 | 1.006 | 1.0076 | 1.0087 | 1.0094 | 1.0101 | 1.0106 | 1.0114 | 1.0117 | 1.0122 | 1.0132 | 1.0142 | 1.0155 | 1.0169 | 1.0181 | 1.0191 | 1.0198 | 1.0203 | 1.0204 | 1.0201 | 1.0196 | 1.0192 | 1.019 | 1.0192 | 1.0192 | 1.0192 | 0 | 0 | 0 | 0 | 0 | 0 | 0 | 0 | 0
F4_Commercial_Retail_New_Space Heating_Natural Gas_Boiler_E4 | F4 | Commercial | Retail | New | Space Heating | Natural Gas | Boiler | E4 | Utility - Cost of Equipment | 0.73193 | 0.73257 | 0.73325 | 0.73434 | 0.73598 | 0.73863 | 0.74035 | 0.74159 | 0.74306 | 0.74443 | 0.74535 | 0.74591 | 0.74647 | 0.74704 | 0.74782 | 0.74818 | 0.74879 | 0.74985 | 0.75095 | 0.7522 | 0.75366 | 0.75489 | 0.75586 | 0.75659 | 0.75708 | 0.75722 | 0.75696 | 0.75643 | 0.75601 | 0.7558 | 0.75595 | 0.75601 | 0.75601 | 0 | 0 | 0 | 0 | 0 | 0 | 0 | 0 | 0
F4_Commercial_Retail_New_Space Heating_Natural Gas_Boiler_E5 | F4 | Commercial | Retail | New | Space Heating | Natural Gas | Boiler | E5 | Utility - Cost of Equipment | 0 | 0 | 0 | 0 | 0 | 0 | 0 | 0 | 0 | 0 | 0 | 0 | 0 | 0 | 0 | 0 | 0 | 0 | 0 | 0 | 0 | 0 | 0 | 0 | 0 | 0 | 0 | 0 | 0 | 0 | 0 | 0 | 0 | 0 | 0 | 0 | 0 | 0 | 0 | 0 | 0 | 0
F4_Commercial_Retail_New_Space Heating_Natural Gas_Boiler_E6 | F4 | Commercial | Retail | New | Space Heating | Natural Gas | Boiler | E6 | Utility - Cost of Equipment | 0 | 0 | 0 | 0 | 0 | 0 | 0 | 0 | 0 | 0 | 0 | 0 | 0 | 0 | 0 | 0 | 0 | 0 | 0 | 0 | 0 | 0 | 0 | 0 | 0 | 0 | 0 | 0 | 0 | 0 | 0 | 0 | 0 | 0 | 0 | 0 | 0 | 0 | 0 | 0 | 0 | 0
F4_Commercial_Retail_New_Space Heating_Natural Gas_Boiler_E7 | F4 | Commercial | Retail | New | Space Heating | Natural Gas | Boiler | E7 | Utility - Cost of Equipment | 0 | 0 | 0 | 0 | 0 | 0 | 0 | 0 | 0 | 0 | 0 | 0 | 0 | 0 | 0 | 0 | 0 | 0 | 0 | 0 | 0 | 0 | 0 | 0 | 0 | 0 | 0 | 0 | 0 | 0 | 0 | 0 | 0 | 0 | 0 | 0 | 0 | 0 | 0 | 0 | 0 | 0
F4_Commercial_Retail_New_Space Heating_Natural Gas_Boiler_E8 | F4 | Commercial | Retail | New | Space Heating | Natural Gas | Boiler | E8 | Utility - Cost of Equipment | 0 | 0 | 0 | 0 | 0 | 0 | 0 | 0 | 0 | 0 | 0 | 0 | 0 | 0 | 0 | 0 | 0 | 0 | 0 | 0 | 0 | 0 | 0 | 0 | 0 | 0 | 0 | 0 | 0 | 0 | 0 | 0 | 0 | 0 | 0 | 0 | 0 | 0 | 0 | 0 | 0 | 0
F4_Commercial_Retail_New_Space Heating_Natural Gas_Boiler_E9 | F4 | Commercial | Retail | New | Space Heating | Natural Gas | Boiler | E9 | Utility - Cost of Equipment | 0 | 0 | 0 | 0 | 0 | 0 | 0 | 0 | 0 | 0 | 0 | 0 | 0 | 0 | 0 | 0 | 0 | 0 | 0 | 0 | 0 | 0 | 0 | 0 | 0 | 0 | 0 | 0 | 0 | 0 | 0 | 0 | 0 | 0 | 0 | 0 | 0 | 0 | 0 | 0 | 0 | 0
F4_Commercial_Retail_New_Space Heating_Natural Gas_Boiler_E10 | F4 | Commercial | Retail | New | Space Heating | Natural Gas | Boiler | E10 | Utility - Cost of Equipment | 0 | 0 | 0 | 0 | 0 | 0 | 0 | 0 | 0 | 0 | 0 | 0 | 0 | 0 | 0 | 0 | 0 | 0 | 0 | 0 | 0 | 0 | 0 | 0 | 0 | 0 | 0 | 0 | 0 | 0 | 0 | 0 | 0 | 0 | 0 | 0 | 0 | 0 | 0 | 0 | 0 | 0
F5_Commercial_Retail_New_Space Heating_Natural Gas_Boiler_E1 | F5 | Commercial | Retail | New | Space Heating | Natural Gas | Boiler | E1 | Utility - Cost of Operation | 0.21835 | 0.21835 | 0.21835 | 0.21835 | 0.21835 | 0.21835 | 0.21835 | 0.21835 | 0.21835 | 0.21835 | 0.21835 | 0.21835 | 0.21835 | 0.21835 | 0.21835 | 0.21835 | 0.21835 | 0.21835 | 0.21835 | 0.21835 | 0.21835 | 0.21835 | 0.21835 | 0.21835 | 0.21835 | 0.21835 | 0.21835 | 0.21835 | 0.21835 | 0.21835 | 0.21835 | 0.21835 | 0.21835 | 0 | 0 | 0 | 0 | 0 | 0 | 0 | 0 | 0
F5_Commercial_Retail_New_Space Heating_Natural Gas_Boiler_E2 | F5 | Commercial | Retail | New | Space Heating | Natural Gas | Boiler | E2 | Utility - Cost of Operation | 0.24652 | 0.24652 | 0.24652 | 0.24652 | 0.24652 | 0.24652 | 0.24652 | 0.24652 | 0.24652 | 0.24652 | 0.24652 | 0.24652 | 0.24652 | 0.24652 | 0.24652 | 0.24652 | 0.24652 | 0.24652 | 0.24652 | 0.24652 | 0.24652 | 0.24652 | 0.24652 | 0.24652 | 0.24652 | 0.24652 | 0.24652 | 0.24652 | 0.24652 | 0.24652 | 0.24652 | 0.24652 | 0.24652 | 0 | 0 | 0 | 0 | 0 | 0 | 0 | 0 | 0
F5_Commercial_Retail_New_Space Heating_Natural Gas_Boiler_E3 | F5 | Commercial | Retail | New | Space Heating | Natural Gas | Boiler | E3 | Utility - Cost of Operation | 0.30309 | 0.30309 | 0.30309 | 0.30309 | 0.30309 | 0.30309 | 0.30309 | 0.30309 | 0.30309 | 0.30309 | 0.30309 | 0.30309 | 0.30309 | 0.30309 | 0.30309 | 0.30309 | 0.30309 | 0.30309 | 0.30309 | 0.30309 | 0.30309 | 0.30309 | 0.30309 | 0.30309 | 0.30309 | 0.30309 | 0.30309 | 0.30309 | 0.30309 | 0.30309 | 0.30309 | 0.30309 | 0.30309 | 0 | 0 | 0 | 0 | 0 | 0 | 0 | 0 | 0
F5_Commercial_Retail_New_Space Heating_Natural Gas_Boiler_E4 | F5 | Commercial | Retail | New | Space Heating | Natural Gas | Boiler | E4 | Utility - Cost of Operation | 1.1627 | 1.1627 | 1.1627 | 1.1627 | 1.1627 | 1.1627 | 1.1627 | 1.1627 | 1.1627 | 1.1627 | 1.1627 | 1.1627 | 1.1627 | 1.1627 | 1.1627 | 1.1627 | 1.1627 | 1.1627 | 1.1627 | 1.1627 | 1.1627 | 1.1627 | 1.1627 | 1.1627 | 1.1627 | 1.1627 | 1.1627 | 1.1627 | 1.1627 | 1.1627 | 1.1627 | 1.1627 | 1.1627 | 0 | 0 | 0 | 0 | 0 | 0 | 0 | 0 | 0
F5_Commercial_Retail_New_Space Heating_Natural Gas_Boiler_E5 | F5 | Commercial | Retail | New | Space Heating | Natural Gas | Boiler | E5 | Utility - Cost of Operation | 0 | 0 | 0 | 0 | 0 | 0 | 0 | 0 | 0 | 0 | 0 | 0 | 0 | 0 | 0 | 0 | 0 | 0 | 0 | 0 | 0 | 0 | 0 | 0 | 0 | 0 | 0 | 0 | 0 | 0 | 0 | 0 | 0 | 0 | 0 | 0 | 0 | 0 | 0 | 0 | 0 | 0
F5_Commercial_Retail_New_Space Heating_Natural Gas_Boiler_E6 | F5 | Commercial | Retail | New | Space Heating | Natural Gas | Boiler | E6 | Utility - Cost of Operation | 0 | 0 | 0 | 0 | 0 | 0 | 0 | 0 | 0 | 0 | 0 | 0 | 0 | 0 | 0 | 0 | 0 | 0 | 0 | 0 | 0 | 0 | 0 | 0 | 0 | 0 | 0 | 0 | 0 | 0 | 0 | 0 | 0 | 0 | 0 | 0 | 0 | 0 | 0 | 0 | 0 | 0
F5_Commercial_Retail_New_Space Heating_Natural Gas_Boiler_E7 | F5 | Commercial | Retail | New | Space Heating | Natural Gas | Boiler | E7 | Utility - Cost of Operation | 0 | 0 | 0 | 0 | 0 | 0 | 0 | 0 | 0 | 0 | 0 | 0 | 0 | 0 | 0 | 0 | 0 | 0 | 0 | 0 | 0 | 0 | 0 | 0 | 0 | 0 | 0 | 0 | 0 | 0 | 0 | 0 | 0 | 0 | 0 | 0 | 0 | 0 | 0 | 0 | 0 | 0
F5_Commercial_Retail_New_Space Heating_Natural Gas_Boiler_E8 | F5 | Commercial | Retail | New | Space Heating | Natural Gas | Boiler | E8 | Utility - Cost of Operation | 0 | 0 | 0 | 0 | 0 | 0 | 0 | 0 | 0 | 0 | 0 | 0 | 0 | 0 | 0 | 0 | 0 | 0 | 0 | 0 | 0 | 0 | 0 | 0 | 0 | 0 | 0 | 0 | 0 | 0 | 0 | 0 | 0 | 0 | 0 | 0 | 0 | 0 | 0 | 0 | 0 | 0
F5_Commercial_Retail_New_Space Heating_Natural Gas_Boiler_E9 | F5 | Commercial | Retail | New | Space Heating | Natural Gas | Boiler | E9 | Utility - Cost of Operation | 0 | 0 | 0 | 0 | 0 | 0 | 0 | 0 | 0 | 0 | 0 | 0 | 0 | 0 | 0 | 0 | 0 | 0 | 0 | 0 | 0 | 0 | 0 | 0 | 0 | 0 | 0 | 0 | 0 | 0 | 0 | 0 | 0 | 0 | 0 | 0 | 0 | 0 | 0 | 0 | 0 | 0
F5_Commercial_Retail_New_Space Heating_Natural Gas_Boiler_E10 | F5 | Commercial | Retail | New | Space Heating | Natural Gas | Boiler | E10 | Utility - Cost of Operation | 0 | 0 | 0 | 0 | 0 | 0 | 0 | 0 | 0 | 0 | 0 | 0 | 0 | 0 | 0 | 0 | 0 | 0 | 0 | 0 | 0 | 0 | 0 | 0 | 0 | 0 | 0 | 0 | 0 | 0 | 0 | 0 | 0 | 0 | 0 | 0 | 0 | 0 | 0 | 0 | 0 | 0
F6_Commercial_Retail_New_Space Heating_Natural Gas_Boiler_E1 | F6 | Commercial | Retail | New | Space Heating | Natural Gas | Boiler | E1 | Utility - Value of Sales | 0.52425 | 0.52142 | 0.51847 | 0.51553 | 0.51261 | 0.50973 | 0.50689 | 0.5041 | 0.50137 | 0.49873 | 0.49616 | 0.4937 | 0.49134 | 0.4891 | 0.48697 | 0.48497 | 0.48308 | 0.48131 | 0.47966 | 0.47813 | 0.47671 | 0.47542 | 0.47424 | 0.47318 | 0.47223 | 0.47141 | 0.4707 | 0.47011 | 0.46964 | 0.46929 | 0.46905 | 0.46893 | 0.46893 | 0 | 0 | 0 | 0 | 0 | 0 | 0 | 0 | 0
F6_Commercial_Retail_New_Space Heating_Natural Gas_Boiler_E2 | F6 | Commercial | Retail | New | Space Heating | Natural Gas | Boiler | E2 | Utility - Value of Sales | 0.49341 | 0.49075 | 0.48797 | 0.4852 | 0.48246 | 0.47974 | 0.47707 | 0.47445 | 0.47188 | 0.46939 | 0.46698 | 0.46466 | 0.46244 | 0.46033 | 0.45833 | 0.45644 | 0.45467 | 0.453 | 0.45145 | 0.45 | 0.44867 | 0.44745 | 0.44634 | 0.44534 | 0.44446 | 0.44368 | 0.44301 | 0.44246 | 0.44201 | 0.44168 | 0.44146 | 0.44135 | 0.44135 | 0 | 0 | 0 | 0 | 0 | 0 | 0 | 0 | 0
F6_Commercial_Retail_New_Space Heating_Natural Gas_Boiler_E3 | F6 | Commercial | Retail | New | Space Heating | Natural Gas | Boiler | E3 | Utility - Value of Sales | 0.43237 | 0.43004 | 0.4276 | 0.42518 | 0.42277 | 0.42039 | 0.41805 | 0.41575 | 0.41351 | 0.41132 | 0.40921 | 0.40717 | 0.40523 | 0.40338 | 0.40163 | 0.39998 | 0.39842 | 0.39696 | 0.3956 | 0.39433 | 0.39317 | 0.3921 | 0.39112 | 0.39025 | 0.38947 | 0.38879 | 0.38821 | 0.38772 | 0.38733 | 0.38704 | 0.38685 | 0.38675 | 0.38675 | 0 | 0 | 0 | 0 | 0 | 0 | 0 | 0 | 0
F6_Commercial_Retail_New_Space Heating_Natural Gas_Boiler_E4 | F6 | Commercial | Retail | New | Space Heating | Natural Gas | Boiler | E4 | Utility - Value of Sales | 0.3314 | 0.32971 | 0.32789 | 0.32608 | 0.32426 | 0.32244 | 0.32063 | 0.31881 | 0.317 | 0.31518 | 0.31337 | 0.31155 | 0.30974 | 0.30794 | 0.30616 | 0.30441 | 0.3027 | 0.30105 | 0.29947 | 0.29796 | 0.29655 | 0.29523 | 0.29402 | 0.29293 | 0.29196 | 0.29111 | 0.29039 | 0.28978 | 0.2893 | 0.28894 | 0.28869 | 0.28857 | 0.28857 | 0 | 0 | 0 | 0 | 0 | 0 | 0 | 0 | 0
F6_Commercial_Retail_New_Space Heating_Natural Gas_Boiler_E5 | F6 | Commercial | Retail | New | Space Heating | Natural Gas | Boiler | E5 | Utility - Value of Sales | 0 | 0 | 0 | 0 | 0 | 0 | 0 | 0 | 0 | 0 | 0 | 0 | 0 | 0 | 0 | 0 | 0 | 0 | 0 | 0 | 0 | 0 | 0 | 0 | 0 | 0 | 0 | 0 | 0 | 0 | 0 | 0 | 0 | 0 | 0 | 0 | 0 | 0 | 0 | 0 | 0 | 0
F6_Commercial_Retail_New_Space Heating_Natural Gas_Boiler_E6 | F6 | Commercial | Retail | New | Space Heating | Natural Gas | Boiler | E6 | Utility - Value of Sales | 0 | 0 | 0 | 0 | 0 | 0 | 0 | 0 | 0 | 0 | 0 | 0 | 0 | 0 | 0 | 0 | 0 | 0 | 0 | 0 | 0 | 0 | 0 | 0 | 0 | 0 | 0 | 0 | 0 | 0 | 0 | 0 | 0 | 0 | 0 | 0 | 0 | 0 | 0 | 0 | 0 | 0
F6_Commercial_Retail_New_Space Heating_Natural Gas_Boiler_E7 | F6 | Commercial | Retail | New | Space Heating | Natural Gas | Boiler | E7 | Utility - Value of Sales | 0 | 0 | 0 | 0 | 0 | 0 | 0 | 0 | 0 | 0 | 0 | 0 | 0 | 0 | 0 | 0 | 0 | 0 | 0 | 0 | 0 | 0 | 0 | 0 | 0 | 0 | 0 | 0 | 0 | 0 | 0 | 0 | 0 | 0 | 0 | 0 | 0 | 0 | 0 | 0 | 0 | 0
F6_Commercial_Retail_New_Space Heating_Natural Gas_Boiler_E8 | F6 | Commercial | Retail | New | Space Heating | Natural Gas | Boiler | E8 | Utility - Value of Sales | 0 | 0 | 0 | 0 | 0 | 0 | 0 | 0 | 0 | 0 | 0 | 0 | 0 | 0 | 0 | 0 | 0 | 0 | 0 | 0 | 0 | 0 | 0 | 0 | 0 | 0 | 0 | 0 | 0 | 0 | 0 | 0 | 0 | 0 | 0 | 0 | 0 | 0 | 0 | 0 | 0 | 0
F6_Commercial_Retail_New_Space Heating_Natural Gas_Boiler_E9 | F6 | Commercial | Retail | New | Space Heating | Natural Gas | Boiler | E9 | Utility - Value of Sales | 0 | 0 | 0 | 0 | 0 | 0 | 0 | 0 | 0 | 0 | 0 | 0 | 0 | 0 | 0 | 0 | 0 | 0 | 0 | 0 | 0 | 0 | 0 | 0 | 0 | 0 | 0 | 0 | 0 | 0 | 0 | 0 | 0 | 0 | 0 | 0 | 0 | 0 | 0 | 0 | 0 | 0
F6_Commercial_Retail_New_Space Heating_Natural Gas_Boiler_E10 | F6 | Commercial | Retail | New | Space Heating | Natural Gas | Boiler | E10 | Utility - Value of Sales | 0 | 0 | 0 | 0 | 0 | 0 | 0 | 0 | 0 | 0 | 0 | 0 | 0 | 0 | 0 | 0 | 0 | 0 | 0 | 0 | 0 | 0 | 0 | 0 | 0 | 0 | 0 | 0 | 0 | 0 | 0 | 0 | 0 | 0 | 0 | 0 | 0 | 0 | 0 | 0 | 0 | 0
F1_Commercial_Retail_New_Space Heating_Natural Gas_Unit Heater_E1 | F1 | Commercial | Retail | New | Space Heating | Natural Gas | Unit Heater | E1 | RVT - Cost of Equipment | 0.13544 | 0.13559 | 0.13576 | 0.13602 | 0.13637 | 0.13694 | 0.13727 | 0.13747 | 0.13771 | 0.13793 | 0.13805 | 0.13811 | 0.13819 | 0.1383 | 0.13847 | 0.13857 | 0.13872 | 0.13896 | 0.13921 | 0.13948 | 0.13979 | 0.14006 | 0.14026 | 0.14042 | 0.14053 | 0.14056 | 0.1405 | 0.14039 | 0.1403 | 0.14025 | 0.14028 | 0.1403 | 0.1403 | 0 | 0 | 0 | 0 | 0 | 0 | 0 | 0 | 0
F1_Commercial_Retail_New_Space Heating_Natural Gas_Unit Heater_E2 | F1 | Commercial | Retail | New | Space Heating | Natural Gas | Unit Heater | E2 | RVT - Cost of Equipment | 0.12899 | 0.12914 | 0.1293 | 0.12954 | 0.12988 | 0.13042 | 0.13074 | 0.13093 | 0.13116 | 0.13136 | 0.13148 | 0.13153 | 0.13161 | 0.13172 | 0.13188 | 0.13198 | 0.13212 | 0.13235 | 0.13258 | 0.13284 | 0.13314 | 0.13339 | 0.13359 | 0.13374 | 0.13384 | 0.13387 | 0.13381 | 0.13371 | 0.13362 | 0.13358 | 0.13361 | 0.13362 | 0.13362 | 0 | 0 | 0 | 0 | 0 | 0 | 0 | 0 | 0
F1_Commercial_Retail_New_Space Heating_Natural Gas_Unit Heater_E3 | F1 | Commercial | Retail | New | Space Heating | Natural Gas | Unit Heater | E3 | RVT - Cost of Equipment | 0.11497 | 0.11507 | 0.11518 | 0.11534 | 0.1156 | 0.116 | 0.11626 | 0.11645 | 0.11668 | 0.11689 | 0.11705 | 0.11714 | 0.11724 | 0.11734 | 0.11746 | 0.11752 | 0.11762 | 0.11778 | 0.11795 | 0.11814 | 0.11837 | 0.11857 | 0.11872 | 0.11883 | 0.11891 | 0.11893 | 0.11889 | 0.11881 | 0.11874 | 0.11871 | 0.11873 | 0.11874 | 0.11874 | 0 | 0 | 0 | 0 | 0 | 0 | 0 | 0 | 0
F1_Commercial_Retail_New_Space Heating_Natural Gas_Unit Heater_E4 | F1 | Commercial | Retail | New | Space Heating | Natural Gas | Unit Heater | E4 | RVT - Cost of Equipment | 0 | 0 | 0 | 0 | 0 | 0 | 0 | 0 | 0 | 0 | 0 | 0 | 0 | 0 | 0 | 0 | 0 | 0 | 0 | 0 | 0 | 0 | 0 | 0 | 0 | 0 | 0 | 0 | 0 | 0 | 0 | 0 | 0 | 0 | 0 | 0 | 0 | 0 | 0 | 0 | 0 | 0
F1_Commercial_Retail_New_Space Heating_Natural Gas_Unit Heater_E5 | F1 | Commercial | Retail | New | Space Heating | Natural Gas | Unit Heater | E5 | RVT - Cost of Equipment | 0 | 0 | 0 | 0 | 0 | 0 | 0 | 0 | 0 | 0 | 0 | 0 | 0 | 0 | 0 | 0 | 0 | 0 | 0 | 0 | 0 | 0 | 0 | 0 | 0 | 0 | 0 | 0 | 0 | 0 | 0 | 0 | 0 | 0 | 0 | 0 | 0 | 0 | 0 | 0 | 0 | 0
F1_Commercial_Retail_New_Space Heating_Natural Gas_Unit Heater_E6 | F1 | Commercial | Retail | New | Space Heating | Natural Gas | Unit Heater | E6 | RVT - Cost of Equipment | 0 | 0 | 0 | 0 | 0 | 0 | 0 | 0 | 0 | 0 | 0 | 0 | 0 | 0 | 0 | 0 | 0 | 0 | 0 | 0 | 0 | 0 | 0 | 0 | 0 | 0 | 0 | 0 | 0 | 0 | 0 | 0 | 0 | 0 | 0 | 0 | 0 | 0 | 0 | 0 | 0 | 0
F1_Commercial_Retail_New_Space Heating_Natural Gas_Unit Heater_E7 | F1 | Commercial | Retail | New | Space Heating | Natural Gas | Unit Heater | E7 | RVT - Cost of Equipment | 0 | 0 | 0 | 0 | 0 | 0 | 0 | 0 | 0 | 0 | 0 | 0 | 0 | 0 | 0 | 0 | 0 | 0 | 0 | 0 | 0 | 0 | 0 | 0 | 0 | 0 | 0 | 0 | 0 | 0 | 0 | 0 | 0 | 0 | 0 | 0 | 0 | 0 | 0 | 0 | 0 | 0
F1_Commercial_Retail_New_Space Heating_Natural Gas_Unit Heater_E8 | F1 | Commercial | Retail | New | Space Heating | Natural Gas | Unit Heater | E8 | RVT - Cost of Equipment | 0 | 0 | 0 | 0 | 0 | 0 | 0 | 0 | 0 | 0 | 0 | 0 | 0 | 0 | 0 | 0 | 0 | 0 | 0 | 0 | 0 | 0 | 0 | 0 | 0 | 0 | 0 | 0 | 0 | 0 | 0 | 0 | 0 | 0 | 0 | 0 | 0 | 0 | 0 | 0 | 0 | 0
F1_Commercial_Retail_New_Space Heating_Natural Gas_Unit Heater_E9 | F1 | Commercial | Retail | New | Space Heating | Natural Gas | Unit Heater | E9 | RVT - Cost of Equipment | 0 | 0 | 0 | 0 | 0 | 0 | 0 | 0 | 0 | 0 | 0 | 0 | 0 | 0 | 0 | 0 | 0 | 0 | 0 | 0 | 0 | 0 | 0 | 0 | 0 | 0 | 0 | 0 | 0 | 0 | 0 | 0 | 0 | 0 | 0 | 0 | 0 | 0 | 0 | 0 | 0 | 0
F1_Commercial_Retail_New_Space Heating_Natural Gas_Unit Heater_E10 | F1 | Commercial | Retail | New | Space Heating | Natural Gas | Unit Heater | E10 | RVT - Cost of Equipment | 0 | 0 | 0 | 0 | 0 | 0 | 0 | 0 | 0 | 0 | 0 | 0 | 0 | 0 | 0 | 0 | 0 | 0 | 0 | 0 | 0 | 0 | 0 | 0 | 0 | 0 | 0 | 0 | 0 | 0 | 0 | 0 | 0 | 0 | 0 | 0 | 0 | 0 | 0 | 0 | 0 | 0
F2_Commercial_Retail_New_Space Heating_Natural Gas_Unit Heater_E1 | F2 | Commercial | Retail | New | Space Heating | Natural Gas | Unit Heater | E1 | RVT - Cost of Operation | 0.16227 | 0.16245 | 0.16265 | 0.16296 | 0.16339 | 0.16406 | 0.16446 | 0.1647 | 0.16499 | 0.16525 | 0.16539 | 0.16546 | 0.16556 | 0.16569 | 0.1659 | 0.16602 | 0.1662 | 0.16649 | 0.16678 | 0.1671 | 0.16748 | 0.1678 | 0.16805 | 0.16824 | 0.16836 | 0.1684 | 0.16833 | 0.16819 | 0.16808 | 0.16803 | 0.16807 | 0.16808 | 0.16808 | 0 | 0 | 0 | 0 | 0 | 0 | 0 | 0 | 0
F2_Commercial_Retail_New_Space Heating_Natural Gas_Unit Heater_E2 | F2 | Commercial | Retail | New | Space Heating | Natural Gas | Unit Heater | E2 | RVT - Cost of Operation | 0.15454 | 0.15472 | 0.15491 | 0.1552 | 0.15561 | 0.15625 | 0.15663 | 0.15686 | 0.15714 | 0.15738 | 0.15752 | 0.15759 | 0.15768 | 0.15781 | 0.15801 | 0.15812 | 0.15828 | 0.15856 | 0.15884 | 0.15915 | 0.15951 | 0.15981 | 0.16005 | 0.16023 | 0.16035 | 0.16038 | 0.16032 | 0.16019 | 0.16008 | 0.16003 | 0.16007 | 0.16008 | 0.16008 | 0 | 0 | 0 | 0 | 0 | 0 | 0 | 0 | 0
F2_Commercial_Retail_New_Space Heating_Natural Gas_Unit Heater_E3 | F2 | Commercial | Retail | New | Space Heating | Natural Gas | Unit Heater | E3 | RVT - Cost of Operation | 0.13774 | 0.13786 | 0.13799 | 0.13819 | 0.13849 | 0.13898 | 0.13929 | 0.13951 | 0.13978 | 0.14005 | 0.14023 | 0.14035 | 0.14046 | 0.14058 | 0.14073 | 0.1408 | 0.14091 | 0.14111 | 0.14131 | 0.14154 | 0.14182 | 0.14205 | 0.14223 | 0.14237 | 0.14246 | 0.14248 | 0.14244 | 0.14234 | 0.14226 | 0.14222 | 0.14225 | 0.14226 | 0.14226 | 0 | 0 | 0 | 0 | 0 | 0 | 0 | 0 | 0
F2_Commercial_Retail_New_Space Heating_Natural Gas_Unit Heater_E4 | F2 | Commercial | Retail | New | Space Heating | Natural Gas | Unit Heater | E4 | RVT - Cost of Operation | 0 | 0 | 0 | 0 | 0 | 0 | 0 | 0 | 0 | 0 | 0 | 0 | 0 | 0 | 0 | 0 | 0 | 0 | 0 | 0 | 0 | 0 | 0 | 0 | 0 | 0 | 0 | 0 | 0 | 0 | 0 | 0 | 0 | 0 | 0 | 0 | 0 | 0 | 0 | 0 | 0 | 0
F2_Commercial_Retail_New_Space Heating_Natural Gas_Unit Heater_E5 | F2 | Commercial | Retail | New | Space Heating | Natural Gas | Unit Heater | E5 | RVT - Cost of Operation | 0 | 0 | 0 | 0 | 0 | 0 | 0 | 0 | 0 | 0 | 0 | 0 | 0 | 0 | 0 | 0 | 0 | 0 | 0 | 0 | 0 | 0 | 0 | 0 | 0 | 0 | 0 | 0 | 0 | 0 | 0 | 0 | 0 | 0 | 0 | 0 | 0 | 0 | 0 | 0 | 0 | 0
F2_Commercial_Retail_New_Space Heating_Natural Gas_Unit Heater_E6 | F2 | Commercial | Retail | New | Space Heating | Natural Gas | Unit Heater | E6 | RVT - Cost of Operation | 0 | 0 | 0 | 0 | 0 | 0 | 0 | 0 | 0 | 0 | 0 | 0 | 0 | 0 | 0 | 0 | 0 | 0 | 0 | 0 | 0 | 0 | 0 | 0 | 0 | 0 | 0 | 0 | 0 | 0 | 0 | 0 | 0 | 0 | 0 | 0 | 0 | 0 | 0 | 0 | 0 | 0
F2_Commercial_Retail_New_Space Heating_Natural Gas_Unit Heater_E7 | F2 | Commercial | Retail | New | Space Heating | Natural Gas | Unit Heater | E7 | RVT - Cost of Operation | 0 | 0 | 0 | 0 | 0 | 0 | 0 | 0 | 0 | 0 | 0 | 0 | 0 | 0 | 0 | 0 | 0 | 0 | 0 | 0 | 0 | 0 | 0 | 0 | 0 | 0 | 0 | 0 | 0 | 0 | 0 | 0 | 0 | 0 | 0 | 0 | 0 | 0 | 0 | 0 | 0 | 0
F2_Commercial_Retail_New_Space Heating_Natural Gas_Unit Heater_E8 | F2 | Commercial | Retail | New | Space Heating | Natural Gas | Unit Heater | E8 | RVT - Cost of Operation | 0 | 0 | 0 | 0 | 0 | 0 | 0 | 0 | 0 | 0 | 0 | 0 | 0 | 0 | 0 | 0 | 0 | 0 | 0 | 0 | 0 | 0 | 0 | 0 | 0 | 0 | 0 | 0 | 0 | 0 | 0 | 0 | 0 | 0 | 0 | 0 | 0 | 0 | 0 | 0 | 0 | 0
F2_Commercial_Retail_New_Space Heating_Natural Gas_Unit Heater_E9 | F2 | Commercial | Retail | New | Space Heating | Natural Gas | Unit Heater | E9 | RVT - Cost of Operation | 0 | 0 | 0 | 0 | 0 | 0 | 0 | 0 | 0 | 0 | 0 | 0 | 0 | 0 | 0 | 0 | 0 | 0 | 0 | 0 | 0 | 0 | 0 | 0 | 0 | 0 | 0 | 0 | 0 | 0 | 0 | 0 | 0 | 0 | 0 | 0 | 0 | 0 | 0 | 0 | 0 | 0
F2_Commercial_Retail_New_Space Heating_Natural Gas_Unit Heater_E10 | F2 | Commercial | Retail | New | Space Heating | Natural Gas | Unit Heater | E10 | RVT - Cost of Operation | 0 | 0 | 0 | 0 | 0 | 0 | 0 | 0 | 0 | 0 | 0 | 0 | 0 | 0 | 0 | 0 | 0 | 0 | 0 | 0 | 0 | 0 | 0 | 0 | 0 | 0 | 0 | 0 | 0 | 0 | 0 | 0 | 0 | 0 | 0 | 0 | 0 | 0 | 0 | 0 | 0 | 0
F3_Commercial_Retail_New_Space Heating_Natural Gas_Unit Heater_E1 | F3 | Commercial | Retail | New | Space Heating | Natural Gas | Unit Heater | E1 | System - kBTUs of Consumption | 0.0062434 | 0.0062434 | 0.0062434 | 0.0062434 | 0.0062434 | 0.0062434 | 0.0062434 | 0.0062434 | 0.0062434 | 0.0062434 | 0.0062434 | 0.0062434 | 0.0062434 | 0.0062434 | 0.0062434 | 0.0062434 | 0.0062434 | 0.0062434 | 0.0062434 | 0.0062434 | 0.0062434 | 0.0062434 | 0.0062434 | 0.0062434 | 0.0062434 | 0.0062434 | 0.0062434 | 0.0062434 | 0.0062434 | 0.0062434 | 0.0062434 | 0.0062434 | 0.0062434 | 0 | 0 | 0 | 0 | 0 | 0 | 0 | 0 | 0
F3_Commercial_Retail_New_Space Heating_Natural Gas_Unit Heater_E2 | F3 | Commercial | Retail | New | Space Heating | Natural Gas | Unit Heater | E2 | System - kBTUs of Consumption | 0.0099958 | 0.0099958 | 0.0099958 | 0.0099958 | 0.0099958 | 0.0099958 | 0.0099958 | 0.0099958 | 0.0099958 | 0.0099958 | 0.0099958 | 0.0099958 | 0.0099958 | 0.0099958 | 0.0099958 | 0.0099958 | 0.0099958 | 0.0099958 | 0.0099958 | 0.0099958 | 0.0099958 | 0.0099958 | 0.0099958 | 0.0099958 | 0.0099958 | 0.0099958 | 0.0099958 | 0.0099958 | 0.0099958 | 0.0099958 | 0.0099958 | 0.0099958 | 0.0099958 | 0 | 0 | 0 | 0 | 0 | 0 | 0 | 0 | 0
F3_Commercial_Retail_New_Space Heating_Natural Gas_Unit Heater_E3 | F3 | Commercial | Retail | New | Space Heating | Natural Gas | Unit Heater | E3 | System - kBTUs of Consumption | 0.0074214 | 0.0074214 | 0.0074214 | 0.0074214 | 0.0074214 | 0.0074214 | 0.0074214 | 0.0074214 | 0.0074214 | 0.0074214 | 0.0074214 | 0.0074214 | 0.0074214 | 0.0074214 | 0.0074214 | 0.0074214 | 0.0074214 | 0.0074214 | 0.0074214 | 0.0074214 | 0.0074214 | 0.0074214 | 0.0074214 | 0.0074214 | 0.0074214 | 0.0074214 | 0.0074214 | 0.0074214 | 0.0074214 | 0.0074214 | 0.0074214 | 0.0074214 | 0.0074214 | 0 | 0 | 0 | 0 | 0 | 0 | 0 | 0 | 0
F3_Commercial_Retail_New_Space Heating_Natural Gas_Unit Heater_E4 | F3 | Commercial | Retail | New | Space Heating | Natural Gas | Unit Heater | E4 | System - kBTUs of Consumption | 0 | 0 | 0 | 0 | 0 | 0 | 0 | 0 | 0 | 0 | 0 | 0 | 0 | 0 | 0 | 0 | 0 | 0 | 0 | 0 | 0 | 0 | 0 | 0 | 0 | 0 | 0 | 0 | 0 | 0 | 0 | 0 | 0 | 0 | 0 | 0 | 0 | 0 | 0 | 0 | 0 | 0
F3_Commercial_Retail_New_Space Heating_Natural Gas_Unit Heater_E5 | F3 | Commercial | Retail | New | Space Heating | Natural Gas | Unit Heater | E5 | System - kBTUs of Consumption | 0 | 0 | 0 | 0 | 0 | 0 | 0 | 0 | 0 | 0 | 0 | 0 | 0 | 0 | 0 | 0 | 0 | 0 | 0 | 0 | 0 | 0 | 0 | 0 | 0 | 0 | 0 | 0 | 0 | 0 | 0 | 0 | 0 | 0 | 0 | 0 | 0 | 0 | 0 | 0 | 0 | 0
F3_Commercial_Retail_New_Space Heating_Natural Gas_Unit Heater_E6 | F3 | Commercial | Retail | New | Space Heating | Natural Gas | Unit Heater | E6 | System - kBTUs of Consumption | 0 | 0 | 0 | 0 | 0 | 0 | 0 | 0 | 0 | 0 | 0 | 0 | 0 | 0 | 0 | 0 | 0 | 0 | 0 | 0 | 0 | 0 | 0 | 0 | 0 | 0 | 0 | 0 | 0 | 0 | 0 | 0 | 0 | 0 | 0 | 0 | 0 | 0 | 0 | 0 | 0 | 0
F3_Commercial_Retail_New_Space Heating_Natural Gas_Unit Heater_E7 | F3 | Commercial | Retail | New | Space Heating | Natural Gas | Unit Heater | E7 | System - kBTUs of Consumption | 0 | 0 | 0 | 0 | 0 | 0 | 0 | 0 | 0 | 0 | 0 | 0 | 0 | 0 | 0 | 0 | 0 | 0 | 0 | 0 | 0 | 0 | 0 | 0 | 0 | 0 | 0 | 0 | 0 | 0 | 0 | 0 | 0 | 0 | 0 | 0 | 0 | 0 | 0 | 0 | 0 | 0
F3_Commercial_Retail_New_Space Heating_Natural Gas_Unit Heater_E8 | F3 | Commercial | Retail | New | Space Heating | Natural Gas | Unit Heater | E8 | System - kBTUs of Consumption | 0 | 0 | 0 | 0 | 0 | 0 | 0 | 0 | 0 | 0 | 0 | 0 | 0 | 0 | 0 | 0 | 0 | 0 | 0 | 0 | 0 | 0 | 0 | 0 | 0 | 0 | 0 | 0 | 0 | 0 | 0 | 0 | 0 | 0 | 0 | 0 | 0 | 0 | 0 | 0 | 0 | 0
F3_Commercial_Retail_New_Space Heating_Natural Gas_Unit Heater_E9 | F3 | Commercial | Retail | New | Space Heating | Natural Gas | Unit Heater | E9 | System - kBTUs of Consumption | 0 | 0 | 0 | 0 | 0 | 0 | 0 | 0 | 0 | 0 | 0 | 0 | 0 | 0 | 0 | 0 | 0 | 0 | 0 | 0 | 0 | 0 | 0 | 0 | 0 | 0 | 0 | 0 | 0 | 0 | 0 | 0 | 0 | 0 | 0 | 0 | 0 | 0 | 0 | 0 | 0 | 0
F3_Commercial_Retail_New_Space Heating_Natural Gas_Unit Heater_E10 | F3 | Commercial | Retail | New | Space Heating | Natural Gas | Unit Heater | E10 | System - kBTUs of Consumption | 0 | 0 | 0 | 0 | 0 | 0 | 0 | 0 | 0 | 0 | 0 | 0 | 0 | 0 | 0 | 0 | 0 | 0 | 0 | 0 | 0 | 0 | 0 | 0 | 0 | 0 | 0 | 0 | 0 | 0 | 0 | 0 | 0 | 0 | 0 | 0 | 0 | 0 | 0 | 0 | 0 | 0
F4_Commercial_Retail_New_Space Heating_Natural Gas_Unit Heater_E1 | F4 | Commercial | Retail | New | Space Heating | Natural Gas | Unit Heater | E1 | Utility - Cost of Equipment | 0.16227 | 0.16245 | 0.16265 | 0.16296 | 0.16339 | 0.16406 | 0.16446 | 0.1647 | 0.16499 | 0.16525 | 0.16539 | 0.16546 | 0.16556 | 0.16569 | 0.1659 | 0.16602 | 0.1662 | 0.16649 | 0.16678 | 0.1671 | 0.16748 | 0.1678 | 0.16805 | 0.16824 | 0.16836 | 0.1684 | 0.16833 | 0.16819 | 0.16808 | 0.16803 | 0.16807 | 0.16808 | 0.16808 | 0 | 0 | 0 | 0 | 0 | 0 | 0 | 0 | 0
F4_Commercial_Retail_New_Space Heating_Natural Gas_Unit Heater_E2 | F4 | Commercial | Retail | New | Space Heating | Natural Gas | Unit Heater | E2 | Utility - Cost of Equipment | 0.15454 | 0.15472 | 0.15491 | 0.1552 | 0.15561 | 0.15625 | 0.15663 | 0.15686 | 0.15714 | 0.15738 | 0.15752 | 0.15759 | 0.15768 | 0.15781 | 0.15801 | 0.15812 | 0.15828 | 0.15856 | 0.15884 | 0.15915 | 0.15951 | 0.15981 | 0.16005 | 0.16023 | 0.16035 | 0.16038 | 0.16032 | 0.16019 | 0.16008 | 0.16003 | 0.16007 | 0.16008 | 0.16008 | 0 | 0 | 0 | 0 | 0 | 0 | 0 | 0 | 0
F4_Commercial_Retail_New_Space Heating_Natural Gas_Unit Heater_E3 | F4 | Commercial | Retail | New | Space Heating | Natural Gas | Unit Heater | E3 | Utility - Cost of Equipment | 0.13774 | 0.13786 | 0.13799 | 0.13819 | 0.13849 | 0.13898 | 0.13929 | 0.13951 | 0.13978 | 0.14005 | 0.14023 | 0.14035 | 0.14046 | 0.14058 | 0.14073 | 0.1408 | 0.14091 | 0.14111 | 0.14131 | 0.14154 | 0.14182 | 0.14205 | 0.14223 | 0.14237 | 0.14246 | 0.14248 | 0.14244 | 0.14234 | 0.14226 | 0.14222 | 0.14225 | 0.14226 | 0.14226 | 0 | 0 | 0 | 0 | 0 | 0 | 0 | 0 | 0
F4_Commercial_Retail_New_Space Heating_Natural Gas_Unit Heater_E4 | F4 | Commercial | Retail | New | Space Heating | Natural Gas | Unit Heater | E4 | Utility - Cost of Equipment | 0 | 0 | 0 | 0 | 0 | 0 | 0 | 0 | 0 | 0 | 0 | 0 | 0 | 0 | 0 | 0 | 0 | 0 | 0 | 0 | 0 | 0 | 0 | 0 | 0 | 0 | 0 | 0 | 0 | 0 | 0 | 0 | 0 | 0 | 0 | 0 | 0 | 0 | 0 | 0 | 0 | 0
F4_Commercial_Retail_New_Space Heating_Natural Gas_Unit Heater_E5 | F4 | Commercial | Retail | New | Space Heating | Natural Gas | Unit Heater | E5 | Utility - Cost of Equipment | 0 | 0 | 0 | 0 | 0 | 0 | 0 | 0 | 0 | 0 | 0 | 0 | 0 | 0 | 0 | 0 | 0 | 0 | 0 | 0 | 0 | 0 | 0 | 0 | 0 | 0 | 0 | 0 | 0 | 0 | 0 | 0 | 0 | 0 | 0 | 0 | 0 | 0 | 0 | 0 | 0 | 0
F4_Commercial_Retail_New_Space Heating_Natural Gas_Unit Heater_E6 | F4 | Commercial | Retail | New | Space Heating | Natural Gas | Unit Heater | E6 | Utility - Cost of Equipment | 0 | 0 | 0 | 0 | 0 | 0 | 0 | 0 | 0 | 0 | 0 | 0 | 0 | 0 | 0 | 0 | 0 | 0 | 0 | 0 | 0 | 0 | 0 | 0 | 0 | 0 | 0 | 0 | 0 | 0 | 0 | 0 | 0 | 0 | 0 | 0 | 0 | 0 | 0 | 0 | 0 | 0
F4_Commercial_Retail_New_Space Heating_Natural Gas_Unit Heater_E7 | F4 | Commercial | Retail | New | Space Heating | Natural Gas | Unit Heater | E7 | Utility - Cost of Equipment | 0 | 0 | 0 | 0 | 0 | 0 | 0 | 0 | 0 | 0 | 0 | 0 | 0 | 0 | 0 | 0 | 0 | 0 | 0 | 0 | 0 | 0 | 0 | 0 | 0 | 0 | 0 | 0 | 0 | 0 | 0 | 0 | 0 | 0 | 0 | 0 | 0 | 0 | 0 | 0 | 0 | 0
F4_Commercial_Retail_New_Space Heating_Natural Gas_Unit Heater_E8 | F4 | Commercial | Retail | New | Space Heating | Natural Gas | Unit Heater | E8 | Utility - Cost of Equipment | 0 | 0 | 0 | 0 | 0 | 0 | 0 | 0 | 0 | 0 | 0 | 0 | 0 | 0 | 0 | 0 | 0 | 0 | 0 | 0 | 0 | 0 | 0 | 0 | 0 | 0 | 0 | 0 | 0 | 0 | 0 | 0 | 0 | 0 | 0 | 0 | 0 | 0 | 0 | 0 | 0 | 0
F4_Commercial_Retail_New_Space Heating_Natural Gas_Unit Heater_E9 | F4 | Commercial | Retail | New | Space Heating | Natural Gas | Unit Heater | E9 | Utility - Cost of Equipment | 0 | 0 | 0 | 0 | 0 | 0 | 0 | 0 | 0 | 0 | 0 | 0 | 0 | 0 | 0 | 0 | 0 | 0 | 0 | 0 | 0 | 0 | 0 | 0 | 0 | 0 | 0 | 0 | 0 | 0 | 0 | 0 | 0 | 0 | 0 | 0 | 0 | 0 | 0 | 0 | 0 | 0
F4_Commercial_Retail_New_Space Heating_Natural Gas_Unit Heater_E10 | F4 | Commercial | Retail | New | Space Heating | Natural Gas | Unit Heater | E10 | Utility - Cost of Equipment | 0 | 0 | 0 | 0 | 0 | 0 | 0 | 0 | 0 | 0 | 0 | 0 | 0 | 0 | 0 | 0 | 0 | 0 | 0 | 0 | 0 | 0 | 0 | 0 | 0 | 0 | 0 | 0 | 0 | 0 | 0 | 0 | 0 | 0 | 0 | 0 | 0 | 0 | 0 | 0 | 0 | 0
F5_Commercial_Retail_New_Space Heating_Natural Gas_Unit Heater_E1 | F5 | Commercial | Retail | New | Space Heating | Natural Gas | Unit Heater | E1 | Utility - Cost of Operation | 0.0062434 | 0.0062434 | 0.0062434 | 0.0062434 | 0.0062434 | 0.0062434 | 0.0062434 | 0.0062434 | 0.0062434 | 0.0062434 | 0.0062434 | 0.0062434 | 0.0062434 | 0.0062434 | 0.0062434 | 0.0062434 | 0.0062434 | 0.0062434 | 0.0062434 | 0.0062434 | 0.0062434 | 0.0062434 | 0.0062434 | 0.0062434 | 0.0062434 | 0.0062434 | 0.0062434 | 0.0062434 | 0.0062434 | 0.0062434 | 0.0062434 | 0.0062434 | 0.0062434 | 0 | 0 | 0 | 0 | 0 | 0 | 0 | 0 | 0
F5_Commercial_Retail_New_Space Heating_Natural Gas_Unit Heater_E2 | F5 | Commercial | Retail | New | Space Heating | Natural Gas | Unit Heater | E2 | Utility - Cost of Operation | 0.0099958 | 0.0099958 | 0.0099958 | 0.0099958 | 0.0099958 | 0.0099958 | 0.0099958 | 0.0099958 | 0.0099958 | 0.0099958 | 0.0099958 | 0.0099958 | 0.0099958 | 0.0099958 | 0.0099958 | 0.0099958 | 0.0099958 | 0.0099958 | 0.0099958 | 0.0099958 | 0.0099958 | 0.0099958 | 0.0099958 | 0.0099958 | 0.0099958 | 0.0099958 | 0.0099958 | 0.0099958 | 0.0099958 | 0.0099958 | 0.0099958 | 0.0099958 | 0.0099958 | 0 | 0 | 0 | 0 | 0 | 0 | 0 | 0 | 0
F5_Commercial_Retail_New_Space Heating_Natural Gas_Unit Heater_E3 | F5 | Commercial | Retail | New | Space Heating | Natural Gas | Unit Heater | E3 | Utility - Cost of Operation | 0.0074214 | 0.0074214 | 0.0074214 | 0.0074214 | 0.0074214 | 0.0074214 | 0.0074214 | 0.0074214 | 0.0074214 | 0.0074214 | 0.0074214 | 0.0074214 | 0.0074214 | 0.0074214 | 0.0074214 | 0.0074214 | 0.0074214 | 0.0074214 | 0.0074214 | 0.0074214 | 0.0074214 | 0.0074214 | 0.0074214 | 0.0074214 | 0.0074214 | 0.0074214 | 0.0074214 | 0.0074214 | 0.0074214 | 0.0074214 | 0.0074214 | 0.0074214 | 0.0074214 | 0 | 0 | 0 | 0 | 0 | 0 | 0 | 0 | 0
F5_Commercial_Retail_New_Space Heating_Natural Gas_Unit Heater_E4 | F5 | Commercial | Retail | New | Space Heating | Natural Gas | Unit Heater | E4 | Utility - Cost of Operation | 0 | 0 | 0 | 0 | 0 | 0 | 0 | 0 | 0 | 0 | 0 | 0 | 0 | 0 | 0 | 0 | 0 | 0 | 0 | 0 | 0 | 0 | 0 | 0 | 0 | 0 | 0 | 0 | 0 | 0 | 0 | 0 | 0 | 0 | 0 | 0 | 0 | 0 | 0 | 0 | 0 | 0
F5_Commercial_Retail_New_Space Heating_Natural Gas_Unit Heater_E5 | F5 | Commercial | Retail | New | Space Heating | Natural Gas | Unit Heater | E5 | Utility - Cost of Operation | 0 | 0 | 0 | 0 | 0 | 0 | 0 | 0 | 0 | 0 | 0 | 0 | 0 | 0 | 0 | 0 | 0 | 0 | 0 | 0 | 0 | 0 | 0 | 0 | 0 | 0 | 0 | 0 | 0 | 0 | 0 | 0 | 0 | 0 | 0 | 0 | 0 | 0 | 0 | 0 | 0 | 0
F5_Commercial_Retail_New_Space Heating_Natural Gas_Unit Heater_E6 | F5 | Commercial | Retail | New | Space Heating | Natural Gas | Unit Heater | E6 | Utility - Cost of Operation | 0 | 0 | 0 | 0 | 0 | 0 | 0 | 0 | 0 | 0 | 0 | 0 | 0 | 0 | 0 | 0 | 0 | 0 | 0 | 0 | 0 | 0 | 0 | 0 | 0 | 0 | 0 | 0 | 0 | 0 | 0 | 0 | 0 | 0 | 0 | 0 | 0 | 0 | 0 | 0 | 0 | 0
F5_Commercial_Retail_New_Space Heating_Natural Gas_Unit Heater_E7 | F5 | Commercial | Retail | New | Space Heating | Natural Gas | Unit Heater | E7 | Utility - Cost of Operation | 0 | 0 | 0 | 0 | 0 | 0 | 0 | 0 | 0 | 0 | 0 | 0 | 0 | 0 | 0 | 0 | 0 | 0 | 0 | 0 | 0 | 0 | 0 | 0 | 0 | 0 | 0 | 0 | 0 | 0 | 0 | 0 | 0 | 0 | 0 | 0 | 0 | 0 | 0 | 0 | 0 | 0
F5_Commercial_Retail_New_Space Heating_Natural Gas_Unit Heater_E8 | F5 | Commercial | Retail | New | Space Heating | Natural Gas | Unit Heater | E8 | Utility - Cost of Operation | 0 | 0 | 0 | 0 | 0 | 0 | 0 | 0 | 0 | 0 | 0 | 0 | 0 | 0 | 0 | 0 | 0 | 0 | 0 | 0 | 0 | 0 | 0 | 0 | 0 | 0 | 0 | 0 | 0 | 0 | 0 | 0 | 0 | 0 | 0 | 0 | 0 | 0 | 0 | 0 | 0 | 0
F5_Commercial_Retail_New_Space Heating_Natural Gas_Unit Heater_E9 | F5 | Commercial | Retail | New | Space Heating | Natural Gas | Unit Heater | E9 | Utility - Cost of Operation | 0 | 0 | 0 | 0 | 0 | 0 | 0 | 0 | 0 | 0 | 0 | 0 | 0 | 0 | 0 | 0 | 0 | 0 | 0 | 0 | 0 | 0 | 0 | 0 | 0 | 0 | 0 | 0 | 0 | 0 | 0 | 0 | 0 | 0 | 0 | 0 | 0 | 0 | 0 | 0 | 0 | 0
F5_Commercial_Retail_New_Space Heating_Natural Gas_Unit Heater_E10 | F5 | Commercial | Retail | New | Space Heating | Natural Gas | Unit Heater | E10 | Utility - Cost of Operation | 0 | 0 | 0 | 0 | 0 | 0 | 0 | 0 | 0 | 0 | 0 | 0 | 0 | 0 | 0 | 0 | 0 | 0 | 0 | 0 | 0 | 0 | 0 | 0 | 0 | 0 | 0 | 0 | 0 | 0 | 0 | 0 | 0 | 0 | 0 | 0 | 0 | 0 | 0 | 0 | 0 | 0
F6_Commercial_Retail_New_Space Heating_Natural Gas_Unit Heater_E1 | F6 | Commercial | Retail | New | Space Heating | Natural Gas | Unit Heater | E1 | Utility - Value of Sales | 0.073791 | 0.073424 | 0.073024 | 0.072623 | 0.072223 | 0.071823 | 0.071422 | 0.071022 | 0.070621 | 0.070221 | 0.069821 | 0.06942 | 0.06902 | 0.06862 | 0.06822 | 0.067819 | 0.067419 | 0.067019 | 0.066619 | 0.066225 | 0.065845 | 0.065485 | 0.065152 | 0.064851 | 0.064585 | 0.064351 | 0.064151 | 0.063984 | 0.063851 | 0.063751 | 0.063684 | 0.063651 | 0.063651 | 0 | 0 | 0 | 0 | 0 | 0 | 0 | 0 | 0
F6_Commercial_Retail_New_Space Heating_Natural Gas_Unit Heater_E2 | F6 | Commercial | Retail | New | Space Heating | Natural Gas | Unit Heater | E2 | Utility - Value of Sales | 0.070279 | 0.06993 | 0.069548 | 0.069167 | 0.068785 | 0.068404 | 0.068023 | 0.067641 | 0.06726 | 0.066879 | 0.066497 | 0.066116 | 0.065735 | 0.065354 | 0.064972 | 0.064591 | 0.06421 | 0.063829 | 0.063448 | 0.063073 | 0.062711 | 0.062368 | 0.062051 | 0.061765 | 0.061511 | 0.061288 | 0.061098 | 0.060939 | 0.060812 | 0.060717 | 0.060653 | 0.060621 | 0.060621 | 0 | 0 | 0 | 0 | 0 | 0 | 0 | 0 | 0
F6_Commercial_Retail_New_Space Heating_Natural Gas_Unit Heater_E3 | F6 | Commercial | Retail | New | Space Heating | Natural Gas | Unit Heater | E3 | Utility - Value of Sales | 0.062171 | 0.061853 | 0.061512 | 0.061172 | 0.060832 | 0.060491 | 0.060151 | 0.059811 | 0.059471 | 0.05913 | 0.05879 | 0.05845 | 0.05811 | 0.057769 | 0.057432 | 0.057099 | 0.056774 | 0.056459 | 0.056157 | 0.055869 | 0.0556 | 0.055351 | 0.055124 | 0.05492 | 0.054738 | 0.05458 | 0.054443 | 0.05433 | 0.054239 | 0.054171 | 0.054126 | 0.054103 | 0.054103 | 0 | 0 | 0 | 0 | 0 | 0 | 0 | 0 | 0
F6_Commercial_Retail_New_Space Heating_Natural Gas_Unit Heater_E4 | F6 | Commercial | Retail | New | Space Heating | Natural Gas | Unit Heater | E4 | Utility - Value of Sales | 0 | 0 | 0 | 0 | 0 | 0 | 0 | 0 | 0 | 0 | 0 | 0 | 0 | 0 | 0 | 0 | 0 | 0 | 0 | 0 | 0 | 0 | 0 | 0 | 0 | 0 | 0 | 0 | 0 | 0 | 0 | 0 | 0 | 0 | 0 | 0 | 0 | 0 | 0 | 0 | 0 | 0
F6_Commercial_Retail_New_Space Heating_Natural Gas_Unit Heater_E5 | F6 | Commercial | Retail | New | Space Heating | Natural Gas | Unit Heater | E5 | Utility - Value of Sales | 0 | 0 | 0 | 0 | 0 | 0 | 0 | 0 | 0 | 0 | 0 | 0 | 0 | 0 | 0 | 0 | 0 | 0 | 0 | 0 | 0 | 0 | 0 | 0 | 0 | 0 | 0 | 0 | 0 | 0 | 0 | 0 | 0 | 0 | 0 | 0 | 0 | 0 | 0 | 0 | 0 | 0
F6_Commercial_Retail_New_Space Heating_Natural Gas_Unit Heater_E6 | F6 | Commercial | Retail | New | Space Heating | Natural Gas | Unit Heater | E6 | Utility - Value of Sales | 0 | 0 | 0 | 0 | 0 | 0 | 0 | 0 | 0 | 0 | 0 | 0 | 0 | 0 | 0 | 0 | 0 | 0 | 0 | 0 | 0 | 0 | 0 | 0 | 0 | 0 | 0 | 0 | 0 | 0 | 0 | 0 | 0 | 0 | 0 | 0 | 0 | 0 | 0 | 0 | 0 | 0
F6_Commercial_Retail_New_Space Heating_Natural Gas_Unit Heater_E7 | F6 | Commercial | Retail | New | Space Heating | Natural Gas | Unit Heater | E7 | Utility - Value of Sales | 0 | 0 | 0 | 0 | 0 | 0 | 0 | 0 | 0 | 0 | 0 | 0 | 0 | 0 | 0 | 0 | 0 | 0 | 0 | 0 | 0 | 0 | 0 | 0 | 0 | 0 | 0 | 0 | 0 | 0 | 0 | 0 | 0 | 0 | 0 | 0 | 0 | 0 | 0 | 0 | 0 | 0
F6_Commercial_Retail_New_Space Heating_Natural Gas_Unit Heater_E8 | F6 | Commercial | Retail | New | Space Heating | Natural Gas | Unit Heater | E8 | Utility - Value of Sales | 0 | 0 | 0 | 0 | 0 | 0 | 0 | 0 | 0 | 0 | 0 | 0 | 0 | 0 | 0 | 0 | 0 | 0 | 0 | 0 | 0 | 0 | 0 | 0 | 0 | 0 | 0 | 0 | 0 | 0 | 0 | 0 | 0 | 0 | 0 | 0 | 0 | 0 | 0 | 0 | 0 | 0
F6_Commercial_Retail_New_Space Heating_Natural Gas_Unit Heater_E9 | F6 | Commercial | Retail | New | Space Heating | Natural Gas | Unit Heater | E9 | Utility - Value of Sales | 0 | 0 | 0 | 0 | 0 | 0 | 0 | 0 | 0 | 0 | 0 | 0 | 0 | 0 | 0 | 0 | 0 | 0 | 0 | 0 | 0 | 0 | 0 | 0 | 0 | 0 | 0 | 0 | 0 | 0 | 0 | 0 | 0 | 0 | 0 | 0 | 0 | 0 | 0 | 0 | 0 | 0
F6_Commercial_Retail_New_Space Heating_Natural Gas_Unit Heater_E10 | F6 | Commercial | Retail | New | Space Heating | Natural Gas | Unit Heater | E10 | Utility - Value of Sales | 0 | 0 | 0 | 0 | 0 | 0 | 0 | 0 | 0 | 0 | 0 | 0 | 0 | 0 | 0 | 0 | 0 | 0 | 0 | 0 | 0 | 0 | 0 | 0 | 0 | 0 | 0 | 0 | 0 | 0 | 0 | 0 | 0 | 0 | 0 | 0 | 0 | 0 | 0 | 0 | 0 | 0
F1_Commercial_Retail_New_Water Heating_Natural Gas_Water Heater_E1 | F1 | Commercial | Retail | New | Water Heating | Natural Gas | Water Heater | E1 | RVT - Cost of Equipment | 0.19373 | 0.1955 | 0.19761 | 0.20005 | 0.2029 | 0.20628 | 0.20901 | 0.21158 | 0.21411 | 0.21666 | 0.21899 | 0.22104 | 0.22309 | 0.22526 | 0.22777 | 0.23026 | 0.233 | 0.23602 | 0.23922 | 0.24253 | 0.2459 | 0.24907 | 0.25198 | 0.25462 | 0.25696 | 0.25895 | 0.26035 | 0.26138 | 0.26227 | 0.26302 | 0.26377 | 0.26411 | 0.26411 | 0 | 0 | 0 | 0 | 0 | 0 | 0 | 0 | 0
F1_Commercial_Retail_New_Water Heating_Natural Gas_Water Heater_E2 | F1 | Commercial | Retail | New | Water Heating | Natural Gas | Water Heater | E2 | RVT - Cost of Equipment | 0.19134 | 0.19309 | 0.19517 | 0.19758 | 0.2004 | 0.20373 | 0.20643 | 0.20897 | 0.21147 | 0.21399 | 0.21629 | 0.21831 | 0.22034 | 0.22248 | 0.22496 | 0.22741 | 0.23012 | 0.23311 | 0.23627 | 0.23953 | 0.24287 | 0.246 | 0.24887 | 0.25148 | 0.25379 | 0.25575 | 0.25713 | 0.25815 | 0.25903 | 0.25977 | 0.26051 | 0.26085 | 0.26085 | 0 | 0 | 0 | 0 | 0 | 0 | 0 | 0 | 0
F1_Commercial_Retail_New_Water Heating_Natural Gas_Water Heater_E3 | F1 | Commercial | Retail | New | Water Heating | Natural Gas | Water Heater | E3 | RVT - Cost of Equipment | 0.17612 | 0.17773 | 0.17964 | 0.18187 | 0.18446 | 0.18753 | 0.19001 | 0.19234 | 0.19465 | 0.19697 | 0.19908 | 0.20094 | 0.20281 | 0.20479 | 0.20706 | 0.20932 | 0.21181 | 0.21456 | 0.21748 | 0.22048 | 0.22355 | 0.22643 | 0.22907 | 0.23148 | 0.2336 | 0.23541 | 0.23668 | 0.23762 | 0.23842 | 0.23911 | 0.23979 | 0.2401 | 0.2401 | 0 | 0 | 0 | 0 | 0 | 0 | 0 | 0 | 0
F1_Commercial_Retail_New_Water Heating_Natural Gas_Water Heater_E4 | F1 | Commercial | Retail | New | Water Heating | Natural Gas | Water Heater | E4 | RVT - Cost of Equipment | 0.16488 | 0.16638 | 0.16818 | 0.17026 | 0.17268 | 0.17556 | 0.17788 | 0.18007 | 0.18223 | 0.18439 | 0.18638 | 0.18812 | 0.18987 | 0.19171 | 0.19385 | 0.19596 | 0.19829 | 0.20087 | 0.20359 | 0.20641 | 0.20928 | 0.21198 | 0.21445 | 0.2167 | 0.21869 | 0.22038 | 0.22157 | 0.22245 | 0.2232 | 0.22385 | 0.22448 | 0.22477 | 0.22477 | 0 | 0 | 0 | 0 | 0 | 0 | 0 | 0 | 0
F1_Commercial_Retail_New_Water Heating_Natural Gas_Water Heater_E5 | F1 | Commercial | Retail | New | Water Heating | Natural Gas | Water Heater | E5 | RVT - Cost of Equipment | 0.16144 | 0.16292 | 0.16467 | 0.16671 | 0.16909 | 0.1719 | 0.17417 | 0.17631 | 0.17843 | 0.18055 | 0.18249 | 0.1842 | 0.18591 | 0.18772 | 0.18981 | 0.19188 | 0.19416 | 0.19668 | 0.19935 | 0.20211 | 0.20492 | 0.20756 | 0.20998 | 0.21219 | 0.21413 | 0.21579 | 0.21696 | 0.21782 | 0.21855 | 0.21918 | 0.21981 | 0.22009 | 0.22009 | 0 | 0 | 0 | 0 | 0 | 0 | 0 | 0 | 0
F1_Commercial_Retail_New_Water Heating_Natural Gas_Water Heater_E6 | F1 | Commercial | Retail | New | Water Heating | Natural Gas | Water Heater | E6 | RVT - Cost of Equipment | 0.15815 | 0.15959 | 0.16131 | 0.16331 | 0.16564 | 0.16839 | 0.17062 | 0.17272 | 0.17479 | 0.17687 | 0.17877 | 0.18044 | 0.18212 | 0.18389 | 0.18593 | 0.18796 | 0.1902 | 0.19267 | 0.19528 | 0.19798 | 0.20074 | 0.20332 | 0.2057 | 0.20786 | 0.20976 | 0.21139 | 0.21253 | 0.21337 | 0.21409 | 0.21471 | 0.21532 | 0.2156 | 0.2156 | 0 | 0 | 0 | 0 | 0 | 0 | 0 | 0 | 0
F1_Commercial_Retail_New_Water Heating_Natural Gas_Water Heater_E7 | F1 | Commercial | Retail | New | Water Heating | Natural Gas | Water Heater | E7 | RVT - Cost of Equipment | 0.14851 | 0.14996 | 0.15157 | 0.15333 | 0.15531 | 0.15762 | 0.15956 | 0.16142 | 0.16334 | 0.16533 | 0.16723 | 0.16901 | 0.17081 | 0.17265 | 0.17465 | 0.17658 | 0.17862 | 0.18078 | 0.183 | 0.18524 | 0.18749 | 0.18959 | 0.19148 | 0.19314 | 0.19459 | 0.19582 | 0.19669 | 0.19732 | 0.19787 | 0.19834 | 0.1988 | 0.19901 | 0.19901 | 0 | 0 | 0 | 0 | 0 | 0 | 0 | 0 | 0
F1_Commercial_Retail_New_Water Heating_Natural Gas_Water Heater_E8 | F1 | Commercial | Retail | New | Water Heating | Natural Gas | Water Heater | E8 | RVT - Cost of Equipment | 0 | 0 | 0 | 0 | 0 | 0 | 0 | 0 | 0 | 0 | 0 | 0 | 0 | 0 | 0 | 0 | 0 | 0 | 0 | 0 | 0 | 0 | 0 | 0 | 0 | 0 | 0 | 0 | 0 | 0 | 0 | 0 | 0 | 0 | 0 | 0 | 0 | 0 | 0 | 0 | 0 | 0
F1_Commercial_Retail_New_Water Heating_Natural Gas_Water Heater_E9 | F1 | Commercial | Retail | New | Water Heating | Natural Gas | Water Heater | E9 | RVT - Cost of Equipment | 0 | 0 | 0 | 0 | 0 | 0 | 0 | 0 | 0 | 0 | 0 | 0 | 0 | 0 | 0 | 0 | 0 | 0 | 0 | 0 | 0 | 0 | 0 | 0 | 0 | 0 | 0 | 0 | 0 | 0 | 0 | 0 | 0 | 0 | 0 | 0 | 0 | 0 | 0 | 0 | 0 | 0
F1_Commercial_Retail_New_Water Heating_Natural Gas_Water Heater_E10 | F1 | Commercial | Retail | New | Water Heating | Natural Gas | Water Heater | E10 | RVT - Cost of Equipment | 0 | 0 | 0 | 0 | 0 | 0 | 0 | 0 | 0 | 0 | 0 | 0 | 0 | 0 | 0 | 0 | 0 | 0 | 0 | 0 | 0 | 0 | 0 | 0 | 0 | 0 | 0 | 0 | 0 | 0 | 0 | 0 | 0 | 0 | 0 | 0 | 0 | 0 | 0 | 0 | 0 | 0
F2_Commercial_Retail_New_Water Heating_Natural Gas_Water Heater_E1 | F2 | Commercial | Retail | New | Water Heating | Natural Gas | Water Heater | E1 | RVT - Cost of Operation | 0.2321 | 0.23422 | 0.23675 | 0.23968 | 0.24309 | 0.24714 | 0.25041 | 0.25348 | 0.25652 | 0.25958 | 0.26237 | 0.26482 | 0.26728 | 0.26988 | 0.27288 | 0.27586 | 0.27914 | 0.28277 | 0.2866 | 0.29056 | 0.29461 | 0.2984 | 0.30188 | 0.30506 | 0.30786 | 0.31024 | 0.31192 | 0.31315 | 0.31421 | 0.31512 | 0.31601 | 0.31642 | 0.31642 | 0 | 0 | 0 | 0 | 0 | 0 | 0 | 0 | 0
F2_Commercial_Retail_New_Water Heating_Natural Gas_Water Heater_E2 | F2 | Commercial | Retail | New | Water Heating | Natural Gas | Water Heater | E2 | RVT - Cost of Operation | 0.22924 | 0.23133 | 0.23382 | 0.23672 | 0.24009 | 0.24409 | 0.24732 | 0.25035 | 0.25336 | 0.25637 | 0.25913 | 0.26155 | 0.26398 | 0.26655 | 0.26951 | 0.27246 | 0.2757 | 0.27928 | 0.28307 | 0.28698 | 0.29097 | 0.29472 | 0.29816 | 0.30129 | 0.30405 | 0.30641 | 0.30806 | 0.30928 | 0.31033 | 0.31122 | 0.31211 | 0.31251 | 0.31251 | 0 | 0 | 0 | 0 | 0 | 0 | 0 | 0 | 0
F2_Commercial_Retail_New_Water Heating_Natural Gas_Water Heater_E3 | F2 | Commercial | Retail | New | Water Heating | Natural Gas | Water Heater | E3 | RVT - Cost of Operation | 0.211 | 0.21293 | 0.21522 | 0.21789 | 0.22099 | 0.22467 | 0.22764 | 0.23044 | 0.2332 | 0.23598 | 0.23852 | 0.24074 | 0.24298 | 0.24535 | 0.24807 | 0.25078 | 0.25377 | 0.25706 | 0.26055 | 0.26415 | 0.26783 | 0.27128 | 0.27444 | 0.27732 | 0.27987 | 0.28204 | 0.28356 | 0.28468 | 0.28565 | 0.28647 | 0.28728 | 0.28765 | 0.28765 | 0 | 0 | 0 | 0 | 0 | 0 | 0 | 0 | 0
F2_Commercial_Retail_New_Water Heating_Natural Gas_Water Heater_E4 | F2 | Commercial | Retail | New | Water Heating | Natural Gas | Water Heater | E4 | RVT - Cost of Operation | 0.19753 | 0.19934 | 0.20149 | 0.20398 | 0.20689 | 0.21033 | 0.21311 | 0.21573 | 0.21832 | 0.22092 | 0.22329 | 0.22538 | 0.22747 | 0.22969 | 0.23224 | 0.23478 | 0.23757 | 0.24065 | 0.24392 | 0.24729 | 0.25073 | 0.25396 | 0.25692 | 0.25962 | 0.262 | 0.26403 | 0.26546 | 0.26651 | 0.26741 | 0.26818 | 0.26895 | 0.26929 | 0.26929 | 0 | 0 | 0 | 0 | 0 | 0 | 0 | 0 | 0
F2_Commercial_Retail_New_Water Heating_Natural Gas_Water Heater_E5 | F2 | Commercial | Retail | New | Water Heating | Natural Gas | Water Heater | E5 | RVT - Cost of Operation | 0.19342 | 0.19519 | 0.19729 | 0.19973 | 0.20258 | 0.20595 | 0.20867 | 0.21124 | 0.21377 | 0.21631 | 0.21864 | 0.22068 | 0.22273 | 0.2249 | 0.2274 | 0.22988 | 0.23262 | 0.23564 | 0.23884 | 0.24214 | 0.24551 | 0.24867 | 0.25157 | 0.25421 | 0.25655 | 0.25853 | 0.25993 | 0.26096 | 0.26184 | 0.2626 | 0.26334 | 0.26368 | 0.26368 | 0 | 0 | 0 | 0 | 0 | 0 | 0 | 0 | 0
F2_Commercial_Retail_New_Water Heating_Natural Gas_Water Heater_E6 | F2 | Commercial | Retail | New | Water Heating | Natural Gas | Water Heater | E6 | RVT - Cost of Operation | 0.18947 | 0.1912 | 0.19326 | 0.19565 | 0.19844 | 0.20174 | 0.20441 | 0.20693 | 0.20941 | 0.2119 | 0.21418 | 0.21618 | 0.21819 | 0.22031 | 0.22276 | 0.22519 | 0.22787 | 0.23083 | 0.23396 | 0.23719 | 0.2405 | 0.2436 | 0.24644 | 0.24902 | 0.25131 | 0.25326 | 0.25462 | 0.25563 | 0.2565 | 0.25724 | 0.25797 | 0.2583 | 0.2583 | 0 | 0 | 0 | 0 | 0 | 0 | 0 | 0 | 0
F2_Commercial_Retail_New_Water Heating_Natural Gas_Water Heater_E7 | F2 | Commercial | Retail | New | Water Heating | Natural Gas | Water Heater | E7 | RVT - Cost of Operation | 0.17792 | 0.17967 | 0.18159 | 0.18369 | 0.18607 | 0.18884 | 0.19116 | 0.1934 | 0.19569 | 0.19807 | 0.20036 | 0.20249 | 0.20464 | 0.20685 | 0.20924 | 0.21155 | 0.214 | 0.21658 | 0.21924 | 0.22193 | 0.22463 | 0.22714 | 0.2294 | 0.2314 | 0.23313 | 0.23461 | 0.23564 | 0.23641 | 0.23706 | 0.23762 | 0.23818 | 0.23843 | 0.23843 | 0 | 0 | 0 | 0 | 0 | 0 | 0 | 0 | 0
F2_Commercial_Retail_New_Water Heating_Natural Gas_Water Heater_E8 | F2 | Commercial | Retail | New | Water Heating | Natural Gas | Water Heater | E8 | RVT - Cost of Operation | 0 | 0 | 0 | 0 | 0 | 0 | 0 | 0 | 0 | 0 | 0 | 0 | 0 | 0 | 0 | 0 | 0 | 0 | 0 | 0 | 0 | 0 | 0 | 0 | 0 | 0 | 0 | 0 | 0 | 0 | 0 | 0 | 0 | 0 | 0 | 0 | 0 | 0 | 0 | 0 | 0 | 0
F2_Commercial_Retail_New_Water Heating_Natural Gas_Water Heater_E9 | F2 | Commercial | Retail | New | Water Heating | Natural Gas | Water Heater | E9 | RVT - Cost of Operation | 0 | 0 | 0 | 0 | 0 | 0 | 0 | 0 | 0 | 0 | 0 | 0 | 0 | 0 | 0 | 0 | 0 | 0 | 0 | 0 | 0 | 0 | 0 | 0 | 0 | 0 | 0 | 0 | 0 | 0 | 0 | 0 | 0 | 0 | 0 | 0 | 0 | 0 | 0 | 0 | 0 | 0
F2_Commercial_Retail_New_Water Heating_Natural Gas_Water Heater_E10 | F2 | Commercial | Retail | New | Water Heating | Natural Gas | Water Heater | E10 | RVT - Cost of Operation | 0 | 0 | 0 | 0 | 0 | 0 | 0 | 0 | 0 | 0 | 0 | 0 | 0 | 0 | 0 | 0 | 0 | 0 | 0 | 0 | 0 | 0 | 0 | 0 | 0 | 0 | 0 | 0 | 0 | 0 | 0 | 0 | 0 | 0 | 0 | 0 | 0 | 0 | 0 | 0 | 0 | 0
F3_Commercial_Retail_New_Water Heating_Natural Gas_Water Heater_E1 | F3 | Commercial | Retail | New | Water Heating | Natural Gas | Water Heater | E1 | System - kBTUs of Consumption | 0.018818 | 0.018818 | 0.018818 | 0.018818 | 0.018818 | 0.018818 | 0.018818 | 0.018818 | 0.018818 | 0.018818 | 0.018818 | 0.018818 | 0.018818 | 0.018818 | 0.018818 | 0.018818 | 0.018818 | 0.018818 | 0.018818 | 0.018818 | 0.018818 | 0.018818 | 0.018818 | 0.018818 | 0.018818 | 0.018818 | 0.018818 | 0.018818 | 0.018818 | 0.018818 | 0.018818 | 0.018818 | 0.018818 | 0 | 0 | 0 | 0 | 0 | 0 | 0 | 0 | 0
F3_Commercial_Retail_New_Water Heating_Natural Gas_Water Heater_E2 | F3 | Commercial | Retail | New | Water Heating | Natural Gas | Water Heater | E2 | System - kBTUs of Consumption | 0.018813 | 0.018813 | 0.018813 | 0.018813 | 0.018813 | 0.018813 | 0.018813 | 0.018813 | 0.018813 | 0.018813 | 0.018813 | 0.018813 | 0.018813 | 0.018813 | 0.018813 | 0.018813 | 0.018813 | 0.018813 | 0.018813 | 0.018813 | 0.018813 | 0.018813 | 0.018813 | 0.018813 | 0.018813 | 0.018813 | 0.018813 | 0.018813 | 0.018813 | 0.018813 | 0.018813 | 0.018813 | 0.018813 | 0 | 0 | 0 | 0 | 0 | 0 | 0 | 0 | 0
F3_Commercial_Retail_New_Water Heating_Natural Gas_Water Heater_E3 | F3 | Commercial | Retail | New | Water Heating | Natural Gas | Water Heater | E3 | System - kBTUs of Consumption | 0.019125 | 0.019125 | 0.019125 | 0.019125 | 0.019125 | 0.019125 | 0.019125 | 0.019125 | 0.019125 | 0.019125 | 0.019125 | 0.019125 | 0.019125 | 0.019125 | 0.019125 | 0.019125 | 0.019125 | 0.019125 | 0.019125 | 0.019125 | 0.019125 | 0.019125 | 0.019125 | 0.019125 | 0.019125 | 0.019125 | 0.019125 | 0.019125 | 0.019125 | 0.019125 | 0.019125 | 0.019125 | 0.019125 | 0 | 0 | 0 | 0 | 0 | 0 | 0 | 0 | 0
F3_Commercial_Retail_New_Water Heating_Natural Gas_Water Heater_E4 | F3 | Commercial | Retail | New | Water Heating | Natural Gas | Water Heater | E4 | System - kBTUs of Consumption | 0.019438 | 0.019438 | 0.019438 | 0.019438 | 0.019438 | 0.019438 | 0.019438 | 0.019438 | 0.019438 | 0.019438 | 0.019438 | 0.019438 | 0.019438 | 0.019438 | 0.019438 | 0.019438 | 0.019438 | 0.019438 | 0.019438 | 0.019438 | 0.019438 | 0.019438 | 0.019438 | 0.019438 | 0.019438 | 0.019438 | 0.019438 | 0.019438 | 0.019438 | 0.019438 | 0.019438 | 0.019438 | 0.019438 | 0 | 0 | 0 | 0 | 0 | 0 | 0 | 0 | 0
F3_Commercial_Retail_New_Water Heating_Natural Gas_Water Heater_E5 | F3 | Commercial | Retail | New | Water Heating | Natural Gas | Water Heater | E5 | System - kBTUs of Consumption | 0.019851 | 0.019851 | 0.019851 | 0.019851 | 0.019851 | 0.019851 | 0.019851 | 0.019851 | 0.019851 | 0.019851 | 0.019851 | 0.019851 | 0.019851 | 0.019851 | 0.019851 | 0.019851 | 0.019851 | 0.019851 | 0.019851 | 0.019851 | 0.019851 | 0.019851 | 0.019851 | 0.019851 | 0.019851 | 0.019851 | 0.019851 | 0.019851 | 0.019851 | 0.019851 | 0.019851 | 0.019851 | 0.019851 | 0 | 0 | 0 | 0 | 0 | 0 | 0 | 0 | 0
F3_Commercial_Retail_New_Water Heating_Natural Gas_Water Heater_E6 | F3 | Commercial | Retail | New | Water Heating | Natural Gas | Water Heater | E6 | System - kBTUs of Consumption | 0.01677 | 0.01677 | 0.01677 | 0.01677 | 0.01677 | 0.01677 | 0.01677 | 0.01677 | 0.01677 | 0.01677 | 0.01677 | 0.01677 | 0.01677 | 0.01677 | 0.01677 | 0.01677 | 0.01677 | 0.01677 | 0.01677 | 0.01677 | 0.01677 | 0.01677 | 0.01677 | 0.01677 | 0.01677 | 0.01677 | 0.01677 | 0.01677 | 0.01677 | 0.01677 | 0.01677 | 0.01677 | 0.01677 | 0 | 0 | 0 | 0 | 0 | 0 | 0 | 0 | 0
F3_Commercial_Retail_New_Water Heating_Natural Gas_Water Heater_E7 | F3 | Commercial | Retail | New | Water Heating | Natural Gas | Water Heater | E7 | System - kBTUs of Consumption | 0.021175 | 0.021175 | 0.021175 | 0.021175 | 0.021175 | 0.021175 | 0.021175 | 0.021175 | 0.021175 | 0.021175 | 0.021175 | 0.021175 | 0.021175 | 0.021175 | 0.021175 | 0.021175 | 0.021175 | 0.021175 | 0.021175 | 0.021175 | 0.021175 | 0.021175 | 0.021175 | 0.021175 | 0.021175 | 0.021175 | 0.021175 | 0.021175 | 0.021175 | 0.021175 | 0.021175 | 0.021175 | 0.021175 | 0 | 0 | 0 | 0 | 0 | 0 | 0 | 0 | 0
F3_Commercial_Retail_New_Water Heating_Natural Gas_Water Heater_E8 | F3 | Commercial | Retail | New | Water Heating | Natural Gas | Water Heater | E8 | System - kBTUs of Consumption | 0 | 0 | 0 | 0 | 0 | 0 | 0 | 0 | 0 | 0 | 0 | 0 | 0 | 0 | 0 | 0 | 0 | 0 | 0 | 0 | 0 | 0 | 0 | 0 | 0 | 0 | 0 | 0 | 0 | 0 | 0 | 0 | 0 | 0 | 0 | 0 | 0 | 0 | 0 | 0 | 0 | 0
F3_Commercial_Retail_New_Water Heating_Natural Gas_Water Heater_E9 | F3 | Commercial | Retail | New | Water Heating | Natural Gas | Water Heater | E9 | System - kBTUs of Consumption | 0 | 0 | 0 | 0 | 0 | 0 | 0 | 0 | 0 | 0 | 0 | 0 | 0 | 0 | 0 | 0 | 0 | 0 | 0 | 0 | 0 | 0 | 0 | 0 | 0 | 0 | 0 | 0 | 0 | 0 | 0 | 0 | 0 | 0 | 0 | 0 | 0 | 0 | 0 | 0 | 0 | 0
F3_Commercial_Retail_New_Water Heating_Natural Gas_Water Heater_E10 | F3 | Commercial | Retail | New | Water Heating | Natural Gas | Water Heater | E10 | System - kBTUs of Consumption | 0 | 0 | 0 | 0 | 0 | 0 | 0 | 0 | 0 | 0 | 0 | 0 | 0 | 0 | 0 | 0 | 0 | 0 | 0 | 0 | 0 | 0 | 0 | 0 | 0 | 0 | 0 | 0 | 0 | 0 | 0 | 0 | 0 | 0 | 0 | 0 | 0 | 0 | 0 | 0 | 0 | 0
F4_Commercial_Retail_New_Water Heating_Natural Gas_Water Heater_E1 | F4 | Commercial | Retail | New | Water Heating | Natural Gas | Water Heater | E1 | Utility - Cost of Equipment | 0.2321 | 0.23422 | 0.23675 | 0.23968 | 0.24309 | 0.24714 | 0.25041 | 0.25348 | 0.25652 | 0.25958 | 0.26237 | 0.26482 | 0.26728 | 0.26988 | 0.27288 | 0.27586 | 0.27914 | 0.28277 | 0.2866 | 0.29056 | 0.29461 | 0.2984 | 0.30188 | 0.30506 | 0.30786 | 0.31024 | 0.31192 | 0.31315 | 0.31421 | 0.31512 | 0.31601 | 0.31642 | 0.31642 | 0 | 0 | 0 | 0 | 0 | 0 | 0 | 0 | 0
F4_Commercial_Retail_New_Water Heating_Natural Gas_Water Heater_E2 | F4 | Commercial | Retail | New | Water Heating | Natural Gas | Water Heater | E2 | Utility - Cost of Equipment | 0.22924 | 0.23133 | 0.23382 | 0.23672 | 0.24009 | 0.24409 | 0.24732 | 0.25035 | 0.25336 | 0.25637 | 0.25913 | 0.26155 | 0.26398 | 0.26655 | 0.26951 | 0.27246 | 0.2757 | 0.27928 | 0.28307 | 0.28698 | 0.29097 | 0.29472 | 0.29816 | 0.30129 | 0.30405 | 0.30641 | 0.30806 | 0.30928 | 0.31033 | 0.31122 | 0.31211 | 0.31251 | 0.31251 | 0 | 0 | 0 | 0 | 0 | 0 | 0 | 0 | 0
F4_Commercial_Retail_New_Water Heating_Natural Gas_Water Heater_E3 | F4 | Commercial | Retail | New | Water Heating | Natural Gas | Water Heater | E3 | Utility - Cost of Equipment | 0.211 | 0.21293 | 0.21522 | 0.21789 | 0.22099 | 0.22467 | 0.22764 | 0.23044 | 0.2332 | 0.23598 | 0.23852 | 0.24074 | 0.24298 | 0.24535 | 0.24807 | 0.25078 | 0.25377 | 0.25706 | 0.26055 | 0.26415 | 0.26783 | 0.27128 | 0.27444 | 0.27732 | 0.27987 | 0.28204 | 0.28356 | 0.28468 | 0.28565 | 0.28647 | 0.28728 | 0.28765 | 0.28765 | 0 | 0 | 0 | 0 | 0 | 0 | 0 | 0 | 0
F4_Commercial_Retail_New_Water Heating_Natural Gas_Water Heater_E4 | F4 | Commercial | Retail | New | Water Heating | Natural Gas | Water Heater | E4 | Utility - Cost of Equipment | 0.19753 | 0.19934 | 0.20149 | 0.20398 | 0.20689 | 0.21033 | 0.21311 | 0.21573 | 0.21832 | 0.22092 | 0.22329 | 0.22538 | 0.22747 | 0.22969 | 0.23224 | 0.23478 | 0.23757 | 0.24065 | 0.24392 | 0.24729 | 0.25073 | 0.25396 | 0.25692 | 0.25962 | 0.262 | 0.26403 | 0.26546 | 0.26651 | 0.26741 | 0.26818 | 0.26895 | 0.26929 | 0.26929 | 0 | 0 | 0 | 0 | 0 | 0 | 0 | 0 | 0
F4_Commercial_Retail_New_Water Heating_Natural Gas_Water Heater_E5 | F4 | Commercial | Retail | New | Water Heating | Natural Gas | Water Heater | E5 | Utility - Cost of Equipment | 0.19342 | 0.19519 | 0.19729 | 0.19973 | 0.20258 | 0.20595 | 0.20867 | 0.21124 | 0.21377 | 0.21631 | 0.21864 | 0.22068 | 0.22273 | 0.2249 | 0.2274 | 0.22988 | 0.23262 | 0.23564 | 0.23884 | 0.24214 | 0.24551 | 0.24867 | 0.25157 | 0.25421 | 0.25655 | 0.25853 | 0.25993 | 0.26096 | 0.26184 | 0.2626 | 0.26334 | 0.26368 | 0.26368 | 0 | 0 | 0 | 0 | 0 | 0 | 0 | 0 | 0
F4_Commercial_Retail_New_Water Heating_Natural Gas_Water Heater_E6 | F4 | Commercial | Retail | New | Water Heating | Natural Gas | Water Heater | E6 | Utility - Cost of Equipment | 0.18947 | 0.1912 | 0.19326 | 0.19565 | 0.19844 | 0.20174 | 0.20441 | 0.20693 | 0.20941 | 0.2119 | 0.21418 | 0.21618 | 0.21819 | 0.22031 | 0.22276 | 0.22519 | 0.22787 | 0.23083 | 0.23396 | 0.23719 | 0.2405 | 0.2436 | 0.24644 | 0.24902 | 0.25131 | 0.25326 | 0.25462 | 0.25563 | 0.2565 | 0.25724 | 0.25797 | 0.2583 | 0.2583 | 0 | 0 | 0 | 0 | 0 | 0 | 0 | 0 | 0
F4_Commercial_Retail_New_Water Heating_Natural Gas_Water Heater_E7 | F4 | Commercial | Retail | New | Water Heating | Natural Gas | Water Heater | E7 | Utility - Cost of Equipment | 0.17792 | 0.17967 | 0.18159 | 0.18369 | 0.18607 | 0.18884 | 0.19116 | 0.1934 | 0.19569 | 0.19807 | 0.20036 | 0.20249 | 0.20464 | 0.20685 | 0.20924 | 0.21155 | 0.214 | 0.21658 | 0.21924 | 0.22193 | 0.22463 | 0.22714 | 0.2294 | 0.2314 | 0.23313 | 0.23461 | 0.23564 | 0.23641 | 0.23706 | 0.23762 | 0.23818 | 0.23843 | 0.23843 | 0 | 0 | 0 | 0 | 0 | 0 | 0 | 0 | 0
F4_Commercial_Retail_New_Water Heating_Natural Gas_Water Heater_E8 | F4 | Commercial | Retail | New | Water Heating | Natural Gas | Water Heater | E8 | Utility - Cost of Equipment | 0 | 0 | 0 | 0 | 0 | 0 | 0 | 0 | 0 | 0 | 0 | 0 | 0 | 0 | 0 | 0 | 0 | 0 | 0 | 0 | 0 | 0 | 0 | 0 | 0 | 0 | 0 | 0 | 0 | 0 | 0 | 0 | 0 | 0 | 0 | 0 | 0 | 0 | 0 | 0 | 0 | 0
F4_Commercial_Retail_New_Water Heating_Natural Gas_Water Heater_E9 | F4 | Commercial | Retail | New | Water Heating | Natural Gas | Water Heater | E9 | Utility - Cost of Equipment | 0 | 0 | 0 | 0 | 0 | 0 | 0 | 0 | 0 | 0 | 0 | 0 | 0 | 0 | 0 | 0 | 0 | 0 | 0 | 0 | 0 | 0 | 0 | 0 | 0 | 0 | 0 | 0 | 0 | 0 | 0 | 0 | 0 | 0 | 0 | 0 | 0 | 0 | 0 | 0 | 0 | 0
F4_Commercial_Retail_New_Water Heating_Natural Gas_Water Heater_E10 | F4 | Commercial | Retail | New | Water Heating | Natural Gas | Water Heater | E10 | Utility - Cost of Equipment | 0 | 0 | 0 | 0 | 0 | 0 | 0 | 0 | 0 | 0 | 0 | 0 | 0 | 0 | 0 | 0 | 0 | 0 | 0 | 0 | 0 | 0 | 0 | 0 | 0 | 0 | 0 | 0 | 0 | 0 | 0 | 0 | 0 | 0 | 0 | 0 | 0 | 0 | 0 | 0 | 0 | 0
F5_Commercial_Retail_New_Water Heating_Natural Gas_Water Heater_E1 | F5 | Commercial | Retail | New | Water Heating | Natural Gas | Water Heater | E1 | Utility - Cost of Operation | 0.018818 | 0.018818 | 0.018818 | 0.018818 | 0.018818 | 0.018818 | 0.018818 | 0.018818 | 0.018818 | 0.018818 | 0.018818 | 0.018818 | 0.018818 | 0.018818 | 0.018818 | 0.018818 | 0.018818 | 0.018818 | 0.018818 | 0.018818 | 0.018818 | 0.018818 | 0.018818 | 0.018818 | 0.018818 | 0.018818 | 0.018818 | 0.018818 | 0.018818 | 0.018818 | 0.018818 | 0.018818 | 0.018818 | 0 | 0 | 0 | 0 | 0 | 0 | 0 | 0 | 0
F5_Commercial_Retail_New_Water Heating_Natural Gas_Water Heater_E2 | F5 | Commercial | Retail | New | Water Heating | Natural Gas | Water Heater | E2 | Utility - Cost of Operation | 0.018813 | 0.018813 | 0.018813 | 0.018813 | 0.018813 | 0.018813 | 0.018813 | 0.018813 | 0.018813 | 0.018813 | 0.018813 | 0.018813 | 0.018813 | 0.018813 | 0.018813 | 0.018813 | 0.018813 | 0.018813 | 0.018813 | 0.018813 | 0.018813 | 0.018813 | 0.018813 | 0.018813 | 0.018813 | 0.018813 | 0.018813 | 0.018813 | 0.018813 | 0.018813 | 0.018813 | 0.018813 | 0.018813 | 0 | 0 | 0 | 0 | 0 | 0 | 0 | 0 | 0
F5_Commercial_Retail_New_Water Heating_Natural Gas_Water Heater_E3 | F5 | Commercial | Retail | New | Water Heating | Natural Gas | Water Heater | E3 | Utility - Cost of Operation | 0.019125 | 0.019125 | 0.019125 | 0.019125 | 0.019125 | 0.019125 | 0.019125 | 0.019125 | 0.019125 | 0.019125 | 0.019125 | 0.019125 | 0.019125 | 0.019125 | 0.019125 | 0.019125 | 0.019125 | 0.019125 | 0.019125 | 0.019125 | 0.019125 | 0.019125 | 0.019125 | 0.019125 | 0.019125 | 0.019125 | 0.019125 | 0.019125 | 0.019125 | 0.019125 | 0.019125 | 0.019125 | 0.019125 | 0 | 0 | 0 | 0 | 0 | 0 | 0 | 0 | 0
F5_Commercial_Retail_New_Water Heating_Natural Gas_Water Heater_E4 | F5 | Commercial | Retail | New | Water Heating | Natural Gas | Water Heater | E4 | Utility - Cost of Operation | 0.019438 | 0.019438 | 0.019438 | 0.019438 | 0.019438 | 0.019438 | 0.019438 | 0.019438 | 0.019438 | 0.019438 | 0.019438 | 0.019438 | 0.019438 | 0.019438 | 0.019438 | 0.019438 | 0.019438 | 0.019438 | 0.019438 | 0.019438 | 0.019438 | 0.019438 | 0.019438 | 0.019438 | 0.019438 | 0.019438 | 0.019438 | 0.019438 | 0.019438 | 0.019438 | 0.019438 | 0.019438 | 0.019438 | 0 | 0 | 0 | 0 | 0 | 0 | 0 | 0 | 0
F5_Commercial_Retail_New_Water Heating_Natural Gas_Water Heater_E5 | F5 | Commercial | Retail | New | Water Heating | Natural Gas | Water Heater | E5 | Utility - Cost of Operation | 0.019851 | 0.019851 | 0.019851 | 0.019851 | 0.019851 | 0.019851 | 0.019851 | 0.019851 | 0.019851 | 0.019851 | 0.019851 | 0.019851 | 0.019851 | 0.019851 | 0.019851 | 0.019851 | 0.019851 | 0.019851 | 0.019851 | 0.019851 | 0.019851 | 0.019851 | 0.019851 | 0.019851 | 0.019851 | 0.019851 | 0.019851 | 0.019851 | 0.019851 | 0.019851 | 0.019851 | 0.019851 | 0.019851 | 0 | 0 | 0 | 0 | 0 | 0 | 0 | 0 | 0
F5_Commercial_Retail_New_Water Heating_Natural Gas_Water Heater_E6 | F5 | Commercial | Retail | New | Water Heating | Natural Gas | Water Heater | E6 | Utility - Cost of Operation | 0.01677 | 0.01677 | 0.01677 | 0.01677 | 0.01677 | 0.01677 | 0.01677 | 0.01677 | 0.01677 | 0.01677 | 0.01677 | 0.01677 | 0.01677 | 0.01677 | 0.01677 | 0.01677 | 0.01677 | 0.01677 | 0.01677 | 0.01677 | 0.01677 | 0.01677 | 0.01677 | 0.01677 | 0.01677 | 0.01677 | 0.01677 | 0.01677 | 0.01677 | 0.01677 | 0.01677 | 0.01677 | 0.01677 | 0 | 0 | 0 | 0 | 0 | 0 | 0 | 0 | 0
F5_Commercial_Retail_New_Water Heating_Natural Gas_Water Heater_E7 | F5 | Commercial | Retail | New | Water Heating | Natural Gas | Water Heater | E7 | Utility - Cost of Operation | 0.021175 | 0.021175 | 0.021175 | 0.021175 | 0.021175 | 0.021175 | 0.021175 | 0.021175 | 0.021175 | 0.021175 | 0.021175 | 0.021175 | 0.021175 | 0.021175 | 0.021175 | 0.021175 | 0.021175 | 0.021175 | 0.021175 | 0.021175 | 0.021175 | 0.021175 | 0.021175 | 0.021175 | 0.021175 | 0.021175 | 0.021175 | 0.021175 | 0.021175 | 0.021175 | 0.021175 | 0.021175 | 0.021175 | 0 | 0 | 0 | 0 | 0 | 0 | 0 | 0 | 0
F5_Commercial_Retail_New_Water Heating_Natural Gas_Water Heater_E8 | F5 | Commercial | Retail | New | Water Heating | Natural Gas | Water Heater | E8 | Utility - Cost of Operation | 0 | 0 | 0 | 0 | 0 | 0 | 0 | 0 | 0 | 0 | 0 | 0 | 0 | 0 | 0 | 0 | 0 | 0 | 0 | 0 | 0 | 0 | 0 | 0 | 0 | 0 | 0 | 0 | 0 | 0 | 0 | 0 | 0 | 0 | 0 | 0 | 0 | 0 | 0 | 0 | 0 | 0
F5_Commercial_Retail_New_Water Heating_Natural Gas_Water Heater_E9 | F5 | Commercial | Retail | New | Water Heating | Natural Gas | Water Heater | E9 | Utility - Cost of Operation | 0 | 0 | 0 | 0 | 0 | 0 | 0 | 0 | 0 | 0 | 0 | 0 | 0 | 0 | 0 | 0 | 0 | 0 | 0 | 0 | 0 | 0 | 0 | 0 | 0 | 0 | 0 | 0 | 0 | 0 | 0 | 0 | 0 | 0 | 0 | 0 | 0 | 0 | 0 | 0 | 0 | 0
F5_Commercial_Retail_New_Water Heating_Natural Gas_Water Heater_E10 | F5 | Commercial | Retail | New | Water Heating | Natural Gas | Water Heater | E10 | Utility - Cost of Operation | 0 | 0 | 0 | 0 | 0 | 0 | 0 | 0 | 0 | 0 | 0 | 0 | 0 | 0 | 0 | 0 | 0 | 0 | 0 | 0 | 0 | 0 | 0 | 0 | 0 | 0 | 0 | 0 | 0 | 0 | 0 | 0 | 0 | 0 | 0 | 0 | 0 | 0 | 0 | 0 | 0 | 0
F6_Commercial_Retail_New_Water Heating_Natural Gas_Water Heater_E1 | F6 | Commercial | Retail | New | Water Heating | Natural Gas | Water Heater | E1 | Utility - Value of Sales | 0.18004 | 0.18004 | 0.18004 | 0.18004 | 0.18004 | 0.18004 | 0.18004 | 0.18004 | 0.18004 | 0.18004 | 0.18004 | 0.18004 | 0.18004 | 0.18004 | 0.18004 | 0.18004 | 0.18004 | 0.18004 | 0.18004 | 0.18004 | 0.18004 | 0.18004 | 0.18004 | 0.18004 | 0.18004 | 0.18004 | 0.18004 | 0.18004 | 0.18004 | 0.18004 | 0.18004 | 0.18004 | 0.18004 | 0 | 0 | 0 | 0 | 0 | 0 | 0 | 0 | 0
F6_Commercial_Retail_New_Water Heating_Natural Gas_Water Heater_E2 | F6 | Commercial | Retail | New | Water Heating | Natural Gas | Water Heater | E2 | Utility - Value of Sales | 0.17782 | 0.17782 | 0.17782 | 0.17782 | 0.17782 | 0.17782 | 0.17782 | 0.17782 | 0.17782 | 0.17782 | 0.17782 | 0.17782 | 0.17782 | 0.17782 | 0.17782 | 0.17782 | 0.17782 | 0.17782 | 0.17782 | 0.17782 | 0.17782 | 0.17782 | 0.17782 | 0.17782 | 0.17782 | 0.17782 | 0.17782 | 0.17782 | 0.17782 | 0.17782 | 0.17782 | 0.17782 | 0.17782 | 0 | 0 | 0 | 0 | 0 | 0 | 0 | 0 | 0
F6_Commercial_Retail_New_Water Heating_Natural Gas_Water Heater_E3 | F6 | Commercial | Retail | New | Water Heating | Natural Gas | Water Heater | E3 | Utility - Value of Sales | 0.16367 | 0.16367 | 0.16367 | 0.16367 | 0.16367 | 0.16367 | 0.16367 | 0.16367 | 0.16367 | 0.16367 | 0.16367 | 0.16367 | 0.16367 | 0.16367 | 0.16367 | 0.16367 | 0.16367 | 0.16367 | 0.16367 | 0.16367 | 0.16367 | 0.16367 | 0.16367 | 0.16367 | 0.16367 | 0.16367 | 0.16367 | 0.16367 | 0.16367 | 0.16367 | 0.16367 | 0.16367 | 0.16367 | 0 | 0 | 0 | 0 | 0 | 0 | 0 | 0 | 0
F6_Commercial_Retail_New_Water Heating_Natural Gas_Water Heater_E4 | F6 | Commercial | Retail | New | Water Heating | Natural Gas | Water Heater | E4 | Utility - Value of Sales | 0.15322 | 0.15322 | 0.15322 | 0.15322 | 0.15322 | 0.15322 | 0.15322 | 0.15322 | 0.15322 | 0.15322 | 0.15322 | 0.15322 | 0.15322 | 0.15322 | 0.15322 | 0.15322 | 0.15322 | 0.15322 | 0.15322 | 0.15322 | 0.15322 | 0.15322 | 0.15322 | 0.15322 | 0.15322 | 0.15322 | 0.15322 | 0.15322 | 0.15322 | 0.15322 | 0.15322 | 0.15322 | 0.15322 | 0 | 0 | 0 | 0 | 0 | 0 | 0 | 0 | 0
F6_Commercial_Retail_New_Water Heating_Natural Gas_Water Heater_E5 | F6 | Commercial | Retail | New | Water Heating | Natural Gas | Water Heater | E5 | Utility - Value of Sales | 0.15003 | 0.15003 | 0.15003 | 0.15003 | 0.15003 | 0.15003 | 0.15003 | 0.15003 | 0.15003 | 0.15003 | 0.15003 | 0.15003 | 0.15003 | 0.15003 | 0.15003 | 0.15003 | 0.15003 | 0.15003 | 0.15003 | 0.15003 | 0.15003 | 0.15003 | 0.15003 | 0.15003 | 0.15003 | 0.15003 | 0.15003 | 0.15003 | 0.15003 | 0.15003 | 0.15003 | 0.15003 | 0.15003 | 0 | 0 | 0 | 0 | 0 | 0 | 0 | 0 | 0
F6_Commercial_Retail_New_Water Heating_Natural Gas_Water Heater_E6 | F6 | Commercial | Retail | New | Water Heating | Natural Gas | Water Heater | E6 | Utility - Value of Sales | 0.14697 | 0.14697 | 0.14697 | 0.14697 | 0.14697 | 0.14697 | 0.14697 | 0.14697 | 0.14697 | 0.14697 | 0.14697 | 0.14697 | 0.14697 | 0.14697 | 0.14697 | 0.14697 | 0.14697 | 0.14697 | 0.14697 | 0.14697 | 0.14697 | 0.14697 | 0.14697 | 0.14697 | 0.14697 | 0.14697 | 0.14697 | 0.14697 | 0.14697 | 0.14697 | 0.14697 | 0.14697 | 0.14697 | 0 | 0 | 0 | 0 | 0 | 0 | 0 | 0 | 0
F6_Commercial_Retail_New_Water Heating_Natural Gas_Water Heater_E7 | F6 | Commercial | Retail | New | Water Heating | Natural Gas | Water Heater | E7 | Utility - Value of Sales | 0.13588 | 0.13588 | 0.13588 | 0.13588 | 0.13588 | 0.13588 | 0.13588 | 0.13588 | 0.13588 | 0.13588 | 0.13588 | 0.13588 | 0.13588 | 0.13588 | 0.13588 | 0.13588 | 0.13588 | 0.13588 | 0.13588 | 0.13588 | 0.13588 | 0.13588 | 0.13588 | 0.13588 | 0.13588 | 0.13588 | 0.13588 | 0.13588 | 0.13588 | 0.13588 | 0.13588 | 0.13588 | 0.13588 | 0 | 0 | 0 | 0 | 0 | 0 | 0 | 0 | 0
F6_Commercial_Retail_New_Water Heating_Natural Gas_Water Heater_E8 | F6 | Commercial | Retail | New | Water Heating | Natural Gas | Water Heater | E8 | Utility - Value of Sales | 0 | 0 | 0 | 0 | 0 | 0 | 0 | 0 | 0 | 0 | 0 | 0 | 0 | 0 | 0 | 0 | 0 | 0 | 0 | 0 | 0 | 0 | 0 | 0 | 0 | 0 | 0 | 0 | 0 | 0 | 0 | 0 | 0 | 0 | 0 | 0 | 0 | 0 | 0 | 0 | 0 | 0
F6_Commercial_Retail_New_Water Heating_Natural Gas_Water Heater_E9 | F6 | Commercial | Retail | New | Water Heating | Natural Gas | Water Heater | E9 | Utility - Value of Sales | 0 | 0 | 0 | 0 | 0 | 0 | 0 | 0 | 0 | 0 | 0 | 0 | 0 | 0 | 0 | 0 | 0 | 0 | 0 | 0 | 0 | 0 | 0 | 0 | 0 | 0 | 0 | 0 | 0 | 0 | 0 | 0 | 0 | 0 | 0 | 0 | 0 | 0 | 0 | 0 | 0 | 0
F6_Commercial_Retail_New_Water Heating_Natural Gas_Water Heater_E10 | F6 | Commercial | Retail | New | Water Heating | Natural Gas | Water Heater | E10 | Utility - Value of Sales | 0 | 0 | 0 | 0 | 0 | 0 | 0 | 0 | 0 | 0 | 0 | 0 | 0 | 0 | 0 | 0 | 0 | 0 | 0 | 0 | 0 | 0 | 0 | 0 | 0 | 0 | 0 | 0 | 0 | 0 | 0 | 0 | 0 | 0 | 0 | 0 | 0 | 0 | 0 | 0 | 0 | 0
F1_Commercial_Retail_New_Food Preparation_Natural Gas_Oven_E1 | F1 | Commercial | Retail | New | Food Preparation | Natural Gas | Oven | E1 | RVT - Cost of Equipment | 0.50921 | 0.51309 | 0.51743 | 0.5222 | 0.52763 | 0.53393 | 0.53903 | 0.54393 | 0.5489 | 0.55408 | 0.55902 | 0.56355 | 0.56819 | 0.57306 | 0.57844 | 0.58369 | 0.58927 | 0.59516 | 0.6013 | 0.60757 | 0.61387 | 0.61978 | 0.62511 | 0.62982 | 0.63389 | 0.6374 | 0.63983 | 0.64163 | 0.6432 | 0.64454 | 0.64586 | 0.64645 | 0.64645 | 0 | 0 | 0 | 0 | 0 | 0 | 0 | 0 | 0
F1_Commercial_Retail_New_Food Preparation_Natural Gas_Oven_E2 | F1 | Commercial | Retail | New | Food Preparation | Natural Gas | Oven | E2 | RVT - Cost of Equipment | 0.44243 | 0.4458 | 0.44957 | 0.45371 | 0.45844 | 0.4639 | 0.46834 | 0.47259 | 0.47691 | 0.48141 | 0.4857 | 0.48964 | 0.49367 | 0.49791 | 0.50258 | 0.50715 | 0.51199 | 0.51711 | 0.52244 | 0.52789 | 0.53336 | 0.5385 | 0.54313 | 0.54722 | 0.55076 | 0.55381 | 0.55592 | 0.55749 | 0.55885 | 0.56001 | 0.56116 | 0.56167 | 0.56167 | 0 | 0 | 0 | 0 | 0 | 0 | 0 | 0 | 0
F1_Commercial_Retail_New_Food Preparation_Natural Gas_Oven_E3 | F1 | Commercial | Retail | New | Food Preparation | Natural Gas | Oven | E3 | RVT - Cost of Equipment | 0 | 0 | 0 | 0 | 0 | 0 | 0 | 0 | 0 | 0 | 0 | 0 | 0 | 0 | 0 | 0 | 0 | 0 | 0 | 0 | 0 | 0 | 0 | 0 | 0 | 0 | 0 | 0 | 0 | 0 | 0 | 0 | 0 | 0 | 0 | 0 | 0 | 0 | 0 | 0 | 0 | 0
F1_Commercial_Retail_New_Food Preparation_Natural Gas_Oven_E4 | F1 | Commercial | Retail | New | Food Preparation | Natural Gas | Oven | E4 | RVT - Cost of Equipment | 0 | 0 | 0 | 0 | 0 | 0 | 0 | 0 | 0 | 0 | 0 | 0 | 0 | 0 | 0 | 0 | 0 | 0 | 0 | 0 | 0 | 0 | 0 | 0 | 0 | 0 | 0 | 0 | 0 | 0 | 0 | 0 | 0 | 0 | 0 | 0 | 0 | 0 | 0 | 0 | 0 | 0
F1_Commercial_Retail_New_Food Preparation_Natural Gas_Oven_E5 | F1 | Commercial | Retail | New | Food Preparation | Natural Gas | Oven | E5 | RVT - Cost of Equipment | 0 | 0 | 0 | 0 | 0 | 0 | 0 | 0 | 0 | 0 | 0 | 0 | 0 | 0 | 0 | 0 | 0 | 0 | 0 | 0 | 0 | 0 | 0 | 0 | 0 | 0 | 0 | 0 | 0 | 0 | 0 | 0 | 0 | 0 | 0 | 0 | 0 | 0 | 0 | 0 | 0 | 0
F1_Commercial_Retail_New_Food Preparation_Natural Gas_Oven_E6 | F1 | Commercial | Retail | New | Food Preparation | Natural Gas | Oven | E6 | RVT - Cost of Equipment | 0 | 0 | 0 | 0 | 0 | 0 | 0 | 0 | 0 | 0 | 0 | 0 | 0 | 0 | 0 | 0 | 0 | 0 | 0 | 0 | 0 | 0 | 0 | 0 | 0 | 0 | 0 | 0 | 0 | 0 | 0 | 0 | 0 | 0 | 0 | 0 | 0 | 0 | 0 | 0 | 0 | 0
F1_Commercial_Retail_New_Food Preparation_Natural Gas_Oven_E7 | F1 | Commercial | Retail | New | Food Preparation | Natural Gas | Oven | E7 | RVT - Cost of Equipment | 0 | 0 | 0 | 0 | 0 | 0 | 0 | 0 | 0 | 0 | 0 | 0 | 0 | 0 | 0 | 0 | 0 | 0 | 0 | 0 | 0 | 0 | 0 | 0 | 0 | 0 | 0 | 0 | 0 | 0 | 0 | 0 | 0 | 0 | 0 | 0 | 0 | 0 | 0 | 0 | 0 | 0
F1_Commercial_Retail_New_Food Preparation_Natural Gas_Oven_E8 | F1 | Commercial | Retail | New | Food Preparation | Natural Gas | Oven | E8 | RVT - Cost of Equipment | 0 | 0 | 0 | 0 | 0 | 0 | 0 | 0 | 0 | 0 | 0 | 0 | 0 | 0 | 0 | 0 | 0 | 0 | 0 | 0 | 0 | 0 | 0 | 0 | 0 | 0 | 0 | 0 | 0 | 0 | 0 | 0 | 0 | 0 | 0 | 0 | 0 | 0 | 0 | 0 | 0 | 0
F1_Commercial_Retail_New_Food Preparation_Natural Gas_Oven_E9 | F1 | Commercial | Retail | New | Food Preparation | Natural Gas | Oven | E9 | RVT - Cost of Equipment | 0 | 0 | 0 | 0 | 0 | 0 | 0 | 0 | 0 | 0 | 0 | 0 | 0 | 0 | 0 | 0 | 0 | 0 | 0 | 0 | 0 | 0 | 0 | 0 | 0 | 0 | 0 | 0 | 0 | 0 | 0 | 0 | 0 | 0 | 0 | 0 | 0 | 0 | 0 | 0 | 0 | 0
F1_Commercial_Retail_New_Food Preparation_Natural Gas_Oven_E10 | F1 | Commercial | Retail | New | Food Preparation | Natural Gas | Oven | E10 | RVT - Cost of Equipment | 0 | 0 | 0 | 0 | 0 | 0 | 0 | 0 | 0 | 0 | 0 | 0 | 0 | 0 | 0 | 0 | 0 | 0 | 0 | 0 | 0 | 0 | 0 | 0 | 0 | 0 | 0 | 0 | 0 | 0 | 0 | 0 | 0 | 0 | 0 | 0 | 0 | 0 | 0 | 0 | 0 | 0
F2_Commercial_Retail_New_Food Preparation_Natural Gas_Oven_E1 | F2 | Commercial | Retail | New | Food Preparation | Natural Gas | Oven | E1 | RVT - Cost of Operation | 0.61007 | 0.61471 | 0.61991 | 0.62563 | 0.63214 | 0.63968 | 0.64579 | 0.65166 | 0.65762 | 0.66382 | 0.66974 | 0.67517 | 0.68073 | 0.68656 | 0.69301 | 0.6993 | 0.70599 | 0.71304 | 0.7204 | 0.7279 | 0.73546 | 0.74253 | 0.74892 | 0.75456 | 0.75945 | 0.76364 | 0.76655 | 0.76872 | 0.7706 | 0.7722 | 0.77379 | 0.77449 | 0.77449 | 0 | 0 | 0 | 0 | 0 | 0 | 0 | 0 | 0
F2_Commercial_Retail_New_Food Preparation_Natural Gas_Oven_E2 | F2 | Commercial | Retail | New | Food Preparation | Natural Gas | Oven | E2 | RVT - Cost of Operation | 0.53006 | 0.5341 | 0.53861 | 0.54358 | 0.54924 | 0.55579 | 0.5611 | 0.5662 | 0.57137 | 0.57676 | 0.58191 | 0.58663 | 0.59145 | 0.59652 | 0.60212 | 0.60759 | 0.6134 | 0.61953 | 0.62592 | 0.63244 | 0.639 | 0.64515 | 0.6507 | 0.65561 | 0.65985 | 0.66349 | 0.66602 | 0.66791 | 0.66954 | 0.67093 | 0.67231 | 0.67292 | 0.67292 | 0 | 0 | 0 | 0 | 0 | 0 | 0 | 0 | 0
F2_Commercial_Retail_New_Food Preparation_Natural Gas_Oven_E3 | F2 | Commercial | Retail | New | Food Preparation | Natural Gas | Oven | E3 | RVT - Cost of Operation | 0 | 0 | 0 | 0 | 0 | 0 | 0 | 0 | 0 | 0 | 0 | 0 | 0 | 0 | 0 | 0 | 0 | 0 | 0 | 0 | 0 | 0 | 0 | 0 | 0 | 0 | 0 | 0 | 0 | 0 | 0 | 0 | 0 | 0 | 0 | 0 | 0 | 0 | 0 | 0 | 0 | 0
F2_Commercial_Retail_New_Food Preparation_Natural Gas_Oven_E4 | F2 | Commercial | Retail | New | Food Preparation | Natural Gas | Oven | E4 | RVT - Cost of Operation | 0 | 0 | 0 | 0 | 0 | 0 | 0 | 0 | 0 | 0 | 0 | 0 | 0 | 0 | 0 | 0 | 0 | 0 | 0 | 0 | 0 | 0 | 0 | 0 | 0 | 0 | 0 | 0 | 0 | 0 | 0 | 0 | 0 | 0 | 0 | 0 | 0 | 0 | 0 | 0 | 0 | 0
F2_Commercial_Retail_New_Food Preparation_Natural Gas_Oven_E5 | F2 | Commercial | Retail | New | Food Preparation | Natural Gas | Oven | E5 | RVT - Cost of Operation | 0 | 0 | 0 | 0 | 0 | 0 | 0 | 0 | 0 | 0 | 0 | 0 | 0 | 0 | 0 | 0 | 0 | 0 | 0 | 0 | 0 | 0 | 0 | 0 | 0 | 0 | 0 | 0 | 0 | 0 | 0 | 0 | 0 | 0 | 0 | 0 | 0 | 0 | 0 | 0 | 0 | 0
F2_Commercial_Retail_New_Food Preparation_Natural Gas_Oven_E6 | F2 | Commercial | Retail | New | Food Preparation | Natural Gas | Oven | E6 | RVT - Cost of Operation | 0 | 0 | 0 | 0 | 0 | 0 | 0 | 0 | 0 | 0 | 0 | 0 | 0 | 0 | 0 | 0 | 0 | 0 | 0 | 0 | 0 | 0 | 0 | 0 | 0 | 0 | 0 | 0 | 0 | 0 | 0 | 0 | 0 | 0 | 0 | 0 | 0 | 0 | 0 | 0 | 0 | 0
F2_Commercial_Retail_New_Food Preparation_Natural Gas_Oven_E7 | F2 | Commercial | Retail | New | Food Preparation | Natural Gas | Oven | E7 | RVT - Cost of Operation | 0 | 0 | 0 | 0 | 0 | 0 | 0 | 0 | 0 | 0 | 0 | 0 | 0 | 0 | 0 | 0 | 0 | 0 | 0 | 0 | 0 | 0 | 0 | 0 | 0 | 0 | 0 | 0 | 0 | 0 | 0 | 0 | 0 | 0 | 0 | 0 | 0 | 0 | 0 | 0 | 0 | 0
F2_Commercial_Retail_New_Food Preparation_Natural Gas_Oven_E8 | F2 | Commercial | Retail | New | Food Preparation | Natural Gas | Oven | E8 | RVT - Cost of Operation | 0 | 0 | 0 | 0 | 0 | 0 | 0 | 0 | 0 | 0 | 0 | 0 | 0 | 0 | 0 | 0 | 0 | 0 | 0 | 0 | 0 | 0 | 0 | 0 | 0 | 0 | 0 | 0 | 0 | 0 | 0 | 0 | 0 | 0 | 0 | 0 | 0 | 0 | 0 | 0 | 0 | 0
F2_Commercial_Retail_New_Food Preparation_Natural Gas_Oven_E9 | F2 | Commercial | Retail | New | Food Preparation | Natural Gas | Oven | E9 | RVT - Cost of Operation | 0 | 0 | 0 | 0 | 0 | 0 | 0 | 0 | 0 | 0 | 0 | 0 | 0 | 0 | 0 | 0 | 0 | 0 | 0 | 0 | 0 | 0 | 0 | 0 | 0 | 0 | 0 | 0 | 0 | 0 | 0 | 0 | 0 | 0 | 0 | 0 | 0 | 0 | 0 | 0 | 0 | 0
F2_Commercial_Retail_New_Food Preparation_Natural Gas_Oven_E10 | F2 | Commercial | Retail | New | Food Preparation | Natural Gas | Oven | E10 | RVT - Cost of Operation | 0 | 0 | 0 | 0 | 0 | 0 | 0 | 0 | 0 | 0 | 0 | 0 | 0 | 0 | 0 | 0 | 0 | 0 | 0 | 0 | 0 | 0 | 0 | 0 | 0 | 0 | 0 | 0 | 0 | 0 | 0 | 0 | 0 | 0 | 0 | 0 | 0 | 0 | 0 | 0 | 0 | 0
F3_Commercial_Retail_New_Food Preparation_Natural Gas_Oven_E1 | F3 | Commercial | Retail | New | Food Preparation | Natural Gas | Oven | E1 | System - kBTUs of Consumption | 0.39163 | 0.39163 | 0.39163 | 0.39163 | 0.39163 | 0.39163 | 0.39163 | 0.39163 | 0.39163 | 0.39163 | 0.39163 | 0.39163 | 0.39163 | 0.39163 | 0.39163 | 0.39163 | 0.39163 | 0.39163 | 0.39163 | 0.39163 | 0.39163 | 0.39163 | 0.39163 | 0.39163 | 0.39163 | 0.39163 | 0.39163 | 0.39163 | 0.39163 | 0.39163 | 0.39163 | 0.39163 | 0.39163 | 0 | 0 | 0 | 0 | 0 | 0 | 0 | 0 | 0
F3_Commercial_Retail_New_Food Preparation_Natural Gas_Oven_E2 | F3 | Commercial | Retail | New | Food Preparation | Natural Gas | Oven | E2 | System - kBTUs of Consumption | 0.41256 | 0.41256 | 0.41256 | 0.41256 | 0.41256 | 0.41256 | 0.41256 | 0.41256 | 0.41256 | 0.41256 | 0.41256 | 0.41256 | 0.41256 | 0.41256 | 0.41256 | 0.41256 | 0.41256 | 0.41256 | 0.41256 | 0.41256 | 0.41256 | 0.41256 | 0.41256 | 0.41256 | 0.41256 | 0.41256 | 0.41256 | 0.41256 | 0.41256 | 0.41256 | 0.41256 | 0.41256 | 0.41256 | 0 | 0 | 0 | 0 | 0 | 0 | 0 | 0 | 0
F3_Commercial_Retail_New_Food Preparation_Natural Gas_Oven_E3 | F3 | Commercial | Retail | New | Food Preparation | Natural Gas | Oven | E3 | System - kBTUs of Consumption | 0 | 0 | 0 | 0 | 0 | 0 | 0 | 0 | 0 | 0 | 0 | 0 | 0 | 0 | 0 | 0 | 0 | 0 | 0 | 0 | 0 | 0 | 0 | 0 | 0 | 0 | 0 | 0 | 0 | 0 | 0 | 0 | 0 | 0 | 0 | 0 | 0 | 0 | 0 | 0 | 0 | 0
F3_Commercial_Retail_New_Food Preparation_Natural Gas_Oven_E4 | F3 | Commercial | Retail | New | Food Preparation | Natural Gas | Oven | E4 | System - kBTUs of Consumption | 0 | 0 | 0 | 0 | 0 | 0 | 0 | 0 | 0 | 0 | 0 | 0 | 0 | 0 | 0 | 0 | 0 | 0 | 0 | 0 | 0 | 0 | 0 | 0 | 0 | 0 | 0 | 0 | 0 | 0 | 0 | 0 | 0 | 0 | 0 | 0 | 0 | 0 | 0 | 0 | 0 | 0
F3_Commercial_Retail_New_Food Preparation_Natural Gas_Oven_E5 | F3 | Commercial | Retail | New | Food Preparation | Natural Gas | Oven | E5 | System - kBTUs of Consumption | 0 | 0 | 0 | 0 | 0 | 0 | 0 | 0 | 0 | 0 | 0 | 0 | 0 | 0 | 0 | 0 | 0 | 0 | 0 | 0 | 0 | 0 | 0 | 0 | 0 | 0 | 0 | 0 | 0 | 0 | 0 | 0 | 0 | 0 | 0 | 0 | 0 | 0 | 0 | 0 | 0 | 0
F3_Commercial_Retail_New_Food Preparation_Natural Gas_Oven_E6 | F3 | Commercial | Retail | New | Food Preparation | Natural Gas | Oven | E6 | System - kBTUs of Consumption | 0 | 0 | 0 | 0 | 0 | 0 | 0 | 0 | 0 | 0 | 0 | 0 | 0 | 0 | 0 | 0 | 0 | 0 | 0 | 0 | 0 | 0 | 0 | 0 | 0 | 0 | 0 | 0 | 0 | 0 | 0 | 0 | 0 | 0 | 0 | 0 | 0 | 0 | 0 | 0 | 0 | 0
F3_Commercial_Retail_New_Food Preparation_Natural Gas_Oven_E7 | F3 | Commercial | Retail | New | Food Preparation | Natural Gas | Oven | E7 | System - kBTUs of Consumption | 0 | 0 | 0 | 0 | 0 | 0 | 0 | 0 | 0 | 0 | 0 | 0 | 0 | 0 | 0 | 0 | 0 | 0 | 0 | 0 | 0 | 0 | 0 | 0 | 0 | 0 | 0 | 0 | 0 | 0 | 0 | 0 | 0 | 0 | 0 | 0 | 0 | 0 | 0 | 0 | 0 | 0
F3_Commercial_Retail_New_Food Preparation_Natural Gas_Oven_E8 | F3 | Commercial | Retail | New | Food Preparation | Natural Gas | Oven | E8 | System - kBTUs of Consumption | 0 | 0 | 0 | 0 | 0 | 0 | 0 | 0 | 0 | 0 | 0 | 0 | 0 | 0 | 0 | 0 | 0 | 0 | 0 | 0 | 0 | 0 | 0 | 0 | 0 | 0 | 0 | 0 | 0 | 0 | 0 | 0 | 0 | 0 | 0 | 0 | 0 | 0 | 0 | 0 | 0 | 0
F3_Commercial_Retail_New_Food Preparation_Natural Gas_Oven_E9 | F3 | Commercial | Retail | New | Food Preparation | Natural Gas | Oven | E9 | System - kBTUs of Consumption | 0 | 0 | 0 | 0 | 0 | 0 | 0 | 0 | 0 | 0 | 0 | 0 | 0 | 0 | 0 | 0 | 0 | 0 | 0 | 0 | 0 | 0 | 0 | 0 | 0 | 0 | 0 | 0 | 0 | 0 | 0 | 0 | 0 | 0 | 0 | 0 | 0 | 0 | 0 | 0 | 0 | 0
F3_Commercial_Retail_New_Food Preparation_Natural Gas_Oven_E10 | F3 | Commercial | Retail | New | Food Preparation | Natural Gas | Oven | E10 | System - kBTUs of Consumption | 0 | 0 | 0 | 0 | 0 | 0 | 0 | 0 | 0 | 0 | 0 | 0 | 0 | 0 | 0 | 0 | 0 | 0 | 0 | 0 | 0 | 0 | 0 | 0 | 0 | 0 | 0 | 0 | 0 | 0 | 0 | 0 | 0 | 0 | 0 | 0 | 0 | 0 | 0 | 0 | 0 | 0
F4_Commercial_Retail_New_Food Preparation_Natural Gas_Oven_E1 | F4 | Commercial | Retail | New | Food Preparation | Natural Gas | Oven | E1 | Utility - Cost of Equipment | 0.61007 | 0.61471 | 0.61991 | 0.62563 | 0.63214 | 0.63968 | 0.64579 | 0.65166 | 0.65762 | 0.66382 | 0.66974 | 0.67517 | 0.68073 | 0.68656 | 0.69301 | 0.6993 | 0.70599 | 0.71304 | 0.7204 | 0.7279 | 0.73546 | 0.74253 | 0.74892 | 0.75456 | 0.75945 | 0.76364 | 0.76655 | 0.76872 | 0.7706 | 0.7722 | 0.77379 | 0.77449 | 0.77449 | 0 | 0 | 0 | 0 | 0 | 0 | 0 | 0 | 0
F4_Commercial_Retail_New_Food Preparation_Natural Gas_Oven_E2 | F4 | Commercial | Retail | New | Food Preparation | Natural Gas | Oven | E2 | Utility - Cost of Equipment | 0.53006 | 0.5341 | 0.53861 | 0.54358 | 0.54924 | 0.55579 | 0.5611 | 0.5662 | 0.57137 | 0.57676 | 0.58191 | 0.58663 | 0.59145 | 0.59652 | 0.60212 | 0.60759 | 0.6134 | 0.61953 | 0.62592 | 0.63244 | 0.639 | 0.64515 | 0.6507 | 0.65561 | 0.65985 | 0.66349 | 0.66602 | 0.66791 | 0.66954 | 0.67093 | 0.67231 | 0.67292 | 0.67292 | 0 | 0 | 0 | 0 | 0 | 0 | 0 | 0 | 0
F4_Commercial_Retail_New_Food Preparation_Natural Gas_Oven_E3 | F4 | Commercial | Retail | New | Food Preparation | Natural Gas | Oven | E3 | Utility - Cost of Equipment | 0 | 0 | 0 | 0 | 0 | 0 | 0 | 0 | 0 | 0 | 0 | 0 | 0 | 0 | 0 | 0 | 0 | 0 | 0 | 0 | 0 | 0 | 0 | 0 | 0 | 0 | 0 | 0 | 0 | 0 | 0 | 0 | 0 | 0 | 0 | 0 | 0 | 0 | 0 | 0 | 0 | 0
F4_Commercial_Retail_New_Food Preparation_Natural Gas_Oven_E4 | F4 | Commercial | Retail | New | Food Preparation | Natural Gas | Oven | E4 | Utility - Cost of Equipment | 0 | 0 | 0 | 0 | 0 | 0 | 0 | 0 | 0 | 0 | 0 | 0 | 0 | 0 | 0 | 0 | 0 | 0 | 0 | 0 | 0 | 0 | 0 | 0 | 0 | 0 | 0 | 0 | 0 | 0 | 0 | 0 | 0 | 0 | 0 | 0 | 0 | 0 | 0 | 0 | 0 | 0
F4_Commercial_Retail_New_Food Preparation_Natural Gas_Oven_E5 | F4 | Commercial | Retail | New | Food Preparation | Natural Gas | Oven | E5 | Utility - Cost of Equipment | 0 | 0 | 0 | 0 | 0 | 0 | 0 | 0 | 0 | 0 | 0 | 0 | 0 | 0 | 0 | 0 | 0 | 0 | 0 | 0 | 0 | 0 | 0 | 0 | 0 | 0 | 0 | 0 | 0 | 0 | 0 | 0 | 0 | 0 | 0 | 0 | 0 | 0 | 0 | 0 | 0 | 0
F4_Commercial_Retail_New_Food Preparation_Natural Gas_Oven_E6 | F4 | Commercial | Retail | New | Food Preparation | Natural Gas | Oven | E6 | Utility - Cost of Equipment | 0 | 0 | 0 | 0 | 0 | 0 | 0 | 0 | 0 | 0 | 0 | 0 | 0 | 0 | 0 | 0 | 0 | 0 | 0 | 0 | 0 | 0 | 0 | 0 | 0 | 0 | 0 | 0 | 0 | 0 | 0 | 0 | 0 | 0 | 0 | 0 | 0 | 0 | 0 | 0 | 0 | 0
F4_Commercial_Retail_New_Food Preparation_Natural Gas_Oven_E7 | F4 | Commercial | Retail | New | Food Preparation | Natural Gas | Oven | E7 | Utility - Cost of Equipment | 0 | 0 | 0 | 0 | 0 | 0 | 0 | 0 | 0 | 0 | 0 | 0 | 0 | 0 | 0 | 0 | 0 | 0 | 0 | 0 | 0 | 0 | 0 | 0 | 0 | 0 | 0 | 0 | 0 | 0 | 0 | 0 | 0 | 0 | 0 | 0 | 0 | 0 | 0 | 0 | 0 | 0
F4_Commercial_Retail_New_Food Preparation_Natural Gas_Oven_E8 | F4 | Commercial | Retail | New | Food Preparation | Natural Gas | Oven | E8 | Utility - Cost of Equipment | 0 | 0 | 0 | 0 | 0 | 0 | 0 | 0 | 0 | 0 | 0 | 0 | 0 | 0 | 0 | 0 | 0 | 0 | 0 | 0 | 0 | 0 | 0 | 0 | 0 | 0 | 0 | 0 | 0 | 0 | 0 | 0 | 0 | 0 | 0 | 0 | 0 | 0 | 0 | 0 | 0 | 0
F4_Commercial_Retail_New_Food Preparation_Natural Gas_Oven_E9 | F4 | Commercial | Retail | New | Food Preparation | Natural Gas | Oven | E9 | Utility - Cost of Equipment | 0 | 0 | 0 | 0 | 0 | 0 | 0 | 0 | 0 | 0 | 0 | 0 | 0 | 0 | 0 | 0 | 0 | 0 | 0 | 0 | 0 | 0 | 0 | 0 | 0 | 0 | 0 | 0 | 0 | 0 | 0 | 0 | 0 | 0 | 0 | 0 | 0 | 0 | 0 | 0 | 0 | 0
F4_Commercial_Retail_New_Food Preparation_Natural Gas_Oven_E10 | F4 | Commercial | Retail | New | Food Preparation | Natural Gas | Oven | E10 | Utility - Cost of Equipment | 0 | 0 | 0 | 0 | 0 | 0 | 0 | 0 | 0 | 0 | 0 | 0 | 0 | 0 | 0 | 0 | 0 | 0 | 0 | 0 | 0 | 0 | 0 | 0 | 0 | 0 | 0 | 0 | 0 | 0 | 0 | 0 | 0 | 0 | 0 | 0 | 0 | 0 | 0 | 0 | 0 | 0
F5_Commercial_Retail_New_Food Preparation_Natural Gas_Oven_E1 | F5 | Commercial | Retail | New | Food Preparation | Natural Gas | Oven | E1 | Utility - Cost of Operation | 0.39163 | 0.39163 | 0.39163 | 0.39163 | 0.39163 | 0.39163 | 0.39163 | 0.39163 | 0.39163 | 0.39163 | 0.39163 | 0.39163 | 0.39163 | 0.39163 | 0.39163 | 0.39163 | 0.39163 | 0.39163 | 0.39163 | 0.39163 | 0.39163 | 0.39163 | 0.39163 | 0.39163 | 0.39163 | 0.39163 | 0.39163 | 0.39163 | 0.39163 | 0.39163 | 0.39163 | 0.39163 | 0.39163 | 0 | 0 | 0 | 0 | 0 | 0 | 0 | 0 | 0
F5_Commercial_Retail_New_Food Preparation_Natural Gas_Oven_E2 | F5 | Commercial | Retail | New | Food Preparation | Natural Gas | Oven | E2 | Utility - Cost of Operation | 0.41256 | 0.41256 | 0.41256 | 0.41256 | 0.41256 | 0.41256 | 0.41256 | 0.41256 | 0.41256 | 0.41256 | 0.41256 | 0.41256 | 0.41256 | 0.41256 | 0.41256 | 0.41256 | 0.41256 | 0.41256 | 0.41256 | 0.41256 | 0.41256 | 0.41256 | 0.41256 | 0.41256 | 0.41256 | 0.41256 | 0.41256 | 0.41256 | 0.41256 | 0.41256 | 0.41256 | 0.41256 | 0.41256 | 0 | 0 | 0 | 0 | 0 | 0 | 0 | 0 | 0
F5_Commercial_Retail_New_Food Preparation_Natural Gas_Oven_E3 | F5 | Commercial | Retail | New | Food Preparation | Natural Gas | Oven | E3 | Utility - Cost of Operation | 0 | 0 | 0 | 0 | 0 | 0 | 0 | 0 | 0 | 0 | 0 | 0 | 0 | 0 | 0 | 0 | 0 | 0 | 0 | 0 | 0 | 0 | 0 | 0 | 0 | 0 | 0 | 0 | 0 | 0 | 0 | 0 | 0 | 0 | 0 | 0 | 0 | 0 | 0 | 0 | 0 | 0
F5_Commercial_Retail_New_Food Preparation_Natural Gas_Oven_E4 | F5 | Commercial | Retail | New | Food Preparation | Natural Gas | Oven | E4 | Utility - Cost of Operation | 0 | 0 | 0 | 0 | 0 | 0 | 0 | 0 | 0 | 0 | 0 | 0 | 0 | 0 | 0 | 0 | 0 | 0 | 0 | 0 | 0 | 0 | 0 | 0 | 0 | 0 | 0 | 0 | 0 | 0 | 0 | 0 | 0 | 0 | 0 | 0 | 0 | 0 | 0 | 0 | 0 | 0
F5_Commercial_Retail_New_Food Preparation_Natural Gas_Oven_E5 | F5 | Commercial | Retail | New | Food Preparation | Natural Gas | Oven | E5 | Utility - Cost of Operation | 0 | 0 | 0 | 0 | 0 | 0 | 0 | 0 | 0 | 0 | 0 | 0 | 0 | 0 | 0 | 0 | 0 | 0 | 0 | 0 | 0 | 0 | 0 | 0 | 0 | 0 | 0 | 0 | 0 | 0 | 0 | 0 | 0 | 0 | 0 | 0 | 0 | 0 | 0 | 0 | 0 | 0
F5_Commercial_Retail_New_Food Preparation_Natural Gas_Oven_E6 | F5 | Commercial | Retail | New | Food Preparation | Natural Gas | Oven | E6 | Utility - Cost of Operation | 0 | 0 | 0 | 0 | 0 | 0 | 0 | 0 | 0 | 0 | 0 | 0 | 0 | 0 | 0 | 0 | 0 | 0 | 0 | 0 | 0 | 0 | 0 | 0 | 0 | 0 | 0 | 0 | 0 | 0 | 0 | 0 | 0 | 0 | 0 | 0 | 0 | 0 | 0 | 0 | 0 | 0
F5_Commercial_Retail_New_Food Preparation_Natural Gas_Oven_E7 | F5 | Commercial | Retail | New | Food Preparation | Natural Gas | Oven | E7 | Utility - Cost of Operation | 0 | 0 | 0 | 0 | 0 | 0 | 0 | 0 | 0 | 0 | 0 | 0 | 0 | 0 | 0 | 0 | 0 | 0 | 0 | 0 | 0 | 0 | 0 | 0 | 0 | 0 | 0 | 0 | 0 | 0 | 0 | 0 | 0 | 0 | 0 | 0 | 0 | 0 | 0 | 0 | 0 | 0
F5_Commercial_Retail_New_Food Preparation_Natural Gas_Oven_E8 | F5 | Commercial | Retail | New | Food Preparation | Natural Gas | Oven | E8 | Utility - Cost of Operation | 0 | 0 | 0 | 0 | 0 | 0 | 0 | 0 | 0 | 0 | 0 | 0 | 0 | 0 | 0 | 0 | 0 | 0 | 0 | 0 | 0 | 0 | 0 | 0 | 0 | 0 | 0 | 0 | 0 | 0 | 0 | 0 | 0 | 0 | 0 | 0 | 0 | 0 | 0 | 0 | 0 | 0
F5_Commercial_Retail_New_Food Preparation_Natural Gas_Oven_E9 | F5 | Commercial | Retail | New | Food Preparation | Natural Gas | Oven | E9 | Utility - Cost of Operation | 0 | 0 | 0 | 0 | 0 | 0 | 0 | 0 | 0 | 0 | 0 | 0 | 0 | 0 | 0 | 0 | 0 | 0 | 0 | 0 | 0 | 0 | 0 | 0 | 0 | 0 | 0 | 0 | 0 | 0 | 0 | 0 | 0 | 0 | 0 | 0 | 0 | 0 | 0 | 0 | 0 | 0
F5_Commercial_Retail_New_Food Preparation_Natural Gas_Oven_E10 | F5 | Commercial | Retail | New | Food Preparation | Natural Gas | Oven | E10 | Utility - Cost of Operation | 0 | 0 | 0 | 0 | 0 | 0 | 0 | 0 | 0 | 0 | 0 | 0 | 0 | 0 | 0 | 0 | 0 | 0 | 0 | 0 | 0 | 0 | 0 | 0 | 0 | 0 | 0 | 0 | 0 | 0 | 0 | 0 | 0 | 0 | 0 | 0 | 0 | 0 | 0 | 0 | 0 | 0
F6_Commercial_Retail_New_Food Preparation_Natural Gas_Oven_E1 | F6 | Commercial | Retail | New | Food Preparation | Natural Gas | Oven | E1 | Utility - Value of Sales | 0.36131 | 0.36131 | 0.36131 | 0.36131 | 0.36131 | 0.36131 | 0.36131 | 0.36131 | 0.36131 | 0.36131 | 0.36131 | 0.36131 | 0.36131 | 0.36131 | 0.36131 | 0.36131 | 0.36131 | 0.36131 | 0.36131 | 0.36131 | 0.36131 | 0.36131 | 0.36131 | 0.36131 | 0.36131 | 0.36131 | 0.36131 | 0.36131 | 0.36131 | 0.36131 | 0.36131 | 0.36131 | 0.36131 | 0 | 0 | 0 | 0 | 0 | 0 | 0 | 0 | 0
F6_Commercial_Retail_New_Food Preparation_Natural Gas_Oven_E2 | F6 | Commercial | Retail | New | Food Preparation | Natural Gas | Oven | E2 | Utility - Value of Sales | 0.31393 | 0.31393 | 0.31393 | 0.31393 | 0.31393 | 0.31393 | 0.31393 | 0.31393 | 0.31393 | 0.31393 | 0.31393 | 0.31393 | 0.31393 | 0.31393 | 0.31393 | 0.31393 | 0.31393 | 0.31393 | 0.31393 | 0.31393 | 0.31393 | 0.31393 | 0.31393 | 0.31393 | 0.31393 | 0.31393 | 0.31393 | 0.31393 | 0.31393 | 0.31393 | 0.31393 | 0.31393 | 0.31393 | 0 | 0 | 0 | 0 | 0 | 0 | 0 | 0 | 0
F6_Commercial_Retail_New_Food Preparation_Natural Gas_Oven_E3 | F6 | Commercial | Retail | New | Food Preparation | Natural Gas | Oven | E3 | Utility - Value of Sales | 0 | 0 | 0 | 0 | 0 | 0 | 0 | 0 | 0 | 0 | 0 | 0 | 0 | 0 | 0 | 0 | 0 | 0 | 0 | 0 | 0 | 0 | 0 | 0 | 0 | 0 | 0 | 0 | 0 | 0 | 0 | 0 | 0 | 0 | 0 | 0 | 0 | 0 | 0 | 0 | 0 | 0
F6_Commercial_Retail_New_Food Preparation_Natural Gas_Oven_E4 | F6 | Commercial | Retail | New | Food Preparation | Natural Gas | Oven | E4 | Utility - Value of Sales | 0 | 0 | 0 | 0 | 0 | 0 | 0 | 0 | 0 | 0 | 0 | 0 | 0 | 0 | 0 | 0 | 0 | 0 | 0 | 0 | 0 | 0 | 0 | 0 | 0 | 0 | 0 | 0 | 0 | 0 | 0 | 0 | 0 | 0 | 0 | 0 | 0 | 0 | 0 | 0 | 0 | 0
F6_Commercial_Retail_New_Food Preparation_Natural Gas_Oven_E5 | F6 | Commercial | Retail | New | Food Preparation | Natural Gas | Oven | E5 | Utility - Value of Sales | 0 | 0 | 0 | 0 | 0 | 0 | 0 | 0 | 0 | 0 | 0 | 0 | 0 | 0 | 0 | 0 | 0 | 0 | 0 | 0 | 0 | 0 | 0 | 0 | 0 | 0 | 0 | 0 | 0 | 0 | 0 | 0 | 0 | 0 | 0 | 0 | 0 | 0 | 0 | 0 | 0 | 0
F6_Commercial_Retail_New_Food Preparation_Natural Gas_Oven_E6 | F6 | Commercial | Retail | New | Food Preparation | Natural Gas | Oven | E6 | Utility - Value of Sales | 0 | 0 | 0 | 0 | 0 | 0 | 0 | 0 | 0 | 0 | 0 | 0 | 0 | 0 | 0 | 0 | 0 | 0 | 0 | 0 | 0 | 0 | 0 | 0 | 0 | 0 | 0 | 0 | 0 | 0 | 0 | 0 | 0 | 0 | 0 | 0 | 0 | 0 | 0 | 0 | 0 | 0
F6_Commercial_Retail_New_Food Preparation_Natural Gas_Oven_E7 | F6 | Commercial | Retail | New | Food Preparation | Natural Gas | Oven | E7 | Utility - Value of Sales | 0 | 0 | 0 | 0 | 0 | 0 | 0 | 0 | 0 | 0 | 0 | 0 | 0 | 0 | 0 | 0 | 0 | 0 | 0 | 0 | 0 | 0 | 0 | 0 | 0 | 0 | 0 | 0 | 0 | 0 | 0 | 0 | 0 | 0 | 0 | 0 | 0 | 0 | 0 | 0 | 0 | 0
F6_Commercial_Retail_New_Food Preparation_Natural Gas_Oven_E8 | F6 | Commercial | Retail | New | Food Preparation | Natural Gas | Oven | E8 | Utility - Value of Sales | 0 | 0 | 0 | 0 | 0 | 0 | 0 | 0 | 0 | 0 | 0 | 0 | 0 | 0 | 0 | 0 | 0 | 0 | 0 | 0 | 0 | 0 | 0 | 0 | 0 | 0 | 0 | 0 | 0 | 0 | 0 | 0 | 0 | 0 | 0 | 0 | 0 | 0 | 0 | 0 | 0 | 0
F6_Commercial_Retail_New_Food Preparation_Natural Gas_Oven_E9 | F6 | Commercial | Retail | New | Food Preparation | Natural Gas | Oven | E9 | Utility - Value of Sales | 0 | 0 | 0 | 0 | 0 | 0 | 0 | 0 | 0 | 0 | 0 | 0 | 0 | 0 | 0 | 0 | 0 | 0 | 0 | 0 | 0 | 0 | 0 | 0 | 0 | 0 | 0 | 0 | 0 | 0 | 0 | 0 | 0 | 0 | 0 | 0 | 0 | 0 | 0 | 0 | 0 | 0
F6_Commercial_Retail_New_Food Preparation_Natural Gas_Oven_E10 | F6 | Commercial | Retail | New | Food Preparation | Natural Gas | Oven | E10 | Utility - Value of Sales | 0 | 0 | 0 | 0 | 0 | 0 | 0 | 0 | 0 | 0 | 0 | 0 | 0 | 0 | 0 | 0 | 0 | 0 | 0 | 0 | 0 | 0 | 0 | 0 | 0 | 0 | 0 | 0 | 0 | 0 | 0 | 0 | 0 | 0 | 0 | 0 | 0 | 0 | 0 | 0 | 0 | 0
F1_Commercial_Retail_New_Food Preparation_Natural Gas_Conveyor Oven_E1 | F1 | Commercial | Retail | New | Food Preparation | Natural Gas | Conveyor Oven | E1 | RVT - Cost of Equipment | 0.95558 | 0.96254 | 0.97011 | 0.9784 | 0.98789 | 0.99889 | 1.0086 | 1.0183 | 1.0285 | 1.039 | 1.0491 | 1.0585 | 1.0676 | 1.0768 | 1.0863 | 1.0954 | 1.1048 | 1.1144 | 1.124 | 1.1336 | 1.143 | 1.1517 | 1.1593 | 1.1661 | 1.172 | 1.177 | 1.1805 | 1.1831 | 1.1854 | 1.1873 | 1.1892 | 1.1901 | 1.1901 | 0 | 0 | 0 | 0 | 0 | 0 | 0 | 0 | 0
F1_Commercial_Retail_New_Food Preparation_Natural Gas_Conveyor Oven_E2 | F1 | Commercial | Retail | New | Food Preparation | Natural Gas | Conveyor Oven | E2 | RVT - Cost of Equipment | 0.72639 | 0.73168 | 0.73743 | 0.74374 | 0.75095 | 0.75931 | 0.76668 | 0.7741 | 0.7818 | 0.7898 | 0.7975 | 0.8046 | 0.81156 | 0.81851 | 0.82577 | 0.83268 | 0.8398 | 0.84709 | 0.85443 | 0.86173 | 0.86889 | 0.87543 | 0.88127 | 0.88643 | 0.89089 | 0.89473 | 0.89739 | 0.89937 | 0.90108 | 0.90255 | 0.904 | 0.90464 | 0.90464 | 0 | 0 | 0 | 0 | 0 | 0 | 0 | 0 | 0
F1_Commercial_Retail_New_Food Preparation_Natural Gas_Conveyor Oven_E3 | F1 | Commercial | Retail | New | Food Preparation | Natural Gas | Conveyor Oven | E3 | RVT - Cost of Equipment | 0 | 0 | 0 | 0 | 0 | 0 | 0 | 0 | 0 | 0 | 0 | 0 | 0 | 0 | 0 | 0 | 0 | 0 | 0 | 0 | 0 | 0 | 0 | 0 | 0 | 0 | 0 | 0 | 0 | 0 | 0 | 0 | 0 | 0 | 0 | 0 | 0 | 0 | 0 | 0 | 0 | 0
F1_Commercial_Retail_New_Food Preparation_Natural Gas_Conveyor Oven_E4 | F1 | Commercial | Retail | New | Food Preparation | Natural Gas | Conveyor Oven | E4 | RVT - Cost of Equipment | 0 | 0 | 0 | 0 | 0 | 0 | 0 | 0 | 0 | 0 | 0 | 0 | 0 | 0 | 0 | 0 | 0 | 0 | 0 | 0 | 0 | 0 | 0 | 0 | 0 | 0 | 0 | 0 | 0 | 0 | 0 | 0 | 0 | 0 | 0 | 0 | 0 | 0 | 0 | 0 | 0 | 0
F1_Commercial_Retail_New_Food Preparation_Natural Gas_Conveyor Oven_E5 | F1 | Commercial | Retail | New | Food Preparation | Natural Gas | Conveyor Oven | E5 | RVT - Cost of Equipment | 0 | 0 | 0 | 0 | 0 | 0 | 0 | 0 | 0 | 0 | 0 | 0 | 0 | 0 | 0 | 0 | 0 | 0 | 0 | 0 | 0 | 0 | 0 | 0 | 0 | 0 | 0 | 0 | 0 | 0 | 0 | 0 | 0 | 0 | 0 | 0 | 0 | 0 | 0 | 0 | 0 | 0
F1_Commercial_Retail_New_Food Preparation_Natural Gas_Conveyor Oven_E6 | F1 | Commercial | Retail | New | Food Preparation | Natural Gas | Conveyor Oven | E6 | RVT - Cost of Equipment | 0 | 0 | 0 | 0 | 0 | 0 | 0 | 0 | 0 | 0 | 0 | 0 | 0 | 0 | 0 | 0 | 0 | 0 | 0 | 0 | 0 | 0 | 0 | 0 | 0 | 0 | 0 | 0 | 0 | 0 | 0 | 0 | 0 | 0 | 0 | 0 | 0 | 0 | 0 | 0 | 0 | 0
F1_Commercial_Retail_New_Food Preparation_Natural Gas_Conveyor Oven_E7 | F1 | Commercial | Retail | New | Food Preparation | Natural Gas | Conveyor Oven | E7 | RVT - Cost of Equipment | 0 | 0 | 0 | 0 | 0 | 0 | 0 | 0 | 0 | 0 | 0 | 0 | 0 | 0 | 0 | 0 | 0 | 0 | 0 | 0 | 0 | 0 | 0 | 0 | 0 | 0 | 0 | 0 | 0 | 0 | 0 | 0 | 0 | 0 | 0 | 0 | 0 | 0 | 0 | 0 | 0 | 0
F1_Commercial_Retail_New_Food Preparation_Natural Gas_Conveyor Oven_E8 | F1 | Commercial | Retail | New | Food Preparation | Natural Gas | Conveyor Oven | E8 | RVT - Cost of Equipment | 0 | 0 | 0 | 0 | 0 | 0 | 0 | 0 | 0 | 0 | 0 | 0 | 0 | 0 | 0 | 0 | 0 | 0 | 0 | 0 | 0 | 0 | 0 | 0 | 0 | 0 | 0 | 0 | 0 | 0 | 0 | 0 | 0 | 0 | 0 | 0 | 0 | 0 | 0 | 0 | 0 | 0
F1_Commercial_Retail_New_Food Preparation_Natural Gas_Conveyor Oven_E9 | F1 | Commercial | Retail | New | Food Preparation | Natural Gas | Conveyor Oven | E9 | RVT - Cost of Equipment | 0 | 0 | 0 | 0 | 0 | 0 | 0 | 0 | 0 | 0 | 0 | 0 | 0 | 0 | 0 | 0 | 0 | 0 | 0 | 0 | 0 | 0 | 0 | 0 | 0 | 0 | 0 | 0 | 0 | 0 | 0 | 0 | 0 | 0 | 0 | 0 | 0 | 0 | 0 | 0 | 0 | 0
F1_Commercial_Retail_New_Food Preparation_Natural Gas_Conveyor Oven_E10 | F1 | Commercial | Retail | New | Food Preparation | Natural Gas | Conveyor Oven | E10 | RVT - Cost of Equipment | 0 | 0 | 0 | 0 | 0 | 0 | 0 | 0 | 0 | 0 | 0 | 0 | 0 | 0 | 0 | 0 | 0 | 0 | 0 | 0 | 0 | 0 | 0 | 0 | 0 | 0 | 0 | 0 | 0 | 0 | 0 | 0 | 0 | 0 | 0 | 0 | 0 | 0 | 0 | 0 | 0 | 0
F2_Commercial_Retail_New_Food Preparation_Natural Gas_Conveyor Oven_E1 | F2 | Commercial | Retail | New | Food Preparation | Natural Gas | Conveyor Oven | E1 | RVT - Cost of Operation | 1.1448 | 1.1532 | 1.1623 | 1.1722 | 1.1836 | 1.1967 | 1.2083 | 1.22 | 1.2322 | 1.2448 | 1.2569 | 1.2681 | 1.2791 | 1.29 | 1.3015 | 1.3124 | 1.3236 | 1.3351 | 1.3467 | 1.3581 | 1.3694 | 1.3798 | 1.389 | 1.3971 | 1.4041 | 1.4102 | 1.4144 | 1.4175 | 1.4202 | 1.4225 | 1.4248 | 1.4258 | 1.4258 | 0 | 0 | 0 | 0 | 0 | 0 | 0 | 0 | 0
F2_Commercial_Retail_New_Food Preparation_Natural Gas_Conveyor Oven_E2 | F2 | Commercial | Retail | New | Food Preparation | Natural Gas | Conveyor Oven | E2 | RVT - Cost of Operation | 0.87026 | 0.8766 | 0.88349 | 0.89104 | 0.89969 | 0.9097 | 0.91853 | 0.92743 | 0.93665 | 0.94623 | 0.95545 | 0.96396 | 0.9723 | 0.98062 | 0.98932 | 0.9976 | 1.0061 | 1.0149 | 1.0237 | 1.0324 | 1.041 | 1.0488 | 1.0558 | 1.062 | 1.0673 | 1.0719 | 1.0751 | 1.0775 | 1.0796 | 1.0813 | 1.083 | 1.0838 | 1.0838 | 0 | 0 | 0 | 0 | 0 | 0 | 0 | 0 | 0
F2_Commercial_Retail_New_Food Preparation_Natural Gas_Conveyor Oven_E3 | F2 | Commercial | Retail | New | Food Preparation | Natural Gas | Conveyor Oven | E3 | RVT - Cost of Operation | 0 | 0 | 0 | 0 | 0 | 0 | 0 | 0 | 0 | 0 | 0 | 0 | 0 | 0 | 0 | 0 | 0 | 0 | 0 | 0 | 0 | 0 | 0 | 0 | 0 | 0 | 0 | 0 | 0 | 0 | 0 | 0 | 0 | 0 | 0 | 0 | 0 | 0 | 0 | 0 | 0 | 0
F2_Commercial_Retail_New_Food Preparation_Natural Gas_Conveyor Oven_E4 | F2 | Commercial | Retail | New | Food Preparation | Natural Gas | Conveyor Oven | E4 | RVT - Cost of Operation | 0 | 0 | 0 | 0 | 0 | 0 | 0 | 0 | 0 | 0 | 0 | 0 | 0 | 0 | 0 | 0 | 0 | 0 | 0 | 0 | 0 | 0 | 0 | 0 | 0 | 0 | 0 | 0 | 0 | 0 | 0 | 0 | 0 | 0 | 0 | 0 | 0 | 0 | 0 | 0 | 0 | 0
F2_Commercial_Retail_New_Food Preparation_Natural Gas_Conveyor Oven_E5 | F2 | Commercial | Retail | New | Food Preparation | Natural Gas | Conveyor Oven | E5 | RVT - Cost of Operation | 0 | 0 | 0 | 0 | 0 | 0 | 0 | 0 | 0 | 0 | 0 | 0 | 0 | 0 | 0 | 0 | 0 | 0 | 0 | 0 | 0 | 0 | 0 | 0 | 0 | 0 | 0 | 0 | 0 | 0 | 0 | 0 | 0 | 0 | 0 | 0 | 0 | 0 | 0 | 0 | 0 | 0
F2_Commercial_Retail_New_Food Preparation_Natural Gas_Conveyor Oven_E6 | F2 | Commercial | Retail | New | Food Preparation | Natural Gas | Conveyor Oven | E6 | RVT - Cost of Operation | 0 | 0 | 0 | 0 | 0 | 0 | 0 | 0 | 0 | 0 | 0 | 0 | 0 | 0 | 0 | 0 | 0 | 0 | 0 | 0 | 0 | 0 | 0 | 0 | 0 | 0 | 0 | 0 | 0 | 0 | 0 | 0 | 0 | 0 | 0 | 0 | 0 | 0 | 0 | 0 | 0 | 0
F2_Commercial_Retail_New_Food Preparation_Natural Gas_Conveyor Oven_E7 | F2 | Commercial | Retail | New | Food Preparation | Natural Gas | Conveyor Oven | E7 | RVT - Cost of Operation | 0 | 0 | 0 | 0 | 0 | 0 | 0 | 0 | 0 | 0 | 0 | 0 | 0 | 0 | 0 | 0 | 0 | 0 | 0 | 0 | 0 | 0 | 0 | 0 | 0 | 0 | 0 | 0 | 0 | 0 | 0 | 0 | 0 | 0 | 0 | 0 | 0 | 0 | 0 | 0 | 0 | 0
F2_Commercial_Retail_New_Food Preparation_Natural Gas_Conveyor Oven_E8 | F2 | Commercial | Retail | New | Food Preparation | Natural Gas | Conveyor Oven | E8 | RVT - Cost of Operation | 0 | 0 | 0 | 0 | 0 | 0 | 0 | 0 | 0 | 0 | 0 | 0 | 0 | 0 | 0 | 0 | 0 | 0 | 0 | 0 | 0 | 0 | 0 | 0 | 0 | 0 | 0 | 0 | 0 | 0 | 0 | 0 | 0 | 0 | 0 | 0 | 0 | 0 | 0 | 0 | 0 | 0
F2_Commercial_Retail_New_Food Preparation_Natural Gas_Conveyor Oven_E9 | F2 | Commercial | Retail | New | Food Preparation | Natural Gas | Conveyor Oven | E9 | RVT - Cost of Operation | 0 | 0 | 0 | 0 | 0 | 0 | 0 | 0 | 0 | 0 | 0 | 0 | 0 | 0 | 0 | 0 | 0 | 0 | 0 | 0 | 0 | 0 | 0 | 0 | 0 | 0 | 0 | 0 | 0 | 0 | 0 | 0 | 0 | 0 | 0 | 0 | 0 | 0 | 0 | 0 | 0 | 0
F2_Commercial_Retail_New_Food Preparation_Natural Gas_Conveyor Oven_E10 | F2 | Commercial | Retail | New | Food Preparation | Natural Gas | Conveyor Oven | E10 | RVT - Cost of Operation | 0 | 0 | 0 | 0 | 0 | 0 | 0 | 0 | 0 | 0 | 0 | 0 | 0 | 0 | 0 | 0 | 0 | 0 | 0 | 0 | 0 | 0 | 0 | 0 | 0 | 0 | 0 | 0 | 0 | 0 | 0 | 0 | 0 | 0 | 0 | 0 | 0 | 0 | 0 | 0 | 0 | 0
F3_Commercial_Retail_New_Food Preparation_Natural Gas_Conveyor Oven_E1 | F3 | Commercial | Retail | New | Food Preparation | Natural Gas | Conveyor Oven | E1 | System - kBTUs of Consumption | 0.21534 | 0.21534 | 0.21534 | 0.21534 | 0.21534 | 0.21534 | 0.21534 | 0.21534 | 0.21534 | 0.21534 | 0.21534 | 0.21534 | 0.21534 | 0.21534 | 0.21534 | 0.21534 | 0.21534 | 0.21534 | 0.21534 | 0.21534 | 0.21534 | 0.21534 | 0.21534 | 0.21534 | 0.21534 | 0.21534 | 0.21534 | 0.21534 | 0.21534 | 0.21534 | 0.21534 | 0.21534 | 0.21534 | 0 | 0 | 0 | 0 | 0 | 0 | 0 | 0 | 0
F3_Commercial_Retail_New_Food Preparation_Natural Gas_Conveyor Oven_E2 | F3 | Commercial | Retail | New | Food Preparation | Natural Gas | Conveyor Oven | E2 | System - kBTUs of Consumption | 0.26252 | 0.26252 | 0.26252 | 0.26252 | 0.26252 | 0.26252 | 0.26252 | 0.26252 | 0.26252 | 0.26252 | 0.26252 | 0.26252 | 0.26252 | 0.26252 | 0.26252 | 0.26252 | 0.26252 | 0.26252 | 0.26252 | 0.26252 | 0.26252 | 0.26252 | 0.26252 | 0.26252 | 0.26252 | 0.26252 | 0.26252 | 0.26252 | 0.26252 | 0.26252 | 0.26252 | 0.26252 | 0.26252 | 0 | 0 | 0 | 0 | 0 | 0 | 0 | 0 | 0
F3_Commercial_Retail_New_Food Preparation_Natural Gas_Conveyor Oven_E3 | F3 | Commercial | Retail | New | Food Preparation | Natural Gas | Conveyor Oven | E3 | System - kBTUs of Consumption | 0 | 0 | 0 | 0 | 0 | 0 | 0 | 0 | 0 | 0 | 0 | 0 | 0 | 0 | 0 | 0 | 0 | 0 | 0 | 0 | 0 | 0 | 0 | 0 | 0 | 0 | 0 | 0 | 0 | 0 | 0 | 0 | 0 | 0 | 0 | 0 | 0 | 0 | 0 | 0 | 0 | 0
F3_Commercial_Retail_New_Food Preparation_Natural Gas_Conveyor Oven_E4 | F3 | Commercial | Retail | New | Food Preparation | Natural Gas | Conveyor Oven | E4 | System - kBTUs of Consumption | 0 | 0 | 0 | 0 | 0 | 0 | 0 | 0 | 0 | 0 | 0 | 0 | 0 | 0 | 0 | 0 | 0 | 0 | 0 | 0 | 0 | 0 | 0 | 0 | 0 | 0 | 0 | 0 | 0 | 0 | 0 | 0 | 0 | 0 | 0 | 0 | 0 | 0 | 0 | 0 | 0 | 0
F3_Commercial_Retail_New_Food Preparation_Natural Gas_Conveyor Oven_E5 | F3 | Commercial | Retail | New | Food Preparation | Natural Gas | Conveyor Oven | E5 | System - kBTUs of Consumption | 0 | 0 | 0 | 0 | 0 | 0 | 0 | 0 | 0 | 0 | 0 | 0 | 0 | 0 | 0 | 0 | 0 | 0 | 0 | 0 | 0 | 0 | 0 | 0 | 0 | 0 | 0 | 0 | 0 | 0 | 0 | 0 | 0 | 0 | 0 | 0 | 0 | 0 | 0 | 0 | 0 | 0
F3_Commercial_Retail_New_Food Preparation_Natural Gas_Conveyor Oven_E6 | F3 | Commercial | Retail | New | Food Preparation | Natural Gas | Conveyor Oven | E6 | System - kBTUs of Consumption | 0 | 0 | 0 | 0 | 0 | 0 | 0 | 0 | 0 | 0 | 0 | 0 | 0 | 0 | 0 | 0 | 0 | 0 | 0 | 0 | 0 | 0 | 0 | 0 | 0 | 0 | 0 | 0 | 0 | 0 | 0 | 0 | 0 | 0 | 0 | 0 | 0 | 0 | 0 | 0 | 0 | 0
F3_Commercial_Retail_New_Food Preparation_Natural Gas_Conveyor Oven_E7 | F3 | Commercial | Retail | New | Food Preparation | Natural Gas | Conveyor Oven | E7 | System - kBTUs of Consumption | 0 | 0 | 0 | 0 | 0 | 0 | 0 | 0 | 0 | 0 | 0 | 0 | 0 | 0 | 0 | 0 | 0 | 0 | 0 | 0 | 0 | 0 | 0 | 0 | 0 | 0 | 0 | 0 | 0 | 0 | 0 | 0 | 0 | 0 | 0 | 0 | 0 | 0 | 0 | 0 | 0 | 0
F3_Commercial_Retail_New_Food Preparation_Natural Gas_Conveyor Oven_E8 | F3 | Commercial | Retail | New | Food Preparation | Natural Gas | Conveyor Oven | E8 | System - kBTUs of Consumption | 0 | 0 | 0 | 0 | 0 | 0 | 0 | 0 | 0 | 0 | 0 | 0 | 0 | 0 | 0 | 0 | 0 | 0 | 0 | 0 | 0 | 0 | 0 | 0 | 0 | 0 | 0 | 0 | 0 | 0 | 0 | 0 | 0 | 0 | 0 | 0 | 0 | 0 | 0 | 0 | 0 | 0
F3_Commercial_Retail_New_Food Preparation_Natural Gas_Conveyor Oven_E9 | F3 | Commercial | Retail | New | Food Preparation | Natural Gas | Conveyor Oven | E9 | System - kBTUs of Consumption | 0 | 0 | 0 | 0 | 0 | 0 | 0 | 0 | 0 | 0 | 0 | 0 | 0 | 0 | 0 | 0 | 0 | 0 | 0 | 0 | 0 | 0 | 0 | 0 | 0 | 0 | 0 | 0 | 0 | 0 | 0 | 0 | 0 | 0 | 0 | 0 | 0 | 0 | 0 | 0 | 0 | 0
F3_Commercial_Retail_New_Food Preparation_Natural Gas_Conveyor Oven_E10 | F3 | Commercial | Retail | New | Food Preparation | Natural Gas | Conveyor Oven | E10 | System - kBTUs of Consumption | 0 | 0 | 0 | 0 | 0 | 0 | 0 | 0 | 0 | 0 | 0 | 0 | 0 | 0 | 0 | 0 | 0 | 0 | 0 | 0 | 0 | 0 | 0 | 0 | 0 | 0 | 0 | 0 | 0 | 0 | 0 | 0 | 0 | 0 | 0 | 0 | 0 | 0 | 0 | 0 | 0 | 0
F4_Commercial_Retail_New_Food Preparation_Natural Gas_Conveyor Oven_E1 | F4 | Commercial | Retail | New | Food Preparation | Natural Gas | Conveyor Oven | E1 | Utility - Cost of Equipment | 1.1448 | 1.1532 | 1.1623 | 1.1722 | 1.1836 | 1.1967 | 1.2083 | 1.22 | 1.2322 | 1.2448 | 1.2569 | 1.2681 | 1.2791 | 1.29 | 1.3015 | 1.3124 | 1.3236 | 1.3351 | 1.3467 | 1.3581 | 1.3694 | 1.3798 | 1.389 | 1.3971 | 1.4041 | 1.4102 | 1.4144 | 1.4175 | 1.4202 | 1.4225 | 1.4248 | 1.4258 | 1.4258 | 0 | 0 | 0 | 0 | 0 | 0 | 0 | 0 | 0
F4_Commercial_Retail_New_Food Preparation_Natural Gas_Conveyor Oven_E2 | F4 | Commercial | Retail | New | Food Preparation | Natural Gas | Conveyor Oven | E2 | Utility - Cost of Equipment | 0.87026 | 0.8766 | 0.88349 | 0.89104 | 0.89969 | 0.9097 | 0.91853 | 0.92743 | 0.93665 | 0.94623 | 0.95545 | 0.96396 | 0.9723 | 0.98062 | 0.98932 | 0.9976 | 1.0061 | 1.0149 | 1.0237 | 1.0324 | 1.041 | 1.0488 | 1.0558 | 1.062 | 1.0673 | 1.0719 | 1.0751 | 1.0775 | 1.0796 | 1.0813 | 1.083 | 1.0838 | 1.0838 | 0 | 0 | 0 | 0 | 0 | 0 | 0 | 0 | 0
F4_Commercial_Retail_New_Food Preparation_Natural Gas_Conveyor Oven_E3 | F4 | Commercial | Retail | New | Food Preparation | Natural Gas | Conveyor Oven | E3 | Utility - Cost of Equipment | 0 | 0 | 0 | 0 | 0 | 0 | 0 | 0 | 0 | 0 | 0 | 0 | 0 | 0 | 0 | 0 | 0 | 0 | 0 | 0 | 0 | 0 | 0 | 0 | 0 | 0 | 0 | 0 | 0 | 0 | 0 | 0 | 0 | 0 | 0 | 0 | 0 | 0 | 0 | 0 | 0 | 0
F4_Commercial_Retail_New_Food Preparation_Natural Gas_Conveyor Oven_E4 | F4 | Commercial | Retail | New | Food Preparation | Natural Gas | Conveyor Oven | E4 | Utility - Cost of Equipment | 0 | 0 | 0 | 0 | 0 | 0 | 0 | 0 | 0 | 0 | 0 | 0 | 0 | 0 | 0 | 0 | 0 | 0 | 0 | 0 | 0 | 0 | 0 | 0 | 0 | 0 | 0 | 0 | 0 | 0 | 0 | 0 | 0 | 0 | 0 | 0 | 0 | 0 | 0 | 0 | 0 | 0
F4_Commercial_Retail_New_Food Preparation_Natural Gas_Conveyor Oven_E5 | F4 | Commercial | Retail | New | Food Preparation | Natural Gas | Conveyor Oven | E5 | Utility - Cost of Equipment | 0 | 0 | 0 | 0 | 0 | 0 | 0 | 0 | 0 | 0 | 0 | 0 | 0 | 0 | 0 | 0 | 0 | 0 | 0 | 0 | 0 | 0 | 0 | 0 | 0 | 0 | 0 | 0 | 0 | 0 | 0 | 0 | 0 | 0 | 0 | 0 | 0 | 0 | 0 | 0 | 0 | 0
F4_Commercial_Retail_New_Food Preparation_Natural Gas_Conveyor Oven_E6 | F4 | Commercial | Retail | New | Food Preparation | Natural Gas | Conveyor Oven | E6 | Utility - Cost of Equipment | 0 | 0 | 0 | 0 | 0 | 0 | 0 | 0 | 0 | 0 | 0 | 0 | 0 | 0 | 0 | 0 | 0 | 0 | 0 | 0 | 0 | 0 | 0 | 0 | 0 | 0 | 0 | 0 | 0 | 0 | 0 | 0 | 0 | 0 | 0 | 0 | 0 | 0 | 0 | 0 | 0 | 0
F4_Commercial_Retail_New_Food Preparation_Natural Gas_Conveyor Oven_E7 | F4 | Commercial | Retail | New | Food Preparation | Natural Gas | Conveyor Oven | E7 | Utility - Cost of Equipment | 0 | 0 | 0 | 0 | 0 | 0 | 0 | 0 | 0 | 0 | 0 | 0 | 0 | 0 | 0 | 0 | 0 | 0 | 0 | 0 | 0 | 0 | 0 | 0 | 0 | 0 | 0 | 0 | 0 | 0 | 0 | 0 | 0 | 0 | 0 | 0 | 0 | 0 | 0 | 0 | 0 | 0
F4_Commercial_Retail_New_Food Preparation_Natural Gas_Conveyor Oven_E8 | F4 | Commercial | Retail | New | Food Preparation | Natural Gas | Conveyor Oven | E8 | Utility - Cost of Equipment | 0 | 0 | 0 | 0 | 0 | 0 | 0 | 0 | 0 | 0 | 0 | 0 | 0 | 0 | 0 | 0 | 0 | 0 | 0 | 0 | 0 | 0 | 0 | 0 | 0 | 0 | 0 | 0 | 0 | 0 | 0 | 0 | 0 | 0 | 0 | 0 | 0 | 0 | 0 | 0 | 0 | 0
F4_Commercial_Retail_New_Food Preparation_Natural Gas_Conveyor Oven_E9 | F4 | Commercial | Retail | New | Food Preparation | Natural Gas | Conveyor Oven | E9 | Utility - Cost of Equipment | 0 | 0 | 0 | 0 | 0 | 0 | 0 | 0 | 0 | 0 | 0 | 0 | 0 | 0 | 0 | 0 | 0 | 0 | 0 | 0 | 0 | 0 | 0 | 0 | 0 | 0 | 0 | 0 | 0 | 0 | 0 | 0 | 0 | 0 | 0 | 0 | 0 | 0 | 0 | 0 | 0 | 0
F4_Commercial_Retail_New_Food Preparation_Natural Gas_Conveyor Oven_E10 | F4 | Commercial | Retail | New | Food Preparation | Natural Gas | Conveyor Oven | E10 | Utility - Cost of Equipment | 0 | 0 | 0 | 0 | 0 | 0 | 0 | 0 | 0 | 0 | 0 | 0 | 0 | 0 | 0 | 0 | 0 | 0 | 0 | 0 | 0 | 0 | 0 | 0 | 0 | 0 | 0 | 0 | 0 | 0 | 0 | 0 | 0 | 0 | 0 | 0 | 0 | 0 | 0 | 0 | 0 | 0
F5_Commercial_Retail_New_Food Preparation_Natural Gas_Conveyor Oven_E1 | F5 | Commercial | Retail | New | Food Preparation | Natural Gas | Conveyor Oven | E1 | Utility - Cost of Operation | 0.21534 | 0.21534 | 0.21534 | 0.21534 | 0.21534 | 0.21534 | 0.21534 | 0.21534 | 0.21534 | 0.21534 | 0.21534 | 0.21534 | 0.21534 | 0.21534 | 0.21534 | 0.21534 | 0.21534 | 0.21534 | 0.21534 | 0.21534 | 0.21534 | 0.21534 | 0.21534 | 0.21534 | 0.21534 | 0.21534 | 0.21534 | 0.21534 | 0.21534 | 0.21534 | 0.21534 | 0.21534 | 0.21534 | 0 | 0 | 0 | 0 | 0 | 0 | 0 | 0 | 0
F5_Commercial_Retail_New_Food Preparation_Natural Gas_Conveyor Oven_E2 | F5 | Commercial | Retail | New | Food Preparation | Natural Gas | Conveyor Oven | E2 | Utility - Cost of Operation | 0.26252 | 0.26252 | 0.26252 | 0.26252 | 0.26252 | 0.26252 | 0.26252 | 0.26252 | 0.26252 | 0.26252 | 0.26252 | 0.26252 | 0.26252 | 0.26252 | 0.26252 | 0.26252 | 0.26252 | 0.26252 | 0.26252 | 0.26252 | 0.26252 | 0.26252 | 0.26252 | 0.26252 | 0.26252 | 0.26252 | 0.26252 | 0.26252 | 0.26252 | 0.26252 | 0.26252 | 0.26252 | 0.26252 | 0 | 0 | 0 | 0 | 0 | 0 | 0 | 0 | 0
F5_Commercial_Retail_New_Food Preparation_Natural Gas_Conveyor Oven_E3 | F5 | Commercial | Retail | New | Food Preparation | Natural Gas | Conveyor Oven | E3 | Utility - Cost of Operation | 0 | 0 | 0 | 0 | 0 | 0 | 0 | 0 | 0 | 0 | 0 | 0 | 0 | 0 | 0 | 0 | 0 | 0 | 0 | 0 | 0 | 0 | 0 | 0 | 0 | 0 | 0 | 0 | 0 | 0 | 0 | 0 | 0 | 0 | 0 | 0 | 0 | 0 | 0 | 0 | 0 | 0
F5_Commercial_Retail_New_Food Preparation_Natural Gas_Conveyor Oven_E4 | F5 | Commercial | Retail | New | Food Preparation | Natural Gas | Conveyor Oven | E4 | Utility - Cost of Operation | 0 | 0 | 0 | 0 | 0 | 0 | 0 | 0 | 0 | 0 | 0 | 0 | 0 | 0 | 0 | 0 | 0 | 0 | 0 | 0 | 0 | 0 | 0 | 0 | 0 | 0 | 0 | 0 | 0 | 0 | 0 | 0 | 0 | 0 | 0 | 0 | 0 | 0 | 0 | 0 | 0 | 0
F5_Commercial_Retail_New_Food Preparation_Natural Gas_Conveyor Oven_E5 | F5 | Commercial | Retail | New | Food Preparation | Natural Gas | Conveyor Oven | E5 | Utility - Cost of Operation | 0 | 0 | 0 | 0 | 0 | 0 | 0 | 0 | 0 | 0 | 0 | 0 | 0 | 0 | 0 | 0 | 0 | 0 | 0 | 0 | 0 | 0 | 0 | 0 | 0 | 0 | 0 | 0 | 0 | 0 | 0 | 0 | 0 | 0 | 0 | 0 | 0 | 0 | 0 | 0 | 0 | 0
F5_Commercial_Retail_New_Food Preparation_Natural Gas_Conveyor Oven_E6 | F5 | Commercial | Retail | New | Food Preparation | Natural Gas | Conveyor Oven | E6 | Utility - Cost of Operation | 0 | 0 | 0 | 0 | 0 | 0 | 0 | 0 | 0 | 0 | 0 | 0 | 0 | 0 | 0 | 0 | 0 | 0 | 0 | 0 | 0 | 0 | 0 | 0 | 0 | 0 | 0 | 0 | 0 | 0 | 0 | 0 | 0 | 0 | 0 | 0 | 0 | 0 | 0 | 0 | 0 | 0
F5_Commercial_Retail_New_Food Preparation_Natural Gas_Conveyor Oven_E7 | F5 | Commercial | Retail | New | Food Preparation | Natural Gas | Conveyor Oven | E7 | Utility - Cost of Operation | 0 | 0 | 0 | 0 | 0 | 0 | 0 | 0 | 0 | 0 | 0 | 0 | 0 | 0 | 0 | 0 | 0 | 0 | 0 | 0 | 0 | 0 | 0 | 0 | 0 | 0 | 0 | 0 | 0 | 0 | 0 | 0 | 0 | 0 | 0 | 0 | 0 | 0 | 0 | 0 | 0 | 0
F5_Commercial_Retail_New_Food Preparation_Natural Gas_Conveyor Oven_E8 | F5 | Commercial | Retail | New | Food Preparation | Natural Gas | Conveyor Oven | E8 | Utility - Cost of Operation | 0 | 0 | 0 | 0 | 0 | 0 | 0 | 0 | 0 | 0 | 0 | 0 | 0 | 0 | 0 | 0 | 0 | 0 | 0 | 0 | 0 | 0 | 0 | 0 | 0 | 0 | 0 | 0 | 0 | 0 | 0 | 0 | 0 | 0 | 0 | 0 | 0 | 0 | 0 | 0 | 0 | 0
F5_Commercial_Retail_New_Food Preparation_Natural Gas_Conveyor Oven_E9 | F5 | Commercial | Retail | New | Food Preparation | Natural Gas | Conveyor Oven | E9 | Utility - Cost of Operation | 0 | 0 | 0 | 0 | 0 | 0 | 0 | 0 | 0 | 0 | 0 | 0 | 0 | 0 | 0 | 0 | 0 | 0 | 0 | 0 | 0 | 0 | 0 | 0 | 0 | 0 | 0 | 0 | 0 | 0 | 0 | 0 | 0 | 0 | 0 | 0 | 0 | 0 | 0 | 0 | 0 | 0
F5_Commercial_Retail_New_Food Preparation_Natural Gas_Conveyor Oven_E10 | F5 | Commercial | Retail | New | Food Preparation | Natural Gas | Conveyor Oven | E10 | Utility - Cost of Operation | 0 | 0 | 0 | 0 | 0 | 0 | 0 | 0 | 0 | 0 | 0 | 0 | 0 | 0 | 0 | 0 | 0 | 0 | 0 | 0 | 0 | 0 | 0 | 0 | 0 | 0 | 0 | 0 | 0 | 0 | 0 | 0 | 0 | 0 | 0 | 0 | 0 | 0 | 0 | 0 | 0 | 0
F6_Commercial_Retail_New_Food Preparation_Natural Gas_Conveyor Oven_E1 | F6 | Commercial | Retail | New | Food Preparation | Natural Gas | Conveyor Oven | E1 | Utility - Value of Sales | 0.66441 | 0.66441 | 0.66441 | 0.66441 | 0.66441 | 0.66441 | 0.66441 | 0.66441 | 0.66441 | 0.66441 | 0.66441 | 0.66441 | 0.66441 | 0.66441 | 0.66441 | 0.66441 | 0.66441 | 0.66441 | 0.66441 | 0.66441 | 0.66441 | 0.66441 | 0.66441 | 0.66441 | 0.66441 | 0.66441 | 0.66441 | 0.66441 | 0.66441 | 0.66441 | 0.66441 | 0.66441 | 0.66441 | 0 | 0 | 0 | 0 | 0 | 0 | 0 | 0 | 0
F6_Commercial_Retail_New_Food Preparation_Natural Gas_Conveyor Oven_E2 | F6 | Commercial | Retail | New | Food Preparation | Natural Gas | Conveyor Oven | E2 | Utility - Value of Sales | 0.50506 | 0.50506 | 0.50506 | 0.50506 | 0.50506 | 0.50506 | 0.50506 | 0.50506 | 0.50506 | 0.50506 | 0.50506 | 0.50506 | 0.50506 | 0.50506 | 0.50506 | 0.50506 | 0.50506 | 0.50506 | 0.50506 | 0.50506 | 0.50506 | 0.50506 | 0.50506 | 0.50506 | 0.50506 | 0.50506 | 0.50506 | 0.50506 | 0.50506 | 0.50506 | 0.50506 | 0.50506 | 0.50506 | 0 | 0 | 0 | 0 | 0 | 0 | 0 | 0 | 0
F6_Commercial_Retail_New_Food Preparation_Natural Gas_Conveyor Oven_E3 | F6 | Commercial | Retail | New | Food Preparation | Natural Gas | Conveyor Oven | E3 | Utility - Value of Sales | 0 | 0 | 0 | 0 | 0 | 0 | 0 | 0 | 0 | 0 | 0 | 0 | 0 | 0 | 0 | 0 | 0 | 0 | 0 | 0 | 0 | 0 | 0 | 0 | 0 | 0 | 0 | 0 | 0 | 0 | 0 | 0 | 0 | 0 | 0 | 0 | 0 | 0 | 0 | 0 | 0 | 0
F6_Commercial_Retail_New_Food Preparation_Natural Gas_Conveyor Oven_E4 | F6 | Commercial | Retail | New | Food Preparation | Natural Gas | Conveyor Oven | E4 | Utility - Value of Sales | 0 | 0 | 0 | 0 | 0 | 0 | 0 | 0 | 0 | 0 | 0 | 0 | 0 | 0 | 0 | 0 | 0 | 0 | 0 | 0 | 0 | 0 | 0 | 0 | 0 | 0 | 0 | 0 | 0 | 0 | 0 | 0 | 0 | 0 | 0 | 0 | 0 | 0 | 0 | 0 | 0 | 0
F6_Commercial_Retail_New_Food Preparation_Natural Gas_Conveyor Oven_E5 | F6 | Commercial | Retail | New | Food Preparation | Natural Gas | Conveyor Oven | E5 | Utility - Value of Sales | 0 | 0 | 0 | 0 | 0 | 0 | 0 | 0 | 0 | 0 | 0 | 0 | 0 | 0 | 0 | 0 | 0 | 0 | 0 | 0 | 0 | 0 | 0 | 0 | 0 | 0 | 0 | 0 | 0 | 0 | 0 | 0 | 0 | 0 | 0 | 0 | 0 | 0 | 0 | 0 | 0 | 0
F6_Commercial_Retail_New_Food Preparation_Natural Gas_Conveyor Oven_E6 | F6 | Commercial | Retail | New | Food Preparation | Natural Gas | Conveyor Oven | E6 | Utility - Value of Sales | 0 | 0 | 0 | 0 | 0 | 0 | 0 | 0 | 0 | 0 | 0 | 0 | 0 | 0 | 0 | 0 | 0 | 0 | 0 | 0 | 0 | 0 | 0 | 0 | 0 | 0 | 0 | 0 | 0 | 0 | 0 | 0 | 0 | 0 | 0 | 0 | 0 | 0 | 0 | 0 | 0 | 0
F6_Commercial_Retail_New_Food Preparation_Natural Gas_Conveyor Oven_E7 | F6 | Commercial | Retail | New | Food Preparation | Natural Gas | Conveyor Oven | E7 | Utility - Value of Sales | 0 | 0 | 0 | 0 | 0 | 0 | 0 | 0 | 0 | 0 | 0 | 0 | 0 | 0 | 0 | 0 | 0 | 0 | 0 | 0 | 0 | 0 | 0 | 0 | 0 | 0 | 0 | 0 | 0 | 0 | 0 | 0 | 0 | 0 | 0 | 0 | 0 | 0 | 0 | 0 | 0 | 0
F6_Commercial_Retail_New_Food Preparation_Natural Gas_Conveyor Oven_E8 | F6 | Commercial | Retail | New | Food Preparation | Natural Gas | Conveyor Oven | E8 | Utility - Value of Sales | 0 | 0 | 0 | 0 | 0 | 0 | 0 | 0 | 0 | 0 | 0 | 0 | 0 | 0 | 0 | 0 | 0 | 0 | 0 | 0 | 0 | 0 | 0 | 0 | 0 | 0 | 0 | 0 | 0 | 0 | 0 | 0 | 0 | 0 | 0 | 0 | 0 | 0 | 0 | 0 | 0 | 0
F6_Commercial_Retail_New_Food Preparation_Natural Gas_Conveyor Oven_E9 | F6 | Commercial | Retail | New | Food Preparation | Natural Gas | Conveyor Oven | E9 | Utility - Value of Sales | 0 | 0 | 0 | 0 | 0 | 0 | 0 | 0 | 0 | 0 | 0 | 0 | 0 | 0 | 0 | 0 | 0 | 0 | 0 | 0 | 0 | 0 | 0 | 0 | 0 | 0 | 0 | 0 | 0 | 0 | 0 | 0 | 0 | 0 | 0 | 0 | 0 | 0 | 0 | 0 | 0 | 0
F6_Commercial_Retail_New_Food Preparation_Natural Gas_Conveyor Oven_E10 | F6 | Commercial | Retail | New | Food Preparation | Natural Gas | Conveyor Oven | E10 | Utility - Value of Sales | 0 | 0 | 0 | 0 | 0 | 0 | 0 | 0 | 0 | 0 | 0 | 0 | 0 | 0 | 0 | 0 | 0 | 0 | 0 | 0 | 0 | 0 | 0 | 0 | 0 | 0 | 0 | 0 | 0 | 0 | 0 | 0 | 0 | 0 | 0 | 0 | 0 | 0 | 0 | 0 | 0 | 0
F1_Commercial_Retail_New_Food Preparation_Natural Gas_Double Rack Oven_E1 | F1 | Commercial | Retail | New | Food Preparation | Natural Gas | Double Rack Oven | E1 | RVT - Cost of Equipment | 1.6688 | 1.6815 | 1.6957 | 1.7113 | 1.7291 | 1.7498 | 1.7665 | 1.7825 | 1.7988 | 1.8158 | 1.832 | 1.8469 | 1.8621 | 1.878 | 1.8956 | 1.9129 | 1.9311 | 1.9504 | 1.9706 | 1.9911 | 2.0118 | 2.0311 | 2.0486 | 2.064 | 2.0774 | 2.0889 | 2.0968 | 2.1027 | 2.1079 | 2.1123 | 2.1166 | 2.1185 | 2.1185 | 0 | 0 | 0 | 0 | 0 | 0 | 0 | 0 | 0
F1_Commercial_Retail_New_Food Preparation_Natural Gas_Double Rack Oven_E2 | F1 | Commercial | Retail | New | Food Preparation | Natural Gas | Double Rack Oven | E2 | RVT - Cost of Equipment | 0.91024 | 0.91717 | 0.92493 | 0.93345 | 0.94317 | 0.95442 | 0.96354 | 0.9723 | 0.98118 | 0.99044 | 0.99927 | 1.0074 | 1.0157 | 1.0244 | 1.034 | 1.0434 | 1.0534 | 1.0639 | 1.0749 | 1.0861 | 1.0973 | 1.1079 | 1.1174 | 1.1258 | 1.1331 | 1.1394 | 1.1437 | 1.147 | 1.1498 | 1.1521 | 1.1545 | 1.1556 | 1.1556 | 0 | 0 | 0 | 0 | 0 | 0 | 0 | 0 | 0
F1_Commercial_Retail_New_Food Preparation_Natural Gas_Double Rack Oven_E3 | F1 | Commercial | Retail | New | Food Preparation | Natural Gas | Double Rack Oven | E3 | RVT - Cost of Equipment | 0 | 0 | 0 | 0 | 0 | 0 | 0 | 0 | 0 | 0 | 0 | 0 | 0 | 0 | 0 | 0 | 0 | 0 | 0 | 0 | 0 | 0 | 0 | 0 | 0 | 0 | 0 | 0 | 0 | 0 | 0 | 0 | 0 | 0 | 0 | 0 | 0 | 0 | 0 | 0 | 0 | 0
F1_Commercial_Retail_New_Food Preparation_Natural Gas_Double Rack Oven_E4 | F1 | Commercial | Retail | New | Food Preparation | Natural Gas | Double Rack Oven | E4 | RVT - Cost of Equipment | 0 | 0 | 0 | 0 | 0 | 0 | 0 | 0 | 0 | 0 | 0 | 0 | 0 | 0 | 0 | 0 | 0 | 0 | 0 | 0 | 0 | 0 | 0 | 0 | 0 | 0 | 0 | 0 | 0 | 0 | 0 | 0 | 0 | 0 | 0 | 0 | 0 | 0 | 0 | 0 | 0 | 0
F1_Commercial_Retail_New_Food Preparation_Natural Gas_Double Rack Oven_E5 | F1 | Commercial | Retail | New | Food Preparation | Natural Gas | Double Rack Oven | E5 | RVT - Cost of Equipment | 0 | 0 | 0 | 0 | 0 | 0 | 0 | 0 | 0 | 0 | 0 | 0 | 0 | 0 | 0 | 0 | 0 | 0 | 0 | 0 | 0 | 0 | 0 | 0 | 0 | 0 | 0 | 0 | 0 | 0 | 0 | 0 | 0 | 0 | 0 | 0 | 0 | 0 | 0 | 0 | 0 | 0
F1_Commercial_Retail_New_Food Preparation_Natural Gas_Double Rack Oven_E6 | F1 | Commercial | Retail | New | Food Preparation | Natural Gas | Double Rack Oven | E6 | RVT - Cost of Equipment | 0 | 0 | 0 | 0 | 0 | 0 | 0 | 0 | 0 | 0 | 0 | 0 | 0 | 0 | 0 | 0 | 0 | 0 | 0 | 0 | 0 | 0 | 0 | 0 | 0 | 0 | 0 | 0 | 0 | 0 | 0 | 0 | 0 | 0 | 0 | 0 | 0 | 0 | 0 | 0 | 0 | 0
F1_Commercial_Retail_New_Food Preparation_Natural Gas_Double Rack Oven_E7 | F1 | Commercial | Retail | New | Food Preparation | Natural Gas | Double Rack Oven | E7 | RVT - Cost of Equipment | 0 | 0 | 0 | 0 | 0 | 0 | 0 | 0 | 0 | 0 | 0 | 0 | 0 | 0 | 0 | 0 | 0 | 0 | 0 | 0 | 0 | 0 | 0 | 0 | 0 | 0 | 0 | 0 | 0 | 0 | 0 | 0 | 0 | 0 | 0 | 0 | 0 | 0 | 0 | 0 | 0 | 0
F1_Commercial_Retail_New_Food Preparation_Natural Gas_Double Rack Oven_E8 | F1 | Commercial | Retail | New | Food Preparation | Natural Gas | Double Rack Oven | E8 | RVT - Cost of Equipment | 0 | 0 | 0 | 0 | 0 | 0 | 0 | 0 | 0 | 0 | 0 | 0 | 0 | 0 | 0 | 0 | 0 | 0 | 0 | 0 | 0 | 0 | 0 | 0 | 0 | 0 | 0 | 0 | 0 | 0 | 0 | 0 | 0 | 0 | 0 | 0 | 0 | 0 | 0 | 0 | 0 | 0
F1_Commercial_Retail_New_Food Preparation_Natural Gas_Double Rack Oven_E9 | F1 | Commercial | Retail | New | Food Preparation | Natural Gas | Double Rack Oven | E9 | RVT - Cost of Equipment | 0 | 0 | 0 | 0 | 0 | 0 | 0 | 0 | 0 | 0 | 0 | 0 | 0 | 0 | 0 | 0 | 0 | 0 | 0 | 0 | 0 | 0 | 0 | 0 | 0 | 0 | 0 | 0 | 0 | 0 | 0 | 0 | 0 | 0 | 0 | 0 | 0 | 0 | 0 | 0 | 0 | 0
F1_Commercial_Retail_New_Food Preparation_Natural Gas_Double Rack Oven_E10 | F1 | Commercial | Retail | New | Food Preparation | Natural Gas | Double Rack Oven | E10 | RVT - Cost of Equipment | 0 | 0 | 0 | 0 | 0 | 0 | 0 | 0 | 0 | 0 | 0 | 0 | 0 | 0 | 0 | 0 | 0 | 0 | 0 | 0 | 0 | 0 | 0 | 0 | 0 | 0 | 0 | 0 | 0 | 0 | 0 | 0 | 0 | 0 | 0 | 0 | 0 | 0 | 0 | 0 | 0 | 0
F2_Commercial_Retail_New_Food Preparation_Natural Gas_Double Rack Oven_E1 | F2 | Commercial | Retail | New | Food Preparation | Natural Gas | Double Rack Oven | E1 | RVT - Cost of Operation | 1.9993 | 2.0145 | 2.0316 | 2.0503 | 2.0716 | 2.0963 | 2.1164 | 2.1356 | 2.1551 | 2.1755 | 2.1948 | 2.2127 | 2.2309 | 2.25 | 2.2711 | 2.2917 | 2.3136 | 2.3368 | 2.3609 | 2.3855 | 2.4102 | 2.4334 | 2.4543 | 2.4728 | 2.4888 | 2.5026 | 2.5121 | 2.5192 | 2.5254 | 2.5306 | 2.5358 | 2.5381 | 2.5381 | 0 | 0 | 0 | 0 | 0 | 0 | 0 | 0 | 0
F2_Commercial_Retail_New_Food Preparation_Natural Gas_Double Rack Oven_E2 | F2 | Commercial | Retail | New | Food Preparation | Natural Gas | Double Rack Oven | E2 | RVT - Cost of Operation | 1.0905 | 1.0988 | 1.1081 | 1.1183 | 1.13 | 1.1435 | 1.1544 | 1.1649 | 1.1755 | 1.1866 | 1.1972 | 1.2069 | 1.2168 | 1.2273 | 1.2388 | 1.25 | 1.262 | 1.2746 | 1.2877 | 1.3012 | 1.3147 | 1.3273 | 1.3387 | 1.3488 | 1.3575 | 1.365 | 1.3702 | 1.3741 | 1.3775 | 1.3803 | 1.3832 | 1.3844 | 1.3844 | 0 | 0 | 0 | 0 | 0 | 0 | 0 | 0 | 0
F2_Commercial_Retail_New_Food Preparation_Natural Gas_Double Rack Oven_E3 | F2 | Commercial | Retail | New | Food Preparation | Natural Gas | Double Rack Oven | E3 | RVT - Cost of Operation | 0 | 0 | 0 | 0 | 0 | 0 | 0 | 0 | 0 | 0 | 0 | 0 | 0 | 0 | 0 | 0 | 0 | 0 | 0 | 0 | 0 | 0 | 0 | 0 | 0 | 0 | 0 | 0 | 0 | 0 | 0 | 0 | 0 | 0 | 0 | 0 | 0 | 0 | 0 | 0 | 0 | 0
F2_Commercial_Retail_New_Food Preparation_Natural Gas_Double Rack Oven_E4 | F2 | Commercial | Retail | New | Food Preparation | Natural Gas | Double Rack Oven | E4 | RVT - Cost of Operation | 0 | 0 | 0 | 0 | 0 | 0 | 0 | 0 | 0 | 0 | 0 | 0 | 0 | 0 | 0 | 0 | 0 | 0 | 0 | 0 | 0 | 0 | 0 | 0 | 0 | 0 | 0 | 0 | 0 | 0 | 0 | 0 | 0 | 0 | 0 | 0 | 0 | 0 | 0 | 0 | 0 | 0
F2_Commercial_Retail_New_Food Preparation_Natural Gas_Double Rack Oven_E5 | F2 | Commercial | Retail | New | Food Preparation | Natural Gas | Double Rack Oven | E5 | RVT - Cost of Operation | 0 | 0 | 0 | 0 | 0 | 0 | 0 | 0 | 0 | 0 | 0 | 0 | 0 | 0 | 0 | 0 | 0 | 0 | 0 | 0 | 0 | 0 | 0 | 0 | 0 | 0 | 0 | 0 | 0 | 0 | 0 | 0 | 0 | 0 | 0 | 0 | 0 | 0 | 0 | 0 | 0 | 0
F2_Commercial_Retail_New_Food Preparation_Natural Gas_Double Rack Oven_E6 | F2 | Commercial | Retail | New | Food Preparation | Natural Gas | Double Rack Oven | E6 | RVT - Cost of Operation | 0 | 0 | 0 | 0 | 0 | 0 | 0 | 0 | 0 | 0 | 0 | 0 | 0 | 0 | 0 | 0 | 0 | 0 | 0 | 0 | 0 | 0 | 0 | 0 | 0 | 0 | 0 | 0 | 0 | 0 | 0 | 0 | 0 | 0 | 0 | 0 | 0 | 0 | 0 | 0 | 0 | 0
F2_Commercial_Retail_New_Food Preparation_Natural Gas_Double Rack Oven_E7 | F2 | Commercial | Retail | New | Food Preparation | Natural Gas | Double Rack Oven | E7 | RVT - Cost of Operation | 0 | 0 | 0 | 0 | 0 | 0 | 0 | 0 | 0 | 0 | 0 | 0 | 0 | 0 | 0 | 0 | 0 | 0 | 0 | 0 | 0 | 0 | 0 | 0 | 0 | 0 | 0 | 0 | 0 | 0 | 0 | 0 | 0 | 0 | 0 | 0 | 0 | 0 | 0 | 0 | 0 | 0
F2_Commercial_Retail_New_Food Preparation_Natural Gas_Double Rack Oven_E8 | F2 | Commercial | Retail | New | Food Preparation | Natural Gas | Double Rack Oven | E8 | RVT - Cost of Operation | 0 | 0 | 0 | 0 | 0 | 0 | 0 | 0 | 0 | 0 | 0 | 0 | 0 | 0 | 0 | 0 | 0 | 0 | 0 | 0 | 0 | 0 | 0 | 0 | 0 | 0 | 0 | 0 | 0 | 0 | 0 | 0 | 0 | 0 | 0 | 0 | 0 | 0 | 0 | 0 | 0 | 0
F2_Commercial_Retail_New_Food Preparation_Natural Gas_Double Rack Oven_E9 | F2 | Commercial | Retail | New | Food Preparation | Natural Gas | Double Rack Oven | E9 | RVT - Cost of Operation | 0 | 0 | 0 | 0 | 0 | 0 | 0 | 0 | 0 | 0 | 0 | 0 | 0 | 0 | 0 | 0 | 0 | 0 | 0 | 0 | 0 | 0 | 0 | 0 | 0 | 0 | 0 | 0 | 0 | 0 | 0 | 0 | 0 | 0 | 0 | 0 | 0 | 0 | 0 | 0 | 0 | 0
F2_Commercial_Retail_New_Food Preparation_Natural Gas_Double Rack Oven_E10 | F2 | Commercial | Retail | New | Food Preparation | Natural Gas | Double Rack Oven | E10 | RVT - Cost of Operation | 0 | 0 | 0 | 0 | 0 | 0 | 0 | 0 | 0 | 0 | 0 | 0 | 0 | 0 | 0 | 0 | 0 | 0 | 0 | 0 | 0 | 0 | 0 | 0 | 0 | 0 | 0 | 0 | 0 | 0 | 0 | 0 | 0 | 0 | 0 | 0 | 0 | 0 | 0 | 0 | 0 | 0
F3_Commercial_Retail_New_Food Preparation_Natural Gas_Double Rack Oven_E1 | F3 | Commercial | Retail | New | Food Preparation | Natural Gas | Double Rack Oven | E1 | System - kBTUs of Consumption | 0.40428 | 0.40428 | 0.40428 | 0.40428 | 0.40428 | 0.40428 | 0.40428 | 0.40428 | 0.40428 | 0.40428 | 0.40428 | 0.40428 | 0.40428 | 0.40428 | 0.40428 | 0.40428 | 0.40428 | 0.40428 | 0.40428 | 0.40428 | 0.40428 | 0.40428 | 0.40428 | 0.40428 | 0.40428 | 0.40428 | 0.40428 | 0.40428 | 0.40428 | 0.40428 | 0.40428 | 0.40428 | 0.40428 | 0 | 0 | 0 | 0 | 0 | 0 | 0 | 0 | 0
F3_Commercial_Retail_New_Food Preparation_Natural Gas_Double Rack Oven_E2 | F3 | Commercial | Retail | New | Food Preparation | Natural Gas | Double Rack Oven | E2 | System - kBTUs of Consumption | 0.53765 | 0.53765 | 0.53765 | 0.53765 | 0.53765 | 0.53765 | 0.53765 | 0.53765 | 0.53765 | 0.53765 | 0.53765 | 0.53765 | 0.53765 | 0.53765 | 0.53765 | 0.53765 | 0.53765 | 0.53765 | 0.53765 | 0.53765 | 0.53765 | 0.53765 | 0.53765 | 0.53765 | 0.53765 | 0.53765 | 0.53765 | 0.53765 | 0.53765 | 0.53765 | 0.53765 | 0.53765 | 0.53765 | 0 | 0 | 0 | 0 | 0 | 0 | 0 | 0 | 0
F3_Commercial_Retail_New_Food Preparation_Natural Gas_Double Rack Oven_E3 | F3 | Commercial | Retail | New | Food Preparation | Natural Gas | Double Rack Oven | E3 | System - kBTUs of Consumption | 0 | 0 | 0 | 0 | 0 | 0 | 0 | 0 | 0 | 0 | 0 | 0 | 0 | 0 | 0 | 0 | 0 | 0 | 0 | 0 | 0 | 0 | 0 | 0 | 0 | 0 | 0 | 0 | 0 | 0 | 0 | 0 | 0 | 0 | 0 | 0 | 0 | 0 | 0 | 0 | 0 | 0
F3_Commercial_Retail_New_Food Preparation_Natural Gas_Double Rack Oven_E4 | F3 | Commercial | Retail | New | Food Preparation | Natural Gas | Double Rack Oven | E4 | System - kBTUs of Consumption | 0 | 0 | 0 | 0 | 0 | 0 | 0 | 0 | 0 | 0 | 0 | 0 | 0 | 0 | 0 | 0 | 0 | 0 | 0 | 0 | 0 | 0 | 0 | 0 | 0 | 0 | 0 | 0 | 0 | 0 | 0 | 0 | 0 | 0 | 0 | 0 | 0 | 0 | 0 | 0 | 0 | 0
F3_Commercial_Retail_New_Food Preparation_Natural Gas_Double Rack Oven_E5 | F3 | Commercial | Retail | New | Food Preparation | Natural Gas | Double Rack Oven | E5 | System - kBTUs of Consumption | 0 | 0 | 0 | 0 | 0 | 0 | 0 | 0 | 0 | 0 | 0 | 0 | 0 | 0 | 0 | 0 | 0 | 0 | 0 | 0 | 0 | 0 | 0 | 0 | 0 | 0 | 0 | 0 | 0 | 0 | 0 | 0 | 0 | 0 | 0 | 0 | 0 | 0 | 0 | 0 | 0 | 0
F3_Commercial_Retail_New_Food Preparation_Natural Gas_Double Rack Oven_E6 | F3 | Commercial | Retail | New | Food Preparation | Natural Gas | Double Rack Oven | E6 | System - kBTUs of Consumption | 0 | 0 | 0 | 0 | 0 | 0 | 0 | 0 | 0 | 0 | 0 | 0 | 0 | 0 | 0 | 0 | 0 | 0 | 0 | 0 | 0 | 0 | 0 | 0 | 0 | 0 | 0 | 0 | 0 | 0 | 0 | 0 | 0 | 0 | 0 | 0 | 0 | 0 | 0 | 0 | 0 | 0
F3_Commercial_Retail_New_Food Preparation_Natural Gas_Double Rack Oven_E7 | F3 | Commercial | Retail | New | Food Preparation | Natural Gas | Double Rack Oven | E7 | System - kBTUs of Consumption | 0 | 0 | 0 | 0 | 0 | 0 | 0 | 0 | 0 | 0 | 0 | 0 | 0 | 0 | 0 | 0 | 0 | 0 | 0 | 0 | 0 | 0 | 0 | 0 | 0 | 0 | 0 | 0 | 0 | 0 | 0 | 0 | 0 | 0 | 0 | 0 | 0 | 0 | 0 | 0 | 0 | 0
F3_Commercial_Retail_New_Food Preparation_Natural Gas_Double Rack Oven_E8 | F3 | Commercial | Retail | New | Food Preparation | Natural Gas | Double Rack Oven | E8 | System - kBTUs of Consumption | 0 | 0 | 0 | 0 | 0 | 0 | 0 | 0 | 0 | 0 | 0 | 0 | 0 | 0 | 0 | 0 | 0 | 0 | 0 | 0 | 0 | 0 | 0 | 0 | 0 | 0 | 0 | 0 | 0 | 0 | 0 | 0 | 0 | 0 | 0 | 0 | 0 | 0 | 0 | 0 | 0 | 0
F3_Commercial_Retail_New_Food Preparation_Natural Gas_Double Rack Oven_E9 | F3 | Commercial | Retail | New | Food Preparation | Natural Gas | Double Rack Oven | E9 | System - kBTUs of Consumption | 0 | 0 | 0 | 0 | 0 | 0 | 0 | 0 | 0 | 0 | 0 | 0 | 0 | 0 | 0 | 0 | 0 | 0 | 0 | 0 | 0 | 0 | 0 | 0 | 0 | 0 | 0 | 0 | 0 | 0 | 0 | 0 | 0 | 0 | 0 | 0 | 0 | 0 | 0 | 0 | 0 | 0
F3_Commercial_Retail_New_Food Preparation_Natural Gas_Double Rack Oven_E10 | F3 | Commercial | Retail | New | Food Preparation | Natural Gas | Double Rack Oven | E10 | System - kBTUs of Consumption | 0 | 0 | 0 | 0 | 0 | 0 | 0 | 0 | 0 | 0 | 0 | 0 | 0 | 0 | 0 | 0 | 0 | 0 | 0 | 0 | 0 | 0 | 0 | 0 | 0 | 0 | 0 | 0 | 0 | 0 | 0 | 0 | 0 | 0 | 0 | 0 | 0 | 0 | 0 | 0 | 0 | 0
F4_Commercial_Retail_New_Food Preparation_Natural Gas_Double Rack Oven_E1 | F4 | Commercial | Retail | New | Food Preparation | Natural Gas | Double Rack Oven | E1 | Utility - Cost of Equipment | 1.9993 | 2.0145 | 2.0316 | 2.0503 | 2.0716 | 2.0963 | 2.1164 | 2.1356 | 2.1551 | 2.1755 | 2.1948 | 2.2127 | 2.2309 | 2.25 | 2.2711 | 2.2917 | 2.3136 | 2.3368 | 2.3609 | 2.3855 | 2.4102 | 2.4334 | 2.4543 | 2.4728 | 2.4888 | 2.5026 | 2.5121 | 2.5192 | 2.5254 | 2.5306 | 2.5358 | 2.5381 | 2.5381 | 0 | 0 | 0 | 0 | 0 | 0 | 0 | 0 | 0
F4_Commercial_Retail_New_Food Preparation_Natural Gas_Double Rack Oven_E2 | F4 | Commercial | Retail | New | Food Preparation | Natural Gas | Double Rack Oven | E2 | Utility - Cost of Equipment | 1.0905 | 1.0988 | 1.1081 | 1.1183 | 1.13 | 1.1435 | 1.1544 | 1.1649 | 1.1755 | 1.1866 | 1.1972 | 1.2069 | 1.2168 | 1.2273 | 1.2388 | 1.25 | 1.262 | 1.2746 | 1.2877 | 1.3012 | 1.3147 | 1.3273 | 1.3387 | 1.3488 | 1.3575 | 1.365 | 1.3702 | 1.3741 | 1.3775 | 1.3803 | 1.3832 | 1.3844 | 1.3844 | 0 | 0 | 0 | 0 | 0 | 0 | 0 | 0 | 0
F4_Commercial_Retail_New_Food Preparation_Natural Gas_Double Rack Oven_E3 | F4 | Commercial | Retail | New | Food Preparation | Natural Gas | Double Rack Oven | E3 | Utility - Cost of Equipment | 0 | 0 | 0 | 0 | 0 | 0 | 0 | 0 | 0 | 0 | 0 | 0 | 0 | 0 | 0 | 0 | 0 | 0 | 0 | 0 | 0 | 0 | 0 | 0 | 0 | 0 | 0 | 0 | 0 | 0 | 0 | 0 | 0 | 0 | 0 | 0 | 0 | 0 | 0 | 0 | 0 | 0
F4_Commercial_Retail_New_Food Preparation_Natural Gas_Double Rack Oven_E4 | F4 | Commercial | Retail | New | Food Preparation | Natural Gas | Double Rack Oven | E4 | Utility - Cost of Equipment | 0 | 0 | 0 | 0 | 0 | 0 | 0 | 0 | 0 | 0 | 0 | 0 | 0 | 0 | 0 | 0 | 0 | 0 | 0 | 0 | 0 | 0 | 0 | 0 | 0 | 0 | 0 | 0 | 0 | 0 | 0 | 0 | 0 | 0 | 0 | 0 | 0 | 0 | 0 | 0 | 0 | 0
F4_Commercial_Retail_New_Food Preparation_Natural Gas_Double Rack Oven_E5 | F4 | Commercial | Retail | New | Food Preparation | Natural Gas | Double Rack Oven | E5 | Utility - Cost of Equipment | 0 | 0 | 0 | 0 | 0 | 0 | 0 | 0 | 0 | 0 | 0 | 0 | 0 | 0 | 0 | 0 | 0 | 0 | 0 | 0 | 0 | 0 | 0 | 0 | 0 | 0 | 0 | 0 | 0 | 0 | 0 | 0 | 0 | 0 | 0 | 0 | 0 | 0 | 0 | 0 | 0 | 0
F4_Commercial_Retail_New_Food Preparation_Natural Gas_Double Rack Oven_E6 | F4 | Commercial | Retail | New | Food Preparation | Natural Gas | Double Rack Oven | E6 | Utility - Cost of Equipment | 0 | 0 | 0 | 0 | 0 | 0 | 0 | 0 | 0 | 0 | 0 | 0 | 0 | 0 | 0 | 0 | 0 | 0 | 0 | 0 | 0 | 0 | 0 | 0 | 0 | 0 | 0 | 0 | 0 | 0 | 0 | 0 | 0 | 0 | 0 | 0 | 0 | 0 | 0 | 0 | 0 | 0
F4_Commercial_Retail_New_Food Preparation_Natural Gas_Double Rack Oven_E7 | F4 | Commercial | Retail | New | Food Preparation | Natural Gas | Double Rack Oven | E7 | Utility - Cost of Equipment | 0 | 0 | 0 | 0 | 0 | 0 | 0 | 0 | 0 | 0 | 0 | 0 | 0 | 0 | 0 | 0 | 0 | 0 | 0 | 0 | 0 | 0 | 0 | 0 | 0 | 0 | 0 | 0 | 0 | 0 | 0 | 0 | 0 | 0 | 0 | 0 | 0 | 0 | 0 | 0 | 0 | 0
F4_Commercial_Retail_New_Food Preparation_Natural Gas_Double Rack Oven_E8 | F4 | Commercial | Retail | New | Food Preparation | Natural Gas | Double Rack Oven | E8 | Utility - Cost of Equipment | 0 | 0 | 0 | 0 | 0 | 0 | 0 | 0 | 0 | 0 | 0 | 0 | 0 | 0 | 0 | 0 | 0 | 0 | 0 | 0 | 0 | 0 | 0 | 0 | 0 | 0 | 0 | 0 | 0 | 0 | 0 | 0 | 0 | 0 | 0 | 0 | 0 | 0 | 0 | 0 | 0 | 0
F4_Commercial_Retail_New_Food Preparation_Natural Gas_Double Rack Oven_E9 | F4 | Commercial | Retail | New | Food Preparation | Natural Gas | Double Rack Oven | E9 | Utility - Cost of Equipment | 0 | 0 | 0 | 0 | 0 | 0 | 0 | 0 | 0 | 0 | 0 | 0 | 0 | 0 | 0 | 0 | 0 | 0 | 0 | 0 | 0 | 0 | 0 | 0 | 0 | 0 | 0 | 0 | 0 | 0 | 0 | 0 | 0 | 0 | 0 | 0 | 0 | 0 | 0 | 0 | 0 | 0
F4_Commercial_Retail_New_Food Preparation_Natural Gas_Double Rack Oven_E10 | F4 | Commercial | Retail | New | Food Preparation | Natural Gas | Double Rack Oven | E10 | Utility - Cost of Equipment | 0 | 0 | 0 | 0 | 0 | 0 | 0 | 0 | 0 | 0 | 0 | 0 | 0 | 0 | 0 | 0 | 0 | 0 | 0 | 0 | 0 | 0 | 0 | 0 | 0 | 0 | 0 | 0 | 0 | 0 | 0 | 0 | 0 | 0 | 0 | 0 | 0 | 0 | 0 | 0 | 0 | 0
F5_Commercial_Retail_New_Food Preparation_Natural Gas_Double Rack Oven_E1 | F5 | Commercial | Retail | New | Food Preparation | Natural Gas | Double Rack Oven | E1 | Utility - Cost of Operation | 0.40428 | 0.40428 | 0.40428 | 0.40428 | 0.40428 | 0.40428 | 0.40428 | 0.40428 | 0.40428 | 0.40428 | 0.40428 | 0.40428 | 0.40428 | 0.40428 | 0.40428 | 0.40428 | 0.40428 | 0.40428 | 0.40428 | 0.40428 | 0.40428 | 0.40428 | 0.40428 | 0.40428 | 0.40428 | 0.40428 | 0.40428 | 0.40428 | 0.40428 | 0.40428 | 0.40428 | 0.40428 | 0.40428 | 0 | 0 | 0 | 0 | 0 | 0 | 0 | 0 | 0
F5_Commercial_Retail_New_Food Preparation_Natural Gas_Double Rack Oven_E2 | F5 | Commercial | Retail | New | Food Preparation | Natural Gas | Double Rack Oven | E2 | Utility - Cost of Operation | 0.53765 | 0.53765 | 0.53765 | 0.53765 | 0.53765 | 0.53765 | 0.53765 | 0.53765 | 0.53765 | 0.53765 | 0.53765 | 0.53765 | 0.53765 | 0.53765 | 0.53765 | 0.53765 | 0.53765 | 0.53765 | 0.53765 | 0.53765 | 0.53765 | 0.53765 | 0.53765 | 0.53765 | 0.53765 | 0.53765 | 0.53765 | 0.53765 | 0.53765 | 0.53765 | 0.53765 | 0.53765 | 0.53765 | 0 | 0 | 0 | 0 | 0 | 0 | 0 | 0 | 0
F5_Commercial_Retail_New_Food Preparation_Natural Gas_Double Rack Oven_E3 | F5 | Commercial | Retail | New | Food Preparation | Natural Gas | Double Rack Oven | E3 | Utility - Cost of Operation | 0 | 0 | 0 | 0 | 0 | 0 | 0 | 0 | 0 | 0 | 0 | 0 | 0 | 0 | 0 | 0 | 0 | 0 | 0 | 0 | 0 | 0 | 0 | 0 | 0 | 0 | 0 | 0 | 0 | 0 | 0 | 0 | 0 | 0 | 0 | 0 | 0 | 0 | 0 | 0 | 0 | 0
F5_Commercial_Retail_New_Food Preparation_Natural Gas_Double Rack Oven_E4 | F5 | Commercial | Retail | New | Food Preparation | Natural Gas | Double Rack Oven | E4 | Utility - Cost of Operation | 0 | 0 | 0 | 0 | 0 | 0 | 0 | 0 | 0 | 0 | 0 | 0 | 0 | 0 | 0 | 0 | 0 | 0 | 0 | 0 | 0 | 0 | 0 | 0 | 0 | 0 | 0 | 0 | 0 | 0 | 0 | 0 | 0 | 0 | 0 | 0 | 0 | 0 | 0 | 0 | 0 | 0
F5_Commercial_Retail_New_Food Preparation_Natural Gas_Double Rack Oven_E5 | F5 | Commercial | Retail | New | Food Preparation | Natural Gas | Double Rack Oven | E5 | Utility - Cost of Operation | 0 | 0 | 0 | 0 | 0 | 0 | 0 | 0 | 0 | 0 | 0 | 0 | 0 | 0 | 0 | 0 | 0 | 0 | 0 | 0 | 0 | 0 | 0 | 0 | 0 | 0 | 0 | 0 | 0 | 0 | 0 | 0 | 0 | 0 | 0 | 0 | 0 | 0 | 0 | 0 | 0 | 0
F5_Commercial_Retail_New_Food Preparation_Natural Gas_Double Rack Oven_E6 | F5 | Commercial | Retail | New | Food Preparation | Natural Gas | Double Rack Oven | E6 | Utility - Cost of Operation | 0 | 0 | 0 | 0 | 0 | 0 | 0 | 0 | 0 | 0 | 0 | 0 | 0 | 0 | 0 | 0 | 0 | 0 | 0 | 0 | 0 | 0 | 0 | 0 | 0 | 0 | 0 | 0 | 0 | 0 | 0 | 0 | 0 | 0 | 0 | 0 | 0 | 0 | 0 | 0 | 0 | 0
F5_Commercial_Retail_New_Food Preparation_Natural Gas_Double Rack Oven_E7 | F5 | Commercial | Retail | New | Food Preparation | Natural Gas | Double Rack Oven | E7 | Utility - Cost of Operation | 0 | 0 | 0 | 0 | 0 | 0 | 0 | 0 | 0 | 0 | 0 | 0 | 0 | 0 | 0 | 0 | 0 | 0 | 0 | 0 | 0 | 0 | 0 | 0 | 0 | 0 | 0 | 0 | 0 | 0 | 0 | 0 | 0 | 0 | 0 | 0 | 0 | 0 | 0 | 0 | 0 | 0
F5_Commercial_Retail_New_Food Preparation_Natural Gas_Double Rack Oven_E8 | F5 | Commercial | Retail | New | Food Preparation | Natural Gas | Double Rack Oven | E8 | Utility - Cost of Operation | 0 | 0 | 0 | 0 | 0 | 0 | 0 | 0 | 0 | 0 | 0 | 0 | 0 | 0 | 0 | 0 | 0 | 0 | 0 | 0 | 0 | 0 | 0 | 0 | 0 | 0 | 0 | 0 | 0 | 0 | 0 | 0 | 0 | 0 | 0 | 0 | 0 | 0 | 0 | 0 | 0 | 0
F5_Commercial_Retail_New_Food Preparation_Natural Gas_Double Rack Oven_E9 | F5 | Commercial | Retail | New | Food Preparation | Natural Gas | Double Rack Oven | E9 | Utility - Cost of Operation | 0 | 0 | 0 | 0 | 0 | 0 | 0 | 0 | 0 | 0 | 0 | 0 | 0 | 0 | 0 | 0 | 0 | 0 | 0 | 0 | 0 | 0 | 0 | 0 | 0 | 0 | 0 | 0 | 0 | 0 | 0 | 0 | 0 | 0 | 0 | 0 | 0 | 0 | 0 | 0 | 0 | 0
F5_Commercial_Retail_New_Food Preparation_Natural Gas_Double Rack Oven_E10 | F5 | Commercial | Retail | New | Food Preparation | Natural Gas | Double Rack Oven | E10 | Utility - Cost of Operation | 0 | 0 | 0 | 0 | 0 | 0 | 0 | 0 | 0 | 0 | 0 | 0 | 0 | 0 | 0 | 0 | 0 | 0 | 0 | 0 | 0 | 0 | 0 | 0 | 0 | 0 | 0 | 0 | 0 | 0 | 0 | 0 | 0 | 0 | 0 | 0 | 0 | 0 | 0 | 0 | 0 | 0
F6_Commercial_Retail_New_Food Preparation_Natural Gas_Double Rack Oven_E1 | F6 | Commercial | Retail | New | Food Preparation | Natural Gas | Double Rack Oven | E1 | Utility - Value of Sales | 1.1841 | 1.1841 | 1.1841 | 1.1841 | 1.1841 | 1.1841 | 1.1841 | 1.1841 | 1.1841 | 1.1841 | 1.1841 | 1.1841 | 1.1841 | 1.1841 | 1.1841 | 1.1841 | 1.1841 | 1.1841 | 1.1841 | 1.1841 | 1.1841 | 1.1841 | 1.1841 | 1.1841 | 1.1841 | 1.1841 | 1.1841 | 1.1841 | 1.1841 | 1.1841 | 1.1841 | 1.1841 | 1.1841 | 0 | 0 | 0 | 0 | 0 | 0 | 0 | 0 | 0
F6_Commercial_Retail_New_Food Preparation_Natural Gas_Double Rack Oven_E2 | F6 | Commercial | Retail | New | Food Preparation | Natural Gas | Double Rack Oven | E2 | Utility - Value of Sales | 0.64586 | 0.64586 | 0.64586 | 0.64586 | 0.64586 | 0.64586 | 0.64586 | 0.64586 | 0.64586 | 0.64586 | 0.64586 | 0.64586 | 0.64586 | 0.64586 | 0.64586 | 0.64586 | 0.64586 | 0.64586 | 0.64586 | 0.64586 | 0.64586 | 0.64586 | 0.64586 | 0.64586 | 0.64586 | 0.64586 | 0.64586 | 0.64586 | 0.64586 | 0.64586 | 0.64586 | 0.64586 | 0.64586 | 0 | 0 | 0 | 0 | 0 | 0 | 0 | 0 | 0
F6_Commercial_Retail_New_Food Preparation_Natural Gas_Double Rack Oven_E3 | F6 | Commercial | Retail | New | Food Preparation | Natural Gas | Double Rack Oven | E3 | Utility - Value of Sales | 0 | 0 | 0 | 0 | 0 | 0 | 0 | 0 | 0 | 0 | 0 | 0 | 0 | 0 | 0 | 0 | 0 | 0 | 0 | 0 | 0 | 0 | 0 | 0 | 0 | 0 | 0 | 0 | 0 | 0 | 0 | 0 | 0 | 0 | 0 | 0 | 0 | 0 | 0 | 0 | 0 | 0
F6_Commercial_Retail_New_Food Preparation_Natural Gas_Double Rack Oven_E4 | F6 | Commercial | Retail | New | Food Preparation | Natural Gas | Double Rack Oven | E4 | Utility - Value of Sales | 0 | 0 | 0 | 0 | 0 | 0 | 0 | 0 | 0 | 0 | 0 | 0 | 0 | 0 | 0 | 0 | 0 | 0 | 0 | 0 | 0 | 0 | 0 | 0 | 0 | 0 | 0 | 0 | 0 | 0 | 0 | 0 | 0 | 0 | 0 | 0 | 0 | 0 | 0 | 0 | 0 | 0
F6_Commercial_Retail_New_Food Preparation_Natural Gas_Double Rack Oven_E5 | F6 | Commercial | Retail | New | Food Preparation | Natural Gas | Double Rack Oven | E5 | Utility - Value of Sales | 0 | 0 | 0 | 0 | 0 | 0 | 0 | 0 | 0 | 0 | 0 | 0 | 0 | 0 | 0 | 0 | 0 | 0 | 0 | 0 | 0 | 0 | 0 | 0 | 0 | 0 | 0 | 0 | 0 | 0 | 0 | 0 | 0 | 0 | 0 | 0 | 0 | 0 | 0 | 0 | 0 | 0
F6_Commercial_Retail_New_Food Preparation_Natural Gas_Double Rack Oven_E6 | F6 | Commercial | Retail | New | Food Preparation | Natural Gas | Double Rack Oven | E6 | Utility - Value of Sales | 0 | 0 | 0 | 0 | 0 | 0 | 0 | 0 | 0 | 0 | 0 | 0 | 0 | 0 | 0 | 0 | 0 | 0 | 0 | 0 | 0 | 0 | 0 | 0 | 0 | 0 | 0 | 0 | 0 | 0 | 0 | 0 | 0 | 0 | 0 | 0 | 0 | 0 | 0 | 0 | 0 | 0
F6_Commercial_Retail_New_Food Preparation_Natural Gas_Double Rack Oven_E7 | F6 | Commercial | Retail | New | Food Preparation | Natural Gas | Double Rack Oven | E7 | Utility - Value of Sales | 0 | 0 | 0 | 0 | 0 | 0 | 0 | 0 | 0 | 0 | 0 | 0 | 0 | 0 | 0 | 0 | 0 | 0 | 0 | 0 | 0 | 0 | 0 | 0 | 0 | 0 | 0 | 0 | 0 | 0 | 0 | 0 | 0 | 0 | 0 | 0 | 0 | 0 | 0 | 0 | 0 | 0
F6_Commercial_Retail_New_Food Preparation_Natural Gas_Double Rack Oven_E8 | F6 | Commercial | Retail | New | Food Preparation | Natural Gas | Double Rack Oven | E8 | Utility - Value of Sales | 0 | 0 | 0 | 0 | 0 | 0 | 0 | 0 | 0 | 0 | 0 | 0 | 0 | 0 | 0 | 0 | 0 | 0 | 0 | 0 | 0 | 0 | 0 | 0 | 0 | 0 | 0 | 0 | 0 | 0 | 0 | 0 | 0 | 0 | 0 | 0 | 0 | 0 | 0 | 0 | 0 | 0
F6_Commercial_Retail_New_Food Preparation_Natural Gas_Double Rack Oven_E9 | F6 | Commercial | Retail | New | Food Preparation | Natural Gas | Double Rack Oven | E9 | Utility - Value of Sales | 0 | 0 | 0 | 0 | 0 | 0 | 0 | 0 | 0 | 0 | 0 | 0 | 0 | 0 | 0 | 0 | 0 | 0 | 0 | 0 | 0 | 0 | 0 | 0 | 0 | 0 | 0 | 0 | 0 | 0 | 0 | 0 | 0 | 0 | 0 | 0 | 0 | 0 | 0 | 0 | 0 | 0
F6_Commercial_Retail_New_Food Preparation_Natural Gas_Double Rack Oven_E10 | F6 | Commercial | Retail | New | Food Preparation | Natural Gas | Double Rack Oven | E10 | Utility - Value of Sales | 0 | 0 | 0 | 0 | 0 | 0 | 0 | 0 | 0 | 0 | 0 | 0 | 0 | 0 | 0 | 0 | 0 | 0 | 0 | 0 | 0 | 0 | 0 | 0 | 0 | 0 | 0 | 0 | 0 | 0 | 0 | 0 | 0 | 0 | 0 | 0 | 0 | 0 | 0 | 0 | 0 | 0
F1_Commercial_Retail_New_Food Preparation_Natural Gas_Fryer_E1 | F1 | Commercial | Retail | New | Food Preparation | Natural Gas | Fryer | E1 | RVT - Cost of Equipment | 0.82269 | 0.82524 | 0.82996 | 0 | 0 | 0 | 0 | 0 | 0 | 0 | 0 | 0 | 0 | 0 | 0 | 0 | 0 | 0 | 0 | 0 | 0 | 0 | 0 | 0 | 0 | 0 | 0 | 0 | 0 | 0 | 0 | 0 | 0 | 0 | 0 | 0 | 0 | 0 | 0 | 0 | 0 | 0
F1_Commercial_Retail_New_Food Preparation_Natural Gas_Fryer_E2 | F1 | Commercial | Retail | New | Food Preparation | Natural Gas | Fryer | E2 | RVT - Cost of Equipment | 0.50423 | 0.50579 | 0.50868 | 0.51265 | 0.51836 | 0.52623 | 0.53249 | 0.53867 | 0.54499 | 0.55145 | 0.55694 | 0.56109 | 0.5646 | 0.56779 | 0.57149 | 0.57484 | 0.57901 | 0.58429 | 0.5906 | 0.59787 | 0.60599 | 0.61398 | 0.62156 | 0.62837 | 0.63439 | 0.63988 | 0.64381 | 0.64706 | 0.65007 | 0.65265 | 0.6552 | 0.65633 | 0.65633 | 0 | 0 | 0 | 0 | 0 | 0 | 0 | 0 | 0
F1_Commercial_Retail_New_Food Preparation_Natural Gas_Fryer_E3 | F1 | Commercial | Retail | New | Food Preparation | Natural Gas | Fryer | E3 | RVT - Cost of Equipment | 0 | 0 | 0 | 0 | 0 | 0 | 0 | 0 | 0 | 0 | 0 | 0 | 0 | 0 | 0 | 0 | 0 | 0 | 0 | 0 | 0 | 0 | 0 | 0 | 0 | 0 | 0 | 0 | 0 | 0 | 0 | 0 | 0 | 0 | 0 | 0 | 0 | 0 | 0 | 0 | 0 | 0
F1_Commercial_Retail_New_Food Preparation_Natural Gas_Fryer_E4 | F1 | Commercial | Retail | New | Food Preparation | Natural Gas | Fryer | E4 | RVT - Cost of Equipment | 0 | 0 | 0 | 0 | 0 | 0 | 0 | 0 | 0 | 0 | 0 | 0 | 0 | 0 | 0 | 0 | 0 | 0 | 0 | 0 | 0 | 0 | 0 | 0 | 0 | 0 | 0 | 0 | 0 | 0 | 0 | 0 | 0 | 0 | 0 | 0 | 0 | 0 | 0 | 0 | 0 | 0
F1_Commercial_Retail_New_Food Preparation_Natural Gas_Fryer_E5 | F1 | Commercial | Retail | New | Food Preparation | Natural Gas | Fryer | E5 | RVT - Cost of Equipment | 0 | 0 | 0 | 0 | 0 | 0 | 0 | 0 | 0 | 0 | 0 | 0 | 0 | 0 | 0 | 0 | 0 | 0 | 0 | 0 | 0 | 0 | 0 | 0 | 0 | 0 | 0 | 0 | 0 | 0 | 0 | 0 | 0 | 0 | 0 | 0 | 0 | 0 | 0 | 0 | 0 | 0
F1_Commercial_Retail_New_Food Preparation_Natural Gas_Fryer_E6 | F1 | Commercial | Retail | New | Food Preparation | Natural Gas | Fryer | E6 | RVT - Cost of Equipment | 0 | 0 | 0 | 0 | 0 | 0 | 0 | 0 | 0 | 0 | 0 | 0 | 0 | 0 | 0 | 0 | 0 | 0 | 0 | 0 | 0 | 0 | 0 | 0 | 0 | 0 | 0 | 0 | 0 | 0 | 0 | 0 | 0 | 0 | 0 | 0 | 0 | 0 | 0 | 0 | 0 | 0
F1_Commercial_Retail_New_Food Preparation_Natural Gas_Fryer_E7 | F1 | Commercial | Retail | New | Food Preparation | Natural Gas | Fryer | E7 | RVT - Cost of Equipment | 0 | 0 | 0 | 0 | 0 | 0 | 0 | 0 | 0 | 0 | 0 | 0 | 0 | 0 | 0 | 0 | 0 | 0 | 0 | 0 | 0 | 0 | 0 | 0 | 0 | 0 | 0 | 0 | 0 | 0 | 0 | 0 | 0 | 0 | 0 | 0 | 0 | 0 | 0 | 0 | 0 | 0
F1_Commercial_Retail_New_Food Preparation_Natural Gas_Fryer_E8 | F1 | Commercial | Retail | New | Food Preparation | Natural Gas | Fryer | E8 | RVT - Cost of Equipment | 0 | 0 | 0 | 0 | 0 | 0 | 0 | 0 | 0 | 0 | 0 | 0 | 0 | 0 | 0 | 0 | 0 | 0 | 0 | 0 | 0 | 0 | 0 | 0 | 0 | 0 | 0 | 0 | 0 | 0 | 0 | 0 | 0 | 0 | 0 | 0 | 0 | 0 | 0 | 0 | 0 | 0
F1_Commercial_Retail_New_Food Preparation_Natural Gas_Fryer_E9 | F1 | Commercial | Retail | New | Food Preparation | Natural Gas | Fryer | E9 | RVT - Cost of Equipment | 0 | 0 | 0 | 0 | 0 | 0 | 0 | 0 | 0 | 0 | 0 | 0 | 0 | 0 | 0 | 0 | 0 | 0 | 0 | 0 | 0 | 0 | 0 | 0 | 0 | 0 | 0 | 0 | 0 | 0 | 0 | 0 | 0 | 0 | 0 | 0 | 0 | 0 | 0 | 0 | 0 | 0
F1_Commercial_Retail_New_Food Preparation_Natural Gas_Fryer_E10 | F1 | Commercial | Retail | New | Food Preparation | Natural Gas | Fryer | E10 | RVT - Cost of Equipment | 0 | 0 | 0 | 0 | 0 | 0 | 0 | 0 | 0 | 0 | 0 | 0 | 0 | 0 | 0 | 0 | 0 | 0 | 0 | 0 | 0 | 0 | 0 | 0 | 0 | 0 | 0 | 0 | 0 | 0 | 0 | 0 | 0 | 0 | 0 | 0 | 0 | 0 | 0 | 0 | 0 | 0
F2_Commercial_Retail_New_Food Preparation_Natural Gas_Fryer_E1 | F2 | Commercial | Retail | New | Food Preparation | Natural Gas | Fryer | E1 | RVT - Cost of Operation | 0.98563 | 0.98869 | 0.99434 | 0 | 0 | 0 | 0 | 0 | 0 | 0 | 0 | 0 | 0 | 0 | 0 | 0 | 0 | 0 | 0 | 0 | 0 | 0 | 0 | 0 | 0 | 0 | 0 | 0 | 0 | 0 | 0 | 0 | 0 | 0 | 0 | 0 | 0 | 0 | 0 | 0 | 0 | 0
F2_Commercial_Retail_New_Food Preparation_Natural Gas_Fryer_E2 | F2 | Commercial | Retail | New | Food Preparation | Natural Gas | Fryer | E2 | RVT - Cost of Operation | 0.6041 | 0.60597 | 0.60943 | 0.61419 | 0.62103 | 0.63046 | 0.63796 | 0.64536 | 0.65293 | 0.66067 | 0.66725 | 0.67222 | 0.67643 | 0.68025 | 0.68469 | 0.6887 | 0.6937 | 0.70002 | 0.70757 | 0.71629 | 0.72602 | 0.73559 | 0.74467 | 0.75282 | 0.76004 | 0.76662 | 0.77132 | 0.77522 | 0.77883 | 0.78192 | 0.78497 | 0.78632 | 0.78632 | 0 | 0 | 0 | 0 | 0 | 0 | 0 | 0 | 0
F2_Commercial_Retail_New_Food Preparation_Natural Gas_Fryer_E3 | F2 | Commercial | Retail | New | Food Preparation | Natural Gas | Fryer | E3 | RVT - Cost of Operation | 0 | 0 | 0 | 0 | 0 | 0 | 0 | 0 | 0 | 0 | 0 | 0 | 0 | 0 | 0 | 0 | 0 | 0 | 0 | 0 | 0 | 0 | 0 | 0 | 0 | 0 | 0 | 0 | 0 | 0 | 0 | 0 | 0 | 0 | 0 | 0 | 0 | 0 | 0 | 0 | 0 | 0
F2_Commercial_Retail_New_Food Preparation_Natural Gas_Fryer_E4 | F2 | Commercial | Retail | New | Food Preparation | Natural Gas | Fryer | E4 | RVT - Cost of Operation | 0 | 0 | 0 | 0 | 0 | 0 | 0 | 0 | 0 | 0 | 0 | 0 | 0 | 0 | 0 | 0 | 0 | 0 | 0 | 0 | 0 | 0 | 0 | 0 | 0 | 0 | 0 | 0 | 0 | 0 | 0 | 0 | 0 | 0 | 0 | 0 | 0 | 0 | 0 | 0 | 0 | 0
F2_Commercial_Retail_New_Food Preparation_Natural Gas_Fryer_E5 | F2 | Commercial | Retail | New | Food Preparation | Natural Gas | Fryer | E5 | RVT - Cost of Operation | 0 | 0 | 0 | 0 | 0 | 0 | 0 | 0 | 0 | 0 | 0 | 0 | 0 | 0 | 0 | 0 | 0 | 0 | 0 | 0 | 0 | 0 | 0 | 0 | 0 | 0 | 0 | 0 | 0 | 0 | 0 | 0 | 0 | 0 | 0 | 0 | 0 | 0 | 0 | 0 | 0 | 0
F2_Commercial_Retail_New_Food Preparation_Natural Gas_Fryer_E6 | F2 | Commercial | Retail | New | Food Preparation | Natural Gas | Fryer | E6 | RVT - Cost of Operation | 0 | 0 | 0 | 0 | 0 | 0 | 0 | 0 | 0 | 0 | 0 | 0 | 0 | 0 | 0 | 0 | 0 | 0 | 0 | 0 | 0 | 0 | 0 | 0 | 0 | 0 | 0 | 0 | 0 | 0 | 0 | 0 | 0 | 0 | 0 | 0 | 0 | 0 | 0 | 0 | 0 | 0
F2_Commercial_Retail_New_Food Preparation_Natural Gas_Fryer_E7 | F2 | Commercial | Retail | New | Food Preparation | Natural Gas | Fryer | E7 | RVT - Cost of Operation | 0 | 0 | 0 | 0 | 0 | 0 | 0 | 0 | 0 | 0 | 0 | 0 | 0 | 0 | 0 | 0 | 0 | 0 | 0 | 0 | 0 | 0 | 0 | 0 | 0 | 0 | 0 | 0 | 0 | 0 | 0 | 0 | 0 | 0 | 0 | 0 | 0 | 0 | 0 | 0 | 0 | 0
F2_Commercial_Retail_New_Food Preparation_Natural Gas_Fryer_E8 | F2 | Commercial | Retail | New | Food Preparation | Natural Gas | Fryer | E8 | RVT - Cost of Operation | 0 | 0 | 0 | 0 | 0 | 0 | 0 | 0 | 0 | 0 | 0 | 0 | 0 | 0 | 0 | 0 | 0 | 0 | 0 | 0 | 0 | 0 | 0 | 0 | 0 | 0 | 0 | 0 | 0 | 0 | 0 | 0 | 0 | 0 | 0 | 0 | 0 | 0 | 0 | 0 | 0 | 0
F2_Commercial_Retail_New_Food Preparation_Natural Gas_Fryer_E9 | F2 | Commercial | Retail | New | Food Preparation | Natural Gas | Fryer | E9 | RVT - Cost of Operation | 0 | 0 | 0 | 0 | 0 | 0 | 0 | 0 | 0 | 0 | 0 | 0 | 0 | 0 | 0 | 0 | 0 | 0 | 0 | 0 | 0 | 0 | 0 | 0 | 0 | 0 | 0 | 0 | 0 | 0 | 0 | 0 | 0 | 0 | 0 | 0 | 0 | 0 | 0 | 0 | 0 | 0
F2_Commercial_Retail_New_Food Preparation_Natural Gas_Fryer_E10 | F2 | Commercial | Retail | New | Food Preparation | Natural Gas | Fryer | E10 | RVT - Cost of Operation | 0 | 0 | 0 | 0 | 0 | 0 | 0 | 0 | 0 | 0 | 0 | 0 | 0 | 0 | 0 | 0 | 0 | 0 | 0 | 0 | 0 | 0 | 0 | 0 | 0 | 0 | 0 | 0 | 0 | 0 | 0 | 0 | 0 | 0 | 0 | 0 | 0 | 0 | 0 | 0 | 0 | 0
F3_Commercial_Retail_New_Food Preparation_Natural Gas_Fryer_E1 | F3 | Commercial | Retail | New | Food Preparation | Natural Gas | Fryer | E1 | System - kBTUs of Consumption | 0.39257 | 0.39257 | 0.39257 | 0 | 0 | 0 | 0 | 0 | 0 | 0 | 0 | 0 | 0 | 0 | 0 | 0 | 0 | 0 | 0 | 0 | 0 | 0 | 0 | 0 | 0 | 0 | 0 | 0 | 0 | 0 | 0 | 0 | 0 | 0 | 0 | 0 | 0 | 0 | 0 | 0 | 0 | 0
F3_Commercial_Retail_New_Food Preparation_Natural Gas_Fryer_E2 | F3 | Commercial | Retail | New | Food Preparation | Natural Gas | Fryer | E2 | System - kBTUs of Consumption | 0.49347 | 0.49347 | 0.49347 | 0.49347 | 0.49347 | 0.49347 | 0.49347 | 0.49347 | 0.49347 | 0.49347 | 0.49347 | 0.49347 | 0.49347 | 0.49347 | 0.49347 | 0.49347 | 0.49347 | 0.49347 | 0.49347 | 0.49347 | 0.49347 | 0.49347 | 0.49347 | 0.49347 | 0.49347 | 0.49347 | 0.49347 | 0.49347 | 0.49347 | 0.49347 | 0.49347 | 0.49347 | 0.49347 | 0 | 0 | 0 | 0 | 0 | 0 | 0 | 0 | 0
F3_Commercial_Retail_New_Food Preparation_Natural Gas_Fryer_E3 | F3 | Commercial | Retail | New | Food Preparation | Natural Gas | Fryer | E3 | System - kBTUs of Consumption | 0 | 0 | 0 | 0 | 0 | 0 | 0 | 0 | 0 | 0 | 0 | 0 | 0 | 0 | 0 | 0 | 0 | 0 | 0 | 0 | 0 | 0 | 0 | 0 | 0 | 0 | 0 | 0 | 0 | 0 | 0 | 0 | 0 | 0 | 0 | 0 | 0 | 0 | 0 | 0 | 0 | 0
F3_Commercial_Retail_New_Food Preparation_Natural Gas_Fryer_E4 | F3 | Commercial | Retail | New | Food Preparation | Natural Gas | Fryer | E4 | System - kBTUs of Consumption | 0 | 0 | 0 | 0 | 0 | 0 | 0 | 0 | 0 | 0 | 0 | 0 | 0 | 0 | 0 | 0 | 0 | 0 | 0 | 0 | 0 | 0 | 0 | 0 | 0 | 0 | 0 | 0 | 0 | 0 | 0 | 0 | 0 | 0 | 0 | 0 | 0 | 0 | 0 | 0 | 0 | 0
F3_Commercial_Retail_New_Food Preparation_Natural Gas_Fryer_E5 | F3 | Commercial | Retail | New | Food Preparation | Natural Gas | Fryer | E5 | System - kBTUs of Consumption | 0 | 0 | 0 | 0 | 0 | 0 | 0 | 0 | 0 | 0 | 0 | 0 | 0 | 0 | 0 | 0 | 0 | 0 | 0 | 0 | 0 | 0 | 0 | 0 | 0 | 0 | 0 | 0 | 0 | 0 | 0 | 0 | 0 | 0 | 0 | 0 | 0 | 0 | 0 | 0 | 0 | 0
F3_Commercial_Retail_New_Food Preparation_Natural Gas_Fryer_E6 | F3 | Commercial | Retail | New | Food Preparation | Natural Gas | Fryer | E6 | System - kBTUs of Consumption | 0 | 0 | 0 | 0 | 0 | 0 | 0 | 0 | 0 | 0 | 0 | 0 | 0 | 0 | 0 | 0 | 0 | 0 | 0 | 0 | 0 | 0 | 0 | 0 | 0 | 0 | 0 | 0 | 0 | 0 | 0 | 0 | 0 | 0 | 0 | 0 | 0 | 0 | 0 | 0 | 0 | 0
F3_Commercial_Retail_New_Food Preparation_Natural Gas_Fryer_E7 | F3 | Commercial | Retail | New | Food Preparation | Natural Gas | Fryer | E7 | System - kBTUs of Consumption | 0 | 0 | 0 | 0 | 0 | 0 | 0 | 0 | 0 | 0 | 0 | 0 | 0 | 0 | 0 | 0 | 0 | 0 | 0 | 0 | 0 | 0 | 0 | 0 | 0 | 0 | 0 | 0 | 0 | 0 | 0 | 0 | 0 | 0 | 0 | 0 | 0 | 0 | 0 | 0 | 0 | 0
F3_Commercial_Retail_New_Food Preparation_Natural Gas_Fryer_E8 | F3 | Commercial | Retail | New | Food Preparation | Natural Gas | Fryer | E8 | System - kBTUs of Consumption | 0 | 0 | 0 | 0 | 0 | 0 | 0 | 0 | 0 | 0 | 0 | 0 | 0 | 0 | 0 | 0 | 0 | 0 | 0 | 0 | 0 | 0 | 0 | 0 | 0 | 0 | 0 | 0 | 0 | 0 | 0 | 0 | 0 | 0 | 0 | 0 | 0 | 0 | 0 | 0 | 0 | 0
F3_Commercial_Retail_New_Food Preparation_Natural Gas_Fryer_E9 | F3 | Commercial | Retail | New | Food Preparation | Natural Gas | Fryer | E9 | System - kBTUs of Consumption | 0 | 0 | 0 | 0 | 0 | 0 | 0 | 0 | 0 | 0 | 0 | 0 | 0 | 0 | 0 | 0 | 0 | 0 | 0 | 0 | 0 | 0 | 0 | 0 | 0 | 0 | 0 | 0 | 0 | 0 | 0 | 0 | 0 | 0 | 0 | 0 | 0 | 0 | 0 | 0 | 0 | 0
F3_Commercial_Retail_New_Food Preparation_Natural Gas_Fryer_E10 | F3 | Commercial | Retail | New | Food Preparation | Natural Gas | Fryer | E10 | System - kBTUs of Consumption | 0 | 0 | 0 | 0 | 0 | 0 | 0 | 0 | 0 | 0 | 0 | 0 | 0 | 0 | 0 | 0 | 0 | 0 | 0 | 0 | 0 | 0 | 0 | 0 | 0 | 0 | 0 | 0 | 0 | 0 | 0 | 0 | 0 | 0 | 0 | 0 | 0 | 0 | 0 | 0 | 0 | 0
F4_Commercial_Retail_New_Food Preparation_Natural Gas_Fryer_E1 | F4 | Commercial | Retail | New | Food Preparation | Natural Gas | Fryer | E1 | Utility - Cost of Equipment | 0.98563 | 0.98869 | 0.99434 | 0 | 0 | 0 | 0 | 0 | 0 | 0 | 0 | 0 | 0 | 0 | 0 | 0 | 0 | 0 | 0 | 0 | 0 | 0 | 0 | 0 | 0 | 0 | 0 | 0 | 0 | 0 | 0 | 0 | 0 | 0 | 0 | 0 | 0 | 0 | 0 | 0 | 0 | 0
F4_Commercial_Retail_New_Food Preparation_Natural Gas_Fryer_E2 | F4 | Commercial | Retail | New | Food Preparation | Natural Gas | Fryer | E2 | Utility - Cost of Equipment | 0.6041 | 0.60597 | 0.60943 | 0.61419 | 0.62103 | 0.63046 | 0.63796 | 0.64536 | 0.65293 | 0.66067 | 0.66725 | 0.67222 | 0.67643 | 0.68025 | 0.68469 | 0.6887 | 0.6937 | 0.70002 | 0.70757 | 0.71629 | 0.72602 | 0.73559 | 0.74467 | 0.75282 | 0.76004 | 0.76662 | 0.77132 | 0.77522 | 0.77883 | 0.78192 | 0.78497 | 0.78632 | 0.78632 | 0 | 0 | 0 | 0 | 0 | 0 | 0 | 0 | 0
F4_Commercial_Retail_New_Food Preparation_Natural Gas_Fryer_E3 | F4 | Commercial | Retail | New | Food Preparation | Natural Gas | Fryer | E3 | Utility - Cost of Equipment | 0 | 0 | 0 | 0 | 0 | 0 | 0 | 0 | 0 | 0 | 0 | 0 | 0 | 0 | 0 | 0 | 0 | 0 | 0 | 0 | 0 | 0 | 0 | 0 | 0 | 0 | 0 | 0 | 0 | 0 | 0 | 0 | 0 | 0 | 0 | 0 | 0 | 0 | 0 | 0 | 0 | 0
F4_Commercial_Retail_New_Food Preparation_Natural Gas_Fryer_E4 | F4 | Commercial | Retail | New | Food Preparation | Natural Gas | Fryer | E4 | Utility - Cost of Equipment | 0 | 0 | 0 | 0 | 0 | 0 | 0 | 0 | 0 | 0 | 0 | 0 | 0 | 0 | 0 | 0 | 0 | 0 | 0 | 0 | 0 | 0 | 0 | 0 | 0 | 0 | 0 | 0 | 0 | 0 | 0 | 0 | 0 | 0 | 0 | 0 | 0 | 0 | 0 | 0 | 0 | 0
F4_Commercial_Retail_New_Food Preparation_Natural Gas_Fryer_E5 | F4 | Commercial | Retail | New | Food Preparation | Natural Gas | Fryer | E5 | Utility - Cost of Equipment | 0 | 0 | 0 | 0 | 0 | 0 | 0 | 0 | 0 | 0 | 0 | 0 | 0 | 0 | 0 | 0 | 0 | 0 | 0 | 0 | 0 | 0 | 0 | 0 | 0 | 0 | 0 | 0 | 0 | 0 | 0 | 0 | 0 | 0 | 0 | 0 | 0 | 0 | 0 | 0 | 0 | 0
F4_Commercial_Retail_New_Food Preparation_Natural Gas_Fryer_E6 | F4 | Commercial | Retail | New | Food Preparation | Natural Gas | Fryer | E6 | Utility - Cost of Equipment | 0 | 0 | 0 | 0 | 0 | 0 | 0 | 0 | 0 | 0 | 0 | 0 | 0 | 0 | 0 | 0 | 0 | 0 | 0 | 0 | 0 | 0 | 0 | 0 | 0 | 0 | 0 | 0 | 0 | 0 | 0 | 0 | 0 | 0 | 0 | 0 | 0 | 0 | 0 | 0 | 0 | 0
F4_Commercial_Retail_New_Food Preparation_Natural Gas_Fryer_E7 | F4 | Commercial | Retail | New | Food Preparation | Natural Gas | Fryer | E7 | Utility - Cost of Equipment | 0 | 0 | 0 | 0 | 0 | 0 | 0 | 0 | 0 | 0 | 0 | 0 | 0 | 0 | 0 | 0 | 0 | 0 | 0 | 0 | 0 | 0 | 0 | 0 | 0 | 0 | 0 | 0 | 0 | 0 | 0 | 0 | 0 | 0 | 0 | 0 | 0 | 0 | 0 | 0 | 0 | 0
F4_Commercial_Retail_New_Food Preparation_Natural Gas_Fryer_E8 | F4 | Commercial | Retail | New | Food Preparation | Natural Gas | Fryer | E8 | Utility - Cost of Equipment | 0 | 0 | 0 | 0 | 0 | 0 | 0 | 0 | 0 | 0 | 0 | 0 | 0 | 0 | 0 | 0 | 0 | 0 | 0 | 0 | 0 | 0 | 0 | 0 | 0 | 0 | 0 | 0 | 0 | 0 | 0 | 0 | 0 | 0 | 0 | 0 | 0 | 0 | 0 | 0 | 0 | 0
F4_Commercial_Retail_New_Food Preparation_Natural Gas_Fryer_E9 | F4 | Commercial | Retail | New | Food Preparation | Natural Gas | Fryer | E9 | Utility - Cost of Equipment | 0 | 0 | 0 | 0 | 0 | 0 | 0 | 0 | 0 | 0 | 0 | 0 | 0 | 0 | 0 | 0 | 0 | 0 | 0 | 0 | 0 | 0 | 0 | 0 | 0 | 0 | 0 | 0 | 0 | 0 | 0 | 0 | 0 | 0 | 0 | 0 | 0 | 0 | 0 | 0 | 0 | 0
F4_Commercial_Retail_New_Food Preparation_Natural Gas_Fryer_E10 | F4 | Commercial | Retail | New | Food Preparation | Natural Gas | Fryer | E10 | Utility - Cost of Equipment | 0 | 0 | 0 | 0 | 0 | 0 | 0 | 0 | 0 | 0 | 0 | 0 | 0 | 0 | 0 | 0 | 0 | 0 | 0 | 0 | 0 | 0 | 0 | 0 | 0 | 0 | 0 | 0 | 0 | 0 | 0 | 0 | 0 | 0 | 0 | 0 | 0 | 0 | 0 | 0 | 0 | 0
F5_Commercial_Retail_New_Food Preparation_Natural Gas_Fryer_E1 | F5 | Commercial | Retail | New | Food Preparation | Natural Gas | Fryer | E1 | Utility - Cost of Operation | 0.39257 | 0.39257 | 0.39257 | 0 | 0 | 0 | 0 | 0 | 0 | 0 | 0 | 0 | 0 | 0 | 0 | 0 | 0 | 0 | 0 | 0 | 0 | 0 | 0 | 0 | 0 | 0 | 0 | 0 | 0 | 0 | 0 | 0 | 0 | 0 | 0 | 0 | 0 | 0 | 0 | 0 | 0 | 0
F5_Commercial_Retail_New_Food Preparation_Natural Gas_Fryer_E2 | F5 | Commercial | Retail | New | Food Preparation | Natural Gas | Fryer | E2 | Utility - Cost of Operation | 0.49347 | 0.49347 | 0.49347 | 0.49347 | 0.49347 | 0.49347 | 0.49347 | 0.49347 | 0.49347 | 0.49347 | 0.49347 | 0.49347 | 0.49347 | 0.49347 | 0.49347 | 0.49347 | 0.49347 | 0.49347 | 0.49347 | 0.49347 | 0.49347 | 0.49347 | 0.49347 | 0.49347 | 0.49347 | 0.49347 | 0.49347 | 0.49347 | 0.49347 | 0.49347 | 0.49347 | 0.49347 | 0.49347 | 0 | 0 | 0 | 0 | 0 | 0 | 0 | 0 | 0
F5_Commercial_Retail_New_Food Preparation_Natural Gas_Fryer_E3 | F5 | Commercial | Retail | New | Food Preparation | Natural Gas | Fryer | E3 | Utility - Cost of Operation | 0 | 0 | 0 | 0 | 0 | 0 | 0 | 0 | 0 | 0 | 0 | 0 | 0 | 0 | 0 | 0 | 0 | 0 | 0 | 0 | 0 | 0 | 0 | 0 | 0 | 0 | 0 | 0 | 0 | 0 | 0 | 0 | 0 | 0 | 0 | 0 | 0 | 0 | 0 | 0 | 0 | 0
F5_Commercial_Retail_New_Food Preparation_Natural Gas_Fryer_E4 | F5 | Commercial | Retail | New | Food Preparation | Natural Gas | Fryer | E4 | Utility - Cost of Operation | 0 | 0 | 0 | 0 | 0 | 0 | 0 | 0 | 0 | 0 | 0 | 0 | 0 | 0 | 0 | 0 | 0 | 0 | 0 | 0 | 0 | 0 | 0 | 0 | 0 | 0 | 0 | 0 | 0 | 0 | 0 | 0 | 0 | 0 | 0 | 0 | 0 | 0 | 0 | 0 | 0 | 0
F5_Commercial_Retail_New_Food Preparation_Natural Gas_Fryer_E5 | F5 | Commercial | Retail | New | Food Preparation | Natural Gas | Fryer | E5 | Utility - Cost of Operation | 0 | 0 | 0 | 0 | 0 | 0 | 0 | 0 | 0 | 0 | 0 | 0 | 0 | 0 | 0 | 0 | 0 | 0 | 0 | 0 | 0 | 0 | 0 | 0 | 0 | 0 | 0 | 0 | 0 | 0 | 0 | 0 | 0 | 0 | 0 | 0 | 0 | 0 | 0 | 0 | 0 | 0
F5_Commercial_Retail_New_Food Preparation_Natural Gas_Fryer_E6 | F5 | Commercial | Retail | New | Food Preparation | Natural Gas | Fryer | E6 | Utility - Cost of Operation | 0 | 0 | 0 | 0 | 0 | 0 | 0 | 0 | 0 | 0 | 0 | 0 | 0 | 0 | 0 | 0 | 0 | 0 | 0 | 0 | 0 | 0 | 0 | 0 | 0 | 0 | 0 | 0 | 0 | 0 | 0 | 0 | 0 | 0 | 0 | 0 | 0 | 0 | 0 | 0 | 0 | 0
F5_Commercial_Retail_New_Food Preparation_Natural Gas_Fryer_E7 | F5 | Commercial | Retail | New | Food Preparation | Natural Gas | Fryer | E7 | Utility - Cost of Operation | 0 | 0 | 0 | 0 | 0 | 0 | 0 | 0 | 0 | 0 | 0 | 0 | 0 | 0 | 0 | 0 | 0 | 0 | 0 | 0 | 0 | 0 | 0 | 0 | 0 | 0 | 0 | 0 | 0 | 0 | 0 | 0 | 0 | 0 | 0 | 0 | 0 | 0 | 0 | 0 | 0 | 0
F5_Commercial_Retail_New_Food Preparation_Natural Gas_Fryer_E8 | F5 | Commercial | Retail | New | Food Preparation | Natural Gas | Fryer | E8 | Utility - Cost of Operation | 0 | 0 | 0 | 0 | 0 | 0 | 0 | 0 | 0 | 0 | 0 | 0 | 0 | 0 | 0 | 0 | 0 | 0 | 0 | 0 | 0 | 0 | 0 | 0 | 0 | 0 | 0 | 0 | 0 | 0 | 0 | 0 | 0 | 0 | 0 | 0 | 0 | 0 | 0 | 0 | 0 | 0
F5_Commercial_Retail_New_Food Preparation_Natural Gas_Fryer_E9 | F5 | Commercial | Retail | New | Food Preparation | Natural Gas | Fryer | E9 | Utility - Cost of Operation | 0 | 0 | 0 | 0 | 0 | 0 | 0 | 0 | 0 | 0 | 0 | 0 | 0 | 0 | 0 | 0 | 0 | 0 | 0 | 0 | 0 | 0 | 0 | 0 | 0 | 0 | 0 | 0 | 0 | 0 | 0 | 0 | 0 | 0 | 0 | 0 | 0 | 0 | 0 | 0 | 0 | 0
F5_Commercial_Retail_New_Food Preparation_Natural Gas_Fryer_E10 | F5 | Commercial | Retail | New | Food Preparation | Natural Gas | Fryer | E10 | Utility - Cost of Operation | 0 | 0 | 0 | 0 | 0 | 0 | 0 | 0 | 0 | 0 | 0 | 0 | 0 | 0 | 0 | 0 | 0 | 0 | 0 | 0 | 0 | 0 | 0 | 0 | 0 | 0 | 0 | 0 | 0 | 0 | 0 | 0 | 0 | 0 | 0 | 0 | 0 | 0 | 0 | 0 | 0 | 0
F6_Commercial_Retail_New_Food Preparation_Natural Gas_Fryer_E1 | F6 | Commercial | Retail | New | Food Preparation | Natural Gas | Fryer | E1 | Utility - Value of Sales | 0.59958 | 0.59958 | 0.59958 | 0 | 0 | 0 | 0 | 0 | 0 | 0 | 0 | 0 | 0 | 0 | 0 | 0 | 0 | 0 | 0 | 0 | 0 | 0 | 0 | 0 | 0 | 0 | 0 | 0 | 0 | 0 | 0 | 0 | 0 | 0 | 0 | 0 | 0 | 0 | 0 | 0 | 0 | 0
F6_Commercial_Retail_New_Food Preparation_Natural Gas_Fryer_E2 | F6 | Commercial | Retail | New | Food Preparation | Natural Gas | Fryer | E2 | Utility - Value of Sales | 0.36748 | 0.36748 | 0.36748 | 0.36748 | 0.36748 | 0.36748 | 0.36748 | 0.36748 | 0.36748 | 0.36748 | 0.36748 | 0.36748 | 0.36748 | 0.36748 | 0.36748 | 0.36748 | 0.36748 | 0.36748 | 0.36748 | 0.36748 | 0.36748 | 0.36748 | 0.36748 | 0.36748 | 0.36748 | 0.36748 | 0.36748 | 0.36748 | 0.36748 | 0.36748 | 0.36748 | 0.36748 | 0.36748 | 0 | 0 | 0 | 0 | 0 | 0 | 0 | 0 | 0
F6_Commercial_Retail_New_Food Preparation_Natural Gas_Fryer_E3 | F6 | Commercial | Retail | New | Food Preparation | Natural Gas | Fryer | E3 | Utility - Value of Sales | 0 | 0 | 0 | 0 | 0 | 0 | 0 | 0 | 0 | 0 | 0 | 0 | 0 | 0 | 0 | 0 | 0 | 0 | 0 | 0 | 0 | 0 | 0 | 0 | 0 | 0 | 0 | 0 | 0 | 0 | 0 | 0 | 0 | 0 | 0 | 0 | 0 | 0 | 0 | 0 | 0 | 0
F6_Commercial_Retail_New_Food Preparation_Natural Gas_Fryer_E4 | F6 | Commercial | Retail | New | Food Preparation | Natural Gas | Fryer | E4 | Utility - Value of Sales | 0 | 0 | 0 | 0 | 0 | 0 | 0 | 0 | 0 | 0 | 0 | 0 | 0 | 0 | 0 | 0 | 0 | 0 | 0 | 0 | 0 | 0 | 0 | 0 | 0 | 0 | 0 | 0 | 0 | 0 | 0 | 0 | 0 | 0 | 0 | 0 | 0 | 0 | 0 | 0 | 0 | 0
F6_Commercial_Retail_New_Food Preparation_Natural Gas_Fryer_E5 | F6 | Commercial | Retail | New | Food Preparation | Natural Gas | Fryer | E5 | Utility - Value of Sales | 0 | 0 | 0 | 0 | 0 | 0 | 0 | 0 | 0 | 0 | 0 | 0 | 0 | 0 | 0 | 0 | 0 | 0 | 0 | 0 | 0 | 0 | 0 | 0 | 0 | 0 | 0 | 0 | 0 | 0 | 0 | 0 | 0 | 0 | 0 | 0 | 0 | 0 | 0 | 0 | 0 | 0
F6_Commercial_Retail_New_Food Preparation_Natural Gas_Fryer_E6 | F6 | Commercial | Retail | New | Food Preparation | Natural Gas | Fryer | E6 | Utility - Value of Sales | 0 | 0 | 0 | 0 | 0 | 0 | 0 | 0 | 0 | 0 | 0 | 0 | 0 | 0 | 0 | 0 | 0 | 0 | 0 | 0 | 0 | 0 | 0 | 0 | 0 | 0 | 0 | 0 | 0 | 0 | 0 | 0 | 0 | 0 | 0 | 0 | 0 | 0 | 0 | 0 | 0 | 0
F6_Commercial_Retail_New_Food Preparation_Natural Gas_Fryer_E7 | F6 | Commercial | Retail | New | Food Preparation | Natural Gas | Fryer | E7 | Utility - Value of Sales | 0 | 0 | 0 | 0 | 0 | 0 | 0 | 0 | 0 | 0 | 0 | 0 | 0 | 0 | 0 | 0 | 0 | 0 | 0 | 0 | 0 | 0 | 0 | 0 | 0 | 0 | 0 | 0 | 0 | 0 | 0 | 0 | 0 | 0 | 0 | 0 | 0 | 0 | 0 | 0 | 0 | 0
F6_Commercial_Retail_New_Food Preparation_Natural Gas_Fryer_E8 | F6 | Commercial | Retail | New | Food Preparation | Natural Gas | Fryer | E8 | Utility - Value of Sales | 0 | 0 | 0 | 0 | 0 | 0 | 0 | 0 | 0 | 0 | 0 | 0 | 0 | 0 | 0 | 0 | 0 | 0 | 0 | 0 | 0 | 0 | 0 | 0 | 0 | 0 | 0 | 0 | 0 | 0 | 0 | 0 | 0 | 0 | 0 | 0 | 0 | 0 | 0 | 0 | 0 | 0
F6_Commercial_Retail_New_Food Preparation_Natural Gas_Fryer_E9 | F6 | Commercial | Retail | New | Food Preparation | Natural Gas | Fryer | E9 | Utility - Value of Sales | 0 | 0 | 0 | 0 | 0 | 0 | 0 | 0 | 0 | 0 | 0 | 0 | 0 | 0 | 0 | 0 | 0 | 0 | 0 | 0 | 0 | 0 | 0 | 0 | 0 | 0 | 0 | 0 | 0 | 0 | 0 | 0 | 0 | 0 | 0 | 0 | 0 | 0 | 0 | 0 | 0 | 0
F6_Commercial_Retail_New_Food Preparation_Natural Gas_Fryer_E10 | F6 | Commercial | Retail | New | Food Preparation | Natural Gas | Fryer | E10 | Utility - Value of Sales | 0 | 0 | 0 | 0 | 0 | 0 | 0 | 0 | 0 | 0 | 0 | 0 | 0 | 0 | 0 | 0 | 0 | 0 | 0 | 0 | 0 | 0 | 0 | 0 | 0 | 0 | 0 | 0 | 0 | 0 | 0 | 0 | 0 | 0 | 0 | 0 | 0 | 0 | 0 | 0 | 0 | 0
F1_Commercial_Retail_New_Food Preparation_Natural Gas_Broiler_E1 | F1 | Commercial | Retail | New | Food Preparation | Natural Gas | Broiler | E1 | RVT - Cost of Equipment | 0.92142 | 0.92844 | 0.93629 | 0.94492 | 0.95476 | 0.96614 | 0.97537 | 0.98424 | 0.99323 | 1.0026 | 1.0115 | 1.0197 | 1.0281 | 1.037 | 1.0467 | 1.0562 | 1.0663 | 1.0769 | 1.0881 | 1.0994 | 1.1108 | 1.1215 | 1.1311 | 1.1397 | 1.147 | 1.1534 | 1.1578 | 1.161 | 1.1639 | 1.1663 | 1.1687 | 1.1698 | 1.1698 | 0 | 0 | 0 | 0 | 0 | 0 | 0 | 0 | 0
F1_Commercial_Retail_New_Food Preparation_Natural Gas_Broiler_E2 | F1 | Commercial | Retail | New | Food Preparation | Natural Gas | Broiler | E2 | RVT - Cost of Equipment | 0.59234 | 0.59685 | 0.6019 | 0.60745 | 0.61377 | 0.62109 | 0.62703 | 0.63273 | 0.63851 | 0.64453 | 0.65028 | 0.65555 | 0.66095 | 0.66661 | 0.67287 | 0.67898 | 0.68547 | 0.69232 | 0.69946 | 0.70675 | 0.71409 | 0.72096 | 0.72716 | 0.73264 | 0.73738 | 0.74145 | 0.74428 | 0.74638 | 0.74821 | 0.74976 | 0.7513 | 0.75198 | 0.75198 | 0 | 0 | 0 | 0 | 0 | 0 | 0 | 0 | 0
F1_Commercial_Retail_New_Food Preparation_Natural Gas_Broiler_E3 | F1 | Commercial | Retail | New | Food Preparation | Natural Gas | Broiler | E3 | RVT - Cost of Equipment | 0 | 0 | 0 | 0 | 0 | 0 | 0 | 0 | 0 | 0 | 0 | 0 | 0 | 0 | 0 | 0 | 0 | 0 | 0 | 0 | 0 | 0 | 0 | 0 | 0 | 0 | 0 | 0 | 0 | 0 | 0 | 0 | 0 | 0 | 0 | 0 | 0 | 0 | 0 | 0 | 0 | 0
F1_Commercial_Retail_New_Food Preparation_Natural Gas_Broiler_E4 | F1 | Commercial | Retail | New | Food Preparation | Natural Gas | Broiler | E4 | RVT - Cost of Equipment | 0 | 0 | 0 | 0 | 0 | 0 | 0 | 0 | 0 | 0 | 0 | 0 | 0 | 0 | 0 | 0 | 0 | 0 | 0 | 0 | 0 | 0 | 0 | 0 | 0 | 0 | 0 | 0 | 0 | 0 | 0 | 0 | 0 | 0 | 0 | 0 | 0 | 0 | 0 | 0 | 0 | 0
F1_Commercial_Retail_New_Food Preparation_Natural Gas_Broiler_E5 | F1 | Commercial | Retail | New | Food Preparation | Natural Gas | Broiler | E5 | RVT - Cost of Equipment | 0 | 0 | 0 | 0 | 0 | 0 | 0 | 0 | 0 | 0 | 0 | 0 | 0 | 0 | 0 | 0 | 0 | 0 | 0 | 0 | 0 | 0 | 0 | 0 | 0 | 0 | 0 | 0 | 0 | 0 | 0 | 0 | 0 | 0 | 0 | 0 | 0 | 0 | 0 | 0 | 0 | 0
F1_Commercial_Retail_New_Food Preparation_Natural Gas_Broiler_E6 | F1 | Commercial | Retail | New | Food Preparation | Natural Gas | Broiler | E6 | RVT - Cost of Equipment | 0 | 0 | 0 | 0 | 0 | 0 | 0 | 0 | 0 | 0 | 0 | 0 | 0 | 0 | 0 | 0 | 0 | 0 | 0 | 0 | 0 | 0 | 0 | 0 | 0 | 0 | 0 | 0 | 0 | 0 | 0 | 0 | 0 | 0 | 0 | 0 | 0 | 0 | 0 | 0 | 0 | 0
F1_Commercial_Retail_New_Food Preparation_Natural Gas_Broiler_E7 | F1 | Commercial | Retail | New | Food Preparation | Natural Gas | Broiler | E7 | RVT - Cost of Equipment | 0 | 0 | 0 | 0 | 0 | 0 | 0 | 0 | 0 | 0 | 0 | 0 | 0 | 0 | 0 | 0 | 0 | 0 | 0 | 0 | 0 | 0 | 0 | 0 | 0 | 0 | 0 | 0 | 0 | 0 | 0 | 0 | 0 | 0 | 0 | 0 | 0 | 0 | 0 | 0 | 0 | 0
F1_Commercial_Retail_New_Food Preparation_Natural Gas_Broiler_E8 | F1 | Commercial | Retail | New | Food Preparation | Natural Gas | Broiler | E8 | RVT - Cost of Equipment | 0 | 0 | 0 | 0 | 0 | 0 | 0 | 0 | 0 | 0 | 0 | 0 | 0 | 0 | 0 | 0 | 0 | 0 | 0 | 0 | 0 | 0 | 0 | 0 | 0 | 0 | 0 | 0 | 0 | 0 | 0 | 0 | 0 | 0 | 0 | 0 | 0 | 0 | 0 | 0 | 0 | 0
F1_Commercial_Retail_New_Food Preparation_Natural Gas_Broiler_E9 | F1 | Commercial | Retail | New | Food Preparation | Natural Gas | Broiler | E9 | RVT - Cost of Equipment | 0 | 0 | 0 | 0 | 0 | 0 | 0 | 0 | 0 | 0 | 0 | 0 | 0 | 0 | 0 | 0 | 0 | 0 | 0 | 0 | 0 | 0 | 0 | 0 | 0 | 0 | 0 | 0 | 0 | 0 | 0 | 0 | 0 | 0 | 0 | 0 | 0 | 0 | 0 | 0 | 0 | 0
F1_Commercial_Retail_New_Food Preparation_Natural Gas_Broiler_E10 | F1 | Commercial | Retail | New | Food Preparation | Natural Gas | Broiler | E10 | RVT - Cost of Equipment | 0 | 0 | 0 | 0 | 0 | 0 | 0 | 0 | 0 | 0 | 0 | 0 | 0 | 0 | 0 | 0 | 0 | 0 | 0 | 0 | 0 | 0 | 0 | 0 | 0 | 0 | 0 | 0 | 0 | 0 | 0 | 0 | 0 | 0 | 0 | 0 | 0 | 0 | 0 | 0 | 0 | 0
F2_Commercial_Retail_New_Food Preparation_Natural Gas_Broiler_E1 | F2 | Commercial | Retail | New | Food Preparation | Natural Gas | Broiler | E1 | RVT - Cost of Operation | 1.1039 | 1.1123 | 1.1217 | 1.1321 | 1.1439 | 1.1575 | 1.1686 | 1.1792 | 1.19 | 1.2012 | 1.2119 | 1.2217 | 1.2318 | 1.2423 | 1.254 | 1.2654 | 1.2775 | 1.2902 | 1.3036 | 1.3171 | 1.3308 | 1.3436 | 1.3552 | 1.3654 | 1.3742 | 1.3818 | 1.3871 | 1.391 | 1.3944 | 1.3973 | 1.4002 | 1.4014 | 1.4014 | 0 | 0 | 0 | 0 | 0 | 0 | 0 | 0 | 0
F2_Commercial_Retail_New_Food Preparation_Natural Gas_Broiler_E2 | F2 | Commercial | Retail | New | Food Preparation | Natural Gas | Broiler | E2 | RVT - Cost of Operation | 0.70966 | 0.71507 | 0.72111 | 0.72776 | 0.73534 | 0.74411 | 0.75122 | 0.75805 | 0.76497 | 0.77219 | 0.77907 | 0.7854 | 0.79186 | 0.79865 | 0.80614 | 0.81347 | 0.82124 | 0.82944 | 0.838 | 0.84674 | 0.85552 | 0.86375 | 0.87118 | 0.87775 | 0.88343 | 0.88831 | 0.89169 | 0.89422 | 0.8964 | 0.89826 | 0.90011 | 0.90093 | 0.90093 | 0 | 0 | 0 | 0 | 0 | 0 | 0 | 0 | 0
F2_Commercial_Retail_New_Food Preparation_Natural Gas_Broiler_E3 | F2 | Commercial | Retail | New | Food Preparation | Natural Gas | Broiler | E3 | RVT - Cost of Operation | 0 | 0 | 0 | 0 | 0 | 0 | 0 | 0 | 0 | 0 | 0 | 0 | 0 | 0 | 0 | 0 | 0 | 0 | 0 | 0 | 0 | 0 | 0 | 0 | 0 | 0 | 0 | 0 | 0 | 0 | 0 | 0 | 0 | 0 | 0 | 0 | 0 | 0 | 0 | 0 | 0 | 0
F2_Commercial_Retail_New_Food Preparation_Natural Gas_Broiler_E4 | F2 | Commercial | Retail | New | Food Preparation | Natural Gas | Broiler | E4 | RVT - Cost of Operation | 0 | 0 | 0 | 0 | 0 | 0 | 0 | 0 | 0 | 0 | 0 | 0 | 0 | 0 | 0 | 0 | 0 | 0 | 0 | 0 | 0 | 0 | 0 | 0 | 0 | 0 | 0 | 0 | 0 | 0 | 0 | 0 | 0 | 0 | 0 | 0 | 0 | 0 | 0 | 0 | 0 | 0
F2_Commercial_Retail_New_Food Preparation_Natural Gas_Broiler_E5 | F2 | Commercial | Retail | New | Food Preparation | Natural Gas | Broiler | E5 | RVT - Cost of Operation | 0 | 0 | 0 | 0 | 0 | 0 | 0 | 0 | 0 | 0 | 0 | 0 | 0 | 0 | 0 | 0 | 0 | 0 | 0 | 0 | 0 | 0 | 0 | 0 | 0 | 0 | 0 | 0 | 0 | 0 | 0 | 0 | 0 | 0 | 0 | 0 | 0 | 0 | 0 | 0 | 0 | 0
F2_Commercial_Retail_New_Food Preparation_Natural Gas_Broiler_E6 | F2 | Commercial | Retail | New | Food Preparation | Natural Gas | Broiler | E6 | RVT - Cost of Operation | 0 | 0 | 0 | 0 | 0 | 0 | 0 | 0 | 0 | 0 | 0 | 0 | 0 | 0 | 0 | 0 | 0 | 0 | 0 | 0 | 0 | 0 | 0 | 0 | 0 | 0 | 0 | 0 | 0 | 0 | 0 | 0 | 0 | 0 | 0 | 0 | 0 | 0 | 0 | 0 | 0 | 0
F2_Commercial_Retail_New_Food Preparation_Natural Gas_Broiler_E7 | F2 | Commercial | Retail | New | Food Preparation | Natural Gas | Broiler | E7 | RVT - Cost of Operation | 0 | 0 | 0 | 0 | 0 | 0 | 0 | 0 | 0 | 0 | 0 | 0 | 0 | 0 | 0 | 0 | 0 | 0 | 0 | 0 | 0 | 0 | 0 | 0 | 0 | 0 | 0 | 0 | 0 | 0 | 0 | 0 | 0 | 0 | 0 | 0 | 0 | 0 | 0 | 0 | 0 | 0
F2_Commercial_Retail_New_Food Preparation_Natural Gas_Broiler_E8 | F2 | Commercial | Retail | New | Food Preparation | Natural Gas | Broiler | E8 | RVT - Cost of Operation | 0 | 0 | 0 | 0 | 0 | 0 | 0 | 0 | 0 | 0 | 0 | 0 | 0 | 0 | 0 | 0 | 0 | 0 | 0 | 0 | 0 | 0 | 0 | 0 | 0 | 0 | 0 | 0 | 0 | 0 | 0 | 0 | 0 | 0 | 0 | 0 | 0 | 0 | 0 | 0 | 0 | 0
F2_Commercial_Retail_New_Food Preparation_Natural Gas_Broiler_E9 | F2 | Commercial | Retail | New | Food Preparation | Natural Gas | Broiler | E9 | RVT - Cost of Operation | 0 | 0 | 0 | 0 | 0 | 0 | 0 | 0 | 0 | 0 | 0 | 0 | 0 | 0 | 0 | 0 | 0 | 0 | 0 | 0 | 0 | 0 | 0 | 0 | 0 | 0 | 0 | 0 | 0 | 0 | 0 | 0 | 0 | 0 | 0 | 0 | 0 | 0 | 0 | 0 | 0 | 0
F2_Commercial_Retail_New_Food Preparation_Natural Gas_Broiler_E10 | F2 | Commercial | Retail | New | Food Preparation | Natural Gas | Broiler | E10 | RVT - Cost of Operation | 0 | 0 | 0 | 0 | 0 | 0 | 0 | 0 | 0 | 0 | 0 | 0 | 0 | 0 | 0 | 0 | 0 | 0 | 0 | 0 | 0 | 0 | 0 | 0 | 0 | 0 | 0 | 0 | 0 | 0 | 0 | 0 | 0 | 0 | 0 | 0 | 0 | 0 | 0 | 0 | 0 | 0
F3_Commercial_Retail_New_Food Preparation_Natural Gas_Broiler_E1 | F3 | Commercial | Retail | New | Food Preparation | Natural Gas | Broiler | E1 | System - kBTUs of Consumption | 0.30625 | 0.30625 | 0.30625 | 0.30625 | 0.30625 | 0.30625 | 0.30625 | 0.30625 | 0.30625 | 0.30625 | 0.30625 | 0.30625 | 0.30625 | 0.30625 | 0.30625 | 0.30625 | 0.30625 | 0.30625 | 0.30625 | 0.30625 | 0.30625 | 0.30625 | 0.30625 | 0.30625 | 0.30625 | 0.30625 | 0.30625 | 0.30625 | 0.30625 | 0.30625 | 0.30625 | 0.30625 | 0.30625 | 0 | 0 | 0 | 0 | 0 | 0 | 0 | 0 | 0
F3_Commercial_Retail_New_Food Preparation_Natural Gas_Broiler_E2 | F3 | Commercial | Retail | New | Food Preparation | Natural Gas | Broiler | E2 | System - kBTUs of Consumption | 0.42875 | 0.42875 | 0.42875 | 0.42875 | 0.42875 | 0.42875 | 0.42875 | 0.42875 | 0.42875 | 0.42875 | 0.42875 | 0.42875 | 0.42875 | 0.42875 | 0.42875 | 0.42875 | 0.42875 | 0.42875 | 0.42875 | 0.42875 | 0.42875 | 0.42875 | 0.42875 | 0.42875 | 0.42875 | 0.42875 | 0.42875 | 0.42875 | 0.42875 | 0.42875 | 0.42875 | 0.42875 | 0.42875 | 0 | 0 | 0 | 0 | 0 | 0 | 0 | 0 | 0
F3_Commercial_Retail_New_Food Preparation_Natural Gas_Broiler_E3 | F3 | Commercial | Retail | New | Food Preparation | Natural Gas | Broiler | E3 | System - kBTUs of Consumption | 0 | 0 | 0 | 0 | 0 | 0 | 0 | 0 | 0 | 0 | 0 | 0 | 0 | 0 | 0 | 0 | 0 | 0 | 0 | 0 | 0 | 0 | 0 | 0 | 0 | 0 | 0 | 0 | 0 | 0 | 0 | 0 | 0 | 0 | 0 | 0 | 0 | 0 | 0 | 0 | 0 | 0
F3_Commercial_Retail_New_Food Preparation_Natural Gas_Broiler_E4 | F3 | Commercial | Retail | New | Food Preparation | Natural Gas | Broiler | E4 | System - kBTUs of Consumption | 0 | 0 | 0 | 0 | 0 | 0 | 0 | 0 | 0 | 0 | 0 | 0 | 0 | 0 | 0 | 0 | 0 | 0 | 0 | 0 | 0 | 0 | 0 | 0 | 0 | 0 | 0 | 0 | 0 | 0 | 0 | 0 | 0 | 0 | 0 | 0 | 0 | 0 | 0 | 0 | 0 | 0
F3_Commercial_Retail_New_Food Preparation_Natural Gas_Broiler_E5 | F3 | Commercial | Retail | New | Food Preparation | Natural Gas | Broiler | E5 | System - kBTUs of Consumption | 0 | 0 | 0 | 0 | 0 | 0 | 0 | 0 | 0 | 0 | 0 | 0 | 0 | 0 | 0 | 0 | 0 | 0 | 0 | 0 | 0 | 0 | 0 | 0 | 0 | 0 | 0 | 0 | 0 | 0 | 0 | 0 | 0 | 0 | 0 | 0 | 0 | 0 | 0 | 0 | 0 | 0
F3_Commercial_Retail_New_Food Preparation_Natural Gas_Broiler_E6 | F3 | Commercial | Retail | New | Food Preparation | Natural Gas | Broiler | E6 | System - kBTUs of Consumption | 0 | 0 | 0 | 0 | 0 | 0 | 0 | 0 | 0 | 0 | 0 | 0 | 0 | 0 | 0 | 0 | 0 | 0 | 0 | 0 | 0 | 0 | 0 | 0 | 0 | 0 | 0 | 0 | 0 | 0 | 0 | 0 | 0 | 0 | 0 | 0 | 0 | 0 | 0 | 0 | 0 | 0
F3_Commercial_Retail_New_Food Preparation_Natural Gas_Broiler_E7 | F3 | Commercial | Retail | New | Food Preparation | Natural Gas | Broiler | E7 | System - kBTUs of Consumption | 0 | 0 | 0 | 0 | 0 | 0 | 0 | 0 | 0 | 0 | 0 | 0 | 0 | 0 | 0 | 0 | 0 | 0 | 0 | 0 | 0 | 0 | 0 | 0 | 0 | 0 | 0 | 0 | 0 | 0 | 0 | 0 | 0 | 0 | 0 | 0 | 0 | 0 | 0 | 0 | 0 | 0
F3_Commercial_Retail_New_Food Preparation_Natural Gas_Broiler_E8 | F3 | Commercial | Retail | New | Food Preparation | Natural Gas | Broiler | E8 | System - kBTUs of Consumption | 0 | 0 | 0 | 0 | 0 | 0 | 0 | 0 | 0 | 0 | 0 | 0 | 0 | 0 | 0 | 0 | 0 | 0 | 0 | 0 | 0 | 0 | 0 | 0 | 0 | 0 | 0 | 0 | 0 | 0 | 0 | 0 | 0 | 0 | 0 | 0 | 0 | 0 | 0 | 0 | 0 | 0
F3_Commercial_Retail_New_Food Preparation_Natural Gas_Broiler_E9 | F3 | Commercial | Retail | New | Food Preparation | Natural Gas | Broiler | E9 | System - kBTUs of Consumption | 0 | 0 | 0 | 0 | 0 | 0 | 0 | 0 | 0 | 0 | 0 | 0 | 0 | 0 | 0 | 0 | 0 | 0 | 0 | 0 | 0 | 0 | 0 | 0 | 0 | 0 | 0 | 0 | 0 | 0 | 0 | 0 | 0 | 0 | 0 | 0 | 0 | 0 | 0 | 0 | 0 | 0
F3_Commercial_Retail_New_Food Preparation_Natural Gas_Broiler_E10 | F3 | Commercial | Retail | New | Food Preparation | Natural Gas | Broiler | E10 | System - kBTUs of Consumption | 0 | 0 | 0 | 0 | 0 | 0 | 0 | 0 | 0 | 0 | 0 | 0 | 0 | 0 | 0 | 0 | 0 | 0 | 0 | 0 | 0 | 0 | 0 | 0 | 0 | 0 | 0 | 0 | 0 | 0 | 0 | 0 | 0 | 0 | 0 | 0 | 0 | 0 | 0 | 0 | 0 | 0
F4_Commercial_Retail_New_Food Preparation_Natural Gas_Broiler_E1 | F4 | Commercial | Retail | New | Food Preparation | Natural Gas | Broiler | E1 | Utility - Cost of Equipment | 1.1039 | 1.1123 | 1.1217 | 1.1321 | 1.1439 | 1.1575 | 1.1686 | 1.1792 | 1.19 | 1.2012 | 1.2119 | 1.2217 | 1.2318 | 1.2423 | 1.254 | 1.2654 | 1.2775 | 1.2902 | 1.3036 | 1.3171 | 1.3308 | 1.3436 | 1.3552 | 1.3654 | 1.3742 | 1.3818 | 1.3871 | 1.391 | 1.3944 | 1.3973 | 1.4002 | 1.4014 | 1.4014 | 0 | 0 | 0 | 0 | 0 | 0 | 0 | 0 | 0
F4_Commercial_Retail_New_Food Preparation_Natural Gas_Broiler_E2 | F4 | Commercial | Retail | New | Food Preparation | Natural Gas | Broiler | E2 | Utility - Cost of Equipment | 0.70966 | 0.71507 | 0.72111 | 0.72776 | 0.73534 | 0.74411 | 0.75122 | 0.75805 | 0.76497 | 0.77219 | 0.77907 | 0.7854 | 0.79186 | 0.79865 | 0.80614 | 0.81347 | 0.82124 | 0.82944 | 0.838 | 0.84674 | 0.85552 | 0.86375 | 0.87118 | 0.87775 | 0.88343 | 0.88831 | 0.89169 | 0.89422 | 0.8964 | 0.89826 | 0.90011 | 0.90093 | 0.90093 | 0 | 0 | 0 | 0 | 0 | 0 | 0 | 0 | 0
F4_Commercial_Retail_New_Food Preparation_Natural Gas_Broiler_E3 | F4 | Commercial | Retail | New | Food Preparation | Natural Gas | Broiler | E3 | Utility - Cost of Equipment | 0 | 0 | 0 | 0 | 0 | 0 | 0 | 0 | 0 | 0 | 0 | 0 | 0 | 0 | 0 | 0 | 0 | 0 | 0 | 0 | 0 | 0 | 0 | 0 | 0 | 0 | 0 | 0 | 0 | 0 | 0 | 0 | 0 | 0 | 0 | 0 | 0 | 0 | 0 | 0 | 0 | 0
F4_Commercial_Retail_New_Food Preparation_Natural Gas_Broiler_E4 | F4 | Commercial | Retail | New | Food Preparation | Natural Gas | Broiler | E4 | Utility - Cost of Equipment | 0 | 0 | 0 | 0 | 0 | 0 | 0 | 0 | 0 | 0 | 0 | 0 | 0 | 0 | 0 | 0 | 0 | 0 | 0 | 0 | 0 | 0 | 0 | 0 | 0 | 0 | 0 | 0 | 0 | 0 | 0 | 0 | 0 | 0 | 0 | 0 | 0 | 0 | 0 | 0 | 0 | 0
F4_Commercial_Retail_New_Food Preparation_Natural Gas_Broiler_E5 | F4 | Commercial | Retail | New | Food Preparation | Natural Gas | Broiler | E5 | Utility - Cost of Equipment | 0 | 0 | 0 | 0 | 0 | 0 | 0 | 0 | 0 | 0 | 0 | 0 | 0 | 0 | 0 | 0 | 0 | 0 | 0 | 0 | 0 | 0 | 0 | 0 | 0 | 0 | 0 | 0 | 0 | 0 | 0 | 0 | 0 | 0 | 0 | 0 | 0 | 0 | 0 | 0 | 0 | 0
F4_Commercial_Retail_New_Food Preparation_Natural Gas_Broiler_E6 | F4 | Commercial | Retail | New | Food Preparation | Natural Gas | Broiler | E6 | Utility - Cost of Equipment | 0 | 0 | 0 | 0 | 0 | 0 | 0 | 0 | 0 | 0 | 0 | 0 | 0 | 0 | 0 | 0 | 0 | 0 | 0 | 0 | 0 | 0 | 0 | 0 | 0 | 0 | 0 | 0 | 0 | 0 | 0 | 0 | 0 | 0 | 0 | 0 | 0 | 0 | 0 | 0 | 0 | 0
F4_Commercial_Retail_New_Food Preparation_Natural Gas_Broiler_E7 | F4 | Commercial | Retail | New | Food Preparation | Natural Gas | Broiler | E7 | Utility - Cost of Equipment | 0 | 0 | 0 | 0 | 0 | 0 | 0 | 0 | 0 | 0 | 0 | 0 | 0 | 0 | 0 | 0 | 0 | 0 | 0 | 0 | 0 | 0 | 0 | 0 | 0 | 0 | 0 | 0 | 0 | 0 | 0 | 0 | 0 | 0 | 0 | 0 | 0 | 0 | 0 | 0 | 0 | 0
F4_Commercial_Retail_New_Food Preparation_Natural Gas_Broiler_E8 | F4 | Commercial | Retail | New | Food Preparation | Natural Gas | Broiler | E8 | Utility - Cost of Equipment | 0 | 0 | 0 | 0 | 0 | 0 | 0 | 0 | 0 | 0 | 0 | 0 | 0 | 0 | 0 | 0 | 0 | 0 | 0 | 0 | 0 | 0 | 0 | 0 | 0 | 0 | 0 | 0 | 0 | 0 | 0 | 0 | 0 | 0 | 0 | 0 | 0 | 0 | 0 | 0 | 0 | 0
F4_Commercial_Retail_New_Food Preparation_Natural Gas_Broiler_E9 | F4 | Commercial | Retail | New | Food Preparation | Natural Gas | Broiler | E9 | Utility - Cost of Equipment | 0 | 0 | 0 | 0 | 0 | 0 | 0 | 0 | 0 | 0 | 0 | 0 | 0 | 0 | 0 | 0 | 0 | 0 | 0 | 0 | 0 | 0 | 0 | 0 | 0 | 0 | 0 | 0 | 0 | 0 | 0 | 0 | 0 | 0 | 0 | 0 | 0 | 0 | 0 | 0 | 0 | 0
F4_Commercial_Retail_New_Food Preparation_Natural Gas_Broiler_E10 | F4 | Commercial | Retail | New | Food Preparation | Natural Gas | Broiler | E10 | Utility - Cost of Equipment | 0 | 0 | 0 | 0 | 0 | 0 | 0 | 0 | 0 | 0 | 0 | 0 | 0 | 0 | 0 | 0 | 0 | 0 | 0 | 0 | 0 | 0 | 0 | 0 | 0 | 0 | 0 | 0 | 0 | 0 | 0 | 0 | 0 | 0 | 0 | 0 | 0 | 0 | 0 | 0 | 0 | 0
F5_Commercial_Retail_New_Food Preparation_Natural Gas_Broiler_E1 | F5 | Commercial | Retail | New | Food Preparation | Natural Gas | Broiler | E1 | Utility - Cost of Operation | 0.30625 | 0.30625 | 0.30625 | 0.30625 | 0.30625 | 0.30625 | 0.30625 | 0.30625 | 0.30625 | 0.30625 | 0.30625 | 0.30625 | 0.30625 | 0.30625 | 0.30625 | 0.30625 | 0.30625 | 0.30625 | 0.30625 | 0.30625 | 0.30625 | 0.30625 | 0.30625 | 0.30625 | 0.30625 | 0.30625 | 0.30625 | 0.30625 | 0.30625 | 0.30625 | 0.30625 | 0.30625 | 0.30625 | 0 | 0 | 0 | 0 | 0 | 0 | 0 | 0 | 0
F5_Commercial_Retail_New_Food Preparation_Natural Gas_Broiler_E2 | F5 | Commercial | Retail | New | Food Preparation | Natural Gas | Broiler | E2 | Utility - Cost of Operation | 0.42875 | 0.42875 | 0.42875 | 0.42875 | 0.42875 | 0.42875 | 0.42875 | 0.42875 | 0.42875 | 0.42875 | 0.42875 | 0.42875 | 0.42875 | 0.42875 | 0.42875 | 0.42875 | 0.42875 | 0.42875 | 0.42875 | 0.42875 | 0.42875 | 0.42875 | 0.42875 | 0.42875 | 0.42875 | 0.42875 | 0.42875 | 0.42875 | 0.42875 | 0.42875 | 0.42875 | 0.42875 | 0.42875 | 0 | 0 | 0 | 0 | 0 | 0 | 0 | 0 | 0
F5_Commercial_Retail_New_Food Preparation_Natural Gas_Broiler_E3 | F5 | Commercial | Retail | New | Food Preparation | Natural Gas | Broiler | E3 | Utility - Cost of Operation | 0 | 0 | 0 | 0 | 0 | 0 | 0 | 0 | 0 | 0 | 0 | 0 | 0 | 0 | 0 | 0 | 0 | 0 | 0 | 0 | 0 | 0 | 0 | 0 | 0 | 0 | 0 | 0 | 0 | 0 | 0 | 0 | 0 | 0 | 0 | 0 | 0 | 0 | 0 | 0 | 0 | 0
F5_Commercial_Retail_New_Food Preparation_Natural Gas_Broiler_E4 | F5 | Commercial | Retail | New | Food Preparation | Natural Gas | Broiler | E4 | Utility - Cost of Operation | 0 | 0 | 0 | 0 | 0 | 0 | 0 | 0 | 0 | 0 | 0 | 0 | 0 | 0 | 0 | 0 | 0 | 0 | 0 | 0 | 0 | 0 | 0 | 0 | 0 | 0 | 0 | 0 | 0 | 0 | 0 | 0 | 0 | 0 | 0 | 0 | 0 | 0 | 0 | 0 | 0 | 0
F5_Commercial_Retail_New_Food Preparation_Natural Gas_Broiler_E5 | F5 | Commercial | Retail | New | Food Preparation | Natural Gas | Broiler | E5 | Utility - Cost of Operation | 0 | 0 | 0 | 0 | 0 | 0 | 0 | 0 | 0 | 0 | 0 | 0 | 0 | 0 | 0 | 0 | 0 | 0 | 0 | 0 | 0 | 0 | 0 | 0 | 0 | 0 | 0 | 0 | 0 | 0 | 0 | 0 | 0 | 0 | 0 | 0 | 0 | 0 | 0 | 0 | 0 | 0
F5_Commercial_Retail_New_Food Preparation_Natural Gas_Broiler_E6 | F5 | Commercial | Retail | New | Food Preparation | Natural Gas | Broiler | E6 | Utility - Cost of Operation | 0 | 0 | 0 | 0 | 0 | 0 | 0 | 0 | 0 | 0 | 0 | 0 | 0 | 0 | 0 | 0 | 0 | 0 | 0 | 0 | 0 | 0 | 0 | 0 | 0 | 0 | 0 | 0 | 0 | 0 | 0 | 0 | 0 | 0 | 0 | 0 | 0 | 0 | 0 | 0 | 0 | 0
F5_Commercial_Retail_New_Food Preparation_Natural Gas_Broiler_E7 | F5 | Commercial | Retail | New | Food Preparation | Natural Gas | Broiler | E7 | Utility - Cost of Operation | 0 | 0 | 0 | 0 | 0 | 0 | 0 | 0 | 0 | 0 | 0 | 0 | 0 | 0 | 0 | 0 | 0 | 0 | 0 | 0 | 0 | 0 | 0 | 0 | 0 | 0 | 0 | 0 | 0 | 0 | 0 | 0 | 0 | 0 | 0 | 0 | 0 | 0 | 0 | 0 | 0 | 0
F5_Commercial_Retail_New_Food Preparation_Natural Gas_Broiler_E8 | F5 | Commercial | Retail | New | Food Preparation | Natural Gas | Broiler | E8 | Utility - Cost of Operation | 0 | 0 | 0 | 0 | 0 | 0 | 0 | 0 | 0 | 0 | 0 | 0 | 0 | 0 | 0 | 0 | 0 | 0 | 0 | 0 | 0 | 0 | 0 | 0 | 0 | 0 | 0 | 0 | 0 | 0 | 0 | 0 | 0 | 0 | 0 | 0 | 0 | 0 | 0 | 0 | 0 | 0
F5_Commercial_Retail_New_Food Preparation_Natural Gas_Broiler_E9 | F5 | Commercial | Retail | New | Food Preparation | Natural Gas | Broiler | E9 | Utility - Cost of Operation | 0 | 0 | 0 | 0 | 0 | 0 | 0 | 0 | 0 | 0 | 0 | 0 | 0 | 0 | 0 | 0 | 0 | 0 | 0 | 0 | 0 | 0 | 0 | 0 | 0 | 0 | 0 | 0 | 0 | 0 | 0 | 0 | 0 | 0 | 0 | 0 | 0 | 0 | 0 | 0 | 0 | 0
F5_Commercial_Retail_New_Food Preparation_Natural Gas_Broiler_E10 | F5 | Commercial | Retail | New | Food Preparation | Natural Gas | Broiler | E10 | Utility - Cost of Operation | 0 | 0 | 0 | 0 | 0 | 0 | 0 | 0 | 0 | 0 | 0 | 0 | 0 | 0 | 0 | 0 | 0 | 0 | 0 | 0 | 0 | 0 | 0 | 0 | 0 | 0 | 0 | 0 | 0 | 0 | 0 | 0 | 0 | 0 | 0 | 0 | 0 | 0 | 0 | 0 | 0 | 0
F6_Commercial_Retail_New_Food Preparation_Natural Gas_Broiler_E1 | F6 | Commercial | Retail | New | Food Preparation | Natural Gas | Broiler | E1 | Utility - Value of Sales | 0.6538 | 0.6538 | 0.6538 | 0.6538 | 0.6538 | 0.6538 | 0.6538 | 0.6538 | 0.6538 | 0.6538 | 0.6538 | 0.6538 | 0.6538 | 0.6538 | 0.6538 | 0.6538 | 0.6538 | 0.6538 | 0.6538 | 0.6538 | 0.6538 | 0.6538 | 0.6538 | 0.6538 | 0.6538 | 0.6538 | 0.6538 | 0.6538 | 0.6538 | 0.6538 | 0.6538 | 0.6538 | 0.6538 | 0 | 0 | 0 | 0 | 0 | 0 | 0 | 0 | 0
F6_Commercial_Retail_New_Food Preparation_Natural Gas_Broiler_E2 | F6 | Commercial | Retail | New | Food Preparation | Natural Gas | Broiler | E2 | Utility - Value of Sales | 0.4203 | 0.4203 | 0.4203 | 0.4203 | 0.4203 | 0.4203 | 0.4203 | 0.4203 | 0.4203 | 0.4203 | 0.4203 | 0.4203 | 0.4203 | 0.4203 | 0.4203 | 0.4203 | 0.4203 | 0.4203 | 0.4203 | 0.4203 | 0.4203 | 0.4203 | 0.4203 | 0.4203 | 0.4203 | 0.4203 | 0.4203 | 0.4203 | 0.4203 | 0.4203 | 0.4203 | 0.4203 | 0.4203 | 0 | 0 | 0 | 0 | 0 | 0 | 0 | 0 | 0
F6_Commercial_Retail_New_Food Preparation_Natural Gas_Broiler_E3 | F6 | Commercial | Retail | New | Food Preparation | Natural Gas | Broiler | E3 | Utility - Value of Sales | 0 | 0 | 0 | 0 | 0 | 0 | 0 | 0 | 0 | 0 | 0 | 0 | 0 | 0 | 0 | 0 | 0 | 0 | 0 | 0 | 0 | 0 | 0 | 0 | 0 | 0 | 0 | 0 | 0 | 0 | 0 | 0 | 0 | 0 | 0 | 0 | 0 | 0 | 0 | 0 | 0 | 0
F6_Commercial_Retail_New_Food Preparation_Natural Gas_Broiler_E4 | F6 | Commercial | Retail | New | Food Preparation | Natural Gas | Broiler | E4 | Utility - Value of Sales | 0 | 0 | 0 | 0 | 0 | 0 | 0 | 0 | 0 | 0 | 0 | 0 | 0 | 0 | 0 | 0 | 0 | 0 | 0 | 0 | 0 | 0 | 0 | 0 | 0 | 0 | 0 | 0 | 0 | 0 | 0 | 0 | 0 | 0 | 0 | 0 | 0 | 0 | 0 | 0 | 0 | 0
F6_Commercial_Retail_New_Food Preparation_Natural Gas_Broiler_E5 | F6 | Commercial | Retail | New | Food Preparation | Natural Gas | Broiler | E5 | Utility - Value of Sales | 0 | 0 | 0 | 0 | 0 | 0 | 0 | 0 | 0 | 0 | 0 | 0 | 0 | 0 | 0 | 0 | 0 | 0 | 0 | 0 | 0 | 0 | 0 | 0 | 0 | 0 | 0 | 0 | 0 | 0 | 0 | 0 | 0 | 0 | 0 | 0 | 0 | 0 | 0 | 0 | 0 | 0
F6_Commercial_Retail_New_Food Preparation_Natural Gas_Broiler_E6 | F6 | Commercial | Retail | New | Food Preparation | Natural Gas | Broiler | E6 | Utility - Value of Sales | 0 | 0 | 0 | 0 | 0 | 0 | 0 | 0 | 0 | 0 | 0 | 0 | 0 | 0 | 0 | 0 | 0 | 0 | 0 | 0 | 0 | 0 | 0 | 0 | 0 | 0 | 0 | 0 | 0 | 0 | 0 | 0 | 0 | 0 | 0 | 0 | 0 | 0 | 0 | 0 | 0 | 0
F6_Commercial_Retail_New_Food Preparation_Natural Gas_Broiler_E7 | F6 | Commercial | Retail | New | Food Preparation | Natural Gas | Broiler | E7 | Utility - Value of Sales | 0 | 0 | 0 | 0 | 0 | 0 | 0 | 0 | 0 | 0 | 0 | 0 | 0 | 0 | 0 | 0 | 0 | 0 | 0 | 0 | 0 | 0 | 0 | 0 | 0 | 0 | 0 | 0 | 0 | 0 | 0 | 0 | 0 | 0 | 0 | 0 | 0 | 0 | 0 | 0 | 0 | 0
F6_Commercial_Retail_New_Food Preparation_Natural Gas_Broiler_E8 | F6 | Commercial | Retail | New | Food Preparation | Natural Gas | Broiler | E8 | Utility - Value of Sales | 0 | 0 | 0 | 0 | 0 | 0 | 0 | 0 | 0 | 0 | 0 | 0 | 0 | 0 | 0 | 0 | 0 | 0 | 0 | 0 | 0 | 0 | 0 | 0 | 0 | 0 | 0 | 0 | 0 | 0 | 0 | 0 | 0 | 0 | 0 | 0 | 0 | 0 | 0 | 0 | 0 | 0
F6_Commercial_Retail_New_Food Preparation_Natural Gas_Broiler_E9 | F6 | Commercial | Retail | New | Food Preparation | Natural Gas | Broiler | E9 | Utility - Value of Sales | 0 | 0 | 0 | 0 | 0 | 0 | 0 | 0 | 0 | 0 | 0 | 0 | 0 | 0 | 0 | 0 | 0 | 0 | 0 | 0 | 0 | 0 | 0 | 0 | 0 | 0 | 0 | 0 | 0 | 0 | 0 | 0 | 0 | 0 | 0 | 0 | 0 | 0 | 0 | 0 | 0 | 0
F6_Commercial_Retail_New_Food Preparation_Natural Gas_Broiler_E10 | F6 | Commercial | Retail | New | Food Preparation | Natural Gas | Broiler | E10 | Utility - Value of Sales | 0 | 0 | 0 | 0 | 0 | 0 | 0 | 0 | 0 | 0 | 0 | 0 | 0 | 0 | 0 | 0 | 0 | 0 | 0 | 0 | 0 | 0 | 0 | 0 | 0 | 0 | 0 | 0 | 0 | 0 | 0 | 0 | 0 | 0 | 0 | 0 | 0 | 0 | 0 | 0 | 0 | 0
F1_Commercial_Retail_New_Food Preparation_Natural Gas_Griddle_E1 | F1 | Commercial | Retail | New | Food Preparation | Natural Gas | Griddle | E1 | RVT - Cost of Equipment | 0.5686 | 0.57293 | 0.57778 | 0.5831 | 0.58918 | 0.5962 | 0.6019 | 0.60737 | 0.61292 | 0.6187 | 0.62422 | 0.62928 | 0.63446 | 0.6399 | 0.6459 | 0.65177 | 0.658 | 0.66458 | 0.67143 | 0.67843 | 0.68547 | 0.69206 | 0.69802 | 0.70328 | 0.70783 | 0.71174 | 0.71445 | 0.71647 | 0.71822 | 0.71972 | 0.72119 | 0.72185 | 0.72185 | 0 | 0 | 0 | 0 | 0 | 0 | 0 | 0 | 0
F1_Commercial_Retail_New_Food Preparation_Natural Gas_Griddle_E2 | F1 | Commercial | Retail | New | Food Preparation | Natural Gas | Griddle | E2 | RVT - Cost of Equipment | 0.52113 | 0.5251 | 0.52954 | 0.53442 | 0.53999 | 0.54643 | 0.55165 | 0.55666 | 0.56175 | 0.56705 | 0.57211 | 0.57675 | 0.58149 | 0.58648 | 0.59198 | 0.59736 | 0.60307 | 0.6091 | 0.61538 | 0.62179 | 0.62824 | 0.63429 | 0.63975 | 0.64457 | 0.64874 | 0.65232 | 0.65481 | 0.65666 | 0.65826 | 0.65963 | 0.66099 | 0.66159 | 0.66159 | 0 | 0 | 0 | 0 | 0 | 0 | 0 | 0 | 0
F1_Commercial_Retail_New_Food Preparation_Natural Gas_Griddle_E3 | F1 | Commercial | Retail | New | Food Preparation | Natural Gas | Griddle | E3 | RVT - Cost of Equipment | 0 | 0 | 0 | 0 | 0 | 0 | 0 | 0 | 0 | 0 | 0 | 0 | 0 | 0 | 0 | 0 | 0 | 0 | 0 | 0 | 0 | 0 | 0 | 0 | 0 | 0 | 0 | 0 | 0 | 0 | 0 | 0 | 0 | 0 | 0 | 0 | 0 | 0 | 0 | 0 | 0 | 0
F1_Commercial_Retail_New_Food Preparation_Natural Gas_Griddle_E4 | F1 | Commercial | Retail | New | Food Preparation | Natural Gas | Griddle | E4 | RVT - Cost of Equipment | 0 | 0 | 0 | 0 | 0 | 0 | 0 | 0 | 0 | 0 | 0 | 0 | 0 | 0 | 0 | 0 | 0 | 0 | 0 | 0 | 0 | 0 | 0 | 0 | 0 | 0 | 0 | 0 | 0 | 0 | 0 | 0 | 0 | 0 | 0 | 0 | 0 | 0 | 0 | 0 | 0 | 0
F1_Commercial_Retail_New_Food Preparation_Natural Gas_Griddle_E5 | F1 | Commercial | Retail | New | Food Preparation | Natural Gas | Griddle | E5 | RVT - Cost of Equipment | 0 | 0 | 0 | 0 | 0 | 0 | 0 | 0 | 0 | 0 | 0 | 0 | 0 | 0 | 0 | 0 | 0 | 0 | 0 | 0 | 0 | 0 | 0 | 0 | 0 | 0 | 0 | 0 | 0 | 0 | 0 | 0 | 0 | 0 | 0 | 0 | 0 | 0 | 0 | 0 | 0 | 0
F1_Commercial_Retail_New_Food Preparation_Natural Gas_Griddle_E6 | F1 | Commercial | Retail | New | Food Preparation | Natural Gas | Griddle | E6 | RVT - Cost of Equipment | 0 | 0 | 0 | 0 | 0 | 0 | 0 | 0 | 0 | 0 | 0 | 0 | 0 | 0 | 0 | 0 | 0 | 0 | 0 | 0 | 0 | 0 | 0 | 0 | 0 | 0 | 0 | 0 | 0 | 0 | 0 | 0 | 0 | 0 | 0 | 0 | 0 | 0 | 0 | 0 | 0 | 0
F1_Commercial_Retail_New_Food Preparation_Natural Gas_Griddle_E7 | F1 | Commercial | Retail | New | Food Preparation | Natural Gas | Griddle | E7 | RVT - Cost of Equipment | 0 | 0 | 0 | 0 | 0 | 0 | 0 | 0 | 0 | 0 | 0 | 0 | 0 | 0 | 0 | 0 | 0 | 0 | 0 | 0 | 0 | 0 | 0 | 0 | 0 | 0 | 0 | 0 | 0 | 0 | 0 | 0 | 0 | 0 | 0 | 0 | 0 | 0 | 0 | 0 | 0 | 0
F1_Commercial_Retail_New_Food Preparation_Natural Gas_Griddle_E8 | F1 | Commercial | Retail | New | Food Preparation | Natural Gas | Griddle | E8 | RVT - Cost of Equipment | 0 | 0 | 0 | 0 | 0 | 0 | 0 | 0 | 0 | 0 | 0 | 0 | 0 | 0 | 0 | 0 | 0 | 0 | 0 | 0 | 0 | 0 | 0 | 0 | 0 | 0 | 0 | 0 | 0 | 0 | 0 | 0 | 0 | 0 | 0 | 0 | 0 | 0 | 0 | 0 | 0 | 0
F1_Commercial_Retail_New_Food Preparation_Natural Gas_Griddle_E9 | F1 | Commercial | Retail | New | Food Preparation | Natural Gas | Griddle | E9 | RVT - Cost of Equipment | 0 | 0 | 0 | 0 | 0 | 0 | 0 | 0 | 0 | 0 | 0 | 0 | 0 | 0 | 0 | 0 | 0 | 0 | 0 | 0 | 0 | 0 | 0 | 0 | 0 | 0 | 0 | 0 | 0 | 0 | 0 | 0 | 0 | 0 | 0 | 0 | 0 | 0 | 0 | 0 | 0 | 0
F1_Commercial_Retail_New_Food Preparation_Natural Gas_Griddle_E10 | F1 | Commercial | Retail | New | Food Preparation | Natural Gas | Griddle | E10 | RVT - Cost of Equipment | 0 | 0 | 0 | 0 | 0 | 0 | 0 | 0 | 0 | 0 | 0 | 0 | 0 | 0 | 0 | 0 | 0 | 0 | 0 | 0 | 0 | 0 | 0 | 0 | 0 | 0 | 0 | 0 | 0 | 0 | 0 | 0 | 0 | 0 | 0 | 0 | 0 | 0 | 0 | 0 | 0 | 0
F2_Commercial_Retail_New_Food Preparation_Natural Gas_Griddle_E1 | F2 | Commercial | Retail | New | Food Preparation | Natural Gas | Griddle | E1 | RVT - Cost of Operation | 0.68122 | 0.68641 | 0.69222 | 0.6986 | 0.70587 | 0.71429 | 0.72111 | 0.72767 | 0.73432 | 0.74125 | 0.74785 | 0.75392 | 0.76013 | 0.76664 | 0.77383 | 0.78087 | 0.78833 | 0.79621 | 0.80442 | 0.8128 | 0.82124 | 0.82914 | 0.83627 | 0.84257 | 0.84802 | 0.85271 | 0.85596 | 0.85838 | 0.86048 | 0.86227 | 0.86404 | 0.86482 | 0.86482 | 0 | 0 | 0 | 0 | 0 | 0 | 0 | 0 | 0
F2_Commercial_Retail_New_Food Preparation_Natural Gas_Griddle_E2 | F2 | Commercial | Retail | New | Food Preparation | Natural Gas | Griddle | E2 | RVT - Cost of Operation | 0.62435 | 0.62911 | 0.63443 | 0.64028 | 0.64694 | 0.65466 | 0.66091 | 0.66692 | 0.67301 | 0.67936 | 0.68542 | 0.69098 | 0.69667 | 0.70264 | 0.70923 | 0.71568 | 0.72252 | 0.72974 | 0.73726 | 0.74495 | 0.75268 | 0.75992 | 0.76646 | 0.77223 | 0.77723 | 0.78152 | 0.7845 | 0.78672 | 0.78864 | 0.79028 | 0.79191 | 0.79262 | 0.79262 | 0 | 0 | 0 | 0 | 0 | 0 | 0 | 0 | 0
F2_Commercial_Retail_New_Food Preparation_Natural Gas_Griddle_E3 | F2 | Commercial | Retail | New | Food Preparation | Natural Gas | Griddle | E3 | RVT - Cost of Operation | 0 | 0 | 0 | 0 | 0 | 0 | 0 | 0 | 0 | 0 | 0 | 0 | 0 | 0 | 0 | 0 | 0 | 0 | 0 | 0 | 0 | 0 | 0 | 0 | 0 | 0 | 0 | 0 | 0 | 0 | 0 | 0 | 0 | 0 | 0 | 0 | 0 | 0 | 0 | 0 | 0 | 0
F2_Commercial_Retail_New_Food Preparation_Natural Gas_Griddle_E4 | F2 | Commercial | Retail | New | Food Preparation | Natural Gas | Griddle | E4 | RVT - Cost of Operation | 0 | 0 | 0 | 0 | 0 | 0 | 0 | 0 | 0 | 0 | 0 | 0 | 0 | 0 | 0 | 0 | 0 | 0 | 0 | 0 | 0 | 0 | 0 | 0 | 0 | 0 | 0 | 0 | 0 | 0 | 0 | 0 | 0 | 0 | 0 | 0 | 0 | 0 | 0 | 0 | 0 | 0
F2_Commercial_Retail_New_Food Preparation_Natural Gas_Griddle_E5 | F2 | Commercial | Retail | New | Food Preparation | Natural Gas | Griddle | E5 | RVT - Cost of Operation | 0 | 0 | 0 | 0 | 0 | 0 | 0 | 0 | 0 | 0 | 0 | 0 | 0 | 0 | 0 | 0 | 0 | 0 | 0 | 0 | 0 | 0 | 0 | 0 | 0 | 0 | 0 | 0 | 0 | 0 | 0 | 0 | 0 | 0 | 0 | 0 | 0 | 0 | 0 | 0 | 0 | 0
F2_Commercial_Retail_New_Food Preparation_Natural Gas_Griddle_E6 | F2 | Commercial | Retail | New | Food Preparation | Natural Gas | Griddle | E6 | RVT - Cost of Operation | 0 | 0 | 0 | 0 | 0 | 0 | 0 | 0 | 0 | 0 | 0 | 0 | 0 | 0 | 0 | 0 | 0 | 0 | 0 | 0 | 0 | 0 | 0 | 0 | 0 | 0 | 0 | 0 | 0 | 0 | 0 | 0 | 0 | 0 | 0 | 0 | 0 | 0 | 0 | 0 | 0 | 0
F2_Commercial_Retail_New_Food Preparation_Natural Gas_Griddle_E7 | F2 | Commercial | Retail | New | Food Preparation | Natural Gas | Griddle | E7 | RVT - Cost of Operation | 0 | 0 | 0 | 0 | 0 | 0 | 0 | 0 | 0 | 0 | 0 | 0 | 0 | 0 | 0 | 0 | 0 | 0 | 0 | 0 | 0 | 0 | 0 | 0 | 0 | 0 | 0 | 0 | 0 | 0 | 0 | 0 | 0 | 0 | 0 | 0 | 0 | 0 | 0 | 0 | 0 | 0
F2_Commercial_Retail_New_Food Preparation_Natural Gas_Griddle_E8 | F2 | Commercial | Retail | New | Food Preparation | Natural Gas | Griddle | E8 | RVT - Cost of Operation | 0 | 0 | 0 | 0 | 0 | 0 | 0 | 0 | 0 | 0 | 0 | 0 | 0 | 0 | 0 | 0 | 0 | 0 | 0 | 0 | 0 | 0 | 0 | 0 | 0 | 0 | 0 | 0 | 0 | 0 | 0 | 0 | 0 | 0 | 0 | 0 | 0 | 0 | 0 | 0 | 0 | 0
F2_Commercial_Retail_New_Food Preparation_Natural Gas_Griddle_E9 | F2 | Commercial | Retail | New | Food Preparation | Natural Gas | Griddle | E9 | RVT - Cost of Operation | 0 | 0 | 0 | 0 | 0 | 0 | 0 | 0 | 0 | 0 | 0 | 0 | 0 | 0 | 0 | 0 | 0 | 0 | 0 | 0 | 0 | 0 | 0 | 0 | 0 | 0 | 0 | 0 | 0 | 0 | 0 | 0 | 0 | 0 | 0 | 0 | 0 | 0 | 0 | 0 | 0 | 0
F2_Commercial_Retail_New_Food Preparation_Natural Gas_Griddle_E10 | F2 | Commercial | Retail | New | Food Preparation | Natural Gas | Griddle | E10 | RVT - Cost of Operation | 0 | 0 | 0 | 0 | 0 | 0 | 0 | 0 | 0 | 0 | 0 | 0 | 0 | 0 | 0 | 0 | 0 | 0 | 0 | 0 | 0 | 0 | 0 | 0 | 0 | 0 | 0 | 0 | 0 | 0 | 0 | 0 | 0 | 0 | 0 | 0 | 0 | 0 | 0 | 0 | 0 | 0
F3_Commercial_Retail_New_Food Preparation_Natural Gas_Griddle_E1 | F3 | Commercial | Retail | New | Food Preparation | Natural Gas | Griddle | E1 | System - kBTUs of Consumption | 0.20478 | 0.20478 | 0.20478 | 0.20478 | 0.20478 | 0.20478 | 0.20478 | 0.20478 | 0.20478 | 0.20478 | 0.20478 | 0.20478 | 0.20478 | 0.20478 | 0.20478 | 0.20478 | 0.20478 | 0.20478 | 0.20478 | 0.20478 | 0.20478 | 0.20478 | 0.20478 | 0.20478 | 0.20478 | 0.20478 | 0.20478 | 0.20478 | 0.20478 | 0.20478 | 0.20478 | 0.20478 | 0.20478 | 0 | 0 | 0 | 0 | 0 | 0 | 0 | 0 | 0
F3_Commercial_Retail_New_Food Preparation_Natural Gas_Griddle_E2 | F3 | Commercial | Retail | New | Food Preparation | Natural Gas | Griddle | E2 | System - kBTUs of Consumption | 0.25448 | 0.25448 | 0.25448 | 0.25448 | 0.25448 | 0.25448 | 0.25448 | 0.25448 | 0.25448 | 0.25448 | 0.25448 | 0.25448 | 0.25448 | 0.25448 | 0.25448 | 0.25448 | 0.25448 | 0.25448 | 0.25448 | 0.25448 | 0.25448 | 0.25448 | 0.25448 | 0.25448 | 0.25448 | 0.25448 | 0.25448 | 0.25448 | 0.25448 | 0.25448 | 0.25448 | 0.25448 | 0.25448 | 0 | 0 | 0 | 0 | 0 | 0 | 0 | 0 | 0
F3_Commercial_Retail_New_Food Preparation_Natural Gas_Griddle_E3 | F3 | Commercial | Retail | New | Food Preparation | Natural Gas | Griddle | E3 | System - kBTUs of Consumption | 0 | 0 | 0 | 0 | 0 | 0 | 0 | 0 | 0 | 0 | 0 | 0 | 0 | 0 | 0 | 0 | 0 | 0 | 0 | 0 | 0 | 0 | 0 | 0 | 0 | 0 | 0 | 0 | 0 | 0 | 0 | 0 | 0 | 0 | 0 | 0 | 0 | 0 | 0 | 0 | 0 | 0
F3_Commercial_Retail_New_Food Preparation_Natural Gas_Griddle_E4 | F3 | Commercial | Retail | New | Food Preparation | Natural Gas | Griddle | E4 | System - kBTUs of Consumption | 0 | 0 | 0 | 0 | 0 | 0 | 0 | 0 | 0 | 0 | 0 | 0 | 0 | 0 | 0 | 0 | 0 | 0 | 0 | 0 | 0 | 0 | 0 | 0 | 0 | 0 | 0 | 0 | 0 | 0 | 0 | 0 | 0 | 0 | 0 | 0 | 0 | 0 | 0 | 0 | 0 | 0
F3_Commercial_Retail_New_Food Preparation_Natural Gas_Griddle_E5 | F3 | Commercial | Retail | New | Food Preparation | Natural Gas | Griddle | E5 | System - kBTUs of Consumption | 0 | 0 | 0 | 0 | 0 | 0 | 0 | 0 | 0 | 0 | 0 | 0 | 0 | 0 | 0 | 0 | 0 | 0 | 0 | 0 | 0 | 0 | 0 | 0 | 0 | 0 | 0 | 0 | 0 | 0 | 0 | 0 | 0 | 0 | 0 | 0 | 0 | 0 | 0 | 0 | 0 | 0
F3_Commercial_Retail_New_Food Preparation_Natural Gas_Griddle_E6 | F3 | Commercial | Retail | New | Food Preparation | Natural Gas | Griddle | E6 | System - kBTUs of Consumption | 0 | 0 | 0 | 0 | 0 | 0 | 0 | 0 | 0 | 0 | 0 | 0 | 0 | 0 | 0 | 0 | 0 | 0 | 0 | 0 | 0 | 0 | 0 | 0 | 0 | 0 | 0 | 0 | 0 | 0 | 0 | 0 | 0 | 0 | 0 | 0 | 0 | 0 | 0 | 0 | 0 | 0
F3_Commercial_Retail_New_Food Preparation_Natural Gas_Griddle_E7 | F3 | Commercial | Retail | New | Food Preparation | Natural Gas | Griddle | E7 | System - kBTUs of Consumption | 0 | 0 | 0 | 0 | 0 | 0 | 0 | 0 | 0 | 0 | 0 | 0 | 0 | 0 | 0 | 0 | 0 | 0 | 0 | 0 | 0 | 0 | 0 | 0 | 0 | 0 | 0 | 0 | 0 | 0 | 0 | 0 | 0 | 0 | 0 | 0 | 0 | 0 | 0 | 0 | 0 | 0
F3_Commercial_Retail_New_Food Preparation_Natural Gas_Griddle_E8 | F3 | Commercial | Retail | New | Food Preparation | Natural Gas | Griddle | E8 | System - kBTUs of Consumption | 0 | 0 | 0 | 0 | 0 | 0 | 0 | 0 | 0 | 0 | 0 | 0 | 0 | 0 | 0 | 0 | 0 | 0 | 0 | 0 | 0 | 0 | 0 | 0 | 0 | 0 | 0 | 0 | 0 | 0 | 0 | 0 | 0 | 0 | 0 | 0 | 0 | 0 | 0 | 0 | 0 | 0
F3_Commercial_Retail_New_Food Preparation_Natural Gas_Griddle_E9 | F3 | Commercial | Retail | New | Food Preparation | Natural Gas | Griddle | E9 | System - kBTUs of Consumption | 0 | 0 | 0 | 0 | 0 | 0 | 0 | 0 | 0 | 0 | 0 | 0 | 0 | 0 | 0 | 0 | 0 | 0 | 0 | 0 | 0 | 0 | 0 | 0 | 0 | 0 | 0 | 0 | 0 | 0 | 0 | 0 | 0 | 0 | 0 | 0 | 0 | 0 | 0 | 0 | 0 | 0
F3_Commercial_Retail_New_Food Preparation_Natural Gas_Griddle_E10 | F3 | Commercial | Retail | New | Food Preparation | Natural Gas | Griddle | E10 | System - kBTUs of Consumption | 0 | 0 | 0 | 0 | 0 | 0 | 0 | 0 | 0 | 0 | 0 | 0 | 0 | 0 | 0 | 0 | 0 | 0 | 0 | 0 | 0 | 0 | 0 | 0 | 0 | 0 | 0 | 0 | 0 | 0 | 0 | 0 | 0 | 0 | 0 | 0 | 0 | 0 | 0 | 0 | 0 | 0
F4_Commercial_Retail_New_Food Preparation_Natural Gas_Griddle_E1 | F4 | Commercial | Retail | New | Food Preparation | Natural Gas | Griddle | E1 | Utility - Cost of Equipment | 0.68122 | 0.68641 | 0.69222 | 0.6986 | 0.70587 | 0.71429 | 0.72111 | 0.72767 | 0.73432 | 0.74125 | 0.74785 | 0.75392 | 0.76013 | 0.76664 | 0.77383 | 0.78087 | 0.78833 | 0.79621 | 0.80442 | 0.8128 | 0.82124 | 0.82914 | 0.83627 | 0.84257 | 0.84802 | 0.85271 | 0.85596 | 0.85838 | 0.86048 | 0.86227 | 0.86404 | 0.86482 | 0.86482 | 0 | 0 | 0 | 0 | 0 | 0 | 0 | 0 | 0
F4_Commercial_Retail_New_Food Preparation_Natural Gas_Griddle_E2 | F4 | Commercial | Retail | New | Food Preparation | Natural Gas | Griddle | E2 | Utility - Cost of Equipment | 0.62435 | 0.62911 | 0.63443 | 0.64028 | 0.64694 | 0.65466 | 0.66091 | 0.66692 | 0.67301 | 0.67936 | 0.68542 | 0.69098 | 0.69667 | 0.70264 | 0.70923 | 0.71568 | 0.72252 | 0.72974 | 0.73726 | 0.74495 | 0.75268 | 0.75992 | 0.76646 | 0.77223 | 0.77723 | 0.78152 | 0.7845 | 0.78672 | 0.78864 | 0.79028 | 0.79191 | 0.79262 | 0.79262 | 0 | 0 | 0 | 0 | 0 | 0 | 0 | 0 | 0
F4_Commercial_Retail_New_Food Preparation_Natural Gas_Griddle_E3 | F4 | Commercial | Retail | New | Food Preparation | Natural Gas | Griddle | E3 | Utility - Cost of Equipment | 0 | 0 | 0 | 0 | 0 | 0 | 0 | 0 | 0 | 0 | 0 | 0 | 0 | 0 | 0 | 0 | 0 | 0 | 0 | 0 | 0 | 0 | 0 | 0 | 0 | 0 | 0 | 0 | 0 | 0 | 0 | 0 | 0 | 0 | 0 | 0 | 0 | 0 | 0 | 0 | 0 | 0
F4_Commercial_Retail_New_Food Preparation_Natural Gas_Griddle_E4 | F4 | Commercial | Retail | New | Food Preparation | Natural Gas | Griddle | E4 | Utility - Cost of Equipment | 0 | 0 | 0 | 0 | 0 | 0 | 0 | 0 | 0 | 0 | 0 | 0 | 0 | 0 | 0 | 0 | 0 | 0 | 0 | 0 | 0 | 0 | 0 | 0 | 0 | 0 | 0 | 0 | 0 | 0 | 0 | 0 | 0 | 0 | 0 | 0 | 0 | 0 | 0 | 0 | 0 | 0
F4_Commercial_Retail_New_Food Preparation_Natural Gas_Griddle_E5 | F4 | Commercial | Retail | New | Food Preparation | Natural Gas | Griddle | E5 | Utility - Cost of Equipment | 0 | 0 | 0 | 0 | 0 | 0 | 0 | 0 | 0 | 0 | 0 | 0 | 0 | 0 | 0 | 0 | 0 | 0 | 0 | 0 | 0 | 0 | 0 | 0 | 0 | 0 | 0 | 0 | 0 | 0 | 0 | 0 | 0 | 0 | 0 | 0 | 0 | 0 | 0 | 0 | 0 | 0
F4_Commercial_Retail_New_Food Preparation_Natural Gas_Griddle_E6 | F4 | Commercial | Retail | New | Food Preparation | Natural Gas | Griddle | E6 | Utility - Cost of Equipment | 0 | 0 | 0 | 0 | 0 | 0 | 0 | 0 | 0 | 0 | 0 | 0 | 0 | 0 | 0 | 0 | 0 | 0 | 0 | 0 | 0 | 0 | 0 | 0 | 0 | 0 | 0 | 0 | 0 | 0 | 0 | 0 | 0 | 0 | 0 | 0 | 0 | 0 | 0 | 0 | 0 | 0
F4_Commercial_Retail_New_Food Preparation_Natural Gas_Griddle_E7 | F4 | Commercial | Retail | New | Food Preparation | Natural Gas | Griddle | E7 | Utility - Cost of Equipment | 0 | 0 | 0 | 0 | 0 | 0 | 0 | 0 | 0 | 0 | 0 | 0 | 0 | 0 | 0 | 0 | 0 | 0 | 0 | 0 | 0 | 0 | 0 | 0 | 0 | 0 | 0 | 0 | 0 | 0 | 0 | 0 | 0 | 0 | 0 | 0 | 0 | 0 | 0 | 0 | 0 | 0
F4_Commercial_Retail_New_Food Preparation_Natural Gas_Griddle_E8 | F4 | Commercial | Retail | New | Food Preparation | Natural Gas | Griddle | E8 | Utility - Cost of Equipment | 0 | 0 | 0 | 0 | 0 | 0 | 0 | 0 | 0 | 0 | 0 | 0 | 0 | 0 | 0 | 0 | 0 | 0 | 0 | 0 | 0 | 0 | 0 | 0 | 0 | 0 | 0 | 0 | 0 | 0 | 0 | 0 | 0 | 0 | 0 | 0 | 0 | 0 | 0 | 0 | 0 | 0
F4_Commercial_Retail_New_Food Preparation_Natural Gas_Griddle_E9 | F4 | Commercial | Retail | New | Food Preparation | Natural Gas | Griddle | E9 | Utility - Cost of Equipment | 0 | 0 | 0 | 0 | 0 | 0 | 0 | 0 | 0 | 0 | 0 | 0 | 0 | 0 | 0 | 0 | 0 | 0 | 0 | 0 | 0 | 0 | 0 | 0 | 0 | 0 | 0 | 0 | 0 | 0 | 0 | 0 | 0 | 0 | 0 | 0 | 0 | 0 | 0 | 0 | 0 | 0
F4_Commercial_Retail_New_Food Preparation_Natural Gas_Griddle_E10 | F4 | Commercial | Retail | New | Food Preparation | Natural Gas | Griddle | E10 | Utility - Cost of Equipment | 0 | 0 | 0 | 0 | 0 | 0 | 0 | 0 | 0 | 0 | 0 | 0 | 0 | 0 | 0 | 0 | 0 | 0 | 0 | 0 | 0 | 0 | 0 | 0 | 0 | 0 | 0 | 0 | 0 | 0 | 0 | 0 | 0 | 0 | 0 | 0 | 0 | 0 | 0 | 0 | 0 | 0
F5_Commercial_Retail_New_Food Preparation_Natural Gas_Griddle_E1 | F5 | Commercial | Retail | New | Food Preparation | Natural Gas | Griddle | E1 | Utility - Cost of Operation | 0.20478 | 0.20478 | 0.20478 | 0.20478 | 0.20478 | 0.20478 | 0.20478 | 0.20478 | 0.20478 | 0.20478 | 0.20478 | 0.20478 | 0.20478 | 0.20478 | 0.20478 | 0.20478 | 0.20478 | 0.20478 | 0.20478 | 0.20478 | 0.20478 | 0.20478 | 0.20478 | 0.20478 | 0.20478 | 0.20478 | 0.20478 | 0.20478 | 0.20478 | 0.20478 | 0.20478 | 0.20478 | 0.20478 | 0 | 0 | 0 | 0 | 0 | 0 | 0 | 0 | 0
F5_Commercial_Retail_New_Food Preparation_Natural Gas_Griddle_E2 | F5 | Commercial | Retail | New | Food Preparation | Natural Gas | Griddle | E2 | Utility - Cost of Operation | 0.25448 | 0.25448 | 0.25448 | 0.25448 | 0.25448 | 0.25448 | 0.25448 | 0.25448 | 0.25448 | 0.25448 | 0.25448 | 0.25448 | 0.25448 | 0.25448 | 0.25448 | 0.25448 | 0.25448 | 0.25448 | 0.25448 | 0.25448 | 0.25448 | 0.25448 | 0.25448 | 0.25448 | 0.25448 | 0.25448 | 0.25448 | 0.25448 | 0.25448 | 0.25448 | 0.25448 | 0.25448 | 0.25448 | 0 | 0 | 0 | 0 | 0 | 0 | 0 | 0 | 0
F5_Commercial_Retail_New_Food Preparation_Natural Gas_Griddle_E3 | F5 | Commercial | Retail | New | Food Preparation | Natural Gas | Griddle | E3 | Utility - Cost of Operation | 0 | 0 | 0 | 0 | 0 | 0 | 0 | 0 | 0 | 0 | 0 | 0 | 0 | 0 | 0 | 0 | 0 | 0 | 0 | 0 | 0 | 0 | 0 | 0 | 0 | 0 | 0 | 0 | 0 | 0 | 0 | 0 | 0 | 0 | 0 | 0 | 0 | 0 | 0 | 0 | 0 | 0
F5_Commercial_Retail_New_Food Preparation_Natural Gas_Griddle_E4 | F5 | Commercial | Retail | New | Food Preparation | Natural Gas | Griddle | E4 | Utility - Cost of Operation | 0 | 0 | 0 | 0 | 0 | 0 | 0 | 0 | 0 | 0 | 0 | 0 | 0 | 0 | 0 | 0 | 0 | 0 | 0 | 0 | 0 | 0 | 0 | 0 | 0 | 0 | 0 | 0 | 0 | 0 | 0 | 0 | 0 | 0 | 0 | 0 | 0 | 0 | 0 | 0 | 0 | 0
F5_Commercial_Retail_New_Food Preparation_Natural Gas_Griddle_E5 | F5 | Commercial | Retail | New | Food Preparation | Natural Gas | Griddle | E5 | Utility - Cost of Operation | 0 | 0 | 0 | 0 | 0 | 0 | 0 | 0 | 0 | 0 | 0 | 0 | 0 | 0 | 0 | 0 | 0 | 0 | 0 | 0 | 0 | 0 | 0 | 0 | 0 | 0 | 0 | 0 | 0 | 0 | 0 | 0 | 0 | 0 | 0 | 0 | 0 | 0 | 0 | 0 | 0 | 0
F5_Commercial_Retail_New_Food Preparation_Natural Gas_Griddle_E6 | F5 | Commercial | Retail | New | Food Preparation | Natural Gas | Griddle | E6 | Utility - Cost of Operation | 0 | 0 | 0 | 0 | 0 | 0 | 0 | 0 | 0 | 0 | 0 | 0 | 0 | 0 | 0 | 0 | 0 | 0 | 0 | 0 | 0 | 0 | 0 | 0 | 0 | 0 | 0 | 0 | 0 | 0 | 0 | 0 | 0 | 0 | 0 | 0 | 0 | 0 | 0 | 0 | 0 | 0
F5_Commercial_Retail_New_Food Preparation_Natural Gas_Griddle_E7 | F5 | Commercial | Retail | New | Food Preparation | Natural Gas | Griddle | E7 | Utility - Cost of Operation | 0 | 0 | 0 | 0 | 0 | 0 | 0 | 0 | 0 | 0 | 0 | 0 | 0 | 0 | 0 | 0 | 0 | 0 | 0 | 0 | 0 | 0 | 0 | 0 | 0 | 0 | 0 | 0 | 0 | 0 | 0 | 0 | 0 | 0 | 0 | 0 | 0 | 0 | 0 | 0 | 0 | 0
F5_Commercial_Retail_New_Food Preparation_Natural Gas_Griddle_E8 | F5 | Commercial | Retail | New | Food Preparation | Natural Gas | Griddle | E8 | Utility - Cost of Operation | 0 | 0 | 0 | 0 | 0 | 0 | 0 | 0 | 0 | 0 | 0 | 0 | 0 | 0 | 0 | 0 | 0 | 0 | 0 | 0 | 0 | 0 | 0 | 0 | 0 | 0 | 0 | 0 | 0 | 0 | 0 | 0 | 0 | 0 | 0 | 0 | 0 | 0 | 0 | 0 | 0 | 0
F5_Commercial_Retail_New_Food Preparation_Natural Gas_Griddle_E9 | F5 | Commercial | Retail | New | Food Preparation | Natural Gas | Griddle | E9 | Utility - Cost of Operation | 0 | 0 | 0 | 0 | 0 | 0 | 0 | 0 | 0 | 0 | 0 | 0 | 0 | 0 | 0 | 0 | 0 | 0 | 0 | 0 | 0 | 0 | 0 | 0 | 0 | 0 | 0 | 0 | 0 | 0 | 0 | 0 | 0 | 0 | 0 | 0 | 0 | 0 | 0 | 0 | 0 | 0
F5_Commercial_Retail_New_Food Preparation_Natural Gas_Griddle_E10 | F5 | Commercial | Retail | New | Food Preparation | Natural Gas | Griddle | E10 | Utility - Cost of Operation | 0 | 0 | 0 | 0 | 0 | 0 | 0 | 0 | 0 | 0 | 0 | 0 | 0 | 0 | 0 | 0 | 0 | 0 | 0 | 0 | 0 | 0 | 0 | 0 | 0 | 0 | 0 | 0 | 0 | 0 | 0 | 0 | 0 | 0 | 0 | 0 | 0 | 0 | 0 | 0 | 0 | 0
F6_Commercial_Retail_New_Food Preparation_Natural Gas_Griddle_E1 | F6 | Commercial | Retail | New | Food Preparation | Natural Gas | Griddle | E1 | Utility - Value of Sales | 0.40345 | 0.40345 | 0.40345 | 0.40345 | 0.40345 | 0.40345 | 0.40345 | 0.40345 | 0.40345 | 0.40345 | 0.40345 | 0.40345 | 0.40345 | 0.40345 | 0.40345 | 0.40345 | 0.40345 | 0.40345 | 0.40345 | 0.40345 | 0.40345 | 0.40345 | 0.40345 | 0.40345 | 0.40345 | 0.40345 | 0.40345 | 0.40345 | 0.40345 | 0.40345 | 0.40345 | 0.40345 | 0.40345 | 0 | 0 | 0 | 0 | 0 | 0 | 0 | 0 | 0
F6_Commercial_Retail_New_Food Preparation_Natural Gas_Griddle_E2 | F6 | Commercial | Retail | New | Food Preparation | Natural Gas | Griddle | E2 | Utility - Value of Sales | 0.36977 | 0.36977 | 0.36977 | 0.36977 | 0.36977 | 0.36977 | 0.36977 | 0.36977 | 0.36977 | 0.36977 | 0.36977 | 0.36977 | 0.36977 | 0.36977 | 0.36977 | 0.36977 | 0.36977 | 0.36977 | 0.36977 | 0.36977 | 0.36977 | 0.36977 | 0.36977 | 0.36977 | 0.36977 | 0.36977 | 0.36977 | 0.36977 | 0.36977 | 0.36977 | 0.36977 | 0.36977 | 0.36977 | 0 | 0 | 0 | 0 | 0 | 0 | 0 | 0 | 0
F6_Commercial_Retail_New_Food Preparation_Natural Gas_Griddle_E3 | F6 | Commercial | Retail | New | Food Preparation | Natural Gas | Griddle | E3 | Utility - Value of Sales | 0 | 0 | 0 | 0 | 0 | 0 | 0 | 0 | 0 | 0 | 0 | 0 | 0 | 0 | 0 | 0 | 0 | 0 | 0 | 0 | 0 | 0 | 0 | 0 | 0 | 0 | 0 | 0 | 0 | 0 | 0 | 0 | 0 | 0 | 0 | 0 | 0 | 0 | 0 | 0 | 0 | 0
F6_Commercial_Retail_New_Food Preparation_Natural Gas_Griddle_E4 | F6 | Commercial | Retail | New | Food Preparation | Natural Gas | Griddle | E4 | Utility - Value of Sales | 0 | 0 | 0 | 0 | 0 | 0 | 0 | 0 | 0 | 0 | 0 | 0 | 0 | 0 | 0 | 0 | 0 | 0 | 0 | 0 | 0 | 0 | 0 | 0 | 0 | 0 | 0 | 0 | 0 | 0 | 0 | 0 | 0 | 0 | 0 | 0 | 0 | 0 | 0 | 0 | 0 | 0
F6_Commercial_Retail_New_Food Preparation_Natural Gas_Griddle_E5 | F6 | Commercial | Retail | New | Food Preparation | Natural Gas | Griddle | E5 | Utility - Value of Sales | 0 | 0 | 0 | 0 | 0 | 0 | 0 | 0 | 0 | 0 | 0 | 0 | 0 | 0 | 0 | 0 | 0 | 0 | 0 | 0 | 0 | 0 | 0 | 0 | 0 | 0 | 0 | 0 | 0 | 0 | 0 | 0 | 0 | 0 | 0 | 0 | 0 | 0 | 0 | 0 | 0 | 0
F6_Commercial_Retail_New_Food Preparation_Natural Gas_Griddle_E6 | F6 | Commercial | Retail | New | Food Preparation | Natural Gas | Griddle | E6 | Utility - Value of Sales | 0 | 0 | 0 | 0 | 0 | 0 | 0 | 0 | 0 | 0 | 0 | 0 | 0 | 0 | 0 | 0 | 0 | 0 | 0 | 0 | 0 | 0 | 0 | 0 | 0 | 0 | 0 | 0 | 0 | 0 | 0 | 0 | 0 | 0 | 0 | 0 | 0 | 0 | 0 | 0 | 0 | 0
F6_Commercial_Retail_New_Food Preparation_Natural Gas_Griddle_E7 | F6 | Commercial | Retail | New | Food Preparation | Natural Gas | Griddle | E7 | Utility - Value of Sales | 0 | 0 | 0 | 0 | 0 | 0 | 0 | 0 | 0 | 0 | 0 | 0 | 0 | 0 | 0 | 0 | 0 | 0 | 0 | 0 | 0 | 0 | 0 | 0 | 0 | 0 | 0 | 0 | 0 | 0 | 0 | 0 | 0 | 0 | 0 | 0 | 0 | 0 | 0 | 0 | 0 | 0
F6_Commercial_Retail_New_Food Preparation_Natural Gas_Griddle_E8 | F6 | Commercial | Retail | New | Food Preparation | Natural Gas | Griddle | E8 | Utility - Value of Sales | 0 | 0 | 0 | 0 | 0 | 0 | 0 | 0 | 0 | 0 | 0 | 0 | 0 | 0 | 0 | 0 | 0 | 0 | 0 | 0 | 0 | 0 | 0 | 0 | 0 | 0 | 0 | 0 | 0 | 0 | 0 | 0 | 0 | 0 | 0 | 0 | 0 | 0 | 0 | 0 | 0 | 0
F6_Commercial_Retail_New_Food Preparation_Natural Gas_Griddle_E9 | F6 | Commercial | Retail | New | Food Preparation | Natural Gas | Griddle | E9 | Utility - Value of Sales | 0 | 0 | 0 | 0 | 0 | 0 | 0 | 0 | 0 | 0 | 0 | 0 | 0 | 0 | 0 | 0 | 0 | 0 | 0 | 0 | 0 | 0 | 0 | 0 | 0 | 0 | 0 | 0 | 0 | 0 | 0 | 0 | 0 | 0 | 0 | 0 | 0 | 0 | 0 | 0 | 0 | 0
F6_Commercial_Retail_New_Food Preparation_Natural Gas_Griddle_E10 | F6 | Commercial | Retail | New | Food Preparation | Natural Gas | Griddle | E10 | Utility - Value of Sales | 0 | 0 | 0 | 0 | 0 | 0 | 0 | 0 | 0 | 0 | 0 | 0 | 0 | 0 | 0 | 0 | 0 | 0 | 0 | 0 | 0 | 0 | 0 | 0 | 0 | 0 | 0 | 0 | 0 | 0 | 0 | 0 | 0 | 0 | 0 | 0 | 0 | 0 | 0 | 0 | 0 | 0
F1_Commercial_Retail_New_Food Preparation_Natural Gas_Range_E1 | F1 | Commercial | Retail | New | Food Preparation | Natural Gas | Range | E1 | RVT - Cost of Equipment | 0.66878 | 0.67348 | 0.67907 | 0.68557 | 0.6932 | 0.70215 | 0.70931 | 0.71613 | 0.72284 | 0.72962 | 0.73584 | 0.74128 | 0.74675 | 0.75254 | 0.75922 | 0.76591 | 0.77329 | 0.78135 | 0.78994 | 0.7988 | 0.80781 | 0.81627 | 0.824 | 0.83106 | 0.83727 | 0.84261 | 0.84631 | 0.84907 | 0.85145 | 0.85349 | 0.85551 | 0.8564 | 0.8564 | 0 | 0 | 0 | 0 | 0 | 0 | 0 | 0 | 0
F1_Commercial_Retail_New_Food Preparation_Natural Gas_Range_E2 | F1 | Commercial | Retail | New | Food Preparation | Natural Gas | Range | E2 | RVT - Cost of Equipment | 0.50158 | 0.50511 | 0.50931 | 0.51418 | 0.5199 | 0.52661 | 0.53198 | 0.5371 | 0.54213 | 0.54722 | 0.55188 | 0.55596 | 0.56006 | 0.5644 | 0.56942 | 0.57443 | 0.57996 | 0.58601 | 0.59245 | 0.5991 | 0.60586 | 0.6122 | 0.618 | 0.62329 | 0.62795 | 0.63195 | 0.63473 | 0.6368 | 0.63859 | 0.64012 | 0.64163 | 0.6423 | 0.6423 | 0 | 0 | 0 | 0 | 0 | 0 | 0 | 0 | 0
F1_Commercial_Retail_New_Food Preparation_Natural Gas_Range_E3 | F1 | Commercial | Retail | New | Food Preparation | Natural Gas | Range | E3 | RVT - Cost of Equipment | 0 | 0 | 0 | 0 | 0 | 0 | 0 | 0 | 0 | 0 | 0 | 0 | 0 | 0 | 0 | 0 | 0 | 0 | 0 | 0 | 0 | 0 | 0 | 0 | 0 | 0 | 0 | 0 | 0 | 0 | 0 | 0 | 0 | 0 | 0 | 0 | 0 | 0 | 0 | 0 | 0 | 0
F1_Commercial_Retail_New_Food Preparation_Natural Gas_Range_E4 | F1 | Commercial | Retail | New | Food Preparation | Natural Gas | Range | E4 | RVT - Cost of Equipment | 0 | 0 | 0 | 0 | 0 | 0 | 0 | 0 | 0 | 0 | 0 | 0 | 0 | 0 | 0 | 0 | 0 | 0 | 0 | 0 | 0 | 0 | 0 | 0 | 0 | 0 | 0 | 0 | 0 | 0 | 0 | 0 | 0 | 0 | 0 | 0 | 0 | 0 | 0 | 0 | 0 | 0
F1_Commercial_Retail_New_Food Preparation_Natural Gas_Range_E5 | F1 | Commercial | Retail | New | Food Preparation | Natural Gas | Range | E5 | RVT - Cost of Equipment | 0 | 0 | 0 | 0 | 0 | 0 | 0 | 0 | 0 | 0 | 0 | 0 | 0 | 0 | 0 | 0 | 0 | 0 | 0 | 0 | 0 | 0 | 0 | 0 | 0 | 0 | 0 | 0 | 0 | 0 | 0 | 0 | 0 | 0 | 0 | 0 | 0 | 0 | 0 | 0 | 0 | 0
F1_Commercial_Retail_New_Food Preparation_Natural Gas_Range_E6 | F1 | Commercial | Retail | New | Food Preparation | Natural Gas | Range | E6 | RVT - Cost of Equipment | 0 | 0 | 0 | 0 | 0 | 0 | 0 | 0 | 0 | 0 | 0 | 0 | 0 | 0 | 0 | 0 | 0 | 0 | 0 | 0 | 0 | 0 | 0 | 0 | 0 | 0 | 0 | 0 | 0 | 0 | 0 | 0 | 0 | 0 | 0 | 0 | 0 | 0 | 0 | 0 | 0 | 0
F1_Commercial_Retail_New_Food Preparation_Natural Gas_Range_E7 | F1 | Commercial | Retail | New | Food Preparation | Natural Gas | Range | E7 | RVT - Cost of Equipment | 0 | 0 | 0 | 0 | 0 | 0 | 0 | 0 | 0 | 0 | 0 | 0 | 0 | 0 | 0 | 0 | 0 | 0 | 0 | 0 | 0 | 0 | 0 | 0 | 0 | 0 | 0 | 0 | 0 | 0 | 0 | 0 | 0 | 0 | 0 | 0 | 0 | 0 | 0 | 0 | 0 | 0
F1_Commercial_Retail_New_Food Preparation_Natural Gas_Range_E8 | F1 | Commercial | Retail | New | Food Preparation | Natural Gas | Range | E8 | RVT - Cost of Equipment | 0 | 0 | 0 | 0 | 0 | 0 | 0 | 0 | 0 | 0 | 0 | 0 | 0 | 0 | 0 | 0 | 0 | 0 | 0 | 0 | 0 | 0 | 0 | 0 | 0 | 0 | 0 | 0 | 0 | 0 | 0 | 0 | 0 | 0 | 0 | 0 | 0 | 0 | 0 | 0 | 0 | 0
F1_Commercial_Retail_New_Food Preparation_Natural Gas_Range_E9 | F1 | Commercial | Retail | New | Food Preparation | Natural Gas | Range | E9 | RVT - Cost of Equipment | 0 | 0 | 0 | 0 | 0 | 0 | 0 | 0 | 0 | 0 | 0 | 0 | 0 | 0 | 0 | 0 | 0 | 0 | 0 | 0 | 0 | 0 | 0 | 0 | 0 | 0 | 0 | 0 | 0 | 0 | 0 | 0 | 0 | 0 | 0 | 0 | 0 | 0 | 0 | 0 | 0 | 0
F1_Commercial_Retail_New_Food Preparation_Natural Gas_Range_E10 | F1 | Commercial | Retail | New | Food Preparation | Natural Gas | Range | E10 | RVT - Cost of Equipment | 0 | 0 | 0 | 0 | 0 | 0 | 0 | 0 | 0 | 0 | 0 | 0 | 0 | 0 | 0 | 0 | 0 | 0 | 0 | 0 | 0 | 0 | 0 | 0 | 0 | 0 | 0 | 0 | 0 | 0 | 0 | 0 | 0 | 0 | 0 | 0 | 0 | 0 | 0 | 0 | 0 | 0
F2_Commercial_Retail_New_Food Preparation_Natural Gas_Range_E1 | F2 | Commercial | Retail | New | Food Preparation | Natural Gas | Range | E1 | RVT - Cost of Operation | 0.80124 | 0.80687 | 0.81358 | 0.82136 | 0.8305 | 0.84122 | 0.8498 | 0.85797 | 0.866 | 0.87413 | 0.88158 | 0.8881 | 0.89465 | 0.90159 | 0.9096 | 0.91761 | 0.92645 | 0.93611 | 0.9464 | 0.95701 | 0.96781 | 0.97794 | 0.9872 | 0.99566 | 1.0031 | 1.0095 | 1.0139 | 1.0172 | 1.0201 | 1.0225 | 1.025 | 1.026 | 1.026 | 0 | 0 | 0 | 0 | 0 | 0 | 0 | 0 | 0
F2_Commercial_Retail_New_Food Preparation_Natural Gas_Range_E2 | F2 | Commercial | Retail | New | Food Preparation | Natural Gas | Range | E2 | RVT - Cost of Operation | 0.60093 | 0.60515 | 0.61018 | 0.61602 | 0.62288 | 0.63091 | 0.63735 | 0.64348 | 0.6495 | 0.6556 | 0.66119 | 0.66607 | 0.67099 | 0.67619 | 0.6822 | 0.68821 | 0.69484 | 0.70208 | 0.7098 | 0.71776 | 0.72586 | 0.73346 | 0.7404 | 0.74675 | 0.75233 | 0.75712 | 0.76045 | 0.76293 | 0.76507 | 0.76691 | 0.76872 | 0.76952 | 0.76952 | 0 | 0 | 0 | 0 | 0 | 0 | 0 | 0 | 0
F2_Commercial_Retail_New_Food Preparation_Natural Gas_Range_E3 | F2 | Commercial | Retail | New | Food Preparation | Natural Gas | Range | E3 | RVT - Cost of Operation | 0 | 0 | 0 | 0 | 0 | 0 | 0 | 0 | 0 | 0 | 0 | 0 | 0 | 0 | 0 | 0 | 0 | 0 | 0 | 0 | 0 | 0 | 0 | 0 | 0 | 0 | 0 | 0 | 0 | 0 | 0 | 0 | 0 | 0 | 0 | 0 | 0 | 0 | 0 | 0 | 0 | 0
F2_Commercial_Retail_New_Food Preparation_Natural Gas_Range_E4 | F2 | Commercial | Retail | New | Food Preparation | Natural Gas | Range | E4 | RVT - Cost of Operation | 0 | 0 | 0 | 0 | 0 | 0 | 0 | 0 | 0 | 0 | 0 | 0 | 0 | 0 | 0 | 0 | 0 | 0 | 0 | 0 | 0 | 0 | 0 | 0 | 0 | 0 | 0 | 0 | 0 | 0 | 0 | 0 | 0 | 0 | 0 | 0 | 0 | 0 | 0 | 0 | 0 | 0
F2_Commercial_Retail_New_Food Preparation_Natural Gas_Range_E5 | F2 | Commercial | Retail | New | Food Preparation | Natural Gas | Range | E5 | RVT - Cost of Operation | 0 | 0 | 0 | 0 | 0 | 0 | 0 | 0 | 0 | 0 | 0 | 0 | 0 | 0 | 0 | 0 | 0 | 0 | 0 | 0 | 0 | 0 | 0 | 0 | 0 | 0 | 0 | 0 | 0 | 0 | 0 | 0 | 0 | 0 | 0 | 0 | 0 | 0 | 0 | 0 | 0 | 0
F2_Commercial_Retail_New_Food Preparation_Natural Gas_Range_E6 | F2 | Commercial | Retail | New | Food Preparation | Natural Gas | Range | E6 | RVT - Cost of Operation | 0 | 0 | 0 | 0 | 0 | 0 | 0 | 0 | 0 | 0 | 0 | 0 | 0 | 0 | 0 | 0 | 0 | 0 | 0 | 0 | 0 | 0 | 0 | 0 | 0 | 0 | 0 | 0 | 0 | 0 | 0 | 0 | 0 | 0 | 0 | 0 | 0 | 0 | 0 | 0 | 0 | 0
F2_Commercial_Retail_New_Food Preparation_Natural Gas_Range_E7 | F2 | Commercial | Retail | New | Food Preparation | Natural Gas | Range | E7 | RVT - Cost of Operation | 0 | 0 | 0 | 0 | 0 | 0 | 0 | 0 | 0 | 0 | 0 | 0 | 0 | 0 | 0 | 0 | 0 | 0 | 0 | 0 | 0 | 0 | 0 | 0 | 0 | 0 | 0 | 0 | 0 | 0 | 0 | 0 | 0 | 0 | 0 | 0 | 0 | 0 | 0 | 0 | 0 | 0
F2_Commercial_Retail_New_Food Preparation_Natural Gas_Range_E8 | F2 | Commercial | Retail | New | Food Preparation | Natural Gas | Range | E8 | RVT - Cost of Operation | 0 | 0 | 0 | 0 | 0 | 0 | 0 | 0 | 0 | 0 | 0 | 0 | 0 | 0 | 0 | 0 | 0 | 0 | 0 | 0 | 0 | 0 | 0 | 0 | 0 | 0 | 0 | 0 | 0 | 0 | 0 | 0 | 0 | 0 | 0 | 0 | 0 | 0 | 0 | 0 | 0 | 0
F2_Commercial_Retail_New_Food Preparation_Natural Gas_Range_E9 | F2 | Commercial | Retail | New | Food Preparation | Natural Gas | Range | E9 | RVT - Cost of Operation | 0 | 0 | 0 | 0 | 0 | 0 | 0 | 0 | 0 | 0 | 0 | 0 | 0 | 0 | 0 | 0 | 0 | 0 | 0 | 0 | 0 | 0 | 0 | 0 | 0 | 0 | 0 | 0 | 0 | 0 | 0 | 0 | 0 | 0 | 0 | 0 | 0 | 0 | 0 | 0 | 0 | 0
F2_Commercial_Retail_New_Food Preparation_Natural Gas_Range_E10 | F2 | Commercial | Retail | New | Food Preparation | Natural Gas | Range | E10 | RVT - Cost of Operation | 0 | 0 | 0 | 0 | 0 | 0 | 0 | 0 | 0 | 0 | 0 | 0 | 0 | 0 | 0 | 0 | 0 | 0 | 0 | 0 | 0 | 0 | 0 | 0 | 0 | 0 | 0 | 0 | 0 | 0 | 0 | 0 | 0 | 0 | 0 | 0 | 0 | 0 | 0 | 0 | 0 | 0
F3_Commercial_Retail_New_Food Preparation_Natural Gas_Range_E1 | F3 | Commercial | Retail | New | Food Preparation | Natural Gas | Range | E1 | System - kBTUs of Consumption | 0.39204 | 0.39204 | 0.39204 | 0.39204 | 0.39204 | 0.39204 | 0.39204 | 0.39204 | 0.39204 | 0.39204 | 0.39204 | 0.39204 | 0.39204 | 0.39204 | 0.39204 | 0.39204 | 0.39204 | 0.39204 | 0.39204 | 0.39204 | 0.39204 | 0.39204 | 0.39204 | 0.39204 | 0.39204 | 0.39204 | 0.39204 | 0.39204 | 0.39204 | 0.39204 | 0.39204 | 0.39204 | 0.39204 | 0 | 0 | 0 | 0 | 0 | 0 | 0 | 0 | 0
F3_Commercial_Retail_New_Food Preparation_Natural Gas_Range_E2 | F3 | Commercial | Retail | New | Food Preparation | Natural Gas | Range | E2 | System - kBTUs of Consumption | 0.39209 | 0.39209 | 0.39209 | 0.39209 | 0.39209 | 0.39209 | 0.39209 | 0.39209 | 0.39209 | 0.39209 | 0.39209 | 0.39209 | 0.39209 | 0.39209 | 0.39209 | 0.39209 | 0.39209 | 0.39209 | 0.39209 | 0.39209 | 0.39209 | 0.39209 | 0.39209 | 0.39209 | 0.39209 | 0.39209 | 0.39209 | 0.39209 | 0.39209 | 0.39209 | 0.39209 | 0.39209 | 0.39209 | 0 | 0 | 0 | 0 | 0 | 0 | 0 | 0 | 0
F3_Commercial_Retail_New_Food Preparation_Natural Gas_Range_E3 | F3 | Commercial | Retail | New | Food Preparation | Natural Gas | Range | E3 | System - kBTUs of Consumption | 0 | 0 | 0 | 0 | 0 | 0 | 0 | 0 | 0 | 0 | 0 | 0 | 0 | 0 | 0 | 0 | 0 | 0 | 0 | 0 | 0 | 0 | 0 | 0 | 0 | 0 | 0 | 0 | 0 | 0 | 0 | 0 | 0 | 0 | 0 | 0 | 0 | 0 | 0 | 0 | 0 | 0
F3_Commercial_Retail_New_Food Preparation_Natural Gas_Range_E4 | F3 | Commercial | Retail | New | Food Preparation | Natural Gas | Range | E4 | System - kBTUs of Consumption | 0 | 0 | 0 | 0 | 0 | 0 | 0 | 0 | 0 | 0 | 0 | 0 | 0 | 0 | 0 | 0 | 0 | 0 | 0 | 0 | 0 | 0 | 0 | 0 | 0 | 0 | 0 | 0 | 0 | 0 | 0 | 0 | 0 | 0 | 0 | 0 | 0 | 0 | 0 | 0 | 0 | 0
F3_Commercial_Retail_New_Food Preparation_Natural Gas_Range_E5 | F3 | Commercial | Retail | New | Food Preparation | Natural Gas | Range | E5 | System - kBTUs of Consumption | 0 | 0 | 0 | 0 | 0 | 0 | 0 | 0 | 0 | 0 | 0 | 0 | 0 | 0 | 0 | 0 | 0 | 0 | 0 | 0 | 0 | 0 | 0 | 0 | 0 | 0 | 0 | 0 | 0 | 0 | 0 | 0 | 0 | 0 | 0 | 0 | 0 | 0 | 0 | 0 | 0 | 0
F3_Commercial_Retail_New_Food Preparation_Natural Gas_Range_E6 | F3 | Commercial | Retail | New | Food Preparation | Natural Gas | Range | E6 | System - kBTUs of Consumption | 0 | 0 | 0 | 0 | 0 | 0 | 0 | 0 | 0 | 0 | 0 | 0 | 0 | 0 | 0 | 0 | 0 | 0 | 0 | 0 | 0 | 0 | 0 | 0 | 0 | 0 | 0 | 0 | 0 | 0 | 0 | 0 | 0 | 0 | 0 | 0 | 0 | 0 | 0 | 0 | 0 | 0
F3_Commercial_Retail_New_Food Preparation_Natural Gas_Range_E7 | F3 | Commercial | Retail | New | Food Preparation | Natural Gas | Range | E7 | System - kBTUs of Consumption | 0 | 0 | 0 | 0 | 0 | 0 | 0 | 0 | 0 | 0 | 0 | 0 | 0 | 0 | 0 | 0 | 0 | 0 | 0 | 0 | 0 | 0 | 0 | 0 | 0 | 0 | 0 | 0 | 0 | 0 | 0 | 0 | 0 | 0 | 0 | 0 | 0 | 0 | 0 | 0 | 0 | 0
F3_Commercial_Retail_New_Food Preparation_Natural Gas_Range_E8 | F3 | Commercial | Retail | New | Food Preparation | Natural Gas | Range | E8 | System - kBTUs of Consumption | 0 | 0 | 0 | 0 | 0 | 0 | 0 | 0 | 0 | 0 | 0 | 0 | 0 | 0 | 0 | 0 | 0 | 0 | 0 | 0 | 0 | 0 | 0 | 0 | 0 | 0 | 0 | 0 | 0 | 0 | 0 | 0 | 0 | 0 | 0 | 0 | 0 | 0 | 0 | 0 | 0 | 0
F3_Commercial_Retail_New_Food Preparation_Natural Gas_Range_E9 | F3 | Commercial | Retail | New | Food Preparation | Natural Gas | Range | E9 | System - kBTUs of Consumption | 0 | 0 | 0 | 0 | 0 | 0 | 0 | 0 | 0 | 0 | 0 | 0 | 0 | 0 | 0 | 0 | 0 | 0 | 0 | 0 | 0 | 0 | 0 | 0 | 0 | 0 | 0 | 0 | 0 | 0 | 0 | 0 | 0 | 0 | 0 | 0 | 0 | 0 | 0 | 0 | 0 | 0
F3_Commercial_Retail_New_Food Preparation_Natural Gas_Range_E10 | F3 | Commercial | Retail | New | Food Preparation | Natural Gas | Range | E10 | System - kBTUs of Consumption | 0 | 0 | 0 | 0 | 0 | 0 | 0 | 0 | 0 | 0 | 0 | 0 | 0 | 0 | 0 | 0 | 0 | 0 | 0 | 0 | 0 | 0 | 0 | 0 | 0 | 0 | 0 | 0 | 0 | 0 | 0 | 0 | 0 | 0 | 0 | 0 | 0 | 0 | 0 | 0 | 0 | 0
F4_Commercial_Retail_New_Food Preparation_Natural Gas_Range_E1 | F4 | Commercial | Retail | New | Food Preparation | Natural Gas | Range | E1 | Utility - Cost of Equipment | 0.80124 | 0.80687 | 0.81358 | 0.82136 | 0.8305 | 0.84122 | 0.8498 | 0.85797 | 0.866 | 0.87413 | 0.88158 | 0.8881 | 0.89465 | 0.90159 | 0.9096 | 0.91761 | 0.92645 | 0.93611 | 0.9464 | 0.95701 | 0.96781 | 0.97794 | 0.9872 | 0.99566 | 1.0031 | 1.0095 | 1.0139 | 1.0172 | 1.0201 | 1.0225 | 1.025 | 1.026 | 1.026 | 0 | 0 | 0 | 0 | 0 | 0 | 0 | 0 | 0
F4_Commercial_Retail_New_Food Preparation_Natural Gas_Range_E2 | F4 | Commercial | Retail | New | Food Preparation | Natural Gas | Range | E2 | Utility - Cost of Equipment | 0.60093 | 0.60515 | 0.61018 | 0.61602 | 0.62288 | 0.63091 | 0.63735 | 0.64348 | 0.6495 | 0.6556 | 0.66119 | 0.66607 | 0.67099 | 0.67619 | 0.6822 | 0.68821 | 0.69484 | 0.70208 | 0.7098 | 0.71776 | 0.72586 | 0.73346 | 0.7404 | 0.74675 | 0.75233 | 0.75712 | 0.76045 | 0.76293 | 0.76507 | 0.76691 | 0.76872 | 0.76952 | 0.76952 | 0 | 0 | 0 | 0 | 0 | 0 | 0 | 0 | 0
F4_Commercial_Retail_New_Food Preparation_Natural Gas_Range_E3 | F4 | Commercial | Retail | New | Food Preparation | Natural Gas | Range | E3 | Utility - Cost of Equipment | 0 | 0 | 0 | 0 | 0 | 0 | 0 | 0 | 0 | 0 | 0 | 0 | 0 | 0 | 0 | 0 | 0 | 0 | 0 | 0 | 0 | 0 | 0 | 0 | 0 | 0 | 0 | 0 | 0 | 0 | 0 | 0 | 0 | 0 | 0 | 0 | 0 | 0 | 0 | 0 | 0 | 0
F4_Commercial_Retail_New_Food Preparation_Natural Gas_Range_E4 | F4 | Commercial | Retail | New | Food Preparation | Natural Gas | Range | E4 | Utility - Cost of Equipment | 0 | 0 | 0 | 0 | 0 | 0 | 0 | 0 | 0 | 0 | 0 | 0 | 0 | 0 | 0 | 0 | 0 | 0 | 0 | 0 | 0 | 0 | 0 | 0 | 0 | 0 | 0 | 0 | 0 | 0 | 0 | 0 | 0 | 0 | 0 | 0 | 0 | 0 | 0 | 0 | 0 | 0
F4_Commercial_Retail_New_Food Preparation_Natural Gas_Range_E5 | F4 | Commercial | Retail | New | Food Preparation | Natural Gas | Range | E5 | Utility - Cost of Equipment | 0 | 0 | 0 | 0 | 0 | 0 | 0 | 0 | 0 | 0 | 0 | 0 | 0 | 0 | 0 | 0 | 0 | 0 | 0 | 0 | 0 | 0 | 0 | 0 | 0 | 0 | 0 | 0 | 0 | 0 | 0 | 0 | 0 | 0 | 0 | 0 | 0 | 0 | 0 | 0 | 0 | 0
F4_Commercial_Retail_New_Food Preparation_Natural Gas_Range_E6 | F4 | Commercial | Retail | New | Food Preparation | Natural Gas | Range | E6 | Utility - Cost of Equipment | 0 | 0 | 0 | 0 | 0 | 0 | 0 | 0 | 0 | 0 | 0 | 0 | 0 | 0 | 0 | 0 | 0 | 0 | 0 | 0 | 0 | 0 | 0 | 0 | 0 | 0 | 0 | 0 | 0 | 0 | 0 | 0 | 0 | 0 | 0 | 0 | 0 | 0 | 0 | 0 | 0 | 0
F4_Commercial_Retail_New_Food Preparation_Natural Gas_Range_E7 | F4 | Commercial | Retail | New | Food Preparation | Natural Gas | Range | E7 | Utility - Cost of Equipment | 0 | 0 | 0 | 0 | 0 | 0 | 0 | 0 | 0 | 0 | 0 | 0 | 0 | 0 | 0 | 0 | 0 | 0 | 0 | 0 | 0 | 0 | 0 | 0 | 0 | 0 | 0 | 0 | 0 | 0 | 0 | 0 | 0 | 0 | 0 | 0 | 0 | 0 | 0 | 0 | 0 | 0
F4_Commercial_Retail_New_Food Preparation_Natural Gas_Range_E8 | F4 | Commercial | Retail | New | Food Preparation | Natural Gas | Range | E8 | Utility - Cost of Equipment | 0 | 0 | 0 | 0 | 0 | 0 | 0 | 0 | 0 | 0 | 0 | 0 | 0 | 0 | 0 | 0 | 0 | 0 | 0 | 0 | 0 | 0 | 0 | 0 | 0 | 0 | 0 | 0 | 0 | 0 | 0 | 0 | 0 | 0 | 0 | 0 | 0 | 0 | 0 | 0 | 0 | 0
F4_Commercial_Retail_New_Food Preparation_Natural Gas_Range_E9 | F4 | Commercial | Retail | New | Food Preparation | Natural Gas | Range | E9 | Utility - Cost of Equipment | 0 | 0 | 0 | 0 | 0 | 0 | 0 | 0 | 0 | 0 | 0 | 0 | 0 | 0 | 0 | 0 | 0 | 0 | 0 | 0 | 0 | 0 | 0 | 0 | 0 | 0 | 0 | 0 | 0 | 0 | 0 | 0 | 0 | 0 | 0 | 0 | 0 | 0 | 0 | 0 | 0 | 0
F4_Commercial_Retail_New_Food Preparation_Natural Gas_Range_E10 | F4 | Commercial | Retail | New | Food Preparation | Natural Gas | Range | E10 | Utility - Cost of Equipment | 0 | 0 | 0 | 0 | 0 | 0 | 0 | 0 | 0 | 0 | 0 | 0 | 0 | 0 | 0 | 0 | 0 | 0 | 0 | 0 | 0 | 0 | 0 | 0 | 0 | 0 | 0 | 0 | 0 | 0 | 0 | 0 | 0 | 0 | 0 | 0 | 0 | 0 | 0 | 0 | 0 | 0
F5_Commercial_Retail_New_Food Preparation_Natural Gas_Range_E1 | F5 | Commercial | Retail | New | Food Preparation | Natural Gas | Range | E1 | Utility - Cost of Operation | 0.39204 | 0.39204 | 0.39204 | 0.39204 | 0.39204 | 0.39204 | 0.39204 | 0.39204 | 0.39204 | 0.39204 | 0.39204 | 0.39204 | 0.39204 | 0.39204 | 0.39204 | 0.39204 | 0.39204 | 0.39204 | 0.39204 | 0.39204 | 0.39204 | 0.39204 | 0.39204 | 0.39204 | 0.39204 | 0.39204 | 0.39204 | 0.39204 | 0.39204 | 0.39204 | 0.39204 | 0.39204 | 0.39204 | 0 | 0 | 0 | 0 | 0 | 0 | 0 | 0 | 0
F5_Commercial_Retail_New_Food Preparation_Natural Gas_Range_E2 | F5 | Commercial | Retail | New | Food Preparation | Natural Gas | Range | E2 | Utility - Cost of Operation | 0.39209 | 0.39209 | 0.39209 | 0.39209 | 0.39209 | 0.39209 | 0.39209 | 0.39209 | 0.39209 | 0.39209 | 0.39209 | 0.39209 | 0.39209 | 0.39209 | 0.39209 | 0.39209 | 0.39209 | 0.39209 | 0.39209 | 0.39209 | 0.39209 | 0.39209 | 0.39209 | 0.39209 | 0.39209 | 0.39209 | 0.39209 | 0.39209 | 0.39209 | 0.39209 | 0.39209 | 0.39209 | 0.39209 | 0 | 0 | 0 | 0 | 0 | 0 | 0 | 0 | 0
F5_Commercial_Retail_New_Food Preparation_Natural Gas_Range_E3 | F5 | Commercial | Retail | New | Food Preparation | Natural Gas | Range | E3 | Utility - Cost of Operation | 0 | 0 | 0 | 0 | 0 | 0 | 0 | 0 | 0 | 0 | 0 | 0 | 0 | 0 | 0 | 0 | 0 | 0 | 0 | 0 | 0 | 0 | 0 | 0 | 0 | 0 | 0 | 0 | 0 | 0 | 0 | 0 | 0 | 0 | 0 | 0 | 0 | 0 | 0 | 0 | 0 | 0
F5_Commercial_Retail_New_Food Preparation_Natural Gas_Range_E4 | F5 | Commercial | Retail | New | Food Preparation | Natural Gas | Range | E4 | Utility - Cost of Operation | 0 | 0 | 0 | 0 | 0 | 0 | 0 | 0 | 0 | 0 | 0 | 0 | 0 | 0 | 0 | 0 | 0 | 0 | 0 | 0 | 0 | 0 | 0 | 0 | 0 | 0 | 0 | 0 | 0 | 0 | 0 | 0 | 0 | 0 | 0 | 0 | 0 | 0 | 0 | 0 | 0 | 0
F5_Commercial_Retail_New_Food Preparation_Natural Gas_Range_E5 | F5 | Commercial | Retail | New | Food Preparation | Natural Gas | Range | E5 | Utility - Cost of Operation | 0 | 0 | 0 | 0 | 0 | 0 | 0 | 0 | 0 | 0 | 0 | 0 | 0 | 0 | 0 | 0 | 0 | 0 | 0 | 0 | 0 | 0 | 0 | 0 | 0 | 0 | 0 | 0 | 0 | 0 | 0 | 0 | 0 | 0 | 0 | 0 | 0 | 0 | 0 | 0 | 0 | 0
F5_Commercial_Retail_New_Food Preparation_Natural Gas_Range_E6 | F5 | Commercial | Retail | New | Food Preparation | Natural Gas | Range | E6 | Utility - Cost of Operation | 0 | 0 | 0 | 0 | 0 | 0 | 0 | 0 | 0 | 0 | 0 | 0 | 0 | 0 | 0 | 0 | 0 | 0 | 0 | 0 | 0 | 0 | 0 | 0 | 0 | 0 | 0 | 0 | 0 | 0 | 0 | 0 | 0 | 0 | 0 | 0 | 0 | 0 | 0 | 0 | 0 | 0
F5_Commercial_Retail_New_Food Preparation_Natural Gas_Range_E7 | F5 | Commercial | Retail | New | Food Preparation | Natural Gas | Range | E7 | Utility - Cost of Operation | 0 | 0 | 0 | 0 | 0 | 0 | 0 | 0 | 0 | 0 | 0 | 0 | 0 | 0 | 0 | 0 | 0 | 0 | 0 | 0 | 0 | 0 | 0 | 0 | 0 | 0 | 0 | 0 | 0 | 0 | 0 | 0 | 0 | 0 | 0 | 0 | 0 | 0 | 0 | 0 | 0 | 0
F5_Commercial_Retail_New_Food Preparation_Natural Gas_Range_E8 | F5 | Commercial | Retail | New | Food Preparation | Natural Gas | Range | E8 | Utility - Cost of Operation | 0 | 0 | 0 | 0 | 0 | 0 | 0 | 0 | 0 | 0 | 0 | 0 | 0 | 0 | 0 | 0 | 0 | 0 | 0 | 0 | 0 | 0 | 0 | 0 | 0 | 0 | 0 | 0 | 0 | 0 | 0 | 0 | 0 | 0 | 0 | 0 | 0 | 0 | 0 | 0 | 0 | 0
F5_Commercial_Retail_New_Food Preparation_Natural Gas_Range_E9 | F5 | Commercial | Retail | New | Food Preparation | Natural Gas | Range | E9 | Utility - Cost of Operation | 0 | 0 | 0 | 0 | 0 | 0 | 0 | 0 | 0 | 0 | 0 | 0 | 0 | 0 | 0 | 0 | 0 | 0 | 0 | 0 | 0 | 0 | 0 | 0 | 0 | 0 | 0 | 0 | 0 | 0 | 0 | 0 | 0 | 0 | 0 | 0 | 0 | 0 | 0 | 0 | 0 | 0
F5_Commercial_Retail_New_Food Preparation_Natural Gas_Range_E10 | F5 | Commercial | Retail | New | Food Preparation | Natural Gas | Range | E10 | Utility - Cost of Operation | 0 | 0 | 0 | 0 | 0 | 0 | 0 | 0 | 0 | 0 | 0 | 0 | 0 | 0 | 0 | 0 | 0 | 0 | 0 | 0 | 0 | 0 | 0 | 0 | 0 | 0 | 0 | 0 | 0 | 0 | 0 | 0 | 0 | 0 | 0 | 0 | 0 | 0 | 0 | 0 | 0 | 0
F6_Commercial_Retail_New_Food Preparation_Natural Gas_Range_E1 | F6 | Commercial | Retail | New | Food Preparation | Natural Gas | Range | E1 | Utility - Value of Sales | 0.47903 | 0.47903 | 0.47903 | 0.47903 | 0.47903 | 0.47903 | 0.47903 | 0.47903 | 0.47903 | 0.47903 | 0.47903 | 0.47903 | 0.47903 | 0.47903 | 0.47903 | 0.47903 | 0.47903 | 0.47903 | 0.47903 | 0.47903 | 0.47903 | 0.47903 | 0.47903 | 0.47903 | 0.47903 | 0.47903 | 0.47903 | 0.47903 | 0.47903 | 0.47903 | 0.47903 | 0.47903 | 0.47903 | 0 | 0 | 0 | 0 | 0 | 0 | 0 | 0 | 0
F6_Commercial_Retail_New_Food Preparation_Natural Gas_Range_E2 | F6 | Commercial | Retail | New | Food Preparation | Natural Gas | Range | E2 | Utility - Value of Sales | 0.35927 | 0.35927 | 0.35927 | 0.35927 | 0.35927 | 0.35927 | 0.35927 | 0.35927 | 0.35927 | 0.35927 | 0.35927 | 0.35927 | 0.35927 | 0.35927 | 0.35927 | 0.35927 | 0.35927 | 0.35927 | 0.35927 | 0.35927 | 0.35927 | 0.35927 | 0.35927 | 0.35927 | 0.35927 | 0.35927 | 0.35927 | 0.35927 | 0.35927 | 0.35927 | 0.35927 | 0.35927 | 0.35927 | 0 | 0 | 0 | 0 | 0 | 0 | 0 | 0 | 0
F6_Commercial_Retail_New_Food Preparation_Natural Gas_Range_E3 | F6 | Commercial | Retail | New | Food Preparation | Natural Gas | Range | E3 | Utility - Value of Sales | 0 | 0 | 0 | 0 | 0 | 0 | 0 | 0 | 0 | 0 | 0 | 0 | 0 | 0 | 0 | 0 | 0 | 0 | 0 | 0 | 0 | 0 | 0 | 0 | 0 | 0 | 0 | 0 | 0 | 0 | 0 | 0 | 0 | 0 | 0 | 0 | 0 | 0 | 0 | 0 | 0 | 0
F6_Commercial_Retail_New_Food Preparation_Natural Gas_Range_E4 | F6 | Commercial | Retail | New | Food Preparation | Natural Gas | Range | E4 | Utility - Value of Sales | 0 | 0 | 0 | 0 | 0 | 0 | 0 | 0 | 0 | 0 | 0 | 0 | 0 | 0 | 0 | 0 | 0 | 0 | 0 | 0 | 0 | 0 | 0 | 0 | 0 | 0 | 0 | 0 | 0 | 0 | 0 | 0 | 0 | 0 | 0 | 0 | 0 | 0 | 0 | 0 | 0 | 0
F6_Commercial_Retail_New_Food Preparation_Natural Gas_Range_E5 | F6 | Commercial | Retail | New | Food Preparation | Natural Gas | Range | E5 | Utility - Value of Sales | 0 | 0 | 0 | 0 | 0 | 0 | 0 | 0 | 0 | 0 | 0 | 0 | 0 | 0 | 0 | 0 | 0 | 0 | 0 | 0 | 0 | 0 | 0 | 0 | 0 | 0 | 0 | 0 | 0 | 0 | 0 | 0 | 0 | 0 | 0 | 0 | 0 | 0 | 0 | 0 | 0 | 0
F6_Commercial_Retail_New_Food Preparation_Natural Gas_Range_E6 | F6 | Commercial | Retail | New | Food Preparation | Natural Gas | Range | E6 | Utility - Value of Sales | 0 | 0 | 0 | 0 | 0 | 0 | 0 | 0 | 0 | 0 | 0 | 0 | 0 | 0 | 0 | 0 | 0 | 0 | 0 | 0 | 0 | 0 | 0 | 0 | 0 | 0 | 0 | 0 | 0 | 0 | 0 | 0 | 0 | 0 | 0 | 0 | 0 | 0 | 0 | 0 | 0 | 0
F6_Commercial_Retail_New_Food Preparation_Natural Gas_Range_E7 | F6 | Commercial | Retail | New | Food Preparation | Natural Gas | Range | E7 | Utility - Value of Sales | 0 | 0 | 0 | 0 | 0 | 0 | 0 | 0 | 0 | 0 | 0 | 0 | 0 | 0 | 0 | 0 | 0 | 0 | 0 | 0 | 0 | 0 | 0 | 0 | 0 | 0 | 0 | 0 | 0 | 0 | 0 | 0 | 0 | 0 | 0 | 0 | 0 | 0 | 0 | 0 | 0 | 0
F6_Commercial_Retail_New_Food Preparation_Natural Gas_Range_E8 | F6 | Commercial | Retail | New | Food Preparation | Natural Gas | Range | E8 | Utility - Value of Sales | 0 | 0 | 0 | 0 | 0 | 0 | 0 | 0 | 0 | 0 | 0 | 0 | 0 | 0 | 0 | 0 | 0 | 0 | 0 | 0 | 0 | 0 | 0 | 0 | 0 | 0 | 0 | 0 | 0 | 0 | 0 | 0 | 0 | 0 | 0 | 0 | 0 | 0 | 0 | 0 | 0 | 0
F6_Commercial_Retail_New_Food Preparation_Natural Gas_Range_E9 | F6 | Commercial | Retail | New | Food Preparation | Natural Gas | Range | E9 | Utility - Value of Sales | 0 | 0 | 0 | 0 | 0 | 0 | 0 | 0 | 0 | 0 | 0 | 0 | 0 | 0 | 0 | 0 | 0 | 0 | 0 | 0 | 0 | 0 | 0 | 0 | 0 | 0 | 0 | 0 | 0 | 0 | 0 | 0 | 0 | 0 | 0 | 0 | 0 | 0 | 0 | 0 | 0 | 0
F6_Commercial_Retail_New_Food Preparation_Natural Gas_Range_E10 | F6 | Commercial | Retail | New | Food Preparation | Natural Gas | Range | E10 | Utility - Value of Sales | 0 | 0 | 0 | 0 | 0 | 0 | 0 | 0 | 0 | 0 | 0 | 0 | 0 | 0 | 0 | 0 | 0 | 0 | 0 | 0 | 0 | 0 | 0 | 0 | 0 | 0 | 0 | 0 | 0 | 0 | 0 | 0 | 0 | 0 | 0 | 0 | 0 | 0 | 0 | 0 | 0 | 0
F1_Commercial_Retail_New_Food Preparation_Natural Gas_Steamer_E1 | F1 | Commercial | Retail | New | Food Preparation | Natural Gas | Steamer | E1 | RVT - Cost of Equipment | 1.3331 | 1.3428 | 1.3539 | 0 | 0 | 0 | 0 | 0 | 0 | 0 | 0 | 0 | 0 | 0 | 0 | 0 | 0 | 0 | 0 | 0 | 0 | 0 | 0 | 0 | 0 | 0 | 0 | 0 | 0 | 0 | 0 | 0 | 0 | 0 | 0 | 0 | 0 | 0 | 0 | 0 | 0 | 0
F1_Commercial_Retail_New_Food Preparation_Natural Gas_Steamer_E2 | F1 | Commercial | Retail | New | Food Preparation | Natural Gas | Steamer | E2 | RVT - Cost of Equipment | 0.57834 | 0.58256 | 0.58735 | 0.5927 | 0.59887 | 0.60603 | 0.61194 | 0.61769 | 0.62352 | 0.62954 | 0.63524 | 0.64042 | 0.64562 | 0.65102 | 0.65694 | 0.66271 | 0.66889 | 0.6755 | 0.68244 | 0.68951 | 0.69658 | 0.70314 | 0.70907 | 0.7144 | 0.71905 | 0.72305 | 0.72583 | 0.72789 | 0.72968 | 0.73121 | 0.73273 | 0.73339 | 0.73339 | 0 | 0 | 0 | 0 | 0 | 0 | 0 | 0 | 0
F1_Commercial_Retail_New_Food Preparation_Natural Gas_Steamer_E3 | F1 | Commercial | Retail | New | Food Preparation | Natural Gas | Steamer | E3 | RVT - Cost of Equipment | 0 | 0 | 0 | 0 | 0 | 0 | 0 | 0 | 0 | 0 | 0 | 0 | 0 | 0 | 0 | 0 | 0 | 0 | 0 | 0 | 0 | 0 | 0 | 0 | 0 | 0 | 0 | 0 | 0 | 0 | 0 | 0 | 0 | 0 | 0 | 0 | 0 | 0 | 0 | 0 | 0 | 0
F1_Commercial_Retail_New_Food Preparation_Natural Gas_Steamer_E4 | F1 | Commercial | Retail | New | Food Preparation | Natural Gas | Steamer | E4 | RVT - Cost of Equipment | 0 | 0 | 0 | 0 | 0 | 0 | 0 | 0 | 0 | 0 | 0 | 0 | 0 | 0 | 0 | 0 | 0 | 0 | 0 | 0 | 0 | 0 | 0 | 0 | 0 | 0 | 0 | 0 | 0 | 0 | 0 | 0 | 0 | 0 | 0 | 0 | 0 | 0 | 0 | 0 | 0 | 0
F1_Commercial_Retail_New_Food Preparation_Natural Gas_Steamer_E5 | F1 | Commercial | Retail | New | Food Preparation | Natural Gas | Steamer | E5 | RVT - Cost of Equipment | 0 | 0 | 0 | 0 | 0 | 0 | 0 | 0 | 0 | 0 | 0 | 0 | 0 | 0 | 0 | 0 | 0 | 0 | 0 | 0 | 0 | 0 | 0 | 0 | 0 | 0 | 0 | 0 | 0 | 0 | 0 | 0 | 0 | 0 | 0 | 0 | 0 | 0 | 0 | 0 | 0 | 0
F1_Commercial_Retail_New_Food Preparation_Natural Gas_Steamer_E6 | F1 | Commercial | Retail | New | Food Preparation | Natural Gas | Steamer | E6 | RVT - Cost of Equipment | 0 | 0 | 0 | 0 | 0 | 0 | 0 | 0 | 0 | 0 | 0 | 0 | 0 | 0 | 0 | 0 | 0 | 0 | 0 | 0 | 0 | 0 | 0 | 0 | 0 | 0 | 0 | 0 | 0 | 0 | 0 | 0 | 0 | 0 | 0 | 0 | 0 | 0 | 0 | 0 | 0 | 0
F1_Commercial_Retail_New_Food Preparation_Natural Gas_Steamer_E7 | F1 | Commercial | Retail | New | Food Preparation | Natural Gas | Steamer | E7 | RVT - Cost of Equipment | 0 | 0 | 0 | 0 | 0 | 0 | 0 | 0 | 0 | 0 | 0 | 0 | 0 | 0 | 0 | 0 | 0 | 0 | 0 | 0 | 0 | 0 | 0 | 0 | 0 | 0 | 0 | 0 | 0 | 0 | 0 | 0 | 0 | 0 | 0 | 0 | 0 | 0 | 0 | 0 | 0 | 0
F1_Commercial_Retail_New_Food Preparation_Natural Gas_Steamer_E8 | F1 | Commercial | Retail | New | Food Preparation | Natural Gas | Steamer | E8 | RVT - Cost of Equipment | 0 | 0 | 0 | 0 | 0 | 0 | 0 | 0 | 0 | 0 | 0 | 0 | 0 | 0 | 0 | 0 | 0 | 0 | 0 | 0 | 0 | 0 | 0 | 0 | 0 | 0 | 0 | 0 | 0 | 0 | 0 | 0 | 0 | 0 | 0 | 0 | 0 | 0 | 0 | 0 | 0 | 0
F1_Commercial_Retail_New_Food Preparation_Natural Gas_Steamer_E9 | F1 | Commercial | Retail | New | Food Preparation | Natural Gas | Steamer | E9 | RVT - Cost of Equipment | 0 | 0 | 0 | 0 | 0 | 0 | 0 | 0 | 0 | 0 | 0 | 0 | 0 | 0 | 0 | 0 | 0 | 0 | 0 | 0 | 0 | 0 | 0 | 0 | 0 | 0 | 0 | 0 | 0 | 0 | 0 | 0 | 0 | 0 | 0 | 0 | 0 | 0 | 0 | 0 | 0 | 0
F1_Commercial_Retail_New_Food Preparation_Natural Gas_Steamer_E10 | F1 | Commercial | Retail | New | Food Preparation | Natural Gas | Steamer | E10 | RVT - Cost of Equipment | 0 | 0 | 0 | 0 | 0 | 0 | 0 | 0 | 0 | 0 | 0 | 0 | 0 | 0 | 0 | 0 | 0 | 0 | 0 | 0 | 0 | 0 | 0 | 0 | 0 | 0 | 0 | 0 | 0 | 0 | 0 | 0 | 0 | 0 | 0 | 0 | 0 | 0 | 0 | 0 | 0 | 0
F2_Commercial_Retail_New_Food Preparation_Natural Gas_Steamer_E1 | F2 | Commercial | Retail | New | Food Preparation | Natural Gas | Steamer | E1 | RVT - Cost of Operation | 1.5972 | 1.6088 | 1.622 | 0 | 0 | 0 | 0 | 0 | 0 | 0 | 0 | 0 | 0 | 0 | 0 | 0 | 0 | 0 | 0 | 0 | 0 | 0 | 0 | 0 | 0 | 0 | 0 | 0 | 0 | 0 | 0 | 0 | 0 | 0 | 0 | 0 | 0 | 0 | 0 | 0 | 0 | 0
F2_Commercial_Retail_New_Food Preparation_Natural Gas_Steamer_E2 | F2 | Commercial | Retail | New | Food Preparation | Natural Gas | Steamer | E2 | RVT - Cost of Operation | 0.69289 | 0.69794 | 0.70368 | 0.7101 | 0.71748 | 0.72606 | 0.73314 | 0.74004 | 0.74702 | 0.75423 | 0.76106 | 0.76727 | 0.7735 | 0.77997 | 0.78705 | 0.79397 | 0.80138 | 0.80929 | 0.81761 | 0.82608 | 0.83455 | 0.84241 | 0.84951 | 0.85589 | 0.86147 | 0.86626 | 0.86959 | 0.87206 | 0.87421 | 0.87604 | 0.87785 | 0.87865 | 0.87865 | 0 | 0 | 0 | 0 | 0 | 0 | 0 | 0 | 0
F2_Commercial_Retail_New_Food Preparation_Natural Gas_Steamer_E3 | F2 | Commercial | Retail | New | Food Preparation | Natural Gas | Steamer | E3 | RVT - Cost of Operation | 0 | 0 | 0 | 0 | 0 | 0 | 0 | 0 | 0 | 0 | 0 | 0 | 0 | 0 | 0 | 0 | 0 | 0 | 0 | 0 | 0 | 0 | 0 | 0 | 0 | 0 | 0 | 0 | 0 | 0 | 0 | 0 | 0 | 0 | 0 | 0 | 0 | 0 | 0 | 0 | 0 | 0
F2_Commercial_Retail_New_Food Preparation_Natural Gas_Steamer_E4 | F2 | Commercial | Retail | New | Food Preparation | Natural Gas | Steamer | E4 | RVT - Cost of Operation | 0 | 0 | 0 | 0 | 0 | 0 | 0 | 0 | 0 | 0 | 0 | 0 | 0 | 0 | 0 | 0 | 0 | 0 | 0 | 0 | 0 | 0 | 0 | 0 | 0 | 0 | 0 | 0 | 0 | 0 | 0 | 0 | 0 | 0 | 0 | 0 | 0 | 0 | 0 | 0 | 0 | 0
F2_Commercial_Retail_New_Food Preparation_Natural Gas_Steamer_E5 | F2 | Commercial | Retail | New | Food Preparation | Natural Gas | Steamer | E5 | RVT - Cost of Operation | 0 | 0 | 0 | 0 | 0 | 0 | 0 | 0 | 0 | 0 | 0 | 0 | 0 | 0 | 0 | 0 | 0 | 0 | 0 | 0 | 0 | 0 | 0 | 0 | 0 | 0 | 0 | 0 | 0 | 0 | 0 | 0 | 0 | 0 | 0 | 0 | 0 | 0 | 0 | 0 | 0 | 0
F2_Commercial_Retail_New_Food Preparation_Natural Gas_Steamer_E6 | F2 | Commercial | Retail | New | Food Preparation | Natural Gas | Steamer | E6 | RVT - Cost of Operation | 0 | 0 | 0 | 0 | 0 | 0 | 0 | 0 | 0 | 0 | 0 | 0 | 0 | 0 | 0 | 0 | 0 | 0 | 0 | 0 | 0 | 0 | 0 | 0 | 0 | 0 | 0 | 0 | 0 | 0 | 0 | 0 | 0 | 0 | 0 | 0 | 0 | 0 | 0 | 0 | 0 | 0
F2_Commercial_Retail_New_Food Preparation_Natural Gas_Steamer_E7 | F2 | Commercial | Retail | New | Food Preparation | Natural Gas | Steamer | E7 | RVT - Cost of Operation | 0 | 0 | 0 | 0 | 0 | 0 | 0 | 0 | 0 | 0 | 0 | 0 | 0 | 0 | 0 | 0 | 0 | 0 | 0 | 0 | 0 | 0 | 0 | 0 | 0 | 0 | 0 | 0 | 0 | 0 | 0 | 0 | 0 | 0 | 0 | 0 | 0 | 0 | 0 | 0 | 0 | 0
F2_Commercial_Retail_New_Food Preparation_Natural Gas_Steamer_E8 | F2 | Commercial | Retail | New | Food Preparation | Natural Gas | Steamer | E8 | RVT - Cost of Operation | 0 | 0 | 0 | 0 | 0 | 0 | 0 | 0 | 0 | 0 | 0 | 0 | 0 | 0 | 0 | 0 | 0 | 0 | 0 | 0 | 0 | 0 | 0 | 0 | 0 | 0 | 0 | 0 | 0 | 0 | 0 | 0 | 0 | 0 | 0 | 0 | 0 | 0 | 0 | 0 | 0 | 0
F2_Commercial_Retail_New_Food Preparation_Natural Gas_Steamer_E9 | F2 | Commercial | Retail | New | Food Preparation | Natural Gas | Steamer | E9 | RVT - Cost of Operation | 0 | 0 | 0 | 0 | 0 | 0 | 0 | 0 | 0 | 0 | 0 | 0 | 0 | 0 | 0 | 0 | 0 | 0 | 0 | 0 | 0 | 0 | 0 | 0 | 0 | 0 | 0 | 0 | 0 | 0 | 0 | 0 | 0 | 0 | 0 | 0 | 0 | 0 | 0 | 0 | 0 | 0
F2_Commercial_Retail_New_Food Preparation_Natural Gas_Steamer_E10 | F2 | Commercial | Retail | New | Food Preparation | Natural Gas | Steamer | E10 | RVT - Cost of Operation | 0 | 0 | 0 | 0 | 0 | 0 | 0 | 0 | 0 | 0 | 0 | 0 | 0 | 0 | 0 | 0 | 0 | 0 | 0 | 0 | 0 | 0 | 0 | 0 | 0 | 0 | 0 | 0 | 0 | 0 | 0 | 0 | 0 | 0 | 0 | 0 | 0 | 0 | 0 | 0 | 0 | 0
F3_Commercial_Retail_New_Food Preparation_Natural Gas_Steamer_E1 | F3 | Commercial | Retail | New | Food Preparation | Natural Gas | Steamer | E1 | System - kBTUs of Consumption | 1.0104 | 1.0104 | 1.0104 | 0 | 0 | 0 | 0 | 0 | 0 | 0 | 0 | 0 | 0 | 0 | 0 | 0 | 0 | 0 | 0 | 0 | 0 | 0 | 0 | 0 | 0 | 0 | 0 | 0 | 0 | 0 | 0 | 0 | 0 | 0 | 0 | 0 | 0 | 0 | 0 | 0 | 0 | 0
F3_Commercial_Retail_New_Food Preparation_Natural Gas_Steamer_E2 | F3 | Commercial | Retail | New | Food Preparation | Natural Gas | Steamer | E2 | System - kBTUs of Consumption | 1.1837 | 1.1837 | 1.1837 | 1.1837 | 1.1837 | 1.1837 | 1.1837 | 1.1837 | 1.1837 | 1.1837 | 1.1837 | 1.1837 | 1.1837 | 1.1837 | 1.1837 | 1.1837 | 1.1837 | 1.1837 | 1.1837 | 1.1837 | 1.1837 | 1.1837 | 1.1837 | 1.1837 | 1.1837 | 1.1837 | 1.1837 | 1.1837 | 1.1837 | 1.1837 | 1.1837 | 1.1837 | 1.1837 | 0 | 0 | 0 | 0 | 0 | 0 | 0 | 0 | 0
F3_Commercial_Retail_New_Food Preparation_Natural Gas_Steamer_E3 | F3 | Commercial | Retail | New | Food Preparation | Natural Gas | Steamer | E3 | System - kBTUs of Consumption | 0 | 0 | 0 | 0 | 0 | 0 | 0 | 0 | 0 | 0 | 0 | 0 | 0 | 0 | 0 | 0 | 0 | 0 | 0 | 0 | 0 | 0 | 0 | 0 | 0 | 0 | 0 | 0 | 0 | 0 | 0 | 0 | 0 | 0 | 0 | 0 | 0 | 0 | 0 | 0 | 0 | 0
F3_Commercial_Retail_New_Food Preparation_Natural Gas_Steamer_E4 | F3 | Commercial | Retail | New | Food Preparation | Natural Gas | Steamer | E4 | System - kBTUs of Consumption | 0 | 0 | 0 | 0 | 0 | 0 | 0 | 0 | 0 | 0 | 0 | 0 | 0 | 0 | 0 | 0 | 0 | 0 | 0 | 0 | 0 | 0 | 0 | 0 | 0 | 0 | 0 | 0 | 0 | 0 | 0 | 0 | 0 | 0 | 0 | 0 | 0 | 0 | 0 | 0 | 0 | 0
F3_Commercial_Retail_New_Food Preparation_Natural Gas_Steamer_E5 | F3 | Commercial | Retail | New | Food Preparation | Natural Gas | Steamer | E5 | System - kBTUs of Consumption | 0 | 0 | 0 | 0 | 0 | 0 | 0 | 0 | 0 | 0 | 0 | 0 | 0 | 0 | 0 | 0 | 0 | 0 | 0 | 0 | 0 | 0 | 0 | 0 | 0 | 0 | 0 | 0 | 0 | 0 | 0 | 0 | 0 | 0 | 0 | 0 | 0 | 0 | 0 | 0 | 0 | 0
F3_Commercial_Retail_New_Food Preparation_Natural Gas_Steamer_E6 | F3 | Commercial | Retail | New | Food Preparation | Natural Gas | Steamer | E6 | System - kBTUs of Consumption | 0 | 0 | 0 | 0 | 0 | 0 | 0 | 0 | 0 | 0 | 0 | 0 | 0 | 0 | 0 | 0 | 0 | 0 | 0 | 0 | 0 | 0 | 0 | 0 | 0 | 0 | 0 | 0 | 0 | 0 | 0 | 0 | 0 | 0 | 0 | 0 | 0 | 0 | 0 | 0 | 0 | 0
F3_Commercial_Retail_New_Food Preparation_Natural Gas_Steamer_E7 | F3 | Commercial | Retail | New | Food Preparation | Natural Gas | Steamer | E7 | System - kBTUs of Consumption | 0 | 0 | 0 | 0 | 0 | 0 | 0 | 0 | 0 | 0 | 0 | 0 | 0 | 0 | 0 | 0 | 0 | 0 | 0 | 0 | 0 | 0 | 0 | 0 | 0 | 0 | 0 | 0 | 0 | 0 | 0 | 0 | 0 | 0 | 0 | 0 | 0 | 0 | 0 | 0 | 0 | 0
F3_Commercial_Retail_New_Food Preparation_Natural Gas_Steamer_E8 | F3 | Commercial | Retail | New | Food Preparation | Natural Gas | Steamer | E8 | System - kBTUs of Consumption | 0 | 0 | 0 | 0 | 0 | 0 | 0 | 0 | 0 | 0 | 0 | 0 | 0 | 0 | 0 | 0 | 0 | 0 | 0 | 0 | 0 | 0 | 0 | 0 | 0 | 0 | 0 | 0 | 0 | 0 | 0 | 0 | 0 | 0 | 0 | 0 | 0 | 0 | 0 | 0 | 0 | 0
F3_Commercial_Retail_New_Food Preparation_Natural Gas_Steamer_E9 | F3 | Commercial | Retail | New | Food Preparation | Natural Gas | Steamer | E9 | System - kBTUs of Consumption | 0 | 0 | 0 | 0 | 0 | 0 | 0 | 0 | 0 | 0 | 0 | 0 | 0 | 0 | 0 | 0 | 0 | 0 | 0 | 0 | 0 | 0 | 0 | 0 | 0 | 0 | 0 | 0 | 0 | 0 | 0 | 0 | 0 | 0 | 0 | 0 | 0 | 0 | 0 | 0 | 0 | 0
F3_Commercial_Retail_New_Food Preparation_Natural Gas_Steamer_E10 | F3 | Commercial | Retail | New | Food Preparation | Natural Gas | Steamer | E10 | System - kBTUs of Consumption | 0 | 0 | 0 | 0 | 0 | 0 | 0 | 0 | 0 | 0 | 0 | 0 | 0 | 0 | 0 | 0 | 0 | 0 | 0 | 0 | 0 | 0 | 0 | 0 | 0 | 0 | 0 | 0 | 0 | 0 | 0 | 0 | 0 | 0 | 0 | 0 | 0 | 0 | 0 | 0 | 0 | 0
F4_Commercial_Retail_New_Food Preparation_Natural Gas_Steamer_E1 | F4 | Commercial | Retail | New | Food Preparation | Natural Gas | Steamer | E1 | Utility - Cost of Equipment | 1.5972 | 1.6088 | 1.622 | 0 | 0 | 0 | 0 | 0 | 0 | 0 | 0 | 0 | 0 | 0 | 0 | 0 | 0 | 0 | 0 | 0 | 0 | 0 | 0 | 0 | 0 | 0 | 0 | 0 | 0 | 0 | 0 | 0 | 0 | 0 | 0 | 0 | 0 | 0 | 0 | 0 | 0 | 0
F4_Commercial_Retail_New_Food Preparation_Natural Gas_Steamer_E2 | F4 | Commercial | Retail | New | Food Preparation | Natural Gas | Steamer | E2 | Utility - Cost of Equipment | 0.69289 | 0.69794 | 0.70368 | 0.7101 | 0.71748 | 0.72606 | 0.73314 | 0.74004 | 0.74702 | 0.75423 | 0.76106 | 0.76727 | 0.7735 | 0.77997 | 0.78705 | 0.79397 | 0.80138 | 0.80929 | 0.81761 | 0.82608 | 0.83455 | 0.84241 | 0.84951 | 0.85589 | 0.86147 | 0.86626 | 0.86959 | 0.87206 | 0.87421 | 0.87604 | 0.87785 | 0.87865 | 0.87865 | 0 | 0 | 0 | 0 | 0 | 0 | 0 | 0 | 0
F4_Commercial_Retail_New_Food Preparation_Natural Gas_Steamer_E3 | F4 | Commercial | Retail | New | Food Preparation | Natural Gas | Steamer | E3 | Utility - Cost of Equipment | 0 | 0 | 0 | 0 | 0 | 0 | 0 | 0 | 0 | 0 | 0 | 0 | 0 | 0 | 0 | 0 | 0 | 0 | 0 | 0 | 0 | 0 | 0 | 0 | 0 | 0 | 0 | 0 | 0 | 0 | 0 | 0 | 0 | 0 | 0 | 0 | 0 | 0 | 0 | 0 | 0 | 0
F4_Commercial_Retail_New_Food Preparation_Natural Gas_Steamer_E4 | F4 | Commercial | Retail | New | Food Preparation | Natural Gas | Steamer | E4 | Utility - Cost of Equipment | 0 | 0 | 0 | 0 | 0 | 0 | 0 | 0 | 0 | 0 | 0 | 0 | 0 | 0 | 0 | 0 | 0 | 0 | 0 | 0 | 0 | 0 | 0 | 0 | 0 | 0 | 0 | 0 | 0 | 0 | 0 | 0 | 0 | 0 | 0 | 0 | 0 | 0 | 0 | 0 | 0 | 0
F4_Commercial_Retail_New_Food Preparation_Natural Gas_Steamer_E5 | F4 | Commercial | Retail | New | Food Preparation | Natural Gas | Steamer | E5 | Utility - Cost of Equipment | 0 | 0 | 0 | 0 | 0 | 0 | 0 | 0 | 0 | 0 | 0 | 0 | 0 | 0 | 0 | 0 | 0 | 0 | 0 | 0 | 0 | 0 | 0 | 0 | 0 | 0 | 0 | 0 | 0 | 0 | 0 | 0 | 0 | 0 | 0 | 0 | 0 | 0 | 0 | 0 | 0 | 0
F4_Commercial_Retail_New_Food Preparation_Natural Gas_Steamer_E6 | F4 | Commercial | Retail | New | Food Preparation | Natural Gas | Steamer | E6 | Utility - Cost of Equipment | 0 | 0 | 0 | 0 | 0 | 0 | 0 | 0 | 0 | 0 | 0 | 0 | 0 | 0 | 0 | 0 | 0 | 0 | 0 | 0 | 0 | 0 | 0 | 0 | 0 | 0 | 0 | 0 | 0 | 0 | 0 | 0 | 0 | 0 | 0 | 0 | 0 | 0 | 0 | 0 | 0 | 0
F4_Commercial_Retail_New_Food Preparation_Natural Gas_Steamer_E7 | F4 | Commercial | Retail | New | Food Preparation | Natural Gas | Steamer | E7 | Utility - Cost of Equipment | 0 | 0 | 0 | 0 | 0 | 0 | 0 | 0 | 0 | 0 | 0 | 0 | 0 | 0 | 0 | 0 | 0 | 0 | 0 | 0 | 0 | 0 | 0 | 0 | 0 | 0 | 0 | 0 | 0 | 0 | 0 | 0 | 0 | 0 | 0 | 0 | 0 | 0 | 0 | 0 | 0 | 0
F4_Commercial_Retail_New_Food Preparation_Natural Gas_Steamer_E8 | F4 | Commercial | Retail | New | Food Preparation | Natural Gas | Steamer | E8 | Utility - Cost of Equipment | 0 | 0 | 0 | 0 | 0 | 0 | 0 | 0 | 0 | 0 | 0 | 0 | 0 | 0 | 0 | 0 | 0 | 0 | 0 | 0 | 0 | 0 | 0 | 0 | 0 | 0 | 0 | 0 | 0 | 0 | 0 | 0 | 0 | 0 | 0 | 0 | 0 | 0 | 0 | 0 | 0 | 0
F4_Commercial_Retail_New_Food Preparation_Natural Gas_Steamer_E9 | F4 | Commercial | Retail | New | Food Preparation | Natural Gas | Steamer | E9 | Utility - Cost of Equipment | 0 | 0 | 0 | 0 | 0 | 0 | 0 | 0 | 0 | 0 | 0 | 0 | 0 | 0 | 0 | 0 | 0 | 0 | 0 | 0 | 0 | 0 | 0 | 0 | 0 | 0 | 0 | 0 | 0 | 0 | 0 | 0 | 0 | 0 | 0 | 0 | 0 | 0 | 0 | 0 | 0 | 0
F4_Commercial_Retail_New_Food Preparation_Natural Gas_Steamer_E10 | F4 | Commercial | Retail | New | Food Preparation | Natural Gas | Steamer | E10 | Utility - Cost of Equipment | 0 | 0 | 0 | 0 | 0 | 0 | 0 | 0 | 0 | 0 | 0 | 0 | 0 | 0 | 0 | 0 | 0 | 0 | 0 | 0 | 0 | 0 | 0 | 0 | 0 | 0 | 0 | 0 | 0 | 0 | 0 | 0 | 0 | 0 | 0 | 0 | 0 | 0 | 0 | 0 | 0 | 0
F5_Commercial_Retail_New_Food Preparation_Natural Gas_Steamer_E1 | F5 | Commercial | Retail | New | Food Preparation | Natural Gas | Steamer | E1 | Utility - Cost of Operation | 1.0104 | 1.0104 | 1.0104 | 0 | 0 | 0 | 0 | 0 | 0 | 0 | 0 | 0 | 0 | 0 | 0 | 0 | 0 | 0 | 0 | 0 | 0 | 0 | 0 | 0 | 0 | 0 | 0 | 0 | 0 | 0 | 0 | 0 | 0 | 0 | 0 | 0 | 0 | 0 | 0 | 0 | 0 | 0
F5_Commercial_Retail_New_Food Preparation_Natural Gas_Steamer_E2 | F5 | Commercial | Retail | New | Food Preparation | Natural Gas | Steamer | E2 | Utility - Cost of Operation | 1.1837 | 1.1837 | 1.1837 | 1.1837 | 1.1837 | 1.1837 | 1.1837 | 1.1837 | 1.1837 | 1.1837 | 1.1837 | 1.1837 | 1.1837 | 1.1837 | 1.1837 | 1.1837 | 1.1837 | 1.1837 | 1.1837 | 1.1837 | 1.1837 | 1.1837 | 1.1837 | 1.1837 | 1.1837 | 1.1837 | 1.1837 | 1.1837 | 1.1837 | 1.1837 | 1.1837 | 1.1837 | 1.1837 | 0 | 0 | 0 | 0 | 0 | 0 | 0 | 0 | 0
F5_Commercial_Retail_New_Food Preparation_Natural Gas_Steamer_E3 | F5 | Commercial | Retail | New | Food Preparation | Natural Gas | Steamer | E3 | Utility - Cost of Operation | 0 | 0 | 0 | 0 | 0 | 0 | 0 | 0 | 0 | 0 | 0 | 0 | 0 | 0 | 0 | 0 | 0 | 0 | 0 | 0 | 0 | 0 | 0 | 0 | 0 | 0 | 0 | 0 | 0 | 0 | 0 | 0 | 0 | 0 | 0 | 0 | 0 | 0 | 0 | 0 | 0 | 0
F5_Commercial_Retail_New_Food Preparation_Natural Gas_Steamer_E4 | F5 | Commercial | Retail | New | Food Preparation | Natural Gas | Steamer | E4 | Utility - Cost of Operation | 0 | 0 | 0 | 0 | 0 | 0 | 0 | 0 | 0 | 0 | 0 | 0 | 0 | 0 | 0 | 0 | 0 | 0 | 0 | 0 | 0 | 0 | 0 | 0 | 0 | 0 | 0 | 0 | 0 | 0 | 0 | 0 | 0 | 0 | 0 | 0 | 0 | 0 | 0 | 0 | 0 | 0
F5_Commercial_Retail_New_Food Preparation_Natural Gas_Steamer_E5 | F5 | Commercial | Retail | New | Food Preparation | Natural Gas | Steamer | E5 | Utility - Cost of Operation | 0 | 0 | 0 | 0 | 0 | 0 | 0 | 0 | 0 | 0 | 0 | 0 | 0 | 0 | 0 | 0 | 0 | 0 | 0 | 0 | 0 | 0 | 0 | 0 | 0 | 0 | 0 | 0 | 0 | 0 | 0 | 0 | 0 | 0 | 0 | 0 | 0 | 0 | 0 | 0 | 0 | 0
F5_Commercial_Retail_New_Food Preparation_Natural Gas_Steamer_E6 | F5 | Commercial | Retail | New | Food Preparation | Natural Gas | Steamer | E6 | Utility - Cost of Operation | 0 | 0 | 0 | 0 | 0 | 0 | 0 | 0 | 0 | 0 | 0 | 0 | 0 | 0 | 0 | 0 | 0 | 0 | 0 | 0 | 0 | 0 | 0 | 0 | 0 | 0 | 0 | 0 | 0 | 0 | 0 | 0 | 0 | 0 | 0 | 0 | 0 | 0 | 0 | 0 | 0 | 0
F5_Commercial_Retail_New_Food Preparation_Natural Gas_Steamer_E7 | F5 | Commercial | Retail | New | Food Preparation | Natural Gas | Steamer | E7 | Utility - Cost of Operation | 0 | 0 | 0 | 0 | 0 | 0 | 0 | 0 | 0 | 0 | 0 | 0 | 0 | 0 | 0 | 0 | 0 | 0 | 0 | 0 | 0 | 0 | 0 | 0 | 0 | 0 | 0 | 0 | 0 | 0 | 0 | 0 | 0 | 0 | 0 | 0 | 0 | 0 | 0 | 0 | 0 | 0
F5_Commercial_Retail_New_Food Preparation_Natural Gas_Steamer_E8 | F5 | Commercial | Retail | New | Food Preparation | Natural Gas | Steamer | E8 | Utility - Cost of Operation | 0 | 0 | 0 | 0 | 0 | 0 | 0 | 0 | 0 | 0 | 0 | 0 | 0 | 0 | 0 | 0 | 0 | 0 | 0 | 0 | 0 | 0 | 0 | 0 | 0 | 0 | 0 | 0 | 0 | 0 | 0 | 0 | 0 | 0 | 0 | 0 | 0 | 0 | 0 | 0 | 0 | 0
F5_Commercial_Retail_New_Food Preparation_Natural Gas_Steamer_E9 | F5 | Commercial | Retail | New | Food Preparation | Natural Gas | Steamer | E9 | Utility - Cost of Operation | 0 | 0 | 0 | 0 | 0 | 0 | 0 | 0 | 0 | 0 | 0 | 0 | 0 | 0 | 0 | 0 | 0 | 0 | 0 | 0 | 0 | 0 | 0 | 0 | 0 | 0 | 0 | 0 | 0 | 0 | 0 | 0 | 0 | 0 | 0 | 0 | 0 | 0 | 0 | 0 | 0 | 0
F5_Commercial_Retail_New_Food Preparation_Natural Gas_Steamer_E10 | F5 | Commercial | Retail | New | Food Preparation | Natural Gas | Steamer | E10 | Utility - Cost of Operation | 0 | 0 | 0 | 0 | 0 | 0 | 0 | 0 | 0 | 0 | 0 | 0 | 0 | 0 | 0 | 0 | 0 | 0 | 0 | 0 | 0 | 0 | 0 | 0 | 0 | 0 | 0 | 0 | 0 | 0 | 0 | 0 | 0 | 0 | 0 | 0 | 0 | 0 | 0 | 0 | 0 | 0
F6_Commercial_Retail_New_Food Preparation_Natural Gas_Steamer_E1 | F6 | Commercial | Retail | New | Food Preparation | Natural Gas | Steamer | E1 | Utility - Value of Sales | 0.95137 | 0.95137 | 0.95137 | 0 | 0 | 0 | 0 | 0 | 0 | 0 | 0 | 0 | 0 | 0 | 0 | 0 | 0 | 0 | 0 | 0 | 0 | 0 | 0 | 0 | 0 | 0 | 0 | 0 | 0 | 0 | 0 | 0 | 0 | 0 | 0 | 0 | 0 | 0 | 0 | 0 | 0 | 0
F6_Commercial_Retail_New_Food Preparation_Natural Gas_Steamer_E2 | F6 | Commercial | Retail | New | Food Preparation | Natural Gas | Steamer | E2 | Utility - Value of Sales | 0.41273 | 0.41273 | 0.41273 | 0.41273 | 0.41273 | 0.41273 | 0.41273 | 0.41273 | 0.41273 | 0.41273 | 0.41273 | 0.41273 | 0.41273 | 0.41273 | 0.41273 | 0.41273 | 0.41273 | 0.41273 | 0.41273 | 0.41273 | 0.41273 | 0.41273 | 0.41273 | 0.41273 | 0.41273 | 0.41273 | 0.41273 | 0.41273 | 0.41273 | 0.41273 | 0.41273 | 0.41273 | 0.41273 | 0 | 0 | 0 | 0 | 0 | 0 | 0 | 0 | 0
F6_Commercial_Retail_New_Food Preparation_Natural Gas_Steamer_E3 | F6 | Commercial | Retail | New | Food Preparation | Natural Gas | Steamer | E3 | Utility - Value of Sales | 0 | 0 | 0 | 0 | 0 | 0 | 0 | 0 | 0 | 0 | 0 | 0 | 0 | 0 | 0 | 0 | 0 | 0 | 0 | 0 | 0 | 0 | 0 | 0 | 0 | 0 | 0 | 0 | 0 | 0 | 0 | 0 | 0 | 0 | 0 | 0 | 0 | 0 | 0 | 0 | 0 | 0
F6_Commercial_Retail_New_Food Preparation_Natural Gas_Steamer_E4 | F6 | Commercial | Retail | New | Food Preparation | Natural Gas | Steamer | E4 | Utility - Value of Sales | 0 | 0 | 0 | 0 | 0 | 0 | 0 | 0 | 0 | 0 | 0 | 0 | 0 | 0 | 0 | 0 | 0 | 0 | 0 | 0 | 0 | 0 | 0 | 0 | 0 | 0 | 0 | 0 | 0 | 0 | 0 | 0 | 0 | 0 | 0 | 0 | 0 | 0 | 0 | 0 | 0 | 0
F6_Commercial_Retail_New_Food Preparation_Natural Gas_Steamer_E5 | F6 | Commercial | Retail | New | Food Preparation | Natural Gas | Steamer | E5 | Utility - Value of Sales | 0 | 0 | 0 | 0 | 0 | 0 | 0 | 0 | 0 | 0 | 0 | 0 | 0 | 0 | 0 | 0 | 0 | 0 | 0 | 0 | 0 | 0 | 0 | 0 | 0 | 0 | 0 | 0 | 0 | 0 | 0 | 0 | 0 | 0 | 0 | 0 | 0 | 0 | 0 | 0 | 0 | 0
F6_Commercial_Retail_New_Food Preparation_Natural Gas_Steamer_E6 | F6 | Commercial | Retail | New | Food Preparation | Natural Gas | Steamer | E6 | Utility - Value of Sales | 0 | 0 | 0 | 0 | 0 | 0 | 0 | 0 | 0 | 0 | 0 | 0 | 0 | 0 | 0 | 0 | 0 | 0 | 0 | 0 | 0 | 0 | 0 | 0 | 0 | 0 | 0 | 0 | 0 | 0 | 0 | 0 | 0 | 0 | 0 | 0 | 0 | 0 | 0 | 0 | 0 | 0
F6_Commercial_Retail_New_Food Preparation_Natural Gas_Steamer_E7 | F6 | Commercial | Retail | New | Food Preparation | Natural Gas | Steamer | E7 | Utility - Value of Sales | 0 | 0 | 0 | 0 | 0 | 0 | 0 | 0 | 0 | 0 | 0 | 0 | 0 | 0 | 0 | 0 | 0 | 0 | 0 | 0 | 0 | 0 | 0 | 0 | 0 | 0 | 0 | 0 | 0 | 0 | 0 | 0 | 0 | 0 | 0 | 0 | 0 | 0 | 0 | 0 | 0 | 0
F6_Commercial_Retail_New_Food Preparation_Natural Gas_Steamer_E8 | F6 | Commercial | Retail | New | Food Preparation | Natural Gas | Steamer | E8 | Utility - Value of Sales | 0 | 0 | 0 | 0 | 0 | 0 | 0 | 0 | 0 | 0 | 0 | 0 | 0 | 0 | 0 | 0 | 0 | 0 | 0 | 0 | 0 | 0 | 0 | 0 | 0 | 0 | 0 | 0 | 0 | 0 | 0 | 0 | 0 | 0 | 0 | 0 | 0 | 0 | 0 | 0 | 0 | 0
F6_Commercial_Retail_New_Food Preparation_Natural Gas_Steamer_E9 | F6 | Commercial | Retail | New | Food Preparation | Natural Gas | Steamer | E9 | Utility - Value of Sales | 0 | 0 | 0 | 0 | 0 | 0 | 0 | 0 | 0 | 0 | 0 | 0 | 0 | 0 | 0 | 0 | 0 | 0 | 0 | 0 | 0 | 0 | 0 | 0 | 0 | 0 | 0 | 0 | 0 | 0 | 0 | 0 | 0 | 0 | 0 | 0 | 0 | 0 | 0 | 0 | 0 | 0
F6_Commercial_Retail_New_Food Preparation_Natural Gas_Steamer_E10 | F6 | Commercial | Retail | New | Food Preparation | Natural Gas | Steamer | E10 | Utility - Value of Sales | 0 | 0 | 0 | 0 | 0 | 0 | 0 | 0 | 0 | 0 | 0 | 0 | 0 | 0 | 0 | 0 | 0 | 0 | 0 | 0 | 0 | 0 | 0 | 0 | 0 | 0 | 0 | 0 | 0 | 0 | 0 | 0 | 0 | 0 | 0 | 0 | 0 | 0 | 0 | 0 | 0 | 0
F1_Commercial_Retail_New_Food Preparation_Natural Gas_Food Prep Other_E1 | F1 | Commercial | Retail | New | Food Preparation | Natural Gas | Food Prep Other | E1 | RVT - Cost of Equipment | 0.23794 | 0.23961 | 0.2416 | 0.24391 | 0.24663 | 0.24981 | 0.25236 | 0.25478 | 0.25717 | 0.25958 | 0.26179 | 0.26373 | 0.26568 | 0.26774 | 0.27011 | 0.27249 | 0.27512 | 0.27799 | 0.28104 | 0.28419 | 0.2874 | 0.29041 | 0.29316 | 0.29567 | 0.29788 | 0.29978 | 0.3011 | 0.30208 | 0.30293 | 0.30365 | 0.30437 | 0.30469 | 0.30469 | 0 | 0 | 0 | 0 | 0 | 0 | 0 | 0 | 0
F1_Commercial_Retail_New_Food Preparation_Natural Gas_Food Prep Other_E2 | F1 | Commercial | Retail | New | Food Preparation | Natural Gas | Food Prep Other | E2 | RVT - Cost of Equipment | 0.23794 | 0.23961 | 0.2416 | 0.24391 | 0.24663 | 0.24981 | 0.25236 | 0.25478 | 0.25717 | 0.25958 | 0.26179 | 0.26373 | 0.26568 | 0.26774 | 0.27011 | 0.27249 | 0.27512 | 0.27799 | 0.28104 | 0.28419 | 0.2874 | 0.29041 | 0.29316 | 0.29567 | 0.29788 | 0.29978 | 0.3011 | 0.30208 | 0.30293 | 0.30365 | 0.30437 | 0.30469 | 0.30469 | 0 | 0 | 0 | 0 | 0 | 0 | 0 | 0 | 0
F1_Commercial_Retail_New_Food Preparation_Natural Gas_Food Prep Other_E3 | F1 | Commercial | Retail | New | Food Preparation | Natural Gas | Food Prep Other | E3 | RVT - Cost of Equipment | 0 | 0 | 0 | 0 | 0 | 0 | 0 | 0 | 0 | 0 | 0 | 0 | 0 | 0 | 0 | 0 | 0 | 0 | 0 | 0 | 0 | 0 | 0 | 0 | 0 | 0 | 0 | 0 | 0 | 0 | 0 | 0 | 0 | 0 | 0 | 0 | 0 | 0 | 0 | 0 | 0 | 0
F1_Commercial_Retail_New_Food Preparation_Natural Gas_Food Prep Other_E4 | F1 | Commercial | Retail | New | Food Preparation | Natural Gas | Food Prep Other | E4 | RVT - Cost of Equipment | 0 | 0 | 0 | 0 | 0 | 0 | 0 | 0 | 0 | 0 | 0 | 0 | 0 | 0 | 0 | 0 | 0 | 0 | 0 | 0 | 0 | 0 | 0 | 0 | 0 | 0 | 0 | 0 | 0 | 0 | 0 | 0 | 0 | 0 | 0 | 0 | 0 | 0 | 0 | 0 | 0 | 0
F1_Commercial_Retail_New_Food Preparation_Natural Gas_Food Prep Other_E5 | F1 | Commercial | Retail | New | Food Preparation | Natural Gas | Food Prep Other | E5 | RVT - Cost of Equipment | 0 | 0 | 0 | 0 | 0 | 0 | 0 | 0 | 0 | 0 | 0 | 0 | 0 | 0 | 0 | 0 | 0 | 0 | 0 | 0 | 0 | 0 | 0 | 0 | 0 | 0 | 0 | 0 | 0 | 0 | 0 | 0 | 0 | 0 | 0 | 0 | 0 | 0 | 0 | 0 | 0 | 0
F1_Commercial_Retail_New_Food Preparation_Natural Gas_Food Prep Other_E6 | F1 | Commercial | Retail | New | Food Preparation | Natural Gas | Food Prep Other | E6 | RVT - Cost of Equipment | 0 | 0 | 0 | 0 | 0 | 0 | 0 | 0 | 0 | 0 | 0 | 0 | 0 | 0 | 0 | 0 | 0 | 0 | 0 | 0 | 0 | 0 | 0 | 0 | 0 | 0 | 0 | 0 | 0 | 0 | 0 | 0 | 0 | 0 | 0 | 0 | 0 | 0 | 0 | 0 | 0 | 0
F1_Commercial_Retail_New_Food Preparation_Natural Gas_Food Prep Other_E7 | F1 | Commercial | Retail | New | Food Preparation | Natural Gas | Food Prep Other | E7 | RVT - Cost of Equipment | 0 | 0 | 0 | 0 | 0 | 0 | 0 | 0 | 0 | 0 | 0 | 0 | 0 | 0 | 0 | 0 | 0 | 0 | 0 | 0 | 0 | 0 | 0 | 0 | 0 | 0 | 0 | 0 | 0 | 0 | 0 | 0 | 0 | 0 | 0 | 0 | 0 | 0 | 0 | 0 | 0 | 0
F1_Commercial_Retail_New_Food Preparation_Natural Gas_Food Prep Other_E8 | F1 | Commercial | Retail | New | Food Preparation | Natural Gas | Food Prep Other | E8 | RVT - Cost of Equipment | 0 | 0 | 0 | 0 | 0 | 0 | 0 | 0 | 0 | 0 | 0 | 0 | 0 | 0 | 0 | 0 | 0 | 0 | 0 | 0 | 0 | 0 | 0 | 0 | 0 | 0 | 0 | 0 | 0 | 0 | 0 | 0 | 0 | 0 | 0 | 0 | 0 | 0 | 0 | 0 | 0 | 0
F1_Commercial_Retail_New_Food Preparation_Natural Gas_Food Prep Other_E9 | F1 | Commercial | Retail | New | Food Preparation | Natural Gas | Food Prep Other | E9 | RVT - Cost of Equipment | 0 | 0 | 0 | 0 | 0 | 0 | 0 | 0 | 0 | 0 | 0 | 0 | 0 | 0 | 0 | 0 | 0 | 0 | 0 | 0 | 0 | 0 | 0 | 0 | 0 | 0 | 0 | 0 | 0 | 0 | 0 | 0 | 0 | 0 | 0 | 0 | 0 | 0 | 0 | 0 | 0 | 0
F1_Commercial_Retail_New_Food Preparation_Natural Gas_Food Prep Other_E10 | F1 | Commercial | Retail | New | Food Preparation | Natural Gas | Food Prep Other | E10 | RVT - Cost of Equipment | 0 | 0 | 0 | 0 | 0 | 0 | 0 | 0 | 0 | 0 | 0 | 0 | 0 | 0 | 0 | 0 | 0 | 0 | 0 | 0 | 0 | 0 | 0 | 0 | 0 | 0 | 0 | 0 | 0 | 0 | 0 | 0 | 0 | 0 | 0 | 0 | 0 | 0 | 0 | 0 | 0 | 0
F2_Commercial_Retail_New_Food Preparation_Natural Gas_Food Prep Other_E1 | F2 | Commercial | Retail | New | Food Preparation | Natural Gas | Food Prep Other | E1 | RVT - Cost of Operation | 0.28506 | 0.28707 | 0.28945 | 0.29222 | 0.29547 | 0.29929 | 0.30234 | 0.30525 | 0.3081 | 0.311 | 0.31365 | 0.31597 | 0.3183 | 0.32077 | 0.32362 | 0.32646 | 0.32961 | 0.33305 | 0.33671 | 0.34048 | 0.34432 | 0.34793 | 0.35123 | 0.35423 | 0.35688 | 0.35916 | 0.36073 | 0.36191 | 0.36293 | 0.3638 | 0.36466 | 0.36504 | 0.36504 | 0 | 0 | 0 | 0 | 0 | 0 | 0 | 0 | 0
F2_Commercial_Retail_New_Food Preparation_Natural Gas_Food Prep Other_E2 | F2 | Commercial | Retail | New | Food Preparation | Natural Gas | Food Prep Other | E2 | RVT - Cost of Operation | 0.28506 | 0.28707 | 0.28945 | 0.29222 | 0.29547 | 0.29929 | 0.30234 | 0.30525 | 0.3081 | 0.311 | 0.31365 | 0.31597 | 0.3183 | 0.32077 | 0.32362 | 0.32646 | 0.32961 | 0.33305 | 0.33671 | 0.34048 | 0.34432 | 0.34793 | 0.35123 | 0.35423 | 0.35688 | 0.35916 | 0.36073 | 0.36191 | 0.36293 | 0.3638 | 0.36466 | 0.36504 | 0.36504 | 0 | 0 | 0 | 0 | 0 | 0 | 0 | 0 | 0
F2_Commercial_Retail_New_Food Preparation_Natural Gas_Food Prep Other_E3 | F2 | Commercial | Retail | New | Food Preparation | Natural Gas | Food Prep Other | E3 | RVT - Cost of Operation | 0 | 0 | 0 | 0 | 0 | 0 | 0 | 0 | 0 | 0 | 0 | 0 | 0 | 0 | 0 | 0 | 0 | 0 | 0 | 0 | 0 | 0 | 0 | 0 | 0 | 0 | 0 | 0 | 0 | 0 | 0 | 0 | 0 | 0 | 0 | 0 | 0 | 0 | 0 | 0 | 0 | 0
F2_Commercial_Retail_New_Food Preparation_Natural Gas_Food Prep Other_E4 | F2 | Commercial | Retail | New | Food Preparation | Natural Gas | Food Prep Other | E4 | RVT - Cost of Operation | 0 | 0 | 0 | 0 | 0 | 0 | 0 | 0 | 0 | 0 | 0 | 0 | 0 | 0 | 0 | 0 | 0 | 0 | 0 | 0 | 0 | 0 | 0 | 0 | 0 | 0 | 0 | 0 | 0 | 0 | 0 | 0 | 0 | 0 | 0 | 0 | 0 | 0 | 0 | 0 | 0 | 0
F2_Commercial_Retail_New_Food Preparation_Natural Gas_Food Prep Other_E5 | F2 | Commercial | Retail | New | Food Preparation | Natural Gas | Food Prep Other | E5 | RVT - Cost of Operation | 0 | 0 | 0 | 0 | 0 | 0 | 0 | 0 | 0 | 0 | 0 | 0 | 0 | 0 | 0 | 0 | 0 | 0 | 0 | 0 | 0 | 0 | 0 | 0 | 0 | 0 | 0 | 0 | 0 | 0 | 0 | 0 | 0 | 0 | 0 | 0 | 0 | 0 | 0 | 0 | 0 | 0
F2_Commercial_Retail_New_Food Preparation_Natural Gas_Food Prep Other_E6 | F2 | Commercial | Retail | New | Food Preparation | Natural Gas | Food Prep Other | E6 | RVT - Cost of Operation | 0 | 0 | 0 | 0 | 0 | 0 | 0 | 0 | 0 | 0 | 0 | 0 | 0 | 0 | 0 | 0 | 0 | 0 | 0 | 0 | 0 | 0 | 0 | 0 | 0 | 0 | 0 | 0 | 0 | 0 | 0 | 0 | 0 | 0 | 0 | 0 | 0 | 0 | 0 | 0 | 0 | 0
F2_Commercial_Retail_New_Food Preparation_Natural Gas_Food Prep Other_E7 | F2 | Commercial | Retail | New | Food Preparation | Natural Gas | Food Prep Other | E7 | RVT - Cost of Operation | 0 | 0 | 0 | 0 | 0 | 0 | 0 | 0 | 0 | 0 | 0 | 0 | 0 | 0 | 0 | 0 | 0 | 0 | 0 | 0 | 0 | 0 | 0 | 0 | 0 | 0 | 0 | 0 | 0 | 0 | 0 | 0 | 0 | 0 | 0 | 0 | 0 | 0 | 0 | 0 | 0 | 0
F2_Commercial_Retail_New_Food Preparation_Natural Gas_Food Prep Other_E8 | F2 | Commercial | Retail | New | Food Preparation | Natural Gas | Food Prep Other | E8 | RVT - Cost of Operation | 0 | 0 | 0 | 0 | 0 | 0 | 0 | 0 | 0 | 0 | 0 | 0 | 0 | 0 | 0 | 0 | 0 | 0 | 0 | 0 | 0 | 0 | 0 | 0 | 0 | 0 | 0 | 0 | 0 | 0 | 0 | 0 | 0 | 0 | 0 | 0 | 0 | 0 | 0 | 0 | 0 | 0
F2_Commercial_Retail_New_Food Preparation_Natural Gas_Food Prep Other_E9 | F2 | Commercial | Retail | New | Food Preparation | Natural Gas | Food Prep Other | E9 | RVT - Cost of Operation | 0 | 0 | 0 | 0 | 0 | 0 | 0 | 0 | 0 | 0 | 0 | 0 | 0 | 0 | 0 | 0 | 0 | 0 | 0 | 0 | 0 | 0 | 0 | 0 | 0 | 0 | 0 | 0 | 0 | 0 | 0 | 0 | 0 | 0 | 0 | 0 | 0 | 0 | 0 | 0 | 0 | 0
F2_Commercial_Retail_New_Food Preparation_Natural Gas_Food Prep Other_E10 | F2 | Commercial | Retail | New | Food Preparation | Natural Gas | Food Prep Other | E10 | RVT - Cost of Operation | 0 | 0 | 0 | 0 | 0 | 0 | 0 | 0 | 0 | 0 | 0 | 0 | 0 | 0 | 0 | 0 | 0 | 0 | 0 | 0 | 0 | 0 | 0 | 0 | 0 | 0 | 0 | 0 | 0 | 0 | 0 | 0 | 0 | 0 | 0 | 0 | 0 | 0 | 0 | 0 | 0 | 0
F3_Commercial_Retail_New_Food Preparation_Natural Gas_Food Prep Other_E1 | F3 | Commercial | Retail | New | Food Preparation | Natural Gas | Food Prep Other | E1 | System - kBTUs of Consumption | 0.017638 | 0.017638 | 0.017638 | 0.017638 | 0.017638 | 0.017638 | 0.017638 | 0.017638 | 0.017638 | 0.017638 | 0.017638 | 0.017638 | 0.017638 | 0.017638 | 0.017638 | 0.017638 | 0.017638 | 0.017638 | 0.017638 | 0.017638 | 0.017638 | 0.017638 | 0.017638 | 0.017638 | 0.017638 | 0.017638 | 0.017638 | 0.017638 | 0.017638 | 0.017638 | 0.017638 | 0.017638 | 0.017638 | 0 | 0 | 0 | 0 | 0 | 0 | 0 | 0 | 0
F3_Commercial_Retail_New_Food Preparation_Natural Gas_Food Prep Other_E2 | F3 | Commercial | Retail | New | Food Preparation | Natural Gas | Food Prep Other | E2 | System - kBTUs of Consumption | 0.017656 | 0.017656 | 0.017656 | 0.017656 | 0.017656 | 0.017656 | 0.017656 | 0.017656 | 0.017656 | 0.017656 | 0.017656 | 0.017656 | 0.017656 | 0.017656 | 0.017656 | 0.017656 | 0.017656 | 0.017656 | 0.017656 | 0.017656 | 0.017656 | 0.017656 | 0.017656 | 0.017656 | 0.017656 | 0.017656 | 0.017656 | 0.017656 | 0.017656 | 0.017656 | 0.017656 | 0.017656 | 0.017656 | 0 | 0 | 0 | 0 | 0 | 0 | 0 | 0 | 0
F3_Commercial_Retail_New_Food Preparation_Natural Gas_Food Prep Other_E3 | F3 | Commercial | Retail | New | Food Preparation | Natural Gas | Food Prep Other | E3 | System - kBTUs of Consumption | 0 | 0 | 0 | 0 | 0 | 0 | 0 | 0 | 0 | 0 | 0 | 0 | 0 | 0 | 0 | 0 | 0 | 0 | 0 | 0 | 0 | 0 | 0 | 0 | 0 | 0 | 0 | 0 | 0 | 0 | 0 | 0 | 0 | 0 | 0 | 0 | 0 | 0 | 0 | 0 | 0 | 0
F3_Commercial_Retail_New_Food Preparation_Natural Gas_Food Prep Other_E4 | F3 | Commercial | Retail | New | Food Preparation | Natural Gas | Food Prep Other | E4 | System - kBTUs of Consumption | 0 | 0 | 0 | 0 | 0 | 0 | 0 | 0 | 0 | 0 | 0 | 0 | 0 | 0 | 0 | 0 | 0 | 0 | 0 | 0 | 0 | 0 | 0 | 0 | 0 | 0 | 0 | 0 | 0 | 0 | 0 | 0 | 0 | 0 | 0 | 0 | 0 | 0 | 0 | 0 | 0 | 0
F3_Commercial_Retail_New_Food Preparation_Natural Gas_Food Prep Other_E5 | F3 | Commercial | Retail | New | Food Preparation | Natural Gas | Food Prep Other | E5 | System - kBTUs of Consumption | 0 | 0 | 0 | 0 | 0 | 0 | 0 | 0 | 0 | 0 | 0 | 0 | 0 | 0 | 0 | 0 | 0 | 0 | 0 | 0 | 0 | 0 | 0 | 0 | 0 | 0 | 0 | 0 | 0 | 0 | 0 | 0 | 0 | 0 | 0 | 0 | 0 | 0 | 0 | 0 | 0 | 0
F3_Commercial_Retail_New_Food Preparation_Natural Gas_Food Prep Other_E6 | F3 | Commercial | Retail | New | Food Preparation | Natural Gas | Food Prep Other | E6 | System - kBTUs of Consumption | 0 | 0 | 0 | 0 | 0 | 0 | 0 | 0 | 0 | 0 | 0 | 0 | 0 | 0 | 0 | 0 | 0 | 0 | 0 | 0 | 0 | 0 | 0 | 0 | 0 | 0 | 0 | 0 | 0 | 0 | 0 | 0 | 0 | 0 | 0 | 0 | 0 | 0 | 0 | 0 | 0 | 0
F3_Commercial_Retail_New_Food Preparation_Natural Gas_Food Prep Other_E7 | F3 | Commercial | Retail | New | Food Preparation | Natural Gas | Food Prep Other | E7 | System - kBTUs of Consumption | 0 | 0 | 0 | 0 | 0 | 0 | 0 | 0 | 0 | 0 | 0 | 0 | 0 | 0 | 0 | 0 | 0 | 0 | 0 | 0 | 0 | 0 | 0 | 0 | 0 | 0 | 0 | 0 | 0 | 0 | 0 | 0 | 0 | 0 | 0 | 0 | 0 | 0 | 0 | 0 | 0 | 0
F3_Commercial_Retail_New_Food Preparation_Natural Gas_Food Prep Other_E8 | F3 | Commercial | Retail | New | Food Preparation | Natural Gas | Food Prep Other | E8 | System - kBTUs of Consumption | 0 | 0 | 0 | 0 | 0 | 0 | 0 | 0 | 0 | 0 | 0 | 0 | 0 | 0 | 0 | 0 | 0 | 0 | 0 | 0 | 0 | 0 | 0 | 0 | 0 | 0 | 0 | 0 | 0 | 0 | 0 | 0 | 0 | 0 | 0 | 0 | 0 | 0 | 0 | 0 | 0 | 0
F3_Commercial_Retail_New_Food Preparation_Natural Gas_Food Prep Other_E9 | F3 | Commercial | Retail | New | Food Preparation | Natural Gas | Food Prep Other | E9 | System - kBTUs of Consumption | 0 | 0 | 0 | 0 | 0 | 0 | 0 | 0 | 0 | 0 | 0 | 0 | 0 | 0 | 0 | 0 | 0 | 0 | 0 | 0 | 0 | 0 | 0 | 0 | 0 | 0 | 0 | 0 | 0 | 0 | 0 | 0 | 0 | 0 | 0 | 0 | 0 | 0 | 0 | 0 | 0 | 0
F3_Commercial_Retail_New_Food Preparation_Natural Gas_Food Prep Other_E10 | F3 | Commercial | Retail | New | Food Preparation | Natural Gas | Food Prep Other | E10 | System - kBTUs of Consumption | 0 | 0 | 0 | 0 | 0 | 0 | 0 | 0 | 0 | 0 | 0 | 0 | 0 | 0 | 0 | 0 | 0 | 0 | 0 | 0 | 0 | 0 | 0 | 0 | 0 | 0 | 0 | 0 | 0 | 0 | 0 | 0 | 0 | 0 | 0 | 0 | 0 | 0 | 0 | 0 | 0 | 0
F4_Commercial_Retail_New_Food Preparation_Natural Gas_Food Prep Other_E1 | F4 | Commercial | Retail | New | Food Preparation | Natural Gas | Food Prep Other | E1 | Utility - Cost of Equipment | 0.28506 | 0.28707 | 0.28945 | 0.29222 | 0.29547 | 0.29929 | 0.30234 | 0.30525 | 0.3081 | 0.311 | 0.31365 | 0.31597 | 0.3183 | 0.32077 | 0.32362 | 0.32646 | 0.32961 | 0.33305 | 0.33671 | 0.34048 | 0.34432 | 0.34793 | 0.35123 | 0.35423 | 0.35688 | 0.35916 | 0.36073 | 0.36191 | 0.36293 | 0.3638 | 0.36466 | 0.36504 | 0.36504 | 0 | 0 | 0 | 0 | 0 | 0 | 0 | 0 | 0
F4_Commercial_Retail_New_Food Preparation_Natural Gas_Food Prep Other_E2 | F4 | Commercial | Retail | New | Food Preparation | Natural Gas | Food Prep Other | E2 | Utility - Cost of Equipment | 0.28506 | 0.28707 | 0.28945 | 0.29222 | 0.29547 | 0.29929 | 0.30234 | 0.30525 | 0.3081 | 0.311 | 0.31365 | 0.31597 | 0.3183 | 0.32077 | 0.32362 | 0.32646 | 0.32961 | 0.33305 | 0.33671 | 0.34048 | 0.34432 | 0.34793 | 0.35123 | 0.35423 | 0.35688 | 0.35916 | 0.36073 | 0.36191 | 0.36293 | 0.3638 | 0.36466 | 0.36504 | 0.36504 | 0 | 0 | 0 | 0 | 0 | 0 | 0 | 0 | 0
F4_Commercial_Retail_New_Food Preparation_Natural Gas_Food Prep Other_E3 | F4 | Commercial | Retail | New | Food Preparation | Natural Gas | Food Prep Other | E3 | Utility - Cost of Equipment | 0 | 0 | 0 | 0 | 0 | 0 | 0 | 0 | 0 | 0 | 0 | 0 | 0 | 0 | 0 | 0 | 0 | 0 | 0 | 0 | 0 | 0 | 0 | 0 | 0 | 0 | 0 | 0 | 0 | 0 | 0 | 0 | 0 | 0 | 0 | 0 | 0 | 0 | 0 | 0 | 0 | 0
F4_Commercial_Retail_New_Food Preparation_Natural Gas_Food Prep Other_E4 | F4 | Commercial | Retail | New | Food Preparation | Natural Gas | Food Prep Other | E4 | Utility - Cost of Equipment | 0 | 0 | 0 | 0 | 0 | 0 | 0 | 0 | 0 | 0 | 0 | 0 | 0 | 0 | 0 | 0 | 0 | 0 | 0 | 0 | 0 | 0 | 0 | 0 | 0 | 0 | 0 | 0 | 0 | 0 | 0 | 0 | 0 | 0 | 0 | 0 | 0 | 0 | 0 | 0 | 0 | 0
F4_Commercial_Retail_New_Food Preparation_Natural Gas_Food Prep Other_E5 | F4 | Commercial | Retail | New | Food Preparation | Natural Gas | Food Prep Other | E5 | Utility - Cost of Equipment | 0 | 0 | 0 | 0 | 0 | 0 | 0 | 0 | 0 | 0 | 0 | 0 | 0 | 0 | 0 | 0 | 0 | 0 | 0 | 0 | 0 | 0 | 0 | 0 | 0 | 0 | 0 | 0 | 0 | 0 | 0 | 0 | 0 | 0 | 0 | 0 | 0 | 0 | 0 | 0 | 0 | 0
F4_Commercial_Retail_New_Food Preparation_Natural Gas_Food Prep Other_E6 | F4 | Commercial | Retail | New | Food Preparation | Natural Gas | Food Prep Other | E6 | Utility - Cost of Equipment | 0 | 0 | 0 | 0 | 0 | 0 | 0 | 0 | 0 | 0 | 0 | 0 | 0 | 0 | 0 | 0 | 0 | 0 | 0 | 0 | 0 | 0 | 0 | 0 | 0 | 0 | 0 | 0 | 0 | 0 | 0 | 0 | 0 | 0 | 0 | 0 | 0 | 0 | 0 | 0 | 0 | 0
F4_Commercial_Retail_New_Food Preparation_Natural Gas_Food Prep Other_E7 | F4 | Commercial | Retail | New | Food Preparation | Natural Gas | Food Prep Other | E7 | Utility - Cost of Equipment | 0 | 0 | 0 | 0 | 0 | 0 | 0 | 0 | 0 | 0 | 0 | 0 | 0 | 0 | 0 | 0 | 0 | 0 | 0 | 0 | 0 | 0 | 0 | 0 | 0 | 0 | 0 | 0 | 0 | 0 | 0 | 0 | 0 | 0 | 0 | 0 | 0 | 0 | 0 | 0 | 0 | 0
F4_Commercial_Retail_New_Food Preparation_Natural Gas_Food Prep Other_E8 | F4 | Commercial | Retail | New | Food Preparation | Natural Gas | Food Prep Other | E8 | Utility - Cost of Equipment | 0 | 0 | 0 | 0 | 0 | 0 | 0 | 0 | 0 | 0 | 0 | 0 | 0 | 0 | 0 | 0 | 0 | 0 | 0 | 0 | 0 | 0 | 0 | 0 | 0 | 0 | 0 | 0 | 0 | 0 | 0 | 0 | 0 | 0 | 0 | 0 | 0 | 0 | 0 | 0 | 0 | 0
F4_Commercial_Retail_New_Food Preparation_Natural Gas_Food Prep Other_E9 | F4 | Commercial | Retail | New | Food Preparation | Natural Gas | Food Prep Other | E9 | Utility - Cost of Equipment | 0 | 0 | 0 | 0 | 0 | 0 | 0 | 0 | 0 | 0 | 0 | 0 | 0 | 0 | 0 | 0 | 0 | 0 | 0 | 0 | 0 | 0 | 0 | 0 | 0 | 0 | 0 | 0 | 0 | 0 | 0 | 0 | 0 | 0 | 0 | 0 | 0 | 0 | 0 | 0 | 0 | 0
F4_Commercial_Retail_New_Food Preparation_Natural Gas_Food Prep Other_E10 | F4 | Commercial | Retail | New | Food Preparation | Natural Gas | Food Prep Other | E10 | Utility - Cost of Equipment | 0 | 0 | 0 | 0 | 0 | 0 | 0 | 0 | 0 | 0 | 0 | 0 | 0 | 0 | 0 | 0 | 0 | 0 | 0 | 0 | 0 | 0 | 0 | 0 | 0 | 0 | 0 | 0 | 0 | 0 | 0 | 0 | 0 | 0 | 0 | 0 | 0 | 0 | 0 | 0 | 0 | 0
F5_Commercial_Retail_New_Food Preparation_Natural Gas_Food Prep Other_E1 | F5 | Commercial | Retail | New | Food Preparation | Natural Gas | Food Prep Other | E1 | Utility - Cost of Operation | 0.017638 | 0.017638 | 0.017638 | 0.017638 | 0.017638 | 0.017638 | 0.017638 | 0.017638 | 0.017638 | 0.017638 | 0.017638 | 0.017638 | 0.017638 | 0.017638 | 0.017638 | 0.017638 | 0.017638 | 0.017638 | 0.017638 | 0.017638 | 0.017638 | 0.017638 | 0.017638 | 0.017638 | 0.017638 | 0.017638 | 0.017638 | 0.017638 | 0.017638 | 0.017638 | 0.017638 | 0.017638 | 0.017638 | 0 | 0 | 0 | 0 | 0 | 0 | 0 | 0 | 0
F5_Commercial_Retail_New_Food Preparation_Natural Gas_Food Prep Other_E2 | F5 | Commercial | Retail | New | Food Preparation | Natural Gas | Food Prep Other | E2 | Utility - Cost of Operation | 0.017656 | 0.017656 | 0.017656 | 0.017656 | 0.017656 | 0.017656 | 0.017656 | 0.017656 | 0.017656 | 0.017656 | 0.017656 | 0.017656 | 0.017656 | 0.017656 | 0.017656 | 0.017656 | 0.017656 | 0.017656 | 0.017656 | 0.017656 | 0.017656 | 0.017656 | 0.017656 | 0.017656 | 0.017656 | 0.017656 | 0.017656 | 0.017656 | 0.017656 | 0.017656 | 0.017656 | 0.017656 | 0.017656 | 0 | 0 | 0 | 0 | 0 | 0 | 0 | 0 | 0
F5_Commercial_Retail_New_Food Preparation_Natural Gas_Food Prep Other_E3 | F5 | Commercial | Retail | New | Food Preparation | Natural Gas | Food Prep Other | E3 | Utility - Cost of Operation | 0 | 0 | 0 | 0 | 0 | 0 | 0 | 0 | 0 | 0 | 0 | 0 | 0 | 0 | 0 | 0 | 0 | 0 | 0 | 0 | 0 | 0 | 0 | 0 | 0 | 0 | 0 | 0 | 0 | 0 | 0 | 0 | 0 | 0 | 0 | 0 | 0 | 0 | 0 | 0 | 0 | 0
F5_Commercial_Retail_New_Food Preparation_Natural Gas_Food Prep Other_E4 | F5 | Commercial | Retail | New | Food Preparation | Natural Gas | Food Prep Other | E4 | Utility - Cost of Operation | 0 | 0 | 0 | 0 | 0 | 0 | 0 | 0 | 0 | 0 | 0 | 0 | 0 | 0 | 0 | 0 | 0 | 0 | 0 | 0 | 0 | 0 | 0 | 0 | 0 | 0 | 0 | 0 | 0 | 0 | 0 | 0 | 0 | 0 | 0 | 0 | 0 | 0 | 0 | 0 | 0 | 0
F5_Commercial_Retail_New_Food Preparation_Natural Gas_Food Prep Other_E5 | F5 | Commercial | Retail | New | Food Preparation | Natural Gas | Food Prep Other | E5 | Utility - Cost of Operation | 0 | 0 | 0 | 0 | 0 | 0 | 0 | 0 | 0 | 0 | 0 | 0 | 0 | 0 | 0 | 0 | 0 | 0 | 0 | 0 | 0 | 0 | 0 | 0 | 0 | 0 | 0 | 0 | 0 | 0 | 0 | 0 | 0 | 0 | 0 | 0 | 0 | 0 | 0 | 0 | 0 | 0
F5_Commercial_Retail_New_Food Preparation_Natural Gas_Food Prep Other_E6 | F5 | Commercial | Retail | New | Food Preparation | Natural Gas | Food Prep Other | E6 | Utility - Cost of Operation | 0 | 0 | 0 | 0 | 0 | 0 | 0 | 0 | 0 | 0 | 0 | 0 | 0 | 0 | 0 | 0 | 0 | 0 | 0 | 0 | 0 | 0 | 0 | 0 | 0 | 0 | 0 | 0 | 0 | 0 | 0 | 0 | 0 | 0 | 0 | 0 | 0 | 0 | 0 | 0 | 0 | 0
F5_Commercial_Retail_New_Food Preparation_Natural Gas_Food Prep Other_E7 | F5 | Commercial | Retail | New | Food Preparation | Natural Gas | Food Prep Other | E7 | Utility - Cost of Operation | 0 | 0 | 0 | 0 | 0 | 0 | 0 | 0 | 0 | 0 | 0 | 0 | 0 | 0 | 0 | 0 | 0 | 0 | 0 | 0 | 0 | 0 | 0 | 0 | 0 | 0 | 0 | 0 | 0 | 0 | 0 | 0 | 0 | 0 | 0 | 0 | 0 | 0 | 0 | 0 | 0 | 0
F5_Commercial_Retail_New_Food Preparation_Natural Gas_Food Prep Other_E8 | F5 | Commercial | Retail | New | Food Preparation | Natural Gas | Food Prep Other | E8 | Utility - Cost of Operation | 0 | 0 | 0 | 0 | 0 | 0 | 0 | 0 | 0 | 0 | 0 | 0 | 0 | 0 | 0 | 0 | 0 | 0 | 0 | 0 | 0 | 0 | 0 | 0 | 0 | 0 | 0 | 0 | 0 | 0 | 0 | 0 | 0 | 0 | 0 | 0 | 0 | 0 | 0 | 0 | 0 | 0
F5_Commercial_Retail_New_Food Preparation_Natural Gas_Food Prep Other_E9 | F5 | Commercial | Retail | New | Food Preparation | Natural Gas | Food Prep Other | E9 | Utility - Cost of Operation | 0 | 0 | 0 | 0 | 0 | 0 | 0 | 0 | 0 | 0 | 0 | 0 | 0 | 0 | 0 | 0 | 0 | 0 | 0 | 0 | 0 | 0 | 0 | 0 | 0 | 0 | 0 | 0 | 0 | 0 | 0 | 0 | 0 | 0 | 0 | 0 | 0 | 0 | 0 | 0 | 0 | 0
F5_Commercial_Retail_New_Food Preparation_Natural Gas_Food Prep Other_E10 | F5 | Commercial | Retail | New | Food Preparation | Natural Gas | Food Prep Other | E10 | Utility - Cost of Operation | 0 | 0 | 0 | 0 | 0 | 0 | 0 | 0 | 0 | 0 | 0 | 0 | 0 | 0 | 0 | 0 | 0 | 0 | 0 | 0 | 0 | 0 | 0 | 0 | 0 | 0 | 0 | 0 | 0 | 0 | 0 | 0 | 0 | 0 | 0 | 0 | 0 | 0 | 0 | 0 | 0 | 0
F6_Commercial_Retail_New_Food Preparation_Natural Gas_Food Prep Other_E1 | F6 | Commercial | Retail | New | Food Preparation | Natural Gas | Food Prep Other | E1 | Utility - Value of Sales | 0.17043 | 0.17043 | 0.17043 | 0.17043 | 0.17043 | 0.17043 | 0.17043 | 0.17043 | 0.17043 | 0.17043 | 0.17043 | 0.17043 | 0.17043 | 0.17043 | 0.17043 | 0.17043 | 0.17043 | 0.17043 | 0.17043 | 0.17043 | 0.17043 | 0.17043 | 0.17043 | 0.17043 | 0.17043 | 0.17043 | 0.17043 | 0.17043 | 0.17043 | 0.17043 | 0.17043 | 0.17043 | 0.17043 | 0 | 0 | 0 | 0 | 0 | 0 | 0 | 0 | 0
F6_Commercial_Retail_New_Food Preparation_Natural Gas_Food Prep Other_E2 | F6 | Commercial | Retail | New | Food Preparation | Natural Gas | Food Prep Other | E2 | Utility - Value of Sales | 0.17043 | 0.17043 | 0.17043 | 0.17043 | 0.17043 | 0.17043 | 0.17043 | 0.17043 | 0.17043 | 0.17043 | 0.17043 | 0.17043 | 0.17043 | 0.17043 | 0.17043 | 0.17043 | 0.17043 | 0.17043 | 0.17043 | 0.17043 | 0.17043 | 0.17043 | 0.17043 | 0.17043 | 0.17043 | 0.17043 | 0.17043 | 0.17043 | 0.17043 | 0.17043 | 0.17043 | 0.17043 | 0.17043 | 0 | 0 | 0 | 0 | 0 | 0 | 0 | 0 | 0
F6_Commercial_Retail_New_Food Preparation_Natural Gas_Food Prep Other_E3 | F6 | Commercial | Retail | New | Food Preparation | Natural Gas | Food Prep Other | E3 | Utility - Value of Sales | 0 | 0 | 0 | 0 | 0 | 0 | 0 | 0 | 0 | 0 | 0 | 0 | 0 | 0 | 0 | 0 | 0 | 0 | 0 | 0 | 0 | 0 | 0 | 0 | 0 | 0 | 0 | 0 | 0 | 0 | 0 | 0 | 0 | 0 | 0 | 0 | 0 | 0 | 0 | 0 | 0 | 0
F6_Commercial_Retail_New_Food Preparation_Natural Gas_Food Prep Other_E4 | F6 | Commercial | Retail | New | Food Preparation | Natural Gas | Food Prep Other | E4 | Utility - Value of Sales | 0 | 0 | 0 | 0 | 0 | 0 | 0 | 0 | 0 | 0 | 0 | 0 | 0 | 0 | 0 | 0 | 0 | 0 | 0 | 0 | 0 | 0 | 0 | 0 | 0 | 0 | 0 | 0 | 0 | 0 | 0 | 0 | 0 | 0 | 0 | 0 | 0 | 0 | 0 | 0 | 0 | 0
F6_Commercial_Retail_New_Food Preparation_Natural Gas_Food Prep Other_E5 | F6 | Commercial | Retail | New | Food Preparation | Natural Gas | Food Prep Other | E5 | Utility - Value of Sales | 0 | 0 | 0 | 0 | 0 | 0 | 0 | 0 | 0 | 0 | 0 | 0 | 0 | 0 | 0 | 0 | 0 | 0 | 0 | 0 | 0 | 0 | 0 | 0 | 0 | 0 | 0 | 0 | 0 | 0 | 0 | 0 | 0 | 0 | 0 | 0 | 0 | 0 | 0 | 0 | 0 | 0
F6_Commercial_Retail_New_Food Preparation_Natural Gas_Food Prep Other_E6 | F6 | Commercial | Retail | New | Food Preparation | Natural Gas | Food Prep Other | E6 | Utility - Value of Sales | 0 | 0 | 0 | 0 | 0 | 0 | 0 | 0 | 0 | 0 | 0 | 0 | 0 | 0 | 0 | 0 | 0 | 0 | 0 | 0 | 0 | 0 | 0 | 0 | 0 | 0 | 0 | 0 | 0 | 0 | 0 | 0 | 0 | 0 | 0 | 0 | 0 | 0 | 0 | 0 | 0 | 0
F6_Commercial_Retail_New_Food Preparation_Natural Gas_Food Prep Other_E7 | F6 | Commercial | Retail | New | Food Preparation | Natural Gas | Food Prep Other | E7 | Utility - Value of Sales | 0 | 0 | 0 | 0 | 0 | 0 | 0 | 0 | 0 | 0 | 0 | 0 | 0 | 0 | 0 | 0 | 0 | 0 | 0 | 0 | 0 | 0 | 0 | 0 | 0 | 0 | 0 | 0 | 0 | 0 | 0 | 0 | 0 | 0 | 0 | 0 | 0 | 0 | 0 | 0 | 0 | 0
F6_Commercial_Retail_New_Food Preparation_Natural Gas_Food Prep Other_E8 | F6 | Commercial | Retail | New | Food Preparation | Natural Gas | Food Prep Other | E8 | Utility - Value of Sales | 0 | 0 | 0 | 0 | 0 | 0 | 0 | 0 | 0 | 0 | 0 | 0 | 0 | 0 | 0 | 0 | 0 | 0 | 0 | 0 | 0 | 0 | 0 | 0 | 0 | 0 | 0 | 0 | 0 | 0 | 0 | 0 | 0 | 0 | 0 | 0 | 0 | 0 | 0 | 0 | 0 | 0
F6_Commercial_Retail_New_Food Preparation_Natural Gas_Food Prep Other_E9 | F6 | Commercial | Retail | New | Food Preparation | Natural Gas | Food Prep Other | E9 | Utility - Value of Sales | 0 | 0 | 0 | 0 | 0 | 0 | 0 | 0 | 0 | 0 | 0 | 0 | 0 | 0 | 0 | 0 | 0 | 0 | 0 | 0 | 0 | 0 | 0 | 0 | 0 | 0 | 0 | 0 | 0 | 0 | 0 | 0 | 0 | 0 | 0 | 0 | 0 | 0 | 0 | 0 | 0 | 0
F6_Commercial_Retail_New_Food Preparation_Natural Gas_Food Prep Other_E10 | F6 | Commercial | Retail | New | Food Preparation | Natural Gas | Food Prep Other | E10 | Utility - Value of Sales | 0 | 0 | 0 | 0 | 0 | 0 | 0 | 0 | 0 | 0 | 0 | 0 | 0 | 0 | 0 | 0 | 0 | 0 | 0 | 0 | 0 | 0 | 0 | 0 | 0 | 0 | 0 | 0 | 0 | 0 | 0 | 0 | 0 | 0 | 0 | 0 | 0 | 0 | 0 | 0 | 0 | 0
F1_Commercial_Retail_New_Miscellaneous_Natural Gas_Pool Heater_E1 | F1 | Commercial | Retail | New | Miscellaneous | Natural Gas | Pool Heater | E1 | RVT - Cost of Equipment | 0 | 0 | 0 | 0 | 0 | 0 | 0 | 0 | 0 | 0 | 0 | 0 | 0 | 0 | 0 | 0 | 0 | 0 | 0 | 0 | 0 | 0 | 0 | 0 | 0 | 0 | 0 | 0 | 0 | 0 | 0 | 0 | 0 | 0 | 0 | 0 | 0 | 0 | 0 | 0 | 0 | 0
F1_Commercial_Retail_New_Miscellaneous_Natural Gas_Pool Heater_E2 | F1 | Commercial | Retail | New | Miscellaneous | Natural Gas | Pool Heater | E2 | RVT - Cost of Equipment | 0 | 0 | 0 | 0 | 0 | 0 | 0 | 0 | 0 | 0 | 0 | 0 | 0 | 0 | 0 | 0 | 0 | 0 | 0 | 0 | 0 | 0 | 0 | 0 | 0 | 0 | 0 | 0 | 0 | 0 | 0 | 0 | 0 | 0 | 0 | 0 | 0 | 0 | 0 | 0 | 0 | 0
F1_Commercial_Retail_New_Miscellaneous_Natural Gas_Pool Heater_E3 | F1 | Commercial | Retail | New | Miscellaneous | Natural Gas | Pool Heater | E3 | RVT - Cost of Equipment | 0 | 0 | 0 | 0 | 0 | 0 | 0 | 0 | 0 | 0 | 0 | 0 | 0 | 0 | 0 | 0 | 0 | 0 | 0 | 0 | 0 | 0 | 0 | 0 | 0 | 0 | 0 | 0 | 0 | 0 | 0 | 0 | 0 | 0 | 0 | 0 | 0 | 0 | 0 | 0 | 0 | 0
F1_Commercial_Retail_New_Miscellaneous_Natural Gas_Pool Heater_E4 | F1 | Commercial | Retail | New | Miscellaneous | Natural Gas | Pool Heater | E4 | RVT - Cost of Equipment | 0 | 0 | 0 | 0 | 0 | 0 | 0 | 0 | 0 | 0 | 0 | 0 | 0 | 0 | 0 | 0 | 0 | 0 | 0 | 0 | 0 | 0 | 0 | 0 | 0 | 0 | 0 | 0 | 0 | 0 | 0 | 0 | 0 | 0 | 0 | 0 | 0 | 0 | 0 | 0 | 0 | 0
F1_Commercial_Retail_New_Miscellaneous_Natural Gas_Pool Heater_E5 | F1 | Commercial | Retail | New | Miscellaneous | Natural Gas | Pool Heater | E5 | RVT - Cost of Equipment | 0 | 0 | 0 | 0 | 0 | 0 | 0 | 0 | 0 | 0 | 0 | 0 | 0 | 0 | 0 | 0 | 0 | 0 | 0 | 0 | 0 | 0 | 0 | 0 | 0 | 0 | 0 | 0 | 0 | 0 | 0 | 0 | 0 | 0 | 0 | 0 | 0 | 0 | 0 | 0 | 0 | 0
F1_Commercial_Retail_New_Miscellaneous_Natural Gas_Pool Heater_E6 | F1 | Commercial | Retail | New | Miscellaneous | Natural Gas | Pool Heater | E6 | RVT - Cost of Equipment | 0 | 0 | 0 | 0 | 0 | 0 | 0 | 0 | 0 | 0 | 0 | 0 | 0 | 0 | 0 | 0 | 0 | 0 | 0 | 0 | 0 | 0 | 0 | 0 | 0 | 0 | 0 | 0 | 0 | 0 | 0 | 0 | 0 | 0 | 0 | 0 | 0 | 0 | 0 | 0 | 0 | 0
F1_Commercial_Retail_New_Miscellaneous_Natural Gas_Pool Heater_E7 | F1 | Commercial | Retail | New | Miscellaneous | Natural Gas | Pool Heater | E7 | RVT - Cost of Equipment | 0 | 0 | 0 | 0 | 0 | 0 | 0 | 0 | 0 | 0 | 0 | 0 | 0 | 0 | 0 | 0 | 0 | 0 | 0 | 0 | 0 | 0 | 0 | 0 | 0 | 0 | 0 | 0 | 0 | 0 | 0 | 0 | 0 | 0 | 0 | 0 | 0 | 0 | 0 | 0 | 0 | 0
F1_Commercial_Retail_New_Miscellaneous_Natural Gas_Pool Heater_E8 | F1 | Commercial | Retail | New | Miscellaneous | Natural Gas | Pool Heater | E8 | RVT - Cost of Equipment | 0 | 0 | 0 | 0 | 0 | 0 | 0 | 0 | 0 | 0 | 0 | 0 | 0 | 0 | 0 | 0 | 0 | 0 | 0 | 0 | 0 | 0 | 0 | 0 | 0 | 0 | 0 | 0 | 0 | 0 | 0 | 0 | 0 | 0 | 0 | 0 | 0 | 0 | 0 | 0 | 0 | 0
F1_Commercial_Retail_New_Miscellaneous_Natural Gas_Pool Heater_E9 | F1 | Commercial | Retail | New | Miscellaneous | Natural Gas | Pool Heater | E9 | RVT - Cost of Equipment | 0 | 0 | 0 | 0 | 0 | 0 | 0 | 0 | 0 | 0 | 0 | 0 | 0 | 0 | 0 | 0 | 0 | 0 | 0 | 0 | 0 | 0 | 0 | 0 | 0 | 0 | 0 | 0 | 0 | 0 | 0 | 0 | 0 | 0 | 0 | 0 | 0 | 0 | 0 | 0 | 0 | 0
F1_Commercial_Retail_New_Miscellaneous_Natural Gas_Pool Heater_E10 | F1 | Commercial | Retail | New | Miscellaneous | Natural Gas | Pool Heater | E10 | RVT - Cost of Equipment | 0 | 0 | 0 | 0 | 0 | 0 | 0 | 0 | 0 | 0 | 0 | 0 | 0 | 0 | 0 | 0 | 0 | 0 | 0 | 0 | 0 | 0 | 0 | 0 | 0 | 0 | 0 | 0 | 0 | 0 | 0 | 0 | 0 | 0 | 0 | 0 | 0 | 0 | 0 | 0 | 0 | 0
F2_Commercial_Retail_New_Miscellaneous_Natural Gas_Pool Heater_E1 | F2 | Commercial | Retail | New | Miscellaneous | Natural Gas | Pool Heater | E1 | RVT - Cost of Operation | 0 | 0 | 0 | 0 | 0 | 0 | 0 | 0 | 0 | 0 | 0 | 0 | 0 | 0 | 0 | 0 | 0 | 0 | 0 | 0 | 0 | 0 | 0 | 0 | 0 | 0 | 0 | 0 | 0 | 0 | 0 | 0 | 0 | 0 | 0 | 0 | 0 | 0 | 0 | 0 | 0 | 0
F2_Commercial_Retail_New_Miscellaneous_Natural Gas_Pool Heater_E2 | F2 | Commercial | Retail | New | Miscellaneous | Natural Gas | Pool Heater | E2 | RVT - Cost of Operation | 0 | 0 | 0 | 0 | 0 | 0 | 0 | 0 | 0 | 0 | 0 | 0 | 0 | 0 | 0 | 0 | 0 | 0 | 0 | 0 | 0 | 0 | 0 | 0 | 0 | 0 | 0 | 0 | 0 | 0 | 0 | 0 | 0 | 0 | 0 | 0 | 0 | 0 | 0 | 0 | 0 | 0
F2_Commercial_Retail_New_Miscellaneous_Natural Gas_Pool Heater_E3 | F2 | Commercial | Retail | New | Miscellaneous | Natural Gas | Pool Heater | E3 | RVT - Cost of Operation | 0 | 0 | 0 | 0 | 0 | 0 | 0 | 0 | 0 | 0 | 0 | 0 | 0 | 0 | 0 | 0 | 0 | 0 | 0 | 0 | 0 | 0 | 0 | 0 | 0 | 0 | 0 | 0 | 0 | 0 | 0 | 0 | 0 | 0 | 0 | 0 | 0 | 0 | 0 | 0 | 0 | 0
F2_Commercial_Retail_New_Miscellaneous_Natural Gas_Pool Heater_E4 | F2 | Commercial | Retail | New | Miscellaneous | Natural Gas | Pool Heater | E4 | RVT - Cost of Operation | 0 | 0 | 0 | 0 | 0 | 0 | 0 | 0 | 0 | 0 | 0 | 0 | 0 | 0 | 0 | 0 | 0 | 0 | 0 | 0 | 0 | 0 | 0 | 0 | 0 | 0 | 0 | 0 | 0 | 0 | 0 | 0 | 0 | 0 | 0 | 0 | 0 | 0 | 0 | 0 | 0 | 0
F2_Commercial_Retail_New_Miscellaneous_Natural Gas_Pool Heater_E5 | F2 | Commercial | Retail | New | Miscellaneous | Natural Gas | Pool Heater | E5 | RVT - Cost of Operation | 0 | 0 | 0 | 0 | 0 | 0 | 0 | 0 | 0 | 0 | 0 | 0 | 0 | 0 | 0 | 0 | 0 | 0 | 0 | 0 | 0 | 0 | 0 | 0 | 0 | 0 | 0 | 0 | 0 | 0 | 0 | 0 | 0 | 0 | 0 | 0 | 0 | 0 | 0 | 0 | 0 | 0
F2_Commercial_Retail_New_Miscellaneous_Natural Gas_Pool Heater_E6 | F2 | Commercial | Retail | New | Miscellaneous | Natural Gas | Pool Heater | E6 | RVT - Cost of Operation | 0 | 0 | 0 | 0 | 0 | 0 | 0 | 0 | 0 | 0 | 0 | 0 | 0 | 0 | 0 | 0 | 0 | 0 | 0 | 0 | 0 | 0 | 0 | 0 | 0 | 0 | 0 | 0 | 0 | 0 | 0 | 0 | 0 | 0 | 0 | 0 | 0 | 0 | 0 | 0 | 0 | 0
F2_Commercial_Retail_New_Miscellaneous_Natural Gas_Pool Heater_E7 | F2 | Commercial | Retail | New | Miscellaneous | Natural Gas | Pool Heater | E7 | RVT - Cost of Operation | 0 | 0 | 0 | 0 | 0 | 0 | 0 | 0 | 0 | 0 | 0 | 0 | 0 | 0 | 0 | 0 | 0 | 0 | 0 | 0 | 0 | 0 | 0 | 0 | 0 | 0 | 0 | 0 | 0 | 0 | 0 | 0 | 0 | 0 | 0 | 0 | 0 | 0 | 0 | 0 | 0 | 0
F2_Commercial_Retail_New_Miscellaneous_Natural Gas_Pool Heater_E8 | F2 | Commercial | Retail | New | Miscellaneous | Natural Gas | Pool Heater | E8 | RVT - Cost of Operation | 0 | 0 | 0 | 0 | 0 | 0 | 0 | 0 | 0 | 0 | 0 | 0 | 0 | 0 | 0 | 0 | 0 | 0 | 0 | 0 | 0 | 0 | 0 | 0 | 0 | 0 | 0 | 0 | 0 | 0 | 0 | 0 | 0 | 0 | 0 | 0 | 0 | 0 | 0 | 0 | 0 | 0
F2_Commercial_Retail_New_Miscellaneous_Natural Gas_Pool Heater_E9 | F2 | Commercial | Retail | New | Miscellaneous | Natural Gas | Pool Heater | E9 | RVT - Cost of Operation | 0 | 0 | 0 | 0 | 0 | 0 | 0 | 0 | 0 | 0 | 0 | 0 | 0 | 0 | 0 | 0 | 0 | 0 | 0 | 0 | 0 | 0 | 0 | 0 | 0 | 0 | 0 | 0 | 0 | 0 | 0 | 0 | 0 | 0 | 0 | 0 | 0 | 0 | 0 | 0 | 0 | 0
F2_Commercial_Retail_New_Miscellaneous_Natural Gas_Pool Heater_E10 | F2 | Commercial | Retail | New | Miscellaneous | Natural Gas | Pool Heater | E10 | RVT - Cost of Operation | 0 | 0 | 0 | 0 | 0 | 0 | 0 | 0 | 0 | 0 | 0 | 0 | 0 | 0 | 0 | 0 | 0 | 0 | 0 | 0 | 0 | 0 | 0 | 0 | 0 | 0 | 0 | 0 | 0 | 0 | 0 | 0 | 0 | 0 | 0 | 0 | 0 | 0 | 0 | 0 | 0 | 0
F3_Commercial_Retail_New_Miscellaneous_Natural Gas_Pool Heater_E1 | F3 | Commercial | Retail | New | Miscellaneous | Natural Gas | Pool Heater | E1 | System - kBTUs of Consumption | 0.0025602 | 0.0025602 | 0.0025602 | 0.0025602 | 0.0025602 | 0.0025602 | 0.0025602 | 0.0025602 | 0.0025602 | 0.0025602 | 0.0025602 | 0.0025602 | 0.0025602 | 0.0025602 | 0.0025602 | 0.0025602 | 0.0025602 | 0.0025602 | 0.0025602 | 0.0025602 | 0.0025602 | 0.0025602 | 0.0025602 | 0.0025602 | 0.0025602 | 0.0025602 | 0.0025602 | 0.0025602 | 0.0025602 | 0.0025602 | 0.0025602 | 0.0025602 | 0.0025602 | 0 | 0 | 0 | 0 | 0 | 0 | 0 | 0 | 0
F3_Commercial_Retail_New_Miscellaneous_Natural Gas_Pool Heater_E2 | F3 | Commercial | Retail | New | Miscellaneous | Natural Gas | Pool Heater | E2 | System - kBTUs of Consumption | 0.004192 | 0.004192 | 0.004192 | 0.004192 | 0.004192 | 0.004192 | 0.004192 | 0.004192 | 0.004192 | 0.004192 | 0.004192 | 0.004192 | 0.004192 | 0.004192 | 0.004192 | 0.004192 | 0.004192 | 0.004192 | 0.004192 | 0.004192 | 0.004192 | 0.004192 | 0.004192 | 0.004192 | 0.004192 | 0.004192 | 0.004192 | 0.004192 | 0.004192 | 0.004192 | 0.004192 | 0.004192 | 0.004192 | 0 | 0 | 0 | 0 | 0 | 0 | 0 | 0 | 0
F3_Commercial_Retail_New_Miscellaneous_Natural Gas_Pool Heater_E3 | F3 | Commercial | Retail | New | Miscellaneous | Natural Gas | Pool Heater | E3 | System - kBTUs of Consumption | 0 | 0 | 0 | 0 | 0 | 0 | 0 | 0 | 0 | 0 | 0 | 0 | 0 | 0 | 0 | 0 | 0 | 0 | 0 | 0 | 0 | 0 | 0 | 0 | 0 | 0 | 0 | 0 | 0 | 0 | 0 | 0 | 0 | 0 | 0 | 0 | 0 | 0 | 0 | 0 | 0 | 0
F3_Commercial_Retail_New_Miscellaneous_Natural Gas_Pool Heater_E4 | F3 | Commercial | Retail | New | Miscellaneous | Natural Gas | Pool Heater | E4 | System - kBTUs of Consumption | 0 | 0 | 0 | 0 | 0 | 0 | 0 | 0 | 0 | 0 | 0 | 0 | 0 | 0 | 0 | 0 | 0 | 0 | 0 | 0 | 0 | 0 | 0 | 0 | 0 | 0 | 0 | 0 | 0 | 0 | 0 | 0 | 0 | 0 | 0 | 0 | 0 | 0 | 0 | 0 | 0 | 0
F3_Commercial_Retail_New_Miscellaneous_Natural Gas_Pool Heater_E5 | F3 | Commercial | Retail | New | Miscellaneous | Natural Gas | Pool Heater | E5 | System - kBTUs of Consumption | 0 | 0 | 0 | 0 | 0 | 0 | 0 | 0 | 0 | 0 | 0 | 0 | 0 | 0 | 0 | 0 | 0 | 0 | 0 | 0 | 0 | 0 | 0 | 0 | 0 | 0 | 0 | 0 | 0 | 0 | 0 | 0 | 0 | 0 | 0 | 0 | 0 | 0 | 0 | 0 | 0 | 0
F3_Commercial_Retail_New_Miscellaneous_Natural Gas_Pool Heater_E6 | F3 | Commercial | Retail | New | Miscellaneous | Natural Gas | Pool Heater | E6 | System - kBTUs of Consumption | 0 | 0 | 0 | 0 | 0 | 0 | 0 | 0 | 0 | 0 | 0 | 0 | 0 | 0 | 0 | 0 | 0 | 0 | 0 | 0 | 0 | 0 | 0 | 0 | 0 | 0 | 0 | 0 | 0 | 0 | 0 | 0 | 0 | 0 | 0 | 0 | 0 | 0 | 0 | 0 | 0 | 0
F3_Commercial_Retail_New_Miscellaneous_Natural Gas_Pool Heater_E7 | F3 | Commercial | Retail | New | Miscellaneous | Natural Gas | Pool Heater | E7 | System - kBTUs of Consumption | 0 | 0 | 0 | 0 | 0 | 0 | 0 | 0 | 0 | 0 | 0 | 0 | 0 | 0 | 0 | 0 | 0 | 0 | 0 | 0 | 0 | 0 | 0 | 0 | 0 | 0 | 0 | 0 | 0 | 0 | 0 | 0 | 0 | 0 | 0 | 0 | 0 | 0 | 0 | 0 | 0 | 0
F3_Commercial_Retail_New_Miscellaneous_Natural Gas_Pool Heater_E8 | F3 | Commercial | Retail | New | Miscellaneous | Natural Gas | Pool Heater | E8 | System - kBTUs of Consumption | 0 | 0 | 0 | 0 | 0 | 0 | 0 | 0 | 0 | 0 | 0 | 0 | 0 | 0 | 0 | 0 | 0 | 0 | 0 | 0 | 0 | 0 | 0 | 0 | 0 | 0 | 0 | 0 | 0 | 0 | 0 | 0 | 0 | 0 | 0 | 0 | 0 | 0 | 0 | 0 | 0 | 0
F3_Commercial_Retail_New_Miscellaneous_Natural Gas_Pool Heater_E9 | F3 | Commercial | Retail | New | Miscellaneous | Natural Gas | Pool Heater | E9 | System - kBTUs of Consumption | 0 | 0 | 0 | 0 | 0 | 0 | 0 | 0 | 0 | 0 | 0 | 0 | 0 | 0 | 0 | 0 | 0 | 0 | 0 | 0 | 0 | 0 | 0 | 0 | 0 | 0 | 0 | 0 | 0 | 0 | 0 | 0 | 0 | 0 | 0 | 0 | 0 | 0 | 0 | 0 | 0 | 0
F3_Commercial_Retail_New_Miscellaneous_Natural Gas_Pool Heater_E10 | F3 | Commercial | Retail | New | Miscellaneous | Natural Gas | Pool Heater | E10 | System - kBTUs of Consumption | 0 | 0 | 0 | 0 | 0 | 0 | 0 | 0 | 0 | 0 | 0 | 0 | 0 | 0 | 0 | 0 | 0 | 0 | 0 | 0 | 0 | 0 | 0 | 0 | 0 | 0 | 0 | 0 | 0 | 0 | 0 | 0 | 0 | 0 | 0 | 0 | 0 | 0 | 0 | 0 | 0 | 0
F4_Commercial_Retail_New_Miscellaneous_Natural Gas_Pool Heater_E1 | F4 | Commercial | Retail | New | Miscellaneous | Natural Gas | Pool Heater | E1 | Utility - Cost of Equipment | 0 | 0 | 0 | 0 | 0 | 0 | 0 | 0 | 0 | 0 | 0 | 0 | 0 | 0 | 0 | 0 | 0 | 0 | 0 | 0 | 0 | 0 | 0 | 0 | 0 | 0 | 0 | 0 | 0 | 0 | 0 | 0 | 0 | 0 | 0 | 0 | 0 | 0 | 0 | 0 | 0 | 0
F4_Commercial_Retail_New_Miscellaneous_Natural Gas_Pool Heater_E2 | F4 | Commercial | Retail | New | Miscellaneous | Natural Gas | Pool Heater | E2 | Utility - Cost of Equipment | 0 | 0 | 0 | 0 | 0 | 0 | 0 | 0 | 0 | 0 | 0 | 0 | 0 | 0 | 0 | 0 | 0 | 0 | 0 | 0 | 0 | 0 | 0 | 0 | 0 | 0 | 0 | 0 | 0 | 0 | 0 | 0 | 0 | 0 | 0 | 0 | 0 | 0 | 0 | 0 | 0 | 0
F4_Commercial_Retail_New_Miscellaneous_Natural Gas_Pool Heater_E3 | F4 | Commercial | Retail | New | Miscellaneous | Natural Gas | Pool Heater | E3 | Utility - Cost of Equipment | 0 | 0 | 0 | 0 | 0 | 0 | 0 | 0 | 0 | 0 | 0 | 0 | 0 | 0 | 0 | 0 | 0 | 0 | 0 | 0 | 0 | 0 | 0 | 0 | 0 | 0 | 0 | 0 | 0 | 0 | 0 | 0 | 0 | 0 | 0 | 0 | 0 | 0 | 0 | 0 | 0 | 0
F4_Commercial_Retail_New_Miscellaneous_Natural Gas_Pool Heater_E4 | F4 | Commercial | Retail | New | Miscellaneous | Natural Gas | Pool Heater | E4 | Utility - Cost of Equipment | 0 | 0 | 0 | 0 | 0 | 0 | 0 | 0 | 0 | 0 | 0 | 0 | 0 | 0 | 0 | 0 | 0 | 0 | 0 | 0 | 0 | 0 | 0 | 0 | 0 | 0 | 0 | 0 | 0 | 0 | 0 | 0 | 0 | 0 | 0 | 0 | 0 | 0 | 0 | 0 | 0 | 0
F4_Commercial_Retail_New_Miscellaneous_Natural Gas_Pool Heater_E5 | F4 | Commercial | Retail | New | Miscellaneous | Natural Gas | Pool Heater | E5 | Utility - Cost of Equipment | 0 | 0 | 0 | 0 | 0 | 0 | 0 | 0 | 0 | 0 | 0 | 0 | 0 | 0 | 0 | 0 | 0 | 0 | 0 | 0 | 0 | 0 | 0 | 0 | 0 | 0 | 0 | 0 | 0 | 0 | 0 | 0 | 0 | 0 | 0 | 0 | 0 | 0 | 0 | 0 | 0 | 0
F4_Commercial_Retail_New_Miscellaneous_Natural Gas_Pool Heater_E6 | F4 | Commercial | Retail | New | Miscellaneous | Natural Gas | Pool Heater | E6 | Utility - Cost of Equipment | 0 | 0 | 0 | 0 | 0 | 0 | 0 | 0 | 0 | 0 | 0 | 0 | 0 | 0 | 0 | 0 | 0 | 0 | 0 | 0 | 0 | 0 | 0 | 0 | 0 | 0 | 0 | 0 | 0 | 0 | 0 | 0 | 0 | 0 | 0 | 0 | 0 | 0 | 0 | 0 | 0 | 0
F4_Commercial_Retail_New_Miscellaneous_Natural Gas_Pool Heater_E7 | F4 | Commercial | Retail | New | Miscellaneous | Natural Gas | Pool Heater | E7 | Utility - Cost of Equipment | 0 | 0 | 0 | 0 | 0 | 0 | 0 | 0 | 0 | 0 | 0 | 0 | 0 | 0 | 0 | 0 | 0 | 0 | 0 | 0 | 0 | 0 | 0 | 0 | 0 | 0 | 0 | 0 | 0 | 0 | 0 | 0 | 0 | 0 | 0 | 0 | 0 | 0 | 0 | 0 | 0 | 0
F4_Commercial_Retail_New_Miscellaneous_Natural Gas_Pool Heater_E8 | F4 | Commercial | Retail | New | Miscellaneous | Natural Gas | Pool Heater | E8 | Utility - Cost of Equipment | 0 | 0 | 0 | 0 | 0 | 0 | 0 | 0 | 0 | 0 | 0 | 0 | 0 | 0 | 0 | 0 | 0 | 0 | 0 | 0 | 0 | 0 | 0 | 0 | 0 | 0 | 0 | 0 | 0 | 0 | 0 | 0 | 0 | 0 | 0 | 0 | 0 | 0 | 0 | 0 | 0 | 0
F4_Commercial_Retail_New_Miscellaneous_Natural Gas_Pool Heater_E9 | F4 | Commercial | Retail | New | Miscellaneous | Natural Gas | Pool Heater | E9 | Utility - Cost of Equipment | 0 | 0 | 0 | 0 | 0 | 0 | 0 | 0 | 0 | 0 | 0 | 0 | 0 | 0 | 0 | 0 | 0 | 0 | 0 | 0 | 0 | 0 | 0 | 0 | 0 | 0 | 0 | 0 | 0 | 0 | 0 | 0 | 0 | 0 | 0 | 0 | 0 | 0 | 0 | 0 | 0 | 0
F4_Commercial_Retail_New_Miscellaneous_Natural Gas_Pool Heater_E10 | F4 | Commercial | Retail | New | Miscellaneous | Natural Gas | Pool Heater | E10 | Utility - Cost of Equipment | 0 | 0 | 0 | 0 | 0 | 0 | 0 | 0 | 0 | 0 | 0 | 0 | 0 | 0 | 0 | 0 | 0 | 0 | 0 | 0 | 0 | 0 | 0 | 0 | 0 | 0 | 0 | 0 | 0 | 0 | 0 | 0 | 0 | 0 | 0 | 0 | 0 | 0 | 0 | 0 | 0 | 0
F5_Commercial_Retail_New_Miscellaneous_Natural Gas_Pool Heater_E1 | F5 | Commercial | Retail | New | Miscellaneous | Natural Gas | Pool Heater | E1 | Utility - Cost of Operation | 0.0025602 | 0.0025602 | 0.0025602 | 0.0025602 | 0.0025602 | 0.0025602 | 0.0025602 | 0.0025602 | 0.0025602 | 0.0025602 | 0.0025602 | 0.0025602 | 0.0025602 | 0.0025602 | 0.0025602 | 0.0025602 | 0.0025602 | 0.0025602 | 0.0025602 | 0.0025602 | 0.0025602 | 0.0025602 | 0.0025602 | 0.0025602 | 0.0025602 | 0.0025602 | 0.0025602 | 0.0025602 | 0.0025602 | 0.0025602 | 0.0025602 | 0.0025602 | 0.0025602 | 0 | 0 | 0 | 0 | 0 | 0 | 0 | 0 | 0
F5_Commercial_Retail_New_Miscellaneous_Natural Gas_Pool Heater_E2 | F5 | Commercial | Retail | New | Miscellaneous | Natural Gas | Pool Heater | E2 | Utility - Cost of Operation | 0.004192 | 0.004192 | 0.004192 | 0.004192 | 0.004192 | 0.004192 | 0.004192 | 0.004192 | 0.004192 | 0.004192 | 0.004192 | 0.004192 | 0.004192 | 0.004192 | 0.004192 | 0.004192 | 0.004192 | 0.004192 | 0.004192 | 0.004192 | 0.004192 | 0.004192 | 0.004192 | 0.004192 | 0.004192 | 0.004192 | 0.004192 | 0.004192 | 0.004192 | 0.004192 | 0.004192 | 0.004192 | 0.004192 | 0 | 0 | 0 | 0 | 0 | 0 | 0 | 0 | 0
F5_Commercial_Retail_New_Miscellaneous_Natural Gas_Pool Heater_E3 | F5 | Commercial | Retail | New | Miscellaneous | Natural Gas | Pool Heater | E3 | Utility - Cost of Operation | 0 | 0 | 0 | 0 | 0 | 0 | 0 | 0 | 0 | 0 | 0 | 0 | 0 | 0 | 0 | 0 | 0 | 0 | 0 | 0 | 0 | 0 | 0 | 0 | 0 | 0 | 0 | 0 | 0 | 0 | 0 | 0 | 0 | 0 | 0 | 0 | 0 | 0 | 0 | 0 | 0 | 0
F5_Commercial_Retail_New_Miscellaneous_Natural Gas_Pool Heater_E4 | F5 | Commercial | Retail | New | Miscellaneous | Natural Gas | Pool Heater | E4 | Utility - Cost of Operation | 0 | 0 | 0 | 0 | 0 | 0 | 0 | 0 | 0 | 0 | 0 | 0 | 0 | 0 | 0 | 0 | 0 | 0 | 0 | 0 | 0 | 0 | 0 | 0 | 0 | 0 | 0 | 0 | 0 | 0 | 0 | 0 | 0 | 0 | 0 | 0 | 0 | 0 | 0 | 0 | 0 | 0
F5_Commercial_Retail_New_Miscellaneous_Natural Gas_Pool Heater_E5 | F5 | Commercial | Retail | New | Miscellaneous | Natural Gas | Pool Heater | E5 | Utility - Cost of Operation | 0 | 0 | 0 | 0 | 0 | 0 | 0 | 0 | 0 | 0 | 0 | 0 | 0 | 0 | 0 | 0 | 0 | 0 | 0 | 0 | 0 | 0 | 0 | 0 | 0 | 0 | 0 | 0 | 0 | 0 | 0 | 0 | 0 | 0 | 0 | 0 | 0 | 0 | 0 | 0 | 0 | 0
F5_Commercial_Retail_New_Miscellaneous_Natural Gas_Pool Heater_E6 | F5 | Commercial | Retail | New | Miscellaneous | Natural Gas | Pool Heater | E6 | Utility - Cost of Operation | 0 | 0 | 0 | 0 | 0 | 0 | 0 | 0 | 0 | 0 | 0 | 0 | 0 | 0 | 0 | 0 | 0 | 0 | 0 | 0 | 0 | 0 | 0 | 0 | 0 | 0 | 0 | 0 | 0 | 0 | 0 | 0 | 0 | 0 | 0 | 0 | 0 | 0 | 0 | 0 | 0 | 0
F5_Commercial_Retail_New_Miscellaneous_Natural Gas_Pool Heater_E7 | F5 | Commercial | Retail | New | Miscellaneous | Natural Gas | Pool Heater | E7 | Utility - Cost of Operation | 0 | 0 | 0 | 0 | 0 | 0 | 0 | 0 | 0 | 0 | 0 | 0 | 0 | 0 | 0 | 0 | 0 | 0 | 0 | 0 | 0 | 0 | 0 | 0 | 0 | 0 | 0 | 0 | 0 | 0 | 0 | 0 | 0 | 0 | 0 | 0 | 0 | 0 | 0 | 0 | 0 | 0
F5_Commercial_Retail_New_Miscellaneous_Natural Gas_Pool Heater_E8 | F5 | Commercial | Retail | New | Miscellaneous | Natural Gas | Pool Heater | E8 | Utility - Cost of Operation | 0 | 0 | 0 | 0 | 0 | 0 | 0 | 0 | 0 | 0 | 0 | 0 | 0 | 0 | 0 | 0 | 0 | 0 | 0 | 0 | 0 | 0 | 0 | 0 | 0 | 0 | 0 | 0 | 0 | 0 | 0 | 0 | 0 | 0 | 0 | 0 | 0 | 0 | 0 | 0 | 0 | 0
F5_Commercial_Retail_New_Miscellaneous_Natural Gas_Pool Heater_E9 | F5 | Commercial | Retail | New | Miscellaneous | Natural Gas | Pool Heater | E9 | Utility - Cost of Operation | 0 | 0 | 0 | 0 | 0 | 0 | 0 | 0 | 0 | 0 | 0 | 0 | 0 | 0 | 0 | 0 | 0 | 0 | 0 | 0 | 0 | 0 | 0 | 0 | 0 | 0 | 0 | 0 | 0 | 0 | 0 | 0 | 0 | 0 | 0 | 0 | 0 | 0 | 0 | 0 | 0 | 0
F5_Commercial_Retail_New_Miscellaneous_Natural Gas_Pool Heater_E10 | F5 | Commercial | Retail | New | Miscellaneous | Natural Gas | Pool Heater | E10 | Utility - Cost of Operation | 0 | 0 | 0 | 0 | 0 | 0 | 0 | 0 | 0 | 0 | 0 | 0 | 0 | 0 | 0 | 0 | 0 | 0 | 0 | 0 | 0 | 0 | 0 | 0 | 0 | 0 | 0 | 0 | 0 | 0 | 0 | 0 | 0 | 0 | 0 | 0 | 0 | 0 | 0 | 0 | 0 | 0
F6_Commercial_Retail_New_Miscellaneous_Natural Gas_Pool Heater_E1 | F6 | Commercial | Retail | New | Miscellaneous | Natural Gas | Pool Heater | E1 | Utility - Value of Sales | 0.010152 | 0.010152 | 0.010152 | 0.010152 | 0.010152 | 0.010152 | 0.010152 | 0.010152 | 0.010152 | 0.010152 | 0.010152 | 0.010152 | 0.010152 | 0.010152 | 0.010152 | 0.010152 | 0.010152 | 0.010152 | 0.010152 | 0.010152 | 0.010152 | 0.010152 | 0.010152 | 0.010152 | 0.010152 | 0.010152 | 0.010152 | 0.010152 | 0.010152 | 0.010152 | 0.010152 | 0.010152 | 0.010152 | 0 | 0 | 0 | 0 | 0 | 0 | 0 | 0 | 0
F6_Commercial_Retail_New_Miscellaneous_Natural Gas_Pool Heater_E2 | F6 | Commercial | Retail | New | Miscellaneous | Natural Gas | Pool Heater | E2 | Utility - Value of Sales | 0.0086294 | 0.0086294 | 0.0086294 | 0.0086294 | 0.0086294 | 0.0086294 | 0.0086294 | 0.0086294 | 0.0086294 | 0.0086294 | 0.0086294 | 0.0086294 | 0.0086294 | 0.0086294 | 0.0086294 | 0.0086294 | 0.0086294 | 0.0086294 | 0.0086294 | 0.0086294 | 0.0086294 | 0.0086294 | 0.0086294 | 0.0086294 | 0.0086294 | 0.0086294 | 0.0086294 | 0.0086294 | 0.0086294 | 0.0086294 | 0.0086294 | 0.0086294 | 0.0086294 | 0 | 0 | 0 | 0 | 0 | 0 | 0 | 0 | 0
F6_Commercial_Retail_New_Miscellaneous_Natural Gas_Pool Heater_E3 | F6 | Commercial | Retail | New | Miscellaneous | Natural Gas | Pool Heater | E3 | Utility - Value of Sales | 0 | 0 | 0 | 0 | 0 | 0 | 0 | 0 | 0 | 0 | 0 | 0 | 0 | 0 | 0 | 0 | 0 | 0 | 0 | 0 | 0 | 0 | 0 | 0 | 0 | 0 | 0 | 0 | 0 | 0 | 0 | 0 | 0 | 0 | 0 | 0 | 0 | 0 | 0 | 0 | 0 | 0
F6_Commercial_Retail_New_Miscellaneous_Natural Gas_Pool Heater_E4 | F6 | Commercial | Retail | New | Miscellaneous | Natural Gas | Pool Heater | E4 | Utility - Value of Sales | 0 | 0 | 0 | 0 | 0 | 0 | 0 | 0 | 0 | 0 | 0 | 0 | 0 | 0 | 0 | 0 | 0 | 0 | 0 | 0 | 0 | 0 | 0 | 0 | 0 | 0 | 0 | 0 | 0 | 0 | 0 | 0 | 0 | 0 | 0 | 0 | 0 | 0 | 0 | 0 | 0 | 0
F6_Commercial_Retail_New_Miscellaneous_Natural Gas_Pool Heater_E5 | F6 | Commercial | Retail | New | Miscellaneous | Natural Gas | Pool Heater | E5 | Utility - Value of Sales | 0 | 0 | 0 | 0 | 0 | 0 | 0 | 0 | 0 | 0 | 0 | 0 | 0 | 0 | 0 | 0 | 0 | 0 | 0 | 0 | 0 | 0 | 0 | 0 | 0 | 0 | 0 | 0 | 0 | 0 | 0 | 0 | 0 | 0 | 0 | 0 | 0 | 0 | 0 | 0 | 0 | 0
F6_Commercial_Retail_New_Miscellaneous_Natural Gas_Pool Heater_E6 | F6 | Commercial | Retail | New | Miscellaneous | Natural Gas | Pool Heater | E6 | Utility - Value of Sales | 0 | 0 | 0 | 0 | 0 | 0 | 0 | 0 | 0 | 0 | 0 | 0 | 0 | 0 | 0 | 0 | 0 | 0 | 0 | 0 | 0 | 0 | 0 | 0 | 0 | 0 | 0 | 0 | 0 | 0 | 0 | 0 | 0 | 0 | 0 | 0 | 0 | 0 | 0 | 0 | 0 | 0
F6_Commercial_Retail_New_Miscellaneous_Natural Gas_Pool Heater_E7 | F6 | Commercial | Retail | New | Miscellaneous | Natural Gas | Pool Heater | E7 | Utility - Value of Sales | 0 | 0 | 0 | 0 | 0 | 0 | 0 | 0 | 0 | 0 | 0 | 0 | 0 | 0 | 0 | 0 | 0 | 0 | 0 | 0 | 0 | 0 | 0 | 0 | 0 | 0 | 0 | 0 | 0 | 0 | 0 | 0 | 0 | 0 | 0 | 0 | 0 | 0 | 0 | 0 | 0 | 0
F6_Commercial_Retail_New_Miscellaneous_Natural Gas_Pool Heater_E8 | F6 | Commercial | Retail | New | Miscellaneous | Natural Gas | Pool Heater | E8 | Utility - Value of Sales | 0 | 0 | 0 | 0 | 0 | 0 | 0 | 0 | 0 | 0 | 0 | 0 | 0 | 0 | 0 | 0 | 0 | 0 | 0 | 0 | 0 | 0 | 0 | 0 | 0 | 0 | 0 | 0 | 0 | 0 | 0 | 0 | 0 | 0 | 0 | 0 | 0 | 0 | 0 | 0 | 0 | 0
F6_Commercial_Retail_New_Miscellaneous_Natural Gas_Pool Heater_E9 | F6 | Commercial | Retail | New | Miscellaneous | Natural Gas | Pool Heater | E9 | Utility - Value of Sales | 0 | 0 | 0 | 0 | 0 | 0 | 0 | 0 | 0 | 0 | 0 | 0 | 0 | 0 | 0 | 0 | 0 | 0 | 0 | 0 | 0 | 0 | 0 | 0 | 0 | 0 | 0 | 0 | 0 | 0 | 0 | 0 | 0 | 0 | 0 | 0 | 0 | 0 | 0 | 0 | 0 | 0
F6_Commercial_Retail_New_Miscellaneous_Natural Gas_Pool Heater_E10 | F6 | Commercial | Retail | New | Miscellaneous | Natural Gas | Pool Heater | E10 | Utility - Value of Sales | 0 | 0 | 0 | 0 | 0 | 0 | 0 | 0 | 0 | 0 | 0 | 0 | 0 | 0 | 0 | 0 | 0 | 0 | 0 | 0 | 0 | 0 | 0 | 0 | 0 | 0 | 0 | 0 | 0 | 0 | 0 | 0 | 0 | 0 | 0 | 0 | 0 | 0 | 0 | 0 | 0 | 0
F1_Commercial_Retail_New_Miscellaneous_Natural Gas_Miscellaneous_E1 | F1 | Commercial | Retail | New | Miscellaneous | Natural Gas | Miscellaneous | E1 | RVT - Cost of Equipment | 0 | 0 | 0 | 0 | 0 | 0 | 0 | 0 | 0 | 0 | 0 | 0 | 0 | 0 | 0 | 0 | 0 | 0 | 0 | 0 | 0 | 0 | 0 | 0 | 0 | 0 | 0 | 0 | 0 | 0 | 0 | 0 | 0 | 0 | 0 | 0 | 0 | 0 | 0 | 0 | 0 | 0
F1_Commercial_Retail_New_Miscellaneous_Natural Gas_Miscellaneous_E2 | F1 | Commercial | Retail | New | Miscellaneous | Natural Gas | Miscellaneous | E2 | RVT - Cost of Equipment | 0 | 0 | 0 | 0 | 0 | 0 | 0 | 0 | 0 | 0 | 0 | 0 | 0 | 0 | 0 | 0 | 0 | 0 | 0 | 0 | 0 | 0 | 0 | 0 | 0 | 0 | 0 | 0 | 0 | 0 | 0 | 0 | 0 | 0 | 0 | 0 | 0 | 0 | 0 | 0 | 0 | 0
F1_Commercial_Retail_New_Miscellaneous_Natural Gas_Miscellaneous_E3 | F1 | Commercial | Retail | New | Miscellaneous | Natural Gas | Miscellaneous | E3 | RVT - Cost of Equipment | 0 | 0 | 0 | 0 | 0 | 0 | 0 | 0 | 0 | 0 | 0 | 0 | 0 | 0 | 0 | 0 | 0 | 0 | 0 | 0 | 0 | 0 | 0 | 0 | 0 | 0 | 0 | 0 | 0 | 0 | 0 | 0 | 0 | 0 | 0 | 0 | 0 | 0 | 0 | 0 | 0 | 0
F1_Commercial_Retail_New_Miscellaneous_Natural Gas_Miscellaneous_E4 | F1 | Commercial | Retail | New | Miscellaneous | Natural Gas | Miscellaneous | E4 | RVT - Cost of Equipment | 0 | 0 | 0 | 0 | 0 | 0 | 0 | 0 | 0 | 0 | 0 | 0 | 0 | 0 | 0 | 0 | 0 | 0 | 0 | 0 | 0 | 0 | 0 | 0 | 0 | 0 | 0 | 0 | 0 | 0 | 0 | 0 | 0 | 0 | 0 | 0 | 0 | 0 | 0 | 0 | 0 | 0
F1_Commercial_Retail_New_Miscellaneous_Natural Gas_Miscellaneous_E5 | F1 | Commercial | Retail | New | Miscellaneous | Natural Gas | Miscellaneous | E5 | RVT - Cost of Equipment | 0 | 0 | 0 | 0 | 0 | 0 | 0 | 0 | 0 | 0 | 0 | 0 | 0 | 0 | 0 | 0 | 0 | 0 | 0 | 0 | 0 | 0 | 0 | 0 | 0 | 0 | 0 | 0 | 0 | 0 | 0 | 0 | 0 | 0 | 0 | 0 | 0 | 0 | 0 | 0 | 0 | 0
F1_Commercial_Retail_New_Miscellaneous_Natural Gas_Miscellaneous_E6 | F1 | Commercial | Retail | New | Miscellaneous | Natural Gas | Miscellaneous | E6 | RVT - Cost of Equipment | 0 | 0 | 0 | 0 | 0 | 0 | 0 | 0 | 0 | 0 | 0 | 0 | 0 | 0 | 0 | 0 | 0 | 0 | 0 | 0 | 0 | 0 | 0 | 0 | 0 | 0 | 0 | 0 | 0 | 0 | 0 | 0 | 0 | 0 | 0 | 0 | 0 | 0 | 0 | 0 | 0 | 0
F1_Commercial_Retail_New_Miscellaneous_Natural Gas_Miscellaneous_E7 | F1 | Commercial | Retail | New | Miscellaneous | Natural Gas | Miscellaneous | E7 | RVT - Cost of Equipment | 0 | 0 | 0 | 0 | 0 | 0 | 0 | 0 | 0 | 0 | 0 | 0 | 0 | 0 | 0 | 0 | 0 | 0 | 0 | 0 | 0 | 0 | 0 | 0 | 0 | 0 | 0 | 0 | 0 | 0 | 0 | 0 | 0 | 0 | 0 | 0 | 0 | 0 | 0 | 0 | 0 | 0
F1_Commercial_Retail_New_Miscellaneous_Natural Gas_Miscellaneous_E8 | F1 | Commercial | Retail | New | Miscellaneous | Natural Gas | Miscellaneous | E8 | RVT - Cost of Equipment | 0 | 0 | 0 | 0 | 0 | 0 | 0 | 0 | 0 | 0 | 0 | 0 | 0 | 0 | 0 | 0 | 0 | 0 | 0 | 0 | 0 | 0 | 0 | 0 | 0 | 0 | 0 | 0 | 0 | 0 | 0 | 0 | 0 | 0 | 0 | 0 | 0 | 0 | 0 | 0 | 0 | 0
F1_Commercial_Retail_New_Miscellaneous_Natural Gas_Miscellaneous_E9 | F1 | Commercial | Retail | New | Miscellaneous | Natural Gas | Miscellaneous | E9 | RVT - Cost of Equipment | 0 | 0 | 0 | 0 | 0 | 0 | 0 | 0 | 0 | 0 | 0 | 0 | 0 | 0 | 0 | 0 | 0 | 0 | 0 | 0 | 0 | 0 | 0 | 0 | 0 | 0 | 0 | 0 | 0 | 0 | 0 | 0 | 0 | 0 | 0 | 0 | 0 | 0 | 0 | 0 | 0 | 0
F1_Commercial_Retail_New_Miscellaneous_Natural Gas_Miscellaneous_E10 | F1 | Commercial | Retail | New | Miscellaneous | Natural Gas | Miscellaneous | E10 | RVT - Cost of Equipment | 0 | 0 | 0 | 0 | 0 | 0 | 0 | 0 | 0 | 0 | 0 | 0 | 0 | 0 | 0 | 0 | 0 | 0 | 0 | 0 | 0 | 0 | 0 | 0 | 0 | 0 | 0 | 0 | 0 | 0 | 0 | 0 | 0 | 0 | 0 | 0 | 0 | 0 | 0 | 0 | 0 | 0
F2_Commercial_Retail_New_Miscellaneous_Natural Gas_Miscellaneous_E1 | F2 | Commercial | Retail | New | Miscellaneous | Natural Gas | Miscellaneous | E1 | RVT - Cost of Operation | 0 | 0 | 0 | 0 | 0 | 0 | 0 | 0 | 0 | 0 | 0 | 0 | 0 | 0 | 0 | 0 | 0 | 0 | 0 | 0 | 0 | 0 | 0 | 0 | 0 | 0 | 0 | 0 | 0 | 0 | 0 | 0 | 0 | 0 | 0 | 0 | 0 | 0 | 0 | 0 | 0 | 0
F2_Commercial_Retail_New_Miscellaneous_Natural Gas_Miscellaneous_E2 | F2 | Commercial | Retail | New | Miscellaneous | Natural Gas | Miscellaneous | E2 | RVT - Cost of Operation | 0 | 0 | 0 | 0 | 0 | 0 | 0 | 0 | 0 | 0 | 0 | 0 | 0 | 0 | 0 | 0 | 0 | 0 | 0 | 0 | 0 | 0 | 0 | 0 | 0 | 0 | 0 | 0 | 0 | 0 | 0 | 0 | 0 | 0 | 0 | 0 | 0 | 0 | 0 | 0 | 0 | 0
F2_Commercial_Retail_New_Miscellaneous_Natural Gas_Miscellaneous_E3 | F2 | Commercial | Retail | New | Miscellaneous | Natural Gas | Miscellaneous | E3 | RVT - Cost of Operation | 0 | 0 | 0 | 0 | 0 | 0 | 0 | 0 | 0 | 0 | 0 | 0 | 0 | 0 | 0 | 0 | 0 | 0 | 0 | 0 | 0 | 0 | 0 | 0 | 0 | 0 | 0 | 0 | 0 | 0 | 0 | 0 | 0 | 0 | 0 | 0 | 0 | 0 | 0 | 0 | 0 | 0
F2_Commercial_Retail_New_Miscellaneous_Natural Gas_Miscellaneous_E4 | F2 | Commercial | Retail | New | Miscellaneous | Natural Gas | Miscellaneous | E4 | RVT - Cost of Operation | 0 | 0 | 0 | 0 | 0 | 0 | 0 | 0 | 0 | 0 | 0 | 0 | 0 | 0 | 0 | 0 | 0 | 0 | 0 | 0 | 0 | 0 | 0 | 0 | 0 | 0 | 0 | 0 | 0 | 0 | 0 | 0 | 0 | 0 | 0 | 0 | 0 | 0 | 0 | 0 | 0 | 0
F2_Commercial_Retail_New_Miscellaneous_Natural Gas_Miscellaneous_E5 | F2 | Commercial | Retail | New | Miscellaneous | Natural Gas | Miscellaneous | E5 | RVT - Cost of Operation | 0 | 0 | 0 | 0 | 0 | 0 | 0 | 0 | 0 | 0 | 0 | 0 | 0 | 0 | 0 | 0 | 0 | 0 | 0 | 0 | 0 | 0 | 0 | 0 | 0 | 0 | 0 | 0 | 0 | 0 | 0 | 0 | 0 | 0 | 0 | 0 | 0 | 0 | 0 | 0 | 0 | 0
F2_Commercial_Retail_New_Miscellaneous_Natural Gas_Miscellaneous_E6 | F2 | Commercial | Retail | New | Miscellaneous | Natural Gas | Miscellaneous | E6 | RVT - Cost of Operation | 0 | 0 | 0 | 0 | 0 | 0 | 0 | 0 | 0 | 0 | 0 | 0 | 0 | 0 | 0 | 0 | 0 | 0 | 0 | 0 | 0 | 0 | 0 | 0 | 0 | 0 | 0 | 0 | 0 | 0 | 0 | 0 | 0 | 0 | 0 | 0 | 0 | 0 | 0 | 0 | 0 | 0
F2_Commercial_Retail_New_Miscellaneous_Natural Gas_Miscellaneous_E7 | F2 | Commercial | Retail | New | Miscellaneous | Natural Gas | Miscellaneous | E7 | RVT - Cost of Operation | 0 | 0 | 0 | 0 | 0 | 0 | 0 | 0 | 0 | 0 | 0 | 0 | 0 | 0 | 0 | 0 | 0 | 0 | 0 | 0 | 0 | 0 | 0 | 0 | 0 | 0 | 0 | 0 | 0 | 0 | 0 | 0 | 0 | 0 | 0 | 0 | 0 | 0 | 0 | 0 | 0 | 0
F2_Commercial_Retail_New_Miscellaneous_Natural Gas_Miscellaneous_E8 | F2 | Commercial | Retail | New | Miscellaneous | Natural Gas | Miscellaneous | E8 | RVT - Cost of Operation | 0 | 0 | 0 | 0 | 0 | 0 | 0 | 0 | 0 | 0 | 0 | 0 | 0 | 0 | 0 | 0 | 0 | 0 | 0 | 0 | 0 | 0 | 0 | 0 | 0 | 0 | 0 | 0 | 0 | 0 | 0 | 0 | 0 | 0 | 0 | 0 | 0 | 0 | 0 | 0 | 0 | 0
F2_Commercial_Retail_New_Miscellaneous_Natural Gas_Miscellaneous_E9 | F2 | Commercial | Retail | New | Miscellaneous | Natural Gas | Miscellaneous | E9 | RVT - Cost of Operation | 0 | 0 | 0 | 0 | 0 | 0 | 0 | 0 | 0 | 0 | 0 | 0 | 0 | 0 | 0 | 0 | 0 | 0 | 0 | 0 | 0 | 0 | 0 | 0 | 0 | 0 | 0 | 0 | 0 | 0 | 0 | 0 | 0 | 0 | 0 | 0 | 0 | 0 | 0 | 0 | 0 | 0
F2_Commercial_Retail_New_Miscellaneous_Natural Gas_Miscellaneous_E10 | F2 | Commercial | Retail | New | Miscellaneous | Natural Gas | Miscellaneous | E10 | RVT - Cost of Operation | 0 | 0 | 0 | 0 | 0 | 0 | 0 | 0 | 0 | 0 | 0 | 0 | 0 | 0 | 0 | 0 | 0 | 0 | 0 | 0 | 0 | 0 | 0 | 0 | 0 | 0 | 0 | 0 | 0 | 0 | 0 | 0 | 0 | 0 | 0 | 0 | 0 | 0 | 0 | 0 | 0 | 0
F3_Commercial_Retail_New_Miscellaneous_Natural Gas_Miscellaneous_E1 | F3 | Commercial | Retail | New | Miscellaneous | Natural Gas | Miscellaneous | E1 | System - kBTUs of Consumption | 0.23859 | 0.23859 | 0.23859 | 0.23859 | 0.23859 | 0.23859 | 0.23859 | 0.23859 | 0.23859 | 0.23859 | 0.23859 | 0.23859 | 0.23859 | 0.23859 | 0.23859 | 0.23859 | 0.23859 | 0.23859 | 0.23859 | 0.23859 | 0.23859 | 0.23859 | 0.23859 | 0.23859 | 0.23859 | 0.23859 | 0.23859 | 0.23859 | 0.23859 | 0.23859 | 0.23859 | 0.23859 | 0.23859 | 0 | 0 | 0 | 0 | 0 | 0 | 0 | 0 | 0
F3_Commercial_Retail_New_Miscellaneous_Natural Gas_Miscellaneous_E2 | F3 | Commercial | Retail | New | Miscellaneous | Natural Gas | Miscellaneous | E2 | System - kBTUs of Consumption | 0 | 0 | 0 | 0 | 0 | 0 | 0 | 0 | 0 | 0 | 0 | 0 | 0 | 0 | 0 | 0 | 0 | 0 | 0 | 0 | 0 | 0 | 0 | 0 | 0 | 0 | 0 | 0 | 0 | 0 | 0 | 0 | 0 | 0 | 0 | 0 | 0 | 0 | 0 | 0 | 0 | 0
F3_Commercial_Retail_New_Miscellaneous_Natural Gas_Miscellaneous_E3 | F3 | Commercial | Retail | New | Miscellaneous | Natural Gas | Miscellaneous | E3 | System - kBTUs of Consumption | 0 | 0 | 0 | 0 | 0 | 0 | 0 | 0 | 0 | 0 | 0 | 0 | 0 | 0 | 0 | 0 | 0 | 0 | 0 | 0 | 0 | 0 | 0 | 0 | 0 | 0 | 0 | 0 | 0 | 0 | 0 | 0 | 0 | 0 | 0 | 0 | 0 | 0 | 0 | 0 | 0 | 0
F3_Commercial_Retail_New_Miscellaneous_Natural Gas_Miscellaneous_E4 | F3 | Commercial | Retail | New | Miscellaneous | Natural Gas | Miscellaneous | E4 | System - kBTUs of Consumption | 0 | 0 | 0 | 0 | 0 | 0 | 0 | 0 | 0 | 0 | 0 | 0 | 0 | 0 | 0 | 0 | 0 | 0 | 0 | 0 | 0 | 0 | 0 | 0 | 0 | 0 | 0 | 0 | 0 | 0 | 0 | 0 | 0 | 0 | 0 | 0 | 0 | 0 | 0 | 0 | 0 | 0
F3_Commercial_Retail_New_Miscellaneous_Natural Gas_Miscellaneous_E5 | F3 | Commercial | Retail | New | Miscellaneous | Natural Gas | Miscellaneous | E5 | System - kBTUs of Consumption | 0 | 0 | 0 | 0 | 0 | 0 | 0 | 0 | 0 | 0 | 0 | 0 | 0 | 0 | 0 | 0 | 0 | 0 | 0 | 0 | 0 | 0 | 0 | 0 | 0 | 0 | 0 | 0 | 0 | 0 | 0 | 0 | 0 | 0 | 0 | 0 | 0 | 0 | 0 | 0 | 0 | 0
F3_Commercial_Retail_New_Miscellaneous_Natural Gas_Miscellaneous_E6 | F3 | Commercial | Retail | New | Miscellaneous | Natural Gas | Miscellaneous | E6 | System - kBTUs of Consumption | 0 | 0 | 0 | 0 | 0 | 0 | 0 | 0 | 0 | 0 | 0 | 0 | 0 | 0 | 0 | 0 | 0 | 0 | 0 | 0 | 0 | 0 | 0 | 0 | 0 | 0 | 0 | 0 | 0 | 0 | 0 | 0 | 0 | 0 | 0 | 0 | 0 | 0 | 0 | 0 | 0 | 0
F3_Commercial_Retail_New_Miscellaneous_Natural Gas_Miscellaneous_E7 | F3 | Commercial | Retail | New | Miscellaneous | Natural Gas | Miscellaneous | E7 | System - kBTUs of Consumption | 0 | 0 | 0 | 0 | 0 | 0 | 0 | 0 | 0 | 0 | 0 | 0 | 0 | 0 | 0 | 0 | 0 | 0 | 0 | 0 | 0 | 0 | 0 | 0 | 0 | 0 | 0 | 0 | 0 | 0 | 0 | 0 | 0 | 0 | 0 | 0 | 0 | 0 | 0 | 0 | 0 | 0
F3_Commercial_Retail_New_Miscellaneous_Natural Gas_Miscellaneous_E8 | F3 | Commercial | Retail | New | Miscellaneous | Natural Gas | Miscellaneous | E8 | System - kBTUs of Consumption | 0 | 0 | 0 | 0 | 0 | 0 | 0 | 0 | 0 | 0 | 0 | 0 | 0 | 0 | 0 | 0 | 0 | 0 | 0 | 0 | 0 | 0 | 0 | 0 | 0 | 0 | 0 | 0 | 0 | 0 | 0 | 0 | 0 | 0 | 0 | 0 | 0 | 0 | 0 | 0 | 0 | 0
F3_Commercial_Retail_New_Miscellaneous_Natural Gas_Miscellaneous_E9 | F3 | Commercial | Retail | New | Miscellaneous | Natural Gas | Miscellaneous | E9 | System - kBTUs of Consumption | 0 | 0 | 0 | 0 | 0 | 0 | 0 | 0 | 0 | 0 | 0 | 0 | 0 | 0 | 0 | 0 | 0 | 0 | 0 | 0 | 0 | 0 | 0 | 0 | 0 | 0 | 0 | 0 | 0 | 0 | 0 | 0 | 0 | 0 | 0 | 0 | 0 | 0 | 0 | 0 | 0 | 0
F3_Commercial_Retail_New_Miscellaneous_Natural Gas_Miscellaneous_E10 | F3 | Commercial | Retail | New | Miscellaneous | Natural Gas | Miscellaneous | E10 | System - kBTUs of Consumption | 0 | 0 | 0 | 0 | 0 | 0 | 0 | 0 | 0 | 0 | 0 | 0 | 0 | 0 | 0 | 0 | 0 | 0 | 0 | 0 | 0 | 0 | 0 | 0 | 0 | 0 | 0 | 0 | 0 | 0 | 0 | 0 | 0 | 0 | 0 | 0 | 0 | 0 | 0 | 0 | 0 | 0
F4_Commercial_Retail_New_Miscellaneous_Natural Gas_Miscellaneous_E1 | F4 | Commercial | Retail | New | Miscellaneous | Natural Gas | Miscellaneous | E1 | Utility - Cost of Equipment | 0 | 0 | 0 | 0 | 0 | 0 | 0 | 0 | 0 | 0 | 0 | 0 | 0 | 0 | 0 | 0 | 0 | 0 | 0 | 0 | 0 | 0 | 0 | 0 | 0 | 0 | 0 | 0 | 0 | 0 | 0 | 0 | 0 | 0 | 0 | 0 | 0 | 0 | 0 | 0 | 0 | 0
F4_Commercial_Retail_New_Miscellaneous_Natural Gas_Miscellaneous_E2 | F4 | Commercial | Retail | New | Miscellaneous | Natural Gas | Miscellaneous | E2 | Utility - Cost of Equipment | 0 | 0 | 0 | 0 | 0 | 0 | 0 | 0 | 0 | 0 | 0 | 0 | 0 | 0 | 0 | 0 | 0 | 0 | 0 | 0 | 0 | 0 | 0 | 0 | 0 | 0 | 0 | 0 | 0 | 0 | 0 | 0 | 0 | 0 | 0 | 0 | 0 | 0 | 0 | 0 | 0 | 0
F4_Commercial_Retail_New_Miscellaneous_Natural Gas_Miscellaneous_E3 | F4 | Commercial | Retail | New | Miscellaneous | Natural Gas | Miscellaneous | E3 | Utility - Cost of Equipment | 0 | 0 | 0 | 0 | 0 | 0 | 0 | 0 | 0 | 0 | 0 | 0 | 0 | 0 | 0 | 0 | 0 | 0 | 0 | 0 | 0 | 0 | 0 | 0 | 0 | 0 | 0 | 0 | 0 | 0 | 0 | 0 | 0 | 0 | 0 | 0 | 0 | 0 | 0 | 0 | 0 | 0
F4_Commercial_Retail_New_Miscellaneous_Natural Gas_Miscellaneous_E4 | F4 | Commercial | Retail | New | Miscellaneous | Natural Gas | Miscellaneous | E4 | Utility - Cost of Equipment | 0 | 0 | 0 | 0 | 0 | 0 | 0 | 0 | 0 | 0 | 0 | 0 | 0 | 0 | 0 | 0 | 0 | 0 | 0 | 0 | 0 | 0 | 0 | 0 | 0 | 0 | 0 | 0 | 0 | 0 | 0 | 0 | 0 | 0 | 0 | 0 | 0 | 0 | 0 | 0 | 0 | 0
F4_Commercial_Retail_New_Miscellaneous_Natural Gas_Miscellaneous_E5 | F4 | Commercial | Retail | New | Miscellaneous | Natural Gas | Miscellaneous | E5 | Utility - Cost of Equipment | 0 | 0 | 0 | 0 | 0 | 0 | 0 | 0 | 0 | 0 | 0 | 0 | 0 | 0 | 0 | 0 | 0 | 0 | 0 | 0 | 0 | 0 | 0 | 0 | 0 | 0 | 0 | 0 | 0 | 0 | 0 | 0 | 0 | 0 | 0 | 0 | 0 | 0 | 0 | 0 | 0 | 0
F4_Commercial_Retail_New_Miscellaneous_Natural Gas_Miscellaneous_E6 | F4 | Commercial | Retail | New | Miscellaneous | Natural Gas | Miscellaneous | E6 | Utility - Cost of Equipment | 0 | 0 | 0 | 0 | 0 | 0 | 0 | 0 | 0 | 0 | 0 | 0 | 0 | 0 | 0 | 0 | 0 | 0 | 0 | 0 | 0 | 0 | 0 | 0 | 0 | 0 | 0 | 0 | 0 | 0 | 0 | 0 | 0 | 0 | 0 | 0 | 0 | 0 | 0 | 0 | 0 | 0
F4_Commercial_Retail_New_Miscellaneous_Natural Gas_Miscellaneous_E7 | F4 | Commercial | Retail | New | Miscellaneous | Natural Gas | Miscellaneous | E7 | Utility - Cost of Equipment | 0 | 0 | 0 | 0 | 0 | 0 | 0 | 0 | 0 | 0 | 0 | 0 | 0 | 0 | 0 | 0 | 0 | 0 | 0 | 0 | 0 | 0 | 0 | 0 | 0 | 0 | 0 | 0 | 0 | 0 | 0 | 0 | 0 | 0 | 0 | 0 | 0 | 0 | 0 | 0 | 0 | 0
F4_Commercial_Retail_New_Miscellaneous_Natural Gas_Miscellaneous_E8 | F4 | Commercial | Retail | New | Miscellaneous | Natural Gas | Miscellaneous | E8 | Utility - Cost of Equipment | 0 | 0 | 0 | 0 | 0 | 0 | 0 | 0 | 0 | 0 | 0 | 0 | 0 | 0 | 0 | 0 | 0 | 0 | 0 | 0 | 0 | 0 | 0 | 0 | 0 | 0 | 0 | 0 | 0 | 0 | 0 | 0 | 0 | 0 | 0 | 0 | 0 | 0 | 0 | 0 | 0 | 0
F4_Commercial_Retail_New_Miscellaneous_Natural Gas_Miscellaneous_E9 | F4 | Commercial | Retail | New | Miscellaneous | Natural Gas | Miscellaneous | E9 | Utility - Cost of Equipment | 0 | 0 | 0 | 0 | 0 | 0 | 0 | 0 | 0 | 0 | 0 | 0 | 0 | 0 | 0 | 0 | 0 | 0 | 0 | 0 | 0 | 0 | 0 | 0 | 0 | 0 | 0 | 0 | 0 | 0 | 0 | 0 | 0 | 0 | 0 | 0 | 0 | 0 | 0 | 0 | 0 | 0
F4_Commercial_Retail_New_Miscellaneous_Natural Gas_Miscellaneous_E10 | F4 | Commercial | Retail | New | Miscellaneous | Natural Gas | Miscellaneous | E10 | Utility - Cost of Equipment | 0 | 0 | 0 | 0 | 0 | 0 | 0 | 0 | 0 | 0 | 0 | 0 | 0 | 0 | 0 | 0 | 0 | 0 | 0 | 0 | 0 | 0 | 0 | 0 | 0 | 0 | 0 | 0 | 0 | 0 | 0 | 0 | 0 | 0 | 0 | 0 | 0 | 0 | 0 | 0 | 0 | 0
F5_Commercial_Retail_New_Miscellaneous_Natural Gas_Miscellaneous_E1 | F5 | Commercial | Retail | New | Miscellaneous | Natural Gas | Miscellaneous | E1 | Utility - Cost of Operation | 0.23859 | 0.23859 | 0.23859 | 0.23859 | 0.23859 | 0.23859 | 0.23859 | 0.23859 | 0.23859 | 0.23859 | 0.23859 | 0.23859 | 0.23859 | 0.23859 | 0.23859 | 0.23859 | 0.23859 | 0.23859 | 0.23859 | 0.23859 | 0.23859 | 0.23859 | 0.23859 | 0.23859 | 0.23859 | 0.23859 | 0.23859 | 0.23859 | 0.23859 | 0.23859 | 0.23859 | 0.23859 | 0.23859 | 0 | 0 | 0 | 0 | 0 | 0 | 0 | 0 | 0
F5_Commercial_Retail_New_Miscellaneous_Natural Gas_Miscellaneous_E2 | F5 | Commercial | Retail | New | Miscellaneous | Natural Gas | Miscellaneous | E2 | Utility - Cost of Operation | 0 | 0 | 0 | 0 | 0 | 0 | 0 | 0 | 0 | 0 | 0 | 0 | 0 | 0 | 0 | 0 | 0 | 0 | 0 | 0 | 0 | 0 | 0 | 0 | 0 | 0 | 0 | 0 | 0 | 0 | 0 | 0 | 0 | 0 | 0 | 0 | 0 | 0 | 0 | 0 | 0 | 0
F5_Commercial_Retail_New_Miscellaneous_Natural Gas_Miscellaneous_E3 | F5 | Commercial | Retail | New | Miscellaneous | Natural Gas | Miscellaneous | E3 | Utility - Cost of Operation | 0 | 0 | 0 | 0 | 0 | 0 | 0 | 0 | 0 | 0 | 0 | 0 | 0 | 0 | 0 | 0 | 0 | 0 | 0 | 0 | 0 | 0 | 0 | 0 | 0 | 0 | 0 | 0 | 0 | 0 | 0 | 0 | 0 | 0 | 0 | 0 | 0 | 0 | 0 | 0 | 0 | 0
F5_Commercial_Retail_New_Miscellaneous_Natural Gas_Miscellaneous_E4 | F5 | Commercial | Retail | New | Miscellaneous | Natural Gas | Miscellaneous | E4 | Utility - Cost of Operation | 0 | 0 | 0 | 0 | 0 | 0 | 0 | 0 | 0 | 0 | 0 | 0 | 0 | 0 | 0 | 0 | 0 | 0 | 0 | 0 | 0 | 0 | 0 | 0 | 0 | 0 | 0 | 0 | 0 | 0 | 0 | 0 | 0 | 0 | 0 | 0 | 0 | 0 | 0 | 0 | 0 | 0
F5_Commercial_Retail_New_Miscellaneous_Natural Gas_Miscellaneous_E5 | F5 | Commercial | Retail | New | Miscellaneous | Natural Gas | Miscellaneous | E5 | Utility - Cost of Operation | 0 | 0 | 0 | 0 | 0 | 0 | 0 | 0 | 0 | 0 | 0 | 0 | 0 | 0 | 0 | 0 | 0 | 0 | 0 | 0 | 0 | 0 | 0 | 0 | 0 | 0 | 0 | 0 | 0 | 0 | 0 | 0 | 0 | 0 | 0 | 0 | 0 | 0 | 0 | 0 | 0 | 0
F5_Commercial_Retail_New_Miscellaneous_Natural Gas_Miscellaneous_E6 | F5 | Commercial | Retail | New | Miscellaneous | Natural Gas | Miscellaneous | E6 | Utility - Cost of Operation | 0 | 0 | 0 | 0 | 0 | 0 | 0 | 0 | 0 | 0 | 0 | 0 | 0 | 0 | 0 | 0 | 0 | 0 | 0 | 0 | 0 | 0 | 0 | 0 | 0 | 0 | 0 | 0 | 0 | 0 | 0 | 0 | 0 | 0 | 0 | 0 | 0 | 0 | 0 | 0 | 0 | 0
F5_Commercial_Retail_New_Miscellaneous_Natural Gas_Miscellaneous_E7 | F5 | Commercial | Retail | New | Miscellaneous | Natural Gas | Miscellaneous | E7 | Utility - Cost of Operation | 0 | 0 | 0 | 0 | 0 | 0 | 0 | 0 | 0 | 0 | 0 | 0 | 0 | 0 | 0 | 0 | 0 | 0 | 0 | 0 | 0 | 0 | 0 | 0 | 0 | 0 | 0 | 0 | 0 | 0 | 0 | 0 | 0 | 0 | 0 | 0 | 0 | 0 | 0 | 0 | 0 | 0
F5_Commercial_Retail_New_Miscellaneous_Natural Gas_Miscellaneous_E8 | F5 | Commercial | Retail | New | Miscellaneous | Natural Gas | Miscellaneous | E8 | Utility - Cost of Operation | 0 | 0 | 0 | 0 | 0 | 0 | 0 | 0 | 0 | 0 | 0 | 0 | 0 | 0 | 0 | 0 | 0 | 0 | 0 | 0 | 0 | 0 | 0 | 0 | 0 | 0 | 0 | 0 | 0 | 0 | 0 | 0 | 0 | 0 | 0 | 0 | 0 | 0 | 0 | 0 | 0 | 0
F5_Commercial_Retail_New_Miscellaneous_Natural Gas_Miscellaneous_E9 | F5 | Commercial | Retail | New | Miscellaneous | Natural Gas | Miscellaneous | E9 | Utility - Cost of Operation | 0 | 0 | 0 | 0 | 0 | 0 | 0 | 0 | 0 | 0 | 0 | 0 | 0 | 0 | 0 | 0 | 0 | 0 | 0 | 0 | 0 | 0 | 0 | 0 | 0 | 0 | 0 | 0 | 0 | 0 | 0 | 0 | 0 | 0 | 0 | 0 | 0 | 0 | 0 | 0 | 0 | 0
F5_Commercial_Retail_New_Miscellaneous_Natural Gas_Miscellaneous_E10 | F5 | Commercial | Retail | New | Miscellaneous | Natural Gas | Miscellaneous | E10 | Utility - Cost of Operation | 0 | 0 | 0 | 0 | 0 | 0 | 0 | 0 | 0 | 0 | 0 | 0 | 0 | 0 | 0 | 0 | 0 | 0 | 0 | 0 | 0 | 0 | 0 | 0 | 0 | 0 | 0 | 0 | 0 | 0 | 0 | 0 | 0 | 0 | 0 | 0 | 0 | 0 | 0 | 0 | 0 | 0
F6_Commercial_Retail_New_Miscellaneous_Natural Gas_Miscellaneous_E1 | F6 | Commercial | Retail | New | Miscellaneous | Natural Gas | Miscellaneous | E1 | Utility - Value of Sales | 0.0040291 | 0.0040291 | 0.0040291 | 0.0040291 | 0.0040291 | 0.0040291 | 0.0040291 | 0.0040291 | 0.0040291 | 0.0040291 | 0.0040291 | 0.0040291 | 0.0040291 | 0.0040291 | 0.0040291 | 0.0040291 | 0.0040291 | 0.0040291 | 0.0040291 | 0.0040291 | 0.0040291 | 0.0040291 | 0.0040291 | 0.0040291 | 0.0040291 | 0.0040291 | 0.0040291 | 0.0040291 | 0.0040291 | 0.0040291 | 0.0040291 | 0.0040291 | 0.0040291 | 0 | 0 | 0 | 0 | 0 | 0 | 0 | 0 | 0
F6_Commercial_Retail_New_Miscellaneous_Natural Gas_Miscellaneous_E2 | F6 | Commercial | Retail | New | Miscellaneous | Natural Gas | Miscellaneous | E2 | Utility - Value of Sales | 0 | 0 | 0 | 0 | 0 | 0 | 0 | 0 | 0 | 0 | 0 | 0 | 0 | 0 | 0 | 0 | 0 | 0 | 0 | 0 | 0 | 0 | 0 | 0 | 0 | 0 | 0 | 0 | 0 | 0 | 0 | 0 | 0 | 0 | 0 | 0 | 0 | 0 | 0 | 0 | 0 | 0
F6_Commercial_Retail_New_Miscellaneous_Natural Gas_Miscellaneous_E3 | F6 | Commercial | Retail | New | Miscellaneous | Natural Gas | Miscellaneous | E3 | Utility - Value of Sales | 0 | 0 | 0 | 0 | 0 | 0 | 0 | 0 | 0 | 0 | 0 | 0 | 0 | 0 | 0 | 0 | 0 | 0 | 0 | 0 | 0 | 0 | 0 | 0 | 0 | 0 | 0 | 0 | 0 | 0 | 0 | 0 | 0 | 0 | 0 | 0 | 0 | 0 | 0 | 0 | 0 | 0
F6_Commercial_Retail_New_Miscellaneous_Natural Gas_Miscellaneous_E4 | F6 | Commercial | Retail | New | Miscellaneous | Natural Gas | Miscellaneous | E4 | Utility - Value of Sales | 0 | 0 | 0 | 0 | 0 | 0 | 0 | 0 | 0 | 0 | 0 | 0 | 0 | 0 | 0 | 0 | 0 | 0 | 0 | 0 | 0 | 0 | 0 | 0 | 0 | 0 | 0 | 0 | 0 | 0 | 0 | 0 | 0 | 0 | 0 | 0 | 0 | 0 | 0 | 0 | 0 | 0
F6_Commercial_Retail_New_Miscellaneous_Natural Gas_Miscellaneous_E5 | F6 | Commercial | Retail | New | Miscellaneous | Natural Gas | Miscellaneous | E5 | Utility - Value of Sales | 0 | 0 | 0 | 0 | 0 | 0 | 0 | 0 | 0 | 0 | 0 | 0 | 0 | 0 | 0 | 0 | 0 | 0 | 0 | 0 | 0 | 0 | 0 | 0 | 0 | 0 | 0 | 0 | 0 | 0 | 0 | 0 | 0 | 0 | 0 | 0 | 0 | 0 | 0 | 0 | 0 | 0
F6_Commercial_Retail_New_Miscellaneous_Natural Gas_Miscellaneous_E6 | F6 | Commercial | Retail | New | Miscellaneous | Natural Gas | Miscellaneous | E6 | Utility - Value of Sales | 0 | 0 | 0 | 0 | 0 | 0 | 0 | 0 | 0 | 0 | 0 | 0 | 0 | 0 | 0 | 0 | 0 | 0 | 0 | 0 | 0 | 0 | 0 | 0 | 0 | 0 | 0 | 0 | 0 | 0 | 0 | 0 | 0 | 0 | 0 | 0 | 0 | 0 | 0 | 0 | 0 | 0
F6_Commercial_Retail_New_Miscellaneous_Natural Gas_Miscellaneous_E7 | F6 | Commercial | Retail | New | Miscellaneous | Natural Gas | Miscellaneous | E7 | Utility - Value of Sales | 0 | 0 | 0 | 0 | 0 | 0 | 0 | 0 | 0 | 0 | 0 | 0 | 0 | 0 | 0 | 0 | 0 | 0 | 0 | 0 | 0 | 0 | 0 | 0 | 0 | 0 | 0 | 0 | 0 | 0 | 0 | 0 | 0 | 0 | 0 | 0 | 0 | 0 | 0 | 0 | 0 | 0
F6_Commercial_Retail_New_Miscellaneous_Natural Gas_Miscellaneous_E8 | F6 | Commercial | Retail | New | Miscellaneous | Natural Gas | Miscellaneous | E8 | Utility - Value of Sales | 0 | 0 | 0 | 0 | 0 | 0 | 0 | 0 | 0 | 0 | 0 | 0 | 0 | 0 | 0 | 0 | 0 | 0 | 0 | 0 | 0 | 0 | 0 | 0 | 0 | 0 | 0 | 0 | 0 | 0 | 0 | 0 | 0 | 0 | 0 | 0 | 0 | 0 | 0 | 0 | 0 | 0
F6_Commercial_Retail_New_Miscellaneous_Natural Gas_Miscellaneous_E9 | F6 | Commercial | Retail | New | Miscellaneous | Natural Gas | Miscellaneous | E9 | Utility - Value of Sales | 0 | 0 | 0 | 0 | 0 | 0 | 0 | 0 | 0 | 0 | 0 | 0 | 0 | 0 | 0 | 0 | 0 | 0 | 0 | 0 | 0 | 0 | 0 | 0 | 0 | 0 | 0 | 0 | 0 | 0 | 0 | 0 | 0 | 0 | 0 | 0 | 0 | 0 | 0 | 0 | 0 | 0
F6_Commercial_Retail_New_Miscellaneous_Natural Gas_Miscellaneous_E10 | F6 | Commercial | Retail | New | Miscellaneous | Natural Gas | Miscellaneous | E10 | Utility - Value of Sales | 0 | 0 | 0 | 0 | 0 | 0 | 0 | 0 | 0 | 0 | 0 | 0 | 0 | 0 | 0 | 0 | 0 | 0 | 0 | 0 | 0 | 0 | 0 | 0 | 0 | 0 | 0 | 0 | 0 | 0 | 0 | 0 | 0 | 0 | 0 | 0 | 0 | 0 | 0 | 0 | 0 | 0
F1_Commercial_Grocery_Existing_Space Heating_Natural Gas_Furnace_E1 | F1 | Commercial | Grocery | Existing | Space Heating | Natural Gas | Furnace | E1 | RVT - Cost of Equipment | 0.29913 | 0.2994 | 0.29969 | 0.30012 | 0.30074 | 0.30168 | 0.30234 | 0.30285 | 0.30342 | 0.30394 | 0.3043 | 0.30452 | 0.30472 | 0.3049 | 0.30514 | 0.30523 | 0.3054 | 0.30571 | 0.30605 | 0.30643 | 0.30689 | 0.30728 | 0.30758 | 0.3078 | 0.30795 | 0.308 | 0.30792 | 0.30775 | 0.30762 | 0.30756 | 0.3076 | 0.30762 | 0.30762 | 0 | 0 | 0 | 0 | 0 | 0 | 0 | 0 | 0
F1_Commercial_Grocery_Existing_Space Heating_Natural Gas_Furnace_E2 | F1 | Commercial | Grocery | Existing | Space Heating | Natural Gas | Furnace | E2 | RVT - Cost of Equipment | 0.2659 | 0.26614 | 0.26639 | 0.26678 | 0.26733 | 0.26817 | 0.26875 | 0.26921 | 0.26971 | 0.27017 | 0.2705 | 0.27069 | 0.27087 | 0.27103 | 0.27124 | 0.27132 | 0.27147 | 0.27175 | 0.27205 | 0.27239 | 0.2728 | 0.27314 | 0.27341 | 0.27361 | 0.27374 | 0.27378 | 0.27371 | 0.27356 | 0.27345 | 0.27339 | 0.27343 | 0.27345 | 0.27345 | 0 | 0 | 0 | 0 | 0 | 0 | 0 | 0 | 0
F1_Commercial_Grocery_Existing_Space Heating_Natural Gas_Furnace_E3 | F1 | Commercial | Grocery | Existing | Space Heating | Natural Gas | Furnace | E3 | RVT - Cost of Equipment | 0.24928 | 0.2495 | 0.24974 | 0.2501 | 0.25062 | 0.2514 | 0.25195 | 0.25238 | 0.25285 | 0.25328 | 0.25359 | 0.25377 | 0.25394 | 0.25408 | 0.25428 | 0.25436 | 0.2545 | 0.25476 | 0.25504 | 0.25536 | 0.25574 | 0.25606 | 0.25631 | 0.2565 | 0.25663 | 0.25666 | 0.2566 | 0.25646 | 0.25635 | 0.2563 | 0.25634 | 0.25635 | 0.25635 | 0 | 0 | 0 | 0 | 0 | 0 | 0 | 0 | 0
F1_Commercial_Grocery_Existing_Space Heating_Natural Gas_Furnace_E4 | F1 | Commercial | Grocery | Existing | Space Heating | Natural Gas | Furnace | E4 | RVT - Cost of Equipment | 0.18275 | 0.18291 | 0.18308 | 0.18335 | 0.18376 | 0.18442 | 0.18485 | 0.18516 | 0.18553 | 0.18587 | 0.1861 | 0.18624 | 0.18638 | 0.18652 | 0.18672 | 0.18681 | 0.18696 | 0.18723 | 0.1875 | 0.18781 | 0.18818 | 0.18849 | 0.18873 | 0.18891 | 0.18903 | 0.18907 | 0.189 | 0.18887 | 0.18876 | 0.18871 | 0.18875 | 0.18876 | 0.18876 | 0 | 0 | 0 | 0 | 0 | 0 | 0 | 0 | 0
F1_Commercial_Grocery_Existing_Space Heating_Natural Gas_Furnace_E5 | F1 | Commercial | Grocery | Existing | Space Heating | Natural Gas | Furnace | E5 | RVT - Cost of Equipment | 0 | 0 | 0 | 0 | 0 | 0 | 0 | 0 | 0 | 0 | 0 | 0 | 0 | 0 | 0 | 0 | 0 | 0 | 0 | 0 | 0 | 0 | 0 | 0 | 0 | 0 | 0 | 0 | 0 | 0 | 0 | 0 | 0 | 0 | 0 | 0 | 0 | 0 | 0 | 0 | 0 | 0
F1_Commercial_Grocery_Existing_Space Heating_Natural Gas_Furnace_E6 | F1 | Commercial | Grocery | Existing | Space Heating | Natural Gas | Furnace | E6 | RVT - Cost of Equipment | 0 | 0 | 0 | 0 | 0 | 0 | 0 | 0 | 0 | 0 | 0 | 0 | 0 | 0 | 0 | 0 | 0 | 0 | 0 | 0 | 0 | 0 | 0 | 0 | 0 | 0 | 0 | 0 | 0 | 0 | 0 | 0 | 0 | 0 | 0 | 0 | 0 | 0 | 0 | 0 | 0 | 0
F1_Commercial_Grocery_Existing_Space Heating_Natural Gas_Furnace_E7 | F1 | Commercial | Grocery | Existing | Space Heating | Natural Gas | Furnace | E7 | RVT - Cost of Equipment | 0 | 0 | 0 | 0 | 0 | 0 | 0 | 0 | 0 | 0 | 0 | 0 | 0 | 0 | 0 | 0 | 0 | 0 | 0 | 0 | 0 | 0 | 0 | 0 | 0 | 0 | 0 | 0 | 0 | 0 | 0 | 0 | 0 | 0 | 0 | 0 | 0 | 0 | 0 | 0 | 0 | 0
F1_Commercial_Grocery_Existing_Space Heating_Natural Gas_Furnace_E8 | F1 | Commercial | Grocery | Existing | Space Heating | Natural Gas | Furnace | E8 | RVT - Cost of Equipment | 0 | 0 | 0 | 0 | 0 | 0 | 0 | 0 | 0 | 0 | 0 | 0 | 0 | 0 | 0 | 0 | 0 | 0 | 0 | 0 | 0 | 0 | 0 | 0 | 0 | 0 | 0 | 0 | 0 | 0 | 0 | 0 | 0 | 0 | 0 | 0 | 0 | 0 | 0 | 0 | 0 | 0
F1_Commercial_Grocery_Existing_Space Heating_Natural Gas_Furnace_E9 | F1 | Commercial | Grocery | Existing | Space Heating | Natural Gas | Furnace | E9 | RVT - Cost of Equipment | 0 | 0 | 0 | 0 | 0 | 0 | 0 | 0 | 0 | 0 | 0 | 0 | 0 | 0 | 0 | 0 | 0 | 0 | 0 | 0 | 0 | 0 | 0 | 0 | 0 | 0 | 0 | 0 | 0 | 0 | 0 | 0 | 0 | 0 | 0 | 0 | 0 | 0 | 0 | 0 | 0 | 0
F1_Commercial_Grocery_Existing_Space Heating_Natural Gas_Furnace_E10 | F1 | Commercial | Grocery | Existing | Space Heating | Natural Gas | Furnace | E10 | RVT - Cost of Equipment | 0 | 0 | 0 | 0 | 0 | 0 | 0 | 0 | 0 | 0 | 0 | 0 | 0 | 0 | 0 | 0 | 0 | 0 | 0 | 0 | 0 | 0 | 0 | 0 | 0 | 0 | 0 | 0 | 0 | 0 | 0 | 0 | 0 | 0 | 0 | 0 | 0 | 0 | 0 | 0 | 0 | 0
F2_Commercial_Grocery_Existing_Space Heating_Natural Gas_Furnace_E1 | F2 | Commercial | Grocery | Existing | Space Heating | Natural Gas | Furnace | E1 | RVT - Cost of Operation | 0.35838 | 0.3587 | 0.35905 | 0.35957 | 0.36031 | 0.36143 | 0.36222 | 0.36284 | 0.36351 | 0.36414 | 0.36457 | 0.36484 | 0.36508 | 0.36529 | 0.36557 | 0.36569 | 0.36589 | 0.36626 | 0.36666 | 0.36713 | 0.36768 | 0.36814 | 0.3685 | 0.36877 | 0.36895 | 0.369 | 0.3689 | 0.36871 | 0.36855 | 0.36847 | 0.36853 | 0.36855 | 0.36855 | 0 | 0 | 0 | 0 | 0 | 0 | 0 | 0 | 0
F2_Commercial_Grocery_Existing_Space Heating_Natural Gas_Furnace_E2 | F2 | Commercial | Grocery | Existing | Space Heating | Natural Gas | Furnace | E2 | RVT - Cost of Operation | 0.31857 | 0.31885 | 0.31916 | 0.31962 | 0.32028 | 0.32128 | 0.32198 | 0.32253 | 0.32313 | 0.32369 | 0.32407 | 0.32431 | 0.32452 | 0.32471 | 0.32496 | 0.32506 | 0.32524 | 0.32557 | 0.32593 | 0.32634 | 0.32683 | 0.32724 | 0.32756 | 0.3278 | 0.32796 | 0.32801 | 0.32792 | 0.32774 | 0.32761 | 0.32754 | 0.32759 | 0.32761 | 0.32761 | 0 | 0 | 0 | 0 | 0 | 0 | 0 | 0 | 0
F2_Commercial_Grocery_Existing_Space Heating_Natural Gas_Furnace_E3 | F2 | Commercial | Grocery | Existing | Space Heating | Natural Gas | Furnace | E3 | RVT - Cost of Operation | 0.29865 | 0.29891 | 0.29921 | 0.29964 | 0.30026 | 0.3012 | 0.30185 | 0.30236 | 0.30293 | 0.30345 | 0.30381 | 0.30403 | 0.30423 | 0.30441 | 0.30464 | 0.30474 | 0.30491 | 0.30522 | 0.30555 | 0.30594 | 0.3064 | 0.30678 | 0.30708 | 0.30731 | 0.30746 | 0.3075 | 0.30742 | 0.30725 | 0.30712 | 0.30706 | 0.30711 | 0.30713 | 0.30713 | 0 | 0 | 0 | 0 | 0 | 0 | 0 | 0 | 0
F2_Commercial_Grocery_Existing_Space Heating_Natural Gas_Furnace_E4 | F2 | Commercial | Grocery | Existing | Space Heating | Natural Gas | Furnace | E4 | RVT - Cost of Operation | 0.21895 | 0.21914 | 0.21934 | 0.21967 | 0.22016 | 0.22095 | 0.22147 | 0.22184 | 0.22228 | 0.22269 | 0.22296 | 0.22313 | 0.2233 | 0.22347 | 0.2237 | 0.22381 | 0.22399 | 0.22431 | 0.22464 | 0.22501 | 0.22545 | 0.22582 | 0.22611 | 0.22632 | 0.22647 | 0.22651 | 0.22644 | 0.22628 | 0.22615 | 0.22609 | 0.22613 | 0.22615 | 0.22615 | 0 | 0 | 0 | 0 | 0 | 0 | 0 | 0 | 0
F2_Commercial_Grocery_Existing_Space Heating_Natural Gas_Furnace_E5 | F2 | Commercial | Grocery | Existing | Space Heating | Natural Gas | Furnace | E5 | RVT - Cost of Operation | 0 | 0 | 0 | 0 | 0 | 0 | 0 | 0 | 0 | 0 | 0 | 0 | 0 | 0 | 0 | 0 | 0 | 0 | 0 | 0 | 0 | 0 | 0 | 0 | 0 | 0 | 0 | 0 | 0 | 0 | 0 | 0 | 0 | 0 | 0 | 0 | 0 | 0 | 0 | 0 | 0 | 0
F2_Commercial_Grocery_Existing_Space Heating_Natural Gas_Furnace_E6 | F2 | Commercial | Grocery | Existing | Space Heating | Natural Gas | Furnace | E6 | RVT - Cost of Operation | 0 | 0 | 0 | 0 | 0 | 0 | 0 | 0 | 0 | 0 | 0 | 0 | 0 | 0 | 0 | 0 | 0 | 0 | 0 | 0 | 0 | 0 | 0 | 0 | 0 | 0 | 0 | 0 | 0 | 0 | 0 | 0 | 0 | 0 | 0 | 0 | 0 | 0 | 0 | 0 | 0 | 0
F2_Commercial_Grocery_Existing_Space Heating_Natural Gas_Furnace_E7 | F2 | Commercial | Grocery | Existing | Space Heating | Natural Gas | Furnace | E7 | RVT - Cost of Operation | 0 | 0 | 0 | 0 | 0 | 0 | 0 | 0 | 0 | 0 | 0 | 0 | 0 | 0 | 0 | 0 | 0 | 0 | 0 | 0 | 0 | 0 | 0 | 0 | 0 | 0 | 0 | 0 | 0 | 0 | 0 | 0 | 0 | 0 | 0 | 0 | 0 | 0 | 0 | 0 | 0 | 0
F2_Commercial_Grocery_Existing_Space Heating_Natural Gas_Furnace_E8 | F2 | Commercial | Grocery | Existing | Space Heating | Natural Gas | Furnace | E8 | RVT - Cost of Operation | 0 | 0 | 0 | 0 | 0 | 0 | 0 | 0 | 0 | 0 | 0 | 0 | 0 | 0 | 0 | 0 | 0 | 0 | 0 | 0 | 0 | 0 | 0 | 0 | 0 | 0 | 0 | 0 | 0 | 0 | 0 | 0 | 0 | 0 | 0 | 0 | 0 | 0 | 0 | 0 | 0 | 0
F2_Commercial_Grocery_Existing_Space Heating_Natural Gas_Furnace_E9 | F2 | Commercial | Grocery | Existing | Space Heating | Natural Gas | Furnace | E9 | RVT - Cost of Operation | 0 | 0 | 0 | 0 | 0 | 0 | 0 | 0 | 0 | 0 | 0 | 0 | 0 | 0 | 0 | 0 | 0 | 0 | 0 | 0 | 0 | 0 | 0 | 0 | 0 | 0 | 0 | 0 | 0 | 0 | 0 | 0 | 0 | 0 | 0 | 0 | 0 | 0 | 0 | 0 | 0 | 0
F2_Commercial_Grocery_Existing_Space Heating_Natural Gas_Furnace_E10 | F2 | Commercial | Grocery | Existing | Space Heating | Natural Gas | Furnace | E10 | RVT - Cost of Operation | 0 | 0 | 0 | 0 | 0 | 0 | 0 | 0 | 0 | 0 | 0 | 0 | 0 | 0 | 0 | 0 | 0 | 0 | 0 | 0 | 0 | 0 | 0 | 0 | 0 | 0 | 0 | 0 | 0 | 0 | 0 | 0 | 0 | 0 | 0 | 0 | 0 | 0 | 0 | 0 | 0 | 0
F3_Commercial_Grocery_Existing_Space Heating_Natural Gas_Furnace_E1 | F3 | Commercial | Grocery | Existing | Space Heating | Natural Gas | Furnace | E1 | System - kBTUs of Consumption | 0.032994 | 0.032994 | 0.032994 | 0.032994 | 0.032994 | 0.032994 | 0.032994 | 0.032994 | 0.032994 | 0.032994 | 0.032994 | 0.032994 | 0.032994 | 0.032994 | 0.032994 | 0.032994 | 0.032994 | 0.032994 | 0.032994 | 0.032994 | 0.032994 | 0.032994 | 0.032994 | 0.032994 | 0.032994 | 0.032994 | 0.032994 | 0.032994 | 0.032994 | 0.032994 | 0.032994 | 0.032994 | 0.032994 | 0 | 0 | 0 | 0 | 0 | 0 | 0 | 0 | 0
F3_Commercial_Grocery_Existing_Space Heating_Natural Gas_Furnace_E2 | F3 | Commercial | Grocery | Existing | Space Heating | Natural Gas | Furnace | E2 | System - kBTUs of Consumption | 0.040145 | 0.040145 | 0.040145 | 0.040145 | 0.040145 | 0.040145 | 0.040145 | 0.040145 | 0.040145 | 0.040145 | 0.040145 | 0.040145 | 0.040145 | 0.040145 | 0.040145 | 0.040145 | 0.040145 | 0.040145 | 0.040145 | 0.040145 | 0.040145 | 0.040145 | 0.040145 | 0.040145 | 0.040145 | 0.040145 | 0.040145 | 0.040145 | 0.040145 | 0.040145 | 0.040145 | 0.040145 | 0.040145 | 0 | 0 | 0 | 0 | 0 | 0 | 0 | 0 | 0
F3_Commercial_Grocery_Existing_Space Heating_Natural Gas_Furnace_E3 | F3 | Commercial | Grocery | Existing | Space Heating | Natural Gas | Furnace | E3 | System - kBTUs of Consumption | 0.047295 | 0.047295 | 0.047295 | 0.047295 | 0.047295 | 0.047295 | 0.047295 | 0.047295 | 0.047295 | 0.047295 | 0.047295 | 0.047295 | 0.047295 | 0.047295 | 0.047295 | 0.047295 | 0.047295 | 0.047295 | 0.047295 | 0.047295 | 0.047295 | 0.047295 | 0.047295 | 0.047295 | 0.047295 | 0.047295 | 0.047295 | 0.047295 | 0.047295 | 0.047295 | 0.047295 | 0.047295 | 0.047295 | 0 | 0 | 0 | 0 | 0 | 0 | 0 | 0 | 0
F3_Commercial_Grocery_Existing_Space Heating_Natural Gas_Furnace_E4 | F3 | Commercial | Grocery | Existing | Space Heating | Natural Gas | Furnace | E4 | System - kBTUs of Consumption | 0.93516 | 0.93516 | 0.93516 | 0.93516 | 0.93516 | 0.93516 | 0.93516 | 0.93516 | 0.93516 | 0.93516 | 0.93516 | 0.93516 | 0.93516 | 0.93516 | 0.93516 | 0.93516 | 0.93516 | 0.93516 | 0.93516 | 0.93516 | 0.93516 | 0.93516 | 0.93516 | 0.93516 | 0.93516 | 0.93516 | 0.93516 | 0.93516 | 0.93516 | 0.93516 | 0.93516 | 0.93516 | 0.93516 | 0 | 0 | 0 | 0 | 0 | 0 | 0 | 0 | 0
F3_Commercial_Grocery_Existing_Space Heating_Natural Gas_Furnace_E5 | F3 | Commercial | Grocery | Existing | Space Heating | Natural Gas | Furnace | E5 | System - kBTUs of Consumption | 0 | 0 | 0 | 0 | 0 | 0 | 0 | 0 | 0 | 0 | 0 | 0 | 0 | 0 | 0 | 0 | 0 | 0 | 0 | 0 | 0 | 0 | 0 | 0 | 0 | 0 | 0 | 0 | 0 | 0 | 0 | 0 | 0 | 0 | 0 | 0 | 0 | 0 | 0 | 0 | 0 | 0
F3_Commercial_Grocery_Existing_Space Heating_Natural Gas_Furnace_E6 | F3 | Commercial | Grocery | Existing | Space Heating | Natural Gas | Furnace | E6 | System - kBTUs of Consumption | 0 | 0 | 0 | 0 | 0 | 0 | 0 | 0 | 0 | 0 | 0 | 0 | 0 | 0 | 0 | 0 | 0 | 0 | 0 | 0 | 0 | 0 | 0 | 0 | 0 | 0 | 0 | 0 | 0 | 0 | 0 | 0 | 0 | 0 | 0 | 0 | 0 | 0 | 0 | 0 | 0 | 0
F3_Commercial_Grocery_Existing_Space Heating_Natural Gas_Furnace_E7 | F3 | Commercial | Grocery | Existing | Space Heating | Natural Gas | Furnace | E7 | System - kBTUs of Consumption | 0 | 0 | 0 | 0 | 0 | 0 | 0 | 0 | 0 | 0 | 0 | 0 | 0 | 0 | 0 | 0 | 0 | 0 | 0 | 0 | 0 | 0 | 0 | 0 | 0 | 0 | 0 | 0 | 0 | 0 | 0 | 0 | 0 | 0 | 0 | 0 | 0 | 0 | 0 | 0 | 0 | 0
F3_Commercial_Grocery_Existing_Space Heating_Natural Gas_Furnace_E8 | F3 | Commercial | Grocery | Existing | Space Heating | Natural Gas | Furnace | E8 | System - kBTUs of Consumption | 0 | 0 | 0 | 0 | 0 | 0 | 0 | 0 | 0 | 0 | 0 | 0 | 0 | 0 | 0 | 0 | 0 | 0 | 0 | 0 | 0 | 0 | 0 | 0 | 0 | 0 | 0 | 0 | 0 | 0 | 0 | 0 | 0 | 0 | 0 | 0 | 0 | 0 | 0 | 0 | 0 | 0
F3_Commercial_Grocery_Existing_Space Heating_Natural Gas_Furnace_E9 | F3 | Commercial | Grocery | Existing | Space Heating | Natural Gas | Furnace | E9 | System - kBTUs of Consumption | 0 | 0 | 0 | 0 | 0 | 0 | 0 | 0 | 0 | 0 | 0 | 0 | 0 | 0 | 0 | 0 | 0 | 0 | 0 | 0 | 0 | 0 | 0 | 0 | 0 | 0 | 0 | 0 | 0 | 0 | 0 | 0 | 0 | 0 | 0 | 0 | 0 | 0 | 0 | 0 | 0 | 0
F3_Commercial_Grocery_Existing_Space Heating_Natural Gas_Furnace_E10 | F3 | Commercial | Grocery | Existing | Space Heating | Natural Gas | Furnace | E10 | System - kBTUs of Consumption | 0 | 0 | 0 | 0 | 0 | 0 | 0 | 0 | 0 | 0 | 0 | 0 | 0 | 0 | 0 | 0 | 0 | 0 | 0 | 0 | 0 | 0 | 0 | 0 | 0 | 0 | 0 | 0 | 0 | 0 | 0 | 0 | 0 | 0 | 0 | 0 | 0 | 0 | 0 | 0 | 0 | 0
F4_Commercial_Grocery_Existing_Space Heating_Natural Gas_Furnace_E1 | F4 | Commercial | Grocery | Existing | Space Heating | Natural Gas | Furnace | E1 | Utility - Cost of Equipment | 0.35838 | 0.3587 | 0.35905 | 0.35957 | 0.36031 | 0.36143 | 0.36222 | 0.36284 | 0.36351 | 0.36414 | 0.36457 | 0.36484 | 0.36508 | 0.36529 | 0.36557 | 0.36569 | 0.36589 | 0.36626 | 0.36666 | 0.36713 | 0.36768 | 0.36814 | 0.3685 | 0.36877 | 0.36895 | 0.369 | 0.3689 | 0.36871 | 0.36855 | 0.36847 | 0.36853 | 0.36855 | 0.36855 | 0 | 0 | 0 | 0 | 0 | 0 | 0 | 0 | 0
F4_Commercial_Grocery_Existing_Space Heating_Natural Gas_Furnace_E2 | F4 | Commercial | Grocery | Existing | Space Heating | Natural Gas | Furnace | E2 | Utility - Cost of Equipment | 0.31857 | 0.31885 | 0.31916 | 0.31962 | 0.32028 | 0.32128 | 0.32198 | 0.32253 | 0.32313 | 0.32369 | 0.32407 | 0.32431 | 0.32452 | 0.32471 | 0.32496 | 0.32506 | 0.32524 | 0.32557 | 0.32593 | 0.32634 | 0.32683 | 0.32724 | 0.32756 | 0.3278 | 0.32796 | 0.32801 | 0.32792 | 0.32774 | 0.32761 | 0.32754 | 0.32759 | 0.32761 | 0.32761 | 0 | 0 | 0 | 0 | 0 | 0 | 0 | 0 | 0
F4_Commercial_Grocery_Existing_Space Heating_Natural Gas_Furnace_E3 | F4 | Commercial | Grocery | Existing | Space Heating | Natural Gas | Furnace | E3 | Utility - Cost of Equipment | 0.29865 | 0.29891 | 0.29921 | 0.29964 | 0.30026 | 0.3012 | 0.30185 | 0.30236 | 0.30293 | 0.30345 | 0.30381 | 0.30403 | 0.30423 | 0.30441 | 0.30464 | 0.30474 | 0.30491 | 0.30522 | 0.30555 | 0.30594 | 0.3064 | 0.30678 | 0.30708 | 0.30731 | 0.30746 | 0.3075 | 0.30742 | 0.30725 | 0.30712 | 0.30706 | 0.30711 | 0.30713 | 0.30713 | 0 | 0 | 0 | 0 | 0 | 0 | 0 | 0 | 0
F4_Commercial_Grocery_Existing_Space Heating_Natural Gas_Furnace_E4 | F4 | Commercial | Grocery | Existing | Space Heating | Natural Gas | Furnace | E4 | Utility - Cost of Equipment | 0.21895 | 0.21914 | 0.21934 | 0.21967 | 0.22016 | 0.22095 | 0.22147 | 0.22184 | 0.22228 | 0.22269 | 0.22296 | 0.22313 | 0.2233 | 0.22347 | 0.2237 | 0.22381 | 0.22399 | 0.22431 | 0.22464 | 0.22501 | 0.22545 | 0.22582 | 0.22611 | 0.22632 | 0.22647 | 0.22651 | 0.22644 | 0.22628 | 0.22615 | 0.22609 | 0.22613 | 0.22615 | 0.22615 | 0 | 0 | 0 | 0 | 0 | 0 | 0 | 0 | 0
F4_Commercial_Grocery_Existing_Space Heating_Natural Gas_Furnace_E5 | F4 | Commercial | Grocery | Existing | Space Heating | Natural Gas | Furnace | E5 | Utility - Cost of Equipment | 0 | 0 | 0 | 0 | 0 | 0 | 0 | 0 | 0 | 0 | 0 | 0 | 0 | 0 | 0 | 0 | 0 | 0 | 0 | 0 | 0 | 0 | 0 | 0 | 0 | 0 | 0 | 0 | 0 | 0 | 0 | 0 | 0 | 0 | 0 | 0 | 0 | 0 | 0 | 0 | 0 | 0
F4_Commercial_Grocery_Existing_Space Heating_Natural Gas_Furnace_E6 | F4 | Commercial | Grocery | Existing | Space Heating | Natural Gas | Furnace | E6 | Utility - Cost of Equipment | 0 | 0 | 0 | 0 | 0 | 0 | 0 | 0 | 0 | 0 | 0 | 0 | 0 | 0 | 0 | 0 | 0 | 0 | 0 | 0 | 0 | 0 | 0 | 0 | 0 | 0 | 0 | 0 | 0 | 0 | 0 | 0 | 0 | 0 | 0 | 0 | 0 | 0 | 0 | 0 | 0 | 0
F4_Commercial_Grocery_Existing_Space Heating_Natural Gas_Furnace_E7 | F4 | Commercial | Grocery | Existing | Space Heating | Natural Gas | Furnace | E7 | Utility - Cost of Equipment | 0 | 0 | 0 | 0 | 0 | 0 | 0 | 0 | 0 | 0 | 0 | 0 | 0 | 0 | 0 | 0 | 0 | 0 | 0 | 0 | 0 | 0 | 0 | 0 | 0 | 0 | 0 | 0 | 0 | 0 | 0 | 0 | 0 | 0 | 0 | 0 | 0 | 0 | 0 | 0 | 0 | 0
F4_Commercial_Grocery_Existing_Space Heating_Natural Gas_Furnace_E8 | F4 | Commercial | Grocery | Existing | Space Heating | Natural Gas | Furnace | E8 | Utility - Cost of Equipment | 0 | 0 | 0 | 0 | 0 | 0 | 0 | 0 | 0 | 0 | 0 | 0 | 0 | 0 | 0 | 0 | 0 | 0 | 0 | 0 | 0 | 0 | 0 | 0 | 0 | 0 | 0 | 0 | 0 | 0 | 0 | 0 | 0 | 0 | 0 | 0 | 0 | 0 | 0 | 0 | 0 | 0
F4_Commercial_Grocery_Existing_Space Heating_Natural Gas_Furnace_E9 | F4 | Commercial | Grocery | Existing | Space Heating | Natural Gas | Furnace | E9 | Utility - Cost of Equipment | 0 | 0 | 0 | 0 | 0 | 0 | 0 | 0 | 0 | 0 | 0 | 0 | 0 | 0 | 0 | 0 | 0 | 0 | 0 | 0 | 0 | 0 | 0 | 0 | 0 | 0 | 0 | 0 | 0 | 0 | 0 | 0 | 0 | 0 | 0 | 0 | 0 | 0 | 0 | 0 | 0 | 0
F4_Commercial_Grocery_Existing_Space Heating_Natural Gas_Furnace_E10 | F4 | Commercial | Grocery | Existing | Space Heating | Natural Gas | Furnace | E10 | Utility - Cost of Equipment | 0 | 0 | 0 | 0 | 0 | 0 | 0 | 0 | 0 | 0 | 0 | 0 | 0 | 0 | 0 | 0 | 0 | 0 | 0 | 0 | 0 | 0 | 0 | 0 | 0 | 0 | 0 | 0 | 0 | 0 | 0 | 0 | 0 | 0 | 0 | 0 | 0 | 0 | 0 | 0 | 0 | 0
F5_Commercial_Grocery_Existing_Space Heating_Natural Gas_Furnace_E1 | F5 | Commercial | Grocery | Existing | Space Heating | Natural Gas | Furnace | E1 | Utility - Cost of Operation | 0.032994 | 0.032994 | 0.032994 | 0.032994 | 0.032994 | 0.032994 | 0.032994 | 0.032994 | 0.032994 | 0.032994 | 0.032994 | 0.032994 | 0.032994 | 0.032994 | 0.032994 | 0.032994 | 0.032994 | 0.032994 | 0.032994 | 0.032994 | 0.032994 | 0.032994 | 0.032994 | 0.032994 | 0.032994 | 0.032994 | 0.032994 | 0.032994 | 0.032994 | 0.032994 | 0.032994 | 0.032994 | 0.032994 | 0 | 0 | 0 | 0 | 0 | 0 | 0 | 0 | 0
F5_Commercial_Grocery_Existing_Space Heating_Natural Gas_Furnace_E2 | F5 | Commercial | Grocery | Existing | Space Heating | Natural Gas | Furnace | E2 | Utility - Cost of Operation | 0.040145 | 0.040145 | 0.040145 | 0.040145 | 0.040145 | 0.040145 | 0.040145 | 0.040145 | 0.040145 | 0.040145 | 0.040145 | 0.040145 | 0.040145 | 0.040145 | 0.040145 | 0.040145 | 0.040145 | 0.040145 | 0.040145 | 0.040145 | 0.040145 | 0.040145 | 0.040145 | 0.040145 | 0.040145 | 0.040145 | 0.040145 | 0.040145 | 0.040145 | 0.040145 | 0.040145 | 0.040145 | 0.040145 | 0 | 0 | 0 | 0 | 0 | 0 | 0 | 0 | 0
F5_Commercial_Grocery_Existing_Space Heating_Natural Gas_Furnace_E3 | F5 | Commercial | Grocery | Existing | Space Heating | Natural Gas | Furnace | E3 | Utility - Cost of Operation | 0.047295 | 0.047295 | 0.047295 | 0.047295 | 0.047295 | 0.047295 | 0.047295 | 0.047295 | 0.047295 | 0.047295 | 0.047295 | 0.047295 | 0.047295 | 0.047295 | 0.047295 | 0.047295 | 0.047295 | 0.047295 | 0.047295 | 0.047295 | 0.047295 | 0.047295 | 0.047295 | 0.047295 | 0.047295 | 0.047295 | 0.047295 | 0.047295 | 0.047295 | 0.047295 | 0.047295 | 0.047295 | 0.047295 | 0 | 0 | 0 | 0 | 0 | 0 | 0 | 0 | 0
F5_Commercial_Grocery_Existing_Space Heating_Natural Gas_Furnace_E4 | F5 | Commercial | Grocery | Existing | Space Heating | Natural Gas | Furnace | E4 | Utility - Cost of Operation | 0.93516 | 0.93516 | 0.93516 | 0.93516 | 0.93516 | 0.93516 | 0.93516 | 0.93516 | 0.93516 | 0.93516 | 0.93516 | 0.93516 | 0.93516 | 0.93516 | 0.93516 | 0.93516 | 0.93516 | 0.93516 | 0.93516 | 0.93516 | 0.93516 | 0.93516 | 0.93516 | 0.93516 | 0.93516 | 0.93516 | 0.93516 | 0.93516 | 0.93516 | 0.93516 | 0.93516 | 0.93516 | 0.93516 | 0 | 0 | 0 | 0 | 0 | 0 | 0 | 0 | 0
F5_Commercial_Grocery_Existing_Space Heating_Natural Gas_Furnace_E5 | F5 | Commercial | Grocery | Existing | Space Heating | Natural Gas | Furnace | E5 | Utility - Cost of Operation | 0 | 0 | 0 | 0 | 0 | 0 | 0 | 0 | 0 | 0 | 0 | 0 | 0 | 0 | 0 | 0 | 0 | 0 | 0 | 0 | 0 | 0 | 0 | 0 | 0 | 0 | 0 | 0 | 0 | 0 | 0 | 0 | 0 | 0 | 0 | 0 | 0 | 0 | 0 | 0 | 0 | 0
F5_Commercial_Grocery_Existing_Space Heating_Natural Gas_Furnace_E6 | F5 | Commercial | Grocery | Existing | Space Heating | Natural Gas | Furnace | E6 | Utility - Cost of Operation | 0 | 0 | 0 | 0 | 0 | 0 | 0 | 0 | 0 | 0 | 0 | 0 | 0 | 0 | 0 | 0 | 0 | 0 | 0 | 0 | 0 | 0 | 0 | 0 | 0 | 0 | 0 | 0 | 0 | 0 | 0 | 0 | 0 | 0 | 0 | 0 | 0 | 0 | 0 | 0 | 0 | 0
F5_Commercial_Grocery_Existing_Space Heating_Natural Gas_Furnace_E7 | F5 | Commercial | Grocery | Existing | Space Heating | Natural Gas | Furnace | E7 | Utility - Cost of Operation | 0 | 0 | 0 | 0 | 0 | 0 | 0 | 0 | 0 | 0 | 0 | 0 | 0 | 0 | 0 | 0 | 0 | 0 | 0 | 0 | 0 | 0 | 0 | 0 | 0 | 0 | 0 | 0 | 0 | 0 | 0 | 0 | 0 | 0 | 0 | 0 | 0 | 0 | 0 | 0 | 0 | 0
F5_Commercial_Grocery_Existing_Space Heating_Natural Gas_Furnace_E8 | F5 | Commercial | Grocery | Existing | Space Heating | Natural Gas | Furnace | E8 | Utility - Cost of Operation | 0 | 0 | 0 | 0 | 0 | 0 | 0 | 0 | 0 | 0 | 0 | 0 | 0 | 0 | 0 | 0 | 0 | 0 | 0 | 0 | 0 | 0 | 0 | 0 | 0 | 0 | 0 | 0 | 0 | 0 | 0 | 0 | 0 | 0 | 0 | 0 | 0 | 0 | 0 | 0 | 0 | 0
F5_Commercial_Grocery_Existing_Space Heating_Natural Gas_Furnace_E9 | F5 | Commercial | Grocery | Existing | Space Heating | Natural Gas | Furnace | E9 | Utility - Cost of Operation | 0 | 0 | 0 | 0 | 0 | 0 | 0 | 0 | 0 | 0 | 0 | 0 | 0 | 0 | 0 | 0 | 0 | 0 | 0 | 0 | 0 | 0 | 0 | 0 | 0 | 0 | 0 | 0 | 0 | 0 | 0 | 0 | 0 | 0 | 0 | 0 | 0 | 0 | 0 | 0 | 0 | 0
F5_Commercial_Grocery_Existing_Space Heating_Natural Gas_Furnace_E10 | F5 | Commercial | Grocery | Existing | Space Heating | Natural Gas | Furnace | E10 | Utility - Cost of Operation | 0 | 0 | 0 | 0 | 0 | 0 | 0 | 0 | 0 | 0 | 0 | 0 | 0 | 0 | 0 | 0 | 0 | 0 | 0 | 0 | 0 | 0 | 0 | 0 | 0 | 0 | 0 | 0 | 0 | 0 | 0 | 0 | 0 | 0 | 0 | 0 | 0 | 0 | 0 | 0 | 0 | 0
F6_Commercial_Grocery_Existing_Space Heating_Natural Gas_Furnace_E1 | F6 | Commercial | Grocery | Existing | Space Heating | Natural Gas | Furnace | E1 | Utility - Value of Sales | 0.15761 | 0.15677 | 0.15588 | 0.155 | 0.15412 | 0.15325 | 0.15238 | 0.15153 | 0.15069 | 0.14987 | 0.14907 | 0.1483 | 0.14755 | 0.14683 | 0.14614 | 0.14549 | 0.14488 | 0.1443 | 0.14376 | 0.14327 | 0.14281 | 0.14238 | 0.142 | 0.14166 | 0.14135 | 0.14108 | 0.14085 | 0.14066 | 0.14051 | 0.14039 | 0.14031 | 0.14028 | 0.14028 | 0 | 0 | 0 | 0 | 0 | 0 | 0 | 0 | 0
F6_Commercial_Grocery_Existing_Space Heating_Natural Gas_Furnace_E2 | F6 | Commercial | Grocery | Existing | Space Heating | Natural Gas | Furnace | E2 | Utility - Value of Sales | 0.1401 | 0.13935 | 0.13857 | 0.13778 | 0.137 | 0.13622 | 0.13546 | 0.1347 | 0.13395 | 0.13322 | 0.13251 | 0.13182 | 0.13116 | 0.13052 | 0.12991 | 0.12933 | 0.12878 | 0.12827 | 0.12779 | 0.12735 | 0.12694 | 0.12657 | 0.12623 | 0.12592 | 0.12565 | 0.12541 | 0.1252 | 0.12503 | 0.1249 | 0.12479 | 0.12473 | 0.12469 | 0.12469 | 0 | 0 | 0 | 0 | 0 | 0 | 0 | 0 | 0
F6_Commercial_Grocery_Existing_Space Heating_Natural Gas_Furnace_E3 | F6 | Commercial | Grocery | Existing | Space Heating | Natural Gas | Furnace | E3 | Utility - Value of Sales | 0.13134 | 0.13064 | 0.1299 | 0.12917 | 0.12844 | 0.12771 | 0.12699 | 0.12628 | 0.12558 | 0.12489 | 0.12423 | 0.12358 | 0.12296 | 0.12236 | 0.12178 | 0.12124 | 0.12073 | 0.12025 | 0.1198 | 0.11939 | 0.119 | 0.11865 | 0.11833 | 0.11805 | 0.11779 | 0.11757 | 0.11738 | 0.11722 | 0.11709 | 0.11699 | 0.11693 | 0.1169 | 0.1169 | 0 | 0 | 0 | 0 | 0 | 0 | 0 | 0 | 0
F6_Commercial_Grocery_Existing_Space Heating_Natural Gas_Furnace_E4 | F6 | Commercial | Grocery | Existing | Space Heating | Natural Gas | Furnace | E4 | Utility - Value of Sales | 0.099134 | 0.098628 | 0.098084 | 0.097541 | 0.096998 | 0.096455 | 0.095912 | 0.095369 | 0.094827 | 0.094284 | 0.093741 | 0.093198 | 0.092655 | 0.092116 | 0.091583 | 0.09106 | 0.09055 | 0.090056 | 0.089583 | 0.089132 | 0.088708 | 0.088313 | 0.087951 | 0.087626 | 0.087336 | 0.087083 | 0.086866 | 0.086685 | 0.08654 | 0.086432 | 0.086359 | 0.086323 | 0.086323 | 0 | 0 | 0 | 0 | 0 | 0 | 0 | 0 | 0
F6_Commercial_Grocery_Existing_Space Heating_Natural Gas_Furnace_E5 | F6 | Commercial | Grocery | Existing | Space Heating | Natural Gas | Furnace | E5 | Utility - Value of Sales | 0 | 0 | 0 | 0 | 0 | 0 | 0 | 0 | 0 | 0 | 0 | 0 | 0 | 0 | 0 | 0 | 0 | 0 | 0 | 0 | 0 | 0 | 0 | 0 | 0 | 0 | 0 | 0 | 0 | 0 | 0 | 0 | 0 | 0 | 0 | 0 | 0 | 0 | 0 | 0 | 0 | 0
F6_Commercial_Grocery_Existing_Space Heating_Natural Gas_Furnace_E6 | F6 | Commercial | Grocery | Existing | Space Heating | Natural Gas | Furnace | E6 | Utility - Value of Sales | 0 | 0 | 0 | 0 | 0 | 0 | 0 | 0 | 0 | 0 | 0 | 0 | 0 | 0 | 0 | 0 | 0 | 0 | 0 | 0 | 0 | 0 | 0 | 0 | 0 | 0 | 0 | 0 | 0 | 0 | 0 | 0 | 0 | 0 | 0 | 0 | 0 | 0 | 0 | 0 | 0 | 0
F6_Commercial_Grocery_Existing_Space Heating_Natural Gas_Furnace_E7 | F6 | Commercial | Grocery | Existing | Space Heating | Natural Gas | Furnace | E7 | Utility - Value of Sales | 0 | 0 | 0 | 0 | 0 | 0 | 0 | 0 | 0 | 0 | 0 | 0 | 0 | 0 | 0 | 0 | 0 | 0 | 0 | 0 | 0 | 0 | 0 | 0 | 0 | 0 | 0 | 0 | 0 | 0 | 0 | 0 | 0 | 0 | 0 | 0 | 0 | 0 | 0 | 0 | 0 | 0
F6_Commercial_Grocery_Existing_Space Heating_Natural Gas_Furnace_E8 | F6 | Commercial | Grocery | Existing | Space Heating | Natural Gas | Furnace | E8 | Utility - Value of Sales | 0 | 0 | 0 | 0 | 0 | 0 | 0 | 0 | 0 | 0 | 0 | 0 | 0 | 0 | 0 | 0 | 0 | 0 | 0 | 0 | 0 | 0 | 0 | 0 | 0 | 0 | 0 | 0 | 0 | 0 | 0 | 0 | 0 | 0 | 0 | 0 | 0 | 0 | 0 | 0 | 0 | 0
F6_Commercial_Grocery_Existing_Space Heating_Natural Gas_Furnace_E9 | F6 | Commercial | Grocery | Existing | Space Heating | Natural Gas | Furnace | E9 | Utility - Value of Sales | 0 | 0 | 0 | 0 | 0 | 0 | 0 | 0 | 0 | 0 | 0 | 0 | 0 | 0 | 0 | 0 | 0 | 0 | 0 | 0 | 0 | 0 | 0 | 0 | 0 | 0 | 0 | 0 | 0 | 0 | 0 | 0 | 0 | 0 | 0 | 0 | 0 | 0 | 0 | 0 | 0 | 0
F6_Commercial_Grocery_Existing_Space Heating_Natural Gas_Furnace_E10 | F6 | Commercial | Grocery | Existing | Space Heating | Natural Gas | Furnace | E10 | Utility - Value of Sales | 0 | 0 | 0 | 0 | 0 | 0 | 0 | 0 | 0 | 0 | 0 | 0 | 0 | 0 | 0 | 0 | 0 | 0 | 0 | 0 | 0 | 0 | 0 | 0 | 0 | 0 | 0 | 0 | 0 | 0 | 0 | 0 | 0 | 0 | 0 | 0 | 0 | 0 | 0 | 0 | 0 | 0
F1_Commercial_Grocery_Existing_Space Heating_Natural Gas_Boiler_E1 | F1 | Commercial | Grocery | Existing | Space Heating | Natural Gas | Boiler | E1 | RVT - Cost of Equipment | 1.2642 | 1.2654 | 1.2667 | 1.2686 | 1.2712 | 1.2751 | 1.2778 | 1.2799 | 1.2822 | 1.2842 | 1.2856 | 1.2865 | 1.2873 | 1.288 | 1.289 | 1.2894 | 1.29 | 1.2913 | 1.2926 | 1.2942 | 1.296 | 1.2976 | 1.2988 | 1.2997 | 1.3003 | 1.3005 | 1.3002 | 1.2995 | 1.299 | 1.2987 | 1.2989 | 1.299 | 1.299 | 0 | 0 | 0 | 0 | 0 | 0 | 0 | 0 | 0
F1_Commercial_Grocery_Existing_Space Heating_Natural Gas_Boiler_E2 | F1 | Commercial | Grocery | Existing | Space Heating | Natural Gas | Boiler | E2 | RVT - Cost of Equipment | 1.1898 | 1.191 | 1.1922 | 1.194 | 1.1964 | 1.2001 | 1.2027 | 1.2046 | 1.2067 | 1.2087 | 1.21 | 1.2108 | 1.2116 | 1.2123 | 1.2131 | 1.2135 | 1.2141 | 1.2153 | 1.2166 | 1.2181 | 1.2198 | 1.2212 | 1.2224 | 1.2232 | 1.2238 | 1.224 | 1.2237 | 1.223 | 1.2226 | 1.2223 | 1.2225 | 1.2226 | 1.2226 | 0 | 0 | 0 | 0 | 0 | 0 | 0 | 0 | 0
F1_Commercial_Grocery_Existing_Space Heating_Natural Gas_Boiler_E3 | F1 | Commercial | Grocery | Existing | Space Heating | Natural Gas | Boiler | E3 | RVT - Cost of Equipment | 1.0426 | 1.0436 | 1.0447 | 1.0463 | 1.0484 | 1.0516 | 1.0539 | 1.0556 | 1.0575 | 1.0591 | 1.0603 | 1.061 | 1.0617 | 1.0623 | 1.0631 | 1.0634 | 1.0639 | 1.065 | 1.0661 | 1.0674 | 1.0689 | 1.0702 | 1.0712 | 1.0719 | 1.0724 | 1.0726 | 1.0723 | 1.0717 | 1.0713 | 1.0711 | 1.0713 | 1.0713 | 1.0713 | 0 | 0 | 0 | 0 | 0 | 0 | 0 | 0 | 0
F1_Commercial_Grocery_Existing_Space Heating_Natural Gas_Boiler_E4 | F1 | Commercial | Grocery | Existing | Space Heating | Natural Gas | Boiler | E4 | RVT - Cost of Equipment | 0.76935 | 0.77002 | 0.77073 | 0.77188 | 0.7736 | 0.77639 | 0.7782 | 0.7795 | 0.78104 | 0.78249 | 0.78345 | 0.78404 | 0.78463 | 0.78523 | 0.78605 | 0.78643 | 0.78706 | 0.78819 | 0.78934 | 0.79065 | 0.79219 | 0.79348 | 0.7945 | 0.79527 | 0.79578 | 0.79593 | 0.79566 | 0.79509 | 0.79465 | 0.79444 | 0.7946 | 0.79466 | 0.79466 | 0 | 0 | 0 | 0 | 0 | 0 | 0 | 0 | 0
F1_Commercial_Grocery_Existing_Space Heating_Natural Gas_Boiler_E5 | F1 | Commercial | Grocery | Existing | Space Heating | Natural Gas | Boiler | E5 | RVT - Cost of Equipment | 0 | 0 | 0 | 0 | 0 | 0 | 0 | 0 | 0 | 0 | 0 | 0 | 0 | 0 | 0 | 0 | 0 | 0 | 0 | 0 | 0 | 0 | 0 | 0 | 0 | 0 | 0 | 0 | 0 | 0 | 0 | 0 | 0 | 0 | 0 | 0 | 0 | 0 | 0 | 0 | 0 | 0
F1_Commercial_Grocery_Existing_Space Heating_Natural Gas_Boiler_E6 | F1 | Commercial | Grocery | Existing | Space Heating | Natural Gas | Boiler | E6 | RVT - Cost of Equipment | 0 | 0 | 0 | 0 | 0 | 0 | 0 | 0 | 0 | 0 | 0 | 0 | 0 | 0 | 0 | 0 | 0 | 0 | 0 | 0 | 0 | 0 | 0 | 0 | 0 | 0 | 0 | 0 | 0 | 0 | 0 | 0 | 0 | 0 | 0 | 0 | 0 | 0 | 0 | 0 | 0 | 0
F1_Commercial_Grocery_Existing_Space Heating_Natural Gas_Boiler_E7 | F1 | Commercial | Grocery | Existing | Space Heating | Natural Gas | Boiler | E7 | RVT - Cost of Equipment | 0 | 0 | 0 | 0 | 0 | 0 | 0 | 0 | 0 | 0 | 0 | 0 | 0 | 0 | 0 | 0 | 0 | 0 | 0 | 0 | 0 | 0 | 0 | 0 | 0 | 0 | 0 | 0 | 0 | 0 | 0 | 0 | 0 | 0 | 0 | 0 | 0 | 0 | 0 | 0 | 0 | 0
F1_Commercial_Grocery_Existing_Space Heating_Natural Gas_Boiler_E8 | F1 | Commercial | Grocery | Existing | Space Heating | Natural Gas | Boiler | E8 | RVT - Cost of Equipment | 0 | 0 | 0 | 0 | 0 | 0 | 0 | 0 | 0 | 0 | 0 | 0 | 0 | 0 | 0 | 0 | 0 | 0 | 0 | 0 | 0 | 0 | 0 | 0 | 0 | 0 | 0 | 0 | 0 | 0 | 0 | 0 | 0 | 0 | 0 | 0 | 0 | 0 | 0 | 0 | 0 | 0
F1_Commercial_Grocery_Existing_Space Heating_Natural Gas_Boiler_E9 | F1 | Commercial | Grocery | Existing | Space Heating | Natural Gas | Boiler | E9 | RVT - Cost of Equipment | 0 | 0 | 0 | 0 | 0 | 0 | 0 | 0 | 0 | 0 | 0 | 0 | 0 | 0 | 0 | 0 | 0 | 0 | 0 | 0 | 0 | 0 | 0 | 0 | 0 | 0 | 0 | 0 | 0 | 0 | 0 | 0 | 0 | 0 | 0 | 0 | 0 | 0 | 0 | 0 | 0 | 0
F1_Commercial_Grocery_Existing_Space Heating_Natural Gas_Boiler_E10 | F1 | Commercial | Grocery | Existing | Space Heating | Natural Gas | Boiler | E10 | RVT - Cost of Equipment | 0 | 0 | 0 | 0 | 0 | 0 | 0 | 0 | 0 | 0 | 0 | 0 | 0 | 0 | 0 | 0 | 0 | 0 | 0 | 0 | 0 | 0 | 0 | 0 | 0 | 0 | 0 | 0 | 0 | 0 | 0 | 0 | 0 | 0 | 0 | 0 | 0 | 0 | 0 | 0 | 0 | 0
F2_Commercial_Grocery_Existing_Space Heating_Natural Gas_Boiler_E1 | F2 | Commercial | Grocery | Existing | Space Heating | Natural Gas | Boiler | E1 | RVT - Cost of Operation | 1.5146 | 1.516 | 1.5176 | 1.5199 | 1.523 | 1.5277 | 1.5309 | 1.5334 | 1.5361 | 1.5386 | 1.5403 | 1.5413 | 1.5423 | 1.5431 | 1.5443 | 1.5447 | 1.5455 | 1.547 | 1.5487 | 1.5505 | 1.5527 | 1.5546 | 1.556 | 1.5571 | 1.5578 | 1.5581 | 1.5577 | 1.5569 | 1.5562 | 1.5559 | 1.5562 | 1.5562 | 1.5562 | 0 | 0 | 0 | 0 | 0 | 0 | 0 | 0 | 0
F2_Commercial_Grocery_Existing_Space Heating_Natural Gas_Boiler_E2 | F2 | Commercial | Grocery | Existing | Space Heating | Natural Gas | Boiler | E2 | RVT - Cost of Operation | 1.4255 | 1.4268 | 1.4283 | 1.4305 | 1.4334 | 1.4378 | 1.4409 | 1.4432 | 1.4458 | 1.4481 | 1.4497 | 1.4506 | 1.4515 | 1.4524 | 1.4534 | 1.4539 | 1.4546 | 1.456 | 1.4576 | 1.4593 | 1.4614 | 1.4631 | 1.4645 | 1.4655 | 1.4662 | 1.4664 | 1.466 | 1.4653 | 1.4647 | 1.4644 | 1.4646 | 1.4647 | 1.4647 | 0 | 0 | 0 | 0 | 0 | 0 | 0 | 0 | 0
F2_Commercial_Grocery_Existing_Space Heating_Natural Gas_Boiler_E3 | F2 | Commercial | Grocery | Existing | Space Heating | Natural Gas | Boiler | E3 | RVT - Cost of Operation | 1.2491 | 1.2503 | 1.2516 | 1.2535 | 1.2561 | 1.2599 | 1.2626 | 1.2647 | 1.2669 | 1.2689 | 1.2703 | 1.2712 | 1.272 | 1.2727 | 1.2736 | 1.274 | 1.2747 | 1.2759 | 1.2772 | 1.2788 | 1.2806 | 1.2821 | 1.2833 | 1.2842 | 1.2848 | 1.285 | 1.2847 | 1.284 | 1.2835 | 1.2832 | 1.2834 | 1.2835 | 1.2835 | 0 | 0 | 0 | 0 | 0 | 0 | 0 | 0 | 0
F2_Commercial_Grocery_Existing_Space Heating_Natural Gas_Boiler_E4 | F2 | Commercial | Grocery | Existing | Space Heating | Natural Gas | Boiler | E4 | RVT - Cost of Operation | 0.92173 | 0.92254 | 0.92339 | 0.92476 | 0.92682 | 0.93017 | 0.93233 | 0.9339 | 0.93574 | 0.93747 | 0.93862 | 0.93933 | 0.94004 | 0.94076 | 0.94174 | 0.9422 | 0.94295 | 0.9443 | 0.94568 | 0.94725 | 0.94909 | 0.95065 | 0.95186 | 0.95278 | 0.9534 | 0.95357 | 0.95325 | 0.95258 | 0.95205 | 0.95179 | 0.95198 | 0.95205 | 0.95205 | 0 | 0 | 0 | 0 | 0 | 0 | 0 | 0 | 0
F2_Commercial_Grocery_Existing_Space Heating_Natural Gas_Boiler_E5 | F2 | Commercial | Grocery | Existing | Space Heating | Natural Gas | Boiler | E5 | RVT - Cost of Operation | 0 | 0 | 0 | 0 | 0 | 0 | 0 | 0 | 0 | 0 | 0 | 0 | 0 | 0 | 0 | 0 | 0 | 0 | 0 | 0 | 0 | 0 | 0 | 0 | 0 | 0 | 0 | 0 | 0 | 0 | 0 | 0 | 0 | 0 | 0 | 0 | 0 | 0 | 0 | 0 | 0 | 0
F2_Commercial_Grocery_Existing_Space Heating_Natural Gas_Boiler_E6 | F2 | Commercial | Grocery | Existing | Space Heating | Natural Gas | Boiler | E6 | RVT - Cost of Operation | 0 | 0 | 0 | 0 | 0 | 0 | 0 | 0 | 0 | 0 | 0 | 0 | 0 | 0 | 0 | 0 | 0 | 0 | 0 | 0 | 0 | 0 | 0 | 0 | 0 | 0 | 0 | 0 | 0 | 0 | 0 | 0 | 0 | 0 | 0 | 0 | 0 | 0 | 0 | 0 | 0 | 0
F2_Commercial_Grocery_Existing_Space Heating_Natural Gas_Boiler_E7 | F2 | Commercial | Grocery | Existing | Space Heating | Natural Gas | Boiler | E7 | RVT - Cost of Operation | 0 | 0 | 0 | 0 | 0 | 0 | 0 | 0 | 0 | 0 | 0 | 0 | 0 | 0 | 0 | 0 | 0 | 0 | 0 | 0 | 0 | 0 | 0 | 0 | 0 | 0 | 0 | 0 | 0 | 0 | 0 | 0 | 0 | 0 | 0 | 0 | 0 | 0 | 0 | 0 | 0 | 0
F2_Commercial_Grocery_Existing_Space Heating_Natural Gas_Boiler_E8 | F2 | Commercial | Grocery | Existing | Space Heating | Natural Gas | Boiler | E8 | RVT - Cost of Operation | 0 | 0 | 0 | 0 | 0 | 0 | 0 | 0 | 0 | 0 | 0 | 0 | 0 | 0 | 0 | 0 | 0 | 0 | 0 | 0 | 0 | 0 | 0 | 0 | 0 | 0 | 0 | 0 | 0 | 0 | 0 | 0 | 0 | 0 | 0 | 0 | 0 | 0 | 0 | 0 | 0 | 0
F2_Commercial_Grocery_Existing_Space Heating_Natural Gas_Boiler_E9 | F2 | Commercial | Grocery | Existing | Space Heating | Natural Gas | Boiler | E9 | RVT - Cost of Operation | 0 | 0 | 0 | 0 | 0 | 0 | 0 | 0 | 0 | 0 | 0 | 0 | 0 | 0 | 0 | 0 | 0 | 0 | 0 | 0 | 0 | 0 | 0 | 0 | 0 | 0 | 0 | 0 | 0 | 0 | 0 | 0 | 0 | 0 | 0 | 0 | 0 | 0 | 0 | 0 | 0 | 0
F2_Commercial_Grocery_Existing_Space Heating_Natural Gas_Boiler_E10 | F2 | Commercial | Grocery | Existing | Space Heating | Natural Gas | Boiler | E10 | RVT - Cost of Operation | 0 | 0 | 0 | 0 | 0 | 0 | 0 | 0 | 0 | 0 | 0 | 0 | 0 | 0 | 0 | 0 | 0 | 0 | 0 | 0 | 0 | 0 | 0 | 0 | 0 | 0 | 0 | 0 | 0 | 0 | 0 | 0 | 0 | 0 | 0 | 0 | 0 | 0 | 0 | 0 | 0 | 0
F3_Commercial_Grocery_Existing_Space Heating_Natural Gas_Boiler_E1 | F3 | Commercial | Grocery | Existing | Space Heating | Natural Gas | Boiler | E1 | System - kBTUs of Consumption | 0.18196 | 0.18196 | 0.18196 | 0.18196 | 0.18196 | 0.18196 | 0.18196 | 0.18196 | 0.18196 | 0.18196 | 0.18196 | 0.18196 | 0.18196 | 0.18196 | 0.18196 | 0.18196 | 0.18196 | 0.18196 | 0.18196 | 0.18196 | 0.18196 | 0.18196 | 0.18196 | 0.18196 | 0.18196 | 0.18196 | 0.18196 | 0.18196 | 0.18196 | 0.18196 | 0.18196 | 0.18196 | 0.18196 | 0 | 0 | 0 | 0 | 0 | 0 | 0 | 0 | 0
F3_Commercial_Grocery_Existing_Space Heating_Natural Gas_Boiler_E2 | F3 | Commercial | Grocery | Existing | Space Heating | Natural Gas | Boiler | E2 | System - kBTUs of Consumption | 0.20543 | 0.20543 | 0.20543 | 0.20543 | 0.20543 | 0.20543 | 0.20543 | 0.20543 | 0.20543 | 0.20543 | 0.20543 | 0.20543 | 0.20543 | 0.20543 | 0.20543 | 0.20543 | 0.20543 | 0.20543 | 0.20543 | 0.20543 | 0.20543 | 0.20543 | 0.20543 | 0.20543 | 0.20543 | 0.20543 | 0.20543 | 0.20543 | 0.20543 | 0.20543 | 0.20543 | 0.20543 | 0.20543 | 0 | 0 | 0 | 0 | 0 | 0 | 0 | 0 | 0
F3_Commercial_Grocery_Existing_Space Heating_Natural Gas_Boiler_E3 | F3 | Commercial | Grocery | Existing | Space Heating | Natural Gas | Boiler | E3 | System - kBTUs of Consumption | 0.25258 | 0.25258 | 0.25258 | 0.25258 | 0.25258 | 0.25258 | 0.25258 | 0.25258 | 0.25258 | 0.25258 | 0.25258 | 0.25258 | 0.25258 | 0.25258 | 0.25258 | 0.25258 | 0.25258 | 0.25258 | 0.25258 | 0.25258 | 0.25258 | 0.25258 | 0.25258 | 0.25258 | 0.25258 | 0.25258 | 0.25258 | 0.25258 | 0.25258 | 0.25258 | 0.25258 | 0.25258 | 0.25258 | 0 | 0 | 0 | 0 | 0 | 0 | 0 | 0 | 0
F3_Commercial_Grocery_Existing_Space Heating_Natural Gas_Boiler_E4 | F3 | Commercial | Grocery | Existing | Space Heating | Natural Gas | Boiler | E4 | System - kBTUs of Consumption | 0.96893 | 0.96893 | 0.96893 | 0.96893 | 0.96893 | 0.96893 | 0.96893 | 0.96893 | 0.96893 | 0.96893 | 0.96893 | 0.96893 | 0.96893 | 0.96893 | 0.96893 | 0.96893 | 0.96893 | 0.96893 | 0.96893 | 0.96893 | 0.96893 | 0.96893 | 0.96893 | 0.96893 | 0.96893 | 0.96893 | 0.96893 | 0.96893 | 0.96893 | 0.96893 | 0.96893 | 0.96893 | 0.96893 | 0 | 0 | 0 | 0 | 0 | 0 | 0 | 0 | 0
F3_Commercial_Grocery_Existing_Space Heating_Natural Gas_Boiler_E5 | F3 | Commercial | Grocery | Existing | Space Heating | Natural Gas | Boiler | E5 | System - kBTUs of Consumption | 0 | 0 | 0 | 0 | 0 | 0 | 0 | 0 | 0 | 0 | 0 | 0 | 0 | 0 | 0 | 0 | 0 | 0 | 0 | 0 | 0 | 0 | 0 | 0 | 0 | 0 | 0 | 0 | 0 | 0 | 0 | 0 | 0 | 0 | 0 | 0 | 0 | 0 | 0 | 0 | 0 | 0
F3_Commercial_Grocery_Existing_Space Heating_Natural Gas_Boiler_E6 | F3 | Commercial | Grocery | Existing | Space Heating | Natural Gas | Boiler | E6 | System - kBTUs of Consumption | 0 | 0 | 0 | 0 | 0 | 0 | 0 | 0 | 0 | 0 | 0 | 0 | 0 | 0 | 0 | 0 | 0 | 0 | 0 | 0 | 0 | 0 | 0 | 0 | 0 | 0 | 0 | 0 | 0 | 0 | 0 | 0 | 0 | 0 | 0 | 0 | 0 | 0 | 0 | 0 | 0 | 0
F3_Commercial_Grocery_Existing_Space Heating_Natural Gas_Boiler_E7 | F3 | Commercial | Grocery | Existing | Space Heating | Natural Gas | Boiler | E7 | System - kBTUs of Consumption | 0 | 0 | 0 | 0 | 0 | 0 | 0 | 0 | 0 | 0 | 0 | 0 | 0 | 0 | 0 | 0 | 0 | 0 | 0 | 0 | 0 | 0 | 0 | 0 | 0 | 0 | 0 | 0 | 0 | 0 | 0 | 0 | 0 | 0 | 0 | 0 | 0 | 0 | 0 | 0 | 0 | 0
F3_Commercial_Grocery_Existing_Space Heating_Natural Gas_Boiler_E8 | F3 | Commercial | Grocery | Existing | Space Heating | Natural Gas | Boiler | E8 | System - kBTUs of Consumption | 0 | 0 | 0 | 0 | 0 | 0 | 0 | 0 | 0 | 0 | 0 | 0 | 0 | 0 | 0 | 0 | 0 | 0 | 0 | 0 | 0 | 0 | 0 | 0 | 0 | 0 | 0 | 0 | 0 | 0 | 0 | 0 | 0 | 0 | 0 | 0 | 0 | 0 | 0 | 0 | 0 | 0
F3_Commercial_Grocery_Existing_Space Heating_Natural Gas_Boiler_E9 | F3 | Commercial | Grocery | Existing | Space Heating | Natural Gas | Boiler | E9 | System - kBTUs of Consumption | 0 | 0 | 0 | 0 | 0 | 0 | 0 | 0 | 0 | 0 | 0 | 0 | 0 | 0 | 0 | 0 | 0 | 0 | 0 | 0 | 0 | 0 | 0 | 0 | 0 | 0 | 0 | 0 | 0 | 0 | 0 | 0 | 0 | 0 | 0 | 0 | 0 | 0 | 0 | 0 | 0 | 0
F3_Commercial_Grocery_Existing_Space Heating_Natural Gas_Boiler_E10 | F3 | Commercial | Grocery | Existing | Space Heating | Natural Gas | Boiler | E10 | System - kBTUs of Consumption | 0 | 0 | 0 | 0 | 0 | 0 | 0 | 0 | 0 | 0 | 0 | 0 | 0 | 0 | 0 | 0 | 0 | 0 | 0 | 0 | 0 | 0 | 0 | 0 | 0 | 0 | 0 | 0 | 0 | 0 | 0 | 0 | 0 | 0 | 0 | 0 | 0 | 0 | 0 | 0 | 0 | 0
F4_Commercial_Grocery_Existing_Space Heating_Natural Gas_Boiler_E1 | F4 | Commercial | Grocery | Existing | Space Heating | Natural Gas | Boiler | E1 | Utility - Cost of Equipment | 1.5146 | 1.516 | 1.5176 | 1.5199 | 1.523 | 1.5277 | 1.5309 | 1.5334 | 1.5361 | 1.5386 | 1.5403 | 1.5413 | 1.5423 | 1.5431 | 1.5443 | 1.5447 | 1.5455 | 1.547 | 1.5487 | 1.5505 | 1.5527 | 1.5546 | 1.556 | 1.5571 | 1.5578 | 1.5581 | 1.5577 | 1.5569 | 1.5562 | 1.5559 | 1.5562 | 1.5562 | 1.5562 | 0 | 0 | 0 | 0 | 0 | 0 | 0 | 0 | 0
F4_Commercial_Grocery_Existing_Space Heating_Natural Gas_Boiler_E2 | F4 | Commercial | Grocery | Existing | Space Heating | Natural Gas | Boiler | E2 | Utility - Cost of Equipment | 1.4255 | 1.4268 | 1.4283 | 1.4305 | 1.4334 | 1.4378 | 1.4409 | 1.4432 | 1.4458 | 1.4481 | 1.4497 | 1.4506 | 1.4515 | 1.4524 | 1.4534 | 1.4539 | 1.4546 | 1.456 | 1.4576 | 1.4593 | 1.4614 | 1.4631 | 1.4645 | 1.4655 | 1.4662 | 1.4664 | 1.466 | 1.4653 | 1.4647 | 1.4644 | 1.4646 | 1.4647 | 1.4647 | 0 | 0 | 0 | 0 | 0 | 0 | 0 | 0 | 0
F4_Commercial_Grocery_Existing_Space Heating_Natural Gas_Boiler_E3 | F4 | Commercial | Grocery | Existing | Space Heating | Natural Gas | Boiler | E3 | Utility - Cost of Equipment | 1.2491 | 1.2503 | 1.2516 | 1.2535 | 1.2561 | 1.2599 | 1.2626 | 1.2647 | 1.2669 | 1.2689 | 1.2703 | 1.2712 | 1.272 | 1.2727 | 1.2736 | 1.274 | 1.2747 | 1.2759 | 1.2772 | 1.2788 | 1.2806 | 1.2821 | 1.2833 | 1.2842 | 1.2848 | 1.285 | 1.2847 | 1.284 | 1.2835 | 1.2832 | 1.2834 | 1.2835 | 1.2835 | 0 | 0 | 0 | 0 | 0 | 0 | 0 | 0 | 0
F4_Commercial_Grocery_Existing_Space Heating_Natural Gas_Boiler_E4 | F4 | Commercial | Grocery | Existing | Space Heating | Natural Gas | Boiler | E4 | Utility - Cost of Equipment | 0.92173 | 0.92254 | 0.92339 | 0.92476 | 0.92682 | 0.93017 | 0.93233 | 0.9339 | 0.93574 | 0.93747 | 0.93862 | 0.93933 | 0.94004 | 0.94076 | 0.94174 | 0.9422 | 0.94295 | 0.9443 | 0.94568 | 0.94725 | 0.94909 | 0.95065 | 0.95186 | 0.95278 | 0.9534 | 0.95357 | 0.95325 | 0.95258 | 0.95205 | 0.95179 | 0.95198 | 0.95205 | 0.95205 | 0 | 0 | 0 | 0 | 0 | 0 | 0 | 0 | 0
F4_Commercial_Grocery_Existing_Space Heating_Natural Gas_Boiler_E5 | F4 | Commercial | Grocery | Existing | Space Heating | Natural Gas | Boiler | E5 | Utility - Cost of Equipment | 0 | 0 | 0 | 0 | 0 | 0 | 0 | 0 | 0 | 0 | 0 | 0 | 0 | 0 | 0 | 0 | 0 | 0 | 0 | 0 | 0 | 0 | 0 | 0 | 0 | 0 | 0 | 0 | 0 | 0 | 0 | 0 | 0 | 0 | 0 | 0 | 0 | 0 | 0 | 0 | 0 | 0
F4_Commercial_Grocery_Existing_Space Heating_Natural Gas_Boiler_E6 | F4 | Commercial | Grocery | Existing | Space Heating | Natural Gas | Boiler | E6 | Utility - Cost of Equipment | 0 | 0 | 0 | 0 | 0 | 0 | 0 | 0 | 0 | 0 | 0 | 0 | 0 | 0 | 0 | 0 | 0 | 0 | 0 | 0 | 0 | 0 | 0 | 0 | 0 | 0 | 0 | 0 | 0 | 0 | 0 | 0 | 0 | 0 | 0 | 0 | 0 | 0 | 0 | 0 | 0 | 0
F4_Commercial_Grocery_Existing_Space Heating_Natural Gas_Boiler_E7 | F4 | Commercial | Grocery | Existing | Space Heating | Natural Gas | Boiler | E7 | Utility - Cost of Equipment | 0 | 0 | 0 | 0 | 0 | 0 | 0 | 0 | 0 | 0 | 0 | 0 | 0 | 0 | 0 | 0 | 0 | 0 | 0 | 0 | 0 | 0 | 0 | 0 | 0 | 0 | 0 | 0 | 0 | 0 | 0 | 0 | 0 | 0 | 0 | 0 | 0 | 0 | 0 | 0 | 0 | 0
F4_Commercial_Grocery_Existing_Space Heating_Natural Gas_Boiler_E8 | F4 | Commercial | Grocery | Existing | Space Heating | Natural Gas | Boiler | E8 | Utility - Cost of Equipment | 0 | 0 | 0 | 0 | 0 | 0 | 0 | 0 | 0 | 0 | 0 | 0 | 0 | 0 | 0 | 0 | 0 | 0 | 0 | 0 | 0 | 0 | 0 | 0 | 0 | 0 | 0 | 0 | 0 | 0 | 0 | 0 | 0 | 0 | 0 | 0 | 0 | 0 | 0 | 0 | 0 | 0
F4_Commercial_Grocery_Existing_Space Heating_Natural Gas_Boiler_E9 | F4 | Commercial | Grocery | Existing | Space Heating | Natural Gas | Boiler | E9 | Utility - Cost of Equipment | 0 | 0 | 0 | 0 | 0 | 0 | 0 | 0 | 0 | 0 | 0 | 0 | 0 | 0 | 0 | 0 | 0 | 0 | 0 | 0 | 0 | 0 | 0 | 0 | 0 | 0 | 0 | 0 | 0 | 0 | 0 | 0 | 0 | 0 | 0 | 0 | 0 | 0 | 0 | 0 | 0 | 0
F4_Commercial_Grocery_Existing_Space Heating_Natural Gas_Boiler_E10 | F4 | Commercial | Grocery | Existing | Space Heating | Natural Gas | Boiler | E10 | Utility - Cost of Equipment | 0 | 0 | 0 | 0 | 0 | 0 | 0 | 0 | 0 | 0 | 0 | 0 | 0 | 0 | 0 | 0 | 0 | 0 | 0 | 0 | 0 | 0 | 0 | 0 | 0 | 0 | 0 | 0 | 0 | 0 | 0 | 0 | 0 | 0 | 0 | 0 | 0 | 0 | 0 | 0 | 0 | 0
F5_Commercial_Grocery_Existing_Space Heating_Natural Gas_Boiler_E1 | F5 | Commercial | Grocery | Existing | Space Heating | Natural Gas | Boiler | E1 | Utility - Cost of Operation | 0.18196 | 0.18196 | 0.18196 | 0.18196 | 0.18196 | 0.18196 | 0.18196 | 0.18196 | 0.18196 | 0.18196 | 0.18196 | 0.18196 | 0.18196 | 0.18196 | 0.18196 | 0.18196 | 0.18196 | 0.18196 | 0.18196 | 0.18196 | 0.18196 | 0.18196 | 0.18196 | 0.18196 | 0.18196 | 0.18196 | 0.18196 | 0.18196 | 0.18196 | 0.18196 | 0.18196 | 0.18196 | 0.18196 | 0 | 0 | 0 | 0 | 0 | 0 | 0 | 0 | 0
F5_Commercial_Grocery_Existing_Space Heating_Natural Gas_Boiler_E2 | F5 | Commercial | Grocery | Existing | Space Heating | Natural Gas | Boiler | E2 | Utility - Cost of Operation | 0.20543 | 0.20543 | 0.20543 | 0.20543 | 0.20543 | 0.20543 | 0.20543 | 0.20543 | 0.20543 | 0.20543 | 0.20543 | 0.20543 | 0.20543 | 0.20543 | 0.20543 | 0.20543 | 0.20543 | 0.20543 | 0.20543 | 0.20543 | 0.20543 | 0.20543 | 0.20543 | 0.20543 | 0.20543 | 0.20543 | 0.20543 | 0.20543 | 0.20543 | 0.20543 | 0.20543 | 0.20543 | 0.20543 | 0 | 0 | 0 | 0 | 0 | 0 | 0 | 0 | 0
F5_Commercial_Grocery_Existing_Space Heating_Natural Gas_Boiler_E3 | F5 | Commercial | Grocery | Existing | Space Heating | Natural Gas | Boiler | E3 | Utility - Cost of Operation | 0.25258 | 0.25258 | 0.25258 | 0.25258 | 0.25258 | 0.25258 | 0.25258 | 0.25258 | 0.25258 | 0.25258 | 0.25258 | 0.25258 | 0.25258 | 0.25258 | 0.25258 | 0.25258 | 0.25258 | 0.25258 | 0.25258 | 0.25258 | 0.25258 | 0.25258 | 0.25258 | 0.25258 | 0.25258 | 0.25258 | 0.25258 | 0.25258 | 0.25258 | 0.25258 | 0.25258 | 0.25258 | 0.25258 | 0 | 0 | 0 | 0 | 0 | 0 | 0 | 0 | 0
F5_Commercial_Grocery_Existing_Space Heating_Natural Gas_Boiler_E4 | F5 | Commercial | Grocery | Existing | Space Heating | Natural Gas | Boiler | E4 | Utility - Cost of Operation | 0.96893 | 0.96893 | 0.96893 | 0.96893 | 0.96893 | 0.96893 | 0.96893 | 0.96893 | 0.96893 | 0.96893 | 0.96893 | 0.96893 | 0.96893 | 0.96893 | 0.96893 | 0.96893 | 0.96893 | 0.96893 | 0.96893 | 0.96893 | 0.96893 | 0.96893 | 0.96893 | 0.96893 | 0.96893 | 0.96893 | 0.96893 | 0.96893 | 0.96893 | 0.96893 | 0.96893 | 0.96893 | 0.96893 | 0 | 0 | 0 | 0 | 0 | 0 | 0 | 0 | 0
F5_Commercial_Grocery_Existing_Space Heating_Natural Gas_Boiler_E5 | F5 | Commercial | Grocery | Existing | Space Heating | Natural Gas | Boiler | E5 | Utility - Cost of Operation | 0 | 0 | 0 | 0 | 0 | 0 | 0 | 0 | 0 | 0 | 0 | 0 | 0 | 0 | 0 | 0 | 0 | 0 | 0 | 0 | 0 | 0 | 0 | 0 | 0 | 0 | 0 | 0 | 0 | 0 | 0 | 0 | 0 | 0 | 0 | 0 | 0 | 0 | 0 | 0 | 0 | 0
F5_Commercial_Grocery_Existing_Space Heating_Natural Gas_Boiler_E6 | F5 | Commercial | Grocery | Existing | Space Heating | Natural Gas | Boiler | E6 | Utility - Cost of Operation | 0 | 0 | 0 | 0 | 0 | 0 | 0 | 0 | 0 | 0 | 0 | 0 | 0 | 0 | 0 | 0 | 0 | 0 | 0 | 0 | 0 | 0 | 0 | 0 | 0 | 0 | 0 | 0 | 0 | 0 | 0 | 0 | 0 | 0 | 0 | 0 | 0 | 0 | 0 | 0 | 0 | 0
F5_Commercial_Grocery_Existing_Space Heating_Natural Gas_Boiler_E7 | F5 | Commercial | Grocery | Existing | Space Heating | Natural Gas | Boiler | E7 | Utility - Cost of Operation | 0 | 0 | 0 | 0 | 0 | 0 | 0 | 0 | 0 | 0 | 0 | 0 | 0 | 0 | 0 | 0 | 0 | 0 | 0 | 0 | 0 | 0 | 0 | 0 | 0 | 0 | 0 | 0 | 0 | 0 | 0 | 0 | 0 | 0 | 0 | 0 | 0 | 0 | 0 | 0 | 0 | 0
F5_Commercial_Grocery_Existing_Space Heating_Natural Gas_Boiler_E8 | F5 | Commercial | Grocery | Existing | Space Heating | Natural Gas | Boiler | E8 | Utility - Cost of Operation | 0 | 0 | 0 | 0 | 0 | 0 | 0 | 0 | 0 | 0 | 0 | 0 | 0 | 0 | 0 | 0 | 0 | 0 | 0 | 0 | 0 | 0 | 0 | 0 | 0 | 0 | 0 | 0 | 0 | 0 | 0 | 0 | 0 | 0 | 0 | 0 | 0 | 0 | 0 | 0 | 0 | 0
F5_Commercial_Grocery_Existing_Space Heating_Natural Gas_Boiler_E9 | F5 | Commercial | Grocery | Existing | Space Heating | Natural Gas | Boiler | E9 | Utility - Cost of Operation | 0 | 0 | 0 | 0 | 0 | 0 | 0 | 0 | 0 | 0 | 0 | 0 | 0 | 0 | 0 | 0 | 0 | 0 | 0 | 0 | 0 | 0 | 0 | 0 | 0 | 0 | 0 | 0 | 0 | 0 | 0 | 0 | 0 | 0 | 0 | 0 | 0 | 0 | 0 | 0 | 0 | 0
F5_Commercial_Grocery_Existing_Space Heating_Natural Gas_Boiler_E10 | F5 | Commercial | Grocery | Existing | Space Heating | Natural Gas | Boiler | E10 | Utility - Cost of Operation | 0 | 0 | 0 | 0 | 0 | 0 | 0 | 0 | 0 | 0 | 0 | 0 | 0 | 0 | 0 | 0 | 0 | 0 | 0 | 0 | 0 | 0 | 0 | 0 | 0 | 0 | 0 | 0 | 0 | 0 | 0 | 0 | 0 | 0 | 0 | 0 | 0 | 0 | 0 | 0 | 0 | 0
F6_Commercial_Grocery_Existing_Space Heating_Natural Gas_Boiler_E1 | F6 | Commercial | Grocery | Existing | Space Heating | Natural Gas | Boiler | E1 | Utility - Value of Sales | 0.66019 | 0.65663 | 0.65291 | 0.64921 | 0.64554 | 0.64191 | 0.63833 | 0.63482 | 0.63139 | 0.62805 | 0.62482 | 0.62172 | 0.61875 | 0.61593 | 0.61325 | 0.61073 | 0.60835 | 0.60612 | 0.60404 | 0.60211 | 0.60033 | 0.5987 | 0.59721 | 0.59588 | 0.59469 | 0.59365 | 0.59276 | 0.59202 | 0.59142 | 0.59098 | 0.59068 | 0.59053 | 0.59053 | 0 | 0 | 0 | 0 | 0 | 0 | 0 | 0 | 0
F6_Commercial_Grocery_Existing_Space Heating_Natural Gas_Boiler_E2 | F6 | Commercial | Grocery | Existing | Space Heating | Natural Gas | Boiler | E2 | Utility - Value of Sales | 0.62136 | 0.618 | 0.61451 | 0.61102 | 0.60757 | 0.60415 | 0.60078 | 0.59747 | 0.59425 | 0.59111 | 0.58807 | 0.58515 | 0.58235 | 0.57969 | 0.57718 | 0.5748 | 0.57257 | 0.57047 | 0.56851 | 0.5667 | 0.56502 | 0.56348 | 0.56208 | 0.56083 | 0.55971 | 0.55873 | 0.55789 | 0.55719 | 0.55663 | 0.55621 | 0.55593 | 0.55579 | 0.55579 | 0 | 0 | 0 | 0 | 0 | 0 | 0 | 0 | 0
F6_Commercial_Grocery_Existing_Space Heating_Natural Gas_Boiler_E3 | F6 | Commercial | Grocery | Existing | Space Heating | Natural Gas | Boiler | E3 | Utility - Value of Sales | 0.54449 | 0.54155 | 0.53848 | 0.53543 | 0.5324 | 0.52941 | 0.52646 | 0.52356 | 0.52073 | 0.51798 | 0.51532 | 0.51276 | 0.51031 | 0.50798 | 0.50577 | 0.50369 | 0.50173 | 0.4999 | 0.49818 | 0.49659 | 0.49512 | 0.49377 | 0.49255 | 0.49144 | 0.49047 | 0.48961 | 0.48887 | 0.48826 | 0.48777 | 0.4874 | 0.48716 | 0.48704 | 0.48704 | 0 | 0 | 0 | 0 | 0 | 0 | 0 | 0 | 0
F6_Commercial_Grocery_Existing_Space Heating_Natural Gas_Boiler_E4 | F6 | Commercial | Grocery | Existing | Space Heating | Natural Gas | Boiler | E4 | Utility - Value of Sales | 0.41734 | 0.4152 | 0.41292 | 0.41063 | 0.40834 | 0.40606 | 0.40377 | 0.40149 | 0.3992 | 0.39691 | 0.39463 | 0.39234 | 0.39006 | 0.38779 | 0.38554 | 0.38334 | 0.3812 | 0.37912 | 0.37712 | 0.37523 | 0.37344 | 0.37178 | 0.37026 | 0.36889 | 0.36767 | 0.3666 | 0.36569 | 0.36493 | 0.36432 | 0.36386 | 0.36356 | 0.3634 | 0.3634 | 0 | 0 | 0 | 0 | 0 | 0 | 0 | 0 | 0
F6_Commercial_Grocery_Existing_Space Heating_Natural Gas_Boiler_E5 | F6 | Commercial | Grocery | Existing | Space Heating | Natural Gas | Boiler | E5 | Utility - Value of Sales | 0 | 0 | 0 | 0 | 0 | 0 | 0 | 0 | 0 | 0 | 0 | 0 | 0 | 0 | 0 | 0 | 0 | 0 | 0 | 0 | 0 | 0 | 0 | 0 | 0 | 0 | 0 | 0 | 0 | 0 | 0 | 0 | 0 | 0 | 0 | 0 | 0 | 0 | 0 | 0 | 0 | 0
F6_Commercial_Grocery_Existing_Space Heating_Natural Gas_Boiler_E6 | F6 | Commercial | Grocery | Existing | Space Heating | Natural Gas | Boiler | E6 | Utility - Value of Sales | 0 | 0 | 0 | 0 | 0 | 0 | 0 | 0 | 0 | 0 | 0 | 0 | 0 | 0 | 0 | 0 | 0 | 0 | 0 | 0 | 0 | 0 | 0 | 0 | 0 | 0 | 0 | 0 | 0 | 0 | 0 | 0 | 0 | 0 | 0 | 0 | 0 | 0 | 0 | 0 | 0 | 0
F6_Commercial_Grocery_Existing_Space Heating_Natural Gas_Boiler_E7 | F6 | Commercial | Grocery | Existing | Space Heating | Natural Gas | Boiler | E7 | Utility - Value of Sales | 0 | 0 | 0 | 0 | 0 | 0 | 0 | 0 | 0 | 0 | 0 | 0 | 0 | 0 | 0 | 0 | 0 | 0 | 0 | 0 | 0 | 0 | 0 | 0 | 0 | 0 | 0 | 0 | 0 | 0 | 0 | 0 | 0 | 0 | 0 | 0 | 0 | 0 | 0 | 0 | 0 | 0
F6_Commercial_Grocery_Existing_Space Heating_Natural Gas_Boiler_E8 | F6 | Commercial | Grocery | Existing | Space Heating | Natural Gas | Boiler | E8 | Utility - Value of Sales | 0 | 0 | 0 | 0 | 0 | 0 | 0 | 0 | 0 | 0 | 0 | 0 | 0 | 0 | 0 | 0 | 0 | 0 | 0 | 0 | 0 | 0 | 0 | 0 | 0 | 0 | 0 | 0 | 0 | 0 | 0 | 0 | 0 | 0 | 0 | 0 | 0 | 0 | 0 | 0 | 0 | 0
F6_Commercial_Grocery_Existing_Space Heating_Natural Gas_Boiler_E9 | F6 | Commercial | Grocery | Existing | Space Heating | Natural Gas | Boiler | E9 | Utility - Value of Sales | 0 | 0 | 0 | 0 | 0 | 0 | 0 | 0 | 0 | 0 | 0 | 0 | 0 | 0 | 0 | 0 | 0 | 0 | 0 | 0 | 0 | 0 | 0 | 0 | 0 | 0 | 0 | 0 | 0 | 0 | 0 | 0 | 0 | 0 | 0 | 0 | 0 | 0 | 0 | 0 | 0 | 0
F6_Commercial_Grocery_Existing_Space Heating_Natural Gas_Boiler_E10 | F6 | Commercial | Grocery | Existing | Space Heating | Natural Gas | Boiler | E10 | Utility - Value of Sales | 0 | 0 | 0 | 0 | 0 | 0 | 0 | 0 | 0 | 0 | 0 | 0 | 0 | 0 | 0 | 0 | 0 | 0 | 0 | 0 | 0 | 0 | 0 | 0 | 0 | 0 | 0 | 0 | 0 | 0 | 0 | 0 | 0 | 0 | 0 | 0 | 0 | 0 | 0 | 0 | 0 | 0
F1_Commercial_Grocery_Existing_Space Heating_Natural Gas_Unit Heater_E1 | F1 | Commercial | Grocery | Existing | Space Heating | Natural Gas | Unit Heater | E1 | RVT - Cost of Equipment | 0.17056 | 0.17076 | 0.17097 | 0.17129 | 0.17174 | 0.17245 | 0.17287 | 0.17312 | 0.17342 | 0.17369 | 0.17385 | 0.17392 | 0.17403 | 0.17416 | 0.17438 | 0.17451 | 0.17469 | 0.175 | 0.17531 | 0.17565 | 0.17604 | 0.17638 | 0.17664 | 0.17684 | 0.17697 | 0.17701 | 0.17694 | 0.17679 | 0.17668 | 0.17662 | 0.17666 | 0.17668 | 0.17668 | 0 | 0 | 0 | 0 | 0 | 0 | 0 | 0 | 0
F1_Commercial_Grocery_Existing_Space Heating_Natural Gas_Unit Heater_E2 | F1 | Commercial | Grocery | Existing | Space Heating | Natural Gas | Unit Heater | E2 | RVT - Cost of Equipment | 0.16245 | 0.16263 | 0.16283 | 0.16313 | 0.16357 | 0.16424 | 0.16464 | 0.16488 | 0.16517 | 0.16543 | 0.16557 | 0.16564 | 0.16574 | 0.16587 | 0.16608 | 0.1662 | 0.16638 | 0.16667 | 0.16696 | 0.16729 | 0.16766 | 0.16798 | 0.16823 | 0.16842 | 0.16855 | 0.16858 | 0.16852 | 0.16838 | 0.16827 | 0.16822 | 0.16826 | 0.16827 | 0.16827 | 0 | 0 | 0 | 0 | 0 | 0 | 0 | 0 | 0
F1_Commercial_Grocery_Existing_Space Heating_Natural Gas_Unit Heater_E3 | F1 | Commercial | Grocery | Existing | Space Heating | Natural Gas | Unit Heater | E3 | RVT - Cost of Equipment | 0.14479 | 0.14491 | 0.14505 | 0.14526 | 0.14557 | 0.14608 | 0.14641 | 0.14665 | 0.14693 | 0.14721 | 0.1474 | 0.14752 | 0.14764 | 0.14776 | 0.14793 | 0.148 | 0.14812 | 0.14832 | 0.14854 | 0.14878 | 0.14907 | 0.14931 | 0.1495 | 0.14965 | 0.14974 | 0.14977 | 0.14972 | 0.14961 | 0.14953 | 0.14949 | 0.14952 | 0.14953 | 0.14953 | 0 | 0 | 0 | 0 | 0 | 0 | 0 | 0 | 0
F1_Commercial_Grocery_Existing_Space Heating_Natural Gas_Unit Heater_E4 | F1 | Commercial | Grocery | Existing | Space Heating | Natural Gas | Unit Heater | E4 | RVT - Cost of Equipment | 0 | 0 | 0 | 0 | 0 | 0 | 0 | 0 | 0 | 0 | 0 | 0 | 0 | 0 | 0 | 0 | 0 | 0 | 0 | 0 | 0 | 0 | 0 | 0 | 0 | 0 | 0 | 0 | 0 | 0 | 0 | 0 | 0 | 0 | 0 | 0 | 0 | 0 | 0 | 0 | 0 | 0
F1_Commercial_Grocery_Existing_Space Heating_Natural Gas_Unit Heater_E5 | F1 | Commercial | Grocery | Existing | Space Heating | Natural Gas | Unit Heater | E5 | RVT - Cost of Equipment | 0 | 0 | 0 | 0 | 0 | 0 | 0 | 0 | 0 | 0 | 0 | 0 | 0 | 0 | 0 | 0 | 0 | 0 | 0 | 0 | 0 | 0 | 0 | 0 | 0 | 0 | 0 | 0 | 0 | 0 | 0 | 0 | 0 | 0 | 0 | 0 | 0 | 0 | 0 | 0 | 0 | 0
F1_Commercial_Grocery_Existing_Space Heating_Natural Gas_Unit Heater_E6 | F1 | Commercial | Grocery | Existing | Space Heating | Natural Gas | Unit Heater | E6 | RVT - Cost of Equipment | 0 | 0 | 0 | 0 | 0 | 0 | 0 | 0 | 0 | 0 | 0 | 0 | 0 | 0 | 0 | 0 | 0 | 0 | 0 | 0 | 0 | 0 | 0 | 0 | 0 | 0 | 0 | 0 | 0 | 0 | 0 | 0 | 0 | 0 | 0 | 0 | 0 | 0 | 0 | 0 | 0 | 0
F1_Commercial_Grocery_Existing_Space Heating_Natural Gas_Unit Heater_E7 | F1 | Commercial | Grocery | Existing | Space Heating | Natural Gas | Unit Heater | E7 | RVT - Cost of Equipment | 0 | 0 | 0 | 0 | 0 | 0 | 0 | 0 | 0 | 0 | 0 | 0 | 0 | 0 | 0 | 0 | 0 | 0 | 0 | 0 | 0 | 0 | 0 | 0 | 0 | 0 | 0 | 0 | 0 | 0 | 0 | 0 | 0 | 0 | 0 | 0 | 0 | 0 | 0 | 0 | 0 | 0
F1_Commercial_Grocery_Existing_Space Heating_Natural Gas_Unit Heater_E8 | F1 | Commercial | Grocery | Existing | Space Heating | Natural Gas | Unit Heater | E8 | RVT - Cost of Equipment | 0 | 0 | 0 | 0 | 0 | 0 | 0 | 0 | 0 | 0 | 0 | 0 | 0 | 0 | 0 | 0 | 0 | 0 | 0 | 0 | 0 | 0 | 0 | 0 | 0 | 0 | 0 | 0 | 0 | 0 | 0 | 0 | 0 | 0 | 0 | 0 | 0 | 0 | 0 | 0 | 0 | 0
F1_Commercial_Grocery_Existing_Space Heating_Natural Gas_Unit Heater_E9 | F1 | Commercial | Grocery | Existing | Space Heating | Natural Gas | Unit Heater | E9 | RVT - Cost of Equipment | 0 | 0 | 0 | 0 | 0 | 0 | 0 | 0 | 0 | 0 | 0 | 0 | 0 | 0 | 0 | 0 | 0 | 0 | 0 | 0 | 0 | 0 | 0 | 0 | 0 | 0 | 0 | 0 | 0 | 0 | 0 | 0 | 0 | 0 | 0 | 0 | 0 | 0 | 0 | 0 | 0 | 0
F1_Commercial_Grocery_Existing_Space Heating_Natural Gas_Unit Heater_E10 | F1 | Commercial | Grocery | Existing | Space Heating | Natural Gas | Unit Heater | E10 | RVT - Cost of Equipment | 0 | 0 | 0 | 0 | 0 | 0 | 0 | 0 | 0 | 0 | 0 | 0 | 0 | 0 | 0 | 0 | 0 | 0 | 0 | 0 | 0 | 0 | 0 | 0 | 0 | 0 | 0 | 0 | 0 | 0 | 0 | 0 | 0 | 0 | 0 | 0 | 0 | 0 | 0 | 0 | 0 | 0
F2_Commercial_Grocery_Existing_Space Heating_Natural Gas_Unit Heater_E1 | F2 | Commercial | Grocery | Existing | Space Heating | Natural Gas | Unit Heater | E1 | RVT - Cost of Operation | 0.20435 | 0.20458 | 0.20483 | 0.20521 | 0.20576 | 0.20661 | 0.20711 | 0.20741 | 0.20777 | 0.2081 | 0.20828 | 0.20837 | 0.2085 | 0.20866 | 0.20892 | 0.20907 | 0.20929 | 0.20966 | 0.21003 | 0.21044 | 0.21091 | 0.21131 | 0.21163 | 0.21186 | 0.21202 | 0.21207 | 0.21198 | 0.21181 | 0.21167 | 0.21161 | 0.21166 | 0.21167 | 0.21167 | 0 | 0 | 0 | 0 | 0 | 0 | 0 | 0 | 0
F2_Commercial_Grocery_Existing_Space Heating_Natural Gas_Unit Heater_E2 | F2 | Commercial | Grocery | Existing | Space Heating | Natural Gas | Unit Heater | E2 | RVT - Cost of Operation | 0.19462 | 0.19484 | 0.19508 | 0.19545 | 0.19596 | 0.19677 | 0.19725 | 0.19754 | 0.19788 | 0.19819 | 0.19837 | 0.19845 | 0.19857 | 0.19873 | 0.19898 | 0.19912 | 0.19933 | 0.19968 | 0.20003 | 0.20042 | 0.20087 | 0.20125 | 0.20155 | 0.20178 | 0.20193 | 0.20197 | 0.20189 | 0.20173 | 0.2016 | 0.20153 | 0.20158 | 0.2016 | 0.2016 | 0 | 0 | 0 | 0 | 0 | 0 | 0 | 0 | 0
F2_Commercial_Grocery_Existing_Space Heating_Natural Gas_Unit Heater_E3 | F2 | Commercial | Grocery | Existing | Space Heating | Natural Gas | Unit Heater | E3 | RVT - Cost of Operation | 0.17346 | 0.17362 | 0.17377 | 0.17403 | 0.17441 | 0.17502 | 0.17541 | 0.17569 | 0.17603 | 0.17636 | 0.17659 | 0.17674 | 0.17689 | 0.17703 | 0.17722 | 0.17732 | 0.17746 | 0.1777 | 0.17796 | 0.17825 | 0.17859 | 0.17889 | 0.17911 | 0.17929 | 0.1794 | 0.17943 | 0.17937 | 0.17925 | 0.17915 | 0.1791 | 0.17914 | 0.17915 | 0.17915 | 0 | 0 | 0 | 0 | 0 | 0 | 0 | 0 | 0
F2_Commercial_Grocery_Existing_Space Heating_Natural Gas_Unit Heater_E4 | F2 | Commercial | Grocery | Existing | Space Heating | Natural Gas | Unit Heater | E4 | RVT - Cost of Operation | 0 | 0 | 0 | 0 | 0 | 0 | 0 | 0 | 0 | 0 | 0 | 0 | 0 | 0 | 0 | 0 | 0 | 0 | 0 | 0 | 0 | 0 | 0 | 0 | 0 | 0 | 0 | 0 | 0 | 0 | 0 | 0 | 0 | 0 | 0 | 0 | 0 | 0 | 0 | 0 | 0 | 0
F2_Commercial_Grocery_Existing_Space Heating_Natural Gas_Unit Heater_E5 | F2 | Commercial | Grocery | Existing | Space Heating | Natural Gas | Unit Heater | E5 | RVT - Cost of Operation | 0 | 0 | 0 | 0 | 0 | 0 | 0 | 0 | 0 | 0 | 0 | 0 | 0 | 0 | 0 | 0 | 0 | 0 | 0 | 0 | 0 | 0 | 0 | 0 | 0 | 0 | 0 | 0 | 0 | 0 | 0 | 0 | 0 | 0 | 0 | 0 | 0 | 0 | 0 | 0 | 0 | 0
F2_Commercial_Grocery_Existing_Space Heating_Natural Gas_Unit Heater_E6 | F2 | Commercial | Grocery | Existing | Space Heating | Natural Gas | Unit Heater | E6 | RVT - Cost of Operation | 0 | 0 | 0 | 0 | 0 | 0 | 0 | 0 | 0 | 0 | 0 | 0 | 0 | 0 | 0 | 0 | 0 | 0 | 0 | 0 | 0 | 0 | 0 | 0 | 0 | 0 | 0 | 0 | 0 | 0 | 0 | 0 | 0 | 0 | 0 | 0 | 0 | 0 | 0 | 0 | 0 | 0
F2_Commercial_Grocery_Existing_Space Heating_Natural Gas_Unit Heater_E7 | F2 | Commercial | Grocery | Existing | Space Heating | Natural Gas | Unit Heater | E7 | RVT - Cost of Operation | 0 | 0 | 0 | 0 | 0 | 0 | 0 | 0 | 0 | 0 | 0 | 0 | 0 | 0 | 0 | 0 | 0 | 0 | 0 | 0 | 0 | 0 | 0 | 0 | 0 | 0 | 0 | 0 | 0 | 0 | 0 | 0 | 0 | 0 | 0 | 0 | 0 | 0 | 0 | 0 | 0 | 0
F2_Commercial_Grocery_Existing_Space Heating_Natural Gas_Unit Heater_E8 | F2 | Commercial | Grocery | Existing | Space Heating | Natural Gas | Unit Heater | E8 | RVT - Cost of Operation | 0 | 0 | 0 | 0 | 0 | 0 | 0 | 0 | 0 | 0 | 0 | 0 | 0 | 0 | 0 | 0 | 0 | 0 | 0 | 0 | 0 | 0 | 0 | 0 | 0 | 0 | 0 | 0 | 0 | 0 | 0 | 0 | 0 | 0 | 0 | 0 | 0 | 0 | 0 | 0 | 0 | 0
F2_Commercial_Grocery_Existing_Space Heating_Natural Gas_Unit Heater_E9 | F2 | Commercial | Grocery | Existing | Space Heating | Natural Gas | Unit Heater | E9 | RVT - Cost of Operation | 0 | 0 | 0 | 0 | 0 | 0 | 0 | 0 | 0 | 0 | 0 | 0 | 0 | 0 | 0 | 0 | 0 | 0 | 0 | 0 | 0 | 0 | 0 | 0 | 0 | 0 | 0 | 0 | 0 | 0 | 0 | 0 | 0 | 0 | 0 | 0 | 0 | 0 | 0 | 0 | 0 | 0
F2_Commercial_Grocery_Existing_Space Heating_Natural Gas_Unit Heater_E10 | F2 | Commercial | Grocery | Existing | Space Heating | Natural Gas | Unit Heater | E10 | RVT - Cost of Operation | 0 | 0 | 0 | 0 | 0 | 0 | 0 | 0 | 0 | 0 | 0 | 0 | 0 | 0 | 0 | 0 | 0 | 0 | 0 | 0 | 0 | 0 | 0 | 0 | 0 | 0 | 0 | 0 | 0 | 0 | 0 | 0 | 0 | 0 | 0 | 0 | 0 | 0 | 0 | 0 | 0 | 0
F3_Commercial_Grocery_Existing_Space Heating_Natural Gas_Unit Heater_E1 | F3 | Commercial | Grocery | Existing | Space Heating | Natural Gas | Unit Heater | E1 | System - kBTUs of Consumption | 0.0078624 | 0.0078624 | 0.0078624 | 0.0078624 | 0.0078624 | 0.0078624 | 0.0078624 | 0.0078624 | 0.0078624 | 0.0078624 | 0.0078624 | 0.0078624 | 0.0078624 | 0.0078624 | 0.0078624 | 0.0078624 | 0.0078624 | 0.0078624 | 0.0078624 | 0.0078624 | 0.0078624 | 0.0078624 | 0.0078624 | 0.0078624 | 0.0078624 | 0.0078624 | 0.0078624 | 0.0078624 | 0.0078624 | 0.0078624 | 0.0078624 | 0.0078624 | 0.0078624 | 0 | 0 | 0 | 0 | 0 | 0 | 0 | 0 | 0
F3_Commercial_Grocery_Existing_Space Heating_Natural Gas_Unit Heater_E2 | F3 | Commercial | Grocery | Existing | Space Heating | Natural Gas | Unit Heater | E2 | System - kBTUs of Consumption | 0.012588 | 0.012588 | 0.012588 | 0.012588 | 0.012588 | 0.012588 | 0.012588 | 0.012588 | 0.012588 | 0.012588 | 0.012588 | 0.012588 | 0.012588 | 0.012588 | 0.012588 | 0.012588 | 0.012588 | 0.012588 | 0.012588 | 0.012588 | 0.012588 | 0.012588 | 0.012588 | 0.012588 | 0.012588 | 0.012588 | 0.012588 | 0.012588 | 0.012588 | 0.012588 | 0.012588 | 0.012588 | 0.012588 | 0 | 0 | 0 | 0 | 0 | 0 | 0 | 0 | 0
F3_Commercial_Grocery_Existing_Space Heating_Natural Gas_Unit Heater_E3 | F3 | Commercial | Grocery | Existing | Space Heating | Natural Gas | Unit Heater | E3 | System - kBTUs of Consumption | 0.009346 | 0.009346 | 0.009346 | 0.009346 | 0.009346 | 0.009346 | 0.009346 | 0.009346 | 0.009346 | 0.009346 | 0.009346 | 0.009346 | 0.009346 | 0.009346 | 0.009346 | 0.009346 | 0.009346 | 0.009346 | 0.009346 | 0.009346 | 0.009346 | 0.009346 | 0.009346 | 0.009346 | 0.009346 | 0.009346 | 0.009346 | 0.009346 | 0.009346 | 0.009346 | 0.009346 | 0.009346 | 0.009346 | 0 | 0 | 0 | 0 | 0 | 0 | 0 | 0 | 0
F3_Commercial_Grocery_Existing_Space Heating_Natural Gas_Unit Heater_E4 | F3 | Commercial | Grocery | Existing | Space Heating | Natural Gas | Unit Heater | E4 | System - kBTUs of Consumption | 0 | 0 | 0 | 0 | 0 | 0 | 0 | 0 | 0 | 0 | 0 | 0 | 0 | 0 | 0 | 0 | 0 | 0 | 0 | 0 | 0 | 0 | 0 | 0 | 0 | 0 | 0 | 0 | 0 | 0 | 0 | 0 | 0 | 0 | 0 | 0 | 0 | 0 | 0 | 0 | 0 | 0
F3_Commercial_Grocery_Existing_Space Heating_Natural Gas_Unit Heater_E5 | F3 | Commercial | Grocery | Existing | Space Heating | Natural Gas | Unit Heater | E5 | System - kBTUs of Consumption | 0 | 0 | 0 | 0 | 0 | 0 | 0 | 0 | 0 | 0 | 0 | 0 | 0 | 0 | 0 | 0 | 0 | 0 | 0 | 0 | 0 | 0 | 0 | 0 | 0 | 0 | 0 | 0 | 0 | 0 | 0 | 0 | 0 | 0 | 0 | 0 | 0 | 0 | 0 | 0 | 0 | 0
F3_Commercial_Grocery_Existing_Space Heating_Natural Gas_Unit Heater_E6 | F3 | Commercial | Grocery | Existing | Space Heating | Natural Gas | Unit Heater | E6 | System - kBTUs of Consumption | 0 | 0 | 0 | 0 | 0 | 0 | 0 | 0 | 0 | 0 | 0 | 0 | 0 | 0 | 0 | 0 | 0 | 0 | 0 | 0 | 0 | 0 | 0 | 0 | 0 | 0 | 0 | 0 | 0 | 0 | 0 | 0 | 0 | 0 | 0 | 0 | 0 | 0 | 0 | 0 | 0 | 0
F3_Commercial_Grocery_Existing_Space Heating_Natural Gas_Unit Heater_E7 | F3 | Commercial | Grocery | Existing | Space Heating | Natural Gas | Unit Heater | E7 | System - kBTUs of Consumption | 0 | 0 | 0 | 0 | 0 | 0 | 0 | 0 | 0 | 0 | 0 | 0 | 0 | 0 | 0 | 0 | 0 | 0 | 0 | 0 | 0 | 0 | 0 | 0 | 0 | 0 | 0 | 0 | 0 | 0 | 0 | 0 | 0 | 0 | 0 | 0 | 0 | 0 | 0 | 0 | 0 | 0
F3_Commercial_Grocery_Existing_Space Heating_Natural Gas_Unit Heater_E8 | F3 | Commercial | Grocery | Existing | Space Heating | Natural Gas | Unit Heater | E8 | System - kBTUs of Consumption | 0 | 0 | 0 | 0 | 0 | 0 | 0 | 0 | 0 | 0 | 0 | 0 | 0 | 0 | 0 | 0 | 0 | 0 | 0 | 0 | 0 | 0 | 0 | 0 | 0 | 0 | 0 | 0 | 0 | 0 | 0 | 0 | 0 | 0 | 0 | 0 | 0 | 0 | 0 | 0 | 0 | 0
F3_Commercial_Grocery_Existing_Space Heating_Natural Gas_Unit Heater_E9 | F3 | Commercial | Grocery | Existing | Space Heating | Natural Gas | Unit Heater | E9 | System - kBTUs of Consumption | 0 | 0 | 0 | 0 | 0 | 0 | 0 | 0 | 0 | 0 | 0 | 0 | 0 | 0 | 0 | 0 | 0 | 0 | 0 | 0 | 0 | 0 | 0 | 0 | 0 | 0 | 0 | 0 | 0 | 0 | 0 | 0 | 0 | 0 | 0 | 0 | 0 | 0 | 0 | 0 | 0 | 0
F3_Commercial_Grocery_Existing_Space Heating_Natural Gas_Unit Heater_E10 | F3 | Commercial | Grocery | Existing | Space Heating | Natural Gas | Unit Heater | E10 | System - kBTUs of Consumption | 0 | 0 | 0 | 0 | 0 | 0 | 0 | 0 | 0 | 0 | 0 | 0 | 0 | 0 | 0 | 0 | 0 | 0 | 0 | 0 | 0 | 0 | 0 | 0 | 0 | 0 | 0 | 0 | 0 | 0 | 0 | 0 | 0 | 0 | 0 | 0 | 0 | 0 | 0 | 0 | 0 | 0
F4_Commercial_Grocery_Existing_Space Heating_Natural Gas_Unit Heater_E1 | F4 | Commercial | Grocery | Existing | Space Heating | Natural Gas | Unit Heater | E1 | Utility - Cost of Equipment | 0.20435 | 0.20458 | 0.20483 | 0.20521 | 0.20576 | 0.20661 | 0.20711 | 0.20741 | 0.20777 | 0.2081 | 0.20828 | 0.20837 | 0.2085 | 0.20866 | 0.20892 | 0.20907 | 0.20929 | 0.20966 | 0.21003 | 0.21044 | 0.21091 | 0.21131 | 0.21163 | 0.21186 | 0.21202 | 0.21207 | 0.21198 | 0.21181 | 0.21167 | 0.21161 | 0.21166 | 0.21167 | 0.21167 | 0 | 0 | 0 | 0 | 0 | 0 | 0 | 0 | 0
F4_Commercial_Grocery_Existing_Space Heating_Natural Gas_Unit Heater_E2 | F4 | Commercial | Grocery | Existing | Space Heating | Natural Gas | Unit Heater | E2 | Utility - Cost of Equipment | 0.19462 | 0.19484 | 0.19508 | 0.19545 | 0.19596 | 0.19677 | 0.19725 | 0.19754 | 0.19788 | 0.19819 | 0.19837 | 0.19845 | 0.19857 | 0.19873 | 0.19898 | 0.19912 | 0.19933 | 0.19968 | 0.20003 | 0.20042 | 0.20087 | 0.20125 | 0.20155 | 0.20178 | 0.20193 | 0.20197 | 0.20189 | 0.20173 | 0.2016 | 0.20153 | 0.20158 | 0.2016 | 0.2016 | 0 | 0 | 0 | 0 | 0 | 0 | 0 | 0 | 0
F4_Commercial_Grocery_Existing_Space Heating_Natural Gas_Unit Heater_E3 | F4 | Commercial | Grocery | Existing | Space Heating | Natural Gas | Unit Heater | E3 | Utility - Cost of Equipment | 0.17346 | 0.17362 | 0.17377 | 0.17403 | 0.17441 | 0.17502 | 0.17541 | 0.17569 | 0.17603 | 0.17636 | 0.17659 | 0.17674 | 0.17689 | 0.17703 | 0.17722 | 0.17732 | 0.17746 | 0.1777 | 0.17796 | 0.17825 | 0.17859 | 0.17889 | 0.17911 | 0.17929 | 0.1794 | 0.17943 | 0.17937 | 0.17925 | 0.17915 | 0.1791 | 0.17914 | 0.17915 | 0.17915 | 0 | 0 | 0 | 0 | 0 | 0 | 0 | 0 | 0
F4_Commercial_Grocery_Existing_Space Heating_Natural Gas_Unit Heater_E4 | F4 | Commercial | Grocery | Existing | Space Heating | Natural Gas | Unit Heater | E4 | Utility - Cost of Equipment | 0 | 0 | 0 | 0 | 0 | 0 | 0 | 0 | 0 | 0 | 0 | 0 | 0 | 0 | 0 | 0 | 0 | 0 | 0 | 0 | 0 | 0 | 0 | 0 | 0 | 0 | 0 | 0 | 0 | 0 | 0 | 0 | 0 | 0 | 0 | 0 | 0 | 0 | 0 | 0 | 0 | 0
F4_Commercial_Grocery_Existing_Space Heating_Natural Gas_Unit Heater_E5 | F4 | Commercial | Grocery | Existing | Space Heating | Natural Gas | Unit Heater | E5 | Utility - Cost of Equipment | 0 | 0 | 0 | 0 | 0 | 0 | 0 | 0 | 0 | 0 | 0 | 0 | 0 | 0 | 0 | 0 | 0 | 0 | 0 | 0 | 0 | 0 | 0 | 0 | 0 | 0 | 0 | 0 | 0 | 0 | 0 | 0 | 0 | 0 | 0 | 0 | 0 | 0 | 0 | 0 | 0 | 0
F4_Commercial_Grocery_Existing_Space Heating_Natural Gas_Unit Heater_E6 | F4 | Commercial | Grocery | Existing | Space Heating | Natural Gas | Unit Heater | E6 | Utility - Cost of Equipment | 0 | 0 | 0 | 0 | 0 | 0 | 0 | 0 | 0 | 0 | 0 | 0 | 0 | 0 | 0 | 0 | 0 | 0 | 0 | 0 | 0 | 0 | 0 | 0 | 0 | 0 | 0 | 0 | 0 | 0 | 0 | 0 | 0 | 0 | 0 | 0 | 0 | 0 | 0 | 0 | 0 | 0
F4_Commercial_Grocery_Existing_Space Heating_Natural Gas_Unit Heater_E7 | F4 | Commercial | Grocery | Existing | Space Heating | Natural Gas | Unit Heater | E7 | Utility - Cost of Equipment | 0 | 0 | 0 | 0 | 0 | 0 | 0 | 0 | 0 | 0 | 0 | 0 | 0 | 0 | 0 | 0 | 0 | 0 | 0 | 0 | 0 | 0 | 0 | 0 | 0 | 0 | 0 | 0 | 0 | 0 | 0 | 0 | 0 | 0 | 0 | 0 | 0 | 0 | 0 | 0 | 0 | 0
F4_Commercial_Grocery_Existing_Space Heating_Natural Gas_Unit Heater_E8 | F4 | Commercial | Grocery | Existing | Space Heating | Natural Gas | Unit Heater | E8 | Utility - Cost of Equipment | 0 | 0 | 0 | 0 | 0 | 0 | 0 | 0 | 0 | 0 | 0 | 0 | 0 | 0 | 0 | 0 | 0 | 0 | 0 | 0 | 0 | 0 | 0 | 0 | 0 | 0 | 0 | 0 | 0 | 0 | 0 | 0 | 0 | 0 | 0 | 0 | 0 | 0 | 0 | 0 | 0 | 0
F4_Commercial_Grocery_Existing_Space Heating_Natural Gas_Unit Heater_E9 | F4 | Commercial | Grocery | Existing | Space Heating | Natural Gas | Unit Heater | E9 | Utility - Cost of Equipment | 0 | 0 | 0 | 0 | 0 | 0 | 0 | 0 | 0 | 0 | 0 | 0 | 0 | 0 | 0 | 0 | 0 | 0 | 0 | 0 | 0 | 0 | 0 | 0 | 0 | 0 | 0 | 0 | 0 | 0 | 0 | 0 | 0 | 0 | 0 | 0 | 0 | 0 | 0 | 0 | 0 | 0
F4_Commercial_Grocery_Existing_Space Heating_Natural Gas_Unit Heater_E10 | F4 | Commercial | Grocery | Existing | Space Heating | Natural Gas | Unit Heater | E10 | Utility - Cost of Equipment | 0 | 0 | 0 | 0 | 0 | 0 | 0 | 0 | 0 | 0 | 0 | 0 | 0 | 0 | 0 | 0 | 0 | 0 | 0 | 0 | 0 | 0 | 0 | 0 | 0 | 0 | 0 | 0 | 0 | 0 | 0 | 0 | 0 | 0 | 0 | 0 | 0 | 0 | 0 | 0 | 0 | 0
F5_Commercial_Grocery_Existing_Space Heating_Natural Gas_Unit Heater_E1 | F5 | Commercial | Grocery | Existing | Space Heating | Natural Gas | Unit Heater | E1 | Utility - Cost of Operation | 0.0078624 | 0.0078624 | 0.0078624 | 0.0078624 | 0.0078624 | 0.0078624 | 0.0078624 | 0.0078624 | 0.0078624 | 0.0078624 | 0.0078624 | 0.0078624 | 0.0078624 | 0.0078624 | 0.0078624 | 0.0078624 | 0.0078624 | 0.0078624 | 0.0078624 | 0.0078624 | 0.0078624 | 0.0078624 | 0.0078624 | 0.0078624 | 0.0078624 | 0.0078624 | 0.0078624 | 0.0078624 | 0.0078624 | 0.0078624 | 0.0078624 | 0.0078624 | 0.0078624 | 0 | 0 | 0 | 0 | 0 | 0 | 0 | 0 | 0
F5_Commercial_Grocery_Existing_Space Heating_Natural Gas_Unit Heater_E2 | F5 | Commercial | Grocery | Existing | Space Heating | Natural Gas | Unit Heater | E2 | Utility - Cost of Operation | 0.012588 | 0.012588 | 0.012588 | 0.012588 | 0.012588 | 0.012588 | 0.012588 | 0.012588 | 0.012588 | 0.012588 | 0.012588 | 0.012588 | 0.012588 | 0.012588 | 0.012588 | 0.012588 | 0.012588 | 0.012588 | 0.012588 | 0.012588 | 0.012588 | 0.012588 | 0.012588 | 0.012588 | 0.012588 | 0.012588 | 0.012588 | 0.012588 | 0.012588 | 0.012588 | 0.012588 | 0.012588 | 0.012588 | 0 | 0 | 0 | 0 | 0 | 0 | 0 | 0 | 0
F5_Commercial_Grocery_Existing_Space Heating_Natural Gas_Unit Heater_E3 | F5 | Commercial | Grocery | Existing | Space Heating | Natural Gas | Unit Heater | E3 | Utility - Cost of Operation | 0.009346 | 0.009346 | 0.009346 | 0.009346 | 0.009346 | 0.009346 | 0.009346 | 0.009346 | 0.009346 | 0.009346 | 0.009346 | 0.009346 | 0.009346 | 0.009346 | 0.009346 | 0.009346 | 0.009346 | 0.009346 | 0.009346 | 0.009346 | 0.009346 | 0.009346 | 0.009346 | 0.009346 | 0.009346 | 0.009346 | 0.009346 | 0.009346 | 0.009346 | 0.009346 | 0.009346 | 0.009346 | 0.009346 | 0 | 0 | 0 | 0 | 0 | 0 | 0 | 0 | 0
F5_Commercial_Grocery_Existing_Space Heating_Natural Gas_Unit Heater_E4 | F5 | Commercial | Grocery | Existing | Space Heating | Natural Gas | Unit Heater | E4 | Utility - Cost of Operation | 0 | 0 | 0 | 0 | 0 | 0 | 0 | 0 | 0 | 0 | 0 | 0 | 0 | 0 | 0 | 0 | 0 | 0 | 0 | 0 | 0 | 0 | 0 | 0 | 0 | 0 | 0 | 0 | 0 | 0 | 0 | 0 | 0 | 0 | 0 | 0 | 0 | 0 | 0 | 0 | 0 | 0
F5_Commercial_Grocery_Existing_Space Heating_Natural Gas_Unit Heater_E5 | F5 | Commercial | Grocery | Existing | Space Heating | Natural Gas | Unit Heater | E5 | Utility - Cost of Operation | 0 | 0 | 0 | 0 | 0 | 0 | 0 | 0 | 0 | 0 | 0 | 0 | 0 | 0 | 0 | 0 | 0 | 0 | 0 | 0 | 0 | 0 | 0 | 0 | 0 | 0 | 0 | 0 | 0 | 0 | 0 | 0 | 0 | 0 | 0 | 0 | 0 | 0 | 0 | 0 | 0 | 0
F5_Commercial_Grocery_Existing_Space Heating_Natural Gas_Unit Heater_E6 | F5 | Commercial | Grocery | Existing | Space Heating | Natural Gas | Unit Heater | E6 | Utility - Cost of Operation | 0 | 0 | 0 | 0 | 0 | 0 | 0 | 0 | 0 | 0 | 0 | 0 | 0 | 0 | 0 | 0 | 0 | 0 | 0 | 0 | 0 | 0 | 0 | 0 | 0 | 0 | 0 | 0 | 0 | 0 | 0 | 0 | 0 | 0 | 0 | 0 | 0 | 0 | 0 | 0 | 0 | 0
F5_Commercial_Grocery_Existing_Space Heating_Natural Gas_Unit Heater_E7 | F5 | Commercial | Grocery | Existing | Space Heating | Natural Gas | Unit Heater | E7 | Utility - Cost of Operation | 0 | 0 | 0 | 0 | 0 | 0 | 0 | 0 | 0 | 0 | 0 | 0 | 0 | 0 | 0 | 0 | 0 | 0 | 0 | 0 | 0 | 0 | 0 | 0 | 0 | 0 | 0 | 0 | 0 | 0 | 0 | 0 | 0 | 0 | 0 | 0 | 0 | 0 | 0 | 0 | 0 | 0
F5_Commercial_Grocery_Existing_Space Heating_Natural Gas_Unit Heater_E8 | F5 | Commercial | Grocery | Existing | Space Heating | Natural Gas | Unit Heater | E8 | Utility - Cost of Operation | 0 | 0 | 0 | 0 | 0 | 0 | 0 | 0 | 0 | 0 | 0 | 0 | 0 | 0 | 0 | 0 | 0 | 0 | 0 | 0 | 0 | 0 | 0 | 0 | 0 | 0 | 0 | 0 | 0 | 0 | 0 | 0 | 0 | 0 | 0 | 0 | 0 | 0 | 0 | 0 | 0 | 0
F5_Commercial_Grocery_Existing_Space Heating_Natural Gas_Unit Heater_E9 | F5 | Commercial | Grocery | Existing | Space Heating | Natural Gas | Unit Heater | E9 | Utility - Cost of Operation | 0 | 0 | 0 | 0 | 0 | 0 | 0 | 0 | 0 | 0 | 0 | 0 | 0 | 0 | 0 | 0 | 0 | 0 | 0 | 0 | 0 | 0 | 0 | 0 | 0 | 0 | 0 | 0 | 0 | 0 | 0 | 0 | 0 | 0 | 0 | 0 | 0 | 0 | 0 | 0 | 0 | 0
F5_Commercial_Grocery_Existing_Space Heating_Natural Gas_Unit Heater_E10 | F5 | Commercial | Grocery | Existing | Space Heating | Natural Gas | Unit Heater | E10 | Utility - Cost of Operation | 0 | 0 | 0 | 0 | 0 | 0 | 0 | 0 | 0 | 0 | 0 | 0 | 0 | 0 | 0 | 0 | 0 | 0 | 0 | 0 | 0 | 0 | 0 | 0 | 0 | 0 | 0 | 0 | 0 | 0 | 0 | 0 | 0 | 0 | 0 | 0 | 0 | 0 | 0 | 0 | 0 | 0
F6_Commercial_Grocery_Existing_Space Heating_Natural Gas_Unit Heater_E1 | F6 | Commercial | Grocery | Existing | Space Heating | Natural Gas | Unit Heater | E1 | Utility - Value of Sales | 0.092927 | 0.092465 | 0.091961 | 0.091457 | 0.090952 | 0.090448 | 0.089944 | 0.08944 | 0.088935 | 0.088431 | 0.087927 | 0.087423 | 0.086919 | 0.086415 | 0.085911 | 0.085407 | 0.084903 | 0.084399 | 0.083895 | 0.083399 | 0.082921 | 0.082467 | 0.082047 | 0.081669 | 0.081333 | 0.081039 | 0.080787 | 0.080577 | 0.080409 | 0.080283 | 0.080199 | 0.080157 | 0.080157 | 0 | 0 | 0 | 0 | 0 | 0 | 0 | 0 | 0
F6_Commercial_Grocery_Existing_Space Heating_Natural Gas_Unit Heater_E2 | F6 | Commercial | Grocery | Existing | Space Heating | Natural Gas | Unit Heater | E2 | Utility - Value of Sales | 0.088504 | 0.088064 | 0.087584 | 0.087103 | 0.086623 | 0.086143 | 0.085663 | 0.085182 | 0.084702 | 0.084222 | 0.083742 | 0.083262 | 0.082782 | 0.082302 | 0.081822 | 0.081342 | 0.080862 | 0.080382 | 0.079902 | 0.07943 | 0.078974 | 0.078542 | 0.078142 | 0.077782 | 0.077462 | 0.077182 | 0.076942 | 0.076742 | 0.076582 | 0.076462 | 0.076382 | 0.076342 | 0.076342 | 0 | 0 | 0 | 0 | 0 | 0 | 0 | 0 | 0
F6_Commercial_Grocery_Existing_Space Heating_Natural Gas_Unit Heater_E3 | F6 | Commercial | Grocery | Existing | Space Heating | Natural Gas | Unit Heater | E3 | Utility - Value of Sales | 0.078293 | 0.077893 | 0.077464 | 0.077036 | 0.076607 | 0.076178 | 0.07575 | 0.075321 | 0.074893 | 0.074464 | 0.074036 | 0.073607 | 0.073179 | 0.07275 | 0.072325 | 0.071906 | 0.071497 | 0.0711 | 0.07072 | 0.070358 | 0.070018 | 0.069704 | 0.069419 | 0.069162 | 0.068933 | 0.068733 | 0.068562 | 0.068419 | 0.068305 | 0.068219 | 0.068162 | 0.068134 | 0.068134 | 0 | 0 | 0 | 0 | 0 | 0 | 0 | 0 | 0
F6_Commercial_Grocery_Existing_Space Heating_Natural Gas_Unit Heater_E4 | F6 | Commercial | Grocery | Existing | Space Heating | Natural Gas | Unit Heater | E4 | Utility - Value of Sales | 0 | 0 | 0 | 0 | 0 | 0 | 0 | 0 | 0 | 0 | 0 | 0 | 0 | 0 | 0 | 0 | 0 | 0 | 0 | 0 | 0 | 0 | 0 | 0 | 0 | 0 | 0 | 0 | 0 | 0 | 0 | 0 | 0 | 0 | 0 | 0 | 0 | 0 | 0 | 0 | 0 | 0
F6_Commercial_Grocery_Existing_Space Heating_Natural Gas_Unit Heater_E5 | F6 | Commercial | Grocery | Existing | Space Heating | Natural Gas | Unit Heater | E5 | Utility - Value of Sales | 0 | 0 | 0 | 0 | 0 | 0 | 0 | 0 | 0 | 0 | 0 | 0 | 0 | 0 | 0 | 0 | 0 | 0 | 0 | 0 | 0 | 0 | 0 | 0 | 0 | 0 | 0 | 0 | 0 | 0 | 0 | 0 | 0 | 0 | 0 | 0 | 0 | 0 | 0 | 0 | 0 | 0
F6_Commercial_Grocery_Existing_Space Heating_Natural Gas_Unit Heater_E6 | F6 | Commercial | Grocery | Existing | Space Heating | Natural Gas | Unit Heater | E6 | Utility - Value of Sales | 0 | 0 | 0 | 0 | 0 | 0 | 0 | 0 | 0 | 0 | 0 | 0 | 0 | 0 | 0 | 0 | 0 | 0 | 0 | 0 | 0 | 0 | 0 | 0 | 0 | 0 | 0 | 0 | 0 | 0 | 0 | 0 | 0 | 0 | 0 | 0 | 0 | 0 | 0 | 0 | 0 | 0
F6_Commercial_Grocery_Existing_Space Heating_Natural Gas_Unit Heater_E7 | F6 | Commercial | Grocery | Existing | Space Heating | Natural Gas | Unit Heater | E7 | Utility - Value of Sales | 0 | 0 | 0 | 0 | 0 | 0 | 0 | 0 | 0 | 0 | 0 | 0 | 0 | 0 | 0 | 0 | 0 | 0 | 0 | 0 | 0 | 0 | 0 | 0 | 0 | 0 | 0 | 0 | 0 | 0 | 0 | 0 | 0 | 0 | 0 | 0 | 0 | 0 | 0 | 0 | 0 | 0
F6_Commercial_Grocery_Existing_Space Heating_Natural Gas_Unit Heater_E8 | F6 | Commercial | Grocery | Existing | Space Heating | Natural Gas | Unit Heater | E8 | Utility - Value of Sales | 0 | 0 | 0 | 0 | 0 | 0 | 0 | 0 | 0 | 0 | 0 | 0 | 0 | 0 | 0 | 0 | 0 | 0 | 0 | 0 | 0 | 0 | 0 | 0 | 0 | 0 | 0 | 0 | 0 | 0 | 0 | 0 | 0 | 0 | 0 | 0 | 0 | 0 | 0 | 0 | 0 | 0
F6_Commercial_Grocery_Existing_Space Heating_Natural Gas_Unit Heater_E9 | F6 | Commercial | Grocery | Existing | Space Heating | Natural Gas | Unit Heater | E9 | Utility - Value of Sales | 0 | 0 | 0 | 0 | 0 | 0 | 0 | 0 | 0 | 0 | 0 | 0 | 0 | 0 | 0 | 0 | 0 | 0 | 0 | 0 | 0 | 0 | 0 | 0 | 0 | 0 | 0 | 0 | 0 | 0 | 0 | 0 | 0 | 0 | 0 | 0 | 0 | 0 | 0 | 0 | 0 | 0
F6_Commercial_Grocery_Existing_Space Heating_Natural Gas_Unit Heater_E10 | F6 | Commercial | Grocery | Existing | Space Heating | Natural Gas | Unit Heater | E10 | Utility - Value of Sales | 0 | 0 | 0 | 0 | 0 | 0 | 0 | 0 | 0 | 0 | 0 | 0 | 0 | 0 | 0 | 0 | 0 | 0 | 0 | 0 | 0 | 0 | 0 | 0 | 0 | 0 | 0 | 0 | 0 | 0 | 0 | 0 | 0 | 0 | 0 | 0 | 0 | 0 | 0 | 0 | 0 | 0
F1_Commercial_Grocery_Existing_Water Heating_Natural Gas_Water Heater_E1 | F1 | Commercial | Grocery | Existing | Water Heating | Natural Gas | Water Heater | E1 | RVT - Cost of Equipment | 0.32704 | 0.33003 | 0.33359 | 0.33771 | 0.34253 | 0.34823 | 0.35283 | 0.35717 | 0.36145 | 0.36576 | 0.36969 | 0.37314 | 0.37661 | 0.38027 | 0.3845 | 0.3887 | 0.39333 | 0.39843 | 0.40384 | 0.40941 | 0.41512 | 0.42046 | 0.42537 | 0.42984 | 0.43378 | 0.43714 | 0.4395 | 0.44124 | 0.44274 | 0.44401 | 0.44528 | 0.44585 | 0.44585 | 0 | 0 | 0 | 0 | 0 | 0 | 0 | 0 | 0
F1_Commercial_Grocery_Existing_Water Heating_Natural Gas_Water Heater_E2 | F1 | Commercial | Grocery | Existing | Water Heating | Natural Gas | Water Heater | E2 | RVT - Cost of Equipment | 0.323 | 0.32596 | 0.32947 | 0.33354 | 0.3383 | 0.34393 | 0.34848 | 0.35276 | 0.35699 | 0.36124 | 0.36512 | 0.36853 | 0.37196 | 0.37558 | 0.37975 | 0.3839 | 0.38847 | 0.39351 | 0.39885 | 0.40436 | 0.40999 | 0.41527 | 0.42012 | 0.42453 | 0.42843 | 0.43174 | 0.43408 | 0.43579 | 0.43727 | 0.43853 | 0.43978 | 0.44034 | 0.44034 | 0 | 0 | 0 | 0 | 0 | 0 | 0 | 0 | 0
F1_Commercial_Grocery_Existing_Water Heating_Natural Gas_Water Heater_E3 | F1 | Commercial | Grocery | Existing | Water Heating | Natural Gas | Water Heater | E3 | RVT - Cost of Equipment | 0.29731 | 0.30003 | 0.30326 | 0.30701 | 0.31139 | 0.31657 | 0.32076 | 0.3247 | 0.32859 | 0.3325 | 0.33608 | 0.33922 | 0.34237 | 0.3457 | 0.34955 | 0.35336 | 0.35757 | 0.36221 | 0.36712 | 0.3722 | 0.37738 | 0.38224 | 0.3867 | 0.39076 | 0.39435 | 0.3974 | 0.39955 | 0.40113 | 0.40249 | 0.40365 | 0.4048 | 0.40531 | 0.40531 | 0 | 0 | 0 | 0 | 0 | 0 | 0 | 0 | 0
F1_Commercial_Grocery_Existing_Water Heating_Natural Gas_Water Heater_E4 | F1 | Commercial | Grocery | Existing | Water Heating | Natural Gas | Water Heater | E4 | RVT - Cost of Equipment | 0.27833 | 0.28088 | 0.2839 | 0.28742 | 0.29151 | 0.29636 | 0.30028 | 0.30397 | 0.30762 | 0.31128 | 0.31463 | 0.31756 | 0.32052 | 0.32364 | 0.32724 | 0.33081 | 0.33475 | 0.33909 | 0.34369 | 0.34844 | 0.35329 | 0.35784 | 0.36201 | 0.36582 | 0.36918 | 0.37203 | 0.37404 | 0.37552 | 0.3768 | 0.37788 | 0.37896 | 0.37944 | 0.37944 | 0 | 0 | 0 | 0 | 0 | 0 | 0 | 0 | 0
F1_Commercial_Grocery_Existing_Water Heating_Natural Gas_Water Heater_E5 | F1 | Commercial | Grocery | Existing | Water Heating | Natural Gas | Water Heater | E5 | RVT - Cost of Equipment | 0.27253 | 0.27502 | 0.27799 | 0.28143 | 0.28544 | 0.29019 | 0.29403 | 0.29764 | 0.30121 | 0.3048 | 0.30807 | 0.31095 | 0.31384 | 0.31689 | 0.32042 | 0.32392 | 0.32777 | 0.33203 | 0.33653 | 0.34118 | 0.34593 | 0.35039 | 0.35447 | 0.3582 | 0.36148 | 0.36428 | 0.36625 | 0.3677 | 0.36895 | 0.37001 | 0.37106 | 0.37154 | 0.37154 | 0 | 0 | 0 | 0 | 0 | 0 | 0 | 0 | 0
F1_Commercial_Grocery_Existing_Water Heating_Natural Gas_Water Heater_E6 | F1 | Commercial | Grocery | Existing | Water Heating | Natural Gas | Water Heater | E6 | RVT - Cost of Equipment | 0.26697 | 0.26941 | 0.27231 | 0.27568 | 0.27961 | 0.28427 | 0.28803 | 0.29157 | 0.29506 | 0.29858 | 0.30178 | 0.3046 | 0.30743 | 0.31043 | 0.31388 | 0.31731 | 0.32108 | 0.32525 | 0.32966 | 0.33422 | 0.33887 | 0.34324 | 0.34724 | 0.35089 | 0.35411 | 0.35685 | 0.35878 | 0.36019 | 0.36142 | 0.36246 | 0.36349 | 0.36396 | 0.36396 | 0 | 0 | 0 | 0 | 0 | 0 | 0 | 0 | 0
F1_Commercial_Grocery_Existing_Water Heating_Natural Gas_Water Heater_E7 | F1 | Commercial | Grocery | Existing | Water Heating | Natural Gas | Water Heater | E7 | RVT - Cost of Equipment | 0.2507 | 0.25316 | 0.25587 | 0.25883 | 0.26218 | 0.26609 | 0.26936 | 0.27251 | 0.27574 | 0.27909 | 0.28231 | 0.28531 | 0.28834 | 0.29146 | 0.29483 | 0.29808 | 0.30153 | 0.30518 | 0.30892 | 0.31271 | 0.31651 | 0.32005 | 0.32323 | 0.32605 | 0.32849 | 0.33057 | 0.33203 | 0.33311 | 0.33403 | 0.33482 | 0.33561 | 0.33596 | 0.33596 | 0 | 0 | 0 | 0 | 0 | 0 | 0 | 0 | 0
F1_Commercial_Grocery_Existing_Water Heating_Natural Gas_Water Heater_E8 | F1 | Commercial | Grocery | Existing | Water Heating | Natural Gas | Water Heater | E8 | RVT - Cost of Equipment | 0 | 0 | 0 | 0 | 0 | 0 | 0 | 0 | 0 | 0 | 0 | 0 | 0 | 0 | 0 | 0 | 0 | 0 | 0 | 0 | 0 | 0 | 0 | 0 | 0 | 0 | 0 | 0 | 0 | 0 | 0 | 0 | 0 | 0 | 0 | 0 | 0 | 0 | 0 | 0 | 0 | 0
F1_Commercial_Grocery_Existing_Water Heating_Natural Gas_Water Heater_E9 | F1 | Commercial | Grocery | Existing | Water Heating | Natural Gas | Water Heater | E9 | RVT - Cost of Equipment | 0 | 0 | 0 | 0 | 0 | 0 | 0 | 0 | 0 | 0 | 0 | 0 | 0 | 0 | 0 | 0 | 0 | 0 | 0 | 0 | 0 | 0 | 0 | 0 | 0 | 0 | 0 | 0 | 0 | 0 | 0 | 0 | 0 | 0 | 0 | 0 | 0 | 0 | 0 | 0 | 0 | 0
F1_Commercial_Grocery_Existing_Water Heating_Natural Gas_Water Heater_E10 | F1 | Commercial | Grocery | Existing | Water Heating | Natural Gas | Water Heater | E10 | RVT - Cost of Equipment | 0 | 0 | 0 | 0 | 0 | 0 | 0 | 0 | 0 | 0 | 0 | 0 | 0 | 0 | 0 | 0 | 0 | 0 | 0 | 0 | 0 | 0 | 0 | 0 | 0 | 0 | 0 | 0 | 0 | 0 | 0 | 0 | 0 | 0 | 0 | 0 | 0 | 0 | 0 | 0 | 0 | 0
F2_Commercial_Grocery_Existing_Water Heating_Natural Gas_Water Heater_E1 | F2 | Commercial | Grocery | Existing | Water Heating | Natural Gas | Water Heater | E1 | RVT - Cost of Operation | 0.39182 | 0.3954 | 0.39966 | 0.4046 | 0.41037 | 0.4172 | 0.42272 | 0.42791 | 0.43304 | 0.4382 | 0.44291 | 0.44704 | 0.4512 | 0.45559 | 0.46066 | 0.46569 | 0.47123 | 0.47735 | 0.48382 | 0.49051 | 0.49734 | 0.50374 | 0.50962 | 0.51497 | 0.5197 | 0.52372 | 0.52655 | 0.52863 | 0.53043 | 0.53195 | 0.53347 | 0.53415 | 0.53415 | 0 | 0 | 0 | 0 | 0 | 0 | 0 | 0 | 0
F2_Commercial_Grocery_Existing_Water Heating_Natural Gas_Water Heater_E2 | F2 | Commercial | Grocery | Existing | Water Heating | Natural Gas | Water Heater | E2 | RVT - Cost of Operation | 0.38698 | 0.39052 | 0.39472 | 0.39961 | 0.4053 | 0.41205 | 0.4175 | 0.42263 | 0.4277 | 0.43279 | 0.43744 | 0.44152 | 0.44563 | 0.44997 | 0.45497 | 0.45994 | 0.46541 | 0.47145 | 0.47785 | 0.48445 | 0.4912 | 0.49753 | 0.50333 | 0.50861 | 0.51328 | 0.51726 | 0.52005 | 0.52211 | 0.52388 | 0.52539 | 0.52688 | 0.52756 | 0.52756 | 0 | 0 | 0 | 0 | 0 | 0 | 0 | 0 | 0
F2_Commercial_Grocery_Existing_Water Heating_Natural Gas_Water Heater_E3 | F2 | Commercial | Grocery | Existing | Water Heating | Natural Gas | Water Heater | E3 | RVT - Cost of Operation | 0.3562 | 0.35945 | 0.36332 | 0.36782 | 0.37306 | 0.37927 | 0.38429 | 0.38901 | 0.39368 | 0.39836 | 0.40264 | 0.4064 | 0.41018 | 0.41417 | 0.41878 | 0.42335 | 0.42839 | 0.43395 | 0.43984 | 0.44591 | 0.45212 | 0.45795 | 0.46329 | 0.46815 | 0.47245 | 0.47611 | 0.47868 | 0.48058 | 0.48221 | 0.48359 | 0.48497 | 0.48559 | 0.48559 | 0 | 0 | 0 | 0 | 0 | 0 | 0 | 0 | 0
F2_Commercial_Grocery_Existing_Water Heating_Natural Gas_Water Heater_E4 | F2 | Commercial | Grocery | Existing | Water Heating | Natural Gas | Water Heater | E4 | RVT - Cost of Operation | 0.33346 | 0.33651 | 0.34013 | 0.34434 | 0.34925 | 0.35506 | 0.35976 | 0.36418 | 0.36855 | 0.37294 | 0.37694 | 0.38046 | 0.384 | 0.38774 | 0.39205 | 0.39633 | 0.40105 | 0.40625 | 0.41176 | 0.41745 | 0.42326 | 0.42872 | 0.43372 | 0.43827 | 0.4423 | 0.44572 | 0.44813 | 0.4499 | 0.45143 | 0.45273 | 0.45402 | 0.4546 | 0.4546 | 0 | 0 | 0 | 0 | 0 | 0 | 0 | 0 | 0
F2_Commercial_Grocery_Existing_Water Heating_Natural Gas_Water Heater_E5 | F2 | Commercial | Grocery | Existing | Water Heating | Natural Gas | Water Heater | E5 | RVT - Cost of Operation | 0.32651 | 0.3295 | 0.33305 | 0.33717 | 0.34197 | 0.34767 | 0.35226 | 0.35659 | 0.36087 | 0.36517 | 0.36909 | 0.37254 | 0.376 | 0.37966 | 0.38388 | 0.38807 | 0.39269 | 0.39779 | 0.40319 | 0.40875 | 0.41445 | 0.41979 | 0.42468 | 0.42914 | 0.43308 | 0.43644 | 0.43879 | 0.44053 | 0.44202 | 0.44329 | 0.44456 | 0.44513 | 0.44513 | 0 | 0 | 0 | 0 | 0 | 0 | 0 | 0 | 0
F2_Commercial_Grocery_Existing_Water Heating_Natural Gas_Water Heater_E6 | F2 | Commercial | Grocery | Existing | Water Heating | Natural Gas | Water Heater | E6 | RVT - Cost of Operation | 0.31985 | 0.32277 | 0.32625 | 0.33029 | 0.335 | 0.34057 | 0.34508 | 0.34932 | 0.3535 | 0.35771 | 0.36156 | 0.36493 | 0.36833 | 0.37191 | 0.37605 | 0.38015 | 0.38468 | 0.38967 | 0.39496 | 0.40041 | 0.40599 | 0.41122 | 0.41601 | 0.42038 | 0.42424 | 0.42753 | 0.42984 | 0.43154 | 0.433 | 0.43425 | 0.43548 | 0.43604 | 0.43604 | 0 | 0 | 0 | 0 | 0 | 0 | 0 | 0 | 0
F2_Commercial_Grocery_Existing_Water Heating_Natural Gas_Water Heater_E7 | F2 | Commercial | Grocery | Existing | Water Heating | Natural Gas | Water Heater | E7 | RVT - Cost of Operation | 0.30036 | 0.3033 | 0.30655 | 0.3101 | 0.31411 | 0.31879 | 0.32271 | 0.32648 | 0.33035 | 0.33437 | 0.33823 | 0.34182 | 0.34545 | 0.34919 | 0.35323 | 0.35712 | 0.36125 | 0.36562 | 0.37011 | 0.37465 | 0.3792 | 0.38344 | 0.38726 | 0.39063 | 0.39355 | 0.39604 | 0.39779 | 0.39908 | 0.40019 | 0.40114 | 0.40208 | 0.4025 | 0.4025 | 0 | 0 | 0 | 0 | 0 | 0 | 0 | 0 | 0
F2_Commercial_Grocery_Existing_Water Heating_Natural Gas_Water Heater_E8 | F2 | Commercial | Grocery | Existing | Water Heating | Natural Gas | Water Heater | E8 | RVT - Cost of Operation | 0 | 0 | 0 | 0 | 0 | 0 | 0 | 0 | 0 | 0 | 0 | 0 | 0 | 0 | 0 | 0 | 0 | 0 | 0 | 0 | 0 | 0 | 0 | 0 | 0 | 0 | 0 | 0 | 0 | 0 | 0 | 0 | 0 | 0 | 0 | 0 | 0 | 0 | 0 | 0 | 0 | 0
F2_Commercial_Grocery_Existing_Water Heating_Natural Gas_Water Heater_E9 | F2 | Commercial | Grocery | Existing | Water Heating | Natural Gas | Water Heater | E9 | RVT - Cost of Operation | 0 | 0 | 0 | 0 | 0 | 0 | 0 | 0 | 0 | 0 | 0 | 0 | 0 | 0 | 0 | 0 | 0 | 0 | 0 | 0 | 0 | 0 | 0 | 0 | 0 | 0 | 0 | 0 | 0 | 0 | 0 | 0 | 0 | 0 | 0 | 0 | 0 | 0 | 0 | 0 | 0 | 0
F2_Commercial_Grocery_Existing_Water Heating_Natural Gas_Water Heater_E10 | F2 | Commercial | Grocery | Existing | Water Heating | Natural Gas | Water Heater | E10 | RVT - Cost of Operation | 0 | 0 | 0 | 0 | 0 | 0 | 0 | 0 | 0 | 0 | 0 | 0 | 0 | 0 | 0 | 0 | 0 | 0 | 0 | 0 | 0 | 0 | 0 | 0 | 0 | 0 | 0 | 0 | 0 | 0 | 0 | 0 | 0 | 0 | 0 | 0 | 0 | 0 | 0 | 0 | 0 | 0
F3_Commercial_Grocery_Existing_Water Heating_Natural Gas_Water Heater_E1 | F3 | Commercial | Grocery | Existing | Water Heating | Natural Gas | Water Heater | E1 | System - kBTUs of Consumption | 0.039161 | 0.039161 | 0.039161 | 0.039161 | 0.039161 | 0.039161 | 0.039161 | 0.039161 | 0.039161 | 0.039161 | 0.039161 | 0.039161 | 0.039161 | 0.039161 | 0.039161 | 0.039161 | 0.039161 | 0.039161 | 0.039161 | 0.039161 | 0.039161 | 0.039161 | 0.039161 | 0.039161 | 0.039161 | 0.039161 | 0.039161 | 0.039161 | 0.039161 | 0.039161 | 0.039161 | 0.039161 | 0.039161 | 0 | 0 | 0 | 0 | 0 | 0 | 0 | 0 | 0
F3_Commercial_Grocery_Existing_Water Heating_Natural Gas_Water Heater_E2 | F3 | Commercial | Grocery | Existing | Water Heating | Natural Gas | Water Heater | E2 | System - kBTUs of Consumption | 0.039151 | 0.039151 | 0.039151 | 0.039151 | 0.039151 | 0.039151 | 0.039151 | 0.039151 | 0.039151 | 0.039151 | 0.039151 | 0.039151 | 0.039151 | 0.039151 | 0.039151 | 0.039151 | 0.039151 | 0.039151 | 0.039151 | 0.039151 | 0.039151 | 0.039151 | 0.039151 | 0.039151 | 0.039151 | 0.039151 | 0.039151 | 0.039151 | 0.039151 | 0.039151 | 0.039151 | 0.039151 | 0.039151 | 0 | 0 | 0 | 0 | 0 | 0 | 0 | 0 | 0
F3_Commercial_Grocery_Existing_Water Heating_Natural Gas_Water Heater_E3 | F3 | Commercial | Grocery | Existing | Water Heating | Natural Gas | Water Heater | E3 | System - kBTUs of Consumption | 0.039801 | 0.039801 | 0.039801 | 0.039801 | 0.039801 | 0.039801 | 0.039801 | 0.039801 | 0.039801 | 0.039801 | 0.039801 | 0.039801 | 0.039801 | 0.039801 | 0.039801 | 0.039801 | 0.039801 | 0.039801 | 0.039801 | 0.039801 | 0.039801 | 0.039801 | 0.039801 | 0.039801 | 0.039801 | 0.039801 | 0.039801 | 0.039801 | 0.039801 | 0.039801 | 0.039801 | 0.039801 | 0.039801 | 0 | 0 | 0 | 0 | 0 | 0 | 0 | 0 | 0
F3_Commercial_Grocery_Existing_Water Heating_Natural Gas_Water Heater_E4 | F3 | Commercial | Grocery | Existing | Water Heating | Natural Gas | Water Heater | E4 | System - kBTUs of Consumption | 0.040451 | 0.040451 | 0.040451 | 0.040451 | 0.040451 | 0.040451 | 0.040451 | 0.040451 | 0.040451 | 0.040451 | 0.040451 | 0.040451 | 0.040451 | 0.040451 | 0.040451 | 0.040451 | 0.040451 | 0.040451 | 0.040451 | 0.040451 | 0.040451 | 0.040451 | 0.040451 | 0.040451 | 0.040451 | 0.040451 | 0.040451 | 0.040451 | 0.040451 | 0.040451 | 0.040451 | 0.040451 | 0.040451 | 0 | 0 | 0 | 0 | 0 | 0 | 0 | 0 | 0
F3_Commercial_Grocery_Existing_Water Heating_Natural Gas_Water Heater_E5 | F3 | Commercial | Grocery | Existing | Water Heating | Natural Gas | Water Heater | E5 | System - kBTUs of Consumption | 0.041312 | 0.041312 | 0.041312 | 0.041312 | 0.041312 | 0.041312 | 0.041312 | 0.041312 | 0.041312 | 0.041312 | 0.041312 | 0.041312 | 0.041312 | 0.041312 | 0.041312 | 0.041312 | 0.041312 | 0.041312 | 0.041312 | 0.041312 | 0.041312 | 0.041312 | 0.041312 | 0.041312 | 0.041312 | 0.041312 | 0.041312 | 0.041312 | 0.041312 | 0.041312 | 0.041312 | 0.041312 | 0.041312 | 0 | 0 | 0 | 0 | 0 | 0 | 0 | 0 | 0
F3_Commercial_Grocery_Existing_Water Heating_Natural Gas_Water Heater_E6 | F3 | Commercial | Grocery | Existing | Water Heating | Natural Gas | Water Heater | E6 | System - kBTUs of Consumption | 0.0349 | 0.0349 | 0.0349 | 0.0349 | 0.0349 | 0.0349 | 0.0349 | 0.0349 | 0.0349 | 0.0349 | 0.0349 | 0.0349 | 0.0349 | 0.0349 | 0.0349 | 0.0349 | 0.0349 | 0.0349 | 0.0349 | 0.0349 | 0.0349 | 0.0349 | 0.0349 | 0.0349 | 0.0349 | 0.0349 | 0.0349 | 0.0349 | 0.0349 | 0.0349 | 0.0349 | 0.0349 | 0.0349 | 0 | 0 | 0 | 0 | 0 | 0 | 0 | 0 | 0
F3_Commercial_Grocery_Existing_Water Heating_Natural Gas_Water Heater_E7 | F3 | Commercial | Grocery | Existing | Water Heating | Natural Gas | Water Heater | E7 | System - kBTUs of Consumption | 0.044067 | 0.044067 | 0.044067 | 0.044067 | 0.044067 | 0.044067 | 0.044067 | 0.044067 | 0.044067 | 0.044067 | 0.044067 | 0.044067 | 0.044067 | 0.044067 | 0.044067 | 0.044067 | 0.044067 | 0.044067 | 0.044067 | 0.044067 | 0.044067 | 0.044067 | 0.044067 | 0.044067 | 0.044067 | 0.044067 | 0.044067 | 0.044067 | 0.044067 | 0.044067 | 0.044067 | 0.044067 | 0.044067 | 0 | 0 | 0 | 0 | 0 | 0 | 0 | 0 | 0
F3_Commercial_Grocery_Existing_Water Heating_Natural Gas_Water Heater_E8 | F3 | Commercial | Grocery | Existing | Water Heating | Natural Gas | Water Heater | E8 | System - kBTUs of Consumption | 0 | 0 | 0 | 0 | 0 | 0 | 0 | 0 | 0 | 0 | 0 | 0 | 0 | 0 | 0 | 0 | 0 | 0 | 0 | 0 | 0 | 0 | 0 | 0 | 0 | 0 | 0 | 0 | 0 | 0 | 0 | 0 | 0 | 0 | 0 | 0 | 0 | 0 | 0 | 0 | 0 | 0
F3_Commercial_Grocery_Existing_Water Heating_Natural Gas_Water Heater_E9 | F3 | Commercial | Grocery | Existing | Water Heating | Natural Gas | Water Heater | E9 | System - kBTUs of Consumption | 0 | 0 | 0 | 0 | 0 | 0 | 0 | 0 | 0 | 0 | 0 | 0 | 0 | 0 | 0 | 0 | 0 | 0 | 0 | 0 | 0 | 0 | 0 | 0 | 0 | 0 | 0 | 0 | 0 | 0 | 0 | 0 | 0 | 0 | 0 | 0 | 0 | 0 | 0 | 0 | 0 | 0
F3_Commercial_Grocery_Existing_Water Heating_Natural Gas_Water Heater_E10 | F3 | Commercial | Grocery | Existing | Water Heating | Natural Gas | Water Heater | E10 | System - kBTUs of Consumption | 0 | 0 | 0 | 0 | 0 | 0 | 0 | 0 | 0 | 0 | 0 | 0 | 0 | 0 | 0 | 0 | 0 | 0 | 0 | 0 | 0 | 0 | 0 | 0 | 0 | 0 | 0 | 0 | 0 | 0 | 0 | 0 | 0 | 0 | 0 | 0 | 0 | 0 | 0 | 0 | 0 | 0
F4_Commercial_Grocery_Existing_Water Heating_Natural Gas_Water Heater_E1 | F4 | Commercial | Grocery | Existing | Water Heating | Natural Gas | Water Heater | E1 | Utility - Cost of Equipment | 0.39182 | 0.3954 | 0.39966 | 0.4046 | 0.41037 | 0.4172 | 0.42272 | 0.42791 | 0.43304 | 0.4382 | 0.44291 | 0.44704 | 0.4512 | 0.45559 | 0.46066 | 0.46569 | 0.47123 | 0.47735 | 0.48382 | 0.49051 | 0.49734 | 0.50374 | 0.50962 | 0.51497 | 0.5197 | 0.52372 | 0.52655 | 0.52863 | 0.53043 | 0.53195 | 0.53347 | 0.53415 | 0.53415 | 0 | 0 | 0 | 0 | 0 | 0 | 0 | 0 | 0
F4_Commercial_Grocery_Existing_Water Heating_Natural Gas_Water Heater_E2 | F4 | Commercial | Grocery | Existing | Water Heating | Natural Gas | Water Heater | E2 | Utility - Cost of Equipment | 0.38698 | 0.39052 | 0.39472 | 0.39961 | 0.4053 | 0.41205 | 0.4175 | 0.42263 | 0.4277 | 0.43279 | 0.43744 | 0.44152 | 0.44563 | 0.44997 | 0.45497 | 0.45994 | 0.46541 | 0.47145 | 0.47785 | 0.48445 | 0.4912 | 0.49753 | 0.50333 | 0.50861 | 0.51328 | 0.51726 | 0.52005 | 0.52211 | 0.52388 | 0.52539 | 0.52688 | 0.52756 | 0.52756 | 0 | 0 | 0 | 0 | 0 | 0 | 0 | 0 | 0
F4_Commercial_Grocery_Existing_Water Heating_Natural Gas_Water Heater_E3 | F4 | Commercial | Grocery | Existing | Water Heating | Natural Gas | Water Heater | E3 | Utility - Cost of Equipment | 0.3562 | 0.35945 | 0.36332 | 0.36782 | 0.37306 | 0.37927 | 0.38429 | 0.38901 | 0.39368 | 0.39836 | 0.40264 | 0.4064 | 0.41018 | 0.41417 | 0.41878 | 0.42335 | 0.42839 | 0.43395 | 0.43984 | 0.44591 | 0.45212 | 0.45795 | 0.46329 | 0.46815 | 0.47245 | 0.47611 | 0.47868 | 0.48058 | 0.48221 | 0.48359 | 0.48497 | 0.48559 | 0.48559 | 0 | 0 | 0 | 0 | 0 | 0 | 0 | 0 | 0
F4_Commercial_Grocery_Existing_Water Heating_Natural Gas_Water Heater_E4 | F4 | Commercial | Grocery | Existing | Water Heating | Natural Gas | Water Heater | E4 | Utility - Cost of Equipment | 0.33346 | 0.33651 | 0.34013 | 0.34434 | 0.34925 | 0.35506 | 0.35976 | 0.36418 | 0.36855 | 0.37294 | 0.37694 | 0.38046 | 0.384 | 0.38774 | 0.39205 | 0.39633 | 0.40105 | 0.40625 | 0.41176 | 0.41745 | 0.42326 | 0.42872 | 0.43372 | 0.43827 | 0.4423 | 0.44572 | 0.44813 | 0.4499 | 0.45143 | 0.45273 | 0.45402 | 0.4546 | 0.4546 | 0 | 0 | 0 | 0 | 0 | 0 | 0 | 0 | 0
F4_Commercial_Grocery_Existing_Water Heating_Natural Gas_Water Heater_E5 | F4 | Commercial | Grocery | Existing | Water Heating | Natural Gas | Water Heater | E5 | Utility - Cost of Equipment | 0.32651 | 0.3295 | 0.33305 | 0.33717 | 0.34197 | 0.34767 | 0.35226 | 0.35659 | 0.36087 | 0.36517 | 0.36909 | 0.37254 | 0.376 | 0.37966 | 0.38388 | 0.38807 | 0.39269 | 0.39779 | 0.40319 | 0.40875 | 0.41445 | 0.41979 | 0.42468 | 0.42914 | 0.43308 | 0.43644 | 0.43879 | 0.44053 | 0.44202 | 0.44329 | 0.44456 | 0.44513 | 0.44513 | 0 | 0 | 0 | 0 | 0 | 0 | 0 | 0 | 0
F4_Commercial_Grocery_Existing_Water Heating_Natural Gas_Water Heater_E6 | F4 | Commercial | Grocery | Existing | Water Heating | Natural Gas | Water Heater | E6 | Utility - Cost of Equipment | 0.31985 | 0.32277 | 0.32625 | 0.33029 | 0.335 | 0.34057 | 0.34508 | 0.34932 | 0.3535 | 0.35771 | 0.36156 | 0.36493 | 0.36833 | 0.37191 | 0.37605 | 0.38015 | 0.38468 | 0.38967 | 0.39496 | 0.40041 | 0.40599 | 0.41122 | 0.41601 | 0.42038 | 0.42424 | 0.42753 | 0.42984 | 0.43154 | 0.433 | 0.43425 | 0.43548 | 0.43604 | 0.43604 | 0 | 0 | 0 | 0 | 0 | 0 | 0 | 0 | 0
F4_Commercial_Grocery_Existing_Water Heating_Natural Gas_Water Heater_E7 | F4 | Commercial | Grocery | Existing | Water Heating | Natural Gas | Water Heater | E7 | Utility - Cost of Equipment | 0.30036 | 0.3033 | 0.30655 | 0.3101 | 0.31411 | 0.31879 | 0.32271 | 0.32648 | 0.33035 | 0.33437 | 0.33823 | 0.34182 | 0.34545 | 0.34919 | 0.35323 | 0.35712 | 0.36125 | 0.36562 | 0.37011 | 0.37465 | 0.3792 | 0.38344 | 0.38726 | 0.39063 | 0.39355 | 0.39604 | 0.39779 | 0.39908 | 0.40019 | 0.40114 | 0.40208 | 0.4025 | 0.4025 | 0 | 0 | 0 | 0 | 0 | 0 | 0 | 0 | 0
F4_Commercial_Grocery_Existing_Water Heating_Natural Gas_Water Heater_E8 | F4 | Commercial | Grocery | Existing | Water Heating | Natural Gas | Water Heater | E8 | Utility - Cost of Equipment | 0 | 0 | 0 | 0 | 0 | 0 | 0 | 0 | 0 | 0 | 0 | 0 | 0 | 0 | 0 | 0 | 0 | 0 | 0 | 0 | 0 | 0 | 0 | 0 | 0 | 0 | 0 | 0 | 0 | 0 | 0 | 0 | 0 | 0 | 0 | 0 | 0 | 0 | 0 | 0 | 0 | 0
F4_Commercial_Grocery_Existing_Water Heating_Natural Gas_Water Heater_E9 | F4 | Commercial | Grocery | Existing | Water Heating | Natural Gas | Water Heater | E9 | Utility - Cost of Equipment | 0 | 0 | 0 | 0 | 0 | 0 | 0 | 0 | 0 | 0 | 0 | 0 | 0 | 0 | 0 | 0 | 0 | 0 | 0 | 0 | 0 | 0 | 0 | 0 | 0 | 0 | 0 | 0 | 0 | 0 | 0 | 0 | 0 | 0 | 0 | 0 | 0 | 0 | 0 | 0 | 0 | 0
F4_Commercial_Grocery_Existing_Water Heating_Natural Gas_Water Heater_E10 | F4 | Commercial | Grocery | Existing | Water Heating | Natural Gas | Water Heater | E10 | Utility - Cost of Equipment | 0 | 0 | 0 | 0 | 0 | 0 | 0 | 0 | 0 | 0 | 0 | 0 | 0 | 0 | 0 | 0 | 0 | 0 | 0 | 0 | 0 | 0 | 0 | 0 | 0 | 0 | 0 | 0 | 0 | 0 | 0 | 0 | 0 | 0 | 0 | 0 | 0 | 0 | 0 | 0 | 0 | 0
F5_Commercial_Grocery_Existing_Water Heating_Natural Gas_Water Heater_E1 | F5 | Commercial | Grocery | Existing | Water Heating | Natural Gas | Water Heater | E1 | Utility - Cost of Operation | 0.039161 | 0.039161 | 0.039161 | 0.039161 | 0.039161 | 0.039161 | 0.039161 | 0.039161 | 0.039161 | 0.039161 | 0.039161 | 0.039161 | 0.039161 | 0.039161 | 0.039161 | 0.039161 | 0.039161 | 0.039161 | 0.039161 | 0.039161 | 0.039161 | 0.039161 | 0.039161 | 0.039161 | 0.039161 | 0.039161 | 0.039161 | 0.039161 | 0.039161 | 0.039161 | 0.039161 | 0.039161 | 0.039161 | 0 | 0 | 0 | 0 | 0 | 0 | 0 | 0 | 0
F5_Commercial_Grocery_Existing_Water Heating_Natural Gas_Water Heater_E2 | F5 | Commercial | Grocery | Existing | Water Heating | Natural Gas | Water Heater | E2 | Utility - Cost of Operation | 0.039151 | 0.039151 | 0.039151 | 0.039151 | 0.039151 | 0.039151 | 0.039151 | 0.039151 | 0.039151 | 0.039151 | 0.039151 | 0.039151 | 0.039151 | 0.039151 | 0.039151 | 0.039151 | 0.039151 | 0.039151 | 0.039151 | 0.039151 | 0.039151 | 0.039151 | 0.039151 | 0.039151 | 0.039151 | 0.039151 | 0.039151 | 0.039151 | 0.039151 | 0.039151 | 0.039151 | 0.039151 | 0.039151 | 0 | 0 | 0 | 0 | 0 | 0 | 0 | 0 | 0
F5_Commercial_Grocery_Existing_Water Heating_Natural Gas_Water Heater_E3 | F5 | Commercial | Grocery | Existing | Water Heating | Natural Gas | Water Heater | E3 | Utility - Cost of Operation | 0.039801 | 0.039801 | 0.039801 | 0.039801 | 0.039801 | 0.039801 | 0.039801 | 0.039801 | 0.039801 | 0.039801 | 0.039801 | 0.039801 | 0.039801 | 0.039801 | 0.039801 | 0.039801 | 0.039801 | 0.039801 | 0.039801 | 0.039801 | 0.039801 | 0.039801 | 0.039801 | 0.039801 | 0.039801 | 0.039801 | 0.039801 | 0.039801 | 0.039801 | 0.039801 | 0.039801 | 0.039801 | 0.039801 | 0 | 0 | 0 | 0 | 0 | 0 | 0 | 0 | 0
F5_Commercial_Grocery_Existing_Water Heating_Natural Gas_Water Heater_E4 | F5 | Commercial | Grocery | Existing | Water Heating | Natural Gas | Water Heater | E4 | Utility - Cost of Operation | 0.040451 | 0.040451 | 0.040451 | 0.040451 | 0.040451 | 0.040451 | 0.040451 | 0.040451 | 0.040451 | 0.040451 | 0.040451 | 0.040451 | 0.040451 | 0.040451 | 0.040451 | 0.040451 | 0.040451 | 0.040451 | 0.040451 | 0.040451 | 0.040451 | 0.040451 | 0.040451 | 0.040451 | 0.040451 | 0.040451 | 0.040451 | 0.040451 | 0.040451 | 0.040451 | 0.040451 | 0.040451 | 0.040451 | 0 | 0 | 0 | 0 | 0 | 0 | 0 | 0 | 0
F5_Commercial_Grocery_Existing_Water Heating_Natural Gas_Water Heater_E5 | F5 | Commercial | Grocery | Existing | Water Heating | Natural Gas | Water Heater | E5 | Utility - Cost of Operation | 0.041312 | 0.041312 | 0.041312 | 0.041312 | 0.041312 | 0.041312 | 0.041312 | 0.041312 | 0.041312 | 0.041312 | 0.041312 | 0.041312 | 0.041312 | 0.041312 | 0.041312 | 0.041312 | 0.041312 | 0.041312 | 0.041312 | 0.041312 | 0.041312 | 0.041312 | 0.041312 | 0.041312 | 0.041312 | 0.041312 | 0.041312 | 0.041312 | 0.041312 | 0.041312 | 0.041312 | 0.041312 | 0.041312 | 0 | 0 | 0 | 0 | 0 | 0 | 0 | 0 | 0
F5_Commercial_Grocery_Existing_Water Heating_Natural Gas_Water Heater_E6 | F5 | Commercial | Grocery | Existing | Water Heating | Natural Gas | Water Heater | E6 | Utility - Cost of Operation | 0.0349 | 0.0349 | 0.0349 | 0.0349 | 0.0349 | 0.0349 | 0.0349 | 0.0349 | 0.0349 | 0.0349 | 0.0349 | 0.0349 | 0.0349 | 0.0349 | 0.0349 | 0.0349 | 0.0349 | 0.0349 | 0.0349 | 0.0349 | 0.0349 | 0.0349 | 0.0349 | 0.0349 | 0.0349 | 0.0349 | 0.0349 | 0.0349 | 0.0349 | 0.0349 | 0.0349 | 0.0349 | 0.0349 | 0 | 0 | 0 | 0 | 0 | 0 | 0 | 0 | 0
F5_Commercial_Grocery_Existing_Water Heating_Natural Gas_Water Heater_E7 | F5 | Commercial | Grocery | Existing | Water Heating | Natural Gas | Water Heater | E7 | Utility - Cost of Operation | 0.044067 | 0.044067 | 0.044067 | 0.044067 | 0.044067 | 0.044067 | 0.044067 | 0.044067 | 0.044067 | 0.044067 | 0.044067 | 0.044067 | 0.044067 | 0.044067 | 0.044067 | 0.044067 | 0.044067 | 0.044067 | 0.044067 | 0.044067 | 0.044067 | 0.044067 | 0.044067 | 0.044067 | 0.044067 | 0.044067 | 0.044067 | 0.044067 | 0.044067 | 0.044067 | 0.044067 | 0.044067 | 0.044067 | 0 | 0 | 0 | 0 | 0 | 0 | 0 | 0 | 0
F5_Commercial_Grocery_Existing_Water Heating_Natural Gas_Water Heater_E8 | F5 | Commercial | Grocery | Existing | Water Heating | Natural Gas | Water Heater | E8 | Utility - Cost of Operation | 0 | 0 | 0 | 0 | 0 | 0 | 0 | 0 | 0 | 0 | 0 | 0 | 0 | 0 | 0 | 0 | 0 | 0 | 0 | 0 | 0 | 0 | 0 | 0 | 0 | 0 | 0 | 0 | 0 | 0 | 0 | 0 | 0 | 0 | 0 | 0 | 0 | 0 | 0 | 0 | 0 | 0
F5_Commercial_Grocery_Existing_Water Heating_Natural Gas_Water Heater_E9 | F5 | Commercial | Grocery | Existing | Water Heating | Natural Gas | Water Heater | E9 | Utility - Cost of Operation | 0 | 0 | 0 | 0 | 0 | 0 | 0 | 0 | 0 | 0 | 0 | 0 | 0 | 0 | 0 | 0 | 0 | 0 | 0 | 0 | 0 | 0 | 0 | 0 | 0 | 0 | 0 | 0 | 0 | 0 | 0 | 0 | 0 | 0 | 0 | 0 | 0 | 0 | 0 | 0 | 0 | 0
F5_Commercial_Grocery_Existing_Water Heating_Natural Gas_Water Heater_E10 | F5 | Commercial | Grocery | Existing | Water Heating | Natural Gas | Water Heater | E10 | Utility - Cost of Operation | 0 | 0 | 0 | 0 | 0 | 0 | 0 | 0 | 0 | 0 | 0 | 0 | 0 | 0 | 0 | 0 | 0 | 0 | 0 | 0 | 0 | 0 | 0 | 0 | 0 | 0 | 0 | 0 | 0 | 0 | 0 | 0 | 0 | 0 | 0 | 0 | 0 | 0 | 0 | 0 | 0 | 0
F6_Commercial_Grocery_Existing_Water Heating_Natural Gas_Water Heater_E1 | F6 | Commercial | Grocery | Existing | Water Heating | Natural Gas | Water Heater | E1 | Utility - Value of Sales | 0.30393 | 0.30393 | 0.30393 | 0.30393 | 0.30393 | 0.30393 | 0.30393 | 0.30393 | 0.30393 | 0.30393 | 0.30393 | 0.30393 | 0.30393 | 0.30393 | 0.30393 | 0.30393 | 0.30393 | 0.30393 | 0.30393 | 0.30393 | 0.30393 | 0.30393 | 0.30393 | 0.30393 | 0.30393 | 0.30393 | 0.30393 | 0.30393 | 0.30393 | 0.30393 | 0.30393 | 0.30393 | 0.30393 | 0 | 0 | 0 | 0 | 0 | 0 | 0 | 0 | 0
F6_Commercial_Grocery_Existing_Water Heating_Natural Gas_Water Heater_E2 | F6 | Commercial | Grocery | Existing | Water Heating | Natural Gas | Water Heater | E2 | Utility - Value of Sales | 0.30018 | 0.30018 | 0.30018 | 0.30018 | 0.30018 | 0.30018 | 0.30018 | 0.30018 | 0.30018 | 0.30018 | 0.30018 | 0.30018 | 0.30018 | 0.30018 | 0.30018 | 0.30018 | 0.30018 | 0.30018 | 0.30018 | 0.30018 | 0.30018 | 0.30018 | 0.30018 | 0.30018 | 0.30018 | 0.30018 | 0.30018 | 0.30018 | 0.30018 | 0.30018 | 0.30018 | 0.30018 | 0.30018 | 0 | 0 | 0 | 0 | 0 | 0 | 0 | 0 | 0
F6_Commercial_Grocery_Existing_Water Heating_Natural Gas_Water Heater_E3 | F6 | Commercial | Grocery | Existing | Water Heating | Natural Gas | Water Heater | E3 | Utility - Value of Sales | 0.2763 | 0.2763 | 0.2763 | 0.2763 | 0.2763 | 0.2763 | 0.2763 | 0.2763 | 0.2763 | 0.2763 | 0.2763 | 0.2763 | 0.2763 | 0.2763 | 0.2763 | 0.2763 | 0.2763 | 0.2763 | 0.2763 | 0.2763 | 0.2763 | 0.2763 | 0.2763 | 0.2763 | 0.2763 | 0.2763 | 0.2763 | 0.2763 | 0.2763 | 0.2763 | 0.2763 | 0.2763 | 0.2763 | 0 | 0 | 0 | 0 | 0 | 0 | 0 | 0 | 0
F6_Commercial_Grocery_Existing_Water Heating_Natural Gas_Water Heater_E4 | F6 | Commercial | Grocery | Existing | Water Heating | Natural Gas | Water Heater | E4 | Utility - Value of Sales | 0.25866 | 0.25866 | 0.25866 | 0.25866 | 0.25866 | 0.25866 | 0.25866 | 0.25866 | 0.25866 | 0.25866 | 0.25866 | 0.25866 | 0.25866 | 0.25866 | 0.25866 | 0.25866 | 0.25866 | 0.25866 | 0.25866 | 0.25866 | 0.25866 | 0.25866 | 0.25866 | 0.25866 | 0.25866 | 0.25866 | 0.25866 | 0.25866 | 0.25866 | 0.25866 | 0.25866 | 0.25866 | 0.25866 | 0 | 0 | 0 | 0 | 0 | 0 | 0 | 0 | 0
F6_Commercial_Grocery_Existing_Water Heating_Natural Gas_Water Heater_E5 | F6 | Commercial | Grocery | Existing | Water Heating | Natural Gas | Water Heater | E5 | Utility - Value of Sales | 0.25327 | 0.25327 | 0.25327 | 0.25327 | 0.25327 | 0.25327 | 0.25327 | 0.25327 | 0.25327 | 0.25327 | 0.25327 | 0.25327 | 0.25327 | 0.25327 | 0.25327 | 0.25327 | 0.25327 | 0.25327 | 0.25327 | 0.25327 | 0.25327 | 0.25327 | 0.25327 | 0.25327 | 0.25327 | 0.25327 | 0.25327 | 0.25327 | 0.25327 | 0.25327 | 0.25327 | 0.25327 | 0.25327 | 0 | 0 | 0 | 0 | 0 | 0 | 0 | 0 | 0
F6_Commercial_Grocery_Existing_Water Heating_Natural Gas_Water Heater_E6 | F6 | Commercial | Grocery | Existing | Water Heating | Natural Gas | Water Heater | E6 | Utility - Value of Sales | 0.2481 | 0.2481 | 0.2481 | 0.2481 | 0.2481 | 0.2481 | 0.2481 | 0.2481 | 0.2481 | 0.2481 | 0.2481 | 0.2481 | 0.2481 | 0.2481 | 0.2481 | 0.2481 | 0.2481 | 0.2481 | 0.2481 | 0.2481 | 0.2481 | 0.2481 | 0.2481 | 0.2481 | 0.2481 | 0.2481 | 0.2481 | 0.2481 | 0.2481 | 0.2481 | 0.2481 | 0.2481 | 0.2481 | 0 | 0 | 0 | 0 | 0 | 0 | 0 | 0 | 0
F6_Commercial_Grocery_Existing_Water Heating_Natural Gas_Water Heater_E7 | F6 | Commercial | Grocery | Existing | Water Heating | Natural Gas | Water Heater | E7 | Utility - Value of Sales | 0.22938 | 0.22938 | 0.22938 | 0.22938 | 0.22938 | 0.22938 | 0.22938 | 0.22938 | 0.22938 | 0.22938 | 0.22938 | 0.22938 | 0.22938 | 0.22938 | 0.22938 | 0.22938 | 0.22938 | 0.22938 | 0.22938 | 0.22938 | 0.22938 | 0.22938 | 0.22938 | 0.22938 | 0.22938 | 0.22938 | 0.22938 | 0.22938 | 0.22938 | 0.22938 | 0.22938 | 0.22938 | 0.22938 | 0 | 0 | 0 | 0 | 0 | 0 | 0 | 0 | 0
F6_Commercial_Grocery_Existing_Water Heating_Natural Gas_Water Heater_E8 | F6 | Commercial | Grocery | Existing | Water Heating | Natural Gas | Water Heater | E8 | Utility - Value of Sales | 0 | 0 | 0 | 0 | 0 | 0 | 0 | 0 | 0 | 0 | 0 | 0 | 0 | 0 | 0 | 0 | 0 | 0 | 0 | 0 | 0 | 0 | 0 | 0 | 0 | 0 | 0 | 0 | 0 | 0 | 0 | 0 | 0 | 0 | 0 | 0 | 0 | 0 | 0 | 0 | 0 | 0
F6_Commercial_Grocery_Existing_Water Heating_Natural Gas_Water Heater_E9 | F6 | Commercial | Grocery | Existing | Water Heating | Natural Gas | Water Heater | E9 | Utility - Value of Sales | 0 | 0 | 0 | 0 | 0 | 0 | 0 | 0 | 0 | 0 | 0 | 0 | 0 | 0 | 0 | 0 | 0 | 0 | 0 | 0 | 0 | 0 | 0 | 0 | 0 | 0 | 0 | 0 | 0 | 0 | 0 | 0 | 0 | 0 | 0 | 0 | 0 | 0 | 0 | 0 | 0 | 0
F6_Commercial_Grocery_Existing_Water Heating_Natural Gas_Water Heater_E10 | F6 | Commercial | Grocery | Existing | Water Heating | Natural Gas | Water Heater | E10 | Utility - Value of Sales | 0 | 0 | 0 | 0 | 0 | 0 | 0 | 0 | 0 | 0 | 0 | 0 | 0 | 0 | 0 | 0 | 0 | 0 | 0 | 0 | 0 | 0 | 0 | 0 | 0 | 0 | 0 | 0 | 0 | 0 | 0 | 0 | 0 | 0 | 0 | 0 | 0 | 0 | 0 | 0 | 0 | 0
F1_Commercial_Grocery_Existing_Food Preparation_Natural Gas_Oven_E1 | F1 | Commercial | Grocery | Existing | Food Preparation | Natural Gas | Oven | E1 | RVT - Cost of Equipment | 0.069549 | 0.070079 | 0.070671 | 0.071323 | 0.072065 | 0.072925 | 0.073622 | 0.074291 | 0.07497 | 0.075677 | 0.076352 | 0.076971 | 0.077604 | 0.07827 | 0.079004 | 0.079722 | 0.080484 | 0.081288 | 0.082127 | 0.082983 | 0.083844 | 0.08465 | 0.085379 | 0.086022 | 0.086579 | 0.087057 | 0.087389 | 0.087636 | 0.08785 | 0.088033 | 0.088213 | 0.088293 | 0.088293 | 0 | 0 | 0 | 0 | 0 | 0 | 0 | 0 | 0
F1_Commercial_Grocery_Existing_Food Preparation_Natural Gas_Oven_E2 | F1 | Commercial | Grocery | Existing | Food Preparation | Natural Gas | Oven | E2 | RVT - Cost of Equipment | 0.060428 | 0.060888 | 0.061403 | 0.061969 | 0.062614 | 0.063361 | 0.063967 | 0.064548 | 0.065138 | 0.065752 | 0.066338 | 0.066877 | 0.067427 | 0.068005 | 0.068643 | 0.069267 | 0.069929 | 0.070627 | 0.071356 | 0.0721 | 0.072848 | 0.073549 | 0.074182 | 0.074741 | 0.075224 | 0.07564 | 0.075928 | 0.076143 | 0.076329 | 0.076488 | 0.076645 | 0.076714 | 0.076714 | 0 | 0 | 0 | 0 | 0 | 0 | 0 | 0 | 0
F1_Commercial_Grocery_Existing_Food Preparation_Natural Gas_Oven_E3 | F1 | Commercial | Grocery | Existing | Food Preparation | Natural Gas | Oven | E3 | RVT - Cost of Equipment | 0 | 0 | 0 | 0 | 0 | 0 | 0 | 0 | 0 | 0 | 0 | 0 | 0 | 0 | 0 | 0 | 0 | 0 | 0 | 0 | 0 | 0 | 0 | 0 | 0 | 0 | 0 | 0 | 0 | 0 | 0 | 0 | 0 | 0 | 0 | 0 | 0 | 0 | 0 | 0 | 0 | 0
F1_Commercial_Grocery_Existing_Food Preparation_Natural Gas_Oven_E4 | F1 | Commercial | Grocery | Existing | Food Preparation | Natural Gas | Oven | E4 | RVT - Cost of Equipment | 0 | 0 | 0 | 0 | 0 | 0 | 0 | 0 | 0 | 0 | 0 | 0 | 0 | 0 | 0 | 0 | 0 | 0 | 0 | 0 | 0 | 0 | 0 | 0 | 0 | 0 | 0 | 0 | 0 | 0 | 0 | 0 | 0 | 0 | 0 | 0 | 0 | 0 | 0 | 0 | 0 | 0
F1_Commercial_Grocery_Existing_Food Preparation_Natural Gas_Oven_E5 | F1 | Commercial | Grocery | Existing | Food Preparation | Natural Gas | Oven | E5 | RVT - Cost of Equipment | 0 | 0 | 0 | 0 | 0 | 0 | 0 | 0 | 0 | 0 | 0 | 0 | 0 | 0 | 0 | 0 | 0 | 0 | 0 | 0 | 0 | 0 | 0 | 0 | 0 | 0 | 0 | 0 | 0 | 0 | 0 | 0 | 0 | 0 | 0 | 0 | 0 | 0 | 0 | 0 | 0 | 0
F1_Commercial_Grocery_Existing_Food Preparation_Natural Gas_Oven_E6 | F1 | Commercial | Grocery | Existing | Food Preparation | Natural Gas | Oven | E6 | RVT - Cost of Equipment | 0 | 0 | 0 | 0 | 0 | 0 | 0 | 0 | 0 | 0 | 0 | 0 | 0 | 0 | 0 | 0 | 0 | 0 | 0 | 0 | 0 | 0 | 0 | 0 | 0 | 0 | 0 | 0 | 0 | 0 | 0 | 0 | 0 | 0 | 0 | 0 | 0 | 0 | 0 | 0 | 0 | 0
F1_Commercial_Grocery_Existing_Food Preparation_Natural Gas_Oven_E7 | F1 | Commercial | Grocery | Existing | Food Preparation | Natural Gas | Oven | E7 | RVT - Cost of Equipment | 0 | 0 | 0 | 0 | 0 | 0 | 0 | 0 | 0 | 0 | 0 | 0 | 0 | 0 | 0 | 0 | 0 | 0 | 0 | 0 | 0 | 0 | 0 | 0 | 0 | 0 | 0 | 0 | 0 | 0 | 0 | 0 | 0 | 0 | 0 | 0 | 0 | 0 | 0 | 0 | 0 | 0
F1_Commercial_Grocery_Existing_Food Preparation_Natural Gas_Oven_E8 | F1 | Commercial | Grocery | Existing | Food Preparation | Natural Gas | Oven | E8 | RVT - Cost of Equipment | 0 | 0 | 0 | 0 | 0 | 0 | 0 | 0 | 0 | 0 | 0 | 0 | 0 | 0 | 0 | 0 | 0 | 0 | 0 | 0 | 0 | 0 | 0 | 0 | 0 | 0 | 0 | 0 | 0 | 0 | 0 | 0 | 0 | 0 | 0 | 0 | 0 | 0 | 0 | 0 | 0 | 0
F1_Commercial_Grocery_Existing_Food Preparation_Natural Gas_Oven_E9 | F1 | Commercial | Grocery | Existing | Food Preparation | Natural Gas | Oven | E9 | RVT - Cost of Equipment | 0 | 0 | 0 | 0 | 0 | 0 | 0 | 0 | 0 | 0 | 0 | 0 | 0 | 0 | 0 | 0 | 0 | 0 | 0 | 0 | 0 | 0 | 0 | 0 | 0 | 0 | 0 | 0 | 0 | 0 | 0 | 0 | 0 | 0 | 0 | 0 | 0 | 0 | 0 | 0 | 0 | 0
F1_Commercial_Grocery_Existing_Food Preparation_Natural Gas_Oven_E10 | F1 | Commercial | Grocery | Existing | Food Preparation | Natural Gas | Oven | E10 | RVT - Cost of Equipment | 0 | 0 | 0 | 0 | 0 | 0 | 0 | 0 | 0 | 0 | 0 | 0 | 0 | 0 | 0 | 0 | 0 | 0 | 0 | 0 | 0 | 0 | 0 | 0 | 0 | 0 | 0 | 0 | 0 | 0 | 0 | 0 | 0 | 0 | 0 | 0 | 0 | 0 | 0 | 0 | 0 | 0
F2_Commercial_Grocery_Existing_Food Preparation_Natural Gas_Oven_E1 | F2 | Commercial | Grocery | Existing | Food Preparation | Natural Gas | Oven | E1 | RVT - Cost of Operation | 0.083324 | 0.083959 | 0.084669 | 0.085449 | 0.086339 | 0.087369 | 0.088203 | 0.089005 | 0.089818 | 0.090666 | 0.091474 | 0.092216 | 0.092975 | 0.093772 | 0.094652 | 0.095512 | 0.096425 | 0.097388 | 0.098393 | 0.099419 | 0.10045 | 0.10142 | 0.10229 | 0.10306 | 0.10373 | 0.1043 | 0.1047 | 0.10499 | 0.10525 | 0.10547 | 0.10569 | 0.10578 | 0.10578 | 0 | 0 | 0 | 0 | 0 | 0 | 0 | 0 | 0
F2_Commercial_Grocery_Existing_Food Preparation_Natural Gas_Oven_E2 | F2 | Commercial | Grocery | Existing | Food Preparation | Natural Gas | Oven | E2 | RVT - Cost of Operation | 0.072397 | 0.072948 | 0.073565 | 0.074243 | 0.075016 | 0.075911 | 0.076636 | 0.077333 | 0.078039 | 0.078775 | 0.079478 | 0.080123 | 0.080782 | 0.081474 | 0.082239 | 0.082986 | 0.083779 | 0.084616 | 0.085489 | 0.08638 | 0.087277 | 0.088116 | 0.088874 | 0.089544 | 0.090123 | 0.090621 | 0.090967 | 0.091224 | 0.091447 | 0.091637 | 0.091825 | 0.091909 | 0.091909 | 0 | 0 | 0 | 0 | 0 | 0 | 0 | 0 | 0
F2_Commercial_Grocery_Existing_Food Preparation_Natural Gas_Oven_E3 | F2 | Commercial | Grocery | Existing | Food Preparation | Natural Gas | Oven | E3 | RVT - Cost of Operation | 0 | 0 | 0 | 0 | 0 | 0 | 0 | 0 | 0 | 0 | 0 | 0 | 0 | 0 | 0 | 0 | 0 | 0 | 0 | 0 | 0 | 0 | 0 | 0 | 0 | 0 | 0 | 0 | 0 | 0 | 0 | 0 | 0 | 0 | 0 | 0 | 0 | 0 | 0 | 0 | 0 | 0
F2_Commercial_Grocery_Existing_Food Preparation_Natural Gas_Oven_E4 | F2 | Commercial | Grocery | Existing | Food Preparation | Natural Gas | Oven | E4 | RVT - Cost of Operation | 0 | 0 | 0 | 0 | 0 | 0 | 0 | 0 | 0 | 0 | 0 | 0 | 0 | 0 | 0 | 0 | 0 | 0 | 0 | 0 | 0 | 0 | 0 | 0 | 0 | 0 | 0 | 0 | 0 | 0 | 0 | 0 | 0 | 0 | 0 | 0 | 0 | 0 | 0 | 0 | 0 | 0
F2_Commercial_Grocery_Existing_Food Preparation_Natural Gas_Oven_E5 | F2 | Commercial | Grocery | Existing | Food Preparation | Natural Gas | Oven | E5 | RVT - Cost of Operation | 0 | 0 | 0 | 0 | 0 | 0 | 0 | 0 | 0 | 0 | 0 | 0 | 0 | 0 | 0 | 0 | 0 | 0 | 0 | 0 | 0 | 0 | 0 | 0 | 0 | 0 | 0 | 0 | 0 | 0 | 0 | 0 | 0 | 0 | 0 | 0 | 0 | 0 | 0 | 0 | 0 | 0
F2_Commercial_Grocery_Existing_Food Preparation_Natural Gas_Oven_E6 | F2 | Commercial | Grocery | Existing | Food Preparation | Natural Gas | Oven | E6 | RVT - Cost of Operation | 0 | 0 | 0 | 0 | 0 | 0 | 0 | 0 | 0 | 0 | 0 | 0 | 0 | 0 | 0 | 0 | 0 | 0 | 0 | 0 | 0 | 0 | 0 | 0 | 0 | 0 | 0 | 0 | 0 | 0 | 0 | 0 | 0 | 0 | 0 | 0 | 0 | 0 | 0 | 0 | 0 | 0
F2_Commercial_Grocery_Existing_Food Preparation_Natural Gas_Oven_E7 | F2 | Commercial | Grocery | Existing | Food Preparation | Natural Gas | Oven | E7 | RVT - Cost of Operation | 0 | 0 | 0 | 0 | 0 | 0 | 0 | 0 | 0 | 0 | 0 | 0 | 0 | 0 | 0 | 0 | 0 | 0 | 0 | 0 | 0 | 0 | 0 | 0 | 0 | 0 | 0 | 0 | 0 | 0 | 0 | 0 | 0 | 0 | 0 | 0 | 0 | 0 | 0 | 0 | 0 | 0
F2_Commercial_Grocery_Existing_Food Preparation_Natural Gas_Oven_E8 | F2 | Commercial | Grocery | Existing | Food Preparation | Natural Gas | Oven | E8 | RVT - Cost of Operation | 0 | 0 | 0 | 0 | 0 | 0 | 0 | 0 | 0 | 0 | 0 | 0 | 0 | 0 | 0 | 0 | 0 | 0 | 0 | 0 | 0 | 0 | 0 | 0 | 0 | 0 | 0 | 0 | 0 | 0 | 0 | 0 | 0 | 0 | 0 | 0 | 0 | 0 | 0 | 0 | 0 | 0
F2_Commercial_Grocery_Existing_Food Preparation_Natural Gas_Oven_E9 | F2 | Commercial | Grocery | Existing | Food Preparation | Natural Gas | Oven | E9 | RVT - Cost of Operation | 0 | 0 | 0 | 0 | 0 | 0 | 0 | 0 | 0 | 0 | 0 | 0 | 0 | 0 | 0 | 0 | 0 | 0 | 0 | 0 | 0 | 0 | 0 | 0 | 0 | 0 | 0 | 0 | 0 | 0 | 0 | 0 | 0 | 0 | 0 | 0 | 0 | 0 | 0 | 0 | 0 | 0
F2_Commercial_Grocery_Existing_Food Preparation_Natural Gas_Oven_E10 | F2 | Commercial | Grocery | Existing | Food Preparation | Natural Gas | Oven | E10 | RVT - Cost of Operation | 0 | 0 | 0 | 0 | 0 | 0 | 0 | 0 | 0 | 0 | 0 | 0 | 0 | 0 | 0 | 0 | 0 | 0 | 0 | 0 | 0 | 0 | 0 | 0 | 0 | 0 | 0 | 0 | 0 | 0 | 0 | 0 | 0 | 0 | 0 | 0 | 0 | 0 | 0 | 0 | 0 | 0
F3_Commercial_Grocery_Existing_Food Preparation_Natural Gas_Oven_E1 | F3 | Commercial | Grocery | Existing | Food Preparation | Natural Gas | Oven | E1 | System - kBTUs of Consumption | 0.05349 | 0.05349 | 0.05349 | 0.05349 | 0.05349 | 0.05349 | 0.05349 | 0.05349 | 0.05349 | 0.05349 | 0.05349 | 0.05349 | 0.05349 | 0.05349 | 0.05349 | 0.05349 | 0.05349 | 0.05349 | 0.05349 | 0.05349 | 0.05349 | 0.05349 | 0.05349 | 0.05349 | 0.05349 | 0.05349 | 0.05349 | 0.05349 | 0.05349 | 0.05349 | 0.05349 | 0.05349 | 0.05349 | 0 | 0 | 0 | 0 | 0 | 0 | 0 | 0 | 0
F3_Commercial_Grocery_Existing_Food Preparation_Natural Gas_Oven_E2 | F3 | Commercial | Grocery | Existing | Food Preparation | Natural Gas | Oven | E2 | System - kBTUs of Consumption | 0.056348 | 0.056348 | 0.056348 | 0.056348 | 0.056348 | 0.056348 | 0.056348 | 0.056348 | 0.056348 | 0.056348 | 0.056348 | 0.056348 | 0.056348 | 0.056348 | 0.056348 | 0.056348 | 0.056348 | 0.056348 | 0.056348 | 0.056348 | 0.056348 | 0.056348 | 0.056348 | 0.056348 | 0.056348 | 0.056348 | 0.056348 | 0.056348 | 0.056348 | 0.056348 | 0.056348 | 0.056348 | 0.056348 | 0 | 0 | 0 | 0 | 0 | 0 | 0 | 0 | 0
F3_Commercial_Grocery_Existing_Food Preparation_Natural Gas_Oven_E3 | F3 | Commercial | Grocery | Existing | Food Preparation | Natural Gas | Oven | E3 | System - kBTUs of Consumption | 0 | 0 | 0 | 0 | 0 | 0 | 0 | 0 | 0 | 0 | 0 | 0 | 0 | 0 | 0 | 0 | 0 | 0 | 0 | 0 | 0 | 0 | 0 | 0 | 0 | 0 | 0 | 0 | 0 | 0 | 0 | 0 | 0 | 0 | 0 | 0 | 0 | 0 | 0 | 0 | 0 | 0
F3_Commercial_Grocery_Existing_Food Preparation_Natural Gas_Oven_E4 | F3 | Commercial | Grocery | Existing | Food Preparation | Natural Gas | Oven | E4 | System - kBTUs of Consumption | 0 | 0 | 0 | 0 | 0 | 0 | 0 | 0 | 0 | 0 | 0 | 0 | 0 | 0 | 0 | 0 | 0 | 0 | 0 | 0 | 0 | 0 | 0 | 0 | 0 | 0 | 0 | 0 | 0 | 0 | 0 | 0 | 0 | 0 | 0 | 0 | 0 | 0 | 0 | 0 | 0 | 0
F3_Commercial_Grocery_Existing_Food Preparation_Natural Gas_Oven_E5 | F3 | Commercial | Grocery | Existing | Food Preparation | Natural Gas | Oven | E5 | System - kBTUs of Consumption | 0 | 0 | 0 | 0 | 0 | 0 | 0 | 0 | 0 | 0 | 0 | 0 | 0 | 0 | 0 | 0 | 0 | 0 | 0 | 0 | 0 | 0 | 0 | 0 | 0 | 0 | 0 | 0 | 0 | 0 | 0 | 0 | 0 | 0 | 0 | 0 | 0 | 0 | 0 | 0 | 0 | 0
F3_Commercial_Grocery_Existing_Food Preparation_Natural Gas_Oven_E6 | F3 | Commercial | Grocery | Existing | Food Preparation | Natural Gas | Oven | E6 | System - kBTUs of Consumption | 0 | 0 | 0 | 0 | 0 | 0 | 0 | 0 | 0 | 0 | 0 | 0 | 0 | 0 | 0 | 0 | 0 | 0 | 0 | 0 | 0 | 0 | 0 | 0 | 0 | 0 | 0 | 0 | 0 | 0 | 0 | 0 | 0 | 0 | 0 | 0 | 0 | 0 | 0 | 0 | 0 | 0
F3_Commercial_Grocery_Existing_Food Preparation_Natural Gas_Oven_E7 | F3 | Commercial | Grocery | Existing | Food Preparation | Natural Gas | Oven | E7 | System - kBTUs of Consumption | 0 | 0 | 0 | 0 | 0 | 0 | 0 | 0 | 0 | 0 | 0 | 0 | 0 | 0 | 0 | 0 | 0 | 0 | 0 | 0 | 0 | 0 | 0 | 0 | 0 | 0 | 0 | 0 | 0 | 0 | 0 | 0 | 0 | 0 | 0 | 0 | 0 | 0 | 0 | 0 | 0 | 0
F3_Commercial_Grocery_Existing_Food Preparation_Natural Gas_Oven_E8 | F3 | Commercial | Grocery | Existing | Food Preparation | Natural Gas | Oven | E8 | System - kBTUs of Consumption | 0 | 0 | 0 | 0 | 0 | 0 | 0 | 0 | 0 | 0 | 0 | 0 | 0 | 0 | 0 | 0 | 0 | 0 | 0 | 0 | 0 | 0 | 0 | 0 | 0 | 0 | 0 | 0 | 0 | 0 | 0 | 0 | 0 | 0 | 0 | 0 | 0 | 0 | 0 | 0 | 0 | 0
F3_Commercial_Grocery_Existing_Food Preparation_Natural Gas_Oven_E9 | F3 | Commercial | Grocery | Existing | Food Preparation | Natural Gas | Oven | E9 | System - kBTUs of Consumption | 0 | 0 | 0 | 0 | 0 | 0 | 0 | 0 | 0 | 0 | 0 | 0 | 0 | 0 | 0 | 0 | 0 | 0 | 0 | 0 | 0 | 0 | 0 | 0 | 0 | 0 | 0 | 0 | 0 | 0 | 0 | 0 | 0 | 0 | 0 | 0 | 0 | 0 | 0 | 0 | 0 | 0
F3_Commercial_Grocery_Existing_Food Preparation_Natural Gas_Oven_E10 | F3 | Commercial | Grocery | Existing | Food Preparation | Natural Gas | Oven | E10 | System - kBTUs of Consumption | 0 | 0 | 0 | 0 | 0 | 0 | 0 | 0 | 0 | 0 | 0 | 0 | 0 | 0 | 0 | 0 | 0 | 0 | 0 | 0 | 0 | 0 | 0 | 0 | 0 | 0 | 0 | 0 | 0 | 0 | 0 | 0 | 0 | 0 | 0 | 0 | 0 | 0 | 0 | 0 | 0 | 0
F4_Commercial_Grocery_Existing_Food Preparation_Natural Gas_Oven_E1 | F4 | Commercial | Grocery | Existing | Food Preparation | Natural Gas | Oven | E1 | Utility - Cost of Equipment | 0.083324 | 0.083959 | 0.084669 | 0.085449 | 0.086339 | 0.087369 | 0.088203 | 0.089005 | 0.089818 | 0.090666 | 0.091474 | 0.092216 | 0.092975 | 0.093772 | 0.094652 | 0.095512 | 0.096425 | 0.097388 | 0.098393 | 0.099419 | 0.10045 | 0.10142 | 0.10229 | 0.10306 | 0.10373 | 0.1043 | 0.1047 | 0.10499 | 0.10525 | 0.10547 | 0.10569 | 0.10578 | 0.10578 | 0 | 0 | 0 | 0 | 0 | 0 | 0 | 0 | 0
F4_Commercial_Grocery_Existing_Food Preparation_Natural Gas_Oven_E2 | F4 | Commercial | Grocery | Existing | Food Preparation | Natural Gas | Oven | E2 | Utility - Cost of Equipment | 0.072397 | 0.072948 | 0.073565 | 0.074243 | 0.075016 | 0.075911 | 0.076636 | 0.077333 | 0.078039 | 0.078775 | 0.079478 | 0.080123 | 0.080782 | 0.081474 | 0.082239 | 0.082986 | 0.083779 | 0.084616 | 0.085489 | 0.08638 | 0.087277 | 0.088116 | 0.088874 | 0.089544 | 0.090123 | 0.090621 | 0.090967 | 0.091224 | 0.091447 | 0.091637 | 0.091825 | 0.091909 | 0.091909 | 0 | 0 | 0 | 0 | 0 | 0 | 0 | 0 | 0
F4_Commercial_Grocery_Existing_Food Preparation_Natural Gas_Oven_E3 | F4 | Commercial | Grocery | Existing | Food Preparation | Natural Gas | Oven | E3 | Utility - Cost of Equipment | 0 | 0 | 0 | 0 | 0 | 0 | 0 | 0 | 0 | 0 | 0 | 0 | 0 | 0 | 0 | 0 | 0 | 0 | 0 | 0 | 0 | 0 | 0 | 0 | 0 | 0 | 0 | 0 | 0 | 0 | 0 | 0 | 0 | 0 | 0 | 0 | 0 | 0 | 0 | 0 | 0 | 0
F4_Commercial_Grocery_Existing_Food Preparation_Natural Gas_Oven_E4 | F4 | Commercial | Grocery | Existing | Food Preparation | Natural Gas | Oven | E4 | Utility - Cost of Equipment | 0 | 0 | 0 | 0 | 0 | 0 | 0 | 0 | 0 | 0 | 0 | 0 | 0 | 0 | 0 | 0 | 0 | 0 | 0 | 0 | 0 | 0 | 0 | 0 | 0 | 0 | 0 | 0 | 0 | 0 | 0 | 0 | 0 | 0 | 0 | 0 | 0 | 0 | 0 | 0 | 0 | 0
F4_Commercial_Grocery_Existing_Food Preparation_Natural Gas_Oven_E5 | F4 | Commercial | Grocery | Existing | Food Preparation | Natural Gas | Oven | E5 | Utility - Cost of Equipment | 0 | 0 | 0 | 0 | 0 | 0 | 0 | 0 | 0 | 0 | 0 | 0 | 0 | 0 | 0 | 0 | 0 | 0 | 0 | 0 | 0 | 0 | 0 | 0 | 0 | 0 | 0 | 0 | 0 | 0 | 0 | 0 | 0 | 0 | 0 | 0 | 0 | 0 | 0 | 0 | 0 | 0
F4_Commercial_Grocery_Existing_Food Preparation_Natural Gas_Oven_E6 | F4 | Commercial | Grocery | Existing | Food Preparation | Natural Gas | Oven | E6 | Utility - Cost of Equipment | 0 | 0 | 0 | 0 | 0 | 0 | 0 | 0 | 0 | 0 | 0 | 0 | 0 | 0 | 0 | 0 | 0 | 0 | 0 | 0 | 0 | 0 | 0 | 0 | 0 | 0 | 0 | 0 | 0 | 0 | 0 | 0 | 0 | 0 | 0 | 0 | 0 | 0 | 0 | 0 | 0 | 0
F4_Commercial_Grocery_Existing_Food Preparation_Natural Gas_Oven_E7 | F4 | Commercial | Grocery | Existing | Food Preparation | Natural Gas | Oven | E7 | Utility - Cost of Equipment | 0 | 0 | 0 | 0 | 0 | 0 | 0 | 0 | 0 | 0 | 0 | 0 | 0 | 0 | 0 | 0 | 0 | 0 | 0 | 0 | 0 | 0 | 0 | 0 | 0 | 0 | 0 | 0 | 0 | 0 | 0 | 0 | 0 | 0 | 0 | 0 | 0 | 0 | 0 | 0 | 0 | 0
F4_Commercial_Grocery_Existing_Food Preparation_Natural Gas_Oven_E8 | F4 | Commercial | Grocery | Existing | Food Preparation | Natural Gas | Oven | E8 | Utility - Cost of Equipment | 0 | 0 | 0 | 0 | 0 | 0 | 0 | 0 | 0 | 0 | 0 | 0 | 0 | 0 | 0 | 0 | 0 | 0 | 0 | 0 | 0 | 0 | 0 | 0 | 0 | 0 | 0 | 0 | 0 | 0 | 0 | 0 | 0 | 0 | 0 | 0 | 0 | 0 | 0 | 0 | 0 | 0
F4_Commercial_Grocery_Existing_Food Preparation_Natural Gas_Oven_E9 | F4 | Commercial | Grocery | Existing | Food Preparation | Natural Gas | Oven | E9 | Utility - Cost of Equipment | 0 | 0 | 0 | 0 | 0 | 0 | 0 | 0 | 0 | 0 | 0 | 0 | 0 | 0 | 0 | 0 | 0 | 0 | 0 | 0 | 0 | 0 | 0 | 0 | 0 | 0 | 0 | 0 | 0 | 0 | 0 | 0 | 0 | 0 | 0 | 0 | 0 | 0 | 0 | 0 | 0 | 0
F4_Commercial_Grocery_Existing_Food Preparation_Natural Gas_Oven_E10 | F4 | Commercial | Grocery | Existing | Food Preparation | Natural Gas | Oven | E10 | Utility - Cost of Equipment | 0 | 0 | 0 | 0 | 0 | 0 | 0 | 0 | 0 | 0 | 0 | 0 | 0 | 0 | 0 | 0 | 0 | 0 | 0 | 0 | 0 | 0 | 0 | 0 | 0 | 0 | 0 | 0 | 0 | 0 | 0 | 0 | 0 | 0 | 0 | 0 | 0 | 0 | 0 | 0 | 0 | 0
F5_Commercial_Grocery_Existing_Food Preparation_Natural Gas_Oven_E1 | F5 | Commercial | Grocery | Existing | Food Preparation | Natural Gas | Oven | E1 | Utility - Cost of Operation | 0.05349 | 0.05349 | 0.05349 | 0.05349 | 0.05349 | 0.05349 | 0.05349 | 0.05349 | 0.05349 | 0.05349 | 0.05349 | 0.05349 | 0.05349 | 0.05349 | 0.05349 | 0.05349 | 0.05349 | 0.05349 | 0.05349 | 0.05349 | 0.05349 | 0.05349 | 0.05349 | 0.05349 | 0.05349 | 0.05349 | 0.05349 | 0.05349 | 0.05349 | 0.05349 | 0.05349 | 0.05349 | 0.05349 | 0 | 0 | 0 | 0 | 0 | 0 | 0 | 0 | 0
F5_Commercial_Grocery_Existing_Food Preparation_Natural Gas_Oven_E2 | F5 | Commercial | Grocery | Existing | Food Preparation | Natural Gas | Oven | E2 | Utility - Cost of Operation | 0.056348 | 0.056348 | 0.056348 | 0.056348 | 0.056348 | 0.056348 | 0.056348 | 0.056348 | 0.056348 | 0.056348 | 0.056348 | 0.056348 | 0.056348 | 0.056348 | 0.056348 | 0.056348 | 0.056348 | 0.056348 | 0.056348 | 0.056348 | 0.056348 | 0.056348 | 0.056348 | 0.056348 | 0.056348 | 0.056348 | 0.056348 | 0.056348 | 0.056348 | 0.056348 | 0.056348 | 0.056348 | 0.056348 | 0 | 0 | 0 | 0 | 0 | 0 | 0 | 0 | 0
F5_Commercial_Grocery_Existing_Food Preparation_Natural Gas_Oven_E3 | F5 | Commercial | Grocery | Existing | Food Preparation | Natural Gas | Oven | E3 | Utility - Cost of Operation | 0 | 0 | 0 | 0 | 0 | 0 | 0 | 0 | 0 | 0 | 0 | 0 | 0 | 0 | 0 | 0 | 0 | 0 | 0 | 0 | 0 | 0 | 0 | 0 | 0 | 0 | 0 | 0 | 0 | 0 | 0 | 0 | 0 | 0 | 0 | 0 | 0 | 0 | 0 | 0 | 0 | 0
F5_Commercial_Grocery_Existing_Food Preparation_Natural Gas_Oven_E4 | F5 | Commercial | Grocery | Existing | Food Preparation | Natural Gas | Oven | E4 | Utility - Cost of Operation | 0 | 0 | 0 | 0 | 0 | 0 | 0 | 0 | 0 | 0 | 0 | 0 | 0 | 0 | 0 | 0 | 0 | 0 | 0 | 0 | 0 | 0 | 0 | 0 | 0 | 0 | 0 | 0 | 0 | 0 | 0 | 0 | 0 | 0 | 0 | 0 | 0 | 0 | 0 | 0 | 0 | 0
F5_Commercial_Grocery_Existing_Food Preparation_Natural Gas_Oven_E5 | F5 | Commercial | Grocery | Existing | Food Preparation | Natural Gas | Oven | E5 | Utility - Cost of Operation | 0 | 0 | 0 | 0 | 0 | 0 | 0 | 0 | 0 | 0 | 0 | 0 | 0 | 0 | 0 | 0 | 0 | 0 | 0 | 0 | 0 | 0 | 0 | 0 | 0 | 0 | 0 | 0 | 0 | 0 | 0 | 0 | 0 | 0 | 0 | 0 | 0 | 0 | 0 | 0 | 0 | 0
F5_Commercial_Grocery_Existing_Food Preparation_Natural Gas_Oven_E6 | F5 | Commercial | Grocery | Existing | Food Preparation | Natural Gas | Oven | E6 | Utility - Cost of Operation | 0 | 0 | 0 | 0 | 0 | 0 | 0 | 0 | 0 | 0 | 0 | 0 | 0 | 0 | 0 | 0 | 0 | 0 | 0 | 0 | 0 | 0 | 0 | 0 | 0 | 0 | 0 | 0 | 0 | 0 | 0 | 0 | 0 | 0 | 0 | 0 | 0 | 0 | 0 | 0 | 0 | 0
F5_Commercial_Grocery_Existing_Food Preparation_Natural Gas_Oven_E7 | F5 | Commercial | Grocery | Existing | Food Preparation | Natural Gas | Oven | E7 | Utility - Cost of Operation | 0 | 0 | 0 | 0 | 0 | 0 | 0 | 0 | 0 | 0 | 0 | 0 | 0 | 0 | 0 | 0 | 0 | 0 | 0 | 0 | 0 | 0 | 0 | 0 | 0 | 0 | 0 | 0 | 0 | 0 | 0 | 0 | 0 | 0 | 0 | 0 | 0 | 0 | 0 | 0 | 0 | 0
F5_Commercial_Grocery_Existing_Food Preparation_Natural Gas_Oven_E8 | F5 | Commercial | Grocery | Existing | Food Preparation | Natural Gas | Oven | E8 | Utility - Cost of Operation | 0 | 0 | 0 | 0 | 0 | 0 | 0 | 0 | 0 | 0 | 0 | 0 | 0 | 0 | 0 | 0 | 0 | 0 | 0 | 0 | 0 | 0 | 0 | 0 | 0 | 0 | 0 | 0 | 0 | 0 | 0 | 0 | 0 | 0 | 0 | 0 | 0 | 0 | 0 | 0 | 0 | 0
F5_Commercial_Grocery_Existing_Food Preparation_Natural Gas_Oven_E9 | F5 | Commercial | Grocery | Existing | Food Preparation | Natural Gas | Oven | E9 | Utility - Cost of Operation | 0 | 0 | 0 | 0 | 0 | 0 | 0 | 0 | 0 | 0 | 0 | 0 | 0 | 0 | 0 | 0 | 0 | 0 | 0 | 0 | 0 | 0 | 0 | 0 | 0 | 0 | 0 | 0 | 0 | 0 | 0 | 0 | 0 | 0 | 0 | 0 | 0 | 0 | 0 | 0 | 0 | 0
F5_Commercial_Grocery_Existing_Food Preparation_Natural Gas_Oven_E10 | F5 | Commercial | Grocery | Existing | Food Preparation | Natural Gas | Oven | E10 | Utility - Cost of Operation | 0 | 0 | 0 | 0 | 0 | 0 | 0 | 0 | 0 | 0 | 0 | 0 | 0 | 0 | 0 | 0 | 0 | 0 | 0 | 0 | 0 | 0 | 0 | 0 | 0 | 0 | 0 | 0 | 0 | 0 | 0 | 0 | 0 | 0 | 0 | 0 | 0 | 0 | 0 | 0 | 0 | 0
F6_Commercial_Grocery_Existing_Food Preparation_Natural Gas_Oven_E1 | F6 | Commercial | Grocery | Existing | Food Preparation | Natural Gas | Oven | E1 | Utility - Value of Sales | 0.049349 | 0.049349 | 0.049349 | 0.049349 | 0.049349 | 0.049349 | 0.049349 | 0.049349 | 0.049349 | 0.049349 | 0.049349 | 0.049349 | 0.049349 | 0.049349 | 0.049349 | 0.049349 | 0.049349 | 0.049349 | 0.049349 | 0.049349 | 0.049349 | 0.049349 | 0.049349 | 0.049349 | 0.049349 | 0.049349 | 0.049349 | 0.049349 | 0.049349 | 0.049349 | 0.049349 | 0.049349 | 0.049349 | 0 | 0 | 0 | 0 | 0 | 0 | 0 | 0 | 0
F6_Commercial_Grocery_Existing_Food Preparation_Natural Gas_Oven_E2 | F6 | Commercial | Grocery | Existing | Food Preparation | Natural Gas | Oven | E2 | Utility - Value of Sales | 0.042877 | 0.042877 | 0.042877 | 0.042877 | 0.042877 | 0.042877 | 0.042877 | 0.042877 | 0.042877 | 0.042877 | 0.042877 | 0.042877 | 0.042877 | 0.042877 | 0.042877 | 0.042877 | 0.042877 | 0.042877 | 0.042877 | 0.042877 | 0.042877 | 0.042877 | 0.042877 | 0.042877 | 0.042877 | 0.042877 | 0.042877 | 0.042877 | 0.042877 | 0.042877 | 0.042877 | 0.042877 | 0.042877 | 0 | 0 | 0 | 0 | 0 | 0 | 0 | 0 | 0
F6_Commercial_Grocery_Existing_Food Preparation_Natural Gas_Oven_E3 | F6 | Commercial | Grocery | Existing | Food Preparation | Natural Gas | Oven | E3 | Utility - Value of Sales | 0 | 0 | 0 | 0 | 0 | 0 | 0 | 0 | 0 | 0 | 0 | 0 | 0 | 0 | 0 | 0 | 0 | 0 | 0 | 0 | 0 | 0 | 0 | 0 | 0 | 0 | 0 | 0 | 0 | 0 | 0 | 0 | 0 | 0 | 0 | 0 | 0 | 0 | 0 | 0 | 0 | 0
F6_Commercial_Grocery_Existing_Food Preparation_Natural Gas_Oven_E4 | F6 | Commercial | Grocery | Existing | Food Preparation | Natural Gas | Oven | E4 | Utility - Value of Sales | 0 | 0 | 0 | 0 | 0 | 0 | 0 | 0 | 0 | 0 | 0 | 0 | 0 | 0 | 0 | 0 | 0 | 0 | 0 | 0 | 0 | 0 | 0 | 0 | 0 | 0 | 0 | 0 | 0 | 0 | 0 | 0 | 0 | 0 | 0 | 0 | 0 | 0 | 0 | 0 | 0 | 0
F6_Commercial_Grocery_Existing_Food Preparation_Natural Gas_Oven_E5 | F6 | Commercial | Grocery | Existing | Food Preparation | Natural Gas | Oven | E5 | Utility - Value of Sales | 0 | 0 | 0 | 0 | 0 | 0 | 0 | 0 | 0 | 0 | 0 | 0 | 0 | 0 | 0 | 0 | 0 | 0 | 0 | 0 | 0 | 0 | 0 | 0 | 0 | 0 | 0 | 0 | 0 | 0 | 0 | 0 | 0 | 0 | 0 | 0 | 0 | 0 | 0 | 0 | 0 | 0
F6_Commercial_Grocery_Existing_Food Preparation_Natural Gas_Oven_E6 | F6 | Commercial | Grocery | Existing | Food Preparation | Natural Gas | Oven | E6 | Utility - Value of Sales | 0 | 0 | 0 | 0 | 0 | 0 | 0 | 0 | 0 | 0 | 0 | 0 | 0 | 0 | 0 | 0 | 0 | 0 | 0 | 0 | 0 | 0 | 0 | 0 | 0 | 0 | 0 | 0 | 0 | 0 | 0 | 0 | 0 | 0 | 0 | 0 | 0 | 0 | 0 | 0 | 0 | 0
F6_Commercial_Grocery_Existing_Food Preparation_Natural Gas_Oven_E7 | F6 | Commercial | Grocery | Existing | Food Preparation | Natural Gas | Oven | E7 | Utility - Value of Sales | 0 | 0 | 0 | 0 | 0 | 0 | 0 | 0 | 0 | 0 | 0 | 0 | 0 | 0 | 0 | 0 | 0 | 0 | 0 | 0 | 0 | 0 | 0 | 0 | 0 | 0 | 0 | 0 | 0 | 0 | 0 | 0 | 0 | 0 | 0 | 0 | 0 | 0 | 0 | 0 | 0 | 0
F6_Commercial_Grocery_Existing_Food Preparation_Natural Gas_Oven_E8 | F6 | Commercial | Grocery | Existing | Food Preparation | Natural Gas | Oven | E8 | Utility - Value of Sales | 0 | 0 | 0 | 0 | 0 | 0 | 0 | 0 | 0 | 0 | 0 | 0 | 0 | 0 | 0 | 0 | 0 | 0 | 0 | 0 | 0 | 0 | 0 | 0 | 0 | 0 | 0 | 0 | 0 | 0 | 0 | 0 | 0 | 0 | 0 | 0 | 0 | 0 | 0 | 0 | 0 | 0
F6_Commercial_Grocery_Existing_Food Preparation_Natural Gas_Oven_E9 | F6 | Commercial | Grocery | Existing | Food Preparation | Natural Gas | Oven | E9 | Utility - Value of Sales | 0 | 0 | 0 | 0 | 0 | 0 | 0 | 0 | 0 | 0 | 0 | 0 | 0 | 0 | 0 | 0 | 0 | 0 | 0 | 0 | 0 | 0 | 0 | 0 | 0 | 0 | 0 | 0 | 0 | 0 | 0 | 0 | 0 | 0 | 0 | 0 | 0 | 0 | 0 | 0 | 0 | 0
F6_Commercial_Grocery_Existing_Food Preparation_Natural Gas_Oven_E10 | F6 | Commercial | Grocery | Existing | Food Preparation | Natural Gas | Oven | E10 | Utility - Value of Sales | 0 | 0 | 0 | 0 | 0 | 0 | 0 | 0 | 0 | 0 | 0 | 0 | 0 | 0 | 0 | 0 | 0 | 0 | 0 | 0 | 0 | 0 | 0 | 0 | 0 | 0 | 0 | 0 | 0 | 0 | 0 | 0 | 0 | 0 | 0 | 0 | 0 | 0 | 0 | 0 | 0 | 0
F1_Commercial_Grocery_Existing_Food Preparation_Natural Gas_Conveyor Oven_E1 | F1 | Commercial | Grocery | Existing | Food Preparation | Natural Gas | Conveyor Oven | E1 | RVT - Cost of Equipment | 0.13052 | 0.13147 | 0.1325 | 0.13363 | 0.13493 | 0.13643 | 0.13775 | 0.13909 | 0.14047 | 0.14191 | 0.14329 | 0.14457 | 0.14582 | 0.14707 | 0.14837 | 0.14961 | 0.15089 | 0.1522 | 0.15352 | 0.15483 | 0.15612 | 0.15729 | 0.15834 | 0.15927 | 0.16007 | 0.16076 | 0.16124 | 0.1616 | 0.1619 | 0.16217 | 0.16243 | 0.16254 | 0.16254 | 0 | 0 | 0 | 0 | 0 | 0 | 0 | 0 | 0
F1_Commercial_Grocery_Existing_Food Preparation_Natural Gas_Conveyor Oven_E2 | F1 | Commercial | Grocery | Existing | Food Preparation | Natural Gas | Conveyor Oven | E2 | RVT - Cost of Equipment | 0.099212 | 0.099934 | 0.10072 | 0.10158 | 0.10257 | 0.10371 | 0.10471 | 0.10573 | 0.10678 | 0.10787 | 0.10892 | 0.10989 | 0.11084 | 0.11179 | 0.11278 | 0.11373 | 0.1147 | 0.1157 | 0.1167 | 0.1177 | 0.11867 | 0.11957 | 0.12037 | 0.12107 | 0.12168 | 0.1222 | 0.12257 | 0.12284 | 0.12307 | 0.12327 | 0.12347 | 0.12356 | 0.12356 | 0 | 0 | 0 | 0 | 0 | 0 | 0 | 0 | 0
F1_Commercial_Grocery_Existing_Food Preparation_Natural Gas_Conveyor Oven_E3 | F1 | Commercial | Grocery | Existing | Food Preparation | Natural Gas | Conveyor Oven | E3 | RVT - Cost of Equipment | 0 | 0 | 0 | 0 | 0 | 0 | 0 | 0 | 0 | 0 | 0 | 0 | 0 | 0 | 0 | 0 | 0 | 0 | 0 | 0 | 0 | 0 | 0 | 0 | 0 | 0 | 0 | 0 | 0 | 0 | 0 | 0 | 0 | 0 | 0 | 0 | 0 | 0 | 0 | 0 | 0 | 0
F1_Commercial_Grocery_Existing_Food Preparation_Natural Gas_Conveyor Oven_E4 | F1 | Commercial | Grocery | Existing | Food Preparation | Natural Gas | Conveyor Oven | E4 | RVT - Cost of Equipment | 0 | 0 | 0 | 0 | 0 | 0 | 0 | 0 | 0 | 0 | 0 | 0 | 0 | 0 | 0 | 0 | 0 | 0 | 0 | 0 | 0 | 0 | 0 | 0 | 0 | 0 | 0 | 0 | 0 | 0 | 0 | 0 | 0 | 0 | 0 | 0 | 0 | 0 | 0 | 0 | 0 | 0
F1_Commercial_Grocery_Existing_Food Preparation_Natural Gas_Conveyor Oven_E5 | F1 | Commercial | Grocery | Existing | Food Preparation | Natural Gas | Conveyor Oven | E5 | RVT - Cost of Equipment | 0 | 0 | 0 | 0 | 0 | 0 | 0 | 0 | 0 | 0 | 0 | 0 | 0 | 0 | 0 | 0 | 0 | 0 | 0 | 0 | 0 | 0 | 0 | 0 | 0 | 0 | 0 | 0 | 0 | 0 | 0 | 0 | 0 | 0 | 0 | 0 | 0 | 0 | 0 | 0 | 0 | 0
F1_Commercial_Grocery_Existing_Food Preparation_Natural Gas_Conveyor Oven_E6 | F1 | Commercial | Grocery | Existing | Food Preparation | Natural Gas | Conveyor Oven | E6 | RVT - Cost of Equipment | 0 | 0 | 0 | 0 | 0 | 0 | 0 | 0 | 0 | 0 | 0 | 0 | 0 | 0 | 0 | 0 | 0 | 0 | 0 | 0 | 0 | 0 | 0 | 0 | 0 | 0 | 0 | 0 | 0 | 0 | 0 | 0 | 0 | 0 | 0 | 0 | 0 | 0 | 0 | 0 | 0 | 0
F1_Commercial_Grocery_Existing_Food Preparation_Natural Gas_Conveyor Oven_E7 | F1 | Commercial | Grocery | Existing | Food Preparation | Natural Gas | Conveyor Oven | E7 | RVT - Cost of Equipment | 0 | 0 | 0 | 0 | 0 | 0 | 0 | 0 | 0 | 0 | 0 | 0 | 0 | 0 | 0 | 0 | 0 | 0 | 0 | 0 | 0 | 0 | 0 | 0 | 0 | 0 | 0 | 0 | 0 | 0 | 0 | 0 | 0 | 0 | 0 | 0 | 0 | 0 | 0 | 0 | 0 | 0
F1_Commercial_Grocery_Existing_Food Preparation_Natural Gas_Conveyor Oven_E8 | F1 | Commercial | Grocery | Existing | Food Preparation | Natural Gas | Conveyor Oven | E8 | RVT - Cost of Equipment | 0 | 0 | 0 | 0 | 0 | 0 | 0 | 0 | 0 | 0 | 0 | 0 | 0 | 0 | 0 | 0 | 0 | 0 | 0 | 0 | 0 | 0 | 0 | 0 | 0 | 0 | 0 | 0 | 0 | 0 | 0 | 0 | 0 | 0 | 0 | 0 | 0 | 0 | 0 | 0 | 0 | 0
F1_Commercial_Grocery_Existing_Food Preparation_Natural Gas_Conveyor Oven_E9 | F1 | Commercial | Grocery | Existing | Food Preparation | Natural Gas | Conveyor Oven | E9 | RVT - Cost of Equipment | 0 | 0 | 0 | 0 | 0 | 0 | 0 | 0 | 0 | 0 | 0 | 0 | 0 | 0 | 0 | 0 | 0 | 0 | 0 | 0 | 0 | 0 | 0 | 0 | 0 | 0 | 0 | 0 | 0 | 0 | 0 | 0 | 0 | 0 | 0 | 0 | 0 | 0 | 0 | 0 | 0 | 0
F1_Commercial_Grocery_Existing_Food Preparation_Natural Gas_Conveyor Oven_E10 | F1 | Commercial | Grocery | Existing | Food Preparation | Natural Gas | Conveyor Oven | E10 | RVT - Cost of Equipment | 0 | 0 | 0 | 0 | 0 | 0 | 0 | 0 | 0 | 0 | 0 | 0 | 0 | 0 | 0 | 0 | 0 | 0 | 0 | 0 | 0 | 0 | 0 | 0 | 0 | 0 | 0 | 0 | 0 | 0 | 0 | 0 | 0 | 0 | 0 | 0 | 0 | 0 | 0 | 0 | 0 | 0
F2_Commercial_Grocery_Existing_Food Preparation_Natural Gas_Conveyor Oven_E1 | F2 | Commercial | Grocery | Existing | Food Preparation | Natural Gas | Conveyor Oven | E1 | RVT - Cost of Operation | 0.15637 | 0.1575 | 0.15874 | 0.1601 | 0.16165 | 0.16345 | 0.16504 | 0.16664 | 0.16829 | 0.17002 | 0.17167 | 0.1732 | 0.1747 | 0.17619 | 0.17776 | 0.17925 | 0.18078 | 0.18235 | 0.18393 | 0.1855 | 0.18704 | 0.18845 | 0.18971 | 0.19082 | 0.19178 | 0.1926 | 0.19318 | 0.1936 | 0.19397 | 0.19429 | 0.1946 | 0.19474 | 0.19474 | 0 | 0 | 0 | 0 | 0 | 0 | 0 | 0 | 0
F2_Commercial_Grocery_Existing_Food Preparation_Natural Gas_Conveyor Oven_E2 | F2 | Commercial | Grocery | Existing | Food Preparation | Natural Gas | Conveyor Oven | E2 | RVT - Cost of Operation | 0.11886 | 0.11973 | 0.12067 | 0.1217 | 0.12288 | 0.12425 | 0.12545 | 0.12667 | 0.12793 | 0.12924 | 0.1305 | 0.13166 | 0.1328 | 0.13394 | 0.13512 | 0.13625 | 0.13742 | 0.13861 | 0.13981 | 0.14101 | 0.14218 | 0.14325 | 0.14421 | 0.14505 | 0.14578 | 0.14641 | 0.14684 | 0.14717 | 0.14745 | 0.14769 | 0.14793 | 0.14803 | 0.14803 | 0 | 0 | 0 | 0 | 0 | 0 | 0 | 0 | 0
F2_Commercial_Grocery_Existing_Food Preparation_Natural Gas_Conveyor Oven_E3 | F2 | Commercial | Grocery | Existing | Food Preparation | Natural Gas | Conveyor Oven | E3 | RVT - Cost of Operation | 0 | 0 | 0 | 0 | 0 | 0 | 0 | 0 | 0 | 0 | 0 | 0 | 0 | 0 | 0 | 0 | 0 | 0 | 0 | 0 | 0 | 0 | 0 | 0 | 0 | 0 | 0 | 0 | 0 | 0 | 0 | 0 | 0 | 0 | 0 | 0 | 0 | 0 | 0 | 0 | 0 | 0
F2_Commercial_Grocery_Existing_Food Preparation_Natural Gas_Conveyor Oven_E4 | F2 | Commercial | Grocery | Existing | Food Preparation | Natural Gas | Conveyor Oven | E4 | RVT - Cost of Operation | 0 | 0 | 0 | 0 | 0 | 0 | 0 | 0 | 0 | 0 | 0 | 0 | 0 | 0 | 0 | 0 | 0 | 0 | 0 | 0 | 0 | 0 | 0 | 0 | 0 | 0 | 0 | 0 | 0 | 0 | 0 | 0 | 0 | 0 | 0 | 0 | 0 | 0 | 0 | 0 | 0 | 0
F2_Commercial_Grocery_Existing_Food Preparation_Natural Gas_Conveyor Oven_E5 | F2 | Commercial | Grocery | Existing | Food Preparation | Natural Gas | Conveyor Oven | E5 | RVT - Cost of Operation | 0 | 0 | 0 | 0 | 0 | 0 | 0 | 0 | 0 | 0 | 0 | 0 | 0 | 0 | 0 | 0 | 0 | 0 | 0 | 0 | 0 | 0 | 0 | 0 | 0 | 0 | 0 | 0 | 0 | 0 | 0 | 0 | 0 | 0 | 0 | 0 | 0 | 0 | 0 | 0 | 0 | 0
F2_Commercial_Grocery_Existing_Food Preparation_Natural Gas_Conveyor Oven_E6 | F2 | Commercial | Grocery | Existing | Food Preparation | Natural Gas | Conveyor Oven | E6 | RVT - Cost of Operation | 0 | 0 | 0 | 0 | 0 | 0 | 0 | 0 | 0 | 0 | 0 | 0 | 0 | 0 | 0 | 0 | 0 | 0 | 0 | 0 | 0 | 0 | 0 | 0 | 0 | 0 | 0 | 0 | 0 | 0 | 0 | 0 | 0 | 0 | 0 | 0 | 0 | 0 | 0 | 0 | 0 | 0
F2_Commercial_Grocery_Existing_Food Preparation_Natural Gas_Conveyor Oven_E7 | F2 | Commercial | Grocery | Existing | Food Preparation | Natural Gas | Conveyor Oven | E7 | RVT - Cost of Operation | 0 | 0 | 0 | 0 | 0 | 0 | 0 | 0 | 0 | 0 | 0 | 0 | 0 | 0 | 0 | 0 | 0 | 0 | 0 | 0 | 0 | 0 | 0 | 0 | 0 | 0 | 0 | 0 | 0 | 0 | 0 | 0 | 0 | 0 | 0 | 0 | 0 | 0 | 0 | 0 | 0 | 0
F2_Commercial_Grocery_Existing_Food Preparation_Natural Gas_Conveyor Oven_E8 | F2 | Commercial | Grocery | Existing | Food Preparation | Natural Gas | Conveyor Oven | E8 | RVT - Cost of Operation | 0 | 0 | 0 | 0 | 0 | 0 | 0 | 0 | 0 | 0 | 0 | 0 | 0 | 0 | 0 | 0 | 0 | 0 | 0 | 0 | 0 | 0 | 0 | 0 | 0 | 0 | 0 | 0 | 0 | 0 | 0 | 0 | 0 | 0 | 0 | 0 | 0 | 0 | 0 | 0 | 0 | 0
F2_Commercial_Grocery_Existing_Food Preparation_Natural Gas_Conveyor Oven_E9 | F2 | Commercial | Grocery | Existing | Food Preparation | Natural Gas | Conveyor Oven | E9 | RVT - Cost of Operation | 0 | 0 | 0 | 0 | 0 | 0 | 0 | 0 | 0 | 0 | 0 | 0 | 0 | 0 | 0 | 0 | 0 | 0 | 0 | 0 | 0 | 0 | 0 | 0 | 0 | 0 | 0 | 0 | 0 | 0 | 0 | 0 | 0 | 0 | 0 | 0 | 0 | 0 | 0 | 0 | 0 | 0
F2_Commercial_Grocery_Existing_Food Preparation_Natural Gas_Conveyor Oven_E10 | F2 | Commercial | Grocery | Existing | Food Preparation | Natural Gas | Conveyor Oven | E10 | RVT - Cost of Operation | 0 | 0 | 0 | 0 | 0 | 0 | 0 | 0 | 0 | 0 | 0 | 0 | 0 | 0 | 0 | 0 | 0 | 0 | 0 | 0 | 0 | 0 | 0 | 0 | 0 | 0 | 0 | 0 | 0 | 0 | 0 | 0 | 0 | 0 | 0 | 0 | 0 | 0 | 0 | 0 | 0 | 0
F3_Commercial_Grocery_Existing_Food Preparation_Natural Gas_Conveyor Oven_E1 | F3 | Commercial | Grocery | Existing | Food Preparation | Natural Gas | Conveyor Oven | E1 | System - kBTUs of Consumption | 0.029411 | 0.029411 | 0.029411 | 0.029411 | 0.029411 | 0.029411 | 0.029411 | 0.029411 | 0.029411 | 0.029411 | 0.029411 | 0.029411 | 0.029411 | 0.029411 | 0.029411 | 0.029411 | 0.029411 | 0.029411 | 0.029411 | 0.029411 | 0.029411 | 0.029411 | 0.029411 | 0.029411 | 0.029411 | 0.029411 | 0.029411 | 0.029411 | 0.029411 | 0.029411 | 0.029411 | 0.029411 | 0.029411 | 0 | 0 | 0 | 0 | 0 | 0 | 0 | 0 | 0
F3_Commercial_Grocery_Existing_Food Preparation_Natural Gas_Conveyor Oven_E2 | F3 | Commercial | Grocery | Existing | Food Preparation | Natural Gas | Conveyor Oven | E2 | System - kBTUs of Consumption | 0.035856 | 0.035856 | 0.035856 | 0.035856 | 0.035856 | 0.035856 | 0.035856 | 0.035856 | 0.035856 | 0.035856 | 0.035856 | 0.035856 | 0.035856 | 0.035856 | 0.035856 | 0.035856 | 0.035856 | 0.035856 | 0.035856 | 0.035856 | 0.035856 | 0.035856 | 0.035856 | 0.035856 | 0.035856 | 0.035856 | 0.035856 | 0.035856 | 0.035856 | 0.035856 | 0.035856 | 0.035856 | 0.035856 | 0 | 0 | 0 | 0 | 0 | 0 | 0 | 0 | 0
F3_Commercial_Grocery_Existing_Food Preparation_Natural Gas_Conveyor Oven_E3 | F3 | Commercial | Grocery | Existing | Food Preparation | Natural Gas | Conveyor Oven | E3 | System - kBTUs of Consumption | 0 | 0 | 0 | 0 | 0 | 0 | 0 | 0 | 0 | 0 | 0 | 0 | 0 | 0 | 0 | 0 | 0 | 0 | 0 | 0 | 0 | 0 | 0 | 0 | 0 | 0 | 0 | 0 | 0 | 0 | 0 | 0 | 0 | 0 | 0 | 0 | 0 | 0 | 0 | 0 | 0 | 0
F3_Commercial_Grocery_Existing_Food Preparation_Natural Gas_Conveyor Oven_E4 | F3 | Commercial | Grocery | Existing | Food Preparation | Natural Gas | Conveyor Oven | E4 | System - kBTUs of Consumption | 0 | 0 | 0 | 0 | 0 | 0 | 0 | 0 | 0 | 0 | 0 | 0 | 0 | 0 | 0 | 0 | 0 | 0 | 0 | 0 | 0 | 0 | 0 | 0 | 0 | 0 | 0 | 0 | 0 | 0 | 0 | 0 | 0 | 0 | 0 | 0 | 0 | 0 | 0 | 0 | 0 | 0
F3_Commercial_Grocery_Existing_Food Preparation_Natural Gas_Conveyor Oven_E5 | F3 | Commercial | Grocery | Existing | Food Preparation | Natural Gas | Conveyor Oven | E5 | System - kBTUs of Consumption | 0 | 0 | 0 | 0 | 0 | 0 | 0 | 0 | 0 | 0 | 0 | 0 | 0 | 0 | 0 | 0 | 0 | 0 | 0 | 0 | 0 | 0 | 0 | 0 | 0 | 0 | 0 | 0 | 0 | 0 | 0 | 0 | 0 | 0 | 0 | 0 | 0 | 0 | 0 | 0 | 0 | 0
F3_Commercial_Grocery_Existing_Food Preparation_Natural Gas_Conveyor Oven_E6 | F3 | Commercial | Grocery | Existing | Food Preparation | Natural Gas | Conveyor Oven | E6 | System - kBTUs of Consumption | 0 | 0 | 0 | 0 | 0 | 0 | 0 | 0 | 0 | 0 | 0 | 0 | 0 | 0 | 0 | 0 | 0 | 0 | 0 | 0 | 0 | 0 | 0 | 0 | 0 | 0 | 0 | 0 | 0 | 0 | 0 | 0 | 0 | 0 | 0 | 0 | 0 | 0 | 0 | 0 | 0 | 0
F3_Commercial_Grocery_Existing_Food Preparation_Natural Gas_Conveyor Oven_E7 | F3 | Commercial | Grocery | Existing | Food Preparation | Natural Gas | Conveyor Oven | E7 | System - kBTUs of Consumption | 0 | 0 | 0 | 0 | 0 | 0 | 0 | 0 | 0 | 0 | 0 | 0 | 0 | 0 | 0 | 0 | 0 | 0 | 0 | 0 | 0 | 0 | 0 | 0 | 0 | 0 | 0 | 0 | 0 | 0 | 0 | 0 | 0 | 0 | 0 | 0 | 0 | 0 | 0 | 0 | 0 | 0
F3_Commercial_Grocery_Existing_Food Preparation_Natural Gas_Conveyor Oven_E8 | F3 | Commercial | Grocery | Existing | Food Preparation | Natural Gas | Conveyor Oven | E8 | System - kBTUs of Consumption | 0 | 0 | 0 | 0 | 0 | 0 | 0 | 0 | 0 | 0 | 0 | 0 | 0 | 0 | 0 | 0 | 0 | 0 | 0 | 0 | 0 | 0 | 0 | 0 | 0 | 0 | 0 | 0 | 0 | 0 | 0 | 0 | 0 | 0 | 0 | 0 | 0 | 0 | 0 | 0 | 0 | 0
F3_Commercial_Grocery_Existing_Food Preparation_Natural Gas_Conveyor Oven_E9 | F3 | Commercial | Grocery | Existing | Food Preparation | Natural Gas | Conveyor Oven | E9 | System - kBTUs of Consumption | 0 | 0 | 0 | 0 | 0 | 0 | 0 | 0 | 0 | 0 | 0 | 0 | 0 | 0 | 0 | 0 | 0 | 0 | 0 | 0 | 0 | 0 | 0 | 0 | 0 | 0 | 0 | 0 | 0 | 0 | 0 | 0 | 0 | 0 | 0 | 0 | 0 | 0 | 0 | 0 | 0 | 0
F3_Commercial_Grocery_Existing_Food Preparation_Natural Gas_Conveyor Oven_E10 | F3 | Commercial | Grocery | Existing | Food Preparation | Natural Gas | Conveyor Oven | E10 | System - kBTUs of Consumption | 0 | 0 | 0 | 0 | 0 | 0 | 0 | 0 | 0 | 0 | 0 | 0 | 0 | 0 | 0 | 0 | 0 | 0 | 0 | 0 | 0 | 0 | 0 | 0 | 0 | 0 | 0 | 0 | 0 | 0 | 0 | 0 | 0 | 0 | 0 | 0 | 0 | 0 | 0 | 0 | 0 | 0
F4_Commercial_Grocery_Existing_Food Preparation_Natural Gas_Conveyor Oven_E1 | F4 | Commercial | Grocery | Existing | Food Preparation | Natural Gas | Conveyor Oven | E1 | Utility - Cost of Equipment | 0.15637 | 0.1575 | 0.15874 | 0.1601 | 0.16165 | 0.16345 | 0.16504 | 0.16664 | 0.16829 | 0.17002 | 0.17167 | 0.1732 | 0.1747 | 0.17619 | 0.17776 | 0.17925 | 0.18078 | 0.18235 | 0.18393 | 0.1855 | 0.18704 | 0.18845 | 0.18971 | 0.19082 | 0.19178 | 0.1926 | 0.19318 | 0.1936 | 0.19397 | 0.19429 | 0.1946 | 0.19474 | 0.19474 | 0 | 0 | 0 | 0 | 0 | 0 | 0 | 0 | 0
F4_Commercial_Grocery_Existing_Food Preparation_Natural Gas_Conveyor Oven_E2 | F4 | Commercial | Grocery | Existing | Food Preparation | Natural Gas | Conveyor Oven | E2 | Utility - Cost of Equipment | 0.11886 | 0.11973 | 0.12067 | 0.1217 | 0.12288 | 0.12425 | 0.12545 | 0.12667 | 0.12793 | 0.12924 | 0.1305 | 0.13166 | 0.1328 | 0.13394 | 0.13512 | 0.13625 | 0.13742 | 0.13861 | 0.13981 | 0.14101 | 0.14218 | 0.14325 | 0.14421 | 0.14505 | 0.14578 | 0.14641 | 0.14684 | 0.14717 | 0.14745 | 0.14769 | 0.14793 | 0.14803 | 0.14803 | 0 | 0 | 0 | 0 | 0 | 0 | 0 | 0 | 0
F4_Commercial_Grocery_Existing_Food Preparation_Natural Gas_Conveyor Oven_E3 | F4 | Commercial | Grocery | Existing | Food Preparation | Natural Gas | Conveyor Oven | E3 | Utility - Cost of Equipment | 0 | 0 | 0 | 0 | 0 | 0 | 0 | 0 | 0 | 0 | 0 | 0 | 0 | 0 | 0 | 0 | 0 | 0 | 0 | 0 | 0 | 0 | 0 | 0 | 0 | 0 | 0 | 0 | 0 | 0 | 0 | 0 | 0 | 0 | 0 | 0 | 0 | 0 | 0 | 0 | 0 | 0
F4_Commercial_Grocery_Existing_Food Preparation_Natural Gas_Conveyor Oven_E4 | F4 | Commercial | Grocery | Existing | Food Preparation | Natural Gas | Conveyor Oven | E4 | Utility - Cost of Equipment | 0 | 0 | 0 | 0 | 0 | 0 | 0 | 0 | 0 | 0 | 0 | 0 | 0 | 0 | 0 | 0 | 0 | 0 | 0 | 0 | 0 | 0 | 0 | 0 | 0 | 0 | 0 | 0 | 0 | 0 | 0 | 0 | 0 | 0 | 0 | 0 | 0 | 0 | 0 | 0 | 0 | 0
F4_Commercial_Grocery_Existing_Food Preparation_Natural Gas_Conveyor Oven_E5 | F4 | Commercial | Grocery | Existing | Food Preparation | Natural Gas | Conveyor Oven | E5 | Utility - Cost of Equipment | 0 | 0 | 0 | 0 | 0 | 0 | 0 | 0 | 0 | 0 | 0 | 0 | 0 | 0 | 0 | 0 | 0 | 0 | 0 | 0 | 0 | 0 | 0 | 0 | 0 | 0 | 0 | 0 | 0 | 0 | 0 | 0 | 0 | 0 | 0 | 0 | 0 | 0 | 0 | 0 | 0 | 0
F4_Commercial_Grocery_Existing_Food Preparation_Natural Gas_Conveyor Oven_E6 | F4 | Commercial | Grocery | Existing | Food Preparation | Natural Gas | Conveyor Oven | E6 | Utility - Cost of Equipment | 0 | 0 | 0 | 0 | 0 | 0 | 0 | 0 | 0 | 0 | 0 | 0 | 0 | 0 | 0 | 0 | 0 | 0 | 0 | 0 | 0 | 0 | 0 | 0 | 0 | 0 | 0 | 0 | 0 | 0 | 0 | 0 | 0 | 0 | 0 | 0 | 0 | 0 | 0 | 0 | 0 | 0
F4_Commercial_Grocery_Existing_Food Preparation_Natural Gas_Conveyor Oven_E7 | F4 | Commercial | Grocery | Existing | Food Preparation | Natural Gas | Conveyor Oven | E7 | Utility - Cost of Equipment | 0 | 0 | 0 | 0 | 0 | 0 | 0 | 0 | 0 | 0 | 0 | 0 | 0 | 0 | 0 | 0 | 0 | 0 | 0 | 0 | 0 | 0 | 0 | 0 | 0 | 0 | 0 | 0 | 0 | 0 | 0 | 0 | 0 | 0 | 0 | 0 | 0 | 0 | 0 | 0 | 0 | 0
F4_Commercial_Grocery_Existing_Food Preparation_Natural Gas_Conveyor Oven_E8 | F4 | Commercial | Grocery | Existing | Food Preparation | Natural Gas | Conveyor Oven | E8 | Utility - Cost of Equipment | 0 | 0 | 0 | 0 | 0 | 0 | 0 | 0 | 0 | 0 | 0 | 0 | 0 | 0 | 0 | 0 | 0 | 0 | 0 | 0 | 0 | 0 | 0 | 0 | 0 | 0 | 0 | 0 | 0 | 0 | 0 | 0 | 0 | 0 | 0 | 0 | 0 | 0 | 0 | 0 | 0 | 0
F4_Commercial_Grocery_Existing_Food Preparation_Natural Gas_Conveyor Oven_E9 | F4 | Commercial | Grocery | Existing | Food Preparation | Natural Gas | Conveyor Oven | E9 | Utility - Cost of Equipment | 0 | 0 | 0 | 0 | 0 | 0 | 0 | 0 | 0 | 0 | 0 | 0 | 0 | 0 | 0 | 0 | 0 | 0 | 0 | 0 | 0 | 0 | 0 | 0 | 0 | 0 | 0 | 0 | 0 | 0 | 0 | 0 | 0 | 0 | 0 | 0 | 0 | 0 | 0 | 0 | 0 | 0
F4_Commercial_Grocery_Existing_Food Preparation_Natural Gas_Conveyor Oven_E10 | F4 | Commercial | Grocery | Existing | Food Preparation | Natural Gas | Conveyor Oven | E10 | Utility - Cost of Equipment | 0 | 0 | 0 | 0 | 0 | 0 | 0 | 0 | 0 | 0 | 0 | 0 | 0 | 0 | 0 | 0 | 0 | 0 | 0 | 0 | 0 | 0 | 0 | 0 | 0 | 0 | 0 | 0 | 0 | 0 | 0 | 0 | 0 | 0 | 0 | 0 | 0 | 0 | 0 | 0 | 0 | 0
F5_Commercial_Grocery_Existing_Food Preparation_Natural Gas_Conveyor Oven_E1 | F5 | Commercial | Grocery | Existing | Food Preparation | Natural Gas | Conveyor Oven | E1 | Utility - Cost of Operation | 0.029411 | 0.029411 | 0.029411 | 0.029411 | 0.029411 | 0.029411 | 0.029411 | 0.029411 | 0.029411 | 0.029411 | 0.029411 | 0.029411 | 0.029411 | 0.029411 | 0.029411 | 0.029411 | 0.029411 | 0.029411 | 0.029411 | 0.029411 | 0.029411 | 0.029411 | 0.029411 | 0.029411 | 0.029411 | 0.029411 | 0.029411 | 0.029411 | 0.029411 | 0.029411 | 0.029411 | 0.029411 | 0.029411 | 0 | 0 | 0 | 0 | 0 | 0 | 0 | 0 | 0
F5_Commercial_Grocery_Existing_Food Preparation_Natural Gas_Conveyor Oven_E2 | F5 | Commercial | Grocery | Existing | Food Preparation | Natural Gas | Conveyor Oven | E2 | Utility - Cost of Operation | 0.035856 | 0.035856 | 0.035856 | 0.035856 | 0.035856 | 0.035856 | 0.035856 | 0.035856 | 0.035856 | 0.035856 | 0.035856 | 0.035856 | 0.035856 | 0.035856 | 0.035856 | 0.035856 | 0.035856 | 0.035856 | 0.035856 | 0.035856 | 0.035856 | 0.035856 | 0.035856 | 0.035856 | 0.035856 | 0.035856 | 0.035856 | 0.035856 | 0.035856 | 0.035856 | 0.035856 | 0.035856 | 0.035856 | 0 | 0 | 0 | 0 | 0 | 0 | 0 | 0 | 0
F5_Commercial_Grocery_Existing_Food Preparation_Natural Gas_Conveyor Oven_E3 | F5 | Commercial | Grocery | Existing | Food Preparation | Natural Gas | Conveyor Oven | E3 | Utility - Cost of Operation | 0 | 0 | 0 | 0 | 0 | 0 | 0 | 0 | 0 | 0 | 0 | 0 | 0 | 0 | 0 | 0 | 0 | 0 | 0 | 0 | 0 | 0 | 0 | 0 | 0 | 0 | 0 | 0 | 0 | 0 | 0 | 0 | 0 | 0 | 0 | 0 | 0 | 0 | 0 | 0 | 0 | 0
F5_Commercial_Grocery_Existing_Food Preparation_Natural Gas_Conveyor Oven_E4 | F5 | Commercial | Grocery | Existing | Food Preparation | Natural Gas | Conveyor Oven | E4 | Utility - Cost of Operation | 0 | 0 | 0 | 0 | 0 | 0 | 0 | 0 | 0 | 0 | 0 | 0 | 0 | 0 | 0 | 0 | 0 | 0 | 0 | 0 | 0 | 0 | 0 | 0 | 0 | 0 | 0 | 0 | 0 | 0 | 0 | 0 | 0 | 0 | 0 | 0 | 0 | 0 | 0 | 0 | 0 | 0
F5_Commercial_Grocery_Existing_Food Preparation_Natural Gas_Conveyor Oven_E5 | F5 | Commercial | Grocery | Existing | Food Preparation | Natural Gas | Conveyor Oven | E5 | Utility - Cost of Operation | 0 | 0 | 0 | 0 | 0 | 0 | 0 | 0 | 0 | 0 | 0 | 0 | 0 | 0 | 0 | 0 | 0 | 0 | 0 | 0 | 0 | 0 | 0 | 0 | 0 | 0 | 0 | 0 | 0 | 0 | 0 | 0 | 0 | 0 | 0 | 0 | 0 | 0 | 0 | 0 | 0 | 0
F5_Commercial_Grocery_Existing_Food Preparation_Natural Gas_Conveyor Oven_E6 | F5 | Commercial | Grocery | Existing | Food Preparation | Natural Gas | Conveyor Oven | E6 | Utility - Cost of Operation | 0 | 0 | 0 | 0 | 0 | 0 | 0 | 0 | 0 | 0 | 0 | 0 | 0 | 0 | 0 | 0 | 0 | 0 | 0 | 0 | 0 | 0 | 0 | 0 | 0 | 0 | 0 | 0 | 0 | 0 | 0 | 0 | 0 | 0 | 0 | 0 | 0 | 0 | 0 | 0 | 0 | 0
F5_Commercial_Grocery_Existing_Food Preparation_Natural Gas_Conveyor Oven_E7 | F5 | Commercial | Grocery | Existing | Food Preparation | Natural Gas | Conveyor Oven | E7 | Utility - Cost of Operation | 0 | 0 | 0 | 0 | 0 | 0 | 0 | 0 | 0 | 0 | 0 | 0 | 0 | 0 | 0 | 0 | 0 | 0 | 0 | 0 | 0 | 0 | 0 | 0 | 0 | 0 | 0 | 0 | 0 | 0 | 0 | 0 | 0 | 0 | 0 | 0 | 0 | 0 | 0 | 0 | 0 | 0
F5_Commercial_Grocery_Existing_Food Preparation_Natural Gas_Conveyor Oven_E8 | F5 | Commercial | Grocery | Existing | Food Preparation | Natural Gas | Conveyor Oven | E8 | Utility - Cost of Operation | 0 | 0 | 0 | 0 | 0 | 0 | 0 | 0 | 0 | 0 | 0 | 0 | 0 | 0 | 0 | 0 | 0 | 0 | 0 | 0 | 0 | 0 | 0 | 0 | 0 | 0 | 0 | 0 | 0 | 0 | 0 | 0 | 0 | 0 | 0 | 0 | 0 | 0 | 0 | 0 | 0 | 0
F5_Commercial_Grocery_Existing_Food Preparation_Natural Gas_Conveyor Oven_E9 | F5 | Commercial | Grocery | Existing | Food Preparation | Natural Gas | Conveyor Oven | E9 | Utility - Cost of Operation | 0 | 0 | 0 | 0 | 0 | 0 | 0 | 0 | 0 | 0 | 0 | 0 | 0 | 0 | 0 | 0 | 0 | 0 | 0 | 0 | 0 | 0 | 0 | 0 | 0 | 0 | 0 | 0 | 0 | 0 | 0 | 0 | 0 | 0 | 0 | 0 | 0 | 0 | 0 | 0 | 0 | 0
F5_Commercial_Grocery_Existing_Food Preparation_Natural Gas_Conveyor Oven_E10 | F5 | Commercial | Grocery | Existing | Food Preparation | Natural Gas | Conveyor Oven | E10 | Utility - Cost of Operation | 0 | 0 | 0 | 0 | 0 | 0 | 0 | 0 | 0 | 0 | 0 | 0 | 0 | 0 | 0 | 0 | 0 | 0 | 0 | 0 | 0 | 0 | 0 | 0 | 0 | 0 | 0 | 0 | 0 | 0 | 0 | 0 | 0 | 0 | 0 | 0 | 0 | 0 | 0 | 0 | 0 | 0
F6_Commercial_Grocery_Existing_Food Preparation_Natural Gas_Conveyor Oven_E1 | F6 | Commercial | Grocery | Existing | Food Preparation | Natural Gas | Conveyor Oven | E1 | Utility - Value of Sales | 0.090747 | 0.090747 | 0.090747 | 0.090747 | 0.090747 | 0.090747 | 0.090747 | 0.090747 | 0.090747 | 0.090747 | 0.090747 | 0.090747 | 0.090747 | 0.090747 | 0.090747 | 0.090747 | 0.090747 | 0.090747 | 0.090747 | 0.090747 | 0.090747 | 0.090747 | 0.090747 | 0.090747 | 0.090747 | 0.090747 | 0.090747 | 0.090747 | 0.090747 | 0.090747 | 0.090747 | 0.090747 | 0.090747 | 0 | 0 | 0 | 0 | 0 | 0 | 0 | 0 | 0
F6_Commercial_Grocery_Existing_Food Preparation_Natural Gas_Conveyor Oven_E2 | F6 | Commercial | Grocery | Existing | Food Preparation | Natural Gas | Conveyor Oven | E2 | Utility - Value of Sales | 0.068982 | 0.068982 | 0.068982 | 0.068982 | 0.068982 | 0.068982 | 0.068982 | 0.068982 | 0.068982 | 0.068982 | 0.068982 | 0.068982 | 0.068982 | 0.068982 | 0.068982 | 0.068982 | 0.068982 | 0.068982 | 0.068982 | 0.068982 | 0.068982 | 0.068982 | 0.068982 | 0.068982 | 0.068982 | 0.068982 | 0.068982 | 0.068982 | 0.068982 | 0.068982 | 0.068982 | 0.068982 | 0.068982 | 0 | 0 | 0 | 0 | 0 | 0 | 0 | 0 | 0
F6_Commercial_Grocery_Existing_Food Preparation_Natural Gas_Conveyor Oven_E3 | F6 | Commercial | Grocery | Existing | Food Preparation | Natural Gas | Conveyor Oven | E3 | Utility - Value of Sales | 0 | 0 | 0 | 0 | 0 | 0 | 0 | 0 | 0 | 0 | 0 | 0 | 0 | 0 | 0 | 0 | 0 | 0 | 0 | 0 | 0 | 0 | 0 | 0 | 0 | 0 | 0 | 0 | 0 | 0 | 0 | 0 | 0 | 0 | 0 | 0 | 0 | 0 | 0 | 0 | 0 | 0
F6_Commercial_Grocery_Existing_Food Preparation_Natural Gas_Conveyor Oven_E4 | F6 | Commercial | Grocery | Existing | Food Preparation | Natural Gas | Conveyor Oven | E4 | Utility - Value of Sales | 0 | 0 | 0 | 0 | 0 | 0 | 0 | 0 | 0 | 0 | 0 | 0 | 0 | 0 | 0 | 0 | 0 | 0 | 0 | 0 | 0 | 0 | 0 | 0 | 0 | 0 | 0 | 0 | 0 | 0 | 0 | 0 | 0 | 0 | 0 | 0 | 0 | 0 | 0 | 0 | 0 | 0
F6_Commercial_Grocery_Existing_Food Preparation_Natural Gas_Conveyor Oven_E5 | F6 | Commercial | Grocery | Existing | Food Preparation | Natural Gas | Conveyor Oven | E5 | Utility - Value of Sales | 0 | 0 | 0 | 0 | 0 | 0 | 0 | 0 | 0 | 0 | 0 | 0 | 0 | 0 | 0 | 0 | 0 | 0 | 0 | 0 | 0 | 0 | 0 | 0 | 0 | 0 | 0 | 0 | 0 | 0 | 0 | 0 | 0 | 0 | 0 | 0 | 0 | 0 | 0 | 0 | 0 | 0
F6_Commercial_Grocery_Existing_Food Preparation_Natural Gas_Conveyor Oven_E6 | F6 | Commercial | Grocery | Existing | Food Preparation | Natural Gas | Conveyor Oven | E6 | Utility - Value of Sales | 0 | 0 | 0 | 0 | 0 | 0 | 0 | 0 | 0 | 0 | 0 | 0 | 0 | 0 | 0 | 0 | 0 | 0 | 0 | 0 | 0 | 0 | 0 | 0 | 0 | 0 | 0 | 0 | 0 | 0 | 0 | 0 | 0 | 0 | 0 | 0 | 0 | 0 | 0 | 0 | 0 | 0
F6_Commercial_Grocery_Existing_Food Preparation_Natural Gas_Conveyor Oven_E7 | F6 | Commercial | Grocery | Existing | Food Preparation | Natural Gas | Conveyor Oven | E7 | Utility - Value of Sales | 0 | 0 | 0 | 0 | 0 | 0 | 0 | 0 | 0 | 0 | 0 | 0 | 0 | 0 | 0 | 0 | 0 | 0 | 0 | 0 | 0 | 0 | 0 | 0 | 0 | 0 | 0 | 0 | 0 | 0 | 0 | 0 | 0 | 0 | 0 | 0 | 0 | 0 | 0 | 0 | 0 | 0
F6_Commercial_Grocery_Existing_Food Preparation_Natural Gas_Conveyor Oven_E8 | F6 | Commercial | Grocery | Existing | Food Preparation | Natural Gas | Conveyor Oven | E8 | Utility - Value of Sales | 0 | 0 | 0 | 0 | 0 | 0 | 0 | 0 | 0 | 0 | 0 | 0 | 0 | 0 | 0 | 0 | 0 | 0 | 0 | 0 | 0 | 0 | 0 | 0 | 0 | 0 | 0 | 0 | 0 | 0 | 0 | 0 | 0 | 0 | 0 | 0 | 0 | 0 | 0 | 0 | 0 | 0
F6_Commercial_Grocery_Existing_Food Preparation_Natural Gas_Conveyor Oven_E9 | F6 | Commercial | Grocery | Existing | Food Preparation | Natural Gas | Conveyor Oven | E9 | Utility - Value of Sales | 0 | 0 | 0 | 0 | 0 | 0 | 0 | 0 | 0 | 0 | 0 | 0 | 0 | 0 | 0 | 0 | 0 | 0 | 0 | 0 | 0 | 0 | 0 | 0 | 0 | 0 | 0 | 0 | 0 | 0 | 0 | 0 | 0 | 0 | 0 | 0 | 0 | 0 | 0 | 0 | 0 | 0
F6_Commercial_Grocery_Existing_Food Preparation_Natural Gas_Conveyor Oven_E10 | F6 | Commercial | Grocery | Existing | Food Preparation | Natural Gas | Conveyor Oven | E10 | Utility - Value of Sales | 0 | 0 | 0 | 0 | 0 | 0 | 0 | 0 | 0 | 0 | 0 | 0 | 0 | 0 | 0 | 0 | 0 | 0 | 0 | 0 | 0 | 0 | 0 | 0 | 0 | 0 | 0 | 0 | 0 | 0 | 0 | 0 | 0 | 0 | 0 | 0 | 0 | 0 | 0 | 0 | 0 | 0
F1_Commercial_Grocery_Existing_Food Preparation_Natural Gas_Double Rack Oven_E1 | F1 | Commercial | Grocery | Existing | Food Preparation | Natural Gas | Double Rack Oven | E1 | RVT - Cost of Equipment | 0.22792 | 0.22966 | 0.2316 | 0.23374 | 0.23617 | 0.23899 | 0.24127 | 0.24346 | 0.24569 | 0.24801 | 0.25022 | 0.25225 | 0.25432 | 0.2565 | 0.25891 | 0.26126 | 0.26376 | 0.26639 | 0.26914 | 0.27195 | 0.27477 | 0.27741 | 0.2798 | 0.28191 | 0.28373 | 0.2853 | 0.28639 | 0.2872 | 0.2879 | 0.2885 | 0.28909 | 0.28935 | 0.28935 | 0 | 0 | 0 | 0 | 0 | 0 | 0 | 0 | 0
F1_Commercial_Grocery_Existing_Food Preparation_Natural Gas_Double Rack Oven_E2 | F1 | Commercial | Grocery | Existing | Food Preparation | Natural Gas | Double Rack Oven | E2 | RVT - Cost of Equipment | 0.12432 | 0.12527 | 0.12633 | 0.12749 | 0.12882 | 0.13036 | 0.1316 | 0.1328 | 0.13401 | 0.13528 | 0.13648 | 0.13759 | 0.13872 | 0.13991 | 0.14122 | 0.14251 | 0.14387 | 0.14531 | 0.14681 | 0.14834 | 0.14987 | 0.15132 | 0.15262 | 0.15377 | 0.15476 | 0.15562 | 0.15621 | 0.15665 | 0.15704 | 0.15736 | 0.15769 | 0.15783 | 0.15783 | 0 | 0 | 0 | 0 | 0 | 0 | 0 | 0 | 0
F1_Commercial_Grocery_Existing_Food Preparation_Natural Gas_Double Rack Oven_E3 | F1 | Commercial | Grocery | Existing | Food Preparation | Natural Gas | Double Rack Oven | E3 | RVT - Cost of Equipment | 0 | 0 | 0 | 0 | 0 | 0 | 0 | 0 | 0 | 0 | 0 | 0 | 0 | 0 | 0 | 0 | 0 | 0 | 0 | 0 | 0 | 0 | 0 | 0 | 0 | 0 | 0 | 0 | 0 | 0 | 0 | 0 | 0 | 0 | 0 | 0 | 0 | 0 | 0 | 0 | 0 | 0
F1_Commercial_Grocery_Existing_Food Preparation_Natural Gas_Double Rack Oven_E4 | F1 | Commercial | Grocery | Existing | Food Preparation | Natural Gas | Double Rack Oven | E4 | RVT - Cost of Equipment | 0 | 0 | 0 | 0 | 0 | 0 | 0 | 0 | 0 | 0 | 0 | 0 | 0 | 0 | 0 | 0 | 0 | 0 | 0 | 0 | 0 | 0 | 0 | 0 | 0 | 0 | 0 | 0 | 0 | 0 | 0 | 0 | 0 | 0 | 0 | 0 | 0 | 0 | 0 | 0 | 0 | 0
F1_Commercial_Grocery_Existing_Food Preparation_Natural Gas_Double Rack Oven_E5 | F1 | Commercial | Grocery | Existing | Food Preparation | Natural Gas | Double Rack Oven | E5 | RVT - Cost of Equipment | 0 | 0 | 0 | 0 | 0 | 0 | 0 | 0 | 0 | 0 | 0 | 0 | 0 | 0 | 0 | 0 | 0 | 0 | 0 | 0 | 0 | 0 | 0 | 0 | 0 | 0 | 0 | 0 | 0 | 0 | 0 | 0 | 0 | 0 | 0 | 0 | 0 | 0 | 0 | 0 | 0 | 0
F1_Commercial_Grocery_Existing_Food Preparation_Natural Gas_Double Rack Oven_E6 | F1 | Commercial | Grocery | Existing | Food Preparation | Natural Gas | Double Rack Oven | E6 | RVT - Cost of Equipment | 0 | 0 | 0 | 0 | 0 | 0 | 0 | 0 | 0 | 0 | 0 | 0 | 0 | 0 | 0 | 0 | 0 | 0 | 0 | 0 | 0 | 0 | 0 | 0 | 0 | 0 | 0 | 0 | 0 | 0 | 0 | 0 | 0 | 0 | 0 | 0 | 0 | 0 | 0 | 0 | 0 | 0
F1_Commercial_Grocery_Existing_Food Preparation_Natural Gas_Double Rack Oven_E7 | F1 | Commercial | Grocery | Existing | Food Preparation | Natural Gas | Double Rack Oven | E7 | RVT - Cost of Equipment | 0 | 0 | 0 | 0 | 0 | 0 | 0 | 0 | 0 | 0 | 0 | 0 | 0 | 0 | 0 | 0 | 0 | 0 | 0 | 0 | 0 | 0 | 0 | 0 | 0 | 0 | 0 | 0 | 0 | 0 | 0 | 0 | 0 | 0 | 0 | 0 | 0 | 0 | 0 | 0 | 0 | 0
F1_Commercial_Grocery_Existing_Food Preparation_Natural Gas_Double Rack Oven_E8 | F1 | Commercial | Grocery | Existing | Food Preparation | Natural Gas | Double Rack Oven | E8 | RVT - Cost of Equipment | 0 | 0 | 0 | 0 | 0 | 0 | 0 | 0 | 0 | 0 | 0 | 0 | 0 | 0 | 0 | 0 | 0 | 0 | 0 | 0 | 0 | 0 | 0 | 0 | 0 | 0 | 0 | 0 | 0 | 0 | 0 | 0 | 0 | 0 | 0 | 0 | 0 | 0 | 0 | 0 | 0 | 0
F1_Commercial_Grocery_Existing_Food Preparation_Natural Gas_Double Rack Oven_E9 | F1 | Commercial | Grocery | Existing | Food Preparation | Natural Gas | Double Rack Oven | E9 | RVT - Cost of Equipment | 0 | 0 | 0 | 0 | 0 | 0 | 0 | 0 | 0 | 0 | 0 | 0 | 0 | 0 | 0 | 0 | 0 | 0 | 0 | 0 | 0 | 0 | 0 | 0 | 0 | 0 | 0 | 0 | 0 | 0 | 0 | 0 | 0 | 0 | 0 | 0 | 0 | 0 | 0 | 0 | 0 | 0
F1_Commercial_Grocery_Existing_Food Preparation_Natural Gas_Double Rack Oven_E10 | F1 | Commercial | Grocery | Existing | Food Preparation | Natural Gas | Double Rack Oven | E10 | RVT - Cost of Equipment | 0 | 0 | 0 | 0 | 0 | 0 | 0 | 0 | 0 | 0 | 0 | 0 | 0 | 0 | 0 | 0 | 0 | 0 | 0 | 0 | 0 | 0 | 0 | 0 | 0 | 0 | 0 | 0 | 0 | 0 | 0 | 0 | 0 | 0 | 0 | 0 | 0 | 0 | 0 | 0 | 0 | 0
F2_Commercial_Grocery_Existing_Food Preparation_Natural Gas_Double Rack Oven_E1 | F2 | Commercial | Grocery | Existing | Food Preparation | Natural Gas | Double Rack Oven | E1 | RVT - Cost of Operation | 0.27307 | 0.27515 | 0.27747 | 0.28003 | 0.28295 | 0.28632 | 0.28906 | 0.29168 | 0.29435 | 0.29713 | 0.29978 | 0.30221 | 0.3047 | 0.30731 | 0.31019 | 0.31301 | 0.316 | 0.31916 | 0.32245 | 0.32581 | 0.32919 | 0.33236 | 0.33522 | 0.33775 | 0.33993 | 0.34181 | 0.34311 | 0.34408 | 0.34492 | 0.34564 | 0.34635 | 0.34666 | 0.34666 | 0 | 0 | 0 | 0 | 0 | 0 | 0 | 0 | 0
F2_Commercial_Grocery_Existing_Food Preparation_Natural Gas_Double Rack Oven_E2 | F2 | Commercial | Grocery | Existing | Food Preparation | Natural Gas | Double Rack Oven | E2 | RVT - Cost of Operation | 0.14895 | 0.15008 | 0.15135 | 0.15274 | 0.15434 | 0.15618 | 0.15767 | 0.1591 | 0.16055 | 0.16207 | 0.16351 | 0.16484 | 0.1662 | 0.16762 | 0.1692 | 0.17073 | 0.17236 | 0.17409 | 0.17588 | 0.17772 | 0.17956 | 0.18129 | 0.18285 | 0.18422 | 0.18542 | 0.18644 | 0.18715 | 0.18768 | 0.18814 | 0.18853 | 0.18892 | 0.18909 | 0.18909 | 0 | 0 | 0 | 0 | 0 | 0 | 0 | 0 | 0
F2_Commercial_Grocery_Existing_Food Preparation_Natural Gas_Double Rack Oven_E3 | F2 | Commercial | Grocery | Existing | Food Preparation | Natural Gas | Double Rack Oven | E3 | RVT - Cost of Operation | 0 | 0 | 0 | 0 | 0 | 0 | 0 | 0 | 0 | 0 | 0 | 0 | 0 | 0 | 0 | 0 | 0 | 0 | 0 | 0 | 0 | 0 | 0 | 0 | 0 | 0 | 0 | 0 | 0 | 0 | 0 | 0 | 0 | 0 | 0 | 0 | 0 | 0 | 0 | 0 | 0 | 0
F2_Commercial_Grocery_Existing_Food Preparation_Natural Gas_Double Rack Oven_E4 | F2 | Commercial | Grocery | Existing | Food Preparation | Natural Gas | Double Rack Oven | E4 | RVT - Cost of Operation | 0 | 0 | 0 | 0 | 0 | 0 | 0 | 0 | 0 | 0 | 0 | 0 | 0 | 0 | 0 | 0 | 0 | 0 | 0 | 0 | 0 | 0 | 0 | 0 | 0 | 0 | 0 | 0 | 0 | 0 | 0 | 0 | 0 | 0 | 0 | 0 | 0 | 0 | 0 | 0 | 0 | 0
F2_Commercial_Grocery_Existing_Food Preparation_Natural Gas_Double Rack Oven_E5 | F2 | Commercial | Grocery | Existing | Food Preparation | Natural Gas | Double Rack Oven | E5 | RVT - Cost of Operation | 0 | 0 | 0 | 0 | 0 | 0 | 0 | 0 | 0 | 0 | 0 | 0 | 0 | 0 | 0 | 0 | 0 | 0 | 0 | 0 | 0 | 0 | 0 | 0 | 0 | 0 | 0 | 0 | 0 | 0 | 0 | 0 | 0 | 0 | 0 | 0 | 0 | 0 | 0 | 0 | 0 | 0
F2_Commercial_Grocery_Existing_Food Preparation_Natural Gas_Double Rack Oven_E6 | F2 | Commercial | Grocery | Existing | Food Preparation | Natural Gas | Double Rack Oven | E6 | RVT - Cost of Operation | 0 | 0 | 0 | 0 | 0 | 0 | 0 | 0 | 0 | 0 | 0 | 0 | 0 | 0 | 0 | 0 | 0 | 0 | 0 | 0 | 0 | 0 | 0 | 0 | 0 | 0 | 0 | 0 | 0 | 0 | 0 | 0 | 0 | 0 | 0 | 0 | 0 | 0 | 0 | 0 | 0 | 0
F2_Commercial_Grocery_Existing_Food Preparation_Natural Gas_Double Rack Oven_E7 | F2 | Commercial | Grocery | Existing | Food Preparation | Natural Gas | Double Rack Oven | E7 | RVT - Cost of Operation | 0 | 0 | 0 | 0 | 0 | 0 | 0 | 0 | 0 | 0 | 0 | 0 | 0 | 0 | 0 | 0 | 0 | 0 | 0 | 0 | 0 | 0 | 0 | 0 | 0 | 0 | 0 | 0 | 0 | 0 | 0 | 0 | 0 | 0 | 0 | 0 | 0 | 0 | 0 | 0 | 0 | 0
F2_Commercial_Grocery_Existing_Food Preparation_Natural Gas_Double Rack Oven_E8 | F2 | Commercial | Grocery | Existing | Food Preparation | Natural Gas | Double Rack Oven | E8 | RVT - Cost of Operation | 0 | 0 | 0 | 0 | 0 | 0 | 0 | 0 | 0 | 0 | 0 | 0 | 0 | 0 | 0 | 0 | 0 | 0 | 0 | 0 | 0 | 0 | 0 | 0 | 0 | 0 | 0 | 0 | 0 | 0 | 0 | 0 | 0 | 0 | 0 | 0 | 0 | 0 | 0 | 0 | 0 | 0
F2_Commercial_Grocery_Existing_Food Preparation_Natural Gas_Double Rack Oven_E9 | F2 | Commercial | Grocery | Existing | Food Preparation | Natural Gas | Double Rack Oven | E9 | RVT - Cost of Operation | 0 | 0 | 0 | 0 | 0 | 0 | 0 | 0 | 0 | 0 | 0 | 0 | 0 | 0 | 0 | 0 | 0 | 0 | 0 | 0 | 0 | 0 | 0 | 0 | 0 | 0 | 0 | 0 | 0 | 0 | 0 | 0 | 0 | 0 | 0 | 0 | 0 | 0 | 0 | 0 | 0 | 0
F2_Commercial_Grocery_Existing_Food Preparation_Natural Gas_Double Rack Oven_E10 | F2 | Commercial | Grocery | Existing | Food Preparation | Natural Gas | Double Rack Oven | E10 | RVT - Cost of Operation | 0 | 0 | 0 | 0 | 0 | 0 | 0 | 0 | 0 | 0 | 0 | 0 | 0 | 0 | 0 | 0 | 0 | 0 | 0 | 0 | 0 | 0 | 0 | 0 | 0 | 0 | 0 | 0 | 0 | 0 | 0 | 0 | 0 | 0 | 0 | 0 | 0 | 0 | 0 | 0 | 0 | 0
F3_Commercial_Grocery_Existing_Food Preparation_Natural Gas_Double Rack Oven_E1 | F3 | Commercial | Grocery | Existing | Food Preparation | Natural Gas | Double Rack Oven | E1 | System - kBTUs of Consumption | 0.055217 | 0.055217 | 0.055217 | 0.055217 | 0.055217 | 0.055217 | 0.055217 | 0.055217 | 0.055217 | 0.055217 | 0.055217 | 0.055217 | 0.055217 | 0.055217 | 0.055217 | 0.055217 | 0.055217 | 0.055217 | 0.055217 | 0.055217 | 0.055217 | 0.055217 | 0.055217 | 0.055217 | 0.055217 | 0.055217 | 0.055217 | 0.055217 | 0.055217 | 0.055217 | 0.055217 | 0.055217 | 0.055217 | 0 | 0 | 0 | 0 | 0 | 0 | 0 | 0 | 0
F3_Commercial_Grocery_Existing_Food Preparation_Natural Gas_Double Rack Oven_E2 | F3 | Commercial | Grocery | Existing | Food Preparation | Natural Gas | Double Rack Oven | E2 | System - kBTUs of Consumption | 0.073433 | 0.073433 | 0.073433 | 0.073433 | 0.073433 | 0.073433 | 0.073433 | 0.073433 | 0.073433 | 0.073433 | 0.073433 | 0.073433 | 0.073433 | 0.073433 | 0.073433 | 0.073433 | 0.073433 | 0.073433 | 0.073433 | 0.073433 | 0.073433 | 0.073433 | 0.073433 | 0.073433 | 0.073433 | 0.073433 | 0.073433 | 0.073433 | 0.073433 | 0.073433 | 0.073433 | 0.073433 | 0.073433 | 0 | 0 | 0 | 0 | 0 | 0 | 0 | 0 | 0
F3_Commercial_Grocery_Existing_Food Preparation_Natural Gas_Double Rack Oven_E3 | F3 | Commercial | Grocery | Existing | Food Preparation | Natural Gas | Double Rack Oven | E3 | System - kBTUs of Consumption | 0 | 0 | 0 | 0 | 0 | 0 | 0 | 0 | 0 | 0 | 0 | 0 | 0 | 0 | 0 | 0 | 0 | 0 | 0 | 0 | 0 | 0 | 0 | 0 | 0 | 0 | 0 | 0 | 0 | 0 | 0 | 0 | 0 | 0 | 0 | 0 | 0 | 0 | 0 | 0 | 0 | 0
F3_Commercial_Grocery_Existing_Food Preparation_Natural Gas_Double Rack Oven_E4 | F3 | Commercial | Grocery | Existing | Food Preparation | Natural Gas | Double Rack Oven | E4 | System - kBTUs of Consumption | 0 | 0 | 0 | 0 | 0 | 0 | 0 | 0 | 0 | 0 | 0 | 0 | 0 | 0 | 0 | 0 | 0 | 0 | 0 | 0 | 0 | 0 | 0 | 0 | 0 | 0 | 0 | 0 | 0 | 0 | 0 | 0 | 0 | 0 | 0 | 0 | 0 | 0 | 0 | 0 | 0 | 0
F3_Commercial_Grocery_Existing_Food Preparation_Natural Gas_Double Rack Oven_E5 | F3 | Commercial | Grocery | Existing | Food Preparation | Natural Gas | Double Rack Oven | E5 | System - kBTUs of Consumption | 0 | 0 | 0 | 0 | 0 | 0 | 0 | 0 | 0 | 0 | 0 | 0 | 0 | 0 | 0 | 0 | 0 | 0 | 0 | 0 | 0 | 0 | 0 | 0 | 0 | 0 | 0 | 0 | 0 | 0 | 0 | 0 | 0 | 0 | 0 | 0 | 0 | 0 | 0 | 0 | 0 | 0
F3_Commercial_Grocery_Existing_Food Preparation_Natural Gas_Double Rack Oven_E6 | F3 | Commercial | Grocery | Existing | Food Preparation | Natural Gas | Double Rack Oven | E6 | System - kBTUs of Consumption | 0 | 0 | 0 | 0 | 0 | 0 | 0 | 0 | 0 | 0 | 0 | 0 | 0 | 0 | 0 | 0 | 0 | 0 | 0 | 0 | 0 | 0 | 0 | 0 | 0 | 0 | 0 | 0 | 0 | 0 | 0 | 0 | 0 | 0 | 0 | 0 | 0 | 0 | 0 | 0 | 0 | 0
F3_Commercial_Grocery_Existing_Food Preparation_Natural Gas_Double Rack Oven_E7 | F3 | Commercial | Grocery | Existing | Food Preparation | Natural Gas | Double Rack Oven | E7 | System - kBTUs of Consumption | 0 | 0 | 0 | 0 | 0 | 0 | 0 | 0 | 0 | 0 | 0 | 0 | 0 | 0 | 0 | 0 | 0 | 0 | 0 | 0 | 0 | 0 | 0 | 0 | 0 | 0 | 0 | 0 | 0 | 0 | 0 | 0 | 0 | 0 | 0 | 0 | 0 | 0 | 0 | 0 | 0 | 0
F3_Commercial_Grocery_Existing_Food Preparation_Natural Gas_Double Rack Oven_E8 | F3 | Commercial | Grocery | Existing | Food Preparation | Natural Gas | Double Rack Oven | E8 | System - kBTUs of Consumption | 0 | 0 | 0 | 0 | 0 | 0 | 0 | 0 | 0 | 0 | 0 | 0 | 0 | 0 | 0 | 0 | 0 | 0 | 0 | 0 | 0 | 0 | 0 | 0 | 0 | 0 | 0 | 0 | 0 | 0 | 0 | 0 | 0 | 0 | 0 | 0 | 0 | 0 | 0 | 0 | 0 | 0
F3_Commercial_Grocery_Existing_Food Preparation_Natural Gas_Double Rack Oven_E9 | F3 | Commercial | Grocery | Existing | Food Preparation | Natural Gas | Double Rack Oven | E9 | System - kBTUs of Consumption | 0 | 0 | 0 | 0 | 0 | 0 | 0 | 0 | 0 | 0 | 0 | 0 | 0 | 0 | 0 | 0 | 0 | 0 | 0 | 0 | 0 | 0 | 0 | 0 | 0 | 0 | 0 | 0 | 0 | 0 | 0 | 0 | 0 | 0 | 0 | 0 | 0 | 0 | 0 | 0 | 0 | 0
F3_Commercial_Grocery_Existing_Food Preparation_Natural Gas_Double Rack Oven_E10 | F3 | Commercial | Grocery | Existing | Food Preparation | Natural Gas | Double Rack Oven | E10 | System - kBTUs of Consumption | 0 | 0 | 0 | 0 | 0 | 0 | 0 | 0 | 0 | 0 | 0 | 0 | 0 | 0 | 0 | 0 | 0 | 0 | 0 | 0 | 0 | 0 | 0 | 0 | 0 | 0 | 0 | 0 | 0 | 0 | 0 | 0 | 0 | 0 | 0 | 0 | 0 | 0 | 0 | 0 | 0 | 0
F4_Commercial_Grocery_Existing_Food Preparation_Natural Gas_Double Rack Oven_E1 | F4 | Commercial | Grocery | Existing | Food Preparation | Natural Gas | Double Rack Oven | E1 | Utility - Cost of Equipment | 0.27307 | 0.27515 | 0.27747 | 0.28003 | 0.28295 | 0.28632 | 0.28906 | 0.29168 | 0.29435 | 0.29713 | 0.29978 | 0.30221 | 0.3047 | 0.30731 | 0.31019 | 0.31301 | 0.316 | 0.31916 | 0.32245 | 0.32581 | 0.32919 | 0.33236 | 0.33522 | 0.33775 | 0.33993 | 0.34181 | 0.34311 | 0.34408 | 0.34492 | 0.34564 | 0.34635 | 0.34666 | 0.34666 | 0 | 0 | 0 | 0 | 0 | 0 | 0 | 0 | 0
F4_Commercial_Grocery_Existing_Food Preparation_Natural Gas_Double Rack Oven_E2 | F4 | Commercial | Grocery | Existing | Food Preparation | Natural Gas | Double Rack Oven | E2 | Utility - Cost of Equipment | 0.14895 | 0.15008 | 0.15135 | 0.15274 | 0.15434 | 0.15618 | 0.15767 | 0.1591 | 0.16055 | 0.16207 | 0.16351 | 0.16484 | 0.1662 | 0.16762 | 0.1692 | 0.17073 | 0.17236 | 0.17409 | 0.17588 | 0.17772 | 0.17956 | 0.18129 | 0.18285 | 0.18422 | 0.18542 | 0.18644 | 0.18715 | 0.18768 | 0.18814 | 0.18853 | 0.18892 | 0.18909 | 0.18909 | 0 | 0 | 0 | 0 | 0 | 0 | 0 | 0 | 0
F4_Commercial_Grocery_Existing_Food Preparation_Natural Gas_Double Rack Oven_E3 | F4 | Commercial | Grocery | Existing | Food Preparation | Natural Gas | Double Rack Oven | E3 | Utility - Cost of Equipment | 0 | 0 | 0 | 0 | 0 | 0 | 0 | 0 | 0 | 0 | 0 | 0 | 0 | 0 | 0 | 0 | 0 | 0 | 0 | 0 | 0 | 0 | 0 | 0 | 0 | 0 | 0 | 0 | 0 | 0 | 0 | 0 | 0 | 0 | 0 | 0 | 0 | 0 | 0 | 0 | 0 | 0
F4_Commercial_Grocery_Existing_Food Preparation_Natural Gas_Double Rack Oven_E4 | F4 | Commercial | Grocery | Existing | Food Preparation | Natural Gas | Double Rack Oven | E4 | Utility - Cost of Equipment | 0 | 0 | 0 | 0 | 0 | 0 | 0 | 0 | 0 | 0 | 0 | 0 | 0 | 0 | 0 | 0 | 0 | 0 | 0 | 0 | 0 | 0 | 0 | 0 | 0 | 0 | 0 | 0 | 0 | 0 | 0 | 0 | 0 | 0 | 0 | 0 | 0 | 0 | 0 | 0 | 0 | 0
F4_Commercial_Grocery_Existing_Food Preparation_Natural Gas_Double Rack Oven_E5 | F4 | Commercial | Grocery | Existing | Food Preparation | Natural Gas | Double Rack Oven | E5 | Utility - Cost of Equipment | 0 | 0 | 0 | 0 | 0 | 0 | 0 | 0 | 0 | 0 | 0 | 0 | 0 | 0 | 0 | 0 | 0 | 0 | 0 | 0 | 0 | 0 | 0 | 0 | 0 | 0 | 0 | 0 | 0 | 0 | 0 | 0 | 0 | 0 | 0 | 0 | 0 | 0 | 0 | 0 | 0 | 0
F4_Commercial_Grocery_Existing_Food Preparation_Natural Gas_Double Rack Oven_E6 | F4 | Commercial | Grocery | Existing | Food Preparation | Natural Gas | Double Rack Oven | E6 | Utility - Cost of Equipment | 0 | 0 | 0 | 0 | 0 | 0 | 0 | 0 | 0 | 0 | 0 | 0 | 0 | 0 | 0 | 0 | 0 | 0 | 0 | 0 | 0 | 0 | 0 | 0 | 0 | 0 | 0 | 0 | 0 | 0 | 0 | 0 | 0 | 0 | 0 | 0 | 0 | 0 | 0 | 0 | 0 | 0
F4_Commercial_Grocery_Existing_Food Preparation_Natural Gas_Double Rack Oven_E7 | F4 | Commercial | Grocery | Existing | Food Preparation | Natural Gas | Double Rack Oven | E7 | Utility - Cost of Equipment | 0 | 0 | 0 | 0 | 0 | 0 | 0 | 0 | 0 | 0 | 0 | 0 | 0 | 0 | 0 | 0 | 0 | 0 | 0 | 0 | 0 | 0 | 0 | 0 | 0 | 0 | 0 | 0 | 0 | 0 | 0 | 0 | 0 | 0 | 0 | 0 | 0 | 0 | 0 | 0 | 0 | 0
F4_Commercial_Grocery_Existing_Food Preparation_Natural Gas_Double Rack Oven_E8 | F4 | Commercial | Grocery | Existing | Food Preparation | Natural Gas | Double Rack Oven | E8 | Utility - Cost of Equipment | 0 | 0 | 0 | 0 | 0 | 0 | 0 | 0 | 0 | 0 | 0 | 0 | 0 | 0 | 0 | 0 | 0 | 0 | 0 | 0 | 0 | 0 | 0 | 0 | 0 | 0 | 0 | 0 | 0 | 0 | 0 | 0 | 0 | 0 | 0 | 0 | 0 | 0 | 0 | 0 | 0 | 0
F4_Commercial_Grocery_Existing_Food Preparation_Natural Gas_Double Rack Oven_E9 | F4 | Commercial | Grocery | Existing | Food Preparation | Natural Gas | Double Rack Oven | E9 | Utility - Cost of Equipment | 0 | 0 | 0 | 0 | 0 | 0 | 0 | 0 | 0 | 0 | 0 | 0 | 0 | 0 | 0 | 0 | 0 | 0 | 0 | 0 | 0 | 0 | 0 | 0 | 0 | 0 | 0 | 0 | 0 | 0 | 0 | 0 | 0 | 0 | 0 | 0 | 0 | 0 | 0 | 0 | 0 | 0
F4_Commercial_Grocery_Existing_Food Preparation_Natural Gas_Double Rack Oven_E10 | F4 | Commercial | Grocery | Existing | Food Preparation | Natural Gas | Double Rack Oven | E10 | Utility - Cost of Equipment | 0 | 0 | 0 | 0 | 0 | 0 | 0 | 0 | 0 | 0 | 0 | 0 | 0 | 0 | 0 | 0 | 0 | 0 | 0 | 0 | 0 | 0 | 0 | 0 | 0 | 0 | 0 | 0 | 0 | 0 | 0 | 0 | 0 | 0 | 0 | 0 | 0 | 0 | 0 | 0 | 0 | 0
F5_Commercial_Grocery_Existing_Food Preparation_Natural Gas_Double Rack Oven_E1 | F5 | Commercial | Grocery | Existing | Food Preparation | Natural Gas | Double Rack Oven | E1 | Utility - Cost of Operation | 0.055217 | 0.055217 | 0.055217 | 0.055217 | 0.055217 | 0.055217 | 0.055217 | 0.055217 | 0.055217 | 0.055217 | 0.055217 | 0.055217 | 0.055217 | 0.055217 | 0.055217 | 0.055217 | 0.055217 | 0.055217 | 0.055217 | 0.055217 | 0.055217 | 0.055217 | 0.055217 | 0.055217 | 0.055217 | 0.055217 | 0.055217 | 0.055217 | 0.055217 | 0.055217 | 0.055217 | 0.055217 | 0.055217 | 0 | 0 | 0 | 0 | 0 | 0 | 0 | 0 | 0
F5_Commercial_Grocery_Existing_Food Preparation_Natural Gas_Double Rack Oven_E2 | F5 | Commercial | Grocery | Existing | Food Preparation | Natural Gas | Double Rack Oven | E2 | Utility - Cost of Operation | 0.073433 | 0.073433 | 0.073433 | 0.073433 | 0.073433 | 0.073433 | 0.073433 | 0.073433 | 0.073433 | 0.073433 | 0.073433 | 0.073433 | 0.073433 | 0.073433 | 0.073433 | 0.073433 | 0.073433 | 0.073433 | 0.073433 | 0.073433 | 0.073433 | 0.073433 | 0.073433 | 0.073433 | 0.073433 | 0.073433 | 0.073433 | 0.073433 | 0.073433 | 0.073433 | 0.073433 | 0.073433 | 0.073433 | 0 | 0 | 0 | 0 | 0 | 0 | 0 | 0 | 0
F5_Commercial_Grocery_Existing_Food Preparation_Natural Gas_Double Rack Oven_E3 | F5 | Commercial | Grocery | Existing | Food Preparation | Natural Gas | Double Rack Oven | E3 | Utility - Cost of Operation | 0 | 0 | 0 | 0 | 0 | 0 | 0 | 0 | 0 | 0 | 0 | 0 | 0 | 0 | 0 | 0 | 0 | 0 | 0 | 0 | 0 | 0 | 0 | 0 | 0 | 0 | 0 | 0 | 0 | 0 | 0 | 0 | 0 | 0 | 0 | 0 | 0 | 0 | 0 | 0 | 0 | 0
F5_Commercial_Grocery_Existing_Food Preparation_Natural Gas_Double Rack Oven_E4 | F5 | Commercial | Grocery | Existing | Food Preparation | Natural Gas | Double Rack Oven | E4 | Utility - Cost of Operation | 0 | 0 | 0 | 0 | 0 | 0 | 0 | 0 | 0 | 0 | 0 | 0 | 0 | 0 | 0 | 0 | 0 | 0 | 0 | 0 | 0 | 0 | 0 | 0 | 0 | 0 | 0 | 0 | 0 | 0 | 0 | 0 | 0 | 0 | 0 | 0 | 0 | 0 | 0 | 0 | 0 | 0
F5_Commercial_Grocery_Existing_Food Preparation_Natural Gas_Double Rack Oven_E5 | F5 | Commercial | Grocery | Existing | Food Preparation | Natural Gas | Double Rack Oven | E5 | Utility - Cost of Operation | 0 | 0 | 0 | 0 | 0 | 0 | 0 | 0 | 0 | 0 | 0 | 0 | 0 | 0 | 0 | 0 | 0 | 0 | 0 | 0 | 0 | 0 | 0 | 0 | 0 | 0 | 0 | 0 | 0 | 0 | 0 | 0 | 0 | 0 | 0 | 0 | 0 | 0 | 0 | 0 | 0 | 0
F5_Commercial_Grocery_Existing_Food Preparation_Natural Gas_Double Rack Oven_E6 | F5 | Commercial | Grocery | Existing | Food Preparation | Natural Gas | Double Rack Oven | E6 | Utility - Cost of Operation | 0 | 0 | 0 | 0 | 0 | 0 | 0 | 0 | 0 | 0 | 0 | 0 | 0 | 0 | 0 | 0 | 0 | 0 | 0 | 0 | 0 | 0 | 0 | 0 | 0 | 0 | 0 | 0 | 0 | 0 | 0 | 0 | 0 | 0 | 0 | 0 | 0 | 0 | 0 | 0 | 0 | 0
F5_Commercial_Grocery_Existing_Food Preparation_Natural Gas_Double Rack Oven_E7 | F5 | Commercial | Grocery | Existing | Food Preparation | Natural Gas | Double Rack Oven | E7 | Utility - Cost of Operation | 0 | 0 | 0 | 0 | 0 | 0 | 0 | 0 | 0 | 0 | 0 | 0 | 0 | 0 | 0 | 0 | 0 | 0 | 0 | 0 | 0 | 0 | 0 | 0 | 0 | 0 | 0 | 0 | 0 | 0 | 0 | 0 | 0 | 0 | 0 | 0 | 0 | 0 | 0 | 0 | 0 | 0
F5_Commercial_Grocery_Existing_Food Preparation_Natural Gas_Double Rack Oven_E8 | F5 | Commercial | Grocery | Existing | Food Preparation | Natural Gas | Double Rack Oven | E8 | Utility - Cost of Operation | 0 | 0 | 0 | 0 | 0 | 0 | 0 | 0 | 0 | 0 | 0 | 0 | 0 | 0 | 0 | 0 | 0 | 0 | 0 | 0 | 0 | 0 | 0 | 0 | 0 | 0 | 0 | 0 | 0 | 0 | 0 | 0 | 0 | 0 | 0 | 0 | 0 | 0 | 0 | 0 | 0 | 0
F5_Commercial_Grocery_Existing_Food Preparation_Natural Gas_Double Rack Oven_E9 | F5 | Commercial | Grocery | Existing | Food Preparation | Natural Gas | Double Rack Oven | E9 | Utility - Cost of Operation | 0 | 0 | 0 | 0 | 0 | 0 | 0 | 0 | 0 | 0 | 0 | 0 | 0 | 0 | 0 | 0 | 0 | 0 | 0 | 0 | 0 | 0 | 0 | 0 | 0 | 0 | 0 | 0 | 0 | 0 | 0 | 0 | 0 | 0 | 0 | 0 | 0 | 0 | 0 | 0 | 0 | 0
F5_Commercial_Grocery_Existing_Food Preparation_Natural Gas_Double Rack Oven_E10 | F5 | Commercial | Grocery | Existing | Food Preparation | Natural Gas | Double Rack Oven | E10 | Utility - Cost of Operation | 0 | 0 | 0 | 0 | 0 | 0 | 0 | 0 | 0 | 0 | 0 | 0 | 0 | 0 | 0 | 0 | 0 | 0 | 0 | 0 | 0 | 0 | 0 | 0 | 0 | 0 | 0 | 0 | 0 | 0 | 0 | 0 | 0 | 0 | 0 | 0 | 0 | 0 | 0 | 0 | 0 | 0
F6_Commercial_Grocery_Existing_Food Preparation_Natural Gas_Double Rack Oven_E1 | F6 | Commercial | Grocery | Existing | Food Preparation | Natural Gas | Double Rack Oven | E1 | Utility - Value of Sales | 0.16172 | 0.16172 | 0.16172 | 0.16172 | 0.16172 | 0.16172 | 0.16172 | 0.16172 | 0.16172 | 0.16172 | 0.16172 | 0.16172 | 0.16172 | 0.16172 | 0.16172 | 0.16172 | 0.16172 | 0.16172 | 0.16172 | 0.16172 | 0.16172 | 0.16172 | 0.16172 | 0.16172 | 0.16172 | 0.16172 | 0.16172 | 0.16172 | 0.16172 | 0.16172 | 0.16172 | 0.16172 | 0.16172 | 0 | 0 | 0 | 0 | 0 | 0 | 0 | 0 | 0
F6_Commercial_Grocery_Existing_Food Preparation_Natural Gas_Double Rack Oven_E2 | F6 | Commercial | Grocery | Existing | Food Preparation | Natural Gas | Double Rack Oven | E2 | Utility - Value of Sales | 0.088213 | 0.088213 | 0.088213 | 0.088213 | 0.088213 | 0.088213 | 0.088213 | 0.088213 | 0.088213 | 0.088213 | 0.088213 | 0.088213 | 0.088213 | 0.088213 | 0.088213 | 0.088213 | 0.088213 | 0.088213 | 0.088213 | 0.088213 | 0.088213 | 0.088213 | 0.088213 | 0.088213 | 0.088213 | 0.088213 | 0.088213 | 0.088213 | 0.088213 | 0.088213 | 0.088213 | 0.088213 | 0.088213 | 0 | 0 | 0 | 0 | 0 | 0 | 0 | 0 | 0
F6_Commercial_Grocery_Existing_Food Preparation_Natural Gas_Double Rack Oven_E3 | F6 | Commercial | Grocery | Existing | Food Preparation | Natural Gas | Double Rack Oven | E3 | Utility - Value of Sales | 0 | 0 | 0 | 0 | 0 | 0 | 0 | 0 | 0 | 0 | 0 | 0 | 0 | 0 | 0 | 0 | 0 | 0 | 0 | 0 | 0 | 0 | 0 | 0 | 0 | 0 | 0 | 0 | 0 | 0 | 0 | 0 | 0 | 0 | 0 | 0 | 0 | 0 | 0 | 0 | 0 | 0
F6_Commercial_Grocery_Existing_Food Preparation_Natural Gas_Double Rack Oven_E4 | F6 | Commercial | Grocery | Existing | Food Preparation | Natural Gas | Double Rack Oven | E4 | Utility - Value of Sales | 0 | 0 | 0 | 0 | 0 | 0 | 0 | 0 | 0 | 0 | 0 | 0 | 0 | 0 | 0 | 0 | 0 | 0 | 0 | 0 | 0 | 0 | 0 | 0 | 0 | 0 | 0 | 0 | 0 | 0 | 0 | 0 | 0 | 0 | 0 | 0 | 0 | 0 | 0 | 0 | 0 | 0
F6_Commercial_Grocery_Existing_Food Preparation_Natural Gas_Double Rack Oven_E5 | F6 | Commercial | Grocery | Existing | Food Preparation | Natural Gas | Double Rack Oven | E5 | Utility - Value of Sales | 0 | 0 | 0 | 0 | 0 | 0 | 0 | 0 | 0 | 0 | 0 | 0 | 0 | 0 | 0 | 0 | 0 | 0 | 0 | 0 | 0 | 0 | 0 | 0 | 0 | 0 | 0 | 0 | 0 | 0 | 0 | 0 | 0 | 0 | 0 | 0 | 0 | 0 | 0 | 0 | 0 | 0
F6_Commercial_Grocery_Existing_Food Preparation_Natural Gas_Double Rack Oven_E6 | F6 | Commercial | Grocery | Existing | Food Preparation | Natural Gas | Double Rack Oven | E6 | Utility - Value of Sales | 0 | 0 | 0 | 0 | 0 | 0 | 0 | 0 | 0 | 0 | 0 | 0 | 0 | 0 | 0 | 0 | 0 | 0 | 0 | 0 | 0 | 0 | 0 | 0 | 0 | 0 | 0 | 0 | 0 | 0 | 0 | 0 | 0 | 0 | 0 | 0 | 0 | 0 | 0 | 0 | 0 | 0
F6_Commercial_Grocery_Existing_Food Preparation_Natural Gas_Double Rack Oven_E7 | F6 | Commercial | Grocery | Existing | Food Preparation | Natural Gas | Double Rack Oven | E7 | Utility - Value of Sales | 0 | 0 | 0 | 0 | 0 | 0 | 0 | 0 | 0 | 0 | 0 | 0 | 0 | 0 | 0 | 0 | 0 | 0 | 0 | 0 | 0 | 0 | 0 | 0 | 0 | 0 | 0 | 0 | 0 | 0 | 0 | 0 | 0 | 0 | 0 | 0 | 0 | 0 | 0 | 0 | 0 | 0
F6_Commercial_Grocery_Existing_Food Preparation_Natural Gas_Double Rack Oven_E8 | F6 | Commercial | Grocery | Existing | Food Preparation | Natural Gas | Double Rack Oven | E8 | Utility - Value of Sales | 0 | 0 | 0 | 0 | 0 | 0 | 0 | 0 | 0 | 0 | 0 | 0 | 0 | 0 | 0 | 0 | 0 | 0 | 0 | 0 | 0 | 0 | 0 | 0 | 0 | 0 | 0 | 0 | 0 | 0 | 0 | 0 | 0 | 0 | 0 | 0 | 0 | 0 | 0 | 0 | 0 | 0
F6_Commercial_Grocery_Existing_Food Preparation_Natural Gas_Double Rack Oven_E9 | F6 | Commercial | Grocery | Existing | Food Preparation | Natural Gas | Double Rack Oven | E9 | Utility - Value of Sales | 0 | 0 | 0 | 0 | 0 | 0 | 0 | 0 | 0 | 0 | 0 | 0 | 0 | 0 | 0 | 0 | 0 | 0 | 0 | 0 | 0 | 0 | 0 | 0 | 0 | 0 | 0 | 0 | 0 | 0 | 0 | 0 | 0 | 0 | 0 | 0 | 0 | 0 | 0 | 0 | 0 | 0
F6_Commercial_Grocery_Existing_Food Preparation_Natural Gas_Double Rack Oven_E10 | F6 | Commercial | Grocery | Existing | Food Preparation | Natural Gas | Double Rack Oven | E10 | Utility - Value of Sales | 0 | 0 | 0 | 0 | 0 | 0 | 0 | 0 | 0 | 0 | 0 | 0 | 0 | 0 | 0 | 0 | 0 | 0 | 0 | 0 | 0 | 0 | 0 | 0 | 0 | 0 | 0 | 0 | 0 | 0 | 0 | 0 | 0 | 0 | 0 | 0 | 0 | 0 | 0 | 0 | 0 | 0
F1_Commercial_Grocery_Existing_Food Preparation_Natural Gas_Fryer_E1 | F1 | Commercial | Grocery | Existing | Food Preparation | Natural Gas | Fryer | E1 | RVT - Cost of Equipment | 0.11236 | 0.11271 | 0.11336 | 0 | 0 | 0 | 0 | 0 | 0 | 0 | 0 | 0 | 0 | 0 | 0 | 0 | 0 | 0 | 0 | 0 | 0 | 0 | 0 | 0 | 0 | 0 | 0 | 0 | 0 | 0 | 0 | 0 | 0 | 0 | 0 | 0 | 0 | 0 | 0 | 0 | 0 | 0
F1_Commercial_Grocery_Existing_Food Preparation_Natural Gas_Fryer_E2 | F1 | Commercial | Grocery | Existing | Food Preparation | Natural Gas | Fryer | E2 | RVT - Cost of Equipment | 0.068868 | 0.069082 | 0.069477 | 0.070018 | 0.070799 | 0.071874 | 0.072728 | 0.073572 | 0.074436 | 0.075318 | 0.076068 | 0.076635 | 0.077114 | 0.07755 | 0.078056 | 0.078513 | 0.079083 | 0.079804 | 0.080665 | 0.081659 | 0.082768 | 0.083859 | 0.084894 | 0.085823 | 0.086646 | 0.087397 | 0.087933 | 0.088376 | 0.088788 | 0.08914 | 0.089488 | 0.089642 | 0.089642 | 0 | 0 | 0 | 0 | 0 | 0 | 0 | 0 | 0
F1_Commercial_Grocery_Existing_Food Preparation_Natural Gas_Fryer_E3 | F1 | Commercial | Grocery | Existing | Food Preparation | Natural Gas | Fryer | E3 | RVT - Cost of Equipment | 0 | 0 | 0 | 0 | 0 | 0 | 0 | 0 | 0 | 0 | 0 | 0 | 0 | 0 | 0 | 0 | 0 | 0 | 0 | 0 | 0 | 0 | 0 | 0 | 0 | 0 | 0 | 0 | 0 | 0 | 0 | 0 | 0 | 0 | 0 | 0 | 0 | 0 | 0 | 0 | 0 | 0
F1_Commercial_Grocery_Existing_Food Preparation_Natural Gas_Fryer_E4 | F1 | Commercial | Grocery | Existing | Food Preparation | Natural Gas | Fryer | E4 | RVT - Cost of Equipment | 0 | 0 | 0 | 0 | 0 | 0 | 0 | 0 | 0 | 0 | 0 | 0 | 0 | 0 | 0 | 0 | 0 | 0 | 0 | 0 | 0 | 0 | 0 | 0 | 0 | 0 | 0 | 0 | 0 | 0 | 0 | 0 | 0 | 0 | 0 | 0 | 0 | 0 | 0 | 0 | 0 | 0
F1_Commercial_Grocery_Existing_Food Preparation_Natural Gas_Fryer_E5 | F1 | Commercial | Grocery | Existing | Food Preparation | Natural Gas | Fryer | E5 | RVT - Cost of Equipment | 0 | 0 | 0 | 0 | 0 | 0 | 0 | 0 | 0 | 0 | 0 | 0 | 0 | 0 | 0 | 0 | 0 | 0 | 0 | 0 | 0 | 0 | 0 | 0 | 0 | 0 | 0 | 0 | 0 | 0 | 0 | 0 | 0 | 0 | 0 | 0 | 0 | 0 | 0 | 0 | 0 | 0
F1_Commercial_Grocery_Existing_Food Preparation_Natural Gas_Fryer_E6 | F1 | Commercial | Grocery | Existing | Food Preparation | Natural Gas | Fryer | E6 | RVT - Cost of Equipment | 0 | 0 | 0 | 0 | 0 | 0 | 0 | 0 | 0 | 0 | 0 | 0 | 0 | 0 | 0 | 0 | 0 | 0 | 0 | 0 | 0 | 0 | 0 | 0 | 0 | 0 | 0 | 0 | 0 | 0 | 0 | 0 | 0 | 0 | 0 | 0 | 0 | 0 | 0 | 0 | 0 | 0
F1_Commercial_Grocery_Existing_Food Preparation_Natural Gas_Fryer_E7 | F1 | Commercial | Grocery | Existing | Food Preparation | Natural Gas | Fryer | E7 | RVT - Cost of Equipment | 0 | 0 | 0 | 0 | 0 | 0 | 0 | 0 | 0 | 0 | 0 | 0 | 0 | 0 | 0 | 0 | 0 | 0 | 0 | 0 | 0 | 0 | 0 | 0 | 0 | 0 | 0 | 0 | 0 | 0 | 0 | 0 | 0 | 0 | 0 | 0 | 0 | 0 | 0 | 0 | 0 | 0
F1_Commercial_Grocery_Existing_Food Preparation_Natural Gas_Fryer_E8 | F1 | Commercial | Grocery | Existing | Food Preparation | Natural Gas | Fryer | E8 | RVT - Cost of Equipment | 0 | 0 | 0 | 0 | 0 | 0 | 0 | 0 | 0 | 0 | 0 | 0 | 0 | 0 | 0 | 0 | 0 | 0 | 0 | 0 | 0 | 0 | 0 | 0 | 0 | 0 | 0 | 0 | 0 | 0 | 0 | 0 | 0 | 0 | 0 | 0 | 0 | 0 | 0 | 0 | 0 | 0
F1_Commercial_Grocery_Existing_Food Preparation_Natural Gas_Fryer_E9 | F1 | Commercial | Grocery | Existing | Food Preparation | Natural Gas | Fryer | E9 | RVT - Cost of Equipment | 0 | 0 | 0 | 0 | 0 | 0 | 0 | 0 | 0 | 0 | 0 | 0 | 0 | 0 | 0 | 0 | 0 | 0 | 0 | 0 | 0 | 0 | 0 | 0 | 0 | 0 | 0 | 0 | 0 | 0 | 0 | 0 | 0 | 0 | 0 | 0 | 0 | 0 | 0 | 0 | 0 | 0
F1_Commercial_Grocery_Existing_Food Preparation_Natural Gas_Fryer_E10 | F1 | Commercial | Grocery | Existing | Food Preparation | Natural Gas | Fryer | E10 | RVT - Cost of Equipment | 0 | 0 | 0 | 0 | 0 | 0 | 0 | 0 | 0 | 0 | 0 | 0 | 0 | 0 | 0 | 0 | 0 | 0 | 0 | 0 | 0 | 0 | 0 | 0 | 0 | 0 | 0 | 0 | 0 | 0 | 0 | 0 | 0 | 0 | 0 | 0 | 0 | 0 | 0 | 0 | 0 | 0
F2_Commercial_Grocery_Existing_Food Preparation_Natural Gas_Fryer_E1 | F2 | Commercial | Grocery | Existing | Food Preparation | Natural Gas | Fryer | E1 | RVT - Cost of Operation | 0.13462 | 0.13504 | 0.13581 | 0 | 0 | 0 | 0 | 0 | 0 | 0 | 0 | 0 | 0 | 0 | 0 | 0 | 0 | 0 | 0 | 0 | 0 | 0 | 0 | 0 | 0 | 0 | 0 | 0 | 0 | 0 | 0 | 0 | 0 | 0 | 0 | 0 | 0 | 0 | 0 | 0 | 0 | 0
F2_Commercial_Grocery_Existing_Food Preparation_Natural Gas_Fryer_E2 | F2 | Commercial | Grocery | Existing | Food Preparation | Natural Gas | Fryer | E2 | RVT - Cost of Operation | 0.082509 | 0.082765 | 0.083238 | 0.083887 | 0.084822 | 0.08611 | 0.087133 | 0.088144 | 0.089179 | 0.090236 | 0.091135 | 0.091813 | 0.092388 | 0.09291 | 0.093516 | 0.094064 | 0.094747 | 0.09561 | 0.096642 | 0.097832 | 0.099161 | 0.10047 | 0.10171 | 0.10282 | 0.10381 | 0.10471 | 0.10535 | 0.10588 | 0.10637 | 0.1068 | 0.10721 | 0.1074 | 0.1074 | 0 | 0 | 0 | 0 | 0 | 0 | 0 | 0 | 0
F2_Commercial_Grocery_Existing_Food Preparation_Natural Gas_Fryer_E3 | F2 | Commercial | Grocery | Existing | Food Preparation | Natural Gas | Fryer | E3 | RVT - Cost of Operation | 0 | 0 | 0 | 0 | 0 | 0 | 0 | 0 | 0 | 0 | 0 | 0 | 0 | 0 | 0 | 0 | 0 | 0 | 0 | 0 | 0 | 0 | 0 | 0 | 0 | 0 | 0 | 0 | 0 | 0 | 0 | 0 | 0 | 0 | 0 | 0 | 0 | 0 | 0 | 0 | 0 | 0
F2_Commercial_Grocery_Existing_Food Preparation_Natural Gas_Fryer_E4 | F2 | Commercial | Grocery | Existing | Food Preparation | Natural Gas | Fryer | E4 | RVT - Cost of Operation | 0 | 0 | 0 | 0 | 0 | 0 | 0 | 0 | 0 | 0 | 0 | 0 | 0 | 0 | 0 | 0 | 0 | 0 | 0 | 0 | 0 | 0 | 0 | 0 | 0 | 0 | 0 | 0 | 0 | 0 | 0 | 0 | 0 | 0 | 0 | 0 | 0 | 0 | 0 | 0 | 0 | 0
F2_Commercial_Grocery_Existing_Food Preparation_Natural Gas_Fryer_E5 | F2 | Commercial | Grocery | Existing | Food Preparation | Natural Gas | Fryer | E5 | RVT - Cost of Operation | 0 | 0 | 0 | 0 | 0 | 0 | 0 | 0 | 0 | 0 | 0 | 0 | 0 | 0 | 0 | 0 | 0 | 0 | 0 | 0 | 0 | 0 | 0 | 0 | 0 | 0 | 0 | 0 | 0 | 0 | 0 | 0 | 0 | 0 | 0 | 0 | 0 | 0 | 0 | 0 | 0 | 0
F2_Commercial_Grocery_Existing_Food Preparation_Natural Gas_Fryer_E6 | F2 | Commercial | Grocery | Existing | Food Preparation | Natural Gas | Fryer | E6 | RVT - Cost of Operation | 0 | 0 | 0 | 0 | 0 | 0 | 0 | 0 | 0 | 0 | 0 | 0 | 0 | 0 | 0 | 0 | 0 | 0 | 0 | 0 | 0 | 0 | 0 | 0 | 0 | 0 | 0 | 0 | 0 | 0 | 0 | 0 | 0 | 0 | 0 | 0 | 0 | 0 | 0 | 0 | 0 | 0
F2_Commercial_Grocery_Existing_Food Preparation_Natural Gas_Fryer_E7 | F2 | Commercial | Grocery | Existing | Food Preparation | Natural Gas | Fryer | E7 | RVT - Cost of Operation | 0 | 0 | 0 | 0 | 0 | 0 | 0 | 0 | 0 | 0 | 0 | 0 | 0 | 0 | 0 | 0 | 0 | 0 | 0 | 0 | 0 | 0 | 0 | 0 | 0 | 0 | 0 | 0 | 0 | 0 | 0 | 0 | 0 | 0 | 0 | 0 | 0 | 0 | 0 | 0 | 0 | 0
F2_Commercial_Grocery_Existing_Food Preparation_Natural Gas_Fryer_E8 | F2 | Commercial | Grocery | Existing | Food Preparation | Natural Gas | Fryer | E8 | RVT - Cost of Operation | 0 | 0 | 0 | 0 | 0 | 0 | 0 | 0 | 0 | 0 | 0 | 0 | 0 | 0 | 0 | 0 | 0 | 0 | 0 | 0 | 0 | 0 | 0 | 0 | 0 | 0 | 0 | 0 | 0 | 0 | 0 | 0 | 0 | 0 | 0 | 0 | 0 | 0 | 0 | 0 | 0 | 0
F2_Commercial_Grocery_Existing_Food Preparation_Natural Gas_Fryer_E9 | F2 | Commercial | Grocery | Existing | Food Preparation | Natural Gas | Fryer | E9 | RVT - Cost of Operation | 0 | 0 | 0 | 0 | 0 | 0 | 0 | 0 | 0 | 0 | 0 | 0 | 0 | 0 | 0 | 0 | 0 | 0 | 0 | 0 | 0 | 0 | 0 | 0 | 0 | 0 | 0 | 0 | 0 | 0 | 0 | 0 | 0 | 0 | 0 | 0 | 0 | 0 | 0 | 0 | 0 | 0
F2_Commercial_Grocery_Existing_Food Preparation_Natural Gas_Fryer_E10 | F2 | Commercial | Grocery | Existing | Food Preparation | Natural Gas | Fryer | E10 | RVT - Cost of Operation | 0 | 0 | 0 | 0 | 0 | 0 | 0 | 0 | 0 | 0 | 0 | 0 | 0 | 0 | 0 | 0 | 0 | 0 | 0 | 0 | 0 | 0 | 0 | 0 | 0 | 0 | 0 | 0 | 0 | 0 | 0 | 0 | 0 | 0 | 0 | 0 | 0 | 0 | 0 | 0 | 0 | 0
F3_Commercial_Grocery_Existing_Food Preparation_Natural Gas_Fryer_E1 | F3 | Commercial | Grocery | Existing | Food Preparation | Natural Gas | Fryer | E1 | System - kBTUs of Consumption | 0.053619 | 0.053619 | 0.053619 | 0 | 0 | 0 | 0 | 0 | 0 | 0 | 0 | 0 | 0 | 0 | 0 | 0 | 0 | 0 | 0 | 0 | 0 | 0 | 0 | 0 | 0 | 0 | 0 | 0 | 0 | 0 | 0 | 0 | 0 | 0 | 0 | 0 | 0 | 0 | 0 | 0 | 0 | 0
F3_Commercial_Grocery_Existing_Food Preparation_Natural Gas_Fryer_E2 | F3 | Commercial | Grocery | Existing | Food Preparation | Natural Gas | Fryer | E2 | System - kBTUs of Consumption | 0.067399 | 0.067399 | 0.067399 | 0.067399 | 0.067399 | 0.067399 | 0.067399 | 0.067399 | 0.067399 | 0.067399 | 0.067399 | 0.067399 | 0.067399 | 0.067399 | 0.067399 | 0.067399 | 0.067399 | 0.067399 | 0.067399 | 0.067399 | 0.067399 | 0.067399 | 0.067399 | 0.067399 | 0.067399 | 0.067399 | 0.067399 | 0.067399 | 0.067399 | 0.067399 | 0.067399 | 0.067399 | 0.067399 | 0 | 0 | 0 | 0 | 0 | 0 | 0 | 0 | 0
F3_Commercial_Grocery_Existing_Food Preparation_Natural Gas_Fryer_E3 | F3 | Commercial | Grocery | Existing | Food Preparation | Natural Gas | Fryer | E3 | System - kBTUs of Consumption | 0 | 0 | 0 | 0 | 0 | 0 | 0 | 0 | 0 | 0 | 0 | 0 | 0 | 0 | 0 | 0 | 0 | 0 | 0 | 0 | 0 | 0 | 0 | 0 | 0 | 0 | 0 | 0 | 0 | 0 | 0 | 0 | 0 | 0 | 0 | 0 | 0 | 0 | 0 | 0 | 0 | 0
F3_Commercial_Grocery_Existing_Food Preparation_Natural Gas_Fryer_E4 | F3 | Commercial | Grocery | Existing | Food Preparation | Natural Gas | Fryer | E4 | System - kBTUs of Consumption | 0 | 0 | 0 | 0 | 0 | 0 | 0 | 0 | 0 | 0 | 0 | 0 | 0 | 0 | 0 | 0 | 0 | 0 | 0 | 0 | 0 | 0 | 0 | 0 | 0 | 0 | 0 | 0 | 0 | 0 | 0 | 0 | 0 | 0 | 0 | 0 | 0 | 0 | 0 | 0 | 0 | 0
F3_Commercial_Grocery_Existing_Food Preparation_Natural Gas_Fryer_E5 | F3 | Commercial | Grocery | Existing | Food Preparation | Natural Gas | Fryer | E5 | System - kBTUs of Consumption | 0 | 0 | 0 | 0 | 0 | 0 | 0 | 0 | 0 | 0 | 0 | 0 | 0 | 0 | 0 | 0 | 0 | 0 | 0 | 0 | 0 | 0 | 0 | 0 | 0 | 0 | 0 | 0 | 0 | 0 | 0 | 0 | 0 | 0 | 0 | 0 | 0 | 0 | 0 | 0 | 0 | 0
F3_Commercial_Grocery_Existing_Food Preparation_Natural Gas_Fryer_E6 | F3 | Commercial | Grocery | Existing | Food Preparation | Natural Gas | Fryer | E6 | System - kBTUs of Consumption | 0 | 0 | 0 | 0 | 0 | 0 | 0 | 0 | 0 | 0 | 0 | 0 | 0 | 0 | 0 | 0 | 0 | 0 | 0 | 0 | 0 | 0 | 0 | 0 | 0 | 0 | 0 | 0 | 0 | 0 | 0 | 0 | 0 | 0 | 0 | 0 | 0 | 0 | 0 | 0 | 0 | 0
F3_Commercial_Grocery_Existing_Food Preparation_Natural Gas_Fryer_E7 | F3 | Commercial | Grocery | Existing | Food Preparation | Natural Gas | Fryer | E7 | System - kBTUs of Consumption | 0 | 0 | 0 | 0 | 0 | 0 | 0 | 0 | 0 | 0 | 0 | 0 | 0 | 0 | 0 | 0 | 0 | 0 | 0 | 0 | 0 | 0 | 0 | 0 | 0 | 0 | 0 | 0 | 0 | 0 | 0 | 0 | 0 | 0 | 0 | 0 | 0 | 0 | 0 | 0 | 0 | 0
F3_Commercial_Grocery_Existing_Food Preparation_Natural Gas_Fryer_E8 | F3 | Commercial | Grocery | Existing | Food Preparation | Natural Gas | Fryer | E8 | System - kBTUs of Consumption | 0 | 0 | 0 | 0 | 0 | 0 | 0 | 0 | 0 | 0 | 0 | 0 | 0 | 0 | 0 | 0 | 0 | 0 | 0 | 0 | 0 | 0 | 0 | 0 | 0 | 0 | 0 | 0 | 0 | 0 | 0 | 0 | 0 | 0 | 0 | 0 | 0 | 0 | 0 | 0 | 0 | 0
F3_Commercial_Grocery_Existing_Food Preparation_Natural Gas_Fryer_E9 | F3 | Commercial | Grocery | Existing | Food Preparation | Natural Gas | Fryer | E9 | System - kBTUs of Consumption | 0 | 0 | 0 | 0 | 0 | 0 | 0 | 0 | 0 | 0 | 0 | 0 | 0 | 0 | 0 | 0 | 0 | 0 | 0 | 0 | 0 | 0 | 0 | 0 | 0 | 0 | 0 | 0 | 0 | 0 | 0 | 0 | 0 | 0 | 0 | 0 | 0 | 0 | 0 | 0 | 0 | 0
F3_Commercial_Grocery_Existing_Food Preparation_Natural Gas_Fryer_E10 | F3 | Commercial | Grocery | Existing | Food Preparation | Natural Gas | Fryer | E10 | System - kBTUs of Consumption | 0 | 0 | 0 | 0 | 0 | 0 | 0 | 0 | 0 | 0 | 0 | 0 | 0 | 0 | 0 | 0 | 0 | 0 | 0 | 0 | 0 | 0 | 0 | 0 | 0 | 0 | 0 | 0 | 0 | 0 | 0 | 0 | 0 | 0 | 0 | 0 | 0 | 0 | 0 | 0 | 0 | 0
F4_Commercial_Grocery_Existing_Food Preparation_Natural Gas_Fryer_E1 | F4 | Commercial | Grocery | Existing | Food Preparation | Natural Gas | Fryer | E1 | Utility - Cost of Equipment | 0.13462 | 0.13504 | 0.13581 | 0 | 0 | 0 | 0 | 0 | 0 | 0 | 0 | 0 | 0 | 0 | 0 | 0 | 0 | 0 | 0 | 0 | 0 | 0 | 0 | 0 | 0 | 0 | 0 | 0 | 0 | 0 | 0 | 0 | 0 | 0 | 0 | 0 | 0 | 0 | 0 | 0 | 0 | 0
F4_Commercial_Grocery_Existing_Food Preparation_Natural Gas_Fryer_E2 | F4 | Commercial | Grocery | Existing | Food Preparation | Natural Gas | Fryer | E2 | Utility - Cost of Equipment | 0.082509 | 0.082765 | 0.083238 | 0.083887 | 0.084822 | 0.08611 | 0.087133 | 0.088144 | 0.089179 | 0.090236 | 0.091135 | 0.091813 | 0.092388 | 0.09291 | 0.093516 | 0.094064 | 0.094747 | 0.09561 | 0.096642 | 0.097832 | 0.099161 | 0.10047 | 0.10171 | 0.10282 | 0.10381 | 0.10471 | 0.10535 | 0.10588 | 0.10637 | 0.1068 | 0.10721 | 0.1074 | 0.1074 | 0 | 0 | 0 | 0 | 0 | 0 | 0 | 0 | 0
F4_Commercial_Grocery_Existing_Food Preparation_Natural Gas_Fryer_E3 | F4 | Commercial | Grocery | Existing | Food Preparation | Natural Gas | Fryer | E3 | Utility - Cost of Equipment | 0 | 0 | 0 | 0 | 0 | 0 | 0 | 0 | 0 | 0 | 0 | 0 | 0 | 0 | 0 | 0 | 0 | 0 | 0 | 0 | 0 | 0 | 0 | 0 | 0 | 0 | 0 | 0 | 0 | 0 | 0 | 0 | 0 | 0 | 0 | 0 | 0 | 0 | 0 | 0 | 0 | 0
F4_Commercial_Grocery_Existing_Food Preparation_Natural Gas_Fryer_E4 | F4 | Commercial | Grocery | Existing | Food Preparation | Natural Gas | Fryer | E4 | Utility - Cost of Equipment | 0 | 0 | 0 | 0 | 0 | 0 | 0 | 0 | 0 | 0 | 0 | 0 | 0 | 0 | 0 | 0 | 0 | 0 | 0 | 0 | 0 | 0 | 0 | 0 | 0 | 0 | 0 | 0 | 0 | 0 | 0 | 0 | 0 | 0 | 0 | 0 | 0 | 0 | 0 | 0 | 0 | 0
F4_Commercial_Grocery_Existing_Food Preparation_Natural Gas_Fryer_E5 | F4 | Commercial | Grocery | Existing | Food Preparation | Natural Gas | Fryer | E5 | Utility - Cost of Equipment | 0 | 0 | 0 | 0 | 0 | 0 | 0 | 0 | 0 | 0 | 0 | 0 | 0 | 0 | 0 | 0 | 0 | 0 | 0 | 0 | 0 | 0 | 0 | 0 | 0 | 0 | 0 | 0 | 0 | 0 | 0 | 0 | 0 | 0 | 0 | 0 | 0 | 0 | 0 | 0 | 0 | 0
F4_Commercial_Grocery_Existing_Food Preparation_Natural Gas_Fryer_E6 | F4 | Commercial | Grocery | Existing | Food Preparation | Natural Gas | Fryer | E6 | Utility - Cost of Equipment | 0 | 0 | 0 | 0 | 0 | 0 | 0 | 0 | 0 | 0 | 0 | 0 | 0 | 0 | 0 | 0 | 0 | 0 | 0 | 0 | 0 | 0 | 0 | 0 | 0 | 0 | 0 | 0 | 0 | 0 | 0 | 0 | 0 | 0 | 0 | 0 | 0 | 0 | 0 | 0 | 0 | 0
F4_Commercial_Grocery_Existing_Food Preparation_Natural Gas_Fryer_E7 | F4 | Commercial | Grocery | Existing | Food Preparation | Natural Gas | Fryer | E7 | Utility - Cost of Equipment | 0 | 0 | 0 | 0 | 0 | 0 | 0 | 0 | 0 | 0 | 0 | 0 | 0 | 0 | 0 | 0 | 0 | 0 | 0 | 0 | 0 | 0 | 0 | 0 | 0 | 0 | 0 | 0 | 0 | 0 | 0 | 0 | 0 | 0 | 0 | 0 | 0 | 0 | 0 | 0 | 0 | 0
F4_Commercial_Grocery_Existing_Food Preparation_Natural Gas_Fryer_E8 | F4 | Commercial | Grocery | Existing | Food Preparation | Natural Gas | Fryer | E8 | Utility - Cost of Equipment | 0 | 0 | 0 | 0 | 0 | 0 | 0 | 0 | 0 | 0 | 0 | 0 | 0 | 0 | 0 | 0 | 0 | 0 | 0 | 0 | 0 | 0 | 0 | 0 | 0 | 0 | 0 | 0 | 0 | 0 | 0 | 0 | 0 | 0 | 0 | 0 | 0 | 0 | 0 | 0 | 0 | 0
F4_Commercial_Grocery_Existing_Food Preparation_Natural Gas_Fryer_E9 | F4 | Commercial | Grocery | Existing | Food Preparation | Natural Gas | Fryer | E9 | Utility - Cost of Equipment | 0 | 0 | 0 | 0 | 0 | 0 | 0 | 0 | 0 | 0 | 0 | 0 | 0 | 0 | 0 | 0 | 0 | 0 | 0 | 0 | 0 | 0 | 0 | 0 | 0 | 0 | 0 | 0 | 0 | 0 | 0 | 0 | 0 | 0 | 0 | 0 | 0 | 0 | 0 | 0 | 0 | 0
F4_Commercial_Grocery_Existing_Food Preparation_Natural Gas_Fryer_E10 | F4 | Commercial | Grocery | Existing | Food Preparation | Natural Gas | Fryer | E10 | Utility - Cost of Equipment | 0 | 0 | 0 | 0 | 0 | 0 | 0 | 0 | 0 | 0 | 0 | 0 | 0 | 0 | 0 | 0 | 0 | 0 | 0 | 0 | 0 | 0 | 0 | 0 | 0 | 0 | 0 | 0 | 0 | 0 | 0 | 0 | 0 | 0 | 0 | 0 | 0 | 0 | 0 | 0 | 0 | 0
F5_Commercial_Grocery_Existing_Food Preparation_Natural Gas_Fryer_E1 | F5 | Commercial | Grocery | Existing | Food Preparation | Natural Gas | Fryer | E1 | Utility - Cost of Operation | 0.053619 | 0.053619 | 0.053619 | 0 | 0 | 0 | 0 | 0 | 0 | 0 | 0 | 0 | 0 | 0 | 0 | 0 | 0 | 0 | 0 | 0 | 0 | 0 | 0 | 0 | 0 | 0 | 0 | 0 | 0 | 0 | 0 | 0 | 0 | 0 | 0 | 0 | 0 | 0 | 0 | 0 | 0 | 0
F5_Commercial_Grocery_Existing_Food Preparation_Natural Gas_Fryer_E2 | F5 | Commercial | Grocery | Existing | Food Preparation | Natural Gas | Fryer | E2 | Utility - Cost of Operation | 0.067399 | 0.067399 | 0.067399 | 0.067399 | 0.067399 | 0.067399 | 0.067399 | 0.067399 | 0.067399 | 0.067399 | 0.067399 | 0.067399 | 0.067399 | 0.067399 | 0.067399 | 0.067399 | 0.067399 | 0.067399 | 0.067399 | 0.067399 | 0.067399 | 0.067399 | 0.067399 | 0.067399 | 0.067399 | 0.067399 | 0.067399 | 0.067399 | 0.067399 | 0.067399 | 0.067399 | 0.067399 | 0.067399 | 0 | 0 | 0 | 0 | 0 | 0 | 0 | 0 | 0
F5_Commercial_Grocery_Existing_Food Preparation_Natural Gas_Fryer_E3 | F5 | Commercial | Grocery | Existing | Food Preparation | Natural Gas | Fryer | E3 | Utility - Cost of Operation | 0 | 0 | 0 | 0 | 0 | 0 | 0 | 0 | 0 | 0 | 0 | 0 | 0 | 0 | 0 | 0 | 0 | 0 | 0 | 0 | 0 | 0 | 0 | 0 | 0 | 0 | 0 | 0 | 0 | 0 | 0 | 0 | 0 | 0 | 0 | 0 | 0 | 0 | 0 | 0 | 0 | 0
F5_Commercial_Grocery_Existing_Food Preparation_Natural Gas_Fryer_E4 | F5 | Commercial | Grocery | Existing | Food Preparation | Natural Gas | Fryer | E4 | Utility - Cost of Operation | 0 | 0 | 0 | 0 | 0 | 0 | 0 | 0 | 0 | 0 | 0 | 0 | 0 | 0 | 0 | 0 | 0 | 0 | 0 | 0 | 0 | 0 | 0 | 0 | 0 | 0 | 0 | 0 | 0 | 0 | 0 | 0 | 0 | 0 | 0 | 0 | 0 | 0 | 0 | 0 | 0 | 0
F5_Commercial_Grocery_Existing_Food Preparation_Natural Gas_Fryer_E5 | F5 | Commercial | Grocery | Existing | Food Preparation | Natural Gas | Fryer | E5 | Utility - Cost of Operation | 0 | 0 | 0 | 0 | 0 | 0 | 0 | 0 | 0 | 0 | 0 | 0 | 0 | 0 | 0 | 0 | 0 | 0 | 0 | 0 | 0 | 0 | 0 | 0 | 0 | 0 | 0 | 0 | 0 | 0 | 0 | 0 | 0 | 0 | 0 | 0 | 0 | 0 | 0 | 0 | 0 | 0
F5_Commercial_Grocery_Existing_Food Preparation_Natural Gas_Fryer_E6 | F5 | Commercial | Grocery | Existing | Food Preparation | Natural Gas | Fryer | E6 | Utility - Cost of Operation | 0 | 0 | 0 | 0 | 0 | 0 | 0 | 0 | 0 | 0 | 0 | 0 | 0 | 0 | 0 | 0 | 0 | 0 | 0 | 0 | 0 | 0 | 0 | 0 | 0 | 0 | 0 | 0 | 0 | 0 | 0 | 0 | 0 | 0 | 0 | 0 | 0 | 0 | 0 | 0 | 0 | 0
F5_Commercial_Grocery_Existing_Food Preparation_Natural Gas_Fryer_E7 | F5 | Commercial | Grocery | Existing | Food Preparation | Natural Gas | Fryer | E7 | Utility - Cost of Operation | 0 | 0 | 0 | 0 | 0 | 0 | 0 | 0 | 0 | 0 | 0 | 0 | 0 | 0 | 0 | 0 | 0 | 0 | 0 | 0 | 0 | 0 | 0 | 0 | 0 | 0 | 0 | 0 | 0 | 0 | 0 | 0 | 0 | 0 | 0 | 0 | 0 | 0 | 0 | 0 | 0 | 0
F5_Commercial_Grocery_Existing_Food Preparation_Natural Gas_Fryer_E8 | F5 | Commercial | Grocery | Existing | Food Preparation | Natural Gas | Fryer | E8 | Utility - Cost of Operation | 0 | 0 | 0 | 0 | 0 | 0 | 0 | 0 | 0 | 0 | 0 | 0 | 0 | 0 | 0 | 0 | 0 | 0 | 0 | 0 | 0 | 0 | 0 | 0 | 0 | 0 | 0 | 0 | 0 | 0 | 0 | 0 | 0 | 0 | 0 | 0 | 0 | 0 | 0 | 0 | 0 | 0
F5_Commercial_Grocery_Existing_Food Preparation_Natural Gas_Fryer_E9 | F5 | Commercial | Grocery | Existing | Food Preparation | Natural Gas | Fryer | E9 | Utility - Cost of Operation | 0 | 0 | 0 | 0 | 0 | 0 | 0 | 0 | 0 | 0 | 0 | 0 | 0 | 0 | 0 | 0 | 0 | 0 | 0 | 0 | 0 | 0 | 0 | 0 | 0 | 0 | 0 | 0 | 0 | 0 | 0 | 0 | 0 | 0 | 0 | 0 | 0 | 0 | 0 | 0 | 0 | 0
F5_Commercial_Grocery_Existing_Food Preparation_Natural Gas_Fryer_E10 | F5 | Commercial | Grocery | Existing | Food Preparation | Natural Gas | Fryer | E10 | Utility - Cost of Operation | 0 | 0 | 0 | 0 | 0 | 0 | 0 | 0 | 0 | 0 | 0 | 0 | 0 | 0 | 0 | 0 | 0 | 0 | 0 | 0 | 0 | 0 | 0 | 0 | 0 | 0 | 0 | 0 | 0 | 0 | 0 | 0 | 0 | 0 | 0 | 0 | 0 | 0 | 0 | 0 | 0 | 0
F6_Commercial_Grocery_Existing_Food Preparation_Natural Gas_Fryer_E1 | F6 | Commercial | Grocery | Existing | Food Preparation | Natural Gas | Fryer | E1 | Utility - Value of Sales | 0.081891 | 0.081891 | 0.081891 | 0 | 0 | 0 | 0 | 0 | 0 | 0 | 0 | 0 | 0 | 0 | 0 | 0 | 0 | 0 | 0 | 0 | 0 | 0 | 0 | 0 | 0 | 0 | 0 | 0 | 0 | 0 | 0 | 0 | 0 | 0 | 0 | 0 | 0 | 0 | 0 | 0 | 0 | 0
F6_Commercial_Grocery_Existing_Food Preparation_Natural Gas_Fryer_E2 | F6 | Commercial | Grocery | Existing | Food Preparation | Natural Gas | Fryer | E2 | Utility - Value of Sales | 0.050191 | 0.050191 | 0.050191 | 0.050191 | 0.050191 | 0.050191 | 0.050191 | 0.050191 | 0.050191 | 0.050191 | 0.050191 | 0.050191 | 0.050191 | 0.050191 | 0.050191 | 0.050191 | 0.050191 | 0.050191 | 0.050191 | 0.050191 | 0.050191 | 0.050191 | 0.050191 | 0.050191 | 0.050191 | 0.050191 | 0.050191 | 0.050191 | 0.050191 | 0.050191 | 0.050191 | 0.050191 | 0.050191 | 0 | 0 | 0 | 0 | 0 | 0 | 0 | 0 | 0
F6_Commercial_Grocery_Existing_Food Preparation_Natural Gas_Fryer_E3 | F6 | Commercial | Grocery | Existing | Food Preparation | Natural Gas | Fryer | E3 | Utility - Value of Sales | 0 | 0 | 0 | 0 | 0 | 0 | 0 | 0 | 0 | 0 | 0 | 0 | 0 | 0 | 0 | 0 | 0 | 0 | 0 | 0 | 0 | 0 | 0 | 0 | 0 | 0 | 0 | 0 | 0 | 0 | 0 | 0 | 0 | 0 | 0 | 0 | 0 | 0 | 0 | 0 | 0 | 0
F6_Commercial_Grocery_Existing_Food Preparation_Natural Gas_Fryer_E4 | F6 | Commercial | Grocery | Existing | Food Preparation | Natural Gas | Fryer | E4 | Utility - Value of Sales | 0 | 0 | 0 | 0 | 0 | 0 | 0 | 0 | 0 | 0 | 0 | 0 | 0 | 0 | 0 | 0 | 0 | 0 | 0 | 0 | 0 | 0 | 0 | 0 | 0 | 0 | 0 | 0 | 0 | 0 | 0 | 0 | 0 | 0 | 0 | 0 | 0 | 0 | 0 | 0 | 0 | 0
F6_Commercial_Grocery_Existing_Food Preparation_Natural Gas_Fryer_E5 | F6 | Commercial | Grocery | Existing | Food Preparation | Natural Gas | Fryer | E5 | Utility - Value of Sales | 0 | 0 | 0 | 0 | 0 | 0 | 0 | 0 | 0 | 0 | 0 | 0 | 0 | 0 | 0 | 0 | 0 | 0 | 0 | 0 | 0 | 0 | 0 | 0 | 0 | 0 | 0 | 0 | 0 | 0 | 0 | 0 | 0 | 0 | 0 | 0 | 0 | 0 | 0 | 0 | 0 | 0
F6_Commercial_Grocery_Existing_Food Preparation_Natural Gas_Fryer_E6 | F6 | Commercial | Grocery | Existing | Food Preparation | Natural Gas | Fryer | E6 | Utility - Value of Sales | 0 | 0 | 0 | 0 | 0 | 0 | 0 | 0 | 0 | 0 | 0 | 0 | 0 | 0 | 0 | 0 | 0 | 0 | 0 | 0 | 0 | 0 | 0 | 0 | 0 | 0 | 0 | 0 | 0 | 0 | 0 | 0 | 0 | 0 | 0 | 0 | 0 | 0 | 0 | 0 | 0 | 0
F6_Commercial_Grocery_Existing_Food Preparation_Natural Gas_Fryer_E7 | F6 | Commercial | Grocery | Existing | Food Preparation | Natural Gas | Fryer | E7 | Utility - Value of Sales | 0 | 0 | 0 | 0 | 0 | 0 | 0 | 0 | 0 | 0 | 0 | 0 | 0 | 0 | 0 | 0 | 0 | 0 | 0 | 0 | 0 | 0 | 0 | 0 | 0 | 0 | 0 | 0 | 0 | 0 | 0 | 0 | 0 | 0 | 0 | 0 | 0 | 0 | 0 | 0 | 0 | 0
F6_Commercial_Grocery_Existing_Food Preparation_Natural Gas_Fryer_E8 | F6 | Commercial | Grocery | Existing | Food Preparation | Natural Gas | Fryer | E8 | Utility - Value of Sales | 0 | 0 | 0 | 0 | 0 | 0 | 0 | 0 | 0 | 0 | 0 | 0 | 0 | 0 | 0 | 0 | 0 | 0 | 0 | 0 | 0 | 0 | 0 | 0 | 0 | 0 | 0 | 0 | 0 | 0 | 0 | 0 | 0 | 0 | 0 | 0 | 0 | 0 | 0 | 0 | 0 | 0
F6_Commercial_Grocery_Existing_Food Preparation_Natural Gas_Fryer_E9 | F6 | Commercial | Grocery | Existing | Food Preparation | Natural Gas | Fryer | E9 | Utility - Value of Sales | 0 | 0 | 0 | 0 | 0 | 0 | 0 | 0 | 0 | 0 | 0 | 0 | 0 | 0 | 0 | 0 | 0 | 0 | 0 | 0 | 0 | 0 | 0 | 0 | 0 | 0 | 0 | 0 | 0 | 0 | 0 | 0 | 0 | 0 | 0 | 0 | 0 | 0 | 0 | 0 | 0 | 0
F6_Commercial_Grocery_Existing_Food Preparation_Natural Gas_Fryer_E10 | F6 | Commercial | Grocery | Existing | Food Preparation | Natural Gas | Fryer | E10 | Utility - Value of Sales | 0 | 0 | 0 | 0 | 0 | 0 | 0 | 0 | 0 | 0 | 0 | 0 | 0 | 0 | 0 | 0 | 0 | 0 | 0 | 0 | 0 | 0 | 0 | 0 | 0 | 0 | 0 | 0 | 0 | 0 | 0 | 0 | 0 | 0 | 0 | 0 | 0 | 0 | 0 | 0 | 0 | 0
F1_Commercial_Grocery_Existing_Food Preparation_Natural Gas_Broiler_E1 | F1 | Commercial | Grocery | Existing | Food Preparation | Natural Gas | Broiler | E1 | RVT - Cost of Equipment | 0.12585 | 0.12681 | 0.12788 | 0.12906 | 0.1304 | 0.13196 | 0.13322 | 0.13443 | 0.13566 | 0.13694 | 0.13816 | 0.13928 | 0.14043 | 0.14163 | 0.14296 | 0.14426 | 0.14564 | 0.14709 | 0.14861 | 0.15016 | 0.15172 | 0.15318 | 0.15449 | 0.15566 | 0.15666 | 0.15753 | 0.15813 | 0.15858 | 0.15896 | 0.1593 | 0.15962 | 0.15977 | 0.15977 | 0 | 0 | 0 | 0 | 0 | 0 | 0 | 0 | 0
F1_Commercial_Grocery_Existing_Food Preparation_Natural Gas_Broiler_E2 | F1 | Commercial | Grocery | Existing | Food Preparation | Natural Gas | Broiler | E2 | RVT - Cost of Equipment | 0.080903 | 0.081519 | 0.082209 | 0.082966 | 0.08383 | 0.08483 | 0.085641 | 0.086419 | 0.087209 | 0.088031 | 0.088816 | 0.089537 | 0.090274 | 0.091047 | 0.091902 | 0.092737 | 0.093623 | 0.094558 | 0.095534 | 0.09653 | 0.097531 | 0.09847 | 0.099317 | 0.10007 | 0.10071 | 0.10127 | 0.10166 | 0.10194 | 0.10219 | 0.1024 | 0.10261 | 0.10271 | 0.10271 | 0 | 0 | 0 | 0 | 0 | 0 | 0 | 0 | 0
F1_Commercial_Grocery_Existing_Food Preparation_Natural Gas_Broiler_E3 | F1 | Commercial | Grocery | Existing | Food Preparation | Natural Gas | Broiler | E3 | RVT - Cost of Equipment | 0 | 0 | 0 | 0 | 0 | 0 | 0 | 0 | 0 | 0 | 0 | 0 | 0 | 0 | 0 | 0 | 0 | 0 | 0 | 0 | 0 | 0 | 0 | 0 | 0 | 0 | 0 | 0 | 0 | 0 | 0 | 0 | 0 | 0 | 0 | 0 | 0 | 0 | 0 | 0 | 0 | 0
F1_Commercial_Grocery_Existing_Food Preparation_Natural Gas_Broiler_E4 | F1 | Commercial | Grocery | Existing | Food Preparation | Natural Gas | Broiler | E4 | RVT - Cost of Equipment | 0 | 0 | 0 | 0 | 0 | 0 | 0 | 0 | 0 | 0 | 0 | 0 | 0 | 0 | 0 | 0 | 0 | 0 | 0 | 0 | 0 | 0 | 0 | 0 | 0 | 0 | 0 | 0 | 0 | 0 | 0 | 0 | 0 | 0 | 0 | 0 | 0 | 0 | 0 | 0 | 0 | 0
F1_Commercial_Grocery_Existing_Food Preparation_Natural Gas_Broiler_E5 | F1 | Commercial | Grocery | Existing | Food Preparation | Natural Gas | Broiler | E5 | RVT - Cost of Equipment | 0 | 0 | 0 | 0 | 0 | 0 | 0 | 0 | 0 | 0 | 0 | 0 | 0 | 0 | 0 | 0 | 0 | 0 | 0 | 0 | 0 | 0 | 0 | 0 | 0 | 0 | 0 | 0 | 0 | 0 | 0 | 0 | 0 | 0 | 0 | 0 | 0 | 0 | 0 | 0 | 0 | 0
F1_Commercial_Grocery_Existing_Food Preparation_Natural Gas_Broiler_E6 | F1 | Commercial | Grocery | Existing | Food Preparation | Natural Gas | Broiler | E6 | RVT - Cost of Equipment | 0 | 0 | 0 | 0 | 0 | 0 | 0 | 0 | 0 | 0 | 0 | 0 | 0 | 0 | 0 | 0 | 0 | 0 | 0 | 0 | 0 | 0 | 0 | 0 | 0 | 0 | 0 | 0 | 0 | 0 | 0 | 0 | 0 | 0 | 0 | 0 | 0 | 0 | 0 | 0 | 0 | 0
F1_Commercial_Grocery_Existing_Food Preparation_Natural Gas_Broiler_E7 | F1 | Commercial | Grocery | Existing | Food Preparation | Natural Gas | Broiler | E7 | RVT - Cost of Equipment | 0 | 0 | 0 | 0 | 0 | 0 | 0 | 0 | 0 | 0 | 0 | 0 | 0 | 0 | 0 | 0 | 0 | 0 | 0 | 0 | 0 | 0 | 0 | 0 | 0 | 0 | 0 | 0 | 0 | 0 | 0 | 0 | 0 | 0 | 0 | 0 | 0 | 0 | 0 | 0 | 0 | 0
F1_Commercial_Grocery_Existing_Food Preparation_Natural Gas_Broiler_E8 | F1 | Commercial | Grocery | Existing | Food Preparation | Natural Gas | Broiler | E8 | RVT - Cost of Equipment | 0 | 0 | 0 | 0 | 0 | 0 | 0 | 0 | 0 | 0 | 0 | 0 | 0 | 0 | 0 | 0 | 0 | 0 | 0 | 0 | 0 | 0 | 0 | 0 | 0 | 0 | 0 | 0 | 0 | 0 | 0 | 0 | 0 | 0 | 0 | 0 | 0 | 0 | 0 | 0 | 0 | 0
F1_Commercial_Grocery_Existing_Food Preparation_Natural Gas_Broiler_E9 | F1 | Commercial | Grocery | Existing | Food Preparation | Natural Gas | Broiler | E9 | RVT - Cost of Equipment | 0 | 0 | 0 | 0 | 0 | 0 | 0 | 0 | 0 | 0 | 0 | 0 | 0 | 0 | 0 | 0 | 0 | 0 | 0 | 0 | 0 | 0 | 0 | 0 | 0 | 0 | 0 | 0 | 0 | 0 | 0 | 0 | 0 | 0 | 0 | 0 | 0 | 0 | 0 | 0 | 0 | 0
F1_Commercial_Grocery_Existing_Food Preparation_Natural Gas_Broiler_E10 | F1 | Commercial | Grocery | Existing | Food Preparation | Natural Gas | Broiler | E10 | RVT - Cost of Equipment | 0 | 0 | 0 | 0 | 0 | 0 | 0 | 0 | 0 | 0 | 0 | 0 | 0 | 0 | 0 | 0 | 0 | 0 | 0 | 0 | 0 | 0 | 0 | 0 | 0 | 0 | 0 | 0 | 0 | 0 | 0 | 0 | 0 | 0 | 0 | 0 | 0 | 0 | 0 | 0 | 0 | 0
F2_Commercial_Grocery_Existing_Food Preparation_Natural Gas_Broiler_E1 | F2 | Commercial | Grocery | Existing | Food Preparation | Natural Gas | Broiler | E1 | RVT - Cost of Operation | 0.15078 | 0.15192 | 0.15321 | 0.15462 | 0.15623 | 0.15809 | 0.1596 | 0.16106 | 0.16253 | 0.16406 | 0.16552 | 0.16687 | 0.16824 | 0.16968 | 0.17127 | 0.17283 | 0.17448 | 0.17622 | 0.17804 | 0.1799 | 0.18176 | 0.18351 | 0.18509 | 0.18649 | 0.18769 | 0.18873 | 0.18945 | 0.18999 | 0.19045 | 0.19085 | 0.19124 | 0.19141 | 0.19141 | 0 | 0 | 0 | 0 | 0 | 0 | 0 | 0 | 0
F2_Commercial_Grocery_Existing_Food Preparation_Natural Gas_Broiler_E2 | F2 | Commercial | Grocery | Existing | Food Preparation | Natural Gas | Broiler | E2 | RVT - Cost of Operation | 0.096927 | 0.097665 | 0.098491 | 0.099399 | 0.10043 | 0.10163 | 0.1026 | 0.10354 | 0.10448 | 0.10547 | 0.10641 | 0.10727 | 0.10815 | 0.10908 | 0.1101 | 0.11111 | 0.11217 | 0.11329 | 0.11446 | 0.11565 | 0.11685 | 0.11797 | 0.11899 | 0.11988 | 0.12066 | 0.12133 | 0.12179 | 0.12213 | 0.12243 | 0.12269 | 0.12294 | 0.12305 | 0.12305 | 0 | 0 | 0 | 0 | 0 | 0 | 0 | 0 | 0
F2_Commercial_Grocery_Existing_Food Preparation_Natural Gas_Broiler_E3 | F2 | Commercial | Grocery | Existing | Food Preparation | Natural Gas | Broiler | E3 | RVT - Cost of Operation | 0 | 0 | 0 | 0 | 0 | 0 | 0 | 0 | 0 | 0 | 0 | 0 | 0 | 0 | 0 | 0 | 0 | 0 | 0 | 0 | 0 | 0 | 0 | 0 | 0 | 0 | 0 | 0 | 0 | 0 | 0 | 0 | 0 | 0 | 0 | 0 | 0 | 0 | 0 | 0 | 0 | 0
F2_Commercial_Grocery_Existing_Food Preparation_Natural Gas_Broiler_E4 | F2 | Commercial | Grocery | Existing | Food Preparation | Natural Gas | Broiler | E4 | RVT - Cost of Operation | 0 | 0 | 0 | 0 | 0 | 0 | 0 | 0 | 0 | 0 | 0 | 0 | 0 | 0 | 0 | 0 | 0 | 0 | 0 | 0 | 0 | 0 | 0 | 0 | 0 | 0 | 0 | 0 | 0 | 0 | 0 | 0 | 0 | 0 | 0 | 0 | 0 | 0 | 0 | 0 | 0 | 0
F2_Commercial_Grocery_Existing_Food Preparation_Natural Gas_Broiler_E5 | F2 | Commercial | Grocery | Existing | Food Preparation | Natural Gas | Broiler | E5 | RVT - Cost of Operation | 0 | 0 | 0 | 0 | 0 | 0 | 0 | 0 | 0 | 0 | 0 | 0 | 0 | 0 | 0 | 0 | 0 | 0 | 0 | 0 | 0 | 0 | 0 | 0 | 0 | 0 | 0 | 0 | 0 | 0 | 0 | 0 | 0 | 0 | 0 | 0 | 0 | 0 | 0 | 0 | 0 | 0
F2_Commercial_Grocery_Existing_Food Preparation_Natural Gas_Broiler_E6 | F2 | Commercial | Grocery | Existing | Food Preparation | Natural Gas | Broiler | E6 | RVT - Cost of Operation | 0 | 0 | 0 | 0 | 0 | 0 | 0 | 0 | 0 | 0 | 0 | 0 | 0 | 0 | 0 | 0 | 0 | 0 | 0 | 0 | 0 | 0 | 0 | 0 | 0 | 0 | 0 | 0 | 0 | 0 | 0 | 0 | 0 | 0 | 0 | 0 | 0 | 0 | 0 | 0 | 0 | 0
F2_Commercial_Grocery_Existing_Food Preparation_Natural Gas_Broiler_E7 | F2 | Commercial | Grocery | Existing | Food Preparation | Natural Gas | Broiler | E7 | RVT - Cost of Operation | 0 | 0 | 0 | 0 | 0 | 0 | 0 | 0 | 0 | 0 | 0 | 0 | 0 | 0 | 0 | 0 | 0 | 0 | 0 | 0 | 0 | 0 | 0 | 0 | 0 | 0 | 0 | 0 | 0 | 0 | 0 | 0 | 0 | 0 | 0 | 0 | 0 | 0 | 0 | 0 | 0 | 0
F2_Commercial_Grocery_Existing_Food Preparation_Natural Gas_Broiler_E8 | F2 | Commercial | Grocery | Existing | Food Preparation | Natural Gas | Broiler | E8 | RVT - Cost of Operation | 0 | 0 | 0 | 0 | 0 | 0 | 0 | 0 | 0 | 0 | 0 | 0 | 0 | 0 | 0 | 0 | 0 | 0 | 0 | 0 | 0 | 0 | 0 | 0 | 0 | 0 | 0 | 0 | 0 | 0 | 0 | 0 | 0 | 0 | 0 | 0 | 0 | 0 | 0 | 0 | 0 | 0
F2_Commercial_Grocery_Existing_Food Preparation_Natural Gas_Broiler_E9 | F2 | Commercial | Grocery | Existing | Food Preparation | Natural Gas | Broiler | E9 | RVT - Cost of Operation | 0 | 0 | 0 | 0 | 0 | 0 | 0 | 0 | 0 | 0 | 0 | 0 | 0 | 0 | 0 | 0 | 0 | 0 | 0 | 0 | 0 | 0 | 0 | 0 | 0 | 0 | 0 | 0 | 0 | 0 | 0 | 0 | 0 | 0 | 0 | 0 | 0 | 0 | 0 | 0 | 0 | 0
F2_Commercial_Grocery_Existing_Food Preparation_Natural Gas_Broiler_E10 | F2 | Commercial | Grocery | Existing | Food Preparation | Natural Gas | Broiler | E10 | RVT - Cost of Operation | 0 | 0 | 0 | 0 | 0 | 0 | 0 | 0 | 0 | 0 | 0 | 0 | 0 | 0 | 0 | 0 | 0 | 0 | 0 | 0 | 0 | 0 | 0 | 0 | 0 | 0 | 0 | 0 | 0 | 0 | 0 | 0 | 0 | 0 | 0 | 0 | 0 | 0 | 0 | 0 | 0 | 0
F3_Commercial_Grocery_Existing_Food Preparation_Natural Gas_Broiler_E1 | F3 | Commercial | Grocery | Existing | Food Preparation | Natural Gas | Broiler | E1 | System - kBTUs of Consumption | 0.041828 | 0.041828 | 0.041828 | 0.041828 | 0.041828 | 0.041828 | 0.041828 | 0.041828 | 0.041828 | 0.041828 | 0.041828 | 0.041828 | 0.041828 | 0.041828 | 0.041828 | 0.041828 | 0.041828 | 0.041828 | 0.041828 | 0.041828 | 0.041828 | 0.041828 | 0.041828 | 0.041828 | 0.041828 | 0.041828 | 0.041828 | 0.041828 | 0.041828 | 0.041828 | 0.041828 | 0.041828 | 0.041828 | 0 | 0 | 0 | 0 | 0 | 0 | 0 | 0 | 0
F3_Commercial_Grocery_Existing_Food Preparation_Natural Gas_Broiler_E2 | F3 | Commercial | Grocery | Existing | Food Preparation | Natural Gas | Broiler | E2 | System - kBTUs of Consumption | 0.058559 | 0.058559 | 0.058559 | 0.058559 | 0.058559 | 0.058559 | 0.058559 | 0.058559 | 0.058559 | 0.058559 | 0.058559 | 0.058559 | 0.058559 | 0.058559 | 0.058559 | 0.058559 | 0.058559 | 0.058559 | 0.058559 | 0.058559 | 0.058559 | 0.058559 | 0.058559 | 0.058559 | 0.058559 | 0.058559 | 0.058559 | 0.058559 | 0.058559 | 0.058559 | 0.058559 | 0.058559 | 0.058559 | 0 | 0 | 0 | 0 | 0 | 0 | 0 | 0 | 0
F3_Commercial_Grocery_Existing_Food Preparation_Natural Gas_Broiler_E3 | F3 | Commercial | Grocery | Existing | Food Preparation | Natural Gas | Broiler | E3 | System - kBTUs of Consumption | 0 | 0 | 0 | 0 | 0 | 0 | 0 | 0 | 0 | 0 | 0 | 0 | 0 | 0 | 0 | 0 | 0 | 0 | 0 | 0 | 0 | 0 | 0 | 0 | 0 | 0 | 0 | 0 | 0 | 0 | 0 | 0 | 0 | 0 | 0 | 0 | 0 | 0 | 0 | 0 | 0 | 0
F3_Commercial_Grocery_Existing_Food Preparation_Natural Gas_Broiler_E4 | F3 | Commercial | Grocery | Existing | Food Preparation | Natural Gas | Broiler | E4 | System - kBTUs of Consumption | 0 | 0 | 0 | 0 | 0 | 0 | 0 | 0 | 0 | 0 | 0 | 0 | 0 | 0 | 0 | 0 | 0 | 0 | 0 | 0 | 0 | 0 | 0 | 0 | 0 | 0 | 0 | 0 | 0 | 0 | 0 | 0 | 0 | 0 | 0 | 0 | 0 | 0 | 0 | 0 | 0 | 0
F3_Commercial_Grocery_Existing_Food Preparation_Natural Gas_Broiler_E5 | F3 | Commercial | Grocery | Existing | Food Preparation | Natural Gas | Broiler | E5 | System - kBTUs of Consumption | 0 | 0 | 0 | 0 | 0 | 0 | 0 | 0 | 0 | 0 | 0 | 0 | 0 | 0 | 0 | 0 | 0 | 0 | 0 | 0 | 0 | 0 | 0 | 0 | 0 | 0 | 0 | 0 | 0 | 0 | 0 | 0 | 0 | 0 | 0 | 0 | 0 | 0 | 0 | 0 | 0 | 0
F3_Commercial_Grocery_Existing_Food Preparation_Natural Gas_Broiler_E6 | F3 | Commercial | Grocery | Existing | Food Preparation | Natural Gas | Broiler | E6 | System - kBTUs of Consumption | 0 | 0 | 0 | 0 | 0 | 0 | 0 | 0 | 0 | 0 | 0 | 0 | 0 | 0 | 0 | 0 | 0 | 0 | 0 | 0 | 0 | 0 | 0 | 0 | 0 | 0 | 0 | 0 | 0 | 0 | 0 | 0 | 0 | 0 | 0 | 0 | 0 | 0 | 0 | 0 | 0 | 0
F3_Commercial_Grocery_Existing_Food Preparation_Natural Gas_Broiler_E7 | F3 | Commercial | Grocery | Existing | Food Preparation | Natural Gas | Broiler | E7 | System - kBTUs of Consumption | 0 | 0 | 0 | 0 | 0 | 0 | 0 | 0 | 0 | 0 | 0 | 0 | 0 | 0 | 0 | 0 | 0 | 0 | 0 | 0 | 0 | 0 | 0 | 0 | 0 | 0 | 0 | 0 | 0 | 0 | 0 | 0 | 0 | 0 | 0 | 0 | 0 | 0 | 0 | 0 | 0 | 0
F3_Commercial_Grocery_Existing_Food Preparation_Natural Gas_Broiler_E8 | F3 | Commercial | Grocery | Existing | Food Preparation | Natural Gas | Broiler | E8 | System - kBTUs of Consumption | 0 | 0 | 0 | 0 | 0 | 0 | 0 | 0 | 0 | 0 | 0 | 0 | 0 | 0 | 0 | 0 | 0 | 0 | 0 | 0 | 0 | 0 | 0 | 0 | 0 | 0 | 0 | 0 | 0 | 0 | 0 | 0 | 0 | 0 | 0 | 0 | 0 | 0 | 0 | 0 | 0 | 0
F3_Commercial_Grocery_Existing_Food Preparation_Natural Gas_Broiler_E9 | F3 | Commercial | Grocery | Existing | Food Preparation | Natural Gas | Broiler | E9 | System - kBTUs of Consumption | 0 | 0 | 0 | 0 | 0 | 0 | 0 | 0 | 0 | 0 | 0 | 0 | 0 | 0 | 0 | 0 | 0 | 0 | 0 | 0 | 0 | 0 | 0 | 0 | 0 | 0 | 0 | 0 | 0 | 0 | 0 | 0 | 0 | 0 | 0 | 0 | 0 | 0 | 0 | 0 | 0 | 0
F3_Commercial_Grocery_Existing_Food Preparation_Natural Gas_Broiler_E10 | F3 | Commercial | Grocery | Existing | Food Preparation | Natural Gas | Broiler | E10 | System - kBTUs of Consumption | 0 | 0 | 0 | 0 | 0 | 0 | 0 | 0 | 0 | 0 | 0 | 0 | 0 | 0 | 0 | 0 | 0 | 0 | 0 | 0 | 0 | 0 | 0 | 0 | 0 | 0 | 0 | 0 | 0 | 0 | 0 | 0 | 0 | 0 | 0 | 0 | 0 | 0 | 0 | 0 | 0 | 0
F4_Commercial_Grocery_Existing_Food Preparation_Natural Gas_Broiler_E1 | F4 | Commercial | Grocery | Existing | Food Preparation | Natural Gas | Broiler | E1 | Utility - Cost of Equipment | 0.15078 | 0.15192 | 0.15321 | 0.15462 | 0.15623 | 0.15809 | 0.1596 | 0.16106 | 0.16253 | 0.16406 | 0.16552 | 0.16687 | 0.16824 | 0.16968 | 0.17127 | 0.17283 | 0.17448 | 0.17622 | 0.17804 | 0.1799 | 0.18176 | 0.18351 | 0.18509 | 0.18649 | 0.18769 | 0.18873 | 0.18945 | 0.18999 | 0.19045 | 0.19085 | 0.19124 | 0.19141 | 0.19141 | 0 | 0 | 0 | 0 | 0 | 0 | 0 | 0 | 0
F4_Commercial_Grocery_Existing_Food Preparation_Natural Gas_Broiler_E2 | F4 | Commercial | Grocery | Existing | Food Preparation | Natural Gas | Broiler | E2 | Utility - Cost of Equipment | 0.096927 | 0.097665 | 0.098491 | 0.099399 | 0.10043 | 0.10163 | 0.1026 | 0.10354 | 0.10448 | 0.10547 | 0.10641 | 0.10727 | 0.10815 | 0.10908 | 0.1101 | 0.11111 | 0.11217 | 0.11329 | 0.11446 | 0.11565 | 0.11685 | 0.11797 | 0.11899 | 0.11988 | 0.12066 | 0.12133 | 0.12179 | 0.12213 | 0.12243 | 0.12269 | 0.12294 | 0.12305 | 0.12305 | 0 | 0 | 0 | 0 | 0 | 0 | 0 | 0 | 0
F4_Commercial_Grocery_Existing_Food Preparation_Natural Gas_Broiler_E3 | F4 | Commercial | Grocery | Existing | Food Preparation | Natural Gas | Broiler | E3 | Utility - Cost of Equipment | 0 | 0 | 0 | 0 | 0 | 0 | 0 | 0 | 0 | 0 | 0 | 0 | 0 | 0 | 0 | 0 | 0 | 0 | 0 | 0 | 0 | 0 | 0 | 0 | 0 | 0 | 0 | 0 | 0 | 0 | 0 | 0 | 0 | 0 | 0 | 0 | 0 | 0 | 0 | 0 | 0 | 0
F4_Commercial_Grocery_Existing_Food Preparation_Natural Gas_Broiler_E4 | F4 | Commercial | Grocery | Existing | Food Preparation | Natural Gas | Broiler | E4 | Utility - Cost of Equipment | 0 | 0 | 0 | 0 | 0 | 0 | 0 | 0 | 0 | 0 | 0 | 0 | 0 | 0 | 0 | 0 | 0 | 0 | 0 | 0 | 0 | 0 | 0 | 0 | 0 | 0 | 0 | 0 | 0 | 0 | 0 | 0 | 0 | 0 | 0 | 0 | 0 | 0 | 0 | 0 | 0 | 0
F4_Commercial_Grocery_Existing_Food Preparation_Natural Gas_Broiler_E5 | F4 | Commercial | Grocery | Existing | Food Preparation | Natural Gas | Broiler | E5 | Utility - Cost of Equipment | 0 | 0 | 0 | 0 | 0 | 0 | 0 | 0 | 0 | 0 | 0 | 0 | 0 | 0 | 0 | 0 | 0 | 0 | 0 | 0 | 0 | 0 | 0 | 0 | 0 | 0 | 0 | 0 | 0 | 0 | 0 | 0 | 0 | 0 | 0 | 0 | 0 | 0 | 0 | 0 | 0 | 0
F4_Commercial_Grocery_Existing_Food Preparation_Natural Gas_Broiler_E6 | F4 | Commercial | Grocery | Existing | Food Preparation | Natural Gas | Broiler | E6 | Utility - Cost of Equipment | 0 | 0 | 0 | 0 | 0 | 0 | 0 | 0 | 0 | 0 | 0 | 0 | 0 | 0 | 0 | 0 | 0 | 0 | 0 | 0 | 0 | 0 | 0 | 0 | 0 | 0 | 0 | 0 | 0 | 0 | 0 | 0 | 0 | 0 | 0 | 0 | 0 | 0 | 0 | 0 | 0 | 0
F4_Commercial_Grocery_Existing_Food Preparation_Natural Gas_Broiler_E7 | F4 | Commercial | Grocery | Existing | Food Preparation | Natural Gas | Broiler | E7 | Utility - Cost of Equipment | 0 | 0 | 0 | 0 | 0 | 0 | 0 | 0 | 0 | 0 | 0 | 0 | 0 | 0 | 0 | 0 | 0 | 0 | 0 | 0 | 0 | 0 | 0 | 0 | 0 | 0 | 0 | 0 | 0 | 0 | 0 | 0 | 0 | 0 | 0 | 0 | 0 | 0 | 0 | 0 | 0 | 0
F4_Commercial_Grocery_Existing_Food Preparation_Natural Gas_Broiler_E8 | F4 | Commercial | Grocery | Existing | Food Preparation | Natural Gas | Broiler | E8 | Utility - Cost of Equipment | 0 | 0 | 0 | 0 | 0 | 0 | 0 | 0 | 0 | 0 | 0 | 0 | 0 | 0 | 0 | 0 | 0 | 0 | 0 | 0 | 0 | 0 | 0 | 0 | 0 | 0 | 0 | 0 | 0 | 0 | 0 | 0 | 0 | 0 | 0 | 0 | 0 | 0 | 0 | 0 | 0 | 0
F4_Commercial_Grocery_Existing_Food Preparation_Natural Gas_Broiler_E9 | F4 | Commercial | Grocery | Existing | Food Preparation | Natural Gas | Broiler | E9 | Utility - Cost of Equipment | 0 | 0 | 0 | 0 | 0 | 0 | 0 | 0 | 0 | 0 | 0 | 0 | 0 | 0 | 0 | 0 | 0 | 0 | 0 | 0 | 0 | 0 | 0 | 0 | 0 | 0 | 0 | 0 | 0 | 0 | 0 | 0 | 0 | 0 | 0 | 0 | 0 | 0 | 0 | 0 | 0 | 0
F4_Commercial_Grocery_Existing_Food Preparation_Natural Gas_Broiler_E10 | F4 | Commercial | Grocery | Existing | Food Preparation | Natural Gas | Broiler | E10 | Utility - Cost of Equipment | 0 | 0 | 0 | 0 | 0 | 0 | 0 | 0 | 0 | 0 | 0 | 0 | 0 | 0 | 0 | 0 | 0 | 0 | 0 | 0 | 0 | 0 | 0 | 0 | 0 | 0 | 0 | 0 | 0 | 0 | 0 | 0 | 0 | 0 | 0 | 0 | 0 | 0 | 0 | 0 | 0 | 0
F5_Commercial_Grocery_Existing_Food Preparation_Natural Gas_Broiler_E1 | F5 | Commercial | Grocery | Existing | Food Preparation | Natural Gas | Broiler | E1 | Utility - Cost of Operation | 0.041828 | 0.041828 | 0.041828 | 0.041828 | 0.041828 | 0.041828 | 0.041828 | 0.041828 | 0.041828 | 0.041828 | 0.041828 | 0.041828 | 0.041828 | 0.041828 | 0.041828 | 0.041828 | 0.041828 | 0.041828 | 0.041828 | 0.041828 | 0.041828 | 0.041828 | 0.041828 | 0.041828 | 0.041828 | 0.041828 | 0.041828 | 0.041828 | 0.041828 | 0.041828 | 0.041828 | 0.041828 | 0.041828 | 0 | 0 | 0 | 0 | 0 | 0 | 0 | 0 | 0
F5_Commercial_Grocery_Existing_Food Preparation_Natural Gas_Broiler_E2 | F5 | Commercial | Grocery | Existing | Food Preparation | Natural Gas | Broiler | E2 | Utility - Cost of Operation | 0.058559 | 0.058559 | 0.058559 | 0.058559 | 0.058559 | 0.058559 | 0.058559 | 0.058559 | 0.058559 | 0.058559 | 0.058559 | 0.058559 | 0.058559 | 0.058559 | 0.058559 | 0.058559 | 0.058559 | 0.058559 | 0.058559 | 0.058559 | 0.058559 | 0.058559 | 0.058559 | 0.058559 | 0.058559 | 0.058559 | 0.058559 | 0.058559 | 0.058559 | 0.058559 | 0.058559 | 0.058559 | 0.058559 | 0 | 0 | 0 | 0 | 0 | 0 | 0 | 0 | 0
F5_Commercial_Grocery_Existing_Food Preparation_Natural Gas_Broiler_E3 | F5 | Commercial | Grocery | Existing | Food Preparation | Natural Gas | Broiler | E3 | Utility - Cost of Operation | 0 | 0 | 0 | 0 | 0 | 0 | 0 | 0 | 0 | 0 | 0 | 0 | 0 | 0 | 0 | 0 | 0 | 0 | 0 | 0 | 0 | 0 | 0 | 0 | 0 | 0 | 0 | 0 | 0 | 0 | 0 | 0 | 0 | 0 | 0 | 0 | 0 | 0 | 0 | 0 | 0 | 0
F5_Commercial_Grocery_Existing_Food Preparation_Natural Gas_Broiler_E4 | F5 | Commercial | Grocery | Existing | Food Preparation | Natural Gas | Broiler | E4 | Utility - Cost of Operation | 0 | 0 | 0 | 0 | 0 | 0 | 0 | 0 | 0 | 0 | 0 | 0 | 0 | 0 | 0 | 0 | 0 | 0 | 0 | 0 | 0 | 0 | 0 | 0 | 0 | 0 | 0 | 0 | 0 | 0 | 0 | 0 | 0 | 0 | 0 | 0 | 0 | 0 | 0 | 0 | 0 | 0
F5_Commercial_Grocery_Existing_Food Preparation_Natural Gas_Broiler_E5 | F5 | Commercial | Grocery | Existing | Food Preparation | Natural Gas | Broiler | E5 | Utility - Cost of Operation | 0 | 0 | 0 | 0 | 0 | 0 | 0 | 0 | 0 | 0 | 0 | 0 | 0 | 0 | 0 | 0 | 0 | 0 | 0 | 0 | 0 | 0 | 0 | 0 | 0 | 0 | 0 | 0 | 0 | 0 | 0 | 0 | 0 | 0 | 0 | 0 | 0 | 0 | 0 | 0 | 0 | 0
F5_Commercial_Grocery_Existing_Food Preparation_Natural Gas_Broiler_E6 | F5 | Commercial | Grocery | Existing | Food Preparation | Natural Gas | Broiler | E6 | Utility - Cost of Operation | 0 | 0 | 0 | 0 | 0 | 0 | 0 | 0 | 0 | 0 | 0 | 0 | 0 | 0 | 0 | 0 | 0 | 0 | 0 | 0 | 0 | 0 | 0 | 0 | 0 | 0 | 0 | 0 | 0 | 0 | 0 | 0 | 0 | 0 | 0 | 0 | 0 | 0 | 0 | 0 | 0 | 0
F5_Commercial_Grocery_Existing_Food Preparation_Natural Gas_Broiler_E7 | F5 | Commercial | Grocery | Existing | Food Preparation | Natural Gas | Broiler | E7 | Utility - Cost of Operation | 0 | 0 | 0 | 0 | 0 | 0 | 0 | 0 | 0 | 0 | 0 | 0 | 0 | 0 | 0 | 0 | 0 | 0 | 0 | 0 | 0 | 0 | 0 | 0 | 0 | 0 | 0 | 0 | 0 | 0 | 0 | 0 | 0 | 0 | 0 | 0 | 0 | 0 | 0 | 0 | 0 | 0
F5_Commercial_Grocery_Existing_Food Preparation_Natural Gas_Broiler_E8 | F5 | Commercial | Grocery | Existing | Food Preparation | Natural Gas | Broiler | E8 | Utility - Cost of Operation | 0 | 0 | 0 | 0 | 0 | 0 | 0 | 0 | 0 | 0 | 0 | 0 | 0 | 0 | 0 | 0 | 0 | 0 | 0 | 0 | 0 | 0 | 0 | 0 | 0 | 0 | 0 | 0 | 0 | 0 | 0 | 0 | 0 | 0 | 0 | 0 | 0 | 0 | 0 | 0 | 0 | 0
F5_Commercial_Grocery_Existing_Food Preparation_Natural Gas_Broiler_E9 | F5 | Commercial | Grocery | Existing | Food Preparation | Natural Gas | Broiler | E9 | Utility - Cost of Operation | 0 | 0 | 0 | 0 | 0 | 0 | 0 | 0 | 0 | 0 | 0 | 0 | 0 | 0 | 0 | 0 | 0 | 0 | 0 | 0 | 0 | 0 | 0 | 0 | 0 | 0 | 0 | 0 | 0 | 0 | 0 | 0 | 0 | 0 | 0 | 0 | 0 | 0 | 0 | 0 | 0 | 0
F5_Commercial_Grocery_Existing_Food Preparation_Natural Gas_Broiler_E10 | F5 | Commercial | Grocery | Existing | Food Preparation | Natural Gas | Broiler | E10 | Utility - Cost of Operation | 0 | 0 | 0 | 0 | 0 | 0 | 0 | 0 | 0 | 0 | 0 | 0 | 0 | 0 | 0 | 0 | 0 | 0 | 0 | 0 | 0 | 0 | 0 | 0 | 0 | 0 | 0 | 0 | 0 | 0 | 0 | 0 | 0 | 0 | 0 | 0 | 0 | 0 | 0 | 0 | 0 | 0
F6_Commercial_Grocery_Existing_Food Preparation_Natural Gas_Broiler_E1 | F6 | Commercial | Grocery | Existing | Food Preparation | Natural Gas | Broiler | E1 | Utility - Value of Sales | 0.089297 | 0.089297 | 0.089297 | 0.089297 | 0.089297 | 0.089297 | 0.089297 | 0.089297 | 0.089297 | 0.089297 | 0.089297 | 0.089297 | 0.089297 | 0.089297 | 0.089297 | 0.089297 | 0.089297 | 0.089297 | 0.089297 | 0.089297 | 0.089297 | 0.089297 | 0.089297 | 0.089297 | 0.089297 | 0.089297 | 0.089297 | 0.089297 | 0.089297 | 0.089297 | 0.089297 | 0.089297 | 0.089297 | 0 | 0 | 0 | 0 | 0 | 0 | 0 | 0 | 0
F6_Commercial_Grocery_Existing_Food Preparation_Natural Gas_Broiler_E2 | F6 | Commercial | Grocery | Existing | Food Preparation | Natural Gas | Broiler | E2 | Utility - Value of Sales | 0.057405 | 0.057405 | 0.057405 | 0.057405 | 0.057405 | 0.057405 | 0.057405 | 0.057405 | 0.057405 | 0.057405 | 0.057405 | 0.057405 | 0.057405 | 0.057405 | 0.057405 | 0.057405 | 0.057405 | 0.057405 | 0.057405 | 0.057405 | 0.057405 | 0.057405 | 0.057405 | 0.057405 | 0.057405 | 0.057405 | 0.057405 | 0.057405 | 0.057405 | 0.057405 | 0.057405 | 0.057405 | 0.057405 | 0 | 0 | 0 | 0 | 0 | 0 | 0 | 0 | 0
F6_Commercial_Grocery_Existing_Food Preparation_Natural Gas_Broiler_E3 | F6 | Commercial | Grocery | Existing | Food Preparation | Natural Gas | Broiler | E3 | Utility - Value of Sales | 0 | 0 | 0 | 0 | 0 | 0 | 0 | 0 | 0 | 0 | 0 | 0 | 0 | 0 | 0 | 0 | 0 | 0 | 0 | 0 | 0 | 0 | 0 | 0 | 0 | 0 | 0 | 0 | 0 | 0 | 0 | 0 | 0 | 0 | 0 | 0 | 0 | 0 | 0 | 0 | 0 | 0
F6_Commercial_Grocery_Existing_Food Preparation_Natural Gas_Broiler_E4 | F6 | Commercial | Grocery | Existing | Food Preparation | Natural Gas | Broiler | E4 | Utility - Value of Sales | 0 | 0 | 0 | 0 | 0 | 0 | 0 | 0 | 0 | 0 | 0 | 0 | 0 | 0 | 0 | 0 | 0 | 0 | 0 | 0 | 0 | 0 | 0 | 0 | 0 | 0 | 0 | 0 | 0 | 0 | 0 | 0 | 0 | 0 | 0 | 0 | 0 | 0 | 0 | 0 | 0 | 0
F6_Commercial_Grocery_Existing_Food Preparation_Natural Gas_Broiler_E5 | F6 | Commercial | Grocery | Existing | Food Preparation | Natural Gas | Broiler | E5 | Utility - Value of Sales | 0 | 0 | 0 | 0 | 0 | 0 | 0 | 0 | 0 | 0 | 0 | 0 | 0 | 0 | 0 | 0 | 0 | 0 | 0 | 0 | 0 | 0 | 0 | 0 | 0 | 0 | 0 | 0 | 0 | 0 | 0 | 0 | 0 | 0 | 0 | 0 | 0 | 0 | 0 | 0 | 0 | 0
F6_Commercial_Grocery_Existing_Food Preparation_Natural Gas_Broiler_E6 | F6 | Commercial | Grocery | Existing | Food Preparation | Natural Gas | Broiler | E6 | Utility - Value of Sales | 0 | 0 | 0 | 0 | 0 | 0 | 0 | 0 | 0 | 0 | 0 | 0 | 0 | 0 | 0 | 0 | 0 | 0 | 0 | 0 | 0 | 0 | 0 | 0 | 0 | 0 | 0 | 0 | 0 | 0 | 0 | 0 | 0 | 0 | 0 | 0 | 0 | 0 | 0 | 0 | 0 | 0
F6_Commercial_Grocery_Existing_Food Preparation_Natural Gas_Broiler_E7 | F6 | Commercial | Grocery | Existing | Food Preparation | Natural Gas | Broiler | E7 | Utility - Value of Sales | 0 | 0 | 0 | 0 | 0 | 0 | 0 | 0 | 0 | 0 | 0 | 0 | 0 | 0 | 0 | 0 | 0 | 0 | 0 | 0 | 0 | 0 | 0 | 0 | 0 | 0 | 0 | 0 | 0 | 0 | 0 | 0 | 0 | 0 | 0 | 0 | 0 | 0 | 0 | 0 | 0 | 0
F6_Commercial_Grocery_Existing_Food Preparation_Natural Gas_Broiler_E8 | F6 | Commercial | Grocery | Existing | Food Preparation | Natural Gas | Broiler | E8 | Utility - Value of Sales | 0 | 0 | 0 | 0 | 0 | 0 | 0 | 0 | 0 | 0 | 0 | 0 | 0 | 0 | 0 | 0 | 0 | 0 | 0 | 0 | 0 | 0 | 0 | 0 | 0 | 0 | 0 | 0 | 0 | 0 | 0 | 0 | 0 | 0 | 0 | 0 | 0 | 0 | 0 | 0 | 0 | 0
F6_Commercial_Grocery_Existing_Food Preparation_Natural Gas_Broiler_E9 | F6 | Commercial | Grocery | Existing | Food Preparation | Natural Gas | Broiler | E9 | Utility - Value of Sales | 0 | 0 | 0 | 0 | 0 | 0 | 0 | 0 | 0 | 0 | 0 | 0 | 0 | 0 | 0 | 0 | 0 | 0 | 0 | 0 | 0 | 0 | 0 | 0 | 0 | 0 | 0 | 0 | 0 | 0 | 0 | 0 | 0 | 0 | 0 | 0 | 0 | 0 | 0 | 0 | 0 | 0
F6_Commercial_Grocery_Existing_Food Preparation_Natural Gas_Broiler_E10 | F6 | Commercial | Grocery | Existing | Food Preparation | Natural Gas | Broiler | E10 | Utility - Value of Sales | 0 | 0 | 0 | 0 | 0 | 0 | 0 | 0 | 0 | 0 | 0 | 0 | 0 | 0 | 0 | 0 | 0 | 0 | 0 | 0 | 0 | 0 | 0 | 0 | 0 | 0 | 0 | 0 | 0 | 0 | 0 | 0 | 0 | 0 | 0 | 0 | 0 | 0 | 0 | 0 | 0 | 0
F1_Commercial_Grocery_Existing_Food Preparation_Natural Gas_Griddle_E1 | F1 | Commercial | Grocery | Existing | Food Preparation | Natural Gas | Griddle | E1 | RVT - Cost of Equipment | 0.077661 | 0.078253 | 0.078914 | 0.079641 | 0.080471 | 0.08143 | 0.082209 | 0.082956 | 0.083714 | 0.084504 | 0.085257 | 0.085949 | 0.086656 | 0.087399 | 0.088219 | 0.089021 | 0.089871 | 0.090769 | 0.091706 | 0.092661 | 0.093623 | 0.094524 | 0.095337 | 0.096055 | 0.096677 | 0.097211 | 0.097581 | 0.097857 | 0.098096 | 0.0983 | 0.098502 | 0.098592 | 0.098592 | 0 | 0 | 0 | 0 | 0 | 0 | 0 | 0 | 0
F1_Commercial_Grocery_Existing_Food Preparation_Natural Gas_Griddle_E2 | F1 | Commercial | Grocery | Existing | Food Preparation | Natural Gas | Griddle | E2 | RVT - Cost of Equipment | 0.071178 | 0.07172 | 0.072326 | 0.072993 | 0.073753 | 0.074632 | 0.075346 | 0.07603 | 0.076725 | 0.077449 | 0.078139 | 0.078773 | 0.079422 | 0.080102 | 0.080854 | 0.081589 | 0.082369 | 0.083191 | 0.08405 | 0.084926 | 0.085807 | 0.086632 | 0.087378 | 0.088036 | 0.088606 | 0.089096 | 0.089435 | 0.089688 | 0.089907 | 0.090094 | 0.090279 | 0.090361 | 0.090361 | 0 | 0 | 0 | 0 | 0 | 0 | 0 | 0 | 0
F1_Commercial_Grocery_Existing_Food Preparation_Natural Gas_Griddle_E3 | F1 | Commercial | Grocery | Existing | Food Preparation | Natural Gas | Griddle | E3 | RVT - Cost of Equipment | 0 | 0 | 0 | 0 | 0 | 0 | 0 | 0 | 0 | 0 | 0 | 0 | 0 | 0 | 0 | 0 | 0 | 0 | 0 | 0 | 0 | 0 | 0 | 0 | 0 | 0 | 0 | 0 | 0 | 0 | 0 | 0 | 0 | 0 | 0 | 0 | 0 | 0 | 0 | 0 | 0 | 0
F1_Commercial_Grocery_Existing_Food Preparation_Natural Gas_Griddle_E4 | F1 | Commercial | Grocery | Existing | Food Preparation | Natural Gas | Griddle | E4 | RVT - Cost of Equipment | 0 | 0 | 0 | 0 | 0 | 0 | 0 | 0 | 0 | 0 | 0 | 0 | 0 | 0 | 0 | 0 | 0 | 0 | 0 | 0 | 0 | 0 | 0 | 0 | 0 | 0 | 0 | 0 | 0 | 0 | 0 | 0 | 0 | 0 | 0 | 0 | 0 | 0 | 0 | 0 | 0 | 0
F1_Commercial_Grocery_Existing_Food Preparation_Natural Gas_Griddle_E5 | F1 | Commercial | Grocery | Existing | Food Preparation | Natural Gas | Griddle | E5 | RVT - Cost of Equipment | 0 | 0 | 0 | 0 | 0 | 0 | 0 | 0 | 0 | 0 | 0 | 0 | 0 | 0 | 0 | 0 | 0 | 0 | 0 | 0 | 0 | 0 | 0 | 0 | 0 | 0 | 0 | 0 | 0 | 0 | 0 | 0 | 0 | 0 | 0 | 0 | 0 | 0 | 0 | 0 | 0 | 0
F1_Commercial_Grocery_Existing_Food Preparation_Natural Gas_Griddle_E6 | F1 | Commercial | Grocery | Existing | Food Preparation | Natural Gas | Griddle | E6 | RVT - Cost of Equipment | 0 | 0 | 0 | 0 | 0 | 0 | 0 | 0 | 0 | 0 | 0 | 0 | 0 | 0 | 0 | 0 | 0 | 0 | 0 | 0 | 0 | 0 | 0 | 0 | 0 | 0 | 0 | 0 | 0 | 0 | 0 | 0 | 0 | 0 | 0 | 0 | 0 | 0 | 0 | 0 | 0 | 0
F1_Commercial_Grocery_Existing_Food Preparation_Natural Gas_Griddle_E7 | F1 | Commercial | Grocery | Existing | Food Preparation | Natural Gas | Griddle | E7 | RVT - Cost of Equipment | 0 | 0 | 0 | 0 | 0 | 0 | 0 | 0 | 0 | 0 | 0 | 0 | 0 | 0 | 0 | 0 | 0 | 0 | 0 | 0 | 0 | 0 | 0 | 0 | 0 | 0 | 0 | 0 | 0 | 0 | 0 | 0 | 0 | 0 | 0 | 0 | 0 | 0 | 0 | 0 | 0 | 0
F1_Commercial_Grocery_Existing_Food Preparation_Natural Gas_Griddle_E8 | F1 | Commercial | Grocery | Existing | Food Preparation | Natural Gas | Griddle | E8 | RVT - Cost of Equipment | 0 | 0 | 0 | 0 | 0 | 0 | 0 | 0 | 0 | 0 | 0 | 0 | 0 | 0 | 0 | 0 | 0 | 0 | 0 | 0 | 0 | 0 | 0 | 0 | 0 | 0 | 0 | 0 | 0 | 0 | 0 | 0 | 0 | 0 | 0 | 0 | 0 | 0 | 0 | 0 | 0 | 0
F1_Commercial_Grocery_Existing_Food Preparation_Natural Gas_Griddle_E9 | F1 | Commercial | Grocery | Existing | Food Preparation | Natural Gas | Griddle | E9 | RVT - Cost of Equipment | 0 | 0 | 0 | 0 | 0 | 0 | 0 | 0 | 0 | 0 | 0 | 0 | 0 | 0 | 0 | 0 | 0 | 0 | 0 | 0 | 0 | 0 | 0 | 0 | 0 | 0 | 0 | 0 | 0 | 0 | 0 | 0 | 0 | 0 | 0 | 0 | 0 | 0 | 0 | 0 | 0 | 0
F1_Commercial_Grocery_Existing_Food Preparation_Natural Gas_Griddle_E10 | F1 | Commercial | Grocery | Existing | Food Preparation | Natural Gas | Griddle | E10 | RVT - Cost of Equipment | 0 | 0 | 0 | 0 | 0 | 0 | 0 | 0 | 0 | 0 | 0 | 0 | 0 | 0 | 0 | 0 | 0 | 0 | 0 | 0 | 0 | 0 | 0 | 0 | 0 | 0 | 0 | 0 | 0 | 0 | 0 | 0 | 0 | 0 | 0 | 0 | 0 | 0 | 0 | 0 | 0 | 0
F2_Commercial_Grocery_Existing_Food Preparation_Natural Gas_Griddle_E1 | F2 | Commercial | Grocery | Existing | Food Preparation | Natural Gas | Griddle | E1 | RVT - Cost of Operation | 0.093043 | 0.093752 | 0.094544 | 0.095416 | 0.096409 | 0.097559 | 0.098491 | 0.099386 | 0.10029 | 0.10124 | 0.10214 | 0.10297 | 0.10382 | 0.10471 | 0.10569 | 0.10665 | 0.10767 | 0.10875 | 0.10987 | 0.11101 | 0.11217 | 0.11325 | 0.11422 | 0.11508 | 0.11582 | 0.11647 | 0.11691 | 0.11724 | 0.11753 | 0.11777 | 0.11801 | 0.11812 | 0.11812 | 0 | 0 | 0 | 0 | 0 | 0 | 0 | 0 | 0
F2_Commercial_Grocery_Existing_Food Preparation_Natural Gas_Griddle_E2 | F2 | Commercial | Grocery | Existing | Food Preparation | Natural Gas | Griddle | E2 | RVT - Cost of Operation | 0.085275 | 0.085925 | 0.086651 | 0.08745 | 0.088361 | 0.089414 | 0.090269 | 0.091089 | 0.091922 | 0.092789 | 0.093616 | 0.094376 | 0.095152 | 0.095968 | 0.096868 | 0.097749 | 0.098683 | 0.099669 | 0.1007 | 0.10175 | 0.1028 | 0.10379 | 0.10468 | 0.10547 | 0.10616 | 0.10674 | 0.10715 | 0.10745 | 0.10771 | 0.10794 | 0.10816 | 0.10826 | 0.10826 | 0 | 0 | 0 | 0 | 0 | 0 | 0 | 0 | 0
F2_Commercial_Grocery_Existing_Food Preparation_Natural Gas_Griddle_E3 | F2 | Commercial | Grocery | Existing | Food Preparation | Natural Gas | Griddle | E3 | RVT - Cost of Operation | 0 | 0 | 0 | 0 | 0 | 0 | 0 | 0 | 0 | 0 | 0 | 0 | 0 | 0 | 0 | 0 | 0 | 0 | 0 | 0 | 0 | 0 | 0 | 0 | 0 | 0 | 0 | 0 | 0 | 0 | 0 | 0 | 0 | 0 | 0 | 0 | 0 | 0 | 0 | 0 | 0 | 0
F2_Commercial_Grocery_Existing_Food Preparation_Natural Gas_Griddle_E4 | F2 | Commercial | Grocery | Existing | Food Preparation | Natural Gas | Griddle | E4 | RVT - Cost of Operation | 0 | 0 | 0 | 0 | 0 | 0 | 0 | 0 | 0 | 0 | 0 | 0 | 0 | 0 | 0 | 0 | 0 | 0 | 0 | 0 | 0 | 0 | 0 | 0 | 0 | 0 | 0 | 0 | 0 | 0 | 0 | 0 | 0 | 0 | 0 | 0 | 0 | 0 | 0 | 0 | 0 | 0
F2_Commercial_Grocery_Existing_Food Preparation_Natural Gas_Griddle_E5 | F2 | Commercial | Grocery | Existing | Food Preparation | Natural Gas | Griddle | E5 | RVT - Cost of Operation | 0 | 0 | 0 | 0 | 0 | 0 | 0 | 0 | 0 | 0 | 0 | 0 | 0 | 0 | 0 | 0 | 0 | 0 | 0 | 0 | 0 | 0 | 0 | 0 | 0 | 0 | 0 | 0 | 0 | 0 | 0 | 0 | 0 | 0 | 0 | 0 | 0 | 0 | 0 | 0 | 0 | 0
F2_Commercial_Grocery_Existing_Food Preparation_Natural Gas_Griddle_E6 | F2 | Commercial | Grocery | Existing | Food Preparation | Natural Gas | Griddle | E6 | RVT - Cost of Operation | 0 | 0 | 0 | 0 | 0 | 0 | 0 | 0 | 0 | 0 | 0 | 0 | 0 | 0 | 0 | 0 | 0 | 0 | 0 | 0 | 0 | 0 | 0 | 0 | 0 | 0 | 0 | 0 | 0 | 0 | 0 | 0 | 0 | 0 | 0 | 0 | 0 | 0 | 0 | 0 | 0 | 0
F2_Commercial_Grocery_Existing_Food Preparation_Natural Gas_Griddle_E7 | F2 | Commercial | Grocery | Existing | Food Preparation | Natural Gas | Griddle | E7 | RVT - Cost of Operation | 0 | 0 | 0 | 0 | 0 | 0 | 0 | 0 | 0 | 0 | 0 | 0 | 0 | 0 | 0 | 0 | 0 | 0 | 0 | 0 | 0 | 0 | 0 | 0 | 0 | 0 | 0 | 0 | 0 | 0 | 0 | 0 | 0 | 0 | 0 | 0 | 0 | 0 | 0 | 0 | 0 | 0
F2_Commercial_Grocery_Existing_Food Preparation_Natural Gas_Griddle_E8 | F2 | Commercial | Grocery | Existing | Food Preparation | Natural Gas | Griddle | E8 | RVT - Cost of Operation | 0 | 0 | 0 | 0 | 0 | 0 | 0 | 0 | 0 | 0 | 0 | 0 | 0 | 0 | 0 | 0 | 0 | 0 | 0 | 0 | 0 | 0 | 0 | 0 | 0 | 0 | 0 | 0 | 0 | 0 | 0 | 0 | 0 | 0 | 0 | 0 | 0 | 0 | 0 | 0 | 0 | 0
F2_Commercial_Grocery_Existing_Food Preparation_Natural Gas_Griddle_E9 | F2 | Commercial | Grocery | Existing | Food Preparation | Natural Gas | Griddle | E9 | RVT - Cost of Operation | 0 | 0 | 0 | 0 | 0 | 0 | 0 | 0 | 0 | 0 | 0 | 0 | 0 | 0 | 0 | 0 | 0 | 0 | 0 | 0 | 0 | 0 | 0 | 0 | 0 | 0 | 0 | 0 | 0 | 0 | 0 | 0 | 0 | 0 | 0 | 0 | 0 | 0 | 0 | 0 | 0 | 0
F2_Commercial_Grocery_Existing_Food Preparation_Natural Gas_Griddle_E10 | F2 | Commercial | Grocery | Existing | Food Preparation | Natural Gas | Griddle | E10 | RVT - Cost of Operation | 0 | 0 | 0 | 0 | 0 | 0 | 0 | 0 | 0 | 0 | 0 | 0 | 0 | 0 | 0 | 0 | 0 | 0 | 0 | 0 | 0 | 0 | 0 | 0 | 0 | 0 | 0 | 0 | 0 | 0 | 0 | 0 | 0 | 0 | 0 | 0 | 0 | 0 | 0 | 0 | 0 | 0
F3_Commercial_Grocery_Existing_Food Preparation_Natural Gas_Griddle_E1 | F3 | Commercial | Grocery | Existing | Food Preparation | Natural Gas | Griddle | E1 | System - kBTUs of Consumption | 0.027969 | 0.027969 | 0.027969 | 0.027969 | 0.027969 | 0.027969 | 0.027969 | 0.027969 | 0.027969 | 0.027969 | 0.027969 | 0.027969 | 0.027969 | 0.027969 | 0.027969 | 0.027969 | 0.027969 | 0.027969 | 0.027969 | 0.027969 | 0.027969 | 0.027969 | 0.027969 | 0.027969 | 0.027969 | 0.027969 | 0.027969 | 0.027969 | 0.027969 | 0.027969 | 0.027969 | 0.027969 | 0.027969 | 0 | 0 | 0 | 0 | 0 | 0 | 0 | 0 | 0
F3_Commercial_Grocery_Existing_Food Preparation_Natural Gas_Griddle_E2 | F3 | Commercial | Grocery | Existing | Food Preparation | Natural Gas | Griddle | E2 | System - kBTUs of Consumption | 0.034757 | 0.034757 | 0.034757 | 0.034757 | 0.034757 | 0.034757 | 0.034757 | 0.034757 | 0.034757 | 0.034757 | 0.034757 | 0.034757 | 0.034757 | 0.034757 | 0.034757 | 0.034757 | 0.034757 | 0.034757 | 0.034757 | 0.034757 | 0.034757 | 0.034757 | 0.034757 | 0.034757 | 0.034757 | 0.034757 | 0.034757 | 0.034757 | 0.034757 | 0.034757 | 0.034757 | 0.034757 | 0.034757 | 0 | 0 | 0 | 0 | 0 | 0 | 0 | 0 | 0
F3_Commercial_Grocery_Existing_Food Preparation_Natural Gas_Griddle_E3 | F3 | Commercial | Grocery | Existing | Food Preparation | Natural Gas | Griddle | E3 | System - kBTUs of Consumption | 0 | 0 | 0 | 0 | 0 | 0 | 0 | 0 | 0 | 0 | 0 | 0 | 0 | 0 | 0 | 0 | 0 | 0 | 0 | 0 | 0 | 0 | 0 | 0 | 0 | 0 | 0 | 0 | 0 | 0 | 0 | 0 | 0 | 0 | 0 | 0 | 0 | 0 | 0 | 0 | 0 | 0
F3_Commercial_Grocery_Existing_Food Preparation_Natural Gas_Griddle_E4 | F3 | Commercial | Grocery | Existing | Food Preparation | Natural Gas | Griddle | E4 | System - kBTUs of Consumption | 0 | 0 | 0 | 0 | 0 | 0 | 0 | 0 | 0 | 0 | 0 | 0 | 0 | 0 | 0 | 0 | 0 | 0 | 0 | 0 | 0 | 0 | 0 | 0 | 0 | 0 | 0 | 0 | 0 | 0 | 0 | 0 | 0 | 0 | 0 | 0 | 0 | 0 | 0 | 0 | 0 | 0
F3_Commercial_Grocery_Existing_Food Preparation_Natural Gas_Griddle_E5 | F3 | Commercial | Grocery | Existing | Food Preparation | Natural Gas | Griddle | E5 | System - kBTUs of Consumption | 0 | 0 | 0 | 0 | 0 | 0 | 0 | 0 | 0 | 0 | 0 | 0 | 0 | 0 | 0 | 0 | 0 | 0 | 0 | 0 | 0 | 0 | 0 | 0 | 0 | 0 | 0 | 0 | 0 | 0 | 0 | 0 | 0 | 0 | 0 | 0 | 0 | 0 | 0 | 0 | 0 | 0
F3_Commercial_Grocery_Existing_Food Preparation_Natural Gas_Griddle_E6 | F3 | Commercial | Grocery | Existing | Food Preparation | Natural Gas | Griddle | E6 | System - kBTUs of Consumption | 0 | 0 | 0 | 0 | 0 | 0 | 0 | 0 | 0 | 0 | 0 | 0 | 0 | 0 | 0 | 0 | 0 | 0 | 0 | 0 | 0 | 0 | 0 | 0 | 0 | 0 | 0 | 0 | 0 | 0 | 0 | 0 | 0 | 0 | 0 | 0 | 0 | 0 | 0 | 0 | 0 | 0
F3_Commercial_Grocery_Existing_Food Preparation_Natural Gas_Griddle_E7 | F3 | Commercial | Grocery | Existing | Food Preparation | Natural Gas | Griddle | E7 | System - kBTUs of Consumption | 0 | 0 | 0 | 0 | 0 | 0 | 0 | 0 | 0 | 0 | 0 | 0 | 0 | 0 | 0 | 0 | 0 | 0 | 0 | 0 | 0 | 0 | 0 | 0 | 0 | 0 | 0 | 0 | 0 | 0 | 0 | 0 | 0 | 0 | 0 | 0 | 0 | 0 | 0 | 0 | 0 | 0
F3_Commercial_Grocery_Existing_Food Preparation_Natural Gas_Griddle_E8 | F3 | Commercial | Grocery | Existing | Food Preparation | Natural Gas | Griddle | E8 | System - kBTUs of Consumption | 0 | 0 | 0 | 0 | 0 | 0 | 0 | 0 | 0 | 0 | 0 | 0 | 0 | 0 | 0 | 0 | 0 | 0 | 0 | 0 | 0 | 0 | 0 | 0 | 0 | 0 | 0 | 0 | 0 | 0 | 0 | 0 | 0 | 0 | 0 | 0 | 0 | 0 | 0 | 0 | 0 | 0
F3_Commercial_Grocery_Existing_Food Preparation_Natural Gas_Griddle_E9 | F3 | Commercial | Grocery | Existing | Food Preparation | Natural Gas | Griddle | E9 | System - kBTUs of Consumption | 0 | 0 | 0 | 0 | 0 | 0 | 0 | 0 | 0 | 0 | 0 | 0 | 0 | 0 | 0 | 0 | 0 | 0 | 0 | 0 | 0 | 0 | 0 | 0 | 0 | 0 | 0 | 0 | 0 | 0 | 0 | 0 | 0 | 0 | 0 | 0 | 0 | 0 | 0 | 0 | 0 | 0
F3_Commercial_Grocery_Existing_Food Preparation_Natural Gas_Griddle_E10 | F3 | Commercial | Grocery | Existing | Food Preparation | Natural Gas | Griddle | E10 | System - kBTUs of Consumption | 0 | 0 | 0 | 0 | 0 | 0 | 0 | 0 | 0 | 0 | 0 | 0 | 0 | 0 | 0 | 0 | 0 | 0 | 0 | 0 | 0 | 0 | 0 | 0 | 0 | 0 | 0 | 0 | 0 | 0 | 0 | 0 | 0 | 0 | 0 | 0 | 0 | 0 | 0 | 0 | 0 | 0
F4_Commercial_Grocery_Existing_Food Preparation_Natural Gas_Griddle_E1 | F4 | Commercial | Grocery | Existing | Food Preparation | Natural Gas | Griddle | E1 | Utility - Cost of Equipment | 0.093043 | 0.093752 | 0.094544 | 0.095416 | 0.096409 | 0.097559 | 0.098491 | 0.099386 | 0.10029 | 0.10124 | 0.10214 | 0.10297 | 0.10382 | 0.10471 | 0.10569 | 0.10665 | 0.10767 | 0.10875 | 0.10987 | 0.11101 | 0.11217 | 0.11325 | 0.11422 | 0.11508 | 0.11582 | 0.11647 | 0.11691 | 0.11724 | 0.11753 | 0.11777 | 0.11801 | 0.11812 | 0.11812 | 0 | 0 | 0 | 0 | 0 | 0 | 0 | 0 | 0
F4_Commercial_Grocery_Existing_Food Preparation_Natural Gas_Griddle_E2 | F4 | Commercial | Grocery | Existing | Food Preparation | Natural Gas | Griddle | E2 | Utility - Cost of Equipment | 0.085275 | 0.085925 | 0.086651 | 0.08745 | 0.088361 | 0.089414 | 0.090269 | 0.091089 | 0.091922 | 0.092789 | 0.093616 | 0.094376 | 0.095152 | 0.095968 | 0.096868 | 0.097749 | 0.098683 | 0.099669 | 0.1007 | 0.10175 | 0.1028 | 0.10379 | 0.10468 | 0.10547 | 0.10616 | 0.10674 | 0.10715 | 0.10745 | 0.10771 | 0.10794 | 0.10816 | 0.10826 | 0.10826 | 0 | 0 | 0 | 0 | 0 | 0 | 0 | 0 | 0
F4_Commercial_Grocery_Existing_Food Preparation_Natural Gas_Griddle_E3 | F4 | Commercial | Grocery | Existing | Food Preparation | Natural Gas | Griddle | E3 | Utility - Cost of Equipment | 0 | 0 | 0 | 0 | 0 | 0 | 0 | 0 | 0 | 0 | 0 | 0 | 0 | 0 | 0 | 0 | 0 | 0 | 0 | 0 | 0 | 0 | 0 | 0 | 0 | 0 | 0 | 0 | 0 | 0 | 0 | 0 | 0 | 0 | 0 | 0 | 0 | 0 | 0 | 0 | 0 | 0
F4_Commercial_Grocery_Existing_Food Preparation_Natural Gas_Griddle_E4 | F4 | Commercial | Grocery | Existing | Food Preparation | Natural Gas | Griddle | E4 | Utility - Cost of Equipment | 0 | 0 | 0 | 0 | 0 | 0 | 0 | 0 | 0 | 0 | 0 | 0 | 0 | 0 | 0 | 0 | 0 | 0 | 0 | 0 | 0 | 0 | 0 | 0 | 0 | 0 | 0 | 0 | 0 | 0 | 0 | 0 | 0 | 0 | 0 | 0 | 0 | 0 | 0 | 0 | 0 | 0
F4_Commercial_Grocery_Existing_Food Preparation_Natural Gas_Griddle_E5 | F4 | Commercial | Grocery | Existing | Food Preparation | Natural Gas | Griddle | E5 | Utility - Cost of Equipment | 0 | 0 | 0 | 0 | 0 | 0 | 0 | 0 | 0 | 0 | 0 | 0 | 0 | 0 | 0 | 0 | 0 | 0 | 0 | 0 | 0 | 0 | 0 | 0 | 0 | 0 | 0 | 0 | 0 | 0 | 0 | 0 | 0 | 0 | 0 | 0 | 0 | 0 | 0 | 0 | 0 | 0
F4_Commercial_Grocery_Existing_Food Preparation_Natural Gas_Griddle_E6 | F4 | Commercial | Grocery | Existing | Food Preparation | Natural Gas | Griddle | E6 | Utility - Cost of Equipment | 0 | 0 | 0 | 0 | 0 | 0 | 0 | 0 | 0 | 0 | 0 | 0 | 0 | 0 | 0 | 0 | 0 | 0 | 0 | 0 | 0 | 0 | 0 | 0 | 0 | 0 | 0 | 0 | 0 | 0 | 0 | 0 | 0 | 0 | 0 | 0 | 0 | 0 | 0 | 0 | 0 | 0
F4_Commercial_Grocery_Existing_Food Preparation_Natural Gas_Griddle_E7 | F4 | Commercial | Grocery | Existing | Food Preparation | Natural Gas | Griddle | E7 | Utility - Cost of Equipment | 0 | 0 | 0 | 0 | 0 | 0 | 0 | 0 | 0 | 0 | 0 | 0 | 0 | 0 | 0 | 0 | 0 | 0 | 0 | 0 | 0 | 0 | 0 | 0 | 0 | 0 | 0 | 0 | 0 | 0 | 0 | 0 | 0 | 0 | 0 | 0 | 0 | 0 | 0 | 0 | 0 | 0
F4_Commercial_Grocery_Existing_Food Preparation_Natural Gas_Griddle_E8 | F4 | Commercial | Grocery | Existing | Food Preparation | Natural Gas | Griddle | E8 | Utility - Cost of Equipment | 0 | 0 | 0 | 0 | 0 | 0 | 0 | 0 | 0 | 0 | 0 | 0 | 0 | 0 | 0 | 0 | 0 | 0 | 0 | 0 | 0 | 0 | 0 | 0 | 0 | 0 | 0 | 0 | 0 | 0 | 0 | 0 | 0 | 0 | 0 | 0 | 0 | 0 | 0 | 0 | 0 | 0
F4_Commercial_Grocery_Existing_Food Preparation_Natural Gas_Griddle_E9 | F4 | Commercial | Grocery | Existing | Food Preparation | Natural Gas | Griddle | E9 | Utility - Cost of Equipment | 0 | 0 | 0 | 0 | 0 | 0 | 0 | 0 | 0 | 0 | 0 | 0 | 0 | 0 | 0 | 0 | 0 | 0 | 0 | 0 | 0 | 0 | 0 | 0 | 0 | 0 | 0 | 0 | 0 | 0 | 0 | 0 | 0 | 0 | 0 | 0 | 0 | 0 | 0 | 0 | 0 | 0
F4_Commercial_Grocery_Existing_Food Preparation_Natural Gas_Griddle_E10 | F4 | Commercial | Grocery | Existing | Food Preparation | Natural Gas | Griddle | E10 | Utility - Cost of Equipment | 0 | 0 | 0 | 0 | 0 | 0 | 0 | 0 | 0 | 0 | 0 | 0 | 0 | 0 | 0 | 0 | 0 | 0 | 0 | 0 | 0 | 0 | 0 | 0 | 0 | 0 | 0 | 0 | 0 | 0 | 0 | 0 | 0 | 0 | 0 | 0 | 0 | 0 | 0 | 0 | 0 | 0
F5_Commercial_Grocery_Existing_Food Preparation_Natural Gas_Griddle_E1 | F5 | Commercial | Grocery | Existing | Food Preparation | Natural Gas | Griddle | E1 | Utility - Cost of Operation | 0.027969 | 0.027969 | 0.027969 | 0.027969 | 0.027969 | 0.027969 | 0.027969 | 0.027969 | 0.027969 | 0.027969 | 0.027969 | 0.027969 | 0.027969 | 0.027969 | 0.027969 | 0.027969 | 0.027969 | 0.027969 | 0.027969 | 0.027969 | 0.027969 | 0.027969 | 0.027969 | 0.027969 | 0.027969 | 0.027969 | 0.027969 | 0.027969 | 0.027969 | 0.027969 | 0.027969 | 0.027969 | 0.027969 | 0 | 0 | 0 | 0 | 0 | 0 | 0 | 0 | 0
F5_Commercial_Grocery_Existing_Food Preparation_Natural Gas_Griddle_E2 | F5 | Commercial | Grocery | Existing | Food Preparation | Natural Gas | Griddle | E2 | Utility - Cost of Operation | 0.034757 | 0.034757 | 0.034757 | 0.034757 | 0.034757 | 0.034757 | 0.034757 | 0.034757 | 0.034757 | 0.034757 | 0.034757 | 0.034757 | 0.034757 | 0.034757 | 0.034757 | 0.034757 | 0.034757 | 0.034757 | 0.034757 | 0.034757 | 0.034757 | 0.034757 | 0.034757 | 0.034757 | 0.034757 | 0.034757 | 0.034757 | 0.034757 | 0.034757 | 0.034757 | 0.034757 | 0.034757 | 0.034757 | 0 | 0 | 0 | 0 | 0 | 0 | 0 | 0 | 0
F5_Commercial_Grocery_Existing_Food Preparation_Natural Gas_Griddle_E3 | F5 | Commercial | Grocery | Existing | Food Preparation | Natural Gas | Griddle | E3 | Utility - Cost of Operation | 0 | 0 | 0 | 0 | 0 | 0 | 0 | 0 | 0 | 0 | 0 | 0 | 0 | 0 | 0 | 0 | 0 | 0 | 0 | 0 | 0 | 0 | 0 | 0 | 0 | 0 | 0 | 0 | 0 | 0 | 0 | 0 | 0 | 0 | 0 | 0 | 0 | 0 | 0 | 0 | 0 | 0
F5_Commercial_Grocery_Existing_Food Preparation_Natural Gas_Griddle_E4 | F5 | Commercial | Grocery | Existing | Food Preparation | Natural Gas | Griddle | E4 | Utility - Cost of Operation | 0 | 0 | 0 | 0 | 0 | 0 | 0 | 0 | 0 | 0 | 0 | 0 | 0 | 0 | 0 | 0 | 0 | 0 | 0 | 0 | 0 | 0 | 0 | 0 | 0 | 0 | 0 | 0 | 0 | 0 | 0 | 0 | 0 | 0 | 0 | 0 | 0 | 0 | 0 | 0 | 0 | 0
F5_Commercial_Grocery_Existing_Food Preparation_Natural Gas_Griddle_E5 | F5 | Commercial | Grocery | Existing | Food Preparation | Natural Gas | Griddle | E5 | Utility - Cost of Operation | 0 | 0 | 0 | 0 | 0 | 0 | 0 | 0 | 0 | 0 | 0 | 0 | 0 | 0 | 0 | 0 | 0 | 0 | 0 | 0 | 0 | 0 | 0 | 0 | 0 | 0 | 0 | 0 | 0 | 0 | 0 | 0 | 0 | 0 | 0 | 0 | 0 | 0 | 0 | 0 | 0 | 0
F5_Commercial_Grocery_Existing_Food Preparation_Natural Gas_Griddle_E6 | F5 | Commercial | Grocery | Existing | Food Preparation | Natural Gas | Griddle | E6 | Utility - Cost of Operation | 0 | 0 | 0 | 0 | 0 | 0 | 0 | 0 | 0 | 0 | 0 | 0 | 0 | 0 | 0 | 0 | 0 | 0 | 0 | 0 | 0 | 0 | 0 | 0 | 0 | 0 | 0 | 0 | 0 | 0 | 0 | 0 | 0 | 0 | 0 | 0 | 0 | 0 | 0 | 0 | 0 | 0
F5_Commercial_Grocery_Existing_Food Preparation_Natural Gas_Griddle_E7 | F5 | Commercial | Grocery | Existing | Food Preparation | Natural Gas | Griddle | E7 | Utility - Cost of Operation | 0 | 0 | 0 | 0 | 0 | 0 | 0 | 0 | 0 | 0 | 0 | 0 | 0 | 0 | 0 | 0 | 0 | 0 | 0 | 0 | 0 | 0 | 0 | 0 | 0 | 0 | 0 | 0 | 0 | 0 | 0 | 0 | 0 | 0 | 0 | 0 | 0 | 0 | 0 | 0 | 0 | 0
F5_Commercial_Grocery_Existing_Food Preparation_Natural Gas_Griddle_E8 | F5 | Commercial | Grocery | Existing | Food Preparation | Natural Gas | Griddle | E8 | Utility - Cost of Operation | 0 | 0 | 0 | 0 | 0 | 0 | 0 | 0 | 0 | 0 | 0 | 0 | 0 | 0 | 0 | 0 | 0 | 0 | 0 | 0 | 0 | 0 | 0 | 0 | 0 | 0 | 0 | 0 | 0 | 0 | 0 | 0 | 0 | 0 | 0 | 0 | 0 | 0 | 0 | 0 | 0 | 0
F5_Commercial_Grocery_Existing_Food Preparation_Natural Gas_Griddle_E9 | F5 | Commercial | Grocery | Existing | Food Preparation | Natural Gas | Griddle | E9 | Utility - Cost of Operation | 0 | 0 | 0 | 0 | 0 | 0 | 0 | 0 | 0 | 0 | 0 | 0 | 0 | 0 | 0 | 0 | 0 | 0 | 0 | 0 | 0 | 0 | 0 | 0 | 0 | 0 | 0 | 0 | 0 | 0 | 0 | 0 | 0 | 0 | 0 | 0 | 0 | 0 | 0 | 0 | 0 | 0
F5_Commercial_Grocery_Existing_Food Preparation_Natural Gas_Griddle_E10 | F5 | Commercial | Grocery | Existing | Food Preparation | Natural Gas | Griddle | E10 | Utility - Cost of Operation | 0 | 0 | 0 | 0 | 0 | 0 | 0 | 0 | 0 | 0 | 0 | 0 | 0 | 0 | 0 | 0 | 0 | 0 | 0 | 0 | 0 | 0 | 0 | 0 | 0 | 0 | 0 | 0 | 0 | 0 | 0 | 0 | 0 | 0 | 0 | 0 | 0 | 0 | 0 | 0 | 0 | 0
F6_Commercial_Grocery_Existing_Food Preparation_Natural Gas_Griddle_E1 | F6 | Commercial | Grocery | Existing | Food Preparation | Natural Gas | Griddle | E1 | Utility - Value of Sales | 0.055105 | 0.055105 | 0.055105 | 0.055105 | 0.055105 | 0.055105 | 0.055105 | 0.055105 | 0.055105 | 0.055105 | 0.055105 | 0.055105 | 0.055105 | 0.055105 | 0.055105 | 0.055105 | 0.055105 | 0.055105 | 0.055105 | 0.055105 | 0.055105 | 0.055105 | 0.055105 | 0.055105 | 0.055105 | 0.055105 | 0.055105 | 0.055105 | 0.055105 | 0.055105 | 0.055105 | 0.055105 | 0.055105 | 0 | 0 | 0 | 0 | 0 | 0 | 0 | 0 | 0
F6_Commercial_Grocery_Existing_Food Preparation_Natural Gas_Griddle_E2 | F6 | Commercial | Grocery | Existing | Food Preparation | Natural Gas | Griddle | E2 | Utility - Value of Sales | 0.050504 | 0.050504 | 0.050504 | 0.050504 | 0.050504 | 0.050504 | 0.050504 | 0.050504 | 0.050504 | 0.050504 | 0.050504 | 0.050504 | 0.050504 | 0.050504 | 0.050504 | 0.050504 | 0.050504 | 0.050504 | 0.050504 | 0.050504 | 0.050504 | 0.050504 | 0.050504 | 0.050504 | 0.050504 | 0.050504 | 0.050504 | 0.050504 | 0.050504 | 0.050504 | 0.050504 | 0.050504 | 0.050504 | 0 | 0 | 0 | 0 | 0 | 0 | 0 | 0 | 0
F6_Commercial_Grocery_Existing_Food Preparation_Natural Gas_Griddle_E3 | F6 | Commercial | Grocery | Existing | Food Preparation | Natural Gas | Griddle | E3 | Utility - Value of Sales | 0 | 0 | 0 | 0 | 0 | 0 | 0 | 0 | 0 | 0 | 0 | 0 | 0 | 0 | 0 | 0 | 0 | 0 | 0 | 0 | 0 | 0 | 0 | 0 | 0 | 0 | 0 | 0 | 0 | 0 | 0 | 0 | 0 | 0 | 0 | 0 | 0 | 0 | 0 | 0 | 0 | 0
F6_Commercial_Grocery_Existing_Food Preparation_Natural Gas_Griddle_E4 | F6 | Commercial | Grocery | Existing | Food Preparation | Natural Gas | Griddle | E4 | Utility - Value of Sales | 0 | 0 | 0 | 0 | 0 | 0 | 0 | 0 | 0 | 0 | 0 | 0 | 0 | 0 | 0 | 0 | 0 | 0 | 0 | 0 | 0 | 0 | 0 | 0 | 0 | 0 | 0 | 0 | 0 | 0 | 0 | 0 | 0 | 0 | 0 | 0 | 0 | 0 | 0 | 0 | 0 | 0
F6_Commercial_Grocery_Existing_Food Preparation_Natural Gas_Griddle_E5 | F6 | Commercial | Grocery | Existing | Food Preparation | Natural Gas | Griddle | E5 | Utility - Value of Sales | 0 | 0 | 0 | 0 | 0 | 0 | 0 | 0 | 0 | 0 | 0 | 0 | 0 | 0 | 0 | 0 | 0 | 0 | 0 | 0 | 0 | 0 | 0 | 0 | 0 | 0 | 0 | 0 | 0 | 0 | 0 | 0 | 0 | 0 | 0 | 0 | 0 | 0 | 0 | 0 | 0 | 0
F6_Commercial_Grocery_Existing_Food Preparation_Natural Gas_Griddle_E6 | F6 | Commercial | Grocery | Existing | Food Preparation | Natural Gas | Griddle | E6 | Utility - Value of Sales | 0 | 0 | 0 | 0 | 0 | 0 | 0 | 0 | 0 | 0 | 0 | 0 | 0 | 0 | 0 | 0 | 0 | 0 | 0 | 0 | 0 | 0 | 0 | 0 | 0 | 0 | 0 | 0 | 0 | 0 | 0 | 0 | 0 | 0 | 0 | 0 | 0 | 0 | 0 | 0 | 0 | 0
F6_Commercial_Grocery_Existing_Food Preparation_Natural Gas_Griddle_E7 | F6 | Commercial | Grocery | Existing | Food Preparation | Natural Gas | Griddle | E7 | Utility - Value of Sales | 0 | 0 | 0 | 0 | 0 | 0 | 0 | 0 | 0 | 0 | 0 | 0 | 0 | 0 | 0 | 0 | 0 | 0 | 0 | 0 | 0 | 0 | 0 | 0 | 0 | 0 | 0 | 0 | 0 | 0 | 0 | 0 | 0 | 0 | 0 | 0 | 0 | 0 | 0 | 0 | 0 | 0
F6_Commercial_Grocery_Existing_Food Preparation_Natural Gas_Griddle_E8 | F6 | Commercial | Grocery | Existing | Food Preparation | Natural Gas | Griddle | E8 | Utility - Value of Sales | 0 | 0 | 0 | 0 | 0 | 0 | 0 | 0 | 0 | 0 | 0 | 0 | 0 | 0 | 0 | 0 | 0 | 0 | 0 | 0 | 0 | 0 | 0 | 0 | 0 | 0 | 0 | 0 | 0 | 0 | 0 | 0 | 0 | 0 | 0 | 0 | 0 | 0 | 0 | 0 | 0 | 0
F6_Commercial_Grocery_Existing_Food Preparation_Natural Gas_Griddle_E9 | F6 | Commercial | Grocery | Existing | Food Preparation | Natural Gas | Griddle | E9 | Utility - Value of Sales | 0 | 0 | 0 | 0 | 0 | 0 | 0 | 0 | 0 | 0 | 0 | 0 | 0 | 0 | 0 | 0 | 0 | 0 | 0 | 0 | 0 | 0 | 0 | 0 | 0 | 0 | 0 | 0 | 0 | 0 | 0 | 0 | 0 | 0 | 0 | 0 | 0 | 0 | 0 | 0 | 0 | 0
F6_Commercial_Grocery_Existing_Food Preparation_Natural Gas_Griddle_E10 | F6 | Commercial | Grocery | Existing | Food Preparation | Natural Gas | Griddle | E10 | Utility - Value of Sales | 0 | 0 | 0 | 0 | 0 | 0 | 0 | 0 | 0 | 0 | 0 | 0 | 0 | 0 | 0 | 0 | 0 | 0 | 0 | 0 | 0 | 0 | 0 | 0 | 0 | 0 | 0 | 0 | 0 | 0 | 0 | 0 | 0 | 0 | 0 | 0 | 0 | 0 | 0 | 0 | 0 | 0
F1_Commercial_Grocery_Existing_Food Preparation_Natural Gas_Range_E1 | F1 | Commercial | Grocery | Existing | Food Preparation | Natural Gas | Range | E1 | RVT - Cost of Equipment | 0.091343 | 0.091985 | 0.092749 | 0.093636 | 0.094679 | 0.095901 | 0.096879 | 0.097811 | 0.098726 | 0.099653 | 0.1005 | 0.10125 | 0.10199 | 0.10278 | 0.1037 | 0.10461 | 0.10562 | 0.10672 | 0.10789 | 0.1091 | 0.11033 | 0.11149 | 0.11254 | 0.11351 | 0.11436 | 0.11508 | 0.11559 | 0.11597 | 0.11629 | 0.11657 | 0.11685 | 0.11697 | 0.11697 | 0 | 0 | 0 | 0 | 0 | 0 | 0 | 0 | 0
F1_Commercial_Grocery_Existing_Food Preparation_Natural Gas_Range_E2 | F1 | Commercial | Grocery | Existing | Food Preparation | Natural Gas | Range | E2 | RVT - Cost of Equipment | 0.068507 | 0.068989 | 0.069562 | 0.070227 | 0.071009 | 0.071926 | 0.072659 | 0.073358 | 0.074045 | 0.07474 | 0.075377 | 0.075934 | 0.076494 | 0.077088 | 0.077772 | 0.078457 | 0.079213 | 0.080039 | 0.080918 | 0.081826 | 0.082749 | 0.083615 | 0.084408 | 0.085131 | 0.085767 | 0.086314 | 0.086693 | 0.086975 | 0.08722 | 0.087429 | 0.087636 | 0.087727 | 0.087727 | 0 | 0 | 0 | 0 | 0 | 0 | 0 | 0 | 0
F1_Commercial_Grocery_Existing_Food Preparation_Natural Gas_Range_E3 | F1 | Commercial | Grocery | Existing | Food Preparation | Natural Gas | Range | E3 | RVT - Cost of Equipment | 0 | 0 | 0 | 0 | 0 | 0 | 0 | 0 | 0 | 0 | 0 | 0 | 0 | 0 | 0 | 0 | 0 | 0 | 0 | 0 | 0 | 0 | 0 | 0 | 0 | 0 | 0 | 0 | 0 | 0 | 0 | 0 | 0 | 0 | 0 | 0 | 0 | 0 | 0 | 0 | 0 | 0
F1_Commercial_Grocery_Existing_Food Preparation_Natural Gas_Range_E4 | F1 | Commercial | Grocery | Existing | Food Preparation | Natural Gas | Range | E4 | RVT - Cost of Equipment | 0 | 0 | 0 | 0 | 0 | 0 | 0 | 0 | 0 | 0 | 0 | 0 | 0 | 0 | 0 | 0 | 0 | 0 | 0 | 0 | 0 | 0 | 0 | 0 | 0 | 0 | 0 | 0 | 0 | 0 | 0 | 0 | 0 | 0 | 0 | 0 | 0 | 0 | 0 | 0 | 0 | 0
F1_Commercial_Grocery_Existing_Food Preparation_Natural Gas_Range_E5 | F1 | Commercial | Grocery | Existing | Food Preparation | Natural Gas | Range | E5 | RVT - Cost of Equipment | 0 | 0 | 0 | 0 | 0 | 0 | 0 | 0 | 0 | 0 | 0 | 0 | 0 | 0 | 0 | 0 | 0 | 0 | 0 | 0 | 0 | 0 | 0 | 0 | 0 | 0 | 0 | 0 | 0 | 0 | 0 | 0 | 0 | 0 | 0 | 0 | 0 | 0 | 0 | 0 | 0 | 0
F1_Commercial_Grocery_Existing_Food Preparation_Natural Gas_Range_E6 | F1 | Commercial | Grocery | Existing | Food Preparation | Natural Gas | Range | E6 | RVT - Cost of Equipment | 0 | 0 | 0 | 0 | 0 | 0 | 0 | 0 | 0 | 0 | 0 | 0 | 0 | 0 | 0 | 0 | 0 | 0 | 0 | 0 | 0 | 0 | 0 | 0 | 0 | 0 | 0 | 0 | 0 | 0 | 0 | 0 | 0 | 0 | 0 | 0 | 0 | 0 | 0 | 0 | 0 | 0
F1_Commercial_Grocery_Existing_Food Preparation_Natural Gas_Range_E7 | F1 | Commercial | Grocery | Existing | Food Preparation | Natural Gas | Range | E7 | RVT - Cost of Equipment | 0 | 0 | 0 | 0 | 0 | 0 | 0 | 0 | 0 | 0 | 0 | 0 | 0 | 0 | 0 | 0 | 0 | 0 | 0 | 0 | 0 | 0 | 0 | 0 | 0 | 0 | 0 | 0 | 0 | 0 | 0 | 0 | 0 | 0 | 0 | 0 | 0 | 0 | 0 | 0 | 0 | 0
F1_Commercial_Grocery_Existing_Food Preparation_Natural Gas_Range_E8 | F1 | Commercial | Grocery | Existing | Food Preparation | Natural Gas | Range | E8 | RVT - Cost of Equipment | 0 | 0 | 0 | 0 | 0 | 0 | 0 | 0 | 0 | 0 | 0 | 0 | 0 | 0 | 0 | 0 | 0 | 0 | 0 | 0 | 0 | 0 | 0 | 0 | 0 | 0 | 0 | 0 | 0 | 0 | 0 | 0 | 0 | 0 | 0 | 0 | 0 | 0 | 0 | 0 | 0 | 0
F1_Commercial_Grocery_Existing_Food Preparation_Natural Gas_Range_E9 | F1 | Commercial | Grocery | Existing | Food Preparation | Natural Gas | Range | E9 | RVT - Cost of Equipment | 0 | 0 | 0 | 0 | 0 | 0 | 0 | 0 | 0 | 0 | 0 | 0 | 0 | 0 | 0 | 0 | 0 | 0 | 0 | 0 | 0 | 0 | 0 | 0 | 0 | 0 | 0 | 0 | 0 | 0 | 0 | 0 | 0 | 0 | 0 | 0 | 0 | 0 | 0 | 0 | 0 | 0
F1_Commercial_Grocery_Existing_Food Preparation_Natural Gas_Range_E10 | F1 | Commercial | Grocery | Existing | Food Preparation | Natural Gas | Range | E10 | RVT - Cost of Equipment | 0 | 0 | 0 | 0 | 0 | 0 | 0 | 0 | 0 | 0 | 0 | 0 | 0 | 0 | 0 | 0 | 0 | 0 | 0 | 0 | 0 | 0 | 0 | 0 | 0 | 0 | 0 | 0 | 0 | 0 | 0 | 0 | 0 | 0 | 0 | 0 | 0 | 0 | 0 | 0 | 0 | 0
F2_Commercial_Grocery_Existing_Food Preparation_Natural Gas_Range_E1 | F2 | Commercial | Grocery | Existing | Food Preparation | Natural Gas | Range | E1 | RVT - Cost of Operation | 0.10944 | 0.1102 | 0.11112 | 0.11218 | 0.11343 | 0.1149 | 0.11607 | 0.11718 | 0.11828 | 0.11939 | 0.12041 | 0.1213 | 0.12219 | 0.12314 | 0.12424 | 0.12533 | 0.12654 | 0.12786 | 0.12926 | 0.13071 | 0.13219 | 0.13357 | 0.13483 | 0.13599 | 0.13701 | 0.13788 | 0.13848 | 0.13894 | 0.13933 | 0.13966 | 0.13999 | 0.14014 | 0.14014 | 0 | 0 | 0 | 0 | 0 | 0 | 0 | 0 | 0
F2_Commercial_Grocery_Existing_Food Preparation_Natural Gas_Range_E2 | F2 | Commercial | Grocery | Existing | Food Preparation | Natural Gas | Range | E2 | RVT - Cost of Operation | 0.082076 | 0.082653 | 0.08334 | 0.084137 | 0.085074 | 0.086171 | 0.08705 | 0.087888 | 0.08871 | 0.089543 | 0.090306 | 0.090974 | 0.091645 | 0.092356 | 0.093176 | 0.093997 | 0.094902 | 0.095892 | 0.096945 | 0.098033 | 0.099139 | 0.10018 | 0.10113 | 0.10199 | 0.10275 | 0.10341 | 0.10386 | 0.1042 | 0.1045 | 0.10475 | 0.10499 | 0.1051 | 0.1051 | 0 | 0 | 0 | 0 | 0 | 0 | 0 | 0 | 0
F2_Commercial_Grocery_Existing_Food Preparation_Natural Gas_Range_E3 | F2 | Commercial | Grocery | Existing | Food Preparation | Natural Gas | Range | E3 | RVT - Cost of Operation | 0 | 0 | 0 | 0 | 0 | 0 | 0 | 0 | 0 | 0 | 0 | 0 | 0 | 0 | 0 | 0 | 0 | 0 | 0 | 0 | 0 | 0 | 0 | 0 | 0 | 0 | 0 | 0 | 0 | 0 | 0 | 0 | 0 | 0 | 0 | 0 | 0 | 0 | 0 | 0 | 0 | 0
F2_Commercial_Grocery_Existing_Food Preparation_Natural Gas_Range_E4 | F2 | Commercial | Grocery | Existing | Food Preparation | Natural Gas | Range | E4 | RVT - Cost of Operation | 0 | 0 | 0 | 0 | 0 | 0 | 0 | 0 | 0 | 0 | 0 | 0 | 0 | 0 | 0 | 0 | 0 | 0 | 0 | 0 | 0 | 0 | 0 | 0 | 0 | 0 | 0 | 0 | 0 | 0 | 0 | 0 | 0 | 0 | 0 | 0 | 0 | 0 | 0 | 0 | 0 | 0
F2_Commercial_Grocery_Existing_Food Preparation_Natural Gas_Range_E5 | F2 | Commercial | Grocery | Existing | Food Preparation | Natural Gas | Range | E5 | RVT - Cost of Operation | 0 | 0 | 0 | 0 | 0 | 0 | 0 | 0 | 0 | 0 | 0 | 0 | 0 | 0 | 0 | 0 | 0 | 0 | 0 | 0 | 0 | 0 | 0 | 0 | 0 | 0 | 0 | 0 | 0 | 0 | 0 | 0 | 0 | 0 | 0 | 0 | 0 | 0 | 0 | 0 | 0 | 0
F2_Commercial_Grocery_Existing_Food Preparation_Natural Gas_Range_E6 | F2 | Commercial | Grocery | Existing | Food Preparation | Natural Gas | Range | E6 | RVT - Cost of Operation | 0 | 0 | 0 | 0 | 0 | 0 | 0 | 0 | 0 | 0 | 0 | 0 | 0 | 0 | 0 | 0 | 0 | 0 | 0 | 0 | 0 | 0 | 0 | 0 | 0 | 0 | 0 | 0 | 0 | 0 | 0 | 0 | 0 | 0 | 0 | 0 | 0 | 0 | 0 | 0 | 0 | 0
F2_Commercial_Grocery_Existing_Food Preparation_Natural Gas_Range_E7 | F2 | Commercial | Grocery | Existing | Food Preparation | Natural Gas | Range | E7 | RVT - Cost of Operation | 0 | 0 | 0 | 0 | 0 | 0 | 0 | 0 | 0 | 0 | 0 | 0 | 0 | 0 | 0 | 0 | 0 | 0 | 0 | 0 | 0 | 0 | 0 | 0 | 0 | 0 | 0 | 0 | 0 | 0 | 0 | 0 | 0 | 0 | 0 | 0 | 0 | 0 | 0 | 0 | 0 | 0
F2_Commercial_Grocery_Existing_Food Preparation_Natural Gas_Range_E8 | F2 | Commercial | Grocery | Existing | Food Preparation | Natural Gas | Range | E8 | RVT - Cost of Operation | 0 | 0 | 0 | 0 | 0 | 0 | 0 | 0 | 0 | 0 | 0 | 0 | 0 | 0 | 0 | 0 | 0 | 0 | 0 | 0 | 0 | 0 | 0 | 0 | 0 | 0 | 0 | 0 | 0 | 0 | 0 | 0 | 0 | 0 | 0 | 0 | 0 | 0 | 0 | 0 | 0 | 0
F2_Commercial_Grocery_Existing_Food Preparation_Natural Gas_Range_E9 | F2 | Commercial | Grocery | Existing | Food Preparation | Natural Gas | Range | E9 | RVT - Cost of Operation | 0 | 0 | 0 | 0 | 0 | 0 | 0 | 0 | 0 | 0 | 0 | 0 | 0 | 0 | 0 | 0 | 0 | 0 | 0 | 0 | 0 | 0 | 0 | 0 | 0 | 0 | 0 | 0 | 0 | 0 | 0 | 0 | 0 | 0 | 0 | 0 | 0 | 0 | 0 | 0 | 0 | 0
F2_Commercial_Grocery_Existing_Food Preparation_Natural Gas_Range_E10 | F2 | Commercial | Grocery | Existing | Food Preparation | Natural Gas | Range | E10 | RVT - Cost of Operation | 0 | 0 | 0 | 0 | 0 | 0 | 0 | 0 | 0 | 0 | 0 | 0 | 0 | 0 | 0 | 0 | 0 | 0 | 0 | 0 | 0 | 0 | 0 | 0 | 0 | 0 | 0 | 0 | 0 | 0 | 0 | 0 | 0 | 0 | 0 | 0 | 0 | 0 | 0 | 0 | 0 | 0
F3_Commercial_Grocery_Existing_Food Preparation_Natural Gas_Range_E1 | F3 | Commercial | Grocery | Existing | Food Preparation | Natural Gas | Range | E1 | System - kBTUs of Consumption | 0.053545 | 0.053545 | 0.053545 | 0.053545 | 0.053545 | 0.053545 | 0.053545 | 0.053545 | 0.053545 | 0.053545 | 0.053545 | 0.053545 | 0.053545 | 0.053545 | 0.053545 | 0.053545 | 0.053545 | 0.053545 | 0.053545 | 0.053545 | 0.053545 | 0.053545 | 0.053545 | 0.053545 | 0.053545 | 0.053545 | 0.053545 | 0.053545 | 0.053545 | 0.053545 | 0.053545 | 0.053545 | 0.053545 | 0 | 0 | 0 | 0 | 0 | 0 | 0 | 0 | 0
F3_Commercial_Grocery_Existing_Food Preparation_Natural Gas_Range_E2 | F3 | Commercial | Grocery | Existing | Food Preparation | Natural Gas | Range | E2 | System - kBTUs of Consumption | 0.053552 | 0.053552 | 0.053552 | 0.053552 | 0.053552 | 0.053552 | 0.053552 | 0.053552 | 0.053552 | 0.053552 | 0.053552 | 0.053552 | 0.053552 | 0.053552 | 0.053552 | 0.053552 | 0.053552 | 0.053552 | 0.053552 | 0.053552 | 0.053552 | 0.053552 | 0.053552 | 0.053552 | 0.053552 | 0.053552 | 0.053552 | 0.053552 | 0.053552 | 0.053552 | 0.053552 | 0.053552 | 0.053552 | 0 | 0 | 0 | 0 | 0 | 0 | 0 | 0 | 0
F3_Commercial_Grocery_Existing_Food Preparation_Natural Gas_Range_E3 | F3 | Commercial | Grocery | Existing | Food Preparation | Natural Gas | Range | E3 | System - kBTUs of Consumption | 0 | 0 | 0 | 0 | 0 | 0 | 0 | 0 | 0 | 0 | 0 | 0 | 0 | 0 | 0 | 0 | 0 | 0 | 0 | 0 | 0 | 0 | 0 | 0 | 0 | 0 | 0 | 0 | 0 | 0 | 0 | 0 | 0 | 0 | 0 | 0 | 0 | 0 | 0 | 0 | 0 | 0
F3_Commercial_Grocery_Existing_Food Preparation_Natural Gas_Range_E4 | F3 | Commercial | Grocery | Existing | Food Preparation | Natural Gas | Range | E4 | System - kBTUs of Consumption | 0 | 0 | 0 | 0 | 0 | 0 | 0 | 0 | 0 | 0 | 0 | 0 | 0 | 0 | 0 | 0 | 0 | 0 | 0 | 0 | 0 | 0 | 0 | 0 | 0 | 0 | 0 | 0 | 0 | 0 | 0 | 0 | 0 | 0 | 0 | 0 | 0 | 0 | 0 | 0 | 0 | 0
F3_Commercial_Grocery_Existing_Food Preparation_Natural Gas_Range_E5 | F3 | Commercial | Grocery | Existing | Food Preparation | Natural Gas | Range | E5 | System - kBTUs of Consumption | 0 | 0 | 0 | 0 | 0 | 0 | 0 | 0 | 0 | 0 | 0 | 0 | 0 | 0 | 0 | 0 | 0 | 0 | 0 | 0 | 0 | 0 | 0 | 0 | 0 | 0 | 0 | 0 | 0 | 0 | 0 | 0 | 0 | 0 | 0 | 0 | 0 | 0 | 0 | 0 | 0 | 0
F3_Commercial_Grocery_Existing_Food Preparation_Natural Gas_Range_E6 | F3 | Commercial | Grocery | Existing | Food Preparation | Natural Gas | Range | E6 | System - kBTUs of Consumption | 0 | 0 | 0 | 0 | 0 | 0 | 0 | 0 | 0 | 0 | 0 | 0 | 0 | 0 | 0 | 0 | 0 | 0 | 0 | 0 | 0 | 0 | 0 | 0 | 0 | 0 | 0 | 0 | 0 | 0 | 0 | 0 | 0 | 0 | 0 | 0 | 0 | 0 | 0 | 0 | 0 | 0
F3_Commercial_Grocery_Existing_Food Preparation_Natural Gas_Range_E7 | F3 | Commercial | Grocery | Existing | Food Preparation | Natural Gas | Range | E7 | System - kBTUs of Consumption | 0 | 0 | 0 | 0 | 0 | 0 | 0 | 0 | 0 | 0 | 0 | 0 | 0 | 0 | 0 | 0 | 0 | 0 | 0 | 0 | 0 | 0 | 0 | 0 | 0 | 0 | 0 | 0 | 0 | 0 | 0 | 0 | 0 | 0 | 0 | 0 | 0 | 0 | 0 | 0 | 0 | 0
F3_Commercial_Grocery_Existing_Food Preparation_Natural Gas_Range_E8 | F3 | Commercial | Grocery | Existing | Food Preparation | Natural Gas | Range | E8 | System - kBTUs of Consumption | 0 | 0 | 0 | 0 | 0 | 0 | 0 | 0 | 0 | 0 | 0 | 0 | 0 | 0 | 0 | 0 | 0 | 0 | 0 | 0 | 0 | 0 | 0 | 0 | 0 | 0 | 0 | 0 | 0 | 0 | 0 | 0 | 0 | 0 | 0 | 0 | 0 | 0 | 0 | 0 | 0 | 0
F3_Commercial_Grocery_Existing_Food Preparation_Natural Gas_Range_E9 | F3 | Commercial | Grocery | Existing | Food Preparation | Natural Gas | Range | E9 | System - kBTUs of Consumption | 0 | 0 | 0 | 0 | 0 | 0 | 0 | 0 | 0 | 0 | 0 | 0 | 0 | 0 | 0 | 0 | 0 | 0 | 0 | 0 | 0 | 0 | 0 | 0 | 0 | 0 | 0 | 0 | 0 | 0 | 0 | 0 | 0 | 0 | 0 | 0 | 0 | 0 | 0 | 0 | 0 | 0
F3_Commercial_Grocery_Existing_Food Preparation_Natural Gas_Range_E10 | F3 | Commercial | Grocery | Existing | Food Preparation | Natural Gas | Range | E10 | System - kBTUs of Consumption | 0 | 0 | 0 | 0 | 0 | 0 | 0 | 0 | 0 | 0 | 0 | 0 | 0 | 0 | 0 | 0 | 0 | 0 | 0 | 0 | 0 | 0 | 0 | 0 | 0 | 0 | 0 | 0 | 0 | 0 | 0 | 0 | 0 | 0 | 0 | 0 | 0 | 0 | 0 | 0 | 0 | 0
F4_Commercial_Grocery_Existing_Food Preparation_Natural Gas_Range_E1 | F4 | Commercial | Grocery | Existing | Food Preparation | Natural Gas | Range | E1 | Utility - Cost of Equipment | 0.10944 | 0.1102 | 0.11112 | 0.11218 | 0.11343 | 0.1149 | 0.11607 | 0.11718 | 0.11828 | 0.11939 | 0.12041 | 0.1213 | 0.12219 | 0.12314 | 0.12424 | 0.12533 | 0.12654 | 0.12786 | 0.12926 | 0.13071 | 0.13219 | 0.13357 | 0.13483 | 0.13599 | 0.13701 | 0.13788 | 0.13848 | 0.13894 | 0.13933 | 0.13966 | 0.13999 | 0.14014 | 0.14014 | 0 | 0 | 0 | 0 | 0 | 0 | 0 | 0 | 0
F4_Commercial_Grocery_Existing_Food Preparation_Natural Gas_Range_E2 | F4 | Commercial | Grocery | Existing | Food Preparation | Natural Gas | Range | E2 | Utility - Cost of Equipment | 0.082076 | 0.082653 | 0.08334 | 0.084137 | 0.085074 | 0.086171 | 0.08705 | 0.087888 | 0.08871 | 0.089543 | 0.090306 | 0.090974 | 0.091645 | 0.092356 | 0.093176 | 0.093997 | 0.094902 | 0.095892 | 0.096945 | 0.098033 | 0.099139 | 0.10018 | 0.10113 | 0.10199 | 0.10275 | 0.10341 | 0.10386 | 0.1042 | 0.1045 | 0.10475 | 0.10499 | 0.1051 | 0.1051 | 0 | 0 | 0 | 0 | 0 | 0 | 0 | 0 | 0
F4_Commercial_Grocery_Existing_Food Preparation_Natural Gas_Range_E3 | F4 | Commercial | Grocery | Existing | Food Preparation | Natural Gas | Range | E3 | Utility - Cost of Equipment | 0 | 0 | 0 | 0 | 0 | 0 | 0 | 0 | 0 | 0 | 0 | 0 | 0 | 0 | 0 | 0 | 0 | 0 | 0 | 0 | 0 | 0 | 0 | 0 | 0 | 0 | 0 | 0 | 0 | 0 | 0 | 0 | 0 | 0 | 0 | 0 | 0 | 0 | 0 | 0 | 0 | 0
F4_Commercial_Grocery_Existing_Food Preparation_Natural Gas_Range_E4 | F4 | Commercial | Grocery | Existing | Food Preparation | Natural Gas | Range | E4 | Utility - Cost of Equipment | 0 | 0 | 0 | 0 | 0 | 0 | 0 | 0 | 0 | 0 | 0 | 0 | 0 | 0 | 0 | 0 | 0 | 0 | 0 | 0 | 0 | 0 | 0 | 0 | 0 | 0 | 0 | 0 | 0 | 0 | 0 | 0 | 0 | 0 | 0 | 0 | 0 | 0 | 0 | 0 | 0 | 0
F4_Commercial_Grocery_Existing_Food Preparation_Natural Gas_Range_E5 | F4 | Commercial | Grocery | Existing | Food Preparation | Natural Gas | Range | E5 | Utility - Cost of Equipment | 0 | 0 | 0 | 0 | 0 | 0 | 0 | 0 | 0 | 0 | 0 | 0 | 0 | 0 | 0 | 0 | 0 | 0 | 0 | 0 | 0 | 0 | 0 | 0 | 0 | 0 | 0 | 0 | 0 | 0 | 0 | 0 | 0 | 0 | 0 | 0 | 0 | 0 | 0 | 0 | 0 | 0
F4_Commercial_Grocery_Existing_Food Preparation_Natural Gas_Range_E6 | F4 | Commercial | Grocery | Existing | Food Preparation | Natural Gas | Range | E6 | Utility - Cost of Equipment | 0 | 0 | 0 | 0 | 0 | 0 | 0 | 0 | 0 | 0 | 0 | 0 | 0 | 0 | 0 | 0 | 0 | 0 | 0 | 0 | 0 | 0 | 0 | 0 | 0 | 0 | 0 | 0 | 0 | 0 | 0 | 0 | 0 | 0 | 0 | 0 | 0 | 0 | 0 | 0 | 0 | 0
F4_Commercial_Grocery_Existing_Food Preparation_Natural Gas_Range_E7 | F4 | Commercial | Grocery | Existing | Food Preparation | Natural Gas | Range | E7 | Utility - Cost of Equipment | 0 | 0 | 0 | 0 | 0 | 0 | 0 | 0 | 0 | 0 | 0 | 0 | 0 | 0 | 0 | 0 | 0 | 0 | 0 | 0 | 0 | 0 | 0 | 0 | 0 | 0 | 0 | 0 | 0 | 0 | 0 | 0 | 0 | 0 | 0 | 0 | 0 | 0 | 0 | 0 | 0 | 0
F4_Commercial_Grocery_Existing_Food Preparation_Natural Gas_Range_E8 | F4 | Commercial | Grocery | Existing | Food Preparation | Natural Gas | Range | E8 | Utility - Cost of Equipment | 0 | 0 | 0 | 0 | 0 | 0 | 0 | 0 | 0 | 0 | 0 | 0 | 0 | 0 | 0 | 0 | 0 | 0 | 0 | 0 | 0 | 0 | 0 | 0 | 0 | 0 | 0 | 0 | 0 | 0 | 0 | 0 | 0 | 0 | 0 | 0 | 0 | 0 | 0 | 0 | 0 | 0
F4_Commercial_Grocery_Existing_Food Preparation_Natural Gas_Range_E9 | F4 | Commercial | Grocery | Existing | Food Preparation | Natural Gas | Range | E9 | Utility - Cost of Equipment | 0 | 0 | 0 | 0 | 0 | 0 | 0 | 0 | 0 | 0 | 0 | 0 | 0 | 0 | 0 | 0 | 0 | 0 | 0 | 0 | 0 | 0 | 0 | 0 | 0 | 0 | 0 | 0 | 0 | 0 | 0 | 0 | 0 | 0 | 0 | 0 | 0 | 0 | 0 | 0 | 0 | 0
F4_Commercial_Grocery_Existing_Food Preparation_Natural Gas_Range_E10 | F4 | Commercial | Grocery | Existing | Food Preparation | Natural Gas | Range | E10 | Utility - Cost of Equipment | 0 | 0 | 0 | 0 | 0 | 0 | 0 | 0 | 0 | 0 | 0 | 0 | 0 | 0 | 0 | 0 | 0 | 0 | 0 | 0 | 0 | 0 | 0 | 0 | 0 | 0 | 0 | 0 | 0 | 0 | 0 | 0 | 0 | 0 | 0 | 0 | 0 | 0 | 0 | 0 | 0 | 0
F5_Commercial_Grocery_Existing_Food Preparation_Natural Gas_Range_E1 | F5 | Commercial | Grocery | Existing | Food Preparation | Natural Gas | Range | E1 | Utility - Cost of Operation | 0.053545 | 0.053545 | 0.053545 | 0.053545 | 0.053545 | 0.053545 | 0.053545 | 0.053545 | 0.053545 | 0.053545 | 0.053545 | 0.053545 | 0.053545 | 0.053545 | 0.053545 | 0.053545 | 0.053545 | 0.053545 | 0.053545 | 0.053545 | 0.053545 | 0.053545 | 0.053545 | 0.053545 | 0.053545 | 0.053545 | 0.053545 | 0.053545 | 0.053545 | 0.053545 | 0.053545 | 0.053545 | 0.053545 | 0 | 0 | 0 | 0 | 0 | 0 | 0 | 0 | 0
F5_Commercial_Grocery_Existing_Food Preparation_Natural Gas_Range_E2 | F5 | Commercial | Grocery | Existing | Food Preparation | Natural Gas | Range | E2 | Utility - Cost of Operation | 0.053552 | 0.053552 | 0.053552 | 0.053552 | 0.053552 | 0.053552 | 0.053552 | 0.053552 | 0.053552 | 0.053552 | 0.053552 | 0.053552 | 0.053552 | 0.053552 | 0.053552 | 0.053552 | 0.053552 | 0.053552 | 0.053552 | 0.053552 | 0.053552 | 0.053552 | 0.053552 | 0.053552 | 0.053552 | 0.053552 | 0.053552 | 0.053552 | 0.053552 | 0.053552 | 0.053552 | 0.053552 | 0.053552 | 0 | 0 | 0 | 0 | 0 | 0 | 0 | 0 | 0
F5_Commercial_Grocery_Existing_Food Preparation_Natural Gas_Range_E3 | F5 | Commercial | Grocery | Existing | Food Preparation | Natural Gas | Range | E3 | Utility - Cost of Operation | 0 | 0 | 0 | 0 | 0 | 0 | 0 | 0 | 0 | 0 | 0 | 0 | 0 | 0 | 0 | 0 | 0 | 0 | 0 | 0 | 0 | 0 | 0 | 0 | 0 | 0 | 0 | 0 | 0 | 0 | 0 | 0 | 0 | 0 | 0 | 0 | 0 | 0 | 0 | 0 | 0 | 0
F5_Commercial_Grocery_Existing_Food Preparation_Natural Gas_Range_E4 | F5 | Commercial | Grocery | Existing | Food Preparation | Natural Gas | Range | E4 | Utility - Cost of Operation | 0 | 0 | 0 | 0 | 0 | 0 | 0 | 0 | 0 | 0 | 0 | 0 | 0 | 0 | 0 | 0 | 0 | 0 | 0 | 0 | 0 | 0 | 0 | 0 | 0 | 0 | 0 | 0 | 0 | 0 | 0 | 0 | 0 | 0 | 0 | 0 | 0 | 0 | 0 | 0 | 0 | 0
F5_Commercial_Grocery_Existing_Food Preparation_Natural Gas_Range_E5 | F5 | Commercial | Grocery | Existing | Food Preparation | Natural Gas | Range | E5 | Utility - Cost of Operation | 0 | 0 | 0 | 0 | 0 | 0 | 0 | 0 | 0 | 0 | 0 | 0 | 0 | 0 | 0 | 0 | 0 | 0 | 0 | 0 | 0 | 0 | 0 | 0 | 0 | 0 | 0 | 0 | 0 | 0 | 0 | 0 | 0 | 0 | 0 | 0 | 0 | 0 | 0 | 0 | 0 | 0
F5_Commercial_Grocery_Existing_Food Preparation_Natural Gas_Range_E6 | F5 | Commercial | Grocery | Existing | Food Preparation | Natural Gas | Range | E6 | Utility - Cost of Operation | 0 | 0 | 0 | 0 | 0 | 0 | 0 | 0 | 0 | 0 | 0 | 0 | 0 | 0 | 0 | 0 | 0 | 0 | 0 | 0 | 0 | 0 | 0 | 0 | 0 | 0 | 0 | 0 | 0 | 0 | 0 | 0 | 0 | 0 | 0 | 0 | 0 | 0 | 0 | 0 | 0 | 0
F5_Commercial_Grocery_Existing_Food Preparation_Natural Gas_Range_E7 | F5 | Commercial | Grocery | Existing | Food Preparation | Natural Gas | Range | E7 | Utility - Cost of Operation | 0 | 0 | 0 | 0 | 0 | 0 | 0 | 0 | 0 | 0 | 0 | 0 | 0 | 0 | 0 | 0 | 0 | 0 | 0 | 0 | 0 | 0 | 0 | 0 | 0 | 0 | 0 | 0 | 0 | 0 | 0 | 0 | 0 | 0 | 0 | 0 | 0 | 0 | 0 | 0 | 0 | 0
F5_Commercial_Grocery_Existing_Food Preparation_Natural Gas_Range_E8 | F5 | Commercial | Grocery | Existing | Food Preparation | Natural Gas | Range | E8 | Utility - Cost of Operation | 0 | 0 | 0 | 0 | 0 | 0 | 0 | 0 | 0 | 0 | 0 | 0 | 0 | 0 | 0 | 0 | 0 | 0 | 0 | 0 | 0 | 0 | 0 | 0 | 0 | 0 | 0 | 0 | 0 | 0 | 0 | 0 | 0 | 0 | 0 | 0 | 0 | 0 | 0 | 0 | 0 | 0
F5_Commercial_Grocery_Existing_Food Preparation_Natural Gas_Range_E9 | F5 | Commercial | Grocery | Existing | Food Preparation | Natural Gas | Range | E9 | Utility - Cost of Operation | 0 | 0 | 0 | 0 | 0 | 0 | 0 | 0 | 0 | 0 | 0 | 0 | 0 | 0 | 0 | 0 | 0 | 0 | 0 | 0 | 0 | 0 | 0 | 0 | 0 | 0 | 0 | 0 | 0 | 0 | 0 | 0 | 0 | 0 | 0 | 0 | 0 | 0 | 0 | 0 | 0 | 0
F5_Commercial_Grocery_Existing_Food Preparation_Natural Gas_Range_E10 | F5 | Commercial | Grocery | Existing | Food Preparation | Natural Gas | Range | E10 | Utility - Cost of Operation | 0 | 0 | 0 | 0 | 0 | 0 | 0 | 0 | 0 | 0 | 0 | 0 | 0 | 0 | 0 | 0 | 0 | 0 | 0 | 0 | 0 | 0 | 0 | 0 | 0 | 0 | 0 | 0 | 0 | 0 | 0 | 0 | 0 | 0 | 0 | 0 | 0 | 0 | 0 | 0 | 0 | 0
F6_Commercial_Grocery_Existing_Food Preparation_Natural Gas_Range_E1 | F6 | Commercial | Grocery | Existing | Food Preparation | Natural Gas | Range | E1 | Utility - Value of Sales | 0.065426 | 0.065426 | 0.065426 | 0.065426 | 0.065426 | 0.065426 | 0.065426 | 0.065426 | 0.065426 | 0.065426 | 0.065426 | 0.065426 | 0.065426 | 0.065426 | 0.065426 | 0.065426 | 0.065426 | 0.065426 | 0.065426 | 0.065426 | 0.065426 | 0.065426 | 0.065426 | 0.065426 | 0.065426 | 0.065426 | 0.065426 | 0.065426 | 0.065426 | 0.065426 | 0.065426 | 0.065426 | 0.065426 | 0 | 0 | 0 | 0 | 0 | 0 | 0 | 0 | 0
F6_Commercial_Grocery_Existing_Food Preparation_Natural Gas_Range_E2 | F6 | Commercial | Grocery | Existing | Food Preparation | Natural Gas | Range | E2 | Utility - Value of Sales | 0.04907 | 0.04907 | 0.04907 | 0.04907 | 0.04907 | 0.04907 | 0.04907 | 0.04907 | 0.04907 | 0.04907 | 0.04907 | 0.04907 | 0.04907 | 0.04907 | 0.04907 | 0.04907 | 0.04907 | 0.04907 | 0.04907 | 0.04907 | 0.04907 | 0.04907 | 0.04907 | 0.04907 | 0.04907 | 0.04907 | 0.04907 | 0.04907 | 0.04907 | 0.04907 | 0.04907 | 0.04907 | 0.04907 | 0 | 0 | 0 | 0 | 0 | 0 | 0 | 0 | 0
F6_Commercial_Grocery_Existing_Food Preparation_Natural Gas_Range_E3 | F6 | Commercial | Grocery | Existing | Food Preparation | Natural Gas | Range | E3 | Utility - Value of Sales | 0 | 0 | 0 | 0 | 0 | 0 | 0 | 0 | 0 | 0 | 0 | 0 | 0 | 0 | 0 | 0 | 0 | 0 | 0 | 0 | 0 | 0 | 0 | 0 | 0 | 0 | 0 | 0 | 0 | 0 | 0 | 0 | 0 | 0 | 0 | 0 | 0 | 0 | 0 | 0 | 0 | 0
F6_Commercial_Grocery_Existing_Food Preparation_Natural Gas_Range_E4 | F6 | Commercial | Grocery | Existing | Food Preparation | Natural Gas | Range | E4 | Utility - Value of Sales | 0 | 0 | 0 | 0 | 0 | 0 | 0 | 0 | 0 | 0 | 0 | 0 | 0 | 0 | 0 | 0 | 0 | 0 | 0 | 0 | 0 | 0 | 0 | 0 | 0 | 0 | 0 | 0 | 0 | 0 | 0 | 0 | 0 | 0 | 0 | 0 | 0 | 0 | 0 | 0 | 0 | 0
F6_Commercial_Grocery_Existing_Food Preparation_Natural Gas_Range_E5 | F6 | Commercial | Grocery | Existing | Food Preparation | Natural Gas | Range | E5 | Utility - Value of Sales | 0 | 0 | 0 | 0 | 0 | 0 | 0 | 0 | 0 | 0 | 0 | 0 | 0 | 0 | 0 | 0 | 0 | 0 | 0 | 0 | 0 | 0 | 0 | 0 | 0 | 0 | 0 | 0 | 0 | 0 | 0 | 0 | 0 | 0 | 0 | 0 | 0 | 0 | 0 | 0 | 0 | 0
F6_Commercial_Grocery_Existing_Food Preparation_Natural Gas_Range_E6 | F6 | Commercial | Grocery | Existing | Food Preparation | Natural Gas | Range | E6 | Utility - Value of Sales | 0 | 0 | 0 | 0 | 0 | 0 | 0 | 0 | 0 | 0 | 0 | 0 | 0 | 0 | 0 | 0 | 0 | 0 | 0 | 0 | 0 | 0 | 0 | 0 | 0 | 0 | 0 | 0 | 0 | 0 | 0 | 0 | 0 | 0 | 0 | 0 | 0 | 0 | 0 | 0 | 0 | 0
F6_Commercial_Grocery_Existing_Food Preparation_Natural Gas_Range_E7 | F6 | Commercial | Grocery | Existing | Food Preparation | Natural Gas | Range | E7 | Utility - Value of Sales | 0 | 0 | 0 | 0 | 0 | 0 | 0 | 0 | 0 | 0 | 0 | 0 | 0 | 0 | 0 | 0 | 0 | 0 | 0 | 0 | 0 | 0 | 0 | 0 | 0 | 0 | 0 | 0 | 0 | 0 | 0 | 0 | 0 | 0 | 0 | 0 | 0 | 0 | 0 | 0 | 0 | 0
F6_Commercial_Grocery_Existing_Food Preparation_Natural Gas_Range_E8 | F6 | Commercial | Grocery | Existing | Food Preparation | Natural Gas | Range | E8 | Utility - Value of Sales | 0 | 0 | 0 | 0 | 0 | 0 | 0 | 0 | 0 | 0 | 0 | 0 | 0 | 0 | 0 | 0 | 0 | 0 | 0 | 0 | 0 | 0 | 0 | 0 | 0 | 0 | 0 | 0 | 0 | 0 | 0 | 0 | 0 | 0 | 0 | 0 | 0 | 0 | 0 | 0 | 0 | 0
F6_Commercial_Grocery_Existing_Food Preparation_Natural Gas_Range_E9 | F6 | Commercial | Grocery | Existing | Food Preparation | Natural Gas | Range | E9 | Utility - Value of Sales | 0 | 0 | 0 | 0 | 0 | 0 | 0 | 0 | 0 | 0 | 0 | 0 | 0 | 0 | 0 | 0 | 0 | 0 | 0 | 0 | 0 | 0 | 0 | 0 | 0 | 0 | 0 | 0 | 0 | 0 | 0 | 0 | 0 | 0 | 0 | 0 | 0 | 0 | 0 | 0 | 0 | 0
F6_Commercial_Grocery_Existing_Food Preparation_Natural Gas_Range_E10 | F6 | Commercial | Grocery | Existing | Food Preparation | Natural Gas | Range | E10 | Utility - Value of Sales | 0 | 0 | 0 | 0 | 0 | 0 | 0 | 0 | 0 | 0 | 0 | 0 | 0 | 0 | 0 | 0 | 0 | 0 | 0 | 0 | 0 | 0 | 0 | 0 | 0 | 0 | 0 | 0 | 0 | 0 | 0 | 0 | 0 | 0 | 0 | 0 | 0 | 0 | 0 | 0 | 0 | 0
F1_Commercial_Grocery_Existing_Food Preparation_Natural Gas_Steamer_E1 | F1 | Commercial | Grocery | Existing | Food Preparation | Natural Gas | Steamer | E1 | RVT - Cost of Equipment | 0.18208 | 0.18341 | 0.18492 | 0 | 0 | 0 | 0 | 0 | 0 | 0 | 0 | 0 | 0 | 0 | 0 | 0 | 0 | 0 | 0 | 0 | 0 | 0 | 0 | 0 | 0 | 0 | 0 | 0 | 0 | 0 | 0 | 0 | 0 | 0 | 0 | 0 | 0 | 0 | 0 | 0 | 0 | 0
F1_Commercial_Grocery_Existing_Food Preparation_Natural Gas_Steamer_E2 | F1 | Commercial | Grocery | Existing | Food Preparation | Natural Gas | Steamer | E2 | RVT - Cost of Equipment | 0.078991 | 0.079567 | 0.080221 | 0.080952 | 0.081794 | 0.082773 | 0.08358 | 0.084366 | 0.085162 | 0.085984 | 0.086763 | 0.08747 | 0.088181 | 0.088918 | 0.089726 | 0.090514 | 0.091359 | 0.092261 | 0.093209 | 0.094175 | 0.095141 | 0.096036 | 0.096846 | 0.097574 | 0.09821 | 0.098756 | 0.099135 | 0.099417 | 0.099662 | 0.09987 | 0.10008 | 0.10017 | 0.10017 | 0 | 0 | 0 | 0 | 0 | 0 | 0 | 0 | 0
F1_Commercial_Grocery_Existing_Food Preparation_Natural Gas_Steamer_E3 | F1 | Commercial | Grocery | Existing | Food Preparation | Natural Gas | Steamer | E3 | RVT - Cost of Equipment | 0 | 0 | 0 | 0 | 0 | 0 | 0 | 0 | 0 | 0 | 0 | 0 | 0 | 0 | 0 | 0 | 0 | 0 | 0 | 0 | 0 | 0 | 0 | 0 | 0 | 0 | 0 | 0 | 0 | 0 | 0 | 0 | 0 | 0 | 0 | 0 | 0 | 0 | 0 | 0 | 0 | 0
F1_Commercial_Grocery_Existing_Food Preparation_Natural Gas_Steamer_E4 | F1 | Commercial | Grocery | Existing | Food Preparation | Natural Gas | Steamer | E4 | RVT - Cost of Equipment | 0 | 0 | 0 | 0 | 0 | 0 | 0 | 0 | 0 | 0 | 0 | 0 | 0 | 0 | 0 | 0 | 0 | 0 | 0 | 0 | 0 | 0 | 0 | 0 | 0 | 0 | 0 | 0 | 0 | 0 | 0 | 0 | 0 | 0 | 0 | 0 | 0 | 0 | 0 | 0 | 0 | 0
F1_Commercial_Grocery_Existing_Food Preparation_Natural Gas_Steamer_E5 | F1 | Commercial | Grocery | Existing | Food Preparation | Natural Gas | Steamer | E5 | RVT - Cost of Equipment | 0 | 0 | 0 | 0 | 0 | 0 | 0 | 0 | 0 | 0 | 0 | 0 | 0 | 0 | 0 | 0 | 0 | 0 | 0 | 0 | 0 | 0 | 0 | 0 | 0 | 0 | 0 | 0 | 0 | 0 | 0 | 0 | 0 | 0 | 0 | 0 | 0 | 0 | 0 | 0 | 0 | 0
F1_Commercial_Grocery_Existing_Food Preparation_Natural Gas_Steamer_E6 | F1 | Commercial | Grocery | Existing | Food Preparation | Natural Gas | Steamer | E6 | RVT - Cost of Equipment | 0 | 0 | 0 | 0 | 0 | 0 | 0 | 0 | 0 | 0 | 0 | 0 | 0 | 0 | 0 | 0 | 0 | 0 | 0 | 0 | 0 | 0 | 0 | 0 | 0 | 0 | 0 | 0 | 0 | 0 | 0 | 0 | 0 | 0 | 0 | 0 | 0 | 0 | 0 | 0 | 0 | 0
F1_Commercial_Grocery_Existing_Food Preparation_Natural Gas_Steamer_E7 | F1 | Commercial | Grocery | Existing | Food Preparation | Natural Gas | Steamer | E7 | RVT - Cost of Equipment | 0 | 0 | 0 | 0 | 0 | 0 | 0 | 0 | 0 | 0 | 0 | 0 | 0 | 0 | 0 | 0 | 0 | 0 | 0 | 0 | 0 | 0 | 0 | 0 | 0 | 0 | 0 | 0 | 0 | 0 | 0 | 0 | 0 | 0 | 0 | 0 | 0 | 0 | 0 | 0 | 0 | 0
F1_Commercial_Grocery_Existing_Food Preparation_Natural Gas_Steamer_E8 | F1 | Commercial | Grocery | Existing | Food Preparation | Natural Gas | Steamer | E8 | RVT - Cost of Equipment | 0 | 0 | 0 | 0 | 0 | 0 | 0 | 0 | 0 | 0 | 0 | 0 | 0 | 0 | 0 | 0 | 0 | 0 | 0 | 0 | 0 | 0 | 0 | 0 | 0 | 0 | 0 | 0 | 0 | 0 | 0 | 0 | 0 | 0 | 0 | 0 | 0 | 0 | 0 | 0 | 0 | 0
F1_Commercial_Grocery_Existing_Food Preparation_Natural Gas_Steamer_E9 | F1 | Commercial | Grocery | Existing | Food Preparation | Natural Gas | Steamer | E9 | RVT - Cost of Equipment | 0 | 0 | 0 | 0 | 0 | 0 | 0 | 0 | 0 | 0 | 0 | 0 | 0 | 0 | 0 | 0 | 0 | 0 | 0 | 0 | 0 | 0 | 0 | 0 | 0 | 0 | 0 | 0 | 0 | 0 | 0 | 0 | 0 | 0 | 0 | 0 | 0 | 0 | 0 | 0 | 0 | 0
F1_Commercial_Grocery_Existing_Food Preparation_Natural Gas_Steamer_E10 | F1 | Commercial | Grocery | Existing | Food Preparation | Natural Gas | Steamer | E10 | RVT - Cost of Equipment | 0 | 0 | 0 | 0 | 0 | 0 | 0 | 0 | 0 | 0 | 0 | 0 | 0 | 0 | 0 | 0 | 0 | 0 | 0 | 0 | 0 | 0 | 0 | 0 | 0 | 0 | 0 | 0 | 0 | 0 | 0 | 0 | 0 | 0 | 0 | 0 | 0 | 0 | 0 | 0 | 0 | 0
F2_Commercial_Grocery_Existing_Food Preparation_Natural Gas_Steamer_E1 | F2 | Commercial | Grocery | Existing | Food Preparation | Natural Gas | Steamer | E1 | RVT - Cost of Operation | 0.21815 | 0.21973 | 0.22154 | 0 | 0 | 0 | 0 | 0 | 0 | 0 | 0 | 0 | 0 | 0 | 0 | 0 | 0 | 0 | 0 | 0 | 0 | 0 | 0 | 0 | 0 | 0 | 0 | 0 | 0 | 0 | 0 | 0 | 0 | 0 | 0 | 0 | 0 | 0 | 0 | 0 | 0 | 0
F2_Commercial_Grocery_Existing_Food Preparation_Natural Gas_Steamer_E2 | F2 | Commercial | Grocery | Existing | Food Preparation | Natural Gas | Steamer | E2 | RVT - Cost of Operation | 0.094637 | 0.095326 | 0.09611 | 0.096986 | 0.097995 | 0.099167 | 0.10013 | 0.10108 | 0.10203 | 0.10301 | 0.10395 | 0.10479 | 0.10565 | 0.10653 | 0.1075 | 0.10844 | 0.10945 | 0.11053 | 0.11167 | 0.11283 | 0.11398 | 0.11506 | 0.11603 | 0.1169 | 0.11766 | 0.11832 | 0.11877 | 0.11911 | 0.1194 | 0.11965 | 0.1199 | 0.12001 | 0.12001 | 0 | 0 | 0 | 0 | 0 | 0 | 0 | 0 | 0
F2_Commercial_Grocery_Existing_Food Preparation_Natural Gas_Steamer_E3 | F2 | Commercial | Grocery | Existing | Food Preparation | Natural Gas | Steamer | E3 | RVT - Cost of Operation | 0 | 0 | 0 | 0 | 0 | 0 | 0 | 0 | 0 | 0 | 0 | 0 | 0 | 0 | 0 | 0 | 0 | 0 | 0 | 0 | 0 | 0 | 0 | 0 | 0 | 0 | 0 | 0 | 0 | 0 | 0 | 0 | 0 | 0 | 0 | 0 | 0 | 0 | 0 | 0 | 0 | 0
F2_Commercial_Grocery_Existing_Food Preparation_Natural Gas_Steamer_E4 | F2 | Commercial | Grocery | Existing | Food Preparation | Natural Gas | Steamer | E4 | RVT - Cost of Operation | 0 | 0 | 0 | 0 | 0 | 0 | 0 | 0 | 0 | 0 | 0 | 0 | 0 | 0 | 0 | 0 | 0 | 0 | 0 | 0 | 0 | 0 | 0 | 0 | 0 | 0 | 0 | 0 | 0 | 0 | 0 | 0 | 0 | 0 | 0 | 0 | 0 | 0 | 0 | 0 | 0 | 0
F2_Commercial_Grocery_Existing_Food Preparation_Natural Gas_Steamer_E5 | F2 | Commercial | Grocery | Existing | Food Preparation | Natural Gas | Steamer | E5 | RVT - Cost of Operation | 0 | 0 | 0 | 0 | 0 | 0 | 0 | 0 | 0 | 0 | 0 | 0 | 0 | 0 | 0 | 0 | 0 | 0 | 0 | 0 | 0 | 0 | 0 | 0 | 0 | 0 | 0 | 0 | 0 | 0 | 0 | 0 | 0 | 0 | 0 | 0 | 0 | 0 | 0 | 0 | 0 | 0
F2_Commercial_Grocery_Existing_Food Preparation_Natural Gas_Steamer_E6 | F2 | Commercial | Grocery | Existing | Food Preparation | Natural Gas | Steamer | E6 | RVT - Cost of Operation | 0 | 0 | 0 | 0 | 0 | 0 | 0 | 0 | 0 | 0 | 0 | 0 | 0 | 0 | 0 | 0 | 0 | 0 | 0 | 0 | 0 | 0 | 0 | 0 | 0 | 0 | 0 | 0 | 0 | 0 | 0 | 0 | 0 | 0 | 0 | 0 | 0 | 0 | 0 | 0 | 0 | 0
F2_Commercial_Grocery_Existing_Food Preparation_Natural Gas_Steamer_E7 | F2 | Commercial | Grocery | Existing | Food Preparation | Natural Gas | Steamer | E7 | RVT - Cost of Operation | 0 | 0 | 0 | 0 | 0 | 0 | 0 | 0 | 0 | 0 | 0 | 0 | 0 | 0 | 0 | 0 | 0 | 0 | 0 | 0 | 0 | 0 | 0 | 0 | 0 | 0 | 0 | 0 | 0 | 0 | 0 | 0 | 0 | 0 | 0 | 0 | 0 | 0 | 0 | 0 | 0 | 0
F2_Commercial_Grocery_Existing_Food Preparation_Natural Gas_Steamer_E8 | F2 | Commercial | Grocery | Existing | Food Preparation | Natural Gas | Steamer | E8 | RVT - Cost of Operation | 0 | 0 | 0 | 0 | 0 | 0 | 0 | 0 | 0 | 0 | 0 | 0 | 0 | 0 | 0 | 0 | 0 | 0 | 0 | 0 | 0 | 0 | 0 | 0 | 0 | 0 | 0 | 0 | 0 | 0 | 0 | 0 | 0 | 0 | 0 | 0 | 0 | 0 | 0 | 0 | 0 | 0
F2_Commercial_Grocery_Existing_Food Preparation_Natural Gas_Steamer_E9 | F2 | Commercial | Grocery | Existing | Food Preparation | Natural Gas | Steamer | E9 | RVT - Cost of Operation | 0 | 0 | 0 | 0 | 0 | 0 | 0 | 0 | 0 | 0 | 0 | 0 | 0 | 0 | 0 | 0 | 0 | 0 | 0 | 0 | 0 | 0 | 0 | 0 | 0 | 0 | 0 | 0 | 0 | 0 | 0 | 0 | 0 | 0 | 0 | 0 | 0 | 0 | 0 | 0 | 0 | 0
F2_Commercial_Grocery_Existing_Food Preparation_Natural Gas_Steamer_E10 | F2 | Commercial | Grocery | Existing | Food Preparation | Natural Gas | Steamer | E10 | RVT - Cost of Operation | 0 | 0 | 0 | 0 | 0 | 0 | 0 | 0 | 0 | 0 | 0 | 0 | 0 | 0 | 0 | 0 | 0 | 0 | 0 | 0 | 0 | 0 | 0 | 0 | 0 | 0 | 0 | 0 | 0 | 0 | 0 | 0 | 0 | 0 | 0 | 0 | 0 | 0 | 0 | 0 | 0 | 0
F3_Commercial_Grocery_Existing_Food Preparation_Natural Gas_Steamer_E1 | F3 | Commercial | Grocery | Existing | Food Preparation | Natural Gas | Steamer | E1 | System - kBTUs of Consumption | 0.138 | 0.138 | 0.138 | 0 | 0 | 0 | 0 | 0 | 0 | 0 | 0 | 0 | 0 | 0 | 0 | 0 | 0 | 0 | 0 | 0 | 0 | 0 | 0 | 0 | 0 | 0 | 0 | 0 | 0 | 0 | 0 | 0 | 0 | 0 | 0 | 0 | 0 | 0 | 0 | 0 | 0 | 0
F3_Commercial_Grocery_Existing_Food Preparation_Natural Gas_Steamer_E2 | F3 | Commercial | Grocery | Existing | Food Preparation | Natural Gas | Steamer | E2 | System - kBTUs of Consumption | 0.16167 | 0.16167 | 0.16167 | 0.16167 | 0.16167 | 0.16167 | 0.16167 | 0.16167 | 0.16167 | 0.16167 | 0.16167 | 0.16167 | 0.16167 | 0.16167 | 0.16167 | 0.16167 | 0.16167 | 0.16167 | 0.16167 | 0.16167 | 0.16167 | 0.16167 | 0.16167 | 0.16167 | 0.16167 | 0.16167 | 0.16167 | 0.16167 | 0.16167 | 0.16167 | 0.16167 | 0.16167 | 0.16167 | 0 | 0 | 0 | 0 | 0 | 0 | 0 | 0 | 0
F3_Commercial_Grocery_Existing_Food Preparation_Natural Gas_Steamer_E3 | F3 | Commercial | Grocery | Existing | Food Preparation | Natural Gas | Steamer | E3 | System - kBTUs of Consumption | 0 | 0 | 0 | 0 | 0 | 0 | 0 | 0 | 0 | 0 | 0 | 0 | 0 | 0 | 0 | 0 | 0 | 0 | 0 | 0 | 0 | 0 | 0 | 0 | 0 | 0 | 0 | 0 | 0 | 0 | 0 | 0 | 0 | 0 | 0 | 0 | 0 | 0 | 0 | 0 | 0 | 0
F3_Commercial_Grocery_Existing_Food Preparation_Natural Gas_Steamer_E4 | F3 | Commercial | Grocery | Existing | Food Preparation | Natural Gas | Steamer | E4 | System - kBTUs of Consumption | 0 | 0 | 0 | 0 | 0 | 0 | 0 | 0 | 0 | 0 | 0 | 0 | 0 | 0 | 0 | 0 | 0 | 0 | 0 | 0 | 0 | 0 | 0 | 0 | 0 | 0 | 0 | 0 | 0 | 0 | 0 | 0 | 0 | 0 | 0 | 0 | 0 | 0 | 0 | 0 | 0 | 0
F3_Commercial_Grocery_Existing_Food Preparation_Natural Gas_Steamer_E5 | F3 | Commercial | Grocery | Existing | Food Preparation | Natural Gas | Steamer | E5 | System - kBTUs of Consumption | 0 | 0 | 0 | 0 | 0 | 0 | 0 | 0 | 0 | 0 | 0 | 0 | 0 | 0 | 0 | 0 | 0 | 0 | 0 | 0 | 0 | 0 | 0 | 0 | 0 | 0 | 0 | 0 | 0 | 0 | 0 | 0 | 0 | 0 | 0 | 0 | 0 | 0 | 0 | 0 | 0 | 0
F3_Commercial_Grocery_Existing_Food Preparation_Natural Gas_Steamer_E6 | F3 | Commercial | Grocery | Existing | Food Preparation | Natural Gas | Steamer | E6 | System - kBTUs of Consumption | 0 | 0 | 0 | 0 | 0 | 0 | 0 | 0 | 0 | 0 | 0 | 0 | 0 | 0 | 0 | 0 | 0 | 0 | 0 | 0 | 0 | 0 | 0 | 0 | 0 | 0 | 0 | 0 | 0 | 0 | 0 | 0 | 0 | 0 | 0 | 0 | 0 | 0 | 0 | 0 | 0 | 0
F3_Commercial_Grocery_Existing_Food Preparation_Natural Gas_Steamer_E7 | F3 | Commercial | Grocery | Existing | Food Preparation | Natural Gas | Steamer | E7 | System - kBTUs of Consumption | 0 | 0 | 0 | 0 | 0 | 0 | 0 | 0 | 0 | 0 | 0 | 0 | 0 | 0 | 0 | 0 | 0 | 0 | 0 | 0 | 0 | 0 | 0 | 0 | 0 | 0 | 0 | 0 | 0 | 0 | 0 | 0 | 0 | 0 | 0 | 0 | 0 | 0 | 0 | 0 | 0 | 0
F3_Commercial_Grocery_Existing_Food Preparation_Natural Gas_Steamer_E8 | F3 | Commercial | Grocery | Existing | Food Preparation | Natural Gas | Steamer | E8 | System - kBTUs of Consumption | 0 | 0 | 0 | 0 | 0 | 0 | 0 | 0 | 0 | 0 | 0 | 0 | 0 | 0 | 0 | 0 | 0 | 0 | 0 | 0 | 0 | 0 | 0 | 0 | 0 | 0 | 0 | 0 | 0 | 0 | 0 | 0 | 0 | 0 | 0 | 0 | 0 | 0 | 0 | 0 | 0 | 0
F3_Commercial_Grocery_Existing_Food Preparation_Natural Gas_Steamer_E9 | F3 | Commercial | Grocery | Existing | Food Preparation | Natural Gas | Steamer | E9 | System - kBTUs of Consumption | 0 | 0 | 0 | 0 | 0 | 0 | 0 | 0 | 0 | 0 | 0 | 0 | 0 | 0 | 0 | 0 | 0 | 0 | 0 | 0 | 0 | 0 | 0 | 0 | 0 | 0 | 0 | 0 | 0 | 0 | 0 | 0 | 0 | 0 | 0 | 0 | 0 | 0 | 0 | 0 | 0 | 0
F3_Commercial_Grocery_Existing_Food Preparation_Natural Gas_Steamer_E10 | F3 | Commercial | Grocery | Existing | Food Preparation | Natural Gas | Steamer | E10 | System - kBTUs of Consumption | 0 | 0 | 0 | 0 | 0 | 0 | 0 | 0 | 0 | 0 | 0 | 0 | 0 | 0 | 0 | 0 | 0 | 0 | 0 | 0 | 0 | 0 | 0 | 0 | 0 | 0 | 0 | 0 | 0 | 0 | 0 | 0 | 0 | 0 | 0 | 0 | 0 | 0 | 0 | 0 | 0 | 0
F4_Commercial_Grocery_Existing_Food Preparation_Natural Gas_Steamer_E1 | F4 | Commercial | Grocery | Existing | Food Preparation | Natural Gas | Steamer | E1 | Utility - Cost of Equipment | 0.21815 | 0.21973 | 0.22154 | 0 | 0 | 0 | 0 | 0 | 0 | 0 | 0 | 0 | 0 | 0 | 0 | 0 | 0 | 0 | 0 | 0 | 0 | 0 | 0 | 0 | 0 | 0 | 0 | 0 | 0 | 0 | 0 | 0 | 0 | 0 | 0 | 0 | 0 | 0 | 0 | 0 | 0 | 0
F4_Commercial_Grocery_Existing_Food Preparation_Natural Gas_Steamer_E2 | F4 | Commercial | Grocery | Existing | Food Preparation | Natural Gas | Steamer | E2 | Utility - Cost of Equipment | 0.094637 | 0.095326 | 0.09611 | 0.096986 | 0.097995 | 0.099167 | 0.10013 | 0.10108 | 0.10203 | 0.10301 | 0.10395 | 0.10479 | 0.10565 | 0.10653 | 0.1075 | 0.10844 | 0.10945 | 0.11053 | 0.11167 | 0.11283 | 0.11398 | 0.11506 | 0.11603 | 0.1169 | 0.11766 | 0.11832 | 0.11877 | 0.11911 | 0.1194 | 0.11965 | 0.1199 | 0.12001 | 0.12001 | 0 | 0 | 0 | 0 | 0 | 0 | 0 | 0 | 0
F4_Commercial_Grocery_Existing_Food Preparation_Natural Gas_Steamer_E3 | F4 | Commercial | Grocery | Existing | Food Preparation | Natural Gas | Steamer | E3 | Utility - Cost of Equipment | 0 | 0 | 0 | 0 | 0 | 0 | 0 | 0 | 0 | 0 | 0 | 0 | 0 | 0 | 0 | 0 | 0 | 0 | 0 | 0 | 0 | 0 | 0 | 0 | 0 | 0 | 0 | 0 | 0 | 0 | 0 | 0 | 0 | 0 | 0 | 0 | 0 | 0 | 0 | 0 | 0 | 0
F4_Commercial_Grocery_Existing_Food Preparation_Natural Gas_Steamer_E4 | F4 | Commercial | Grocery | Existing | Food Preparation | Natural Gas | Steamer | E4 | Utility - Cost of Equipment | 0 | 0 | 0 | 0 | 0 | 0 | 0 | 0 | 0 | 0 | 0 | 0 | 0 | 0 | 0 | 0 | 0 | 0 | 0 | 0 | 0 | 0 | 0 | 0 | 0 | 0 | 0 | 0 | 0 | 0 | 0 | 0 | 0 | 0 | 0 | 0 | 0 | 0 | 0 | 0 | 0 | 0
F4_Commercial_Grocery_Existing_Food Preparation_Natural Gas_Steamer_E5 | F4 | Commercial | Grocery | Existing | Food Preparation | Natural Gas | Steamer | E5 | Utility - Cost of Equipment | 0 | 0 | 0 | 0 | 0 | 0 | 0 | 0 | 0 | 0 | 0 | 0 | 0 | 0 | 0 | 0 | 0 | 0 | 0 | 0 | 0 | 0 | 0 | 0 | 0 | 0 | 0 | 0 | 0 | 0 | 0 | 0 | 0 | 0 | 0 | 0 | 0 | 0 | 0 | 0 | 0 | 0
F4_Commercial_Grocery_Existing_Food Preparation_Natural Gas_Steamer_E6 | F4 | Commercial | Grocery | Existing | Food Preparation | Natural Gas | Steamer | E6 | Utility - Cost of Equipment | 0 | 0 | 0 | 0 | 0 | 0 | 0 | 0 | 0 | 0 | 0 | 0 | 0 | 0 | 0 | 0 | 0 | 0 | 0 | 0 | 0 | 0 | 0 | 0 | 0 | 0 | 0 | 0 | 0 | 0 | 0 | 0 | 0 | 0 | 0 | 0 | 0 | 0 | 0 | 0 | 0 | 0
F4_Commercial_Grocery_Existing_Food Preparation_Natural Gas_Steamer_E7 | F4 | Commercial | Grocery | Existing | Food Preparation | Natural Gas | Steamer | E7 | Utility - Cost of Equipment | 0 | 0 | 0 | 0 | 0 | 0 | 0 | 0 | 0 | 0 | 0 | 0 | 0 | 0 | 0 | 0 | 0 | 0 | 0 | 0 | 0 | 0 | 0 | 0 | 0 | 0 | 0 | 0 | 0 | 0 | 0 | 0 | 0 | 0 | 0 | 0 | 0 | 0 | 0 | 0 | 0 | 0
F4_Commercial_Grocery_Existing_Food Preparation_Natural Gas_Steamer_E8 | F4 | Commercial | Grocery | Existing | Food Preparation | Natural Gas | Steamer | E8 | Utility - Cost of Equipment | 0 | 0 | 0 | 0 | 0 | 0 | 0 | 0 | 0 | 0 | 0 | 0 | 0 | 0 | 0 | 0 | 0 | 0 | 0 | 0 | 0 | 0 | 0 | 0 | 0 | 0 | 0 | 0 | 0 | 0 | 0 | 0 | 0 | 0 | 0 | 0 | 0 | 0 | 0 | 0 | 0 | 0
F4_Commercial_Grocery_Existing_Food Preparation_Natural Gas_Steamer_E9 | F4 | Commercial | Grocery | Existing | Food Preparation | Natural Gas | Steamer | E9 | Utility - Cost of Equipment | 0 | 0 | 0 | 0 | 0 | 0 | 0 | 0 | 0 | 0 | 0 | 0 | 0 | 0 | 0 | 0 | 0 | 0 | 0 | 0 | 0 | 0 | 0 | 0 | 0 | 0 | 0 | 0 | 0 | 0 | 0 | 0 | 0 | 0 | 0 | 0 | 0 | 0 | 0 | 0 | 0 | 0
F4_Commercial_Grocery_Existing_Food Preparation_Natural Gas_Steamer_E10 | F4 | Commercial | Grocery | Existing | Food Preparation | Natural Gas | Steamer | E10 | Utility - Cost of Equipment | 0 | 0 | 0 | 0 | 0 | 0 | 0 | 0 | 0 | 0 | 0 | 0 | 0 | 0 | 0 | 0 | 0 | 0 | 0 | 0 | 0 | 0 | 0 | 0 | 0 | 0 | 0 | 0 | 0 | 0 | 0 | 0 | 0 | 0 | 0 | 0 | 0 | 0 | 0 | 0 | 0 | 0
F5_Commercial_Grocery_Existing_Food Preparation_Natural Gas_Steamer_E1 | F5 | Commercial | Grocery | Existing | Food Preparation | Natural Gas | Steamer | E1 | Utility - Cost of Operation | 0.138 | 0.138 | 0.138 | 0 | 0 | 0 | 0 | 0 | 0 | 0 | 0 | 0 | 0 | 0 | 0 | 0 | 0 | 0 | 0 | 0 | 0 | 0 | 0 | 0 | 0 | 0 | 0 | 0 | 0 | 0 | 0 | 0 | 0 | 0 | 0 | 0 | 0 | 0 | 0 | 0 | 0 | 0
F5_Commercial_Grocery_Existing_Food Preparation_Natural Gas_Steamer_E2 | F5 | Commercial | Grocery | Existing | Food Preparation | Natural Gas | Steamer | E2 | Utility - Cost of Operation | 0.16167 | 0.16167 | 0.16167 | 0.16167 | 0.16167 | 0.16167 | 0.16167 | 0.16167 | 0.16167 | 0.16167 | 0.16167 | 0.16167 | 0.16167 | 0.16167 | 0.16167 | 0.16167 | 0.16167 | 0.16167 | 0.16167 | 0.16167 | 0.16167 | 0.16167 | 0.16167 | 0.16167 | 0.16167 | 0.16167 | 0.16167 | 0.16167 | 0.16167 | 0.16167 | 0.16167 | 0.16167 | 0.16167 | 0 | 0 | 0 | 0 | 0 | 0 | 0 | 0 | 0
F5_Commercial_Grocery_Existing_Food Preparation_Natural Gas_Steamer_E3 | F5 | Commercial | Grocery | Existing | Food Preparation | Natural Gas | Steamer | E3 | Utility - Cost of Operation | 0 | 0 | 0 | 0 | 0 | 0 | 0 | 0 | 0 | 0 | 0 | 0 | 0 | 0 | 0 | 0 | 0 | 0 | 0 | 0 | 0 | 0 | 0 | 0 | 0 | 0 | 0 | 0 | 0 | 0 | 0 | 0 | 0 | 0 | 0 | 0 | 0 | 0 | 0 | 0 | 0 | 0
F5_Commercial_Grocery_Existing_Food Preparation_Natural Gas_Steamer_E4 | F5 | Commercial | Grocery | Existing | Food Preparation | Natural Gas | Steamer | E4 | Utility - Cost of Operation | 0 | 0 | 0 | 0 | 0 | 0 | 0 | 0 | 0 | 0 | 0 | 0 | 0 | 0 | 0 | 0 | 0 | 0 | 0 | 0 | 0 | 0 | 0 | 0 | 0 | 0 | 0 | 0 | 0 | 0 | 0 | 0 | 0 | 0 | 0 | 0 | 0 | 0 | 0 | 0 | 0 | 0
F5_Commercial_Grocery_Existing_Food Preparation_Natural Gas_Steamer_E5 | F5 | Commercial | Grocery | Existing | Food Preparation | Natural Gas | Steamer | E5 | Utility - Cost of Operation | 0 | 0 | 0 | 0 | 0 | 0 | 0 | 0 | 0 | 0 | 0 | 0 | 0 | 0 | 0 | 0 | 0 | 0 | 0 | 0 | 0 | 0 | 0 | 0 | 0 | 0 | 0 | 0 | 0 | 0 | 0 | 0 | 0 | 0 | 0 | 0 | 0 | 0 | 0 | 0 | 0 | 0
F5_Commercial_Grocery_Existing_Food Preparation_Natural Gas_Steamer_E6 | F5 | Commercial | Grocery | Existing | Food Preparation | Natural Gas | Steamer | E6 | Utility - Cost of Operation | 0 | 0 | 0 | 0 | 0 | 0 | 0 | 0 | 0 | 0 | 0 | 0 | 0 | 0 | 0 | 0 | 0 | 0 | 0 | 0 | 0 | 0 | 0 | 0 | 0 | 0 | 0 | 0 | 0 | 0 | 0 | 0 | 0 | 0 | 0 | 0 | 0 | 0 | 0 | 0 | 0 | 0
F5_Commercial_Grocery_Existing_Food Preparation_Natural Gas_Steamer_E7 | F5 | Commercial | Grocery | Existing | Food Preparation | Natural Gas | Steamer | E7 | Utility - Cost of Operation | 0 | 0 | 0 | 0 | 0 | 0 | 0 | 0 | 0 | 0 | 0 | 0 | 0 | 0 | 0 | 0 | 0 | 0 | 0 | 0 | 0 | 0 | 0 | 0 | 0 | 0 | 0 | 0 | 0 | 0 | 0 | 0 | 0 | 0 | 0 | 0 | 0 | 0 | 0 | 0 | 0 | 0
F5_Commercial_Grocery_Existing_Food Preparation_Natural Gas_Steamer_E8 | F5 | Commercial | Grocery | Existing | Food Preparation | Natural Gas | Steamer | E8 | Utility - Cost of Operation | 0 | 0 | 0 | 0 | 0 | 0 | 0 | 0 | 0 | 0 | 0 | 0 | 0 | 0 | 0 | 0 | 0 | 0 | 0 | 0 | 0 | 0 | 0 | 0 | 0 | 0 | 0 | 0 | 0 | 0 | 0 | 0 | 0 | 0 | 0 | 0 | 0 | 0 | 0 | 0 | 0 | 0
F5_Commercial_Grocery_Existing_Food Preparation_Natural Gas_Steamer_E9 | F5 | Commercial | Grocery | Existing | Food Preparation | Natural Gas | Steamer | E9 | Utility - Cost of Operation | 0 | 0 | 0 | 0 | 0 | 0 | 0 | 0 | 0 | 0 | 0 | 0 | 0 | 0 | 0 | 0 | 0 | 0 | 0 | 0 | 0 | 0 | 0 | 0 | 0 | 0 | 0 | 0 | 0 | 0 | 0 | 0 | 0 | 0 | 0 | 0 | 0 | 0 | 0 | 0 | 0 | 0
F5_Commercial_Grocery_Existing_Food Preparation_Natural Gas_Steamer_E10 | F5 | Commercial | Grocery | Existing | Food Preparation | Natural Gas | Steamer | E10 | Utility - Cost of Operation | 0 | 0 | 0 | 0 | 0 | 0 | 0 | 0 | 0 | 0 | 0 | 0 | 0 | 0 | 0 | 0 | 0 | 0 | 0 | 0 | 0 | 0 | 0 | 0 | 0 | 0 | 0 | 0 | 0 | 0 | 0 | 0 | 0 | 0 | 0 | 0 | 0 | 0 | 0 | 0 | 0 | 0
F6_Commercial_Grocery_Existing_Food Preparation_Natural Gas_Steamer_E1 | F6 | Commercial | Grocery | Existing | Food Preparation | Natural Gas | Steamer | E1 | Utility - Value of Sales | 0.12994 | 0.12994 | 0.12994 | 0 | 0 | 0 | 0 | 0 | 0 | 0 | 0 | 0 | 0 | 0 | 0 | 0 | 0 | 0 | 0 | 0 | 0 | 0 | 0 | 0 | 0 | 0 | 0 | 0 | 0 | 0 | 0 | 0 | 0 | 0 | 0 | 0 | 0 | 0 | 0 | 0 | 0 | 0
F6_Commercial_Grocery_Existing_Food Preparation_Natural Gas_Steamer_E2 | F6 | Commercial | Grocery | Existing | Food Preparation | Natural Gas | Steamer | E2 | Utility - Value of Sales | 0.056371 | 0.056371 | 0.056371 | 0.056371 | 0.056371 | 0.056371 | 0.056371 | 0.056371 | 0.056371 | 0.056371 | 0.056371 | 0.056371 | 0.056371 | 0.056371 | 0.056371 | 0.056371 | 0.056371 | 0.056371 | 0.056371 | 0.056371 | 0.056371 | 0.056371 | 0.056371 | 0.056371 | 0.056371 | 0.056371 | 0.056371 | 0.056371 | 0.056371 | 0.056371 | 0.056371 | 0.056371 | 0.056371 | 0 | 0 | 0 | 0 | 0 | 0 | 0 | 0 | 0
F6_Commercial_Grocery_Existing_Food Preparation_Natural Gas_Steamer_E3 | F6 | Commercial | Grocery | Existing | Food Preparation | Natural Gas | Steamer | E3 | Utility - Value of Sales | 0 | 0 | 0 | 0 | 0 | 0 | 0 | 0 | 0 | 0 | 0 | 0 | 0 | 0 | 0 | 0 | 0 | 0 | 0 | 0 | 0 | 0 | 0 | 0 | 0 | 0 | 0 | 0 | 0 | 0 | 0 | 0 | 0 | 0 | 0 | 0 | 0 | 0 | 0 | 0 | 0 | 0
F6_Commercial_Grocery_Existing_Food Preparation_Natural Gas_Steamer_E4 | F6 | Commercial | Grocery | Existing | Food Preparation | Natural Gas | Steamer | E4 | Utility - Value of Sales | 0 | 0 | 0 | 0 | 0 | 0 | 0 | 0 | 0 | 0 | 0 | 0 | 0 | 0 | 0 | 0 | 0 | 0 | 0 | 0 | 0 | 0 | 0 | 0 | 0 | 0 | 0 | 0 | 0 | 0 | 0 | 0 | 0 | 0 | 0 | 0 | 0 | 0 | 0 | 0 | 0 | 0
F6_Commercial_Grocery_Existing_Food Preparation_Natural Gas_Steamer_E5 | F6 | Commercial | Grocery | Existing | Food Preparation | Natural Gas | Steamer | E5 | Utility - Value of Sales | 0 | 0 | 0 | 0 | 0 | 0 | 0 | 0 | 0 | 0 | 0 | 0 | 0 | 0 | 0 | 0 | 0 | 0 | 0 | 0 | 0 | 0 | 0 | 0 | 0 | 0 | 0 | 0 | 0 | 0 | 0 | 0 | 0 | 0 | 0 | 0 | 0 | 0 | 0 | 0 | 0 | 0
F6_Commercial_Grocery_Existing_Food Preparation_Natural Gas_Steamer_E6 | F6 | Commercial | Grocery | Existing | Food Preparation | Natural Gas | Steamer | E6 | Utility - Value of Sales | 0 | 0 | 0 | 0 | 0 | 0 | 0 | 0 | 0 | 0 | 0 | 0 | 0 | 0 | 0 | 0 | 0 | 0 | 0 | 0 | 0 | 0 | 0 | 0 | 0 | 0 | 0 | 0 | 0 | 0 | 0 | 0 | 0 | 0 | 0 | 0 | 0 | 0 | 0 | 0 | 0 | 0
F6_Commercial_Grocery_Existing_Food Preparation_Natural Gas_Steamer_E7 | F6 | Commercial | Grocery | Existing | Food Preparation | Natural Gas | Steamer | E7 | Utility - Value of Sales | 0 | 0 | 0 | 0 | 0 | 0 | 0 | 0 | 0 | 0 | 0 | 0 | 0 | 0 | 0 | 0 | 0 | 0 | 0 | 0 | 0 | 0 | 0 | 0 | 0 | 0 | 0 | 0 | 0 | 0 | 0 | 0 | 0 | 0 | 0 | 0 | 0 | 0 | 0 | 0 | 0 | 0
F6_Commercial_Grocery_Existing_Food Preparation_Natural Gas_Steamer_E8 | F6 | Commercial | Grocery | Existing | Food Preparation | Natural Gas | Steamer | E8 | Utility - Value of Sales | 0 | 0 | 0 | 0 | 0 | 0 | 0 | 0 | 0 | 0 | 0 | 0 | 0 | 0 | 0 | 0 | 0 | 0 | 0 | 0 | 0 | 0 | 0 | 0 | 0 | 0 | 0 | 0 | 0 | 0 | 0 | 0 | 0 | 0 | 0 | 0 | 0 | 0 | 0 | 0 | 0 | 0
F6_Commercial_Grocery_Existing_Food Preparation_Natural Gas_Steamer_E9 | F6 | Commercial | Grocery | Existing | Food Preparation | Natural Gas | Steamer | E9 | Utility - Value of Sales | 0 | 0 | 0 | 0 | 0 | 0 | 0 | 0 | 0 | 0 | 0 | 0 | 0 | 0 | 0 | 0 | 0 | 0 | 0 | 0 | 0 | 0 | 0 | 0 | 0 | 0 | 0 | 0 | 0 | 0 | 0 | 0 | 0 | 0 | 0 | 0 | 0 | 0 | 0 | 0 | 0 | 0
F6_Commercial_Grocery_Existing_Food Preparation_Natural Gas_Steamer_E10 | F6 | Commercial | Grocery | Existing | Food Preparation | Natural Gas | Steamer | E10 | Utility - Value of Sales | 0 | 0 | 0 | 0 | 0 | 0 | 0 | 0 | 0 | 0 | 0 | 0 | 0 | 0 | 0 | 0 | 0 | 0 | 0 | 0 | 0 | 0 | 0 | 0 | 0 | 0 | 0 | 0 | 0 | 0 | 0 | 0 | 0 | 0 | 0 | 0 | 0 | 0 | 0 | 0 | 0 | 0
F1_Commercial_Grocery_Existing_Food Preparation_Natural Gas_Food Prep Other_E1 | F1 | Commercial | Grocery | Existing | Food Preparation | Natural Gas | Food Prep Other | E1 | RVT - Cost of Equipment | 0.032498 | 0.032726 | 0.032998 | 0.033314 | 0.033685 | 0.034119 | 0.034467 | 0.034799 | 0.035125 | 0.035454 | 0.035756 | 0.036021 | 0.036286 | 0.036568 | 0.036893 | 0.037218 | 0.037576 | 0.037968 | 0.038385 | 0.038816 | 0.039254 | 0.039665 | 0.04004 | 0.040383 | 0.040685 | 0.040945 | 0.041125 | 0.041258 | 0.041375 | 0.041474 | 0.041572 | 0.041615 | 0.041615 | 0 | 0 | 0 | 0 | 0 | 0 | 0 | 0 | 0
F1_Commercial_Grocery_Existing_Food Preparation_Natural Gas_Food Prep Other_E2 | F1 | Commercial | Grocery | Existing | Food Preparation | Natural Gas | Food Prep Other | E2 | RVT - Cost of Equipment | 0.032498 | 0.032726 | 0.032998 | 0.033314 | 0.033685 | 0.034119 | 0.034467 | 0.034799 | 0.035125 | 0.035454 | 0.035756 | 0.036021 | 0.036286 | 0.036568 | 0.036893 | 0.037218 | 0.037576 | 0.037968 | 0.038385 | 0.038816 | 0.039254 | 0.039665 | 0.04004 | 0.040383 | 0.040685 | 0.040945 | 0.041125 | 0.041258 | 0.041375 | 0.041474 | 0.041572 | 0.041615 | 0.041615 | 0 | 0 | 0 | 0 | 0 | 0 | 0 | 0 | 0
F1_Commercial_Grocery_Existing_Food Preparation_Natural Gas_Food Prep Other_E3 | F1 | Commercial | Grocery | Existing | Food Preparation | Natural Gas | Food Prep Other | E3 | RVT - Cost of Equipment | 0 | 0 | 0 | 0 | 0 | 0 | 0 | 0 | 0 | 0 | 0 | 0 | 0 | 0 | 0 | 0 | 0 | 0 | 0 | 0 | 0 | 0 | 0 | 0 | 0 | 0 | 0 | 0 | 0 | 0 | 0 | 0 | 0 | 0 | 0 | 0 | 0 | 0 | 0 | 0 | 0 | 0
F1_Commercial_Grocery_Existing_Food Preparation_Natural Gas_Food Prep Other_E4 | F1 | Commercial | Grocery | Existing | Food Preparation | Natural Gas | Food Prep Other | E4 | RVT - Cost of Equipment | 0 | 0 | 0 | 0 | 0 | 0 | 0 | 0 | 0 | 0 | 0 | 0 | 0 | 0 | 0 | 0 | 0 | 0 | 0 | 0 | 0 | 0 | 0 | 0 | 0 | 0 | 0 | 0 | 0 | 0 | 0 | 0 | 0 | 0 | 0 | 0 | 0 | 0 | 0 | 0 | 0 | 0
F1_Commercial_Grocery_Existing_Food Preparation_Natural Gas_Food Prep Other_E5 | F1 | Commercial | Grocery | Existing | Food Preparation | Natural Gas | Food Prep Other | E5 | RVT - Cost of Equipment | 0 | 0 | 0 | 0 | 0 | 0 | 0 | 0 | 0 | 0 | 0 | 0 | 0 | 0 | 0 | 0 | 0 | 0 | 0 | 0 | 0 | 0 | 0 | 0 | 0 | 0 | 0 | 0 | 0 | 0 | 0 | 0 | 0 | 0 | 0 | 0 | 0 | 0 | 0 | 0 | 0 | 0
F1_Commercial_Grocery_Existing_Food Preparation_Natural Gas_Food Prep Other_E6 | F1 | Commercial | Grocery | Existing | Food Preparation | Natural Gas | Food Prep Other | E6 | RVT - Cost of Equipment | 0 | 0 | 0 | 0 | 0 | 0 | 0 | 0 | 0 | 0 | 0 | 0 | 0 | 0 | 0 | 0 | 0 | 0 | 0 | 0 | 0 | 0 | 0 | 0 | 0 | 0 | 0 | 0 | 0 | 0 | 0 | 0 | 0 | 0 | 0 | 0 | 0 | 0 | 0 | 0 | 0 | 0
F1_Commercial_Grocery_Existing_Food Preparation_Natural Gas_Food Prep Other_E7 | F1 | Commercial | Grocery | Existing | Food Preparation | Natural Gas | Food Prep Other | E7 | RVT - Cost of Equipment | 0 | 0 | 0 | 0 | 0 | 0 | 0 | 0 | 0 | 0 | 0 | 0 | 0 | 0 | 0 | 0 | 0 | 0 | 0 | 0 | 0 | 0 | 0 | 0 | 0 | 0 | 0 | 0 | 0 | 0 | 0 | 0 | 0 | 0 | 0 | 0 | 0 | 0 | 0 | 0 | 0 | 0
F1_Commercial_Grocery_Existing_Food Preparation_Natural Gas_Food Prep Other_E8 | F1 | Commercial | Grocery | Existing | Food Preparation | Natural Gas | Food Prep Other | E8 | RVT - Cost of Equipment | 0 | 0 | 0 | 0 | 0 | 0 | 0 | 0 | 0 | 0 | 0 | 0 | 0 | 0 | 0 | 0 | 0 | 0 | 0 | 0 | 0 | 0 | 0 | 0 | 0 | 0 | 0 | 0 | 0 | 0 | 0 | 0 | 0 | 0 | 0 | 0 | 0 | 0 | 0 | 0 | 0 | 0
F1_Commercial_Grocery_Existing_Food Preparation_Natural Gas_Food Prep Other_E9 | F1 | Commercial | Grocery | Existing | Food Preparation | Natural Gas | Food Prep Other | E9 | RVT - Cost of Equipment | 0 | 0 | 0 | 0 | 0 | 0 | 0 | 0 | 0 | 0 | 0 | 0 | 0 | 0 | 0 | 0 | 0 | 0 | 0 | 0 | 0 | 0 | 0 | 0 | 0 | 0 | 0 | 0 | 0 | 0 | 0 | 0 | 0 | 0 | 0 | 0 | 0 | 0 | 0 | 0 | 0 | 0
F1_Commercial_Grocery_Existing_Food Preparation_Natural Gas_Food Prep Other_E10 | F1 | Commercial | Grocery | Existing | Food Preparation | Natural Gas | Food Prep Other | E10 | RVT - Cost of Equipment | 0 | 0 | 0 | 0 | 0 | 0 | 0 | 0 | 0 | 0 | 0 | 0 | 0 | 0 | 0 | 0 | 0 | 0 | 0 | 0 | 0 | 0 | 0 | 0 | 0 | 0 | 0 | 0 | 0 | 0 | 0 | 0 | 0 | 0 | 0 | 0 | 0 | 0 | 0 | 0 | 0 | 0
F2_Commercial_Grocery_Existing_Food Preparation_Natural Gas_Food Prep Other_E1 | F2 | Commercial | Grocery | Existing | Food Preparation | Natural Gas | Food Prep Other | E1 | RVT - Cost of Operation | 0.038935 | 0.039208 | 0.039534 | 0.039912 | 0.040357 | 0.040877 | 0.041294 | 0.041691 | 0.042082 | 0.042477 | 0.042839 | 0.043155 | 0.043474 | 0.043811 | 0.0442 | 0.044589 | 0.045019 | 0.045488 | 0.045988 | 0.046504 | 0.047029 | 0.047521 | 0.047971 | 0.048382 | 0.048743 | 0.049054 | 0.04927 | 0.04943 | 0.049569 | 0.049688 | 0.049806 | 0.049858 | 0.049858 | 0 | 0 | 0 | 0 | 0 | 0 | 0 | 0 | 0
F2_Commercial_Grocery_Existing_Food Preparation_Natural Gas_Food Prep Other_E2 | F2 | Commercial | Grocery | Existing | Food Preparation | Natural Gas | Food Prep Other | E2 | RVT - Cost of Operation | 0.038935 | 0.039208 | 0.039534 | 0.039912 | 0.040357 | 0.040877 | 0.041294 | 0.041691 | 0.042082 | 0.042477 | 0.042839 | 0.043155 | 0.043474 | 0.043811 | 0.0442 | 0.044589 | 0.045019 | 0.045488 | 0.045988 | 0.046504 | 0.047029 | 0.047521 | 0.047971 | 0.048382 | 0.048743 | 0.049054 | 0.04927 | 0.04943 | 0.049569 | 0.049688 | 0.049806 | 0.049858 | 0.049858 | 0 | 0 | 0 | 0 | 0 | 0 | 0 | 0 | 0
F2_Commercial_Grocery_Existing_Food Preparation_Natural Gas_Food Prep Other_E3 | F2 | Commercial | Grocery | Existing | Food Preparation | Natural Gas | Food Prep Other | E3 | RVT - Cost of Operation | 0 | 0 | 0 | 0 | 0 | 0 | 0 | 0 | 0 | 0 | 0 | 0 | 0 | 0 | 0 | 0 | 0 | 0 | 0 | 0 | 0 | 0 | 0 | 0 | 0 | 0 | 0 | 0 | 0 | 0 | 0 | 0 | 0 | 0 | 0 | 0 | 0 | 0 | 0 | 0 | 0 | 0
F2_Commercial_Grocery_Existing_Food Preparation_Natural Gas_Food Prep Other_E4 | F2 | Commercial | Grocery | Existing | Food Preparation | Natural Gas | Food Prep Other | E4 | RVT - Cost of Operation | 0 | 0 | 0 | 0 | 0 | 0 | 0 | 0 | 0 | 0 | 0 | 0 | 0 | 0 | 0 | 0 | 0 | 0 | 0 | 0 | 0 | 0 | 0 | 0 | 0 | 0 | 0 | 0 | 0 | 0 | 0 | 0 | 0 | 0 | 0 | 0 | 0 | 0 | 0 | 0 | 0 | 0
F2_Commercial_Grocery_Existing_Food Preparation_Natural Gas_Food Prep Other_E5 | F2 | Commercial | Grocery | Existing | Food Preparation | Natural Gas | Food Prep Other | E5 | RVT - Cost of Operation | 0 | 0 | 0 | 0 | 0 | 0 | 0 | 0 | 0 | 0 | 0 | 0 | 0 | 0 | 0 | 0 | 0 | 0 | 0 | 0 | 0 | 0 | 0 | 0 | 0 | 0 | 0 | 0 | 0 | 0 | 0 | 0 | 0 | 0 | 0 | 0 | 0 | 0 | 0 | 0 | 0 | 0
F2_Commercial_Grocery_Existing_Food Preparation_Natural Gas_Food Prep Other_E6 | F2 | Commercial | Grocery | Existing | Food Preparation | Natural Gas | Food Prep Other | E6 | RVT - Cost of Operation | 0 | 0 | 0 | 0 | 0 | 0 | 0 | 0 | 0 | 0 | 0 | 0 | 0 | 0 | 0 | 0 | 0 | 0 | 0 | 0 | 0 | 0 | 0 | 0 | 0 | 0 | 0 | 0 | 0 | 0 | 0 | 0 | 0 | 0 | 0 | 0 | 0 | 0 | 0 | 0 | 0 | 0
F2_Commercial_Grocery_Existing_Food Preparation_Natural Gas_Food Prep Other_E7 | F2 | Commercial | Grocery | Existing | Food Preparation | Natural Gas | Food Prep Other | E7 | RVT - Cost of Operation | 0 | 0 | 0 | 0 | 0 | 0 | 0 | 0 | 0 | 0 | 0 | 0 | 0 | 0 | 0 | 0 | 0 | 0 | 0 | 0 | 0 | 0 | 0 | 0 | 0 | 0 | 0 | 0 | 0 | 0 | 0 | 0 | 0 | 0 | 0 | 0 | 0 | 0 | 0 | 0 | 0 | 0
F2_Commercial_Grocery_Existing_Food Preparation_Natural Gas_Food Prep Other_E8 | F2 | Commercial | Grocery | Existing | Food Preparation | Natural Gas | Food Prep Other | E8 | RVT - Cost of Operation | 0 | 0 | 0 | 0 | 0 | 0 | 0 | 0 | 0 | 0 | 0 | 0 | 0 | 0 | 0 | 0 | 0 | 0 | 0 | 0 | 0 | 0 | 0 | 0 | 0 | 0 | 0 | 0 | 0 | 0 | 0 | 0 | 0 | 0 | 0 | 0 | 0 | 0 | 0 | 0 | 0 | 0
F2_Commercial_Grocery_Existing_Food Preparation_Natural Gas_Food Prep Other_E9 | F2 | Commercial | Grocery | Existing | Food Preparation | Natural Gas | Food Prep Other | E9 | RVT - Cost of Operation | 0 | 0 | 0 | 0 | 0 | 0 | 0 | 0 | 0 | 0 | 0 | 0 | 0 | 0 | 0 | 0 | 0 | 0 | 0 | 0 | 0 | 0 | 0 | 0 | 0 | 0 | 0 | 0 | 0 | 0 | 0 | 0 | 0 | 0 | 0 | 0 | 0 | 0 | 0 | 0 | 0 | 0
F2_Commercial_Grocery_Existing_Food Preparation_Natural Gas_Food Prep Other_E10 | F2 | Commercial | Grocery | Existing | Food Preparation | Natural Gas | Food Prep Other | E10 | RVT - Cost of Operation | 0 | 0 | 0 | 0 | 0 | 0 | 0 | 0 | 0 | 0 | 0 | 0 | 0 | 0 | 0 | 0 | 0 | 0 | 0 | 0 | 0 | 0 | 0 | 0 | 0 | 0 | 0 | 0 | 0 | 0 | 0 | 0 | 0 | 0 | 0 | 0 | 0 | 0 | 0 | 0 | 0 | 0
F3_Commercial_Grocery_Existing_Food Preparation_Natural Gas_Food Prep Other_E1 | F3 | Commercial | Grocery | Existing | Food Preparation | Natural Gas | Food Prep Other | E1 | System - kBTUs of Consumption | 0.002409 | 0.002409 | 0.002409 | 0.002409 | 0.002409 | 0.002409 | 0.002409 | 0.002409 | 0.002409 | 0.002409 | 0.002409 | 0.002409 | 0.002409 | 0.002409 | 0.002409 | 0.002409 | 0.002409 | 0.002409 | 0.002409 | 0.002409 | 0.002409 | 0.002409 | 0.002409 | 0.002409 | 0.002409 | 0.002409 | 0.002409 | 0.002409 | 0.002409 | 0.002409 | 0.002409 | 0.002409 | 0.002409 | 0 | 0 | 0 | 0 | 0 | 0 | 0 | 0 | 0
F3_Commercial_Grocery_Existing_Food Preparation_Natural Gas_Food Prep Other_E2 | F3 | Commercial | Grocery | Existing | Food Preparation | Natural Gas | Food Prep Other | E2 | System - kBTUs of Consumption | 0.0024114 | 0.0024114 | 0.0024114 | 0.0024114 | 0.0024114 | 0.0024114 | 0.0024114 | 0.0024114 | 0.0024114 | 0.0024114 | 0.0024114 | 0.0024114 | 0.0024114 | 0.0024114 | 0.0024114 | 0.0024114 | 0.0024114 | 0.0024114 | 0.0024114 | 0.0024114 | 0.0024114 | 0.0024114 | 0.0024114 | 0.0024114 | 0.0024114 | 0.0024114 | 0.0024114 | 0.0024114 | 0.0024114 | 0.0024114 | 0.0024114 | 0.0024114 | 0.0024114 | 0 | 0 | 0 | 0 | 0 | 0 | 0 | 0 | 0
F3_Commercial_Grocery_Existing_Food Preparation_Natural Gas_Food Prep Other_E3 | F3 | Commercial | Grocery | Existing | Food Preparation | Natural Gas | Food Prep Other | E3 | System - kBTUs of Consumption | 0 | 0 | 0 | 0 | 0 | 0 | 0 | 0 | 0 | 0 | 0 | 0 | 0 | 0 | 0 | 0 | 0 | 0 | 0 | 0 | 0 | 0 | 0 | 0 | 0 | 0 | 0 | 0 | 0 | 0 | 0 | 0 | 0 | 0 | 0 | 0 | 0 | 0 | 0 | 0 | 0 | 0
F3_Commercial_Grocery_Existing_Food Preparation_Natural Gas_Food Prep Other_E4 | F3 | Commercial | Grocery | Existing | Food Preparation | Natural Gas | Food Prep Other | E4 | System - kBTUs of Consumption | 0 | 0 | 0 | 0 | 0 | 0 | 0 | 0 | 0 | 0 | 0 | 0 | 0 | 0 | 0 | 0 | 0 | 0 | 0 | 0 | 0 | 0 | 0 | 0 | 0 | 0 | 0 | 0 | 0 | 0 | 0 | 0 | 0 | 0 | 0 | 0 | 0 | 0 | 0 | 0 | 0 | 0
F3_Commercial_Grocery_Existing_Food Preparation_Natural Gas_Food Prep Other_E5 | F3 | Commercial | Grocery | Existing | Food Preparation | Natural Gas | Food Prep Other | E5 | System - kBTUs of Consumption | 0 | 0 | 0 | 0 | 0 | 0 | 0 | 0 | 0 | 0 | 0 | 0 | 0 | 0 | 0 | 0 | 0 | 0 | 0 | 0 | 0 | 0 | 0 | 0 | 0 | 0 | 0 | 0 | 0 | 0 | 0 | 0 | 0 | 0 | 0 | 0 | 0 | 0 | 0 | 0 | 0 | 0
F3_Commercial_Grocery_Existing_Food Preparation_Natural Gas_Food Prep Other_E6 | F3 | Commercial | Grocery | Existing | Food Preparation | Natural Gas | Food Prep Other | E6 | System - kBTUs of Consumption | 0 | 0 | 0 | 0 | 0 | 0 | 0 | 0 | 0 | 0 | 0 | 0 | 0 | 0 | 0 | 0 | 0 | 0 | 0 | 0 | 0 | 0 | 0 | 0 | 0 | 0 | 0 | 0 | 0 | 0 | 0 | 0 | 0 | 0 | 0 | 0 | 0 | 0 | 0 | 0 | 0 | 0
F3_Commercial_Grocery_Existing_Food Preparation_Natural Gas_Food Prep Other_E7 | F3 | Commercial | Grocery | Existing | Food Preparation | Natural Gas | Food Prep Other | E7 | System - kBTUs of Consumption | 0 | 0 | 0 | 0 | 0 | 0 | 0 | 0 | 0 | 0 | 0 | 0 | 0 | 0 | 0 | 0 | 0 | 0 | 0 | 0 | 0 | 0 | 0 | 0 | 0 | 0 | 0 | 0 | 0 | 0 | 0 | 0 | 0 | 0 | 0 | 0 | 0 | 0 | 0 | 0 | 0 | 0
F3_Commercial_Grocery_Existing_Food Preparation_Natural Gas_Food Prep Other_E8 | F3 | Commercial | Grocery | Existing | Food Preparation | Natural Gas | Food Prep Other | E8 | System - kBTUs of Consumption | 0 | 0 | 0 | 0 | 0 | 0 | 0 | 0 | 0 | 0 | 0 | 0 | 0 | 0 | 0 | 0 | 0 | 0 | 0 | 0 | 0 | 0 | 0 | 0 | 0 | 0 | 0 | 0 | 0 | 0 | 0 | 0 | 0 | 0 | 0 | 0 | 0 | 0 | 0 | 0 | 0 | 0
F3_Commercial_Grocery_Existing_Food Preparation_Natural Gas_Food Prep Other_E9 | F3 | Commercial | Grocery | Existing | Food Preparation | Natural Gas | Food Prep Other | E9 | System - kBTUs of Consumption | 0 | 0 | 0 | 0 | 0 | 0 | 0 | 0 | 0 | 0 | 0 | 0 | 0 | 0 | 0 | 0 | 0 | 0 | 0 | 0 | 0 | 0 | 0 | 0 | 0 | 0 | 0 | 0 | 0 | 0 | 0 | 0 | 0 | 0 | 0 | 0 | 0 | 0 | 0 | 0 | 0 | 0
F3_Commercial_Grocery_Existing_Food Preparation_Natural Gas_Food Prep Other_E10 | F3 | Commercial | Grocery | Existing | Food Preparation | Natural Gas | Food Prep Other | E10 | System - kBTUs of Consumption | 0 | 0 | 0 | 0 | 0 | 0 | 0 | 0 | 0 | 0 | 0 | 0 | 0 | 0 | 0 | 0 | 0 | 0 | 0 | 0 | 0 | 0 | 0 | 0 | 0 | 0 | 0 | 0 | 0 | 0 | 0 | 0 | 0 | 0 | 0 | 0 | 0 | 0 | 0 | 0 | 0 | 0
F4_Commercial_Grocery_Existing_Food Preparation_Natural Gas_Food Prep Other_E1 | F4 | Commercial | Grocery | Existing | Food Preparation | Natural Gas | Food Prep Other | E1 | Utility - Cost of Equipment | 0.038935 | 0.039208 | 0.039534 | 0.039912 | 0.040357 | 0.040877 | 0.041294 | 0.041691 | 0.042082 | 0.042477 | 0.042839 | 0.043155 | 0.043474 | 0.043811 | 0.0442 | 0.044589 | 0.045019 | 0.045488 | 0.045988 | 0.046504 | 0.047029 | 0.047521 | 0.047971 | 0.048382 | 0.048743 | 0.049054 | 0.04927 | 0.04943 | 0.049569 | 0.049688 | 0.049806 | 0.049858 | 0.049858 | 0 | 0 | 0 | 0 | 0 | 0 | 0 | 0 | 0
F4_Commercial_Grocery_Existing_Food Preparation_Natural Gas_Food Prep Other_E2 | F4 | Commercial | Grocery | Existing | Food Preparation | Natural Gas | Food Prep Other | E2 | Utility - Cost of Equipment | 0.038935 | 0.039208 | 0.039534 | 0.039912 | 0.040357 | 0.040877 | 0.041294 | 0.041691 | 0.042082 | 0.042477 | 0.042839 | 0.043155 | 0.043474 | 0.043811 | 0.0442 | 0.044589 | 0.045019 | 0.045488 | 0.045988 | 0.046504 | 0.047029 | 0.047521 | 0.047971 | 0.048382 | 0.048743 | 0.049054 | 0.04927 | 0.04943 | 0.049569 | 0.049688 | 0.049806 | 0.049858 | 0.049858 | 0 | 0 | 0 | 0 | 0 | 0 | 0 | 0 | 0
F4_Commercial_Grocery_Existing_Food Preparation_Natural Gas_Food Prep Other_E3 | F4 | Commercial | Grocery | Existing | Food Preparation | Natural Gas | Food Prep Other | E3 | Utility - Cost of Equipment | 0 | 0 | 0 | 0 | 0 | 0 | 0 | 0 | 0 | 0 | 0 | 0 | 0 | 0 | 0 | 0 | 0 | 0 | 0 | 0 | 0 | 0 | 0 | 0 | 0 | 0 | 0 | 0 | 0 | 0 | 0 | 0 | 0 | 0 | 0 | 0 | 0 | 0 | 0 | 0 | 0 | 0
F4_Commercial_Grocery_Existing_Food Preparation_Natural Gas_Food Prep Other_E4 | F4 | Commercial | Grocery | Existing | Food Preparation | Natural Gas | Food Prep Other | E4 | Utility - Cost of Equipment | 0 | 0 | 0 | 0 | 0 | 0 | 0 | 0 | 0 | 0 | 0 | 0 | 0 | 0 | 0 | 0 | 0 | 0 | 0 | 0 | 0 | 0 | 0 | 0 | 0 | 0 | 0 | 0 | 0 | 0 | 0 | 0 | 0 | 0 | 0 | 0 | 0 | 0 | 0 | 0 | 0 | 0
F4_Commercial_Grocery_Existing_Food Preparation_Natural Gas_Food Prep Other_E5 | F4 | Commercial | Grocery | Existing | Food Preparation | Natural Gas | Food Prep Other | E5 | Utility - Cost of Equipment | 0 | 0 | 0 | 0 | 0 | 0 | 0 | 0 | 0 | 0 | 0 | 0 | 0 | 0 | 0 | 0 | 0 | 0 | 0 | 0 | 0 | 0 | 0 | 0 | 0 | 0 | 0 | 0 | 0 | 0 | 0 | 0 | 0 | 0 | 0 | 0 | 0 | 0 | 0 | 0 | 0 | 0
F4_Commercial_Grocery_Existing_Food Preparation_Natural Gas_Food Prep Other_E6 | F4 | Commercial | Grocery | Existing | Food Preparation | Natural Gas | Food Prep Other | E6 | Utility - Cost of Equipment | 0 | 0 | 0 | 0 | 0 | 0 | 0 | 0 | 0 | 0 | 0 | 0 | 0 | 0 | 0 | 0 | 0 | 0 | 0 | 0 | 0 | 0 | 0 | 0 | 0 | 0 | 0 | 0 | 0 | 0 | 0 | 0 | 0 | 0 | 0 | 0 | 0 | 0 | 0 | 0 | 0 | 0
F4_Commercial_Grocery_Existing_Food Preparation_Natural Gas_Food Prep Other_E7 | F4 | Commercial | Grocery | Existing | Food Preparation | Natural Gas | Food Prep Other | E7 | Utility - Cost of Equipment | 0 | 0 | 0 | 0 | 0 | 0 | 0 | 0 | 0 | 0 | 0 | 0 | 0 | 0 | 0 | 0 | 0 | 0 | 0 | 0 | 0 | 0 | 0 | 0 | 0 | 0 | 0 | 0 | 0 | 0 | 0 | 0 | 0 | 0 | 0 | 0 | 0 | 0 | 0 | 0 | 0 | 0
F4_Commercial_Grocery_Existing_Food Preparation_Natural Gas_Food Prep Other_E8 | F4 | Commercial | Grocery | Existing | Food Preparation | Natural Gas | Food Prep Other | E8 | Utility - Cost of Equipment | 0 | 0 | 0 | 0 | 0 | 0 | 0 | 0 | 0 | 0 | 0 | 0 | 0 | 0 | 0 | 0 | 0 | 0 | 0 | 0 | 0 | 0 | 0 | 0 | 0 | 0 | 0 | 0 | 0 | 0 | 0 | 0 | 0 | 0 | 0 | 0 | 0 | 0 | 0 | 0 | 0 | 0
F4_Commercial_Grocery_Existing_Food Preparation_Natural Gas_Food Prep Other_E9 | F4 | Commercial | Grocery | Existing | Food Preparation | Natural Gas | Food Prep Other | E9 | Utility - Cost of Equipment | 0 | 0 | 0 | 0 | 0 | 0 | 0 | 0 | 0 | 0 | 0 | 0 | 0 | 0 | 0 | 0 | 0 | 0 | 0 | 0 | 0 | 0 | 0 | 0 | 0 | 0 | 0 | 0 | 0 | 0 | 0 | 0 | 0 | 0 | 0 | 0 | 0 | 0 | 0 | 0 | 0 | 0
F4_Commercial_Grocery_Existing_Food Preparation_Natural Gas_Food Prep Other_E10 | F4 | Commercial | Grocery | Existing | Food Preparation | Natural Gas | Food Prep Other | E10 | Utility - Cost of Equipment | 0 | 0 | 0 | 0 | 0 | 0 | 0 | 0 | 0 | 0 | 0 | 0 | 0 | 0 | 0 | 0 | 0 | 0 | 0 | 0 | 0 | 0 | 0 | 0 | 0 | 0 | 0 | 0 | 0 | 0 | 0 | 0 | 0 | 0 | 0 | 0 | 0 | 0 | 0 | 0 | 0 | 0
F5_Commercial_Grocery_Existing_Food Preparation_Natural Gas_Food Prep Other_E1 | F5 | Commercial | Grocery | Existing | Food Preparation | Natural Gas | Food Prep Other | E1 | Utility - Cost of Operation | 0.002409 | 0.002409 | 0.002409 | 0.002409 | 0.002409 | 0.002409 | 0.002409 | 0.002409 | 0.002409 | 0.002409 | 0.002409 | 0.002409 | 0.002409 | 0.002409 | 0.002409 | 0.002409 | 0.002409 | 0.002409 | 0.002409 | 0.002409 | 0.002409 | 0.002409 | 0.002409 | 0.002409 | 0.002409 | 0.002409 | 0.002409 | 0.002409 | 0.002409 | 0.002409 | 0.002409 | 0.002409 | 0.002409 | 0 | 0 | 0 | 0 | 0 | 0 | 0 | 0 | 0
F5_Commercial_Grocery_Existing_Food Preparation_Natural Gas_Food Prep Other_E2 | F5 | Commercial | Grocery | Existing | Food Preparation | Natural Gas | Food Prep Other | E2 | Utility - Cost of Operation | 0.0024114 | 0.0024114 | 0.0024114 | 0.0024114 | 0.0024114 | 0.0024114 | 0.0024114 | 0.0024114 | 0.0024114 | 0.0024114 | 0.0024114 | 0.0024114 | 0.0024114 | 0.0024114 | 0.0024114 | 0.0024114 | 0.0024114 | 0.0024114 | 0.0024114 | 0.0024114 | 0.0024114 | 0.0024114 | 0.0024114 | 0.0024114 | 0.0024114 | 0.0024114 | 0.0024114 | 0.0024114 | 0.0024114 | 0.0024114 | 0.0024114 | 0.0024114 | 0.0024114 | 0 | 0 | 0 | 0 | 0 | 0 | 0 | 0 | 0
F5_Commercial_Grocery_Existing_Food Preparation_Natural Gas_Food Prep Other_E3 | F5 | Commercial | Grocery | Existing | Food Preparation | Natural Gas | Food Prep Other | E3 | Utility - Cost of Operation | 0 | 0 | 0 | 0 | 0 | 0 | 0 | 0 | 0 | 0 | 0 | 0 | 0 | 0 | 0 | 0 | 0 | 0 | 0 | 0 | 0 | 0 | 0 | 0 | 0 | 0 | 0 | 0 | 0 | 0 | 0 | 0 | 0 | 0 | 0 | 0 | 0 | 0 | 0 | 0 | 0 | 0
F5_Commercial_Grocery_Existing_Food Preparation_Natural Gas_Food Prep Other_E4 | F5 | Commercial | Grocery | Existing | Food Preparation | Natural Gas | Food Prep Other | E4 | Utility - Cost of Operation | 0 | 0 | 0 | 0 | 0 | 0 | 0 | 0 | 0 | 0 | 0 | 0 | 0 | 0 | 0 | 0 | 0 | 0 | 0 | 0 | 0 | 0 | 0 | 0 | 0 | 0 | 0 | 0 | 0 | 0 | 0 | 0 | 0 | 0 | 0 | 0 | 0 | 0 | 0 | 0 | 0 | 0
F5_Commercial_Grocery_Existing_Food Preparation_Natural Gas_Food Prep Other_E5 | F5 | Commercial | Grocery | Existing | Food Preparation | Natural Gas | Food Prep Other | E5 | Utility - Cost of Operation | 0 | 0 | 0 | 0 | 0 | 0 | 0 | 0 | 0 | 0 | 0 | 0 | 0 | 0 | 0 | 0 | 0 | 0 | 0 | 0 | 0 | 0 | 0 | 0 | 0 | 0 | 0 | 0 | 0 | 0 | 0 | 0 | 0 | 0 | 0 | 0 | 0 | 0 | 0 | 0 | 0 | 0
F5_Commercial_Grocery_Existing_Food Preparation_Natural Gas_Food Prep Other_E6 | F5 | Commercial | Grocery | Existing | Food Preparation | Natural Gas | Food Prep Other | E6 | Utility - Cost of Operation | 0 | 0 | 0 | 0 | 0 | 0 | 0 | 0 | 0 | 0 | 0 | 0 | 0 | 0 | 0 | 0 | 0 | 0 | 0 | 0 | 0 | 0 | 0 | 0 | 0 | 0 | 0 | 0 | 0 | 0 | 0 | 0 | 0 | 0 | 0 | 0 | 0 | 0 | 0 | 0 | 0 | 0
F5_Commercial_Grocery_Existing_Food Preparation_Natural Gas_Food Prep Other_E7 | F5 | Commercial | Grocery | Existing | Food Preparation | Natural Gas | Food Prep Other | E7 | Utility - Cost of Operation | 0 | 0 | 0 | 0 | 0 | 0 | 0 | 0 | 0 | 0 | 0 | 0 | 0 | 0 | 0 | 0 | 0 | 0 | 0 | 0 | 0 | 0 | 0 | 0 | 0 | 0 | 0 | 0 | 0 | 0 | 0 | 0 | 0 | 0 | 0 | 0 | 0 | 0 | 0 | 0 | 0 | 0
F5_Commercial_Grocery_Existing_Food Preparation_Natural Gas_Food Prep Other_E8 | F5 | Commercial | Grocery | Existing | Food Preparation | Natural Gas | Food Prep Other | E8 | Utility - Cost of Operation | 0 | 0 | 0 | 0 | 0 | 0 | 0 | 0 | 0 | 0 | 0 | 0 | 0 | 0 | 0 | 0 | 0 | 0 | 0 | 0 | 0 | 0 | 0 | 0 | 0 | 0 | 0 | 0 | 0 | 0 | 0 | 0 | 0 | 0 | 0 | 0 | 0 | 0 | 0 | 0 | 0 | 0
F5_Commercial_Grocery_Existing_Food Preparation_Natural Gas_Food Prep Other_E9 | F5 | Commercial | Grocery | Existing | Food Preparation | Natural Gas | Food Prep Other | E9 | Utility - Cost of Operation | 0 | 0 | 0 | 0 | 0 | 0 | 0 | 0 | 0 | 0 | 0 | 0 | 0 | 0 | 0 | 0 | 0 | 0 | 0 | 0 | 0 | 0 | 0 | 0 | 0 | 0 | 0 | 0 | 0 | 0 | 0 | 0 | 0 | 0 | 0 | 0 | 0 | 0 | 0 | 0 | 0 | 0
F5_Commercial_Grocery_Existing_Food Preparation_Natural Gas_Food Prep Other_E10 | F5 | Commercial | Grocery | Existing | Food Preparation | Natural Gas | Food Prep Other | E10 | Utility - Cost of Operation | 0 | 0 | 0 | 0 | 0 | 0 | 0 | 0 | 0 | 0 | 0 | 0 | 0 | 0 | 0 | 0 | 0 | 0 | 0 | 0 | 0 | 0 | 0 | 0 | 0 | 0 | 0 | 0 | 0 | 0 | 0 | 0 | 0 | 0 | 0 | 0 | 0 | 0 | 0 | 0 | 0 | 0
F6_Commercial_Grocery_Existing_Food Preparation_Natural Gas_Food Prep Other_E1 | F6 | Commercial | Grocery | Existing | Food Preparation | Natural Gas | Food Prep Other | E1 | Utility - Value of Sales | 0.023277 | 0.023277 | 0.023277 | 0.023277 | 0.023277 | 0.023277 | 0.023277 | 0.023277 | 0.023277 | 0.023277 | 0.023277 | 0.023277 | 0.023277 | 0.023277 | 0.023277 | 0.023277 | 0.023277 | 0.023277 | 0.023277 | 0.023277 | 0.023277 | 0.023277 | 0.023277 | 0.023277 | 0.023277 | 0.023277 | 0.023277 | 0.023277 | 0.023277 | 0.023277 | 0.023277 | 0.023277 | 0.023277 | 0 | 0 | 0 | 0 | 0 | 0 | 0 | 0 | 0
F6_Commercial_Grocery_Existing_Food Preparation_Natural Gas_Food Prep Other_E2 | F6 | Commercial | Grocery | Existing | Food Preparation | Natural Gas | Food Prep Other | E2 | Utility - Value of Sales | 0.023277 | 0.023277 | 0.023277 | 0.023277 | 0.023277 | 0.023277 | 0.023277 | 0.023277 | 0.023277 | 0.023277 | 0.023277 | 0.023277 | 0.023277 | 0.023277 | 0.023277 | 0.023277 | 0.023277 | 0.023277 | 0.023277 | 0.023277 | 0.023277 | 0.023277 | 0.023277 | 0.023277 | 0.023277 | 0.023277 | 0.023277 | 0.023277 | 0.023277 | 0.023277 | 0.023277 | 0.023277 | 0.023277 | 0 | 0 | 0 | 0 | 0 | 0 | 0 | 0 | 0
F6_Commercial_Grocery_Existing_Food Preparation_Natural Gas_Food Prep Other_E3 | F6 | Commercial | Grocery | Existing | Food Preparation | Natural Gas | Food Prep Other | E3 | Utility - Value of Sales | 0 | 0 | 0 | 0 | 0 | 0 | 0 | 0 | 0 | 0 | 0 | 0 | 0 | 0 | 0 | 0 | 0 | 0 | 0 | 0 | 0 | 0 | 0 | 0 | 0 | 0 | 0 | 0 | 0 | 0 | 0 | 0 | 0 | 0 | 0 | 0 | 0 | 0 | 0 | 0 | 0 | 0
F6_Commercial_Grocery_Existing_Food Preparation_Natural Gas_Food Prep Other_E4 | F6 | Commercial | Grocery | Existing | Food Preparation | Natural Gas | Food Prep Other | E4 | Utility - Value of Sales | 0 | 0 | 0 | 0 | 0 | 0 | 0 | 0 | 0 | 0 | 0 | 0 | 0 | 0 | 0 | 0 | 0 | 0 | 0 | 0 | 0 | 0 | 0 | 0 | 0 | 0 | 0 | 0 | 0 | 0 | 0 | 0 | 0 | 0 | 0 | 0 | 0 | 0 | 0 | 0 | 0 | 0
F6_Commercial_Grocery_Existing_Food Preparation_Natural Gas_Food Prep Other_E5 | F6 | Commercial | Grocery | Existing | Food Preparation | Natural Gas | Food Prep Other | E5 | Utility - Value of Sales | 0 | 0 | 0 | 0 | 0 | 0 | 0 | 0 | 0 | 0 | 0 | 0 | 0 | 0 | 0 | 0 | 0 | 0 | 0 | 0 | 0 | 0 | 0 | 0 | 0 | 0 | 0 | 0 | 0 | 0 | 0 | 0 | 0 | 0 | 0 | 0 | 0 | 0 | 0 | 0 | 0 | 0
F6_Commercial_Grocery_Existing_Food Preparation_Natural Gas_Food Prep Other_E6 | F6 | Commercial | Grocery | Existing | Food Preparation | Natural Gas | Food Prep Other | E6 | Utility - Value of Sales | 0 | 0 | 0 | 0 | 0 | 0 | 0 | 0 | 0 | 0 | 0 | 0 | 0 | 0 | 0 | 0 | 0 | 0 | 0 | 0 | 0 | 0 | 0 | 0 | 0 | 0 | 0 | 0 | 0 | 0 | 0 | 0 | 0 | 0 | 0 | 0 | 0 | 0 | 0 | 0 | 0 | 0
F6_Commercial_Grocery_Existing_Food Preparation_Natural Gas_Food Prep Other_E7 | F6 | Commercial | Grocery | Existing | Food Preparation | Natural Gas | Food Prep Other | E7 | Utility - Value of Sales | 0 | 0 | 0 | 0 | 0 | 0 | 0 | 0 | 0 | 0 | 0 | 0 | 0 | 0 | 0 | 0 | 0 | 0 | 0 | 0 | 0 | 0 | 0 | 0 | 0 | 0 | 0 | 0 | 0 | 0 | 0 | 0 | 0 | 0 | 0 | 0 | 0 | 0 | 0 | 0 | 0 | 0
F6_Commercial_Grocery_Existing_Food Preparation_Natural Gas_Food Prep Other_E8 | F6 | Commercial | Grocery | Existing | Food Preparation | Natural Gas | Food Prep Other | E8 | Utility - Value of Sales | 0 | 0 | 0 | 0 | 0 | 0 | 0 | 0 | 0 | 0 | 0 | 0 | 0 | 0 | 0 | 0 | 0 | 0 | 0 | 0 | 0 | 0 | 0 | 0 | 0 | 0 | 0 | 0 | 0 | 0 | 0 | 0 | 0 | 0 | 0 | 0 | 0 | 0 | 0 | 0 | 0 | 0
F6_Commercial_Grocery_Existing_Food Preparation_Natural Gas_Food Prep Other_E9 | F6 | Commercial | Grocery | Existing | Food Preparation | Natural Gas | Food Prep Other | E9 | Utility - Value of Sales | 0 | 0 | 0 | 0 | 0 | 0 | 0 | 0 | 0 | 0 | 0 | 0 | 0 | 0 | 0 | 0 | 0 | 0 | 0 | 0 | 0 | 0 | 0 | 0 | 0 | 0 | 0 | 0 | 0 | 0 | 0 | 0 | 0 | 0 | 0 | 0 | 0 | 0 | 0 | 0 | 0 | 0
F6_Commercial_Grocery_Existing_Food Preparation_Natural Gas_Food Prep Other_E10 | F6 | Commercial | Grocery | Existing | Food Preparation | Natural Gas | Food Prep Other | E10 | Utility - Value of Sales | 0 | 0 | 0 | 0 | 0 | 0 | 0 | 0 | 0 | 0 | 0 | 0 | 0 | 0 | 0 | 0 | 0 | 0 | 0 | 0 | 0 | 0 | 0 | 0 | 0 | 0 | 0 | 0 | 0 | 0 | 0 | 0 | 0 | 0 | 0 | 0 | 0 | 0 | 0 | 0 | 0 | 0
F1_Commercial_Grocery_Existing_Miscellaneous_Natural Gas_Pool Heater_E1 | F1 | Commercial | Grocery | Existing | Miscellaneous | Natural Gas | Pool Heater | E1 | RVT - Cost of Equipment | 0 | 0 | 0 | 0 | 0 | 0 | 0 | 0 | 0 | 0 | 0 | 0 | 0 | 0 | 0 | 0 | 0 | 0 | 0 | 0 | 0 | 0 | 0 | 0 | 0 | 0 | 0 | 0 | 0 | 0 | 0 | 0 | 0 | 0 | 0 | 0 | 0 | 0 | 0 | 0 | 0 | 0
F1_Commercial_Grocery_Existing_Miscellaneous_Natural Gas_Pool Heater_E2 | F1 | Commercial | Grocery | Existing | Miscellaneous | Natural Gas | Pool Heater | E2 | RVT - Cost of Equipment | 0 | 0 | 0 | 0 | 0 | 0 | 0 | 0 | 0 | 0 | 0 | 0 | 0 | 0 | 0 | 0 | 0 | 0 | 0 | 0 | 0 | 0 | 0 | 0 | 0 | 0 | 0 | 0 | 0 | 0 | 0 | 0 | 0 | 0 | 0 | 0 | 0 | 0 | 0 | 0 | 0 | 0
F1_Commercial_Grocery_Existing_Miscellaneous_Natural Gas_Pool Heater_E3 | F1 | Commercial | Grocery | Existing | Miscellaneous | Natural Gas | Pool Heater | E3 | RVT - Cost of Equipment | 0 | 0 | 0 | 0 | 0 | 0 | 0 | 0 | 0 | 0 | 0 | 0 | 0 | 0 | 0 | 0 | 0 | 0 | 0 | 0 | 0 | 0 | 0 | 0 | 0 | 0 | 0 | 0 | 0 | 0 | 0 | 0 | 0 | 0 | 0 | 0 | 0 | 0 | 0 | 0 | 0 | 0
F1_Commercial_Grocery_Existing_Miscellaneous_Natural Gas_Pool Heater_E4 | F1 | Commercial | Grocery | Existing | Miscellaneous | Natural Gas | Pool Heater | E4 | RVT - Cost of Equipment | 0 | 0 | 0 | 0 | 0 | 0 | 0 | 0 | 0 | 0 | 0 | 0 | 0 | 0 | 0 | 0 | 0 | 0 | 0 | 0 | 0 | 0 | 0 | 0 | 0 | 0 | 0 | 0 | 0 | 0 | 0 | 0 | 0 | 0 | 0 | 0 | 0 | 0 | 0 | 0 | 0 | 0
F1_Commercial_Grocery_Existing_Miscellaneous_Natural Gas_Pool Heater_E5 | F1 | Commercial | Grocery | Existing | Miscellaneous | Natural Gas | Pool Heater | E5 | RVT - Cost of Equipment | 0 | 0 | 0 | 0 | 0 | 0 | 0 | 0 | 0 | 0 | 0 | 0 | 0 | 0 | 0 | 0 | 0 | 0 | 0 | 0 | 0 | 0 | 0 | 0 | 0 | 0 | 0 | 0 | 0 | 0 | 0 | 0 | 0 | 0 | 0 | 0 | 0 | 0 | 0 | 0 | 0 | 0
F1_Commercial_Grocery_Existing_Miscellaneous_Natural Gas_Pool Heater_E6 | F1 | Commercial | Grocery | Existing | Miscellaneous | Natural Gas | Pool Heater | E6 | RVT - Cost of Equipment | 0 | 0 | 0 | 0 | 0 | 0 | 0 | 0 | 0 | 0 | 0 | 0 | 0 | 0 | 0 | 0 | 0 | 0 | 0 | 0 | 0 | 0 | 0 | 0 | 0 | 0 | 0 | 0 | 0 | 0 | 0 | 0 | 0 | 0 | 0 | 0 | 0 | 0 | 0 | 0 | 0 | 0
F1_Commercial_Grocery_Existing_Miscellaneous_Natural Gas_Pool Heater_E7 | F1 | Commercial | Grocery | Existing | Miscellaneous | Natural Gas | Pool Heater | E7 | RVT - Cost of Equipment | 0 | 0 | 0 | 0 | 0 | 0 | 0 | 0 | 0 | 0 | 0 | 0 | 0 | 0 | 0 | 0 | 0 | 0 | 0 | 0 | 0 | 0 | 0 | 0 | 0 | 0 | 0 | 0 | 0 | 0 | 0 | 0 | 0 | 0 | 0 | 0 | 0 | 0 | 0 | 0 | 0 | 0
F1_Commercial_Grocery_Existing_Miscellaneous_Natural Gas_Pool Heater_E8 | F1 | Commercial | Grocery | Existing | Miscellaneous | Natural Gas | Pool Heater | E8 | RVT - Cost of Equipment | 0 | 0 | 0 | 0 | 0 | 0 | 0 | 0 | 0 | 0 | 0 | 0 | 0 | 0 | 0 | 0 | 0 | 0 | 0 | 0 | 0 | 0 | 0 | 0 | 0 | 0 | 0 | 0 | 0 | 0 | 0 | 0 | 0 | 0 | 0 | 0 | 0 | 0 | 0 | 0 | 0 | 0
F1_Commercial_Grocery_Existing_Miscellaneous_Natural Gas_Pool Heater_E9 | F1 | Commercial | Grocery | Existing | Miscellaneous | Natural Gas | Pool Heater | E9 | RVT - Cost of Equipment | 0 | 0 | 0 | 0 | 0 | 0 | 0 | 0 | 0 | 0 | 0 | 0 | 0 | 0 | 0 | 0 | 0 | 0 | 0 | 0 | 0 | 0 | 0 | 0 | 0 | 0 | 0 | 0 | 0 | 0 | 0 | 0 | 0 | 0 | 0 | 0 | 0 | 0 | 0 | 0 | 0 | 0
F1_Commercial_Grocery_Existing_Miscellaneous_Natural Gas_Pool Heater_E10 | F1 | Commercial | Grocery | Existing | Miscellaneous | Natural Gas | Pool Heater | E10 | RVT - Cost of Equipment | 0 | 0 | 0 | 0 | 0 | 0 | 0 | 0 | 0 | 0 | 0 | 0 | 0 | 0 | 0 | 0 | 0 | 0 | 0 | 0 | 0 | 0 | 0 | 0 | 0 | 0 | 0 | 0 | 0 | 0 | 0 | 0 | 0 | 0 | 0 | 0 | 0 | 0 | 0 | 0 | 0 | 0
F2_Commercial_Grocery_Existing_Miscellaneous_Natural Gas_Pool Heater_E1 | F2 | Commercial | Grocery | Existing | Miscellaneous | Natural Gas | Pool Heater | E1 | RVT - Cost of Operation | 0 | 0 | 0 | 0 | 0 | 0 | 0 | 0 | 0 | 0 | 0 | 0 | 0 | 0 | 0 | 0 | 0 | 0 | 0 | 0 | 0 | 0 | 0 | 0 | 0 | 0 | 0 | 0 | 0 | 0 | 0 | 0 | 0 | 0 | 0 | 0 | 0 | 0 | 0 | 0 | 0 | 0
F2_Commercial_Grocery_Existing_Miscellaneous_Natural Gas_Pool Heater_E2 | F2 | Commercial | Grocery | Existing | Miscellaneous | Natural Gas | Pool Heater | E2 | RVT - Cost of Operation | 0 | 0 | 0 | 0 | 0 | 0 | 0 | 0 | 0 | 0 | 0 | 0 | 0 | 0 | 0 | 0 | 0 | 0 | 0 | 0 | 0 | 0 | 0 | 0 | 0 | 0 | 0 | 0 | 0 | 0 | 0 | 0 | 0 | 0 | 0 | 0 | 0 | 0 | 0 | 0 | 0 | 0
F2_Commercial_Grocery_Existing_Miscellaneous_Natural Gas_Pool Heater_E3 | F2 | Commercial | Grocery | Existing | Miscellaneous | Natural Gas | Pool Heater | E3 | RVT - Cost of Operation | 0 | 0 | 0 | 0 | 0 | 0 | 0 | 0 | 0 | 0 | 0 | 0 | 0 | 0 | 0 | 0 | 0 | 0 | 0 | 0 | 0 | 0 | 0 | 0 | 0 | 0 | 0 | 0 | 0 | 0 | 0 | 0 | 0 | 0 | 0 | 0 | 0 | 0 | 0 | 0 | 0 | 0
F2_Commercial_Grocery_Existing_Miscellaneous_Natural Gas_Pool Heater_E4 | F2 | Commercial | Grocery | Existing | Miscellaneous | Natural Gas | Pool Heater | E4 | RVT - Cost of Operation | 0 | 0 | 0 | 0 | 0 | 0 | 0 | 0 | 0 | 0 | 0 | 0 | 0 | 0 | 0 | 0 | 0 | 0 | 0 | 0 | 0 | 0 | 0 | 0 | 0 | 0 | 0 | 0 | 0 | 0 | 0 | 0 | 0 | 0 | 0 | 0 | 0 | 0 | 0 | 0 | 0 | 0
F2_Commercial_Grocery_Existing_Miscellaneous_Natural Gas_Pool Heater_E5 | F2 | Commercial | Grocery | Existing | Miscellaneous | Natural Gas | Pool Heater | E5 | RVT - Cost of Operation | 0 | 0 | 0 | 0 | 0 | 0 | 0 | 0 | 0 | 0 | 0 | 0 | 0 | 0 | 0 | 0 | 0 | 0 | 0 | 0 | 0 | 0 | 0 | 0 | 0 | 0 | 0 | 0 | 0 | 0 | 0 | 0 | 0 | 0 | 0 | 0 | 0 | 0 | 0 | 0 | 0 | 0
F2_Commercial_Grocery_Existing_Miscellaneous_Natural Gas_Pool Heater_E6 | F2 | Commercial | Grocery | Existing | Miscellaneous | Natural Gas | Pool Heater | E6 | RVT - Cost of Operation | 0 | 0 | 0 | 0 | 0 | 0 | 0 | 0 | 0 | 0 | 0 | 0 | 0 | 0 | 0 | 0 | 0 | 0 | 0 | 0 | 0 | 0 | 0 | 0 | 0 | 0 | 0 | 0 | 0 | 0 | 0 | 0 | 0 | 0 | 0 | 0 | 0 | 0 | 0 | 0 | 0 | 0
F2_Commercial_Grocery_Existing_Miscellaneous_Natural Gas_Pool Heater_E7 | F2 | Commercial | Grocery | Existing | Miscellaneous | Natural Gas | Pool Heater | E7 | RVT - Cost of Operation | 0 | 0 | 0 | 0 | 0 | 0 | 0 | 0 | 0 | 0 | 0 | 0 | 0 | 0 | 0 | 0 | 0 | 0 | 0 | 0 | 0 | 0 | 0 | 0 | 0 | 0 | 0 | 0 | 0 | 0 | 0 | 0 | 0 | 0 | 0 | 0 | 0 | 0 | 0 | 0 | 0 | 0
F2_Commercial_Grocery_Existing_Miscellaneous_Natural Gas_Pool Heater_E8 | F2 | Commercial | Grocery | Existing | Miscellaneous | Natural Gas | Pool Heater | E8 | RVT - Cost of Operation | 0 | 0 | 0 | 0 | 0 | 0 | 0 | 0 | 0 | 0 | 0 | 0 | 0 | 0 | 0 | 0 | 0 | 0 | 0 | 0 | 0 | 0 | 0 | 0 | 0 | 0 | 0 | 0 | 0 | 0 | 0 | 0 | 0 | 0 | 0 | 0 | 0 | 0 | 0 | 0 | 0 | 0
F2_Commercial_Grocery_Existing_Miscellaneous_Natural Gas_Pool Heater_E9 | F2 | Commercial | Grocery | Existing | Miscellaneous | Natural Gas | Pool Heater | E9 | RVT - Cost of Operation | 0 | 0 | 0 | 0 | 0 | 0 | 0 | 0 | 0 | 0 | 0 | 0 | 0 | 0 | 0 | 0 | 0 | 0 | 0 | 0 | 0 | 0 | 0 | 0 | 0 | 0 | 0 | 0 | 0 | 0 | 0 | 0 | 0 | 0 | 0 | 0 | 0 | 0 | 0 | 0 | 0 | 0
F2_Commercial_Grocery_Existing_Miscellaneous_Natural Gas_Pool Heater_E10 | F2 | Commercial | Grocery | Existing | Miscellaneous | Natural Gas | Pool Heater | E10 | RVT - Cost of Operation | 0 | 0 | 0 | 0 | 0 | 0 | 0 | 0 | 0 | 0 | 0 | 0 | 0 | 0 | 0 | 0 | 0 | 0 | 0 | 0 | 0 | 0 | 0 | 0 | 0 | 0 | 0 | 0 | 0 | 0 | 0 | 0 | 0 | 0 | 0 | 0 | 0 | 0 | 0 | 0 | 0 | 0
F3_Commercial_Grocery_Existing_Miscellaneous_Natural Gas_Pool Heater_E1 | F3 | Commercial | Grocery | Existing | Miscellaneous | Natural Gas | Pool Heater | E1 | System - kBTUs of Consumption | 0.0025602 | 0.0025602 | 0.0025602 | 0.0025602 | 0.0025602 | 0.0025602 | 0.0025602 | 0.0025602 | 0.0025602 | 0.0025602 | 0.0025602 | 0.0025602 | 0.0025602 | 0.0025602 | 0.0025602 | 0.0025602 | 0.0025602 | 0.0025602 | 0.0025602 | 0.0025602 | 0.0025602 | 0.0025602 | 0.0025602 | 0.0025602 | 0.0025602 | 0.0025602 | 0.0025602 | 0.0025602 | 0.0025602 | 0.0025602 | 0.0025602 | 0.0025602 | 0.0025602 | 0 | 0 | 0 | 0 | 0 | 0 | 0 | 0 | 0
F3_Commercial_Grocery_Existing_Miscellaneous_Natural Gas_Pool Heater_E2 | F3 | Commercial | Grocery | Existing | Miscellaneous | Natural Gas | Pool Heater | E2 | System - kBTUs of Consumption | 0.004192 | 0.004192 | 0.004192 | 0.004192 | 0.004192 | 0.004192 | 0.004192 | 0.004192 | 0.004192 | 0.004192 | 0.004192 | 0.004192 | 0.004192 | 0.004192 | 0.004192 | 0.004192 | 0.004192 | 0.004192 | 0.004192 | 0.004192 | 0.004192 | 0.004192 | 0.004192 | 0.004192 | 0.004192 | 0.004192 | 0.004192 | 0.004192 | 0.004192 | 0.004192 | 0.004192 | 0.004192 | 0.004192 | 0 | 0 | 0 | 0 | 0 | 0 | 0 | 0 | 0
F3_Commercial_Grocery_Existing_Miscellaneous_Natural Gas_Pool Heater_E3 | F3 | Commercial | Grocery | Existing | Miscellaneous | Natural Gas | Pool Heater | E3 | System - kBTUs of Consumption | 0 | 0 | 0 | 0 | 0 | 0 | 0 | 0 | 0 | 0 | 0 | 0 | 0 | 0 | 0 | 0 | 0 | 0 | 0 | 0 | 0 | 0 | 0 | 0 | 0 | 0 | 0 | 0 | 0 | 0 | 0 | 0 | 0 | 0 | 0 | 0 | 0 | 0 | 0 | 0 | 0 | 0
F3_Commercial_Grocery_Existing_Miscellaneous_Natural Gas_Pool Heater_E4 | F3 | Commercial | Grocery | Existing | Miscellaneous | Natural Gas | Pool Heater | E4 | System - kBTUs of Consumption | 0 | 0 | 0 | 0 | 0 | 0 | 0 | 0 | 0 | 0 | 0 | 0 | 0 | 0 | 0 | 0 | 0 | 0 | 0 | 0 | 0 | 0 | 0 | 0 | 0 | 0 | 0 | 0 | 0 | 0 | 0 | 0 | 0 | 0 | 0 | 0 | 0 | 0 | 0 | 0 | 0 | 0
F3_Commercial_Grocery_Existing_Miscellaneous_Natural Gas_Pool Heater_E5 | F3 | Commercial | Grocery | Existing | Miscellaneous | Natural Gas | Pool Heater | E5 | System - kBTUs of Consumption | 0 | 0 | 0 | 0 | 0 | 0 | 0 | 0 | 0 | 0 | 0 | 0 | 0 | 0 | 0 | 0 | 0 | 0 | 0 | 0 | 0 | 0 | 0 | 0 | 0 | 0 | 0 | 0 | 0 | 0 | 0 | 0 | 0 | 0 | 0 | 0 | 0 | 0 | 0 | 0 | 0 | 0
F3_Commercial_Grocery_Existing_Miscellaneous_Natural Gas_Pool Heater_E6 | F3 | Commercial | Grocery | Existing | Miscellaneous | Natural Gas | Pool Heater | E6 | System - kBTUs of Consumption | 0 | 0 | 0 | 0 | 0 | 0 | 0 | 0 | 0 | 0 | 0 | 0 | 0 | 0 | 0 | 0 | 0 | 0 | 0 | 0 | 0 | 0 | 0 | 0 | 0 | 0 | 0 | 0 | 0 | 0 | 0 | 0 | 0 | 0 | 0 | 0 | 0 | 0 | 0 | 0 | 0 | 0
F3_Commercial_Grocery_Existing_Miscellaneous_Natural Gas_Pool Heater_E7 | F3 | Commercial | Grocery | Existing | Miscellaneous | Natural Gas | Pool Heater | E7 | System - kBTUs of Consumption | 0 | 0 | 0 | 0 | 0 | 0 | 0 | 0 | 0 | 0 | 0 | 0 | 0 | 0 | 0 | 0 | 0 | 0 | 0 | 0 | 0 | 0 | 0 | 0 | 0 | 0 | 0 | 0 | 0 | 0 | 0 | 0 | 0 | 0 | 0 | 0 | 0 | 0 | 0 | 0 | 0 | 0
F3_Commercial_Grocery_Existing_Miscellaneous_Natural Gas_Pool Heater_E8 | F3 | Commercial | Grocery | Existing | Miscellaneous | Natural Gas | Pool Heater | E8 | System - kBTUs of Consumption | 0 | 0 | 0 | 0 | 0 | 0 | 0 | 0 | 0 | 0 | 0 | 0 | 0 | 0 | 0 | 0 | 0 | 0 | 0 | 0 | 0 | 0 | 0 | 0 | 0 | 0 | 0 | 0 | 0 | 0 | 0 | 0 | 0 | 0 | 0 | 0 | 0 | 0 | 0 | 0 | 0 | 0
F3_Commercial_Grocery_Existing_Miscellaneous_Natural Gas_Pool Heater_E9 | F3 | Commercial | Grocery | Existing | Miscellaneous | Natural Gas | Pool Heater | E9 | System - kBTUs of Consumption | 0 | 0 | 0 | 0 | 0 | 0 | 0 | 0 | 0 | 0 | 0 | 0 | 0 | 0 | 0 | 0 | 0 | 0 | 0 | 0 | 0 | 0 | 0 | 0 | 0 | 0 | 0 | 0 | 0 | 0 | 0 | 0 | 0 | 0 | 0 | 0 | 0 | 0 | 0 | 0 | 0 | 0
F3_Commercial_Grocery_Existing_Miscellaneous_Natural Gas_Pool Heater_E10 | F3 | Commercial | Grocery | Existing | Miscellaneous | Natural Gas | Pool Heater | E10 | System - kBTUs of Consumption | 0 | 0 | 0 | 0 | 0 | 0 | 0 | 0 | 0 | 0 | 0 | 0 | 0 | 0 | 0 | 0 | 0 | 0 | 0 | 0 | 0 | 0 | 0 | 0 | 0 | 0 | 0 | 0 | 0 | 0 | 0 | 0 | 0 | 0 | 0 | 0 | 0 | 0 | 0 | 0 | 0 | 0
F4_Commercial_Grocery_Existing_Miscellaneous_Natural Gas_Pool Heater_E1 | F4 | Commercial | Grocery | Existing | Miscellaneous | Natural Gas | Pool Heater | E1 | Utility - Cost of Equipment | 0 | 0 | 0 | 0 | 0 | 0 | 0 | 0 | 0 | 0 | 0 | 0 | 0 | 0 | 0 | 0 | 0 | 0 | 0 | 0 | 0 | 0 | 0 | 0 | 0 | 0 | 0 | 0 | 0 | 0 | 0 | 0 | 0 | 0 | 0 | 0 | 0 | 0 | 0 | 0 | 0 | 0
F4_Commercial_Grocery_Existing_Miscellaneous_Natural Gas_Pool Heater_E2 | F4 | Commercial | Grocery | Existing | Miscellaneous | Natural Gas | Pool Heater | E2 | Utility - Cost of Equipment | 0 | 0 | 0 | 0 | 0 | 0 | 0 | 0 | 0 | 0 | 0 | 0 | 0 | 0 | 0 | 0 | 0 | 0 | 0 | 0 | 0 | 0 | 0 | 0 | 0 | 0 | 0 | 0 | 0 | 0 | 0 | 0 | 0 | 0 | 0 | 0 | 0 | 0 | 0 | 0 | 0 | 0
F4_Commercial_Grocery_Existing_Miscellaneous_Natural Gas_Pool Heater_E3 | F4 | Commercial | Grocery | Existing | Miscellaneous | Natural Gas | Pool Heater | E3 | Utility - Cost of Equipment | 0 | 0 | 0 | 0 | 0 | 0 | 0 | 0 | 0 | 0 | 0 | 0 | 0 | 0 | 0 | 0 | 0 | 0 | 0 | 0 | 0 | 0 | 0 | 0 | 0 | 0 | 0 | 0 | 0 | 0 | 0 | 0 | 0 | 0 | 0 | 0 | 0 | 0 | 0 | 0 | 0 | 0
F4_Commercial_Grocery_Existing_Miscellaneous_Natural Gas_Pool Heater_E4 | F4 | Commercial | Grocery | Existing | Miscellaneous | Natural Gas | Pool Heater | E4 | Utility - Cost of Equipment | 0 | 0 | 0 | 0 | 0 | 0 | 0 | 0 | 0 | 0 | 0 | 0 | 0 | 0 | 0 | 0 | 0 | 0 | 0 | 0 | 0 | 0 | 0 | 0 | 0 | 0 | 0 | 0 | 0 | 0 | 0 | 0 | 0 | 0 | 0 | 0 | 0 | 0 | 0 | 0 | 0 | 0
F4_Commercial_Grocery_Existing_Miscellaneous_Natural Gas_Pool Heater_E5 | F4 | Commercial | Grocery | Existing | Miscellaneous | Natural Gas | Pool Heater | E5 | Utility - Cost of Equipment | 0 | 0 | 0 | 0 | 0 | 0 | 0 | 0 | 0 | 0 | 0 | 0 | 0 | 0 | 0 | 0 | 0 | 0 | 0 | 0 | 0 | 0 | 0 | 0 | 0 | 0 | 0 | 0 | 0 | 0 | 0 | 0 | 0 | 0 | 0 | 0 | 0 | 0 | 0 | 0 | 0 | 0
F4_Commercial_Grocery_Existing_Miscellaneous_Natural Gas_Pool Heater_E6 | F4 | Commercial | Grocery | Existing | Miscellaneous | Natural Gas | Pool Heater | E6 | Utility - Cost of Equipment | 0 | 0 | 0 | 0 | 0 | 0 | 0 | 0 | 0 | 0 | 0 | 0 | 0 | 0 | 0 | 0 | 0 | 0 | 0 | 0 | 0 | 0 | 0 | 0 | 0 | 0 | 0 | 0 | 0 | 0 | 0 | 0 | 0 | 0 | 0 | 0 | 0 | 0 | 0 | 0 | 0 | 0
F4_Commercial_Grocery_Existing_Miscellaneous_Natural Gas_Pool Heater_E7 | F4 | Commercial | Grocery | Existing | Miscellaneous | Natural Gas | Pool Heater | E7 | Utility - Cost of Equipment | 0 | 0 | 0 | 0 | 0 | 0 | 0 | 0 | 0 | 0 | 0 | 0 | 0 | 0 | 0 | 0 | 0 | 0 | 0 | 0 | 0 | 0 | 0 | 0 | 0 | 0 | 0 | 0 | 0 | 0 | 0 | 0 | 0 | 0 | 0 | 0 | 0 | 0 | 0 | 0 | 0 | 0
F4_Commercial_Grocery_Existing_Miscellaneous_Natural Gas_Pool Heater_E8 | F4 | Commercial | Grocery | Existing | Miscellaneous | Natural Gas | Pool Heater | E8 | Utility - Cost of Equipment | 0 | 0 | 0 | 0 | 0 | 0 | 0 | 0 | 0 | 0 | 0 | 0 | 0 | 0 | 0 | 0 | 0 | 0 | 0 | 0 | 0 | 0 | 0 | 0 | 0 | 0 | 0 | 0 | 0 | 0 | 0 | 0 | 0 | 0 | 0 | 0 | 0 | 0 | 0 | 0 | 0 | 0
F4_Commercial_Grocery_Existing_Miscellaneous_Natural Gas_Pool Heater_E9 | F4 | Commercial | Grocery | Existing | Miscellaneous | Natural Gas | Pool Heater | E9 | Utility - Cost of Equipment | 0 | 0 | 0 | 0 | 0 | 0 | 0 | 0 | 0 | 0 | 0 | 0 | 0 | 0 | 0 | 0 | 0 | 0 | 0 | 0 | 0 | 0 | 0 | 0 | 0 | 0 | 0 | 0 | 0 | 0 | 0 | 0 | 0 | 0 | 0 | 0 | 0 | 0 | 0 | 0 | 0 | 0
F4_Commercial_Grocery_Existing_Miscellaneous_Natural Gas_Pool Heater_E10 | F4 | Commercial | Grocery | Existing | Miscellaneous | Natural Gas | Pool Heater | E10 | Utility - Cost of Equipment | 0 | 0 | 0 | 0 | 0 | 0 | 0 | 0 | 0 | 0 | 0 | 0 | 0 | 0 | 0 | 0 | 0 | 0 | 0 | 0 | 0 | 0 | 0 | 0 | 0 | 0 | 0 | 0 | 0 | 0 | 0 | 0 | 0 | 0 | 0 | 0 | 0 | 0 | 0 | 0 | 0 | 0
F5_Commercial_Grocery_Existing_Miscellaneous_Natural Gas_Pool Heater_E1 | F5 | Commercial | Grocery | Existing | Miscellaneous | Natural Gas | Pool Heater | E1 | Utility - Cost of Operation | 0.0025602 | 0.0025602 | 0.0025602 | 0.0025602 | 0.0025602 | 0.0025602 | 0.0025602 | 0.0025602 | 0.0025602 | 0.0025602 | 0.0025602 | 0.0025602 | 0.0025602 | 0.0025602 | 0.0025602 | 0.0025602 | 0.0025602 | 0.0025602 | 0.0025602 | 0.0025602 | 0.0025602 | 0.0025602 | 0.0025602 | 0.0025602 | 0.0025602 | 0.0025602 | 0.0025602 | 0.0025602 | 0.0025602 | 0.0025602 | 0.0025602 | 0.0025602 | 0.0025602 | 0 | 0 | 0 | 0 | 0 | 0 | 0 | 0 | 0
F5_Commercial_Grocery_Existing_Miscellaneous_Natural Gas_Pool Heater_E2 | F5 | Commercial | Grocery | Existing | Miscellaneous | Natural Gas | Pool Heater | E2 | Utility - Cost of Operation | 0.004192 | 0.004192 | 0.004192 | 0.004192 | 0.004192 | 0.004192 | 0.004192 | 0.004192 | 0.004192 | 0.004192 | 0.004192 | 0.004192 | 0.004192 | 0.004192 | 0.004192 | 0.004192 | 0.004192 | 0.004192 | 0.004192 | 0.004192 | 0.004192 | 0.004192 | 0.004192 | 0.004192 | 0.004192 | 0.004192 | 0.004192 | 0.004192 | 0.004192 | 0.004192 | 0.004192 | 0.004192 | 0.004192 | 0 | 0 | 0 | 0 | 0 | 0 | 0 | 0 | 0
F5_Commercial_Grocery_Existing_Miscellaneous_Natural Gas_Pool Heater_E3 | F5 | Commercial | Grocery | Existing | Miscellaneous | Natural Gas | Pool Heater | E3 | Utility - Cost of Operation | 0 | 0 | 0 | 0 | 0 | 0 | 0 | 0 | 0 | 0 | 0 | 0 | 0 | 0 | 0 | 0 | 0 | 0 | 0 | 0 | 0 | 0 | 0 | 0 | 0 | 0 | 0 | 0 | 0 | 0 | 0 | 0 | 0 | 0 | 0 | 0 | 0 | 0 | 0 | 0 | 0 | 0
F5_Commercial_Grocery_Existing_Miscellaneous_Natural Gas_Pool Heater_E4 | F5 | Commercial | Grocery | Existing | Miscellaneous | Natural Gas | Pool Heater | E4 | Utility - Cost of Operation | 0 | 0 | 0 | 0 | 0 | 0 | 0 | 0 | 0 | 0 | 0 | 0 | 0 | 0 | 0 | 0 | 0 | 0 | 0 | 0 | 0 | 0 | 0 | 0 | 0 | 0 | 0 | 0 | 0 | 0 | 0 | 0 | 0 | 0 | 0 | 0 | 0 | 0 | 0 | 0 | 0 | 0
F5_Commercial_Grocery_Existing_Miscellaneous_Natural Gas_Pool Heater_E5 | F5 | Commercial | Grocery | Existing | Miscellaneous | Natural Gas | Pool Heater | E5 | Utility - Cost of Operation | 0 | 0 | 0 | 0 | 0 | 0 | 0 | 0 | 0 | 0 | 0 | 0 | 0 | 0 | 0 | 0 | 0 | 0 | 0 | 0 | 0 | 0 | 0 | 0 | 0 | 0 | 0 | 0 | 0 | 0 | 0 | 0 | 0 | 0 | 0 | 0 | 0 | 0 | 0 | 0 | 0 | 0
F5_Commercial_Grocery_Existing_Miscellaneous_Natural Gas_Pool Heater_E6 | F5 | Commercial | Grocery | Existing | Miscellaneous | Natural Gas | Pool Heater | E6 | Utility - Cost of Operation | 0 | 0 | 0 | 0 | 0 | 0 | 0 | 0 | 0 | 0 | 0 | 0 | 0 | 0 | 0 | 0 | 0 | 0 | 0 | 0 | 0 | 0 | 0 | 0 | 0 | 0 | 0 | 0 | 0 | 0 | 0 | 0 | 0 | 0 | 0 | 0 | 0 | 0 | 0 | 0 | 0 | 0
F5_Commercial_Grocery_Existing_Miscellaneous_Natural Gas_Pool Heater_E7 | F5 | Commercial | Grocery | Existing | Miscellaneous | Natural Gas | Pool Heater | E7 | Utility - Cost of Operation | 0 | 0 | 0 | 0 | 0 | 0 | 0 | 0 | 0 | 0 | 0 | 0 | 0 | 0 | 0 | 0 | 0 | 0 | 0 | 0 | 0 | 0 | 0 | 0 | 0 | 0 | 0 | 0 | 0 | 0 | 0 | 0 | 0 | 0 | 0 | 0 | 0 | 0 | 0 | 0 | 0 | 0
F5_Commercial_Grocery_Existing_Miscellaneous_Natural Gas_Pool Heater_E8 | F5 | Commercial | Grocery | Existing | Miscellaneous | Natural Gas | Pool Heater | E8 | Utility - Cost of Operation | 0 | 0 | 0 | 0 | 0 | 0 | 0 | 0 | 0 | 0 | 0 | 0 | 0 | 0 | 0 | 0 | 0 | 0 | 0 | 0 | 0 | 0 | 0 | 0 | 0 | 0 | 0 | 0 | 0 | 0 | 0 | 0 | 0 | 0 | 0 | 0 | 0 | 0 | 0 | 0 | 0 | 0
F5_Commercial_Grocery_Existing_Miscellaneous_Natural Gas_Pool Heater_E9 | F5 | Commercial | Grocery | Existing | Miscellaneous | Natural Gas | Pool Heater | E9 | Utility - Cost of Operation | 0 | 0 | 0 | 0 | 0 | 0 | 0 | 0 | 0 | 0 | 0 | 0 | 0 | 0 | 0 | 0 | 0 | 0 | 0 | 0 | 0 | 0 | 0 | 0 | 0 | 0 | 0 | 0 | 0 | 0 | 0 | 0 | 0 | 0 | 0 | 0 | 0 | 0 | 0 | 0 | 0 | 0
F5_Commercial_Grocery_Existing_Miscellaneous_Natural Gas_Pool Heater_E10 | F5 | Commercial | Grocery | Existing | Miscellaneous | Natural Gas | Pool Heater | E10 | Utility - Cost of Operation | 0 | 0 | 0 | 0 | 0 | 0 | 0 | 0 | 0 | 0 | 0 | 0 | 0 | 0 | 0 | 0 | 0 | 0 | 0 | 0 | 0 | 0 | 0 | 0 | 0 | 0 | 0 | 0 | 0 | 0 | 0 | 0 | 0 | 0 | 0 | 0 | 0 | 0 | 0 | 0 | 0 | 0
F6_Commercial_Grocery_Existing_Miscellaneous_Natural Gas_Pool Heater_E1 | F6 | Commercial | Grocery | Existing | Miscellaneous | Natural Gas | Pool Heater | E1 | Utility - Value of Sales | 0.010152 | 0.010152 | 0.010152 | 0.010152 | 0.010152 | 0.010152 | 0.010152 | 0.010152 | 0.010152 | 0.010152 | 0.010152 | 0.010152 | 0.010152 | 0.010152 | 0.010152 | 0.010152 | 0.010152 | 0.010152 | 0.010152 | 0.010152 | 0.010152 | 0.010152 | 0.010152 | 0.010152 | 0.010152 | 0.010152 | 0.010152 | 0.010152 | 0.010152 | 0.010152 | 0.010152 | 0.010152 | 0.010152 | 0 | 0 | 0 | 0 | 0 | 0 | 0 | 0 | 0
F6_Commercial_Grocery_Existing_Miscellaneous_Natural Gas_Pool Heater_E2 | F6 | Commercial | Grocery | Existing | Miscellaneous | Natural Gas | Pool Heater | E2 | Utility - Value of Sales | 0.0086294 | 0.0086294 | 0.0086294 | 0.0086294 | 0.0086294 | 0.0086294 | 0.0086294 | 0.0086294 | 0.0086294 | 0.0086294 | 0.0086294 | 0.0086294 | 0.0086294 | 0.0086294 | 0.0086294 | 0.0086294 | 0.0086294 | 0.0086294 | 0.0086294 | 0.0086294 | 0.0086294 | 0.0086294 | 0.0086294 | 0.0086294 | 0.0086294 | 0.0086294 | 0.0086294 | 0.0086294 | 0.0086294 | 0.0086294 | 0.0086294 | 0.0086294 | 0.0086294 | 0 | 0 | 0 | 0 | 0 | 0 | 0 | 0 | 0
F6_Commercial_Grocery_Existing_Miscellaneous_Natural Gas_Pool Heater_E3 | F6 | Commercial | Grocery | Existing | Miscellaneous | Natural Gas | Pool Heater | E3 | Utility - Value of Sales | 0 | 0 | 0 | 0 | 0 | 0 | 0 | 0 | 0 | 0 | 0 | 0 | 0 | 0 | 0 | 0 | 0 | 0 | 0 | 0 | 0 | 0 | 0 | 0 | 0 | 0 | 0 | 0 | 0 | 0 | 0 | 0 | 0 | 0 | 0 | 0 | 0 | 0 | 0 | 0 | 0 | 0
F6_Commercial_Grocery_Existing_Miscellaneous_Natural Gas_Pool Heater_E4 | F6 | Commercial | Grocery | Existing | Miscellaneous | Natural Gas | Pool Heater | E4 | Utility - Value of Sales | 0 | 0 | 0 | 0 | 0 | 0 | 0 | 0 | 0 | 0 | 0 | 0 | 0 | 0 | 0 | 0 | 0 | 0 | 0 | 0 | 0 | 0 | 0 | 0 | 0 | 0 | 0 | 0 | 0 | 0 | 0 | 0 | 0 | 0 | 0 | 0 | 0 | 0 | 0 | 0 | 0 | 0
F6_Commercial_Grocery_Existing_Miscellaneous_Natural Gas_Pool Heater_E5 | F6 | Commercial | Grocery | Existing | Miscellaneous | Natural Gas | Pool Heater | E5 | Utility - Value of Sales | 0 | 0 | 0 | 0 | 0 | 0 | 0 | 0 | 0 | 0 | 0 | 0 | 0 | 0 | 0 | 0 | 0 | 0 | 0 | 0 | 0 | 0 | 0 | 0 | 0 | 0 | 0 | 0 | 0 | 0 | 0 | 0 | 0 | 0 | 0 | 0 | 0 | 0 | 0 | 0 | 0 | 0
F6_Commercial_Grocery_Existing_Miscellaneous_Natural Gas_Pool Heater_E6 | F6 | Commercial | Grocery | Existing | Miscellaneous | Natural Gas | Pool Heater | E6 | Utility - Value of Sales | 0 | 0 | 0 | 0 | 0 | 0 | 0 | 0 | 0 | 0 | 0 | 0 | 0 | 0 | 0 | 0 | 0 | 0 | 0 | 0 | 0 | 0 | 0 | 0 | 0 | 0 | 0 | 0 | 0 | 0 | 0 | 0 | 0 | 0 | 0 | 0 | 0 | 0 | 0 | 0 | 0 | 0
F6_Commercial_Grocery_Existing_Miscellaneous_Natural Gas_Pool Heater_E7 | F6 | Commercial | Grocery | Existing | Miscellaneous | Natural Gas | Pool Heater | E7 | Utility - Value of Sales | 0 | 0 | 0 | 0 | 0 | 0 | 0 | 0 | 0 | 0 | 0 | 0 | 0 | 0 | 0 | 0 | 0 | 0 | 0 | 0 | 0 | 0 | 0 | 0 | 0 | 0 | 0 | 0 | 0 | 0 | 0 | 0 | 0 | 0 | 0 | 0 | 0 | 0 | 0 | 0 | 0 | 0
F6_Commercial_Grocery_Existing_Miscellaneous_Natural Gas_Pool Heater_E8 | F6 | Commercial | Grocery | Existing | Miscellaneous | Natural Gas | Pool Heater | E8 | Utility - Value of Sales | 0 | 0 | 0 | 0 | 0 | 0 | 0 | 0 | 0 | 0 | 0 | 0 | 0 | 0 | 0 | 0 | 0 | 0 | 0 | 0 | 0 | 0 | 0 | 0 | 0 | 0 | 0 | 0 | 0 | 0 | 0 | 0 | 0 | 0 | 0 | 0 | 0 | 0 | 0 | 0 | 0 | 0
F6_Commercial_Grocery_Existing_Miscellaneous_Natural Gas_Pool Heater_E9 | F6 | Commercial | Grocery | Existing | Miscellaneous | Natural Gas | Pool Heater | E9 | Utility - Value of Sales | 0 | 0 | 0 | 0 | 0 | 0 | 0 | 0 | 0 | 0 | 0 | 0 | 0 | 0 | 0 | 0 | 0 | 0 | 0 | 0 | 0 | 0 | 0 | 0 | 0 | 0 | 0 | 0 | 0 | 0 | 0 | 0 | 0 | 0 | 0 | 0 | 0 | 0 | 0 | 0 | 0 | 0
F6_Commercial_Grocery_Existing_Miscellaneous_Natural Gas_Pool Heater_E10 | F6 | Commercial | Grocery | Existing | Miscellaneous | Natural Gas | Pool Heater | E10 | Utility - Value of Sales | 0 | 0 | 0 | 0 | 0 | 0 | 0 | 0 | 0 | 0 | 0 | 0 | 0 | 0 | 0 | 0 | 0 | 0 | 0 | 0 | 0 | 0 | 0 | 0 | 0 | 0 | 0 | 0 | 0 | 0 | 0 | 0 | 0 | 0 | 0 | 0 | 0 | 0 | 0 | 0 | 0 | 0
F1_Commercial_Grocery_Existing_Miscellaneous_Natural Gas_Miscellaneous_E1 | F1 | Commercial | Grocery | Existing | Miscellaneous | Natural Gas | Miscellaneous | E1 | RVT - Cost of Equipment | 0 | 0 | 0 | 0 | 0 | 0 | 0 | 0 | 0 | 0 | 0 | 0 | 0 | 0 | 0 | 0 | 0 | 0 | 0 | 0 | 0 | 0 | 0 | 0 | 0 | 0 | 0 | 0 | 0 | 0 | 0 | 0 | 0 | 0 | 0 | 0 | 0 | 0 | 0 | 0 | 0 | 0
F1_Commercial_Grocery_Existing_Miscellaneous_Natural Gas_Miscellaneous_E2 | F1 | Commercial | Grocery | Existing | Miscellaneous | Natural Gas | Miscellaneous | E2 | RVT - Cost of Equipment | 0 | 0 | 0 | 0 | 0 | 0 | 0 | 0 | 0 | 0 | 0 | 0 | 0 | 0 | 0 | 0 | 0 | 0 | 0 | 0 | 0 | 0 | 0 | 0 | 0 | 0 | 0 | 0 | 0 | 0 | 0 | 0 | 0 | 0 | 0 | 0 | 0 | 0 | 0 | 0 | 0 | 0
F1_Commercial_Grocery_Existing_Miscellaneous_Natural Gas_Miscellaneous_E3 | F1 | Commercial | Grocery | Existing | Miscellaneous | Natural Gas | Miscellaneous | E3 | RVT - Cost of Equipment | 0 | 0 | 0 | 0 | 0 | 0 | 0 | 0 | 0 | 0 | 0 | 0 | 0 | 0 | 0 | 0 | 0 | 0 | 0 | 0 | 0 | 0 | 0 | 0 | 0 | 0 | 0 | 0 | 0 | 0 | 0 | 0 | 0 | 0 | 0 | 0 | 0 | 0 | 0 | 0 | 0 | 0
F1_Commercial_Grocery_Existing_Miscellaneous_Natural Gas_Miscellaneous_E4 | F1 | Commercial | Grocery | Existing | Miscellaneous | Natural Gas | Miscellaneous | E4 | RVT - Cost of Equipment | 0 | 0 | 0 | 0 | 0 | 0 | 0 | 0 | 0 | 0 | 0 | 0 | 0 | 0 | 0 | 0 | 0 | 0 | 0 | 0 | 0 | 0 | 0 | 0 | 0 | 0 | 0 | 0 | 0 | 0 | 0 | 0 | 0 | 0 | 0 | 0 | 0 | 0 | 0 | 0 | 0 | 0
F1_Commercial_Grocery_Existing_Miscellaneous_Natural Gas_Miscellaneous_E5 | F1 | Commercial | Grocery | Existing | Miscellaneous | Natural Gas | Miscellaneous | E5 | RVT - Cost of Equipment | 0 | 0 | 0 | 0 | 0 | 0 | 0 | 0 | 0 | 0 | 0 | 0 | 0 | 0 | 0 | 0 | 0 | 0 | 0 | 0 | 0 | 0 | 0 | 0 | 0 | 0 | 0 | 0 | 0 | 0 | 0 | 0 | 0 | 0 | 0 | 0 | 0 | 0 | 0 | 0 | 0 | 0
F1_Commercial_Grocery_Existing_Miscellaneous_Natural Gas_Miscellaneous_E6 | F1 | Commercial | Grocery | Existing | Miscellaneous | Natural Gas | Miscellaneous | E6 | RVT - Cost of Equipment | 0 | 0 | 0 | 0 | 0 | 0 | 0 | 0 | 0 | 0 | 0 | 0 | 0 | 0 | 0 | 0 | 0 | 0 | 0 | 0 | 0 | 0 | 0 | 0 | 0 | 0 | 0 | 0 | 0 | 0 | 0 | 0 | 0 | 0 | 0 | 0 | 0 | 0 | 0 | 0 | 0 | 0
F1_Commercial_Grocery_Existing_Miscellaneous_Natural Gas_Miscellaneous_E7 | F1 | Commercial | Grocery | Existing | Miscellaneous | Natural Gas | Miscellaneous | E7 | RVT - Cost of Equipment | 0 | 0 | 0 | 0 | 0 | 0 | 0 | 0 | 0 | 0 | 0 | 0 | 0 | 0 | 0 | 0 | 0 | 0 | 0 | 0 | 0 | 0 | 0 | 0 | 0 | 0 | 0 | 0 | 0 | 0 | 0 | 0 | 0 | 0 | 0 | 0 | 0 | 0 | 0 | 0 | 0 | 0
F1_Commercial_Grocery_Existing_Miscellaneous_Natural Gas_Miscellaneous_E8 | F1 | Commercial | Grocery | Existing | Miscellaneous | Natural Gas | Miscellaneous | E8 | RVT - Cost of Equipment | 0 | 0 | 0 | 0 | 0 | 0 | 0 | 0 | 0 | 0 | 0 | 0 | 0 | 0 | 0 | 0 | 0 | 0 | 0 | 0 | 0 | 0 | 0 | 0 | 0 | 0 | 0 | 0 | 0 | 0 | 0 | 0 | 0 | 0 | 0 | 0 | 0 | 0 | 0 | 0 | 0 | 0
F1_Commercial_Grocery_Existing_Miscellaneous_Natural Gas_Miscellaneous_E9 | F1 | Commercial | Grocery | Existing | Miscellaneous | Natural Gas | Miscellaneous | E9 | RVT - Cost of Equipment | 0 | 0 | 0 | 0 | 0 | 0 | 0 | 0 | 0 | 0 | 0 | 0 | 0 | 0 | 0 | 0 | 0 | 0 | 0 | 0 | 0 | 0 | 0 | 0 | 0 | 0 | 0 | 0 | 0 | 0 | 0 | 0 | 0 | 0 | 0 | 0 | 0 | 0 | 0 | 0 | 0 | 0
F1_Commercial_Grocery_Existing_Miscellaneous_Natural Gas_Miscellaneous_E10 | F1 | Commercial | Grocery | Existing | Miscellaneous | Natural Gas | Miscellaneous | E10 | RVT - Cost of Equipment | 0 | 0 | 0 | 0 | 0 | 0 | 0 | 0 | 0 | 0 | 0 | 0 | 0 | 0 | 0 | 0 | 0 | 0 | 0 | 0 | 0 | 0 | 0 | 0 | 0 | 0 | 0 | 0 | 0 | 0 | 0 | 0 | 0 | 0 | 0 | 0 | 0 | 0 | 0 | 0 | 0 | 0
F2_Commercial_Grocery_Existing_Miscellaneous_Natural Gas_Miscellaneous_E1 | F2 | Commercial | Grocery | Existing | Miscellaneous | Natural Gas | Miscellaneous | E1 | RVT - Cost of Operation | 0 | 0 | 0 | 0 | 0 | 0 | 0 | 0 | 0 | 0 | 0 | 0 | 0 | 0 | 0 | 0 | 0 | 0 | 0 | 0 | 0 | 0 | 0 | 0 | 0 | 0 | 0 | 0 | 0 | 0 | 0 | 0 | 0 | 0 | 0 | 0 | 0 | 0 | 0 | 0 | 0 | 0
F2_Commercial_Grocery_Existing_Miscellaneous_Natural Gas_Miscellaneous_E2 | F2 | Commercial | Grocery | Existing | Miscellaneous | Natural Gas | Miscellaneous | E2 | RVT - Cost of Operation | 0 | 0 | 0 | 0 | 0 | 0 | 0 | 0 | 0 | 0 | 0 | 0 | 0 | 0 | 0 | 0 | 0 | 0 | 0 | 0 | 0 | 0 | 0 | 0 | 0 | 0 | 0 | 0 | 0 | 0 | 0 | 0 | 0 | 0 | 0 | 0 | 0 | 0 | 0 | 0 | 0 | 0
F2_Commercial_Grocery_Existing_Miscellaneous_Natural Gas_Miscellaneous_E3 | F2 | Commercial | Grocery | Existing | Miscellaneous | Natural Gas | Miscellaneous | E3 | RVT - Cost of Operation | 0 | 0 | 0 | 0 | 0 | 0 | 0 | 0 | 0 | 0 | 0 | 0 | 0 | 0 | 0 | 0 | 0 | 0 | 0 | 0 | 0 | 0 | 0 | 0 | 0 | 0 | 0 | 0 | 0 | 0 | 0 | 0 | 0 | 0 | 0 | 0 | 0 | 0 | 0 | 0 | 0 | 0
F2_Commercial_Grocery_Existing_Miscellaneous_Natural Gas_Miscellaneous_E4 | F2 | Commercial | Grocery | Existing | Miscellaneous | Natural Gas | Miscellaneous | E4 | RVT - Cost of Operation | 0 | 0 | 0 | 0 | 0 | 0 | 0 | 0 | 0 | 0 | 0 | 0 | 0 | 0 | 0 | 0 | 0 | 0 | 0 | 0 | 0 | 0 | 0 | 0 | 0 | 0 | 0 | 0 | 0 | 0 | 0 | 0 | 0 | 0 | 0 | 0 | 0 | 0 | 0 | 0 | 0 | 0
F2_Commercial_Grocery_Existing_Miscellaneous_Natural Gas_Miscellaneous_E5 | F2 | Commercial | Grocery | Existing | Miscellaneous | Natural Gas | Miscellaneous | E5 | RVT - Cost of Operation | 0 | 0 | 0 | 0 | 0 | 0 | 0 | 0 | 0 | 0 | 0 | 0 | 0 | 0 | 0 | 0 | 0 | 0 | 0 | 0 | 0 | 0 | 0 | 0 | 0 | 0 | 0 | 0 | 0 | 0 | 0 | 0 | 0 | 0 | 0 | 0 | 0 | 0 | 0 | 0 | 0 | 0
F2_Commercial_Grocery_Existing_Miscellaneous_Natural Gas_Miscellaneous_E6 | F2 | Commercial | Grocery | Existing | Miscellaneous | Natural Gas | Miscellaneous | E6 | RVT - Cost of Operation | 0 | 0 | 0 | 0 | 0 | 0 | 0 | 0 | 0 | 0 | 0 | 0 | 0 | 0 | 0 | 0 | 0 | 0 | 0 | 0 | 0 | 0 | 0 | 0 | 0 | 0 | 0 | 0 | 0 | 0 | 0 | 0 | 0 | 0 | 0 | 0 | 0 | 0 | 0 | 0 | 0 | 0
F2_Commercial_Grocery_Existing_Miscellaneous_Natural Gas_Miscellaneous_E7 | F2 | Commercial | Grocery | Existing | Miscellaneous | Natural Gas | Miscellaneous | E7 | RVT - Cost of Operation | 0 | 0 | 0 | 0 | 0 | 0 | 0 | 0 | 0 | 0 | 0 | 0 | 0 | 0 | 0 | 0 | 0 | 0 | 0 | 0 | 0 | 0 | 0 | 0 | 0 | 0 | 0 | 0 | 0 | 0 | 0 | 0 | 0 | 0 | 0 | 0 | 0 | 0 | 0 | 0 | 0 | 0
F2_Commercial_Grocery_Existing_Miscellaneous_Natural Gas_Miscellaneous_E8 | F2 | Commercial | Grocery | Existing | Miscellaneous | Natural Gas | Miscellaneous | E8 | RVT - Cost of Operation | 0 | 0 | 0 | 0 | 0 | 0 | 0 | 0 | 0 | 0 | 0 | 0 | 0 | 0 | 0 | 0 | 0 | 0 | 0 | 0 | 0 | 0 | 0 | 0 | 0 | 0 | 0 | 0 | 0 | 0 | 0 | 0 | 0 | 0 | 0 | 0 | 0 | 0 | 0 | 0 | 0 | 0
F2_Commercial_Grocery_Existing_Miscellaneous_Natural Gas_Miscellaneous_E9 | F2 | Commercial | Grocery | Existing | Miscellaneous | Natural Gas | Miscellaneous | E9 | RVT - Cost of Operation | 0 | 0 | 0 | 0 | 0 | 0 | 0 | 0 | 0 | 0 | 0 | 0 | 0 | 0 | 0 | 0 | 0 | 0 | 0 | 0 | 0 | 0 | 0 | 0 | 0 | 0 | 0 | 0 | 0 | 0 | 0 | 0 | 0 | 0 | 0 | 0 | 0 | 0 | 0 | 0 | 0 | 0
F2_Commercial_Grocery_Existing_Miscellaneous_Natural Gas_Miscellaneous_E10 | F2 | Commercial | Grocery | Existing | Miscellaneous | Natural Gas | Miscellaneous | E10 | RVT - Cost of Operation | 0 | 0 | 0 | 0 | 0 | 0 | 0 | 0 | 0 | 0 | 0 | 0 | 0 | 0 | 0 | 0 | 0 | 0 | 0 | 0 | 0 | 0 | 0 | 0 | 0 | 0 | 0 | 0 | 0 | 0 | 0 | 0 | 0 | 0 | 0 | 0 | 0 | 0 | 0 | 0 | 0 | 0
F3_Commercial_Grocery_Existing_Miscellaneous_Natural Gas_Miscellaneous_E1 | F3 | Commercial | Grocery | Existing | Miscellaneous | Natural Gas | Miscellaneous | E1 | System - kBTUs of Consumption | 0.00072701 | 0.00072701 | 0.00072701 | 0.00072701 | 0.00072701 | 0.00072701 | 0.00072701 | 0.00072701 | 0.00072701 | 0.00072701 | 0.00072701 | 0.00072701 | 0.00072701 | 0.00072701 | 0.00072701 | 0.00072701 | 0.00072701 | 0.00072701 | 0.00072701 | 0.00072701 | 0.00072701 | 0.00072701 | 0.00072701 | 0.00072701 | 0.00072701 | 0.00072701 | 0.00072701 | 0.00072701 | 0.00072701 | 0.00072701 | 0.00072701 | 0.00072701 | 0.00072701 | 0 | 0 | 0 | 0 | 0 | 0 | 0 | 0 | 0
F3_Commercial_Grocery_Existing_Miscellaneous_Natural Gas_Miscellaneous_E2 | F3 | Commercial | Grocery | Existing | Miscellaneous | Natural Gas | Miscellaneous | E2 | System - kBTUs of Consumption | 0 | 0 | 0 | 0 | 0 | 0 | 0 | 0 | 0 | 0 | 0 | 0 | 0 | 0 | 0 | 0 | 0 | 0 | 0 | 0 | 0 | 0 | 0 | 0 | 0 | 0 | 0 | 0 | 0 | 0 | 0 | 0 | 0 | 0 | 0 | 0 | 0 | 0 | 0 | 0 | 0 | 0
F3_Commercial_Grocery_Existing_Miscellaneous_Natural Gas_Miscellaneous_E3 | F3 | Commercial | Grocery | Existing | Miscellaneous | Natural Gas | Miscellaneous | E3 | System - kBTUs of Consumption | 0 | 0 | 0 | 0 | 0 | 0 | 0 | 0 | 0 | 0 | 0 | 0 | 0 | 0 | 0 | 0 | 0 | 0 | 0 | 0 | 0 | 0 | 0 | 0 | 0 | 0 | 0 | 0 | 0 | 0 | 0 | 0 | 0 | 0 | 0 | 0 | 0 | 0 | 0 | 0 | 0 | 0
F3_Commercial_Grocery_Existing_Miscellaneous_Natural Gas_Miscellaneous_E4 | F3 | Commercial | Grocery | Existing | Miscellaneous | Natural Gas | Miscellaneous | E4 | System - kBTUs of Consumption | 0 | 0 | 0 | 0 | 0 | 0 | 0 | 0 | 0 | 0 | 0 | 0 | 0 | 0 | 0 | 0 | 0 | 0 | 0 | 0 | 0 | 0 | 0 | 0 | 0 | 0 | 0 | 0 | 0 | 0 | 0 | 0 | 0 | 0 | 0 | 0 | 0 | 0 | 0 | 0 | 0 | 0
F3_Commercial_Grocery_Existing_Miscellaneous_Natural Gas_Miscellaneous_E5 | F3 | Commercial | Grocery | Existing | Miscellaneous | Natural Gas | Miscellaneous | E5 | System - kBTUs of Consumption | 0 | 0 | 0 | 0 | 0 | 0 | 0 | 0 | 0 | 0 | 0 | 0 | 0 | 0 | 0 | 0 | 0 | 0 | 0 | 0 | 0 | 0 | 0 | 0 | 0 | 0 | 0 | 0 | 0 | 0 | 0 | 0 | 0 | 0 | 0 | 0 | 0 | 0 | 0 | 0 | 0 | 0
F3_Commercial_Grocery_Existing_Miscellaneous_Natural Gas_Miscellaneous_E6 | F3 | Commercial | Grocery | Existing | Miscellaneous | Natural Gas | Miscellaneous | E6 | System - kBTUs of Consumption | 0 | 0 | 0 | 0 | 0 | 0 | 0 | 0 | 0 | 0 | 0 | 0 | 0 | 0 | 0 | 0 | 0 | 0 | 0 | 0 | 0 | 0 | 0 | 0 | 0 | 0 | 0 | 0 | 0 | 0 | 0 | 0 | 0 | 0 | 0 | 0 | 0 | 0 | 0 | 0 | 0 | 0
F3_Commercial_Grocery_Existing_Miscellaneous_Natural Gas_Miscellaneous_E7 | F3 | Commercial | Grocery | Existing | Miscellaneous | Natural Gas | Miscellaneous | E7 | System - kBTUs of Consumption | 0 | 0 | 0 | 0 | 0 | 0 | 0 | 0 | 0 | 0 | 0 | 0 | 0 | 0 | 0 | 0 | 0 | 0 | 0 | 0 | 0 | 0 | 0 | 0 | 0 | 0 | 0 | 0 | 0 | 0 | 0 | 0 | 0 | 0 | 0 | 0 | 0 | 0 | 0 | 0 | 0 | 0
F3_Commercial_Grocery_Existing_Miscellaneous_Natural Gas_Miscellaneous_E8 | F3 | Commercial | Grocery | Existing | Miscellaneous | Natural Gas | Miscellaneous | E8 | System - kBTUs of Consumption | 0 | 0 | 0 | 0 | 0 | 0 | 0 | 0 | 0 | 0 | 0 | 0 | 0 | 0 | 0 | 0 | 0 | 0 | 0 | 0 | 0 | 0 | 0 | 0 | 0 | 0 | 0 | 0 | 0 | 0 | 0 | 0 | 0 | 0 | 0 | 0 | 0 | 0 | 0 | 0 | 0 | 0
F3_Commercial_Grocery_Existing_Miscellaneous_Natural Gas_Miscellaneous_E9 | F3 | Commercial | Grocery | Existing | Miscellaneous | Natural Gas | Miscellaneous | E9 | System - kBTUs of Consumption | 0 | 0 | 0 | 0 | 0 | 0 | 0 | 0 | 0 | 0 | 0 | 0 | 0 | 0 | 0 | 0 | 0 | 0 | 0 | 0 | 0 | 0 | 0 | 0 | 0 | 0 | 0 | 0 | 0 | 0 | 0 | 0 | 0 | 0 | 0 | 0 | 0 | 0 | 0 | 0 | 0 | 0
F3_Commercial_Grocery_Existing_Miscellaneous_Natural Gas_Miscellaneous_E10 | F3 | Commercial | Grocery | Existing | Miscellaneous | Natural Gas | Miscellaneous | E10 | System - kBTUs of Consumption | 0 | 0 | 0 | 0 | 0 | 0 | 0 | 0 | 0 | 0 | 0 | 0 | 0 | 0 | 0 | 0 | 0 | 0 | 0 | 0 | 0 | 0 | 0 | 0 | 0 | 0 | 0 | 0 | 0 | 0 | 0 | 0 | 0 | 0 | 0 | 0 | 0 | 0 | 0 | 0 | 0 | 0
F4_Commercial_Grocery_Existing_Miscellaneous_Natural Gas_Miscellaneous_E1 | F4 | Commercial | Grocery | Existing | Miscellaneous | Natural Gas | Miscellaneous | E1 | Utility - Cost of Equipment | 0 | 0 | 0 | 0 | 0 | 0 | 0 | 0 | 0 | 0 | 0 | 0 | 0 | 0 | 0 | 0 | 0 | 0 | 0 | 0 | 0 | 0 | 0 | 0 | 0 | 0 | 0 | 0 | 0 | 0 | 0 | 0 | 0 | 0 | 0 | 0 | 0 | 0 | 0 | 0 | 0 | 0
F4_Commercial_Grocery_Existing_Miscellaneous_Natural Gas_Miscellaneous_E2 | F4 | Commercial | Grocery | Existing | Miscellaneous | Natural Gas | Miscellaneous | E2 | Utility - Cost of Equipment | 0 | 0 | 0 | 0 | 0 | 0 | 0 | 0 | 0 | 0 | 0 | 0 | 0 | 0 | 0 | 0 | 0 | 0 | 0 | 0 | 0 | 0 | 0 | 0 | 0 | 0 | 0 | 0 | 0 | 0 | 0 | 0 | 0 | 0 | 0 | 0 | 0 | 0 | 0 | 0 | 0 | 0
F4_Commercial_Grocery_Existing_Miscellaneous_Natural Gas_Miscellaneous_E3 | F4 | Commercial | Grocery | Existing | Miscellaneous | Natural Gas | Miscellaneous | E3 | Utility - Cost of Equipment | 0 | 0 | 0 | 0 | 0 | 0 | 0 | 0 | 0 | 0 | 0 | 0 | 0 | 0 | 0 | 0 | 0 | 0 | 0 | 0 | 0 | 0 | 0 | 0 | 0 | 0 | 0 | 0 | 0 | 0 | 0 | 0 | 0 | 0 | 0 | 0 | 0 | 0 | 0 | 0 | 0 | 0
F4_Commercial_Grocery_Existing_Miscellaneous_Natural Gas_Miscellaneous_E4 | F4 | Commercial | Grocery | Existing | Miscellaneous | Natural Gas | Miscellaneous | E4 | Utility - Cost of Equipment | 0 | 0 | 0 | 0 | 0 | 0 | 0 | 0 | 0 | 0 | 0 | 0 | 0 | 0 | 0 | 0 | 0 | 0 | 0 | 0 | 0 | 0 | 0 | 0 | 0 | 0 | 0 | 0 | 0 | 0 | 0 | 0 | 0 | 0 | 0 | 0 | 0 | 0 | 0 | 0 | 0 | 0
F4_Commercial_Grocery_Existing_Miscellaneous_Natural Gas_Miscellaneous_E5 | F4 | Commercial | Grocery | Existing | Miscellaneous | Natural Gas | Miscellaneous | E5 | Utility - Cost of Equipment | 0 | 0 | 0 | 0 | 0 | 0 | 0 | 0 | 0 | 0 | 0 | 0 | 0 | 0 | 0 | 0 | 0 | 0 | 0 | 0 | 0 | 0 | 0 | 0 | 0 | 0 | 0 | 0 | 0 | 0 | 0 | 0 | 0 | 0 | 0 | 0 | 0 | 0 | 0 | 0 | 0 | 0
F4_Commercial_Grocery_Existing_Miscellaneous_Natural Gas_Miscellaneous_E6 | F4 | Commercial | Grocery | Existing | Miscellaneous | Natural Gas | Miscellaneous | E6 | Utility - Cost of Equipment | 0 | 0 | 0 | 0 | 0 | 0 | 0 | 0 | 0 | 0 | 0 | 0 | 0 | 0 | 0 | 0 | 0 | 0 | 0 | 0 | 0 | 0 | 0 | 0 | 0 | 0 | 0 | 0 | 0 | 0 | 0 | 0 | 0 | 0 | 0 | 0 | 0 | 0 | 0 | 0 | 0 | 0
F4_Commercial_Grocery_Existing_Miscellaneous_Natural Gas_Miscellaneous_E7 | F4 | Commercial | Grocery | Existing | Miscellaneous | Natural Gas | Miscellaneous | E7 | Utility - Cost of Equipment | 0 | 0 | 0 | 0 | 0 | 0 | 0 | 0 | 0 | 0 | 0 | 0 | 0 | 0 | 0 | 0 | 0 | 0 | 0 | 0 | 0 | 0 | 0 | 0 | 0 | 0 | 0 | 0 | 0 | 0 | 0 | 0 | 0 | 0 | 0 | 0 | 0 | 0 | 0 | 0 | 0 | 0
F4_Commercial_Grocery_Existing_Miscellaneous_Natural Gas_Miscellaneous_E8 | F4 | Commercial | Grocery | Existing | Miscellaneous | Natural Gas | Miscellaneous | E8 | Utility - Cost of Equipment | 0 | 0 | 0 | 0 | 0 | 0 | 0 | 0 | 0 | 0 | 0 | 0 | 0 | 0 | 0 | 0 | 0 | 0 | 0 | 0 | 0 | 0 | 0 | 0 | 0 | 0 | 0 | 0 | 0 | 0 | 0 | 0 | 0 | 0 | 0 | 0 | 0 | 0 | 0 | 0 | 0 | 0
F4_Commercial_Grocery_Existing_Miscellaneous_Natural Gas_Miscellaneous_E9 | F4 | Commercial | Grocery | Existing | Miscellaneous | Natural Gas | Miscellaneous | E9 | Utility - Cost of Equipment | 0 | 0 | 0 | 0 | 0 | 0 | 0 | 0 | 0 | 0 | 0 | 0 | 0 | 0 | 0 | 0 | 0 | 0 | 0 | 0 | 0 | 0 | 0 | 0 | 0 | 0 | 0 | 0 | 0 | 0 | 0 | 0 | 0 | 0 | 0 | 0 | 0 | 0 | 0 | 0 | 0 | 0
F4_Commercial_Grocery_Existing_Miscellaneous_Natural Gas_Miscellaneous_E10 | F4 | Commercial | Grocery | Existing | Miscellaneous | Natural Gas | Miscellaneous | E10 | Utility - Cost of Equipment | 0 | 0 | 0 | 0 | 0 | 0 | 0 | 0 | 0 | 0 | 0 | 0 | 0 | 0 | 0 | 0 | 0 | 0 | 0 | 0 | 0 | 0 | 0 | 0 | 0 | 0 | 0 | 0 | 0 | 0 | 0 | 0 | 0 | 0 | 0 | 0 | 0 | 0 | 0 | 0 | 0 | 0
F5_Commercial_Grocery_Existing_Miscellaneous_Natural Gas_Miscellaneous_E1 | F5 | Commercial | Grocery | Existing | Miscellaneous | Natural Gas | Miscellaneous | E1 | Utility - Cost of Operation | 0.00072701 | 0.00072701 | 0.00072701 | 0.00072701 | 0.00072701 | 0.00072701 | 0.00072701 | 0.00072701 | 0.00072701 | 0.00072701 | 0.00072701 | 0.00072701 | 0.00072701 | 0.00072701 | 0.00072701 | 0.00072701 | 0.00072701 | 0.00072701 | 0.00072701 | 0.00072701 | 0.00072701 | 0.00072701 | 0.00072701 | 0.00072701 | 0.00072701 | 0.00072701 | 0.00072701 | 0.00072701 | 0.00072701 | 0.00072701 | 0.00072701 | 0.00072701 | 0.00072701 | 0 | 0 | 0 | 0 | 0 | 0 | 0 | 0 | 0
F5_Commercial_Grocery_Existing_Miscellaneous_Natural Gas_Miscellaneous_E2 | F5 | Commercial | Grocery | Existing | Miscellaneous | Natural Gas | Miscellaneous | E2 | Utility - Cost of Operation | 0 | 0 | 0 | 0 | 0 | 0 | 0 | 0 | 0 | 0 | 0 | 0 | 0 | 0 | 0 | 0 | 0 | 0 | 0 | 0 | 0 | 0 | 0 | 0 | 0 | 0 | 0 | 0 | 0 | 0 | 0 | 0 | 0 | 0 | 0 | 0 | 0 | 0 | 0 | 0 | 0 | 0
F5_Commercial_Grocery_Existing_Miscellaneous_Natural Gas_Miscellaneous_E3 | F5 | Commercial | Grocery | Existing | Miscellaneous | Natural Gas | Miscellaneous | E3 | Utility - Cost of Operation | 0 | 0 | 0 | 0 | 0 | 0 | 0 | 0 | 0 | 0 | 0 | 0 | 0 | 0 | 0 | 0 | 0 | 0 | 0 | 0 | 0 | 0 | 0 | 0 | 0 | 0 | 0 | 0 | 0 | 0 | 0 | 0 | 0 | 0 | 0 | 0 | 0 | 0 | 0 | 0 | 0 | 0
F5_Commercial_Grocery_Existing_Miscellaneous_Natural Gas_Miscellaneous_E4 | F5 | Commercial | Grocery | Existing | Miscellaneous | Natural Gas | Miscellaneous | E4 | Utility - Cost of Operation | 0 | 0 | 0 | 0 | 0 | 0 | 0 | 0 | 0 | 0 | 0 | 0 | 0 | 0 | 0 | 0 | 0 | 0 | 0 | 0 | 0 | 0 | 0 | 0 | 0 | 0 | 0 | 0 | 0 | 0 | 0 | 0 | 0 | 0 | 0 | 0 | 0 | 0 | 0 | 0 | 0 | 0
F5_Commercial_Grocery_Existing_Miscellaneous_Natural Gas_Miscellaneous_E5 | F5 | Commercial | Grocery | Existing | Miscellaneous | Natural Gas | Miscellaneous | E5 | Utility - Cost of Operation | 0 | 0 | 0 | 0 | 0 | 0 | 0 | 0 | 0 | 0 | 0 | 0 | 0 | 0 | 0 | 0 | 0 | 0 | 0 | 0 | 0 | 0 | 0 | 0 | 0 | 0 | 0 | 0 | 0 | 0 | 0 | 0 | 0 | 0 | 0 | 0 | 0 | 0 | 0 | 0 | 0 | 0
F5_Commercial_Grocery_Existing_Miscellaneous_Natural Gas_Miscellaneous_E6 | F5 | Commercial | Grocery | Existing | Miscellaneous | Natural Gas | Miscellaneous | E6 | Utility - Cost of Operation | 0 | 0 | 0 | 0 | 0 | 0 | 0 | 0 | 0 | 0 | 0 | 0 | 0 | 0 | 0 | 0 | 0 | 0 | 0 | 0 | 0 | 0 | 0 | 0 | 0 | 0 | 0 | 0 | 0 | 0 | 0 | 0 | 0 | 0 | 0 | 0 | 0 | 0 | 0 | 0 | 0 | 0
F5_Commercial_Grocery_Existing_Miscellaneous_Natural Gas_Miscellaneous_E7 | F5 | Commercial | Grocery | Existing | Miscellaneous | Natural Gas | Miscellaneous | E7 | Utility - Cost of Operation | 0 | 0 | 0 | 0 | 0 | 0 | 0 | 0 | 0 | 0 | 0 | 0 | 0 | 0 | 0 | 0 | 0 | 0 | 0 | 0 | 0 | 0 | 0 | 0 | 0 | 0 | 0 | 0 | 0 | 0 | 0 | 0 | 0 | 0 | 0 | 0 | 0 | 0 | 0 | 0 | 0 | 0
F5_Commercial_Grocery_Existing_Miscellaneous_Natural Gas_Miscellaneous_E8 | F5 | Commercial | Grocery | Existing | Miscellaneous | Natural Gas | Miscellaneous | E8 | Utility - Cost of Operation | 0 | 0 | 0 | 0 | 0 | 0 | 0 | 0 | 0 | 0 | 0 | 0 | 0 | 0 | 0 | 0 | 0 | 0 | 0 | 0 | 0 | 0 | 0 | 0 | 0 | 0 | 0 | 0 | 0 | 0 | 0 | 0 | 0 | 0 | 0 | 0 | 0 | 0 | 0 | 0 | 0 | 0
F5_Commercial_Grocery_Existing_Miscellaneous_Natural Gas_Miscellaneous_E9 | F5 | Commercial | Grocery | Existing | Miscellaneous | Natural Gas | Miscellaneous | E9 | Utility - Cost of Operation | 0 | 0 | 0 | 0 | 0 | 0 | 0 | 0 | 0 | 0 | 0 | 0 | 0 | 0 | 0 | 0 | 0 | 0 | 0 | 0 | 0 | 0 | 0 | 0 | 0 | 0 | 0 | 0 | 0 | 0 | 0 | 0 | 0 | 0 | 0 | 0 | 0 | 0 | 0 | 0 | 0 | 0
F5_Commercial_Grocery_Existing_Miscellaneous_Natural Gas_Miscellaneous_E10 | F5 | Commercial | Grocery | Existing | Miscellaneous | Natural Gas | Miscellaneous | E10 | Utility - Cost of Operation | 0 | 0 | 0 | 0 | 0 | 0 | 0 | 0 | 0 | 0 | 0 | 0 | 0 | 0 | 0 | 0 | 0 | 0 | 0 | 0 | 0 | 0 | 0 | 0 | 0 | 0 | 0 | 0 | 0 | 0 | 0 | 0 | 0 | 0 | 0 | 0 | 0 | 0 | 0 | 0 | 0 | 0
F6_Commercial_Grocery_Existing_Miscellaneous_Natural Gas_Miscellaneous_E1 | F6 | Commercial | Grocery | Existing | Miscellaneous | Natural Gas | Miscellaneous | E1 | Utility - Value of Sales | 0.0030471 | 0.0030471 | 0.0030471 | 0.0030471 | 0.0030471 | 0.0030471 | 0.0030471 | 0.0030471 | 0.0030471 | 0.0030471 | 0.0030471 | 0.0030471 | 0.0030471 | 0.0030471 | 0.0030471 | 0.0030471 | 0.0030471 | 0.0030471 | 0.0030471 | 0.0030471 | 0.0030471 | 0.0030471 | 0.0030471 | 0.0030471 | 0.0030471 | 0.0030471 | 0.0030471 | 0.0030471 | 0.0030471 | 0.0030471 | 0.0030471 | 0.0030471 | 0.0030471 | 0 | 0 | 0 | 0 | 0 | 0 | 0 | 0 | 0
F6_Commercial_Grocery_Existing_Miscellaneous_Natural Gas_Miscellaneous_E2 | F6 | Commercial | Grocery | Existing | Miscellaneous | Natural Gas | Miscellaneous | E2 | Utility - Value of Sales | 0 | 0 | 0 | 0 | 0 | 0 | 0 | 0 | 0 | 0 | 0 | 0 | 0 | 0 | 0 | 0 | 0 | 0 | 0 | 0 | 0 | 0 | 0 | 0 | 0 | 0 | 0 | 0 | 0 | 0 | 0 | 0 | 0 | 0 | 0 | 0 | 0 | 0 | 0 | 0 | 0 | 0
F6_Commercial_Grocery_Existing_Miscellaneous_Natural Gas_Miscellaneous_E3 | F6 | Commercial | Grocery | Existing | Miscellaneous | Natural Gas | Miscellaneous | E3 | Utility - Value of Sales | 0 | 0 | 0 | 0 | 0 | 0 | 0 | 0 | 0 | 0 | 0 | 0 | 0 | 0 | 0 | 0 | 0 | 0 | 0 | 0 | 0 | 0 | 0 | 0 | 0 | 0 | 0 | 0 | 0 | 0 | 0 | 0 | 0 | 0 | 0 | 0 | 0 | 0 | 0 | 0 | 0 | 0
F6_Commercial_Grocery_Existing_Miscellaneous_Natural Gas_Miscellaneous_E4 | F6 | Commercial | Grocery | Existing | Miscellaneous | Natural Gas | Miscellaneous | E4 | Utility - Value of Sales | 0 | 0 | 0 | 0 | 0 | 0 | 0 | 0 | 0 | 0 | 0 | 0 | 0 | 0 | 0 | 0 | 0 | 0 | 0 | 0 | 0 | 0 | 0 | 0 | 0 | 0 | 0 | 0 | 0 | 0 | 0 | 0 | 0 | 0 | 0 | 0 | 0 | 0 | 0 | 0 | 0 | 0
F6_Commercial_Grocery_Existing_Miscellaneous_Natural Gas_Miscellaneous_E5 | F6 | Commercial | Grocery | Existing | Miscellaneous | Natural Gas | Miscellaneous | E5 | Utility - Value of Sales | 0 | 0 | 0 | 0 | 0 | 0 | 0 | 0 | 0 | 0 | 0 | 0 | 0 | 0 | 0 | 0 | 0 | 0 | 0 | 0 | 0 | 0 | 0 | 0 | 0 | 0 | 0 | 0 | 0 | 0 | 0 | 0 | 0 | 0 | 0 | 0 | 0 | 0 | 0 | 0 | 0 | 0
F6_Commercial_Grocery_Existing_Miscellaneous_Natural Gas_Miscellaneous_E6 | F6 | Commercial | Grocery | Existing | Miscellaneous | Natural Gas | Miscellaneous | E6 | Utility - Value of Sales | 0 | 0 | 0 | 0 | 0 | 0 | 0 | 0 | 0 | 0 | 0 | 0 | 0 | 0 | 0 | 0 | 0 | 0 | 0 | 0 | 0 | 0 | 0 | 0 | 0 | 0 | 0 | 0 | 0 | 0 | 0 | 0 | 0 | 0 | 0 | 0 | 0 | 0 | 0 | 0 | 0 | 0
F6_Commercial_Grocery_Existing_Miscellaneous_Natural Gas_Miscellaneous_E7 | F6 | Commercial | Grocery | Existing | Miscellaneous | Natural Gas | Miscellaneous | E7 | Utility - Value of Sales | 0 | 0 | 0 | 0 | 0 | 0 | 0 | 0 | 0 | 0 | 0 | 0 | 0 | 0 | 0 | 0 | 0 | 0 | 0 | 0 | 0 | 0 | 0 | 0 | 0 | 0 | 0 | 0 | 0 | 0 | 0 | 0 | 0 | 0 | 0 | 0 | 0 | 0 | 0 | 0 | 0 | 0
F6_Commercial_Grocery_Existing_Miscellaneous_Natural Gas_Miscellaneous_E8 | F6 | Commercial | Grocery | Existing | Miscellaneous | Natural Gas | Miscellaneous | E8 | Utility - Value of Sales | 0 | 0 | 0 | 0 | 0 | 0 | 0 | 0 | 0 | 0 | 0 | 0 | 0 | 0 | 0 | 0 | 0 | 0 | 0 | 0 | 0 | 0 | 0 | 0 | 0 | 0 | 0 | 0 | 0 | 0 | 0 | 0 | 0 | 0 | 0 | 0 | 0 | 0 | 0 | 0 | 0 | 0
F6_Commercial_Grocery_Existing_Miscellaneous_Natural Gas_Miscellaneous_E9 | F6 | Commercial | Grocery | Existing | Miscellaneous | Natural Gas | Miscellaneous | E9 | Utility - Value of Sales | 0 | 0 | 0 | 0 | 0 | 0 | 0 | 0 | 0 | 0 | 0 | 0 | 0 | 0 | 0 | 0 | 0 | 0 | 0 | 0 | 0 | 0 | 0 | 0 | 0 | 0 | 0 | 0 | 0 | 0 | 0 | 0 | 0 | 0 | 0 | 0 | 0 | 0 | 0 | 0 | 0 | 0
F6_Commercial_Grocery_Existing_Miscellaneous_Natural Gas_Miscellaneous_E10 | F6 | Commercial | Grocery | Existing | Miscellaneous | Natural Gas | Miscellaneous | E10 | Utility - Value of Sales | 0 | 0 | 0 | 0 | 0 | 0 | 0 | 0 | 0 | 0 | 0 | 0 | 0 | 0 | 0 | 0 | 0 | 0 | 0 | 0 | 0 | 0 | 0 | 0 | 0 | 0 | 0 | 0 | 0 | 0 | 0 | 0 | 0 | 0 | 0 | 0 | 0 | 0 | 0 | 0 | 0 | 0
F1_Commercial_Grocery_New_Space Heating_Natural Gas_Furnace_E1 | F1 | Commercial | Grocery | New | Space Heating | Natural Gas | Furnace | E1 | RVT - Cost of Equipment | 0.29913 | 0.2994 | 0.29969 | 0.30012 | 0.30074 | 0.30168 | 0.30234 | 0.30285 | 0.30342 | 0.30394 | 0.3043 | 0.30453 | 0.30472 | 0.3049 | 0.30514 | 0.30523 | 0.3054 | 0.30571 | 0.30605 | 0.30643 | 0.30689 | 0.30728 | 0.30758 | 0.3078 | 0.30795 | 0.308 | 0.30792 | 0.30775 | 0.30762 | 0.30756 | 0.3076 | 0.30762 | 0.30762 | 0 | 0 | 0 | 0 | 0 | 0 | 0 | 0 | 0
F1_Commercial_Grocery_New_Space Heating_Natural Gas_Furnace_E2 | F1 | Commercial | Grocery | New | Space Heating | Natural Gas | Furnace | E2 | RVT - Cost of Equipment | 0.2659 | 0.26613 | 0.26639 | 0.26678 | 0.26733 | 0.26817 | 0.26875 | 0.2692 | 0.26971 | 0.27017 | 0.27049 | 0.27069 | 0.27087 | 0.27103 | 0.27124 | 0.27132 | 0.27147 | 0.27175 | 0.27204 | 0.27239 | 0.2728 | 0.27314 | 0.2734 | 0.27361 | 0.27374 | 0.27378 | 0.27371 | 0.27356 | 0.27344 | 0.27339 | 0.27343 | 0.27344 | 0.27344 | 0 | 0 | 0 | 0 | 0 | 0 | 0 | 0 | 0
F1_Commercial_Grocery_New_Space Heating_Natural Gas_Furnace_E3 | F1 | Commercial | Grocery | New | Space Heating | Natural Gas | Furnace | E3 | RVT - Cost of Equipment | 0.24928 | 0.2495 | 0.24974 | 0.2501 | 0.25062 | 0.2514 | 0.25195 | 0.25238 | 0.25285 | 0.25329 | 0.25359 | 0.25377 | 0.25394 | 0.25409 | 0.25428 | 0.25436 | 0.2545 | 0.25476 | 0.25504 | 0.25536 | 0.25574 | 0.25606 | 0.25631 | 0.2565 | 0.25663 | 0.25667 | 0.2566 | 0.25646 | 0.25635 | 0.2563 | 0.25634 | 0.25635 | 0.25635 | 0 | 0 | 0 | 0 | 0 | 0 | 0 | 0 | 0
F1_Commercial_Grocery_New_Space Heating_Natural Gas_Furnace_E4 | F1 | Commercial | Grocery | New | Space Heating | Natural Gas | Furnace | E4 | RVT - Cost of Equipment | 0.24747 | 0.24769 | 0.24792 | 0.24829 | 0.24884 | 0.24974 | 0.25032 | 0.25074 | 0.25123 | 0.2517 | 0.25201 | 0.2522 | 0.25239 | 0.25258 | 0.25284 | 0.25297 | 0.25317 | 0.25353 | 0.2539 | 0.25432 | 0.25482 | 0.25523 | 0.25556 | 0.25581 | 0.25597 | 0.25602 | 0.25593 | 0.25575 | 0.25561 | 0.25554 | 0.25559 | 0.25561 | 0.25561 | 0 | 0 | 0 | 0 | 0 | 0 | 0 | 0 | 0
F1_Commercial_Grocery_New_Space Heating_Natural Gas_Furnace_E5 | F1 | Commercial | Grocery | New | Space Heating | Natural Gas | Furnace | E5 | RVT - Cost of Equipment | 0 | 0 | 0 | 0 | 0 | 0 | 0 | 0 | 0 | 0 | 0 | 0 | 0 | 0 | 0 | 0 | 0 | 0 | 0 | 0 | 0 | 0 | 0 | 0 | 0 | 0 | 0 | 0 | 0 | 0 | 0 | 0 | 0 | 0 | 0 | 0 | 0 | 0 | 0 | 0 | 0 | 0
F1_Commercial_Grocery_New_Space Heating_Natural Gas_Furnace_E6 | F1 | Commercial | Grocery | New | Space Heating | Natural Gas | Furnace | E6 | RVT - Cost of Equipment | 0 | 0 | 0 | 0 | 0 | 0 | 0 | 0 | 0 | 0 | 0 | 0 | 0 | 0 | 0 | 0 | 0 | 0 | 0 | 0 | 0 | 0 | 0 | 0 | 0 | 0 | 0 | 0 | 0 | 0 | 0 | 0 | 0 | 0 | 0 | 0 | 0 | 0 | 0 | 0 | 0 | 0
F1_Commercial_Grocery_New_Space Heating_Natural Gas_Furnace_E7 | F1 | Commercial | Grocery | New | Space Heating | Natural Gas | Furnace | E7 | RVT - Cost of Equipment | 0 | 0 | 0 | 0 | 0 | 0 | 0 | 0 | 0 | 0 | 0 | 0 | 0 | 0 | 0 | 0 | 0 | 0 | 0 | 0 | 0 | 0 | 0 | 0 | 0 | 0 | 0 | 0 | 0 | 0 | 0 | 0 | 0 | 0 | 0 | 0 | 0 | 0 | 0 | 0 | 0 | 0
F1_Commercial_Grocery_New_Space Heating_Natural Gas_Furnace_E8 | F1 | Commercial | Grocery | New | Space Heating | Natural Gas | Furnace | E8 | RVT - Cost of Equipment | 0 | 0 | 0 | 0 | 0 | 0 | 0 | 0 | 0 | 0 | 0 | 0 | 0 | 0 | 0 | 0 | 0 | 0 | 0 | 0 | 0 | 0 | 0 | 0 | 0 | 0 | 0 | 0 | 0 | 0 | 0 | 0 | 0 | 0 | 0 | 0 | 0 | 0 | 0 | 0 | 0 | 0
F1_Commercial_Grocery_New_Space Heating_Natural Gas_Furnace_E9 | F1 | Commercial | Grocery | New | Space Heating | Natural Gas | Furnace | E9 | RVT - Cost of Equipment | 0 | 0 | 0 | 0 | 0 | 0 | 0 | 0 | 0 | 0 | 0 | 0 | 0 | 0 | 0 | 0 | 0 | 0 | 0 | 0 | 0 | 0 | 0 | 0 | 0 | 0 | 0 | 0 | 0 | 0 | 0 | 0 | 0 | 0 | 0 | 0 | 0 | 0 | 0 | 0 | 0 | 0
F1_Commercial_Grocery_New_Space Heating_Natural Gas_Furnace_E10 | F1 | Commercial | Grocery | New | Space Heating | Natural Gas | Furnace | E10 | RVT - Cost of Equipment | 0 | 0 | 0 | 0 | 0 | 0 | 0 | 0 | 0 | 0 | 0 | 0 | 0 | 0 | 0 | 0 | 0 | 0 | 0 | 0 | 0 | 0 | 0 | 0 | 0 | 0 | 0 | 0 | 0 | 0 | 0 | 0 | 0 | 0 | 0 | 0 | 0 | 0 | 0 | 0 | 0 | 0
F2_Commercial_Grocery_New_Space Heating_Natural Gas_Furnace_E1 | F2 | Commercial | Grocery | New | Space Heating | Natural Gas | Furnace | E1 | RVT - Cost of Operation | 0.35838 | 0.3587 | 0.35905 | 0.35957 | 0.36031 | 0.36144 | 0.36223 | 0.36284 | 0.36352 | 0.36414 | 0.36458 | 0.36484 | 0.36508 | 0.36529 | 0.36557 | 0.36569 | 0.36589 | 0.36627 | 0.36666 | 0.36713 | 0.36768 | 0.36814 | 0.3685 | 0.36877 | 0.36895 | 0.369 | 0.36891 | 0.36871 | 0.36855 | 0.36848 | 0.36853 | 0.36855 | 0.36855 | 0 | 0 | 0 | 0 | 0 | 0 | 0 | 0 | 0
F2_Commercial_Grocery_New_Space Heating_Natural Gas_Furnace_E2 | F2 | Commercial | Grocery | New | Space Heating | Natural Gas | Furnace | E2 | RVT - Cost of Operation | 0.31856 | 0.31885 | 0.31916 | 0.31962 | 0.32028 | 0.32128 | 0.32198 | 0.32252 | 0.32313 | 0.32368 | 0.32407 | 0.32431 | 0.32452 | 0.32471 | 0.32496 | 0.32506 | 0.32524 | 0.32557 | 0.32593 | 0.32634 | 0.32683 | 0.32724 | 0.32756 | 0.3278 | 0.32796 | 0.328 | 0.32792 | 0.32774 | 0.3276 | 0.32754 | 0.32759 | 0.3276 | 0.3276 | 0 | 0 | 0 | 0 | 0 | 0 | 0 | 0 | 0
F2_Commercial_Grocery_New_Space Heating_Natural Gas_Furnace_E3 | F2 | Commercial | Grocery | New | Space Heating | Natural Gas | Furnace | E3 | RVT - Cost of Operation | 0.29865 | 0.29892 | 0.29921 | 0.29964 | 0.30026 | 0.3012 | 0.30185 | 0.30236 | 0.30293 | 0.30345 | 0.30381 | 0.30403 | 0.30423 | 0.30441 | 0.30465 | 0.30474 | 0.30491 | 0.30522 | 0.30555 | 0.30594 | 0.3064 | 0.30678 | 0.30708 | 0.30731 | 0.30746 | 0.3075 | 0.30742 | 0.30726 | 0.30713 | 0.30706 | 0.30711 | 0.30713 | 0.30713 | 0 | 0 | 0 | 0 | 0 | 0 | 0 | 0 | 0
F2_Commercial_Grocery_New_Space Heating_Natural Gas_Furnace_E4 | F2 | Commercial | Grocery | New | Space Heating | Natural Gas | Furnace | E4 | RVT - Cost of Operation | 0.29649 | 0.29675 | 0.29702 | 0.29746 | 0.29813 | 0.2992 | 0.2999 | 0.3004 | 0.30099 | 0.30155 | 0.30192 | 0.30215 | 0.30238 | 0.30261 | 0.30292 | 0.30307 | 0.30331 | 0.30375 | 0.30419 | 0.3047 | 0.30529 | 0.30579 | 0.30618 | 0.30647 | 0.30667 | 0.30673 | 0.30662 | 0.30641 | 0.30624 | 0.30616 | 0.30622 | 0.30624 | 0.30624 | 0 | 0 | 0 | 0 | 0 | 0 | 0 | 0 | 0
F2_Commercial_Grocery_New_Space Heating_Natural Gas_Furnace_E5 | F2 | Commercial | Grocery | New | Space Heating | Natural Gas | Furnace | E5 | RVT - Cost of Operation | 0 | 0 | 0 | 0 | 0 | 0 | 0 | 0 | 0 | 0 | 0 | 0 | 0 | 0 | 0 | 0 | 0 | 0 | 0 | 0 | 0 | 0 | 0 | 0 | 0 | 0 | 0 | 0 | 0 | 0 | 0 | 0 | 0 | 0 | 0 | 0 | 0 | 0 | 0 | 0 | 0 | 0
F2_Commercial_Grocery_New_Space Heating_Natural Gas_Furnace_E6 | F2 | Commercial | Grocery | New | Space Heating | Natural Gas | Furnace | E6 | RVT - Cost of Operation | 0 | 0 | 0 | 0 | 0 | 0 | 0 | 0 | 0 | 0 | 0 | 0 | 0 | 0 | 0 | 0 | 0 | 0 | 0 | 0 | 0 | 0 | 0 | 0 | 0 | 0 | 0 | 0 | 0 | 0 | 0 | 0 | 0 | 0 | 0 | 0 | 0 | 0 | 0 | 0 | 0 | 0
F2_Commercial_Grocery_New_Space Heating_Natural Gas_Furnace_E7 | F2 | Commercial | Grocery | New | Space Heating | Natural Gas | Furnace | E7 | RVT - Cost of Operation | 0 | 0 | 0 | 0 | 0 | 0 | 0 | 0 | 0 | 0 | 0 | 0 | 0 | 0 | 0 | 0 | 0 | 0 | 0 | 0 | 0 | 0 | 0 | 0 | 0 | 0 | 0 | 0 | 0 | 0 | 0 | 0 | 0 | 0 | 0 | 0 | 0 | 0 | 0 | 0 | 0 | 0
F2_Commercial_Grocery_New_Space Heating_Natural Gas_Furnace_E8 | F2 | Commercial | Grocery | New | Space Heating | Natural Gas | Furnace | E8 | RVT - Cost of Operation | 0 | 0 | 0 | 0 | 0 | 0 | 0 | 0 | 0 | 0 | 0 | 0 | 0 | 0 | 0 | 0 | 0 | 0 | 0 | 0 | 0 | 0 | 0 | 0 | 0 | 0 | 0 | 0 | 0 | 0 | 0 | 0 | 0 | 0 | 0 | 0 | 0 | 0 | 0 | 0 | 0 | 0
F2_Commercial_Grocery_New_Space Heating_Natural Gas_Furnace_E9 | F2 | Commercial | Grocery | New | Space Heating | Natural Gas | Furnace | E9 | RVT - Cost of Operation | 0 | 0 | 0 | 0 | 0 | 0 | 0 | 0 | 0 | 0 | 0 | 0 | 0 | 0 | 0 | 0 | 0 | 0 | 0 | 0 | 0 | 0 | 0 | 0 | 0 | 0 | 0 | 0 | 0 | 0 | 0 | 0 | 0 | 0 | 0 | 0 | 0 | 0 | 0 | 0 | 0 | 0
F2_Commercial_Grocery_New_Space Heating_Natural Gas_Furnace_E10 | F2 | Commercial | Grocery | New | Space Heating | Natural Gas | Furnace | E10 | RVT - Cost of Operation | 0 | 0 | 0 | 0 | 0 | 0 | 0 | 0 | 0 | 0 | 0 | 0 | 0 | 0 | 0 | 0 | 0 | 0 | 0 | 0 | 0 | 0 | 0 | 0 | 0 | 0 | 0 | 0 | 0 | 0 | 0 | 0 | 0 | 0 | 0 | 0 | 0 | 0 | 0 | 0 | 0 | 0
F3_Commercial_Grocery_New_Space Heating_Natural Gas_Furnace_E1 | F3 | Commercial | Grocery | New | Space Heating | Natural Gas | Furnace | E1 | System - kBTUs of Consumption | 0.032994 | 0.032994 | 0.032994 | 0.032994 | 0.032994 | 0.032994 | 0.032994 | 0.032994 | 0.032994 | 0.032994 | 0.032994 | 0.032994 | 0.032994 | 0.032994 | 0.032994 | 0.032994 | 0.032994 | 0.032994 | 0.032994 | 0.032994 | 0.032994 | 0.032994 | 0.032994 | 0.032994 | 0.032994 | 0.032994 | 0.032994 | 0.032994 | 0.032994 | 0.032994 | 0.032994 | 0.032994 | 0.032994 | 0 | 0 | 0 | 0 | 0 | 0 | 0 | 0 | 0
F3_Commercial_Grocery_New_Space Heating_Natural Gas_Furnace_E2 | F3 | Commercial | Grocery | New | Space Heating | Natural Gas | Furnace | E2 | System - kBTUs of Consumption | 0.040145 | 0.040145 | 0.040145 | 0.040145 | 0.040145 | 0.040145 | 0.040145 | 0.040145 | 0.040145 | 0.040145 | 0.040145 | 0.040145 | 0.040145 | 0.040145 | 0.040145 | 0.040145 | 0.040145 | 0.040145 | 0.040145 | 0.040145 | 0.040145 | 0.040145 | 0.040145 | 0.040145 | 0.040145 | 0.040145 | 0.040145 | 0.040145 | 0.040145 | 0.040145 | 0.040145 | 0.040145 | 0.040145 | 0 | 0 | 0 | 0 | 0 | 0 | 0 | 0 | 0
F3_Commercial_Grocery_New_Space Heating_Natural Gas_Furnace_E3 | F3 | Commercial | Grocery | New | Space Heating | Natural Gas | Furnace | E3 | System - kBTUs of Consumption | 0.047295 | 0.047295 | 0.047295 | 0.047295 | 0.047295 | 0.047295 | 0.047295 | 0.047295 | 0.047295 | 0.047295 | 0.047295 | 0.047295 | 0.047295 | 0.047295 | 0.047295 | 0.047295 | 0.047295 | 0.047295 | 0.047295 | 0.047295 | 0.047295 | 0.047295 | 0.047295 | 0.047295 | 0.047295 | 0.047295 | 0.047295 | 0.047295 | 0.047295 | 0.047295 | 0.047295 | 0.047295 | 0.047295 | 0 | 0 | 0 | 0 | 0 | 0 | 0 | 0 | 0
F3_Commercial_Grocery_New_Space Heating_Natural Gas_Furnace_E4 | F3 | Commercial | Grocery | New | Space Heating | Natural Gas | Furnace | E4 | System - kBTUs of Consumption | 0.93516 | 0.93516 | 0.93516 | 0.93516 | 0.93516 | 0.93516 | 0.93516 | 0.93516 | 0.93516 | 0.93516 | 0.93516 | 0.93516 | 0.93516 | 0.93516 | 0.93516 | 0.93516 | 0.93516 | 0.93516 | 0.93516 | 0.93516 | 0.93516 | 0.93516 | 0.93516 | 0.93516 | 0.93516 | 0.93516 | 0.93516 | 0.93516 | 0.93516 | 0.93516 | 0.93516 | 0.93516 | 0.93516 | 0 | 0 | 0 | 0 | 0 | 0 | 0 | 0 | 0
F3_Commercial_Grocery_New_Space Heating_Natural Gas_Furnace_E5 | F3 | Commercial | Grocery | New | Space Heating | Natural Gas | Furnace | E5 | System - kBTUs of Consumption | 0 | 0 | 0 | 0 | 0 | 0 | 0 | 0 | 0 | 0 | 0 | 0 | 0 | 0 | 0 | 0 | 0 | 0 | 0 | 0 | 0 | 0 | 0 | 0 | 0 | 0 | 0 | 0 | 0 | 0 | 0 | 0 | 0 | 0 | 0 | 0 | 0 | 0 | 0 | 0 | 0 | 0
F3_Commercial_Grocery_New_Space Heating_Natural Gas_Furnace_E6 | F3 | Commercial | Grocery | New | Space Heating | Natural Gas | Furnace | E6 | System - kBTUs of Consumption | 0 | 0 | 0 | 0 | 0 | 0 | 0 | 0 | 0 | 0 | 0 | 0 | 0 | 0 | 0 | 0 | 0 | 0 | 0 | 0 | 0 | 0 | 0 | 0 | 0 | 0 | 0 | 0 | 0 | 0 | 0 | 0 | 0 | 0 | 0 | 0 | 0 | 0 | 0 | 0 | 0 | 0
F3_Commercial_Grocery_New_Space Heating_Natural Gas_Furnace_E7 | F3 | Commercial | Grocery | New | Space Heating | Natural Gas | Furnace | E7 | System - kBTUs of Consumption | 0 | 0 | 0 | 0 | 0 | 0 | 0 | 0 | 0 | 0 | 0 | 0 | 0 | 0 | 0 | 0 | 0 | 0 | 0 | 0 | 0 | 0 | 0 | 0 | 0 | 0 | 0 | 0 | 0 | 0 | 0 | 0 | 0 | 0 | 0 | 0 | 0 | 0 | 0 | 0 | 0 | 0
F3_Commercial_Grocery_New_Space Heating_Natural Gas_Furnace_E8 | F3 | Commercial | Grocery | New | Space Heating | Natural Gas | Furnace | E8 | System - kBTUs of Consumption | 0 | 0 | 0 | 0 | 0 | 0 | 0 | 0 | 0 | 0 | 0 | 0 | 0 | 0 | 0 | 0 | 0 | 0 | 0 | 0 | 0 | 0 | 0 | 0 | 0 | 0 | 0 | 0 | 0 | 0 | 0 | 0 | 0 | 0 | 0 | 0 | 0 | 0 | 0 | 0 | 0 | 0
F3_Commercial_Grocery_New_Space Heating_Natural Gas_Furnace_E9 | F3 | Commercial | Grocery | New | Space Heating | Natural Gas | Furnace | E9 | System - kBTUs of Consumption | 0 | 0 | 0 | 0 | 0 | 0 | 0 | 0 | 0 | 0 | 0 | 0 | 0 | 0 | 0 | 0 | 0 | 0 | 0 | 0 | 0 | 0 | 0 | 0 | 0 | 0 | 0 | 0 | 0 | 0 | 0 | 0 | 0 | 0 | 0 | 0 | 0 | 0 | 0 | 0 | 0 | 0
F3_Commercial_Grocery_New_Space Heating_Natural Gas_Furnace_E10 | F3 | Commercial | Grocery | New | Space Heating | Natural Gas | Furnace | E10 | System - kBTUs of Consumption | 0 | 0 | 0 | 0 | 0 | 0 | 0 | 0 | 0 | 0 | 0 | 0 | 0 | 0 | 0 | 0 | 0 | 0 | 0 | 0 | 0 | 0 | 0 | 0 | 0 | 0 | 0 | 0 | 0 | 0 | 0 | 0 | 0 | 0 | 0 | 0 | 0 | 0 | 0 | 0 | 0 | 0
F4_Commercial_Grocery_New_Space Heating_Natural Gas_Furnace_E1 | F4 | Commercial | Grocery | New | Space Heating | Natural Gas | Furnace | E1 | Utility - Cost of Equipment | 0.35838 | 0.3587 | 0.35905 | 0.35957 | 0.36031 | 0.36144 | 0.36223 | 0.36284 | 0.36352 | 0.36414 | 0.36458 | 0.36484 | 0.36508 | 0.36529 | 0.36557 | 0.36569 | 0.36589 | 0.36627 | 0.36666 | 0.36713 | 0.36768 | 0.36814 | 0.3685 | 0.36877 | 0.36895 | 0.369 | 0.36891 | 0.36871 | 0.36855 | 0.36848 | 0.36853 | 0.36855 | 0.36855 | 0 | 0 | 0 | 0 | 0 | 0 | 0 | 0 | 0
F4_Commercial_Grocery_New_Space Heating_Natural Gas_Furnace_E2 | F4 | Commercial | Grocery | New | Space Heating | Natural Gas | Furnace | E2 | Utility - Cost of Equipment | 0.31856 | 0.31885 | 0.31916 | 0.31962 | 0.32028 | 0.32128 | 0.32198 | 0.32252 | 0.32313 | 0.32368 | 0.32407 | 0.32431 | 0.32452 | 0.32471 | 0.32496 | 0.32506 | 0.32524 | 0.32557 | 0.32593 | 0.32634 | 0.32683 | 0.32724 | 0.32756 | 0.3278 | 0.32796 | 0.328 | 0.32792 | 0.32774 | 0.3276 | 0.32754 | 0.32759 | 0.3276 | 0.3276 | 0 | 0 | 0 | 0 | 0 | 0 | 0 | 0 | 0
F4_Commercial_Grocery_New_Space Heating_Natural Gas_Furnace_E3 | F4 | Commercial | Grocery | New | Space Heating | Natural Gas | Furnace | E3 | Utility - Cost of Equipment | 0.29865 | 0.29892 | 0.29921 | 0.29964 | 0.30026 | 0.3012 | 0.30185 | 0.30236 | 0.30293 | 0.30345 | 0.30381 | 0.30403 | 0.30423 | 0.30441 | 0.30465 | 0.30474 | 0.30491 | 0.30522 | 0.30555 | 0.30594 | 0.3064 | 0.30678 | 0.30708 | 0.30731 | 0.30746 | 0.3075 | 0.30742 | 0.30726 | 0.30713 | 0.30706 | 0.30711 | 0.30713 | 0.30713 | 0 | 0 | 0 | 0 | 0 | 0 | 0 | 0 | 0
F4_Commercial_Grocery_New_Space Heating_Natural Gas_Furnace_E4 | F4 | Commercial | Grocery | New | Space Heating | Natural Gas | Furnace | E4 | Utility - Cost of Equipment | 0.29649 | 0.29675 | 0.29702 | 0.29746 | 0.29813 | 0.2992 | 0.2999 | 0.3004 | 0.30099 | 0.30155 | 0.30192 | 0.30215 | 0.30238 | 0.30261 | 0.30292 | 0.30307 | 0.30331 | 0.30375 | 0.30419 | 0.3047 | 0.30529 | 0.30579 | 0.30618 | 0.30647 | 0.30667 | 0.30673 | 0.30662 | 0.30641 | 0.30624 | 0.30616 | 0.30622 | 0.30624 | 0.30624 | 0 | 0 | 0 | 0 | 0 | 0 | 0 | 0 | 0
F4_Commercial_Grocery_New_Space Heating_Natural Gas_Furnace_E5 | F4 | Commercial | Grocery | New | Space Heating | Natural Gas | Furnace | E5 | Utility - Cost of Equipment | 0 | 0 | 0 | 0 | 0 | 0 | 0 | 0 | 0 | 0 | 0 | 0 | 0 | 0 | 0 | 0 | 0 | 0 | 0 | 0 | 0 | 0 | 0 | 0 | 0 | 0 | 0 | 0 | 0 | 0 | 0 | 0 | 0 | 0 | 0 | 0 | 0 | 0 | 0 | 0 | 0 | 0
F4_Commercial_Grocery_New_Space Heating_Natural Gas_Furnace_E6 | F4 | Commercial | Grocery | New | Space Heating | Natural Gas | Furnace | E6 | Utility - Cost of Equipment | 0 | 0 | 0 | 0 | 0 | 0 | 0 | 0 | 0 | 0 | 0 | 0 | 0 | 0 | 0 | 0 | 0 | 0 | 0 | 0 | 0 | 0 | 0 | 0 | 0 | 0 | 0 | 0 | 0 | 0 | 0 | 0 | 0 | 0 | 0 | 0 | 0 | 0 | 0 | 0 | 0 | 0
F4_Commercial_Grocery_New_Space Heating_Natural Gas_Furnace_E7 | F4 | Commercial | Grocery | New | Space Heating | Natural Gas | Furnace | E7 | Utility - Cost of Equipment | 0 | 0 | 0 | 0 | 0 | 0 | 0 | 0 | 0 | 0 | 0 | 0 | 0 | 0 | 0 | 0 | 0 | 0 | 0 | 0 | 0 | 0 | 0 | 0 | 0 | 0 | 0 | 0 | 0 | 0 | 0 | 0 | 0 | 0 | 0 | 0 | 0 | 0 | 0 | 0 | 0 | 0
F4_Commercial_Grocery_New_Space Heating_Natural Gas_Furnace_E8 | F4 | Commercial | Grocery | New | Space Heating | Natural Gas | Furnace | E8 | Utility - Cost of Equipment | 0 | 0 | 0 | 0 | 0 | 0 | 0 | 0 | 0 | 0 | 0 | 0 | 0 | 0 | 0 | 0 | 0 | 0 | 0 | 0 | 0 | 0 | 0 | 0 | 0 | 0 | 0 | 0 | 0 | 0 | 0 | 0 | 0 | 0 | 0 | 0 | 0 | 0 | 0 | 0 | 0 | 0
F4_Commercial_Grocery_New_Space Heating_Natural Gas_Furnace_E9 | F4 | Commercial | Grocery | New | Space Heating | Natural Gas | Furnace | E9 | Utility - Cost of Equipment | 0 | 0 | 0 | 0 | 0 | 0 | 0 | 0 | 0 | 0 | 0 | 0 | 0 | 0 | 0 | 0 | 0 | 0 | 0 | 0 | 0 | 0 | 0 | 0 | 0 | 0 | 0 | 0 | 0 | 0 | 0 | 0 | 0 | 0 | 0 | 0 | 0 | 0 | 0 | 0 | 0 | 0
F4_Commercial_Grocery_New_Space Heating_Natural Gas_Furnace_E10 | F4 | Commercial | Grocery | New | Space Heating | Natural Gas | Furnace | E10 | Utility - Cost of Equipment | 0 | 0 | 0 | 0 | 0 | 0 | 0 | 0 | 0 | 0 | 0 | 0 | 0 | 0 | 0 | 0 | 0 | 0 | 0 | 0 | 0 | 0 | 0 | 0 | 0 | 0 | 0 | 0 | 0 | 0 | 0 | 0 | 0 | 0 | 0 | 0 | 0 | 0 | 0 | 0 | 0 | 0
F5_Commercial_Grocery_New_Space Heating_Natural Gas_Furnace_E1 | F5 | Commercial | Grocery | New | Space Heating | Natural Gas | Furnace | E1 | Utility - Cost of Operation | 0.032994 | 0.032994 | 0.032994 | 0.032994 | 0.032994 | 0.032994 | 0.032994 | 0.032994 | 0.032994 | 0.032994 | 0.032994 | 0.032994 | 0.032994 | 0.032994 | 0.032994 | 0.032994 | 0.032994 | 0.032994 | 0.032994 | 0.032994 | 0.032994 | 0.032994 | 0.032994 | 0.032994 | 0.032994 | 0.032994 | 0.032994 | 0.032994 | 0.032994 | 0.032994 | 0.032994 | 0.032994 | 0.032994 | 0 | 0 | 0 | 0 | 0 | 0 | 0 | 0 | 0
F5_Commercial_Grocery_New_Space Heating_Natural Gas_Furnace_E2 | F5 | Commercial | Grocery | New | Space Heating | Natural Gas | Furnace | E2 | Utility - Cost of Operation | 0.040145 | 0.040145 | 0.040145 | 0.040145 | 0.040145 | 0.040145 | 0.040145 | 0.040145 | 0.040145 | 0.040145 | 0.040145 | 0.040145 | 0.040145 | 0.040145 | 0.040145 | 0.040145 | 0.040145 | 0.040145 | 0.040145 | 0.040145 | 0.040145 | 0.040145 | 0.040145 | 0.040145 | 0.040145 | 0.040145 | 0.040145 | 0.040145 | 0.040145 | 0.040145 | 0.040145 | 0.040145 | 0.040145 | 0 | 0 | 0 | 0 | 0 | 0 | 0 | 0 | 0
F5_Commercial_Grocery_New_Space Heating_Natural Gas_Furnace_E3 | F5 | Commercial | Grocery | New | Space Heating | Natural Gas | Furnace | E3 | Utility - Cost of Operation | 0.047295 | 0.047295 | 0.047295 | 0.047295 | 0.047295 | 0.047295 | 0.047295 | 0.047295 | 0.047295 | 0.047295 | 0.047295 | 0.047295 | 0.047295 | 0.047295 | 0.047295 | 0.047295 | 0.047295 | 0.047295 | 0.047295 | 0.047295 | 0.047295 | 0.047295 | 0.047295 | 0.047295 | 0.047295 | 0.047295 | 0.047295 | 0.047295 | 0.047295 | 0.047295 | 0.047295 | 0.047295 | 0.047295 | 0 | 0 | 0 | 0 | 0 | 0 | 0 | 0 | 0
F5_Commercial_Grocery_New_Space Heating_Natural Gas_Furnace_E4 | F5 | Commercial | Grocery | New | Space Heating | Natural Gas | Furnace | E4 | Utility - Cost of Operation | 0.93516 | 0.93516 | 0.93516 | 0.93516 | 0.93516 | 0.93516 | 0.93516 | 0.93516 | 0.93516 | 0.93516 | 0.93516 | 0.93516 | 0.93516 | 0.93516 | 0.93516 | 0.93516 | 0.93516 | 0.93516 | 0.93516 | 0.93516 | 0.93516 | 0.93516 | 0.93516 | 0.93516 | 0.93516 | 0.93516 | 0.93516 | 0.93516 | 0.93516 | 0.93516 | 0.93516 | 0.93516 | 0.93516 | 0 | 0 | 0 | 0 | 0 | 0 | 0 | 0 | 0
F5_Commercial_Grocery_New_Space Heating_Natural Gas_Furnace_E5 | F5 | Commercial | Grocery | New | Space Heating | Natural Gas | Furnace | E5 | Utility - Cost of Operation | 0 | 0 | 0 | 0 | 0 | 0 | 0 | 0 | 0 | 0 | 0 | 0 | 0 | 0 | 0 | 0 | 0 | 0 | 0 | 0 | 0 | 0 | 0 | 0 | 0 | 0 | 0 | 0 | 0 | 0 | 0 | 0 | 0 | 0 | 0 | 0 | 0 | 0 | 0 | 0 | 0 | 0
F5_Commercial_Grocery_New_Space Heating_Natural Gas_Furnace_E6 | F5 | Commercial | Grocery | New | Space Heating | Natural Gas | Furnace | E6 | Utility - Cost of Operation | 0 | 0 | 0 | 0 | 0 | 0 | 0 | 0 | 0 | 0 | 0 | 0 | 0 | 0 | 0 | 0 | 0 | 0 | 0 | 0 | 0 | 0 | 0 | 0 | 0 | 0 | 0 | 0 | 0 | 0 | 0 | 0 | 0 | 0 | 0 | 0 | 0 | 0 | 0 | 0 | 0 | 0
F5_Commercial_Grocery_New_Space Heating_Natural Gas_Furnace_E7 | F5 | Commercial | Grocery | New | Space Heating | Natural Gas | Furnace | E7 | Utility - Cost of Operation | 0 | 0 | 0 | 0 | 0 | 0 | 0 | 0 | 0 | 0 | 0 | 0 | 0 | 0 | 0 | 0 | 0 | 0 | 0 | 0 | 0 | 0 | 0 | 0 | 0 | 0 | 0 | 0 | 0 | 0 | 0 | 0 | 0 | 0 | 0 | 0 | 0 | 0 | 0 | 0 | 0 | 0
F5_Commercial_Grocery_New_Space Heating_Natural Gas_Furnace_E8 | F5 | Commercial | Grocery | New | Space Heating | Natural Gas | Furnace | E8 | Utility - Cost of Operation | 0 | 0 | 0 | 0 | 0 | 0 | 0 | 0 | 0 | 0 | 0 | 0 | 0 | 0 | 0 | 0 | 0 | 0 | 0 | 0 | 0 | 0 | 0 | 0 | 0 | 0 | 0 | 0 | 0 | 0 | 0 | 0 | 0 | 0 | 0 | 0 | 0 | 0 | 0 | 0 | 0 | 0
F5_Commercial_Grocery_New_Space Heating_Natural Gas_Furnace_E9 | F5 | Commercial | Grocery | New | Space Heating | Natural Gas | Furnace | E9 | Utility - Cost of Operation | 0 | 0 | 0 | 0 | 0 | 0 | 0 | 0 | 0 | 0 | 0 | 0 | 0 | 0 | 0 | 0 | 0 | 0 | 0 | 0 | 0 | 0 | 0 | 0 | 0 | 0 | 0 | 0 | 0 | 0 | 0 | 0 | 0 | 0 | 0 | 0 | 0 | 0 | 0 | 0 | 0 | 0
F5_Commercial_Grocery_New_Space Heating_Natural Gas_Furnace_E10 | F5 | Commercial | Grocery | New | Space Heating | Natural Gas | Furnace | E10 | Utility - Cost of Operation | 0 | 0 | 0 | 0 | 0 | 0 | 0 | 0 | 0 | 0 | 0 | 0 | 0 | 0 | 0 | 0 | 0 | 0 | 0 | 0 | 0 | 0 | 0 | 0 | 0 | 0 | 0 | 0 | 0 | 0 | 0 | 0 | 0 | 0 | 0 | 0 | 0 | 0 | 0 | 0 | 0 | 0
F6_Commercial_Grocery_New_Space Heating_Natural Gas_Furnace_E1 | F6 | Commercial | Grocery | New | Space Heating | Natural Gas | Furnace | E1 | Utility - Value of Sales | 0.15761 | 0.15677 | 0.15588 | 0.155 | 0.15412 | 0.15325 | 0.15238 | 0.15153 | 0.15069 | 0.14987 | 0.14907 | 0.1483 | 0.14755 | 0.14683 | 0.14614 | 0.14549 | 0.14488 | 0.1443 | 0.14377 | 0.14327 | 0.14281 | 0.14238 | 0.142 | 0.14166 | 0.14135 | 0.14108 | 0.14085 | 0.14066 | 0.14051 | 0.14039 | 0.14031 | 0.14028 | 0.14028 | 0 | 0 | 0 | 0 | 0 | 0 | 0 | 0 | 0
F6_Commercial_Grocery_New_Space Heating_Natural Gas_Furnace_E2 | F6 | Commercial | Grocery | New | Space Heating | Natural Gas | Furnace | E2 | Utility - Value of Sales | 0.1401 | 0.13935 | 0.13857 | 0.13778 | 0.137 | 0.13622 | 0.13545 | 0.1347 | 0.13395 | 0.13322 | 0.13251 | 0.13182 | 0.13116 | 0.13052 | 0.12991 | 0.12933 | 0.12878 | 0.12827 | 0.12779 | 0.12735 | 0.12694 | 0.12657 | 0.12622 | 0.12592 | 0.12565 | 0.12541 | 0.1252 | 0.12503 | 0.1249 | 0.12479 | 0.12472 | 0.12469 | 0.12469 | 0 | 0 | 0 | 0 | 0 | 0 | 0 | 0 | 0
F6_Commercial_Grocery_New_Space Heating_Natural Gas_Furnace_E3 | F6 | Commercial | Grocery | New | Space Heating | Natural Gas | Furnace | E3 | Utility - Value of Sales | 0.13134 | 0.13064 | 0.1299 | 0.12917 | 0.12844 | 0.12771 | 0.12699 | 0.12628 | 0.12558 | 0.1249 | 0.12423 | 0.12358 | 0.12296 | 0.12236 | 0.12179 | 0.12124 | 0.12073 | 0.12025 | 0.1198 | 0.11939 | 0.11901 | 0.11865 | 0.11833 | 0.11805 | 0.11779 | 0.11757 | 0.11738 | 0.11722 | 0.11709 | 0.11699 | 0.11693 | 0.1169 | 0.1169 | 0 | 0 | 0 | 0 | 0 | 0 | 0 | 0 | 0
F6_Commercial_Grocery_New_Space Heating_Natural Gas_Furnace_E4 | F6 | Commercial | Grocery | New | Space Heating | Natural Gas | Furnace | E4 | Utility - Value of Sales | 0.13424 | 0.13356 | 0.13282 | 0.13208 | 0.13135 | 0.13061 | 0.12988 | 0.12914 | 0.12841 | 0.12767 | 0.12694 | 0.1262 | 0.12547 | 0.12474 | 0.12402 | 0.12331 | 0.12262 | 0.12195 | 0.12131 | 0.1207 | 0.12012 | 0.11959 | 0.1191 | 0.11866 | 0.11827 | 0.11792 | 0.11763 | 0.11738 | 0.11719 | 0.11704 | 0.11694 | 0.11689 | 0.11689 | 0 | 0 | 0 | 0 | 0 | 0 | 0 | 0 | 0
F6_Commercial_Grocery_New_Space Heating_Natural Gas_Furnace_E5 | F6 | Commercial | Grocery | New | Space Heating | Natural Gas | Furnace | E5 | Utility - Value of Sales | 0 | 0 | 0 | 0 | 0 | 0 | 0 | 0 | 0 | 0 | 0 | 0 | 0 | 0 | 0 | 0 | 0 | 0 | 0 | 0 | 0 | 0 | 0 | 0 | 0 | 0 | 0 | 0 | 0 | 0 | 0 | 0 | 0 | 0 | 0 | 0 | 0 | 0 | 0 | 0 | 0 | 0
F6_Commercial_Grocery_New_Space Heating_Natural Gas_Furnace_E6 | F6 | Commercial | Grocery | New | Space Heating | Natural Gas | Furnace | E6 | Utility - Value of Sales | 0 | 0 | 0 | 0 | 0 | 0 | 0 | 0 | 0 | 0 | 0 | 0 | 0 | 0 | 0 | 0 | 0 | 0 | 0 | 0 | 0 | 0 | 0 | 0 | 0 | 0 | 0 | 0 | 0 | 0 | 0 | 0 | 0 | 0 | 0 | 0 | 0 | 0 | 0 | 0 | 0 | 0
F6_Commercial_Grocery_New_Space Heating_Natural Gas_Furnace_E7 | F6 | Commercial | Grocery | New | Space Heating | Natural Gas | Furnace | E7 | Utility - Value of Sales | 0 | 0 | 0 | 0 | 0 | 0 | 0 | 0 | 0 | 0 | 0 | 0 | 0 | 0 | 0 | 0 | 0 | 0 | 0 | 0 | 0 | 0 | 0 | 0 | 0 | 0 | 0 | 0 | 0 | 0 | 0 | 0 | 0 | 0 | 0 | 0 | 0 | 0 | 0 | 0 | 0 | 0
F6_Commercial_Grocery_New_Space Heating_Natural Gas_Furnace_E8 | F6 | Commercial | Grocery | New | Space Heating | Natural Gas | Furnace | E8 | Utility - Value of Sales | 0 | 0 | 0 | 0 | 0 | 0 | 0 | 0 | 0 | 0 | 0 | 0 | 0 | 0 | 0 | 0 | 0 | 0 | 0 | 0 | 0 | 0 | 0 | 0 | 0 | 0 | 0 | 0 | 0 | 0 | 0 | 0 | 0 | 0 | 0 | 0 | 0 | 0 | 0 | 0 | 0 | 0
F6_Commercial_Grocery_New_Space Heating_Natural Gas_Furnace_E9 | F6 | Commercial | Grocery | New | Space Heating | Natural Gas | Furnace | E9 | Utility - Value of Sales | 0 | 0 | 0 | 0 | 0 | 0 | 0 | 0 | 0 | 0 | 0 | 0 | 0 | 0 | 0 | 0 | 0 | 0 | 0 | 0 | 0 | 0 | 0 | 0 | 0 | 0 | 0 | 0 | 0 | 0 | 0 | 0 | 0 | 0 | 0 | 0 | 0 | 0 | 0 | 0 | 0 | 0
F6_Commercial_Grocery_New_Space Heating_Natural Gas_Furnace_E10 | F6 | Commercial | Grocery | New | Space Heating | Natural Gas | Furnace | E10 | Utility - Value of Sales | 0 | 0 | 0 | 0 | 0 | 0 | 0 | 0 | 0 | 0 | 0 | 0 | 0 | 0 | 0 | 0 | 0 | 0 | 0 | 0 | 0 | 0 | 0 | 0 | 0 | 0 | 0 | 0 | 0 | 0 | 0 | 0 | 0 | 0 | 0 | 0 | 0 | 0 | 0 | 0 | 0 | 0
F1_Commercial_Grocery_New_Space Heating_Natural Gas_Boiler_E1 | F1 | Commercial | Grocery | New | Space Heating | Natural Gas | Boiler | E1 | RVT - Cost of Equipment | 1.2643 | 1.2655 | 1.2668 | 1.2687 | 1.2713 | 1.2752 | 1.2779 | 1.28 | 1.2823 | 1.2843 | 1.2857 | 1.2866 | 1.2874 | 1.2881 | 1.2891 | 1.2895 | 1.2901 | 1.2914 | 1.2927 | 1.2943 | 1.2961 | 1.2977 | 1.2989 | 1.2998 | 1.3004 | 1.3006 | 1.3003 | 1.2996 | 1.2991 | 1.2988 | 1.299 | 1.2991 | 1.2991 | 0 | 0 | 0 | 0 | 0 | 0 | 0 | 0 | 0
F1_Commercial_Grocery_New_Space Heating_Natural Gas_Boiler_E2 | F1 | Commercial | Grocery | New | Space Heating | Natural Gas | Boiler | E2 | RVT - Cost of Equipment | 1.1899 | 1.1911 | 1.1923 | 1.1941 | 1.1966 | 1.2002 | 1.2028 | 1.2047 | 1.2068 | 1.2088 | 1.2101 | 1.2109 | 1.2117 | 1.2124 | 1.2133 | 1.2136 | 1.2142 | 1.2154 | 1.2167 | 1.2182 | 1.2199 | 1.2214 | 1.2225 | 1.2234 | 1.2239 | 1.2241 | 1.2238 | 1.2232 | 1.2227 | 1.2224 | 1.2226 | 1.2227 | 1.2227 | 0 | 0 | 0 | 0 | 0 | 0 | 0 | 0 | 0
F1_Commercial_Grocery_New_Space Heating_Natural Gas_Boiler_E3 | F1 | Commercial | Grocery | New | Space Heating | Natural Gas | Boiler | E3 | RVT - Cost of Equipment | 1.0427 | 1.0437 | 1.0448 | 1.0464 | 1.0485 | 1.0517 | 1.054 | 1.0557 | 1.0575 | 1.0592 | 1.0604 | 1.0611 | 1.0618 | 1.0624 | 1.0632 | 1.0635 | 1.064 | 1.0651 | 1.0662 | 1.0675 | 1.069 | 1.0703 | 1.0713 | 1.072 | 1.0725 | 1.0727 | 1.0724 | 1.0718 | 1.0714 | 1.0712 | 1.0713 | 1.0714 | 1.0714 | 0 | 0 | 0 | 0 | 0 | 0 | 0 | 0 | 0
F1_Commercial_Grocery_New_Space Heating_Natural Gas_Boiler_E4 | F1 | Commercial | Grocery | New | Space Heating | Natural Gas | Boiler | E4 | RVT - Cost of Equipment | 0.76942 | 0.77009 | 0.7708 | 0.77195 | 0.77367 | 0.77646 | 0.77826 | 0.77957 | 0.78111 | 0.78256 | 0.78352 | 0.78411 | 0.7847 | 0.7853 | 0.78612 | 0.7865 | 0.78713 | 0.78826 | 0.78941 | 0.79072 | 0.79226 | 0.79355 | 0.79457 | 0.79534 | 0.79585 | 0.796 | 0.79572 | 0.79516 | 0.79472 | 0.79451 | 0.79466 | 0.79472 | 0.79472 | 0 | 0 | 0 | 0 | 0 | 0 | 0 | 0 | 0
F1_Commercial_Grocery_New_Space Heating_Natural Gas_Boiler_E5 | F1 | Commercial | Grocery | New | Space Heating | Natural Gas | Boiler | E5 | RVT - Cost of Equipment | 0 | 0 | 0 | 0 | 0 | 0 | 0 | 0 | 0 | 0 | 0 | 0 | 0 | 0 | 0 | 0 | 0 | 0 | 0 | 0 | 0 | 0 | 0 | 0 | 0 | 0 | 0 | 0 | 0 | 0 | 0 | 0 | 0 | 0 | 0 | 0 | 0 | 0 | 0 | 0 | 0 | 0
F1_Commercial_Grocery_New_Space Heating_Natural Gas_Boiler_E6 | F1 | Commercial | Grocery | New | Space Heating | Natural Gas | Boiler | E6 | RVT - Cost of Equipment | 0 | 0 | 0 | 0 | 0 | 0 | 0 | 0 | 0 | 0 | 0 | 0 | 0 | 0 | 0 | 0 | 0 | 0 | 0 | 0 | 0 | 0 | 0 | 0 | 0 | 0 | 0 | 0 | 0 | 0 | 0 | 0 | 0 | 0 | 0 | 0 | 0 | 0 | 0 | 0 | 0 | 0
F1_Commercial_Grocery_New_Space Heating_Natural Gas_Boiler_E7 | F1 | Commercial | Grocery | New | Space Heating | Natural Gas | Boiler | E7 | RVT - Cost of Equipment | 0 | 0 | 0 | 0 | 0 | 0 | 0 | 0 | 0 | 0 | 0 | 0 | 0 | 0 | 0 | 0 | 0 | 0 | 0 | 0 | 0 | 0 | 0 | 0 | 0 | 0 | 0 | 0 | 0 | 0 | 0 | 0 | 0 | 0 | 0 | 0 | 0 | 0 | 0 | 0 | 0 | 0
F1_Commercial_Grocery_New_Space Heating_Natural Gas_Boiler_E8 | F1 | Commercial | Grocery | New | Space Heating | Natural Gas | Boiler | E8 | RVT - Cost of Equipment | 0 | 0 | 0 | 0 | 0 | 0 | 0 | 0 | 0 | 0 | 0 | 0 | 0 | 0 | 0 | 0 | 0 | 0 | 0 | 0 | 0 | 0 | 0 | 0 | 0 | 0 | 0 | 0 | 0 | 0 | 0 | 0 | 0 | 0 | 0 | 0 | 0 | 0 | 0 | 0 | 0 | 0
F1_Commercial_Grocery_New_Space Heating_Natural Gas_Boiler_E9 | F1 | Commercial | Grocery | New | Space Heating | Natural Gas | Boiler | E9 | RVT - Cost of Equipment | 0 | 0 | 0 | 0 | 0 | 0 | 0 | 0 | 0 | 0 | 0 | 0 | 0 | 0 | 0 | 0 | 0 | 0 | 0 | 0 | 0 | 0 | 0 | 0 | 0 | 0 | 0 | 0 | 0 | 0 | 0 | 0 | 0 | 0 | 0 | 0 | 0 | 0 | 0 | 0 | 0 | 0
F1_Commercial_Grocery_New_Space Heating_Natural Gas_Boiler_E10 | F1 | Commercial | Grocery | New | Space Heating | Natural Gas | Boiler | E10 | RVT - Cost of Equipment | 0 | 0 | 0 | 0 | 0 | 0 | 0 | 0 | 0 | 0 | 0 | 0 | 0 | 0 | 0 | 0 | 0 | 0 | 0 | 0 | 0 | 0 | 0 | 0 | 0 | 0 | 0 | 0 | 0 | 0 | 0 | 0 | 0 | 0 | 0 | 0 | 0 | 0 | 0 | 0 | 0 | 0
F2_Commercial_Grocery_New_Space Heating_Natural Gas_Boiler_E1 | F2 | Commercial | Grocery | New | Space Heating | Natural Gas | Boiler | E1 | RVT - Cost of Operation | 1.5147 | 1.5162 | 1.5177 | 1.52 | 1.5231 | 1.5278 | 1.5311 | 1.5335 | 1.5362 | 1.5387 | 1.5404 | 1.5414 | 1.5424 | 1.5433 | 1.5444 | 1.5449 | 1.5457 | 1.5472 | 1.5488 | 1.5507 | 1.5529 | 1.5547 | 1.5562 | 1.5573 | 1.558 | 1.5582 | 1.5578 | 1.557 | 1.5564 | 1.5561 | 1.5563 | 1.5564 | 1.5564 | 0 | 0 | 0 | 0 | 0 | 0 | 0 | 0 | 0
F2_Commercial_Grocery_New_Space Heating_Natural Gas_Boiler_E2 | F2 | Commercial | Grocery | New | Space Heating | Natural Gas | Boiler | E2 | RVT - Cost of Operation | 1.4256 | 1.427 | 1.4285 | 1.4306 | 1.4335 | 1.4379 | 1.441 | 1.4433 | 1.4459 | 1.4482 | 1.4498 | 1.4508 | 1.4517 | 1.4525 | 1.4536 | 1.454 | 1.4547 | 1.4562 | 1.4577 | 1.4594 | 1.4615 | 1.4633 | 1.4646 | 1.4657 | 1.4663 | 1.4665 | 1.4662 | 1.4654 | 1.4648 | 1.4645 | 1.4648 | 1.4648 | 1.4648 | 0 | 0 | 0 | 0 | 0 | 0 | 0 | 0 | 0
F2_Commercial_Grocery_New_Space Heating_Natural Gas_Boiler_E3 | F2 | Commercial | Grocery | New | Space Heating | Natural Gas | Boiler | E3 | RVT - Cost of Operation | 1.2492 | 1.2504 | 1.2517 | 1.2536 | 1.2562 | 1.26 | 1.2627 | 1.2648 | 1.267 | 1.269 | 1.2704 | 1.2713 | 1.2721 | 1.2728 | 1.2737 | 1.2741 | 1.2748 | 1.276 | 1.2774 | 1.2789 | 1.2807 | 1.2822 | 1.2834 | 1.2843 | 1.2849 | 1.2851 | 1.2848 | 1.2841 | 1.2836 | 1.2834 | 1.2835 | 1.2836 | 1.2836 | 0 | 0 | 0 | 0 | 0 | 0 | 0 | 0 | 0
F2_Commercial_Grocery_New_Space Heating_Natural Gas_Boiler_E4 | F2 | Commercial | Grocery | New | Space Heating | Natural Gas | Boiler | E4 | RVT - Cost of Operation | 0.92181 | 0.92262 | 0.92347 | 0.92485 | 0.92691 | 0.93025 | 0.93241 | 0.93398 | 0.93582 | 0.93755 | 0.93871 | 0.93941 | 0.94013 | 0.94084 | 0.94182 | 0.94228 | 0.94304 | 0.94438 | 0.94576 | 0.94733 | 0.94918 | 0.95073 | 0.95195 | 0.95287 | 0.95348 | 0.95366 | 0.95333 | 0.95266 | 0.95213 | 0.95187 | 0.95206 | 0.95213 | 0.95213 | 0 | 0 | 0 | 0 | 0 | 0 | 0 | 0 | 0
F2_Commercial_Grocery_New_Space Heating_Natural Gas_Boiler_E5 | F2 | Commercial | Grocery | New | Space Heating | Natural Gas | Boiler | E5 | RVT - Cost of Operation | 0 | 0 | 0 | 0 | 0 | 0 | 0 | 0 | 0 | 0 | 0 | 0 | 0 | 0 | 0 | 0 | 0 | 0 | 0 | 0 | 0 | 0 | 0 | 0 | 0 | 0 | 0 | 0 | 0 | 0 | 0 | 0 | 0 | 0 | 0 | 0 | 0 | 0 | 0 | 0 | 0 | 0
F2_Commercial_Grocery_New_Space Heating_Natural Gas_Boiler_E6 | F2 | Commercial | Grocery | New | Space Heating | Natural Gas | Boiler | E6 | RVT - Cost of Operation | 0 | 0 | 0 | 0 | 0 | 0 | 0 | 0 | 0 | 0 | 0 | 0 | 0 | 0 | 0 | 0 | 0 | 0 | 0 | 0 | 0 | 0 | 0 | 0 | 0 | 0 | 0 | 0 | 0 | 0 | 0 | 0 | 0 | 0 | 0 | 0 | 0 | 0 | 0 | 0 | 0 | 0
F2_Commercial_Grocery_New_Space Heating_Natural Gas_Boiler_E7 | F2 | Commercial | Grocery | New | Space Heating | Natural Gas | Boiler | E7 | RVT - Cost of Operation | 0 | 0 | 0 | 0 | 0 | 0 | 0 | 0 | 0 | 0 | 0 | 0 | 0 | 0 | 0 | 0 | 0 | 0 | 0 | 0 | 0 | 0 | 0 | 0 | 0 | 0 | 0 | 0 | 0 | 0 | 0 | 0 | 0 | 0 | 0 | 0 | 0 | 0 | 0 | 0 | 0 | 0
F2_Commercial_Grocery_New_Space Heating_Natural Gas_Boiler_E8 | F2 | Commercial | Grocery | New | Space Heating | Natural Gas | Boiler | E8 | RVT - Cost of Operation | 0 | 0 | 0 | 0 | 0 | 0 | 0 | 0 | 0 | 0 | 0 | 0 | 0 | 0 | 0 | 0 | 0 | 0 | 0 | 0 | 0 | 0 | 0 | 0 | 0 | 0 | 0 | 0 | 0 | 0 | 0 | 0 | 0 | 0 | 0 | 0 | 0 | 0 | 0 | 0 | 0 | 0
F2_Commercial_Grocery_New_Space Heating_Natural Gas_Boiler_E9 | F2 | Commercial | Grocery | New | Space Heating | Natural Gas | Boiler | E9 | RVT - Cost of Operation | 0 | 0 | 0 | 0 | 0 | 0 | 0 | 0 | 0 | 0 | 0 | 0 | 0 | 0 | 0 | 0 | 0 | 0 | 0 | 0 | 0 | 0 | 0 | 0 | 0 | 0 | 0 | 0 | 0 | 0 | 0 | 0 | 0 | 0 | 0 | 0 | 0 | 0 | 0 | 0 | 0 | 0
F2_Commercial_Grocery_New_Space Heating_Natural Gas_Boiler_E10 | F2 | Commercial | Grocery | New | Space Heating | Natural Gas | Boiler | E10 | RVT - Cost of Operation | 0 | 0 | 0 | 0 | 0 | 0 | 0 | 0 | 0 | 0 | 0 | 0 | 0 | 0 | 0 | 0 | 0 | 0 | 0 | 0 | 0 | 0 | 0 | 0 | 0 | 0 | 0 | 0 | 0 | 0 | 0 | 0 | 0 | 0 | 0 | 0 | 0 | 0 | 0 | 0 | 0 | 0
F3_Commercial_Grocery_New_Space Heating_Natural Gas_Boiler_E1 | F3 | Commercial | Grocery | New | Space Heating | Natural Gas | Boiler | E1 | System - kBTUs of Consumption | 0.18196 | 0.18196 | 0.18196 | 0.18196 | 0.18196 | 0.18196 | 0.18196 | 0.18196 | 0.18196 | 0.18196 | 0.18196 | 0.18196 | 0.18196 | 0.18196 | 0.18196 | 0.18196 | 0.18196 | 0.18196 | 0.18196 | 0.18196 | 0.18196 | 0.18196 | 0.18196 | 0.18196 | 0.18196 | 0.18196 | 0.18196 | 0.18196 | 0.18196 | 0.18196 | 0.18196 | 0.18196 | 0.18196 | 0 | 0 | 0 | 0 | 0 | 0 | 0 | 0 | 0
F3_Commercial_Grocery_New_Space Heating_Natural Gas_Boiler_E2 | F3 | Commercial | Grocery | New | Space Heating | Natural Gas | Boiler | E2 | System - kBTUs of Consumption | 0.20543 | 0.20543 | 0.20543 | 0.20543 | 0.20543 | 0.20543 | 0.20543 | 0.20543 | 0.20543 | 0.20543 | 0.20543 | 0.20543 | 0.20543 | 0.20543 | 0.20543 | 0.20543 | 0.20543 | 0.20543 | 0.20543 | 0.20543 | 0.20543 | 0.20543 | 0.20543 | 0.20543 | 0.20543 | 0.20543 | 0.20543 | 0.20543 | 0.20543 | 0.20543 | 0.20543 | 0.20543 | 0.20543 | 0 | 0 | 0 | 0 | 0 | 0 | 0 | 0 | 0
F3_Commercial_Grocery_New_Space Heating_Natural Gas_Boiler_E3 | F3 | Commercial | Grocery | New | Space Heating | Natural Gas | Boiler | E3 | System - kBTUs of Consumption | 0.25258 | 0.25258 | 0.25258 | 0.25258 | 0.25258 | 0.25258 | 0.25258 | 0.25258 | 0.25258 | 0.25258 | 0.25258 | 0.25258 | 0.25258 | 0.25258 | 0.25258 | 0.25258 | 0.25258 | 0.25258 | 0.25258 | 0.25258 | 0.25258 | 0.25258 | 0.25258 | 0.25258 | 0.25258 | 0.25258 | 0.25258 | 0.25258 | 0.25258 | 0.25258 | 0.25258 | 0.25258 | 0.25258 | 0 | 0 | 0 | 0 | 0 | 0 | 0 | 0 | 0
F3_Commercial_Grocery_New_Space Heating_Natural Gas_Boiler_E4 | F3 | Commercial | Grocery | New | Space Heating | Natural Gas | Boiler | E4 | System - kBTUs of Consumption | 0.96893 | 0.96893 | 0.96893 | 0.96893 | 0.96893 | 0.96893 | 0.96893 | 0.96893 | 0.96893 | 0.96893 | 0.96893 | 0.96893 | 0.96893 | 0.96893 | 0.96893 | 0.96893 | 0.96893 | 0.96893 | 0.96893 | 0.96893 | 0.96893 | 0.96893 | 0.96893 | 0.96893 | 0.96893 | 0.96893 | 0.96893 | 0.96893 | 0.96893 | 0.96893 | 0.96893 | 0.96893 | 0.96893 | 0 | 0 | 0 | 0 | 0 | 0 | 0 | 0 | 0
F3_Commercial_Grocery_New_Space Heating_Natural Gas_Boiler_E5 | F3 | Commercial | Grocery | New | Space Heating | Natural Gas | Boiler | E5 | System - kBTUs of Consumption | 0 | 0 | 0 | 0 | 0 | 0 | 0 | 0 | 0 | 0 | 0 | 0 | 0 | 0 | 0 | 0 | 0 | 0 | 0 | 0 | 0 | 0 | 0 | 0 | 0 | 0 | 0 | 0 | 0 | 0 | 0 | 0 | 0 | 0 | 0 | 0 | 0 | 0 | 0 | 0 | 0 | 0
F3_Commercial_Grocery_New_Space Heating_Natural Gas_Boiler_E6 | F3 | Commercial | Grocery | New | Space Heating | Natural Gas | Boiler | E6 | System - kBTUs of Consumption | 0 | 0 | 0 | 0 | 0 | 0 | 0 | 0 | 0 | 0 | 0 | 0 | 0 | 0 | 0 | 0 | 0 | 0 | 0 | 0 | 0 | 0 | 0 | 0 | 0 | 0 | 0 | 0 | 0 | 0 | 0 | 0 | 0 | 0 | 0 | 0 | 0 | 0 | 0 | 0 | 0 | 0
F3_Commercial_Grocery_New_Space Heating_Natural Gas_Boiler_E7 | F3 | Commercial | Grocery | New | Space Heating | Natural Gas | Boiler | E7 | System - kBTUs of Consumption | 0 | 0 | 0 | 0 | 0 | 0 | 0 | 0 | 0 | 0 | 0 | 0 | 0 | 0 | 0 | 0 | 0 | 0 | 0 | 0 | 0 | 0 | 0 | 0 | 0 | 0 | 0 | 0 | 0 | 0 | 0 | 0 | 0 | 0 | 0 | 0 | 0 | 0 | 0 | 0 | 0 | 0
F3_Commercial_Grocery_New_Space Heating_Natural Gas_Boiler_E8 | F3 | Commercial | Grocery | New | Space Heating | Natural Gas | Boiler | E8 | System - kBTUs of Consumption | 0 | 0 | 0 | 0 | 0 | 0 | 0 | 0 | 0 | 0 | 0 | 0 | 0 | 0 | 0 | 0 | 0 | 0 | 0 | 0 | 0 | 0 | 0 | 0 | 0 | 0 | 0 | 0 | 0 | 0 | 0 | 0 | 0 | 0 | 0 | 0 | 0 | 0 | 0 | 0 | 0 | 0
F3_Commercial_Grocery_New_Space Heating_Natural Gas_Boiler_E9 | F3 | Commercial | Grocery | New | Space Heating | Natural Gas | Boiler | E9 | System - kBTUs of Consumption | 0 | 0 | 0 | 0 | 0 | 0 | 0 | 0 | 0 | 0 | 0 | 0 | 0 | 0 | 0 | 0 | 0 | 0 | 0 | 0 | 0 | 0 | 0 | 0 | 0 | 0 | 0 | 0 | 0 | 0 | 0 | 0 | 0 | 0 | 0 | 0 | 0 | 0 | 0 | 0 | 0 | 0
F3_Commercial_Grocery_New_Space Heating_Natural Gas_Boiler_E10 | F3 | Commercial | Grocery | New | Space Heating | Natural Gas | Boiler | E10 | System - kBTUs of Consumption | 0 | 0 | 0 | 0 | 0 | 0 | 0 | 0 | 0 | 0 | 0 | 0 | 0 | 0 | 0 | 0 | 0 | 0 | 0 | 0 | 0 | 0 | 0 | 0 | 0 | 0 | 0 | 0 | 0 | 0 | 0 | 0 | 0 | 0 | 0 | 0 | 0 | 0 | 0 | 0 | 0 | 0
F4_Commercial_Grocery_New_Space Heating_Natural Gas_Boiler_E1 | F4 | Commercial | Grocery | New | Space Heating | Natural Gas | Boiler | E1 | Utility - Cost of Equipment | 1.5147 | 1.5162 | 1.5177 | 1.52 | 1.5231 | 1.5278 | 1.5311 | 1.5335 | 1.5362 | 1.5387 | 1.5404 | 1.5414 | 1.5424 | 1.5433 | 1.5444 | 1.5449 | 1.5457 | 1.5472 | 1.5488 | 1.5507 | 1.5529 | 1.5547 | 1.5562 | 1.5573 | 1.558 | 1.5582 | 1.5578 | 1.557 | 1.5564 | 1.5561 | 1.5563 | 1.5564 | 1.5564 | 0 | 0 | 0 | 0 | 0 | 0 | 0 | 0 | 0
F4_Commercial_Grocery_New_Space Heating_Natural Gas_Boiler_E2 | F4 | Commercial | Grocery | New | Space Heating | Natural Gas | Boiler | E2 | Utility - Cost of Equipment | 1.4256 | 1.427 | 1.4285 | 1.4306 | 1.4335 | 1.4379 | 1.441 | 1.4433 | 1.4459 | 1.4482 | 1.4498 | 1.4508 | 1.4517 | 1.4525 | 1.4536 | 1.454 | 1.4547 | 1.4562 | 1.4577 | 1.4594 | 1.4615 | 1.4633 | 1.4646 | 1.4657 | 1.4663 | 1.4665 | 1.4662 | 1.4654 | 1.4648 | 1.4645 | 1.4648 | 1.4648 | 1.4648 | 0 | 0 | 0 | 0 | 0 | 0 | 0 | 0 | 0
F4_Commercial_Grocery_New_Space Heating_Natural Gas_Boiler_E3 | F4 | Commercial | Grocery | New | Space Heating | Natural Gas | Boiler | E3 | Utility - Cost of Equipment | 1.2492 | 1.2504 | 1.2517 | 1.2536 | 1.2562 | 1.26 | 1.2627 | 1.2648 | 1.267 | 1.269 | 1.2704 | 1.2713 | 1.2721 | 1.2728 | 1.2737 | 1.2741 | 1.2748 | 1.276 | 1.2774 | 1.2789 | 1.2807 | 1.2822 | 1.2834 | 1.2843 | 1.2849 | 1.2851 | 1.2848 | 1.2841 | 1.2836 | 1.2834 | 1.2835 | 1.2836 | 1.2836 | 0 | 0 | 0 | 0 | 0 | 0 | 0 | 0 | 0
F4_Commercial_Grocery_New_Space Heating_Natural Gas_Boiler_E4 | F4 | Commercial | Grocery | New | Space Heating | Natural Gas | Boiler | E4 | Utility - Cost of Equipment | 0.92181 | 0.92262 | 0.92347 | 0.92485 | 0.92691 | 0.93025 | 0.93241 | 0.93398 | 0.93582 | 0.93755 | 0.93871 | 0.93941 | 0.94013 | 0.94084 | 0.94182 | 0.94228 | 0.94304 | 0.94438 | 0.94576 | 0.94733 | 0.94918 | 0.95073 | 0.95195 | 0.95287 | 0.95348 | 0.95366 | 0.95333 | 0.95266 | 0.95213 | 0.95187 | 0.95206 | 0.95213 | 0.95213 | 0 | 0 | 0 | 0 | 0 | 0 | 0 | 0 | 0
F4_Commercial_Grocery_New_Space Heating_Natural Gas_Boiler_E5 | F4 | Commercial | Grocery | New | Space Heating | Natural Gas | Boiler | E5 | Utility - Cost of Equipment | 0 | 0 | 0 | 0 | 0 | 0 | 0 | 0 | 0 | 0 | 0 | 0 | 0 | 0 | 0 | 0 | 0 | 0 | 0 | 0 | 0 | 0 | 0 | 0 | 0 | 0 | 0 | 0 | 0 | 0 | 0 | 0 | 0 | 0 | 0 | 0 | 0 | 0 | 0 | 0 | 0 | 0
F4_Commercial_Grocery_New_Space Heating_Natural Gas_Boiler_E6 | F4 | Commercial | Grocery | New | Space Heating | Natural Gas | Boiler | E6 | Utility - Cost of Equipment | 0 | 0 | 0 | 0 | 0 | 0 | 0 | 0 | 0 | 0 | 0 | 0 | 0 | 0 | 0 | 0 | 0 | 0 | 0 | 0 | 0 | 0 | 0 | 0 | 0 | 0 | 0 | 0 | 0 | 0 | 0 | 0 | 0 | 0 | 0 | 0 | 0 | 0 | 0 | 0 | 0 | 0
F4_Commercial_Grocery_New_Space Heating_Natural Gas_Boiler_E7 | F4 | Commercial | Grocery | New | Space Heating | Natural Gas | Boiler | E7 | Utility - Cost of Equipment | 0 | 0 | 0 | 0 | 0 | 0 | 0 | 0 | 0 | 0 | 0 | 0 | 0 | 0 | 0 | 0 | 0 | 0 | 0 | 0 | 0 | 0 | 0 | 0 | 0 | 0 | 0 | 0 | 0 | 0 | 0 | 0 | 0 | 0 | 0 | 0 | 0 | 0 | 0 | 0 | 0 | 0
F4_Commercial_Grocery_New_Space Heating_Natural Gas_Boiler_E8 | F4 | Commercial | Grocery | New | Space Heating | Natural Gas | Boiler | E8 | Utility - Cost of Equipment | 0 | 0 | 0 | 0 | 0 | 0 | 0 | 0 | 0 | 0 | 0 | 0 | 0 | 0 | 0 | 0 | 0 | 0 | 0 | 0 | 0 | 0 | 0 | 0 | 0 | 0 | 0 | 0 | 0 | 0 | 0 | 0 | 0 | 0 | 0 | 0 | 0 | 0 | 0 | 0 | 0 | 0
F4_Commercial_Grocery_New_Space Heating_Natural Gas_Boiler_E9 | F4 | Commercial | Grocery | New | Space Heating | Natural Gas | Boiler | E9 | Utility - Cost of Equipment | 0 | 0 | 0 | 0 | 0 | 0 | 0 | 0 | 0 | 0 | 0 | 0 | 0 | 0 | 0 | 0 | 0 | 0 | 0 | 0 | 0 | 0 | 0 | 0 | 0 | 0 | 0 | 0 | 0 | 0 | 0 | 0 | 0 | 0 | 0 | 0 | 0 | 0 | 0 | 0 | 0 | 0
F4_Commercial_Grocery_New_Space Heating_Natural Gas_Boiler_E10 | F4 | Commercial | Grocery | New | Space Heating | Natural Gas | Boiler | E10 | Utility - Cost of Equipment | 0 | 0 | 0 | 0 | 0 | 0 | 0 | 0 | 0 | 0 | 0 | 0 | 0 | 0 | 0 | 0 | 0 | 0 | 0 | 0 | 0 | 0 | 0 | 0 | 0 | 0 | 0 | 0 | 0 | 0 | 0 | 0 | 0 | 0 | 0 | 0 | 0 | 0 | 0 | 0 | 0 | 0
F5_Commercial_Grocery_New_Space Heating_Natural Gas_Boiler_E1 | F5 | Commercial | Grocery | New | Space Heating | Natural Gas | Boiler | E1 | Utility - Cost of Operation | 0.18196 | 0.18196 | 0.18196 | 0.18196 | 0.18196 | 0.18196 | 0.18196 | 0.18196 | 0.18196 | 0.18196 | 0.18196 | 0.18196 | 0.18196 | 0.18196 | 0.18196 | 0.18196 | 0.18196 | 0.18196 | 0.18196 | 0.18196 | 0.18196 | 0.18196 | 0.18196 | 0.18196 | 0.18196 | 0.18196 | 0.18196 | 0.18196 | 0.18196 | 0.18196 | 0.18196 | 0.18196 | 0.18196 | 0 | 0 | 0 | 0 | 0 | 0 | 0 | 0 | 0
F5_Commercial_Grocery_New_Space Heating_Natural Gas_Boiler_E2 | F5 | Commercial | Grocery | New | Space Heating | Natural Gas | Boiler | E2 | Utility - Cost of Operation | 0.20543 | 0.20543 | 0.20543 | 0.20543 | 0.20543 | 0.20543 | 0.20543 | 0.20543 | 0.20543 | 0.20543 | 0.20543 | 0.20543 | 0.20543 | 0.20543 | 0.20543 | 0.20543 | 0.20543 | 0.20543 | 0.20543 | 0.20543 | 0.20543 | 0.20543 | 0.20543 | 0.20543 | 0.20543 | 0.20543 | 0.20543 | 0.20543 | 0.20543 | 0.20543 | 0.20543 | 0.20543 | 0.20543 | 0 | 0 | 0 | 0 | 0 | 0 | 0 | 0 | 0
F5_Commercial_Grocery_New_Space Heating_Natural Gas_Boiler_E3 | F5 | Commercial | Grocery | New | Space Heating | Natural Gas | Boiler | E3 | Utility - Cost of Operation | 0.25258 | 0.25258 | 0.25258 | 0.25258 | 0.25258 | 0.25258 | 0.25258 | 0.25258 | 0.25258 | 0.25258 | 0.25258 | 0.25258 | 0.25258 | 0.25258 | 0.25258 | 0.25258 | 0.25258 | 0.25258 | 0.25258 | 0.25258 | 0.25258 | 0.25258 | 0.25258 | 0.25258 | 0.25258 | 0.25258 | 0.25258 | 0.25258 | 0.25258 | 0.25258 | 0.25258 | 0.25258 | 0.25258 | 0 | 0 | 0 | 0 | 0 | 0 | 0 | 0 | 0
F5_Commercial_Grocery_New_Space Heating_Natural Gas_Boiler_E4 | F5 | Commercial | Grocery | New | Space Heating | Natural Gas | Boiler | E4 | Utility - Cost of Operation | 0.96893 | 0.96893 | 0.96893 | 0.96893 | 0.96893 | 0.96893 | 0.96893 | 0.96893 | 0.96893 | 0.96893 | 0.96893 | 0.96893 | 0.96893 | 0.96893 | 0.96893 | 0.96893 | 0.96893 | 0.96893 | 0.96893 | 0.96893 | 0.96893 | 0.96893 | 0.96893 | 0.96893 | 0.96893 | 0.96893 | 0.96893 | 0.96893 | 0.96893 | 0.96893 | 0.96893 | 0.96893 | 0.96893 | 0 | 0 | 0 | 0 | 0 | 0 | 0 | 0 | 0
F5_Commercial_Grocery_New_Space Heating_Natural Gas_Boiler_E5 | F5 | Commercial | Grocery | New | Space Heating | Natural Gas | Boiler | E5 | Utility - Cost of Operation | 0 | 0 | 0 | 0 | 0 | 0 | 0 | 0 | 0 | 0 | 0 | 0 | 0 | 0 | 0 | 0 | 0 | 0 | 0 | 0 | 0 | 0 | 0 | 0 | 0 | 0 | 0 | 0 | 0 | 0 | 0 | 0 | 0 | 0 | 0 | 0 | 0 | 0 | 0 | 0 | 0 | 0
F5_Commercial_Grocery_New_Space Heating_Natural Gas_Boiler_E6 | F5 | Commercial | Grocery | New | Space Heating | Natural Gas | Boiler | E6 | Utility - Cost of Operation | 0 | 0 | 0 | 0 | 0 | 0 | 0 | 0 | 0 | 0 | 0 | 0 | 0 | 0 | 0 | 0 | 0 | 0 | 0 | 0 | 0 | 0 | 0 | 0 | 0 | 0 | 0 | 0 | 0 | 0 | 0 | 0 | 0 | 0 | 0 | 0 | 0 | 0 | 0 | 0 | 0 | 0
F5_Commercial_Grocery_New_Space Heating_Natural Gas_Boiler_E7 | F5 | Commercial | Grocery | New | Space Heating | Natural Gas | Boiler | E7 | Utility - Cost of Operation | 0 | 0 | 0 | 0 | 0 | 0 | 0 | 0 | 0 | 0 | 0 | 0 | 0 | 0 | 0 | 0 | 0 | 0 | 0 | 0 | 0 | 0 | 0 | 0 | 0 | 0 | 0 | 0 | 0 | 0 | 0 | 0 | 0 | 0 | 0 | 0 | 0 | 0 | 0 | 0 | 0 | 0
F5_Commercial_Grocery_New_Space Heating_Natural Gas_Boiler_E8 | F5 | Commercial | Grocery | New | Space Heating | Natural Gas | Boiler | E8 | Utility - Cost of Operation | 0 | 0 | 0 | 0 | 0 | 0 | 0 | 0 | 0 | 0 | 0 | 0 | 0 | 0 | 0 | 0 | 0 | 0 | 0 | 0 | 0 | 0 | 0 | 0 | 0 | 0 | 0 | 0 | 0 | 0 | 0 | 0 | 0 | 0 | 0 | 0 | 0 | 0 | 0 | 0 | 0 | 0
F5_Commercial_Grocery_New_Space Heating_Natural Gas_Boiler_E9 | F5 | Commercial | Grocery | New | Space Heating | Natural Gas | Boiler | E9 | Utility - Cost of Operation | 0 | 0 | 0 | 0 | 0 | 0 | 0 | 0 | 0 | 0 | 0 | 0 | 0 | 0 | 0 | 0 | 0 | 0 | 0 | 0 | 0 | 0 | 0 | 0 | 0 | 0 | 0 | 0 | 0 | 0 | 0 | 0 | 0 | 0 | 0 | 0 | 0 | 0 | 0 | 0 | 0 | 0
F5_Commercial_Grocery_New_Space Heating_Natural Gas_Boiler_E10 | F5 | Commercial | Grocery | New | Space Heating | Natural Gas | Boiler | E10 | Utility - Cost of Operation | 0 | 0 | 0 | 0 | 0 | 0 | 0 | 0 | 0 | 0 | 0 | 0 | 0 | 0 | 0 | 0 | 0 | 0 | 0 | 0 | 0 | 0 | 0 | 0 | 0 | 0 | 0 | 0 | 0 | 0 | 0 | 0 | 0 | 0 | 0 | 0 | 0 | 0 | 0 | 0 | 0 | 0
F6_Commercial_Grocery_New_Space Heating_Natural Gas_Boiler_E1 | F6 | Commercial | Grocery | New | Space Heating | Natural Gas | Boiler | E1 | Utility - Value of Sales | 0.66025 | 0.65668 | 0.65297 | 0.64927 | 0.6456 | 0.64196 | 0.63838 | 0.63487 | 0.63144 | 0.62811 | 0.62488 | 0.62177 | 0.6188 | 0.61598 | 0.61331 | 0.61078 | 0.6084 | 0.60618 | 0.6041 | 0.60217 | 0.60038 | 0.59875 | 0.59727 | 0.59593 | 0.59474 | 0.5937 | 0.59281 | 0.59207 | 0.59147 | 0.59103 | 0.59073 | 0.59058 | 0.59058 | 0 | 0 | 0 | 0 | 0 | 0 | 0 | 0 | 0
F6_Commercial_Grocery_New_Space Heating_Natural Gas_Boiler_E2 | F6 | Commercial | Grocery | New | Space Heating | Natural Gas | Boiler | E2 | Utility - Value of Sales | 0.62141 | 0.61806 | 0.61456 | 0.61108 | 0.60762 | 0.6042 | 0.60083 | 0.59753 | 0.5943 | 0.59116 | 0.58812 | 0.5852 | 0.5824 | 0.57975 | 0.57723 | 0.57485 | 0.57262 | 0.57052 | 0.56856 | 0.56674 | 0.56507 | 0.56353 | 0.56213 | 0.56087 | 0.55976 | 0.55878 | 0.55794 | 0.55724 | 0.55668 | 0.55626 | 0.55598 | 0.55584 | 0.55584 | 0 | 0 | 0 | 0 | 0 | 0 | 0 | 0 | 0
F6_Commercial_Grocery_New_Space Heating_Natural Gas_Boiler_E3 | F6 | Commercial | Grocery | New | Space Heating | Natural Gas | Boiler | E3 | Utility - Value of Sales | 0.54454 | 0.5416 | 0.53853 | 0.53548 | 0.53245 | 0.52945 | 0.5265 | 0.52361 | 0.52078 | 0.51803 | 0.51536 | 0.5128 | 0.51035 | 0.50802 | 0.50582 | 0.50374 | 0.50178 | 0.49994 | 0.49822 | 0.49663 | 0.49516 | 0.49382 | 0.49259 | 0.49149 | 0.49051 | 0.48965 | 0.48892 | 0.4883 | 0.48781 | 0.48745 | 0.4872 | 0.48708 | 0.48708 | 0 | 0 | 0 | 0 | 0 | 0 | 0 | 0 | 0
F6_Commercial_Grocery_New_Space Heating_Natural Gas_Boiler_E4 | F6 | Commercial | Grocery | New | Space Heating | Natural Gas | Boiler | E4 | Utility - Value of Sales | 0.41737 | 0.41524 | 0.41295 | 0.41067 | 0.40838 | 0.40609 | 0.40381 | 0.40152 | 0.39924 | 0.39695 | 0.39466 | 0.39238 | 0.39009 | 0.38782 | 0.38558 | 0.38338 | 0.38123 | 0.37915 | 0.37716 | 0.37526 | 0.37347 | 0.37181 | 0.37029 | 0.36892 | 0.3677 | 0.36663 | 0.36572 | 0.36496 | 0.36435 | 0.36389 | 0.36359 | 0.36344 | 0.36344 | 0 | 0 | 0 | 0 | 0 | 0 | 0 | 0 | 0
F6_Commercial_Grocery_New_Space Heating_Natural Gas_Boiler_E5 | F6 | Commercial | Grocery | New | Space Heating | Natural Gas | Boiler | E5 | Utility - Value of Sales | 0 | 0 | 0 | 0 | 0 | 0 | 0 | 0 | 0 | 0 | 0 | 0 | 0 | 0 | 0 | 0 | 0 | 0 | 0 | 0 | 0 | 0 | 0 | 0 | 0 | 0 | 0 | 0 | 0 | 0 | 0 | 0 | 0 | 0 | 0 | 0 | 0 | 0 | 0 | 0 | 0 | 0
F6_Commercial_Grocery_New_Space Heating_Natural Gas_Boiler_E6 | F6 | Commercial | Grocery | New | Space Heating | Natural Gas | Boiler | E6 | Utility - Value of Sales | 0 | 0 | 0 | 0 | 0 | 0 | 0 | 0 | 0 | 0 | 0 | 0 | 0 | 0 | 0 | 0 | 0 | 0 | 0 | 0 | 0 | 0 | 0 | 0 | 0 | 0 | 0 | 0 | 0 | 0 | 0 | 0 | 0 | 0 | 0 | 0 | 0 | 0 | 0 | 0 | 0 | 0
F6_Commercial_Grocery_New_Space Heating_Natural Gas_Boiler_E7 | F6 | Commercial | Grocery | New | Space Heating | Natural Gas | Boiler | E7 | Utility - Value of Sales | 0 | 0 | 0 | 0 | 0 | 0 | 0 | 0 | 0 | 0 | 0 | 0 | 0 | 0 | 0 | 0 | 0 | 0 | 0 | 0 | 0 | 0 | 0 | 0 | 0 | 0 | 0 | 0 | 0 | 0 | 0 | 0 | 0 | 0 | 0 | 0 | 0 | 0 | 0 | 0 | 0 | 0
F6_Commercial_Grocery_New_Space Heating_Natural Gas_Boiler_E8 | F6 | Commercial | Grocery | New | Space Heating | Natural Gas | Boiler | E8 | Utility - Value of Sales | 0 | 0 | 0 | 0 | 0 | 0 | 0 | 0 | 0 | 0 | 0 | 0 | 0 | 0 | 0 | 0 | 0 | 0 | 0 | 0 | 0 | 0 | 0 | 0 | 0 | 0 | 0 | 0 | 0 | 0 | 0 | 0 | 0 | 0 | 0 | 0 | 0 | 0 | 0 | 0 | 0 | 0
F6_Commercial_Grocery_New_Space Heating_Natural Gas_Boiler_E9 | F6 | Commercial | Grocery | New | Space Heating | Natural Gas | Boiler | E9 | Utility - Value of Sales | 0 | 0 | 0 | 0 | 0 | 0 | 0 | 0 | 0 | 0 | 0 | 0 | 0 | 0 | 0 | 0 | 0 | 0 | 0 | 0 | 0 | 0 | 0 | 0 | 0 | 0 | 0 | 0 | 0 | 0 | 0 | 0 | 0 | 0 | 0 | 0 | 0 | 0 | 0 | 0 | 0 | 0
F6_Commercial_Grocery_New_Space Heating_Natural Gas_Boiler_E10 | F6 | Commercial | Grocery | New | Space Heating | Natural Gas | Boiler | E10 | Utility - Value of Sales | 0 | 0 | 0 | 0 | 0 | 0 | 0 | 0 | 0 | 0 | 0 | 0 | 0 | 0 | 0 | 0 | 0 | 0 | 0 | 0 | 0 | 0 | 0 | 0 | 0 | 0 | 0 | 0 | 0 | 0 | 0 | 0 | 0 | 0 | 0 | 0 | 0 | 0 | 0 | 0 | 0 | 0
F1_Commercial_Grocery_New_Space Heating_Natural Gas_Unit Heater_E1 | F1 | Commercial | Grocery | New | Space Heating | Natural Gas | Unit Heater | E1 | RVT - Cost of Equipment | 0.17056 | 0.17076 | 0.17097 | 0.17129 | 0.17174 | 0.17245 | 0.17287 | 0.17312 | 0.17342 | 0.17369 | 0.17385 | 0.17392 | 0.17403 | 0.17416 | 0.17438 | 0.17451 | 0.17469 | 0.175 | 0.17531 | 0.17565 | 0.17604 | 0.17638 | 0.17664 | 0.17684 | 0.17697 | 0.17701 | 0.17694 | 0.17679 | 0.17668 | 0.17662 | 0.17666 | 0.17668 | 0.17668 | 0 | 0 | 0 | 0 | 0 | 0 | 0 | 0 | 0
F1_Commercial_Grocery_New_Space Heating_Natural Gas_Unit Heater_E2 | F1 | Commercial | Grocery | New | Space Heating | Natural Gas | Unit Heater | E2 | RVT - Cost of Equipment | 0.16245 | 0.16263 | 0.16283 | 0.16313 | 0.16357 | 0.16424 | 0.16464 | 0.16488 | 0.16517 | 0.16543 | 0.16557 | 0.16564 | 0.16574 | 0.16587 | 0.16608 | 0.1662 | 0.16638 | 0.16667 | 0.16696 | 0.16729 | 0.16766 | 0.16798 | 0.16823 | 0.16842 | 0.16855 | 0.16858 | 0.16852 | 0.16838 | 0.16827 | 0.16822 | 0.16826 | 0.16827 | 0.16827 | 0 | 0 | 0 | 0 | 0 | 0 | 0 | 0 | 0
F1_Commercial_Grocery_New_Space Heating_Natural Gas_Unit Heater_E3 | F1 | Commercial | Grocery | New | Space Heating | Natural Gas | Unit Heater | E3 | RVT - Cost of Equipment | 0.14479 | 0.14491 | 0.14505 | 0.14526 | 0.14557 | 0.14608 | 0.14641 | 0.14665 | 0.14693 | 0.14721 | 0.1474 | 0.14752 | 0.14764 | 0.14776 | 0.14793 | 0.148 | 0.14812 | 0.14832 | 0.14854 | 0.14878 | 0.14907 | 0.14931 | 0.1495 | 0.14965 | 0.14974 | 0.14977 | 0.14972 | 0.14961 | 0.14953 | 0.14949 | 0.14952 | 0.14953 | 0.14953 | 0 | 0 | 0 | 0 | 0 | 0 | 0 | 0 | 0
F1_Commercial_Grocery_New_Space Heating_Natural Gas_Unit Heater_E4 | F1 | Commercial | Grocery | New | Space Heating | Natural Gas | Unit Heater | E4 | RVT - Cost of Equipment | 0 | 0 | 0 | 0 | 0 | 0 | 0 | 0 | 0 | 0 | 0 | 0 | 0 | 0 | 0 | 0 | 0 | 0 | 0 | 0 | 0 | 0 | 0 | 0 | 0 | 0 | 0 | 0 | 0 | 0 | 0 | 0 | 0 | 0 | 0 | 0 | 0 | 0 | 0 | 0 | 0 | 0
F1_Commercial_Grocery_New_Space Heating_Natural Gas_Unit Heater_E5 | F1 | Commercial | Grocery | New | Space Heating | Natural Gas | Unit Heater | E5 | RVT - Cost of Equipment | 0 | 0 | 0 | 0 | 0 | 0 | 0 | 0 | 0 | 0 | 0 | 0 | 0 | 0 | 0 | 0 | 0 | 0 | 0 | 0 | 0 | 0 | 0 | 0 | 0 | 0 | 0 | 0 | 0 | 0 | 0 | 0 | 0 | 0 | 0 | 0 | 0 | 0 | 0 | 0 | 0 | 0
F1_Commercial_Grocery_New_Space Heating_Natural Gas_Unit Heater_E6 | F1 | Commercial | Grocery | New | Space Heating | Natural Gas | Unit Heater | E6 | RVT - Cost of Equipment | 0 | 0 | 0 | 0 | 0 | 0 | 0 | 0 | 0 | 0 | 0 | 0 | 0 | 0 | 0 | 0 | 0 | 0 | 0 | 0 | 0 | 0 | 0 | 0 | 0 | 0 | 0 | 0 | 0 | 0 | 0 | 0 | 0 | 0 | 0 | 0 | 0 | 0 | 0 | 0 | 0 | 0
F1_Commercial_Grocery_New_Space Heating_Natural Gas_Unit Heater_E7 | F1 | Commercial | Grocery | New | Space Heating | Natural Gas | Unit Heater | E7 | RVT - Cost of Equipment | 0 | 0 | 0 | 0 | 0 | 0 | 0 | 0 | 0 | 0 | 0 | 0 | 0 | 0 | 0 | 0 | 0 | 0 | 0 | 0 | 0 | 0 | 0 | 0 | 0 | 0 | 0 | 0 | 0 | 0 | 0 | 0 | 0 | 0 | 0 | 0 | 0 | 0 | 0 | 0 | 0 | 0
F1_Commercial_Grocery_New_Space Heating_Natural Gas_Unit Heater_E8 | F1 | Commercial | Grocery | New | Space Heating | Natural Gas | Unit Heater | E8 | RVT - Cost of Equipment | 0 | 0 | 0 | 0 | 0 | 0 | 0 | 0 | 0 | 0 | 0 | 0 | 0 | 0 | 0 | 0 | 0 | 0 | 0 | 0 | 0 | 0 | 0 | 0 | 0 | 0 | 0 | 0 | 0 | 0 | 0 | 0 | 0 | 0 | 0 | 0 | 0 | 0 | 0 | 0 | 0 | 0
F1_Commercial_Grocery_New_Space Heating_Natural Gas_Unit Heater_E9 | F1 | Commercial | Grocery | New | Space Heating | Natural Gas | Unit Heater | E9 | RVT - Cost of Equipment | 0 | 0 | 0 | 0 | 0 | 0 | 0 | 0 | 0 | 0 | 0 | 0 | 0 | 0 | 0 | 0 | 0 | 0 | 0 | 0 | 0 | 0 | 0 | 0 | 0 | 0 | 0 | 0 | 0 | 0 | 0 | 0 | 0 | 0 | 0 | 0 | 0 | 0 | 0 | 0 | 0 | 0
F1_Commercial_Grocery_New_Space Heating_Natural Gas_Unit Heater_E10 | F1 | Commercial | Grocery | New | Space Heating | Natural Gas | Unit Heater | E10 | RVT - Cost of Equipment | 0 | 0 | 0 | 0 | 0 | 0 | 0 | 0 | 0 | 0 | 0 | 0 | 0 | 0 | 0 | 0 | 0 | 0 | 0 | 0 | 0 | 0 | 0 | 0 | 0 | 0 | 0 | 0 | 0 | 0 | 0 | 0 | 0 | 0 | 0 | 0 | 0 | 0 | 0 | 0 | 0 | 0
F2_Commercial_Grocery_New_Space Heating_Natural Gas_Unit Heater_E1 | F2 | Commercial | Grocery | New | Space Heating | Natural Gas | Unit Heater | E1 | RVT - Cost of Operation | 0.20435 | 0.20458 | 0.20483 | 0.20521 | 0.20576 | 0.20661 | 0.20711 | 0.20741 | 0.20777 | 0.2081 | 0.20828 | 0.20837 | 0.2085 | 0.20866 | 0.20892 | 0.20907 | 0.20929 | 0.20966 | 0.21003 | 0.21044 | 0.21091 | 0.21131 | 0.21163 | 0.21186 | 0.21202 | 0.21207 | 0.21198 | 0.21181 | 0.21167 | 0.21161 | 0.21166 | 0.21167 | 0.21167 | 0 | 0 | 0 | 0 | 0 | 0 | 0 | 0 | 0
F2_Commercial_Grocery_New_Space Heating_Natural Gas_Unit Heater_E2 | F2 | Commercial | Grocery | New | Space Heating | Natural Gas | Unit Heater | E2 | RVT - Cost of Operation | 0.19462 | 0.19484 | 0.19508 | 0.19545 | 0.19596 | 0.19677 | 0.19725 | 0.19754 | 0.19788 | 0.19819 | 0.19837 | 0.19845 | 0.19857 | 0.19873 | 0.19898 | 0.19912 | 0.19933 | 0.19968 | 0.20003 | 0.20042 | 0.20087 | 0.20125 | 0.20155 | 0.20178 | 0.20193 | 0.20197 | 0.20189 | 0.20173 | 0.2016 | 0.20153 | 0.20158 | 0.2016 | 0.2016 | 0 | 0 | 0 | 0 | 0 | 0 | 0 | 0 | 0
F2_Commercial_Grocery_New_Space Heating_Natural Gas_Unit Heater_E3 | F2 | Commercial | Grocery | New | Space Heating | Natural Gas | Unit Heater | E3 | RVT - Cost of Operation | 0.17346 | 0.17362 | 0.17377 | 0.17403 | 0.17441 | 0.17502 | 0.17541 | 0.17569 | 0.17603 | 0.17636 | 0.17659 | 0.17674 | 0.17689 | 0.17703 | 0.17722 | 0.17732 | 0.17746 | 0.1777 | 0.17796 | 0.17825 | 0.17859 | 0.17889 | 0.17911 | 0.17929 | 0.1794 | 0.17943 | 0.17937 | 0.17925 | 0.17915 | 0.1791 | 0.17914 | 0.17915 | 0.17915 | 0 | 0 | 0 | 0 | 0 | 0 | 0 | 0 | 0
F2_Commercial_Grocery_New_Space Heating_Natural Gas_Unit Heater_E4 | F2 | Commercial | Grocery | New | Space Heating | Natural Gas | Unit Heater | E4 | RVT - Cost of Operation | 0 | 0 | 0 | 0 | 0 | 0 | 0 | 0 | 0 | 0 | 0 | 0 | 0 | 0 | 0 | 0 | 0 | 0 | 0 | 0 | 0 | 0 | 0 | 0 | 0 | 0 | 0 | 0 | 0 | 0 | 0 | 0 | 0 | 0 | 0 | 0 | 0 | 0 | 0 | 0 | 0 | 0
F2_Commercial_Grocery_New_Space Heating_Natural Gas_Unit Heater_E5 | F2 | Commercial | Grocery | New | Space Heating | Natural Gas | Unit Heater | E5 | RVT - Cost of Operation | 0 | 0 | 0 | 0 | 0 | 0 | 0 | 0 | 0 | 0 | 0 | 0 | 0 | 0 | 0 | 0 | 0 | 0 | 0 | 0 | 0 | 0 | 0 | 0 | 0 | 0 | 0 | 0 | 0 | 0 | 0 | 0 | 0 | 0 | 0 | 0 | 0 | 0 | 0 | 0 | 0 | 0
F2_Commercial_Grocery_New_Space Heating_Natural Gas_Unit Heater_E6 | F2 | Commercial | Grocery | New | Space Heating | Natural Gas | Unit Heater | E6 | RVT - Cost of Operation | 0 | 0 | 0 | 0 | 0 | 0 | 0 | 0 | 0 | 0 | 0 | 0 | 0 | 0 | 0 | 0 | 0 | 0 | 0 | 0 | 0 | 0 | 0 | 0 | 0 | 0 | 0 | 0 | 0 | 0 | 0 | 0 | 0 | 0 | 0 | 0 | 0 | 0 | 0 | 0 | 0 | 0
F2_Commercial_Grocery_New_Space Heating_Natural Gas_Unit Heater_E7 | F2 | Commercial | Grocery | New | Space Heating | Natural Gas | Unit Heater | E7 | RVT - Cost of Operation | 0 | 0 | 0 | 0 | 0 | 0 | 0 | 0 | 0 | 0 | 0 | 0 | 0 | 0 | 0 | 0 | 0 | 0 | 0 | 0 | 0 | 0 | 0 | 0 | 0 | 0 | 0 | 0 | 0 | 0 | 0 | 0 | 0 | 0 | 0 | 0 | 0 | 0 | 0 | 0 | 0 | 0
F2_Commercial_Grocery_New_Space Heating_Natural Gas_Unit Heater_E8 | F2 | Commercial | Grocery | New | Space Heating | Natural Gas | Unit Heater | E8 | RVT - Cost of Operation | 0 | 0 | 0 | 0 | 0 | 0 | 0 | 0 | 0 | 0 | 0 | 0 | 0 | 0 | 0 | 0 | 0 | 0 | 0 | 0 | 0 | 0 | 0 | 0 | 0 | 0 | 0 | 0 | 0 | 0 | 0 | 0 | 0 | 0 | 0 | 0 | 0 | 0 | 0 | 0 | 0 | 0
F2_Commercial_Grocery_New_Space Heating_Natural Gas_Unit Heater_E9 | F2 | Commercial | Grocery | New | Space Heating | Natural Gas | Unit Heater | E9 | RVT - Cost of Operation | 0 | 0 | 0 | 0 | 0 | 0 | 0 | 0 | 0 | 0 | 0 | 0 | 0 | 0 | 0 | 0 | 0 | 0 | 0 | 0 | 0 | 0 | 0 | 0 | 0 | 0 | 0 | 0 | 0 | 0 | 0 | 0 | 0 | 0 | 0 | 0 | 0 | 0 | 0 | 0 | 0 | 0
F2_Commercial_Grocery_New_Space Heating_Natural Gas_Unit Heater_E10 | F2 | Commercial | Grocery | New | Space Heating | Natural Gas | Unit Heater | E10 | RVT - Cost of Operation | 0 | 0 | 0 | 0 | 0 | 0 | 0 | 0 | 0 | 0 | 0 | 0 | 0 | 0 | 0 | 0 | 0 | 0 | 0 | 0 | 0 | 0 | 0 | 0 | 0 | 0 | 0 | 0 | 0 | 0 | 0 | 0 | 0 | 0 | 0 | 0 | 0 | 0 | 0 | 0 | 0 | 0
F3_Commercial_Grocery_New_Space Heating_Natural Gas_Unit Heater_E1 | F3 | Commercial | Grocery | New | Space Heating | Natural Gas | Unit Heater | E1 | System - kBTUs of Consumption | 0.0078624 | 0.0078624 | 0.0078624 | 0.0078624 | 0.0078624 | 0.0078624 | 0.0078624 | 0.0078624 | 0.0078624 | 0.0078624 | 0.0078624 | 0.0078624 | 0.0078624 | 0.0078624 | 0.0078624 | 0.0078624 | 0.0078624 | 0.0078624 | 0.0078624 | 0.0078624 | 0.0078624 | 0.0078624 | 0.0078624 | 0.0078624 | 0.0078624 | 0.0078624 | 0.0078624 | 0.0078624 | 0.0078624 | 0.0078624 | 0.0078624 | 0.0078624 | 0.0078624 | 0 | 0 | 0 | 0 | 0 | 0 | 0 | 0 | 0
F3_Commercial_Grocery_New_Space Heating_Natural Gas_Unit Heater_E2 | F3 | Commercial | Grocery | New | Space Heating | Natural Gas | Unit Heater | E2 | System - kBTUs of Consumption | 0.012588 | 0.012588 | 0.012588 | 0.012588 | 0.012588 | 0.012588 | 0.012588 | 0.012588 | 0.012588 | 0.012588 | 0.012588 | 0.012588 | 0.012588 | 0.012588 | 0.012588 | 0.012588 | 0.012588 | 0.012588 | 0.012588 | 0.012588 | 0.012588 | 0.012588 | 0.012588 | 0.012588 | 0.012588 | 0.012588 | 0.012588 | 0.012588 | 0.012588 | 0.012588 | 0.012588 | 0.012588 | 0.012588 | 0 | 0 | 0 | 0 | 0 | 0 | 0 | 0 | 0
F3_Commercial_Grocery_New_Space Heating_Natural Gas_Unit Heater_E3 | F3 | Commercial | Grocery | New | Space Heating | Natural Gas | Unit Heater | E3 | System - kBTUs of Consumption | 0.009346 | 0.009346 | 0.009346 | 0.009346 | 0.009346 | 0.009346 | 0.009346 | 0.009346 | 0.009346 | 0.009346 | 0.009346 | 0.009346 | 0.009346 | 0.009346 | 0.009346 | 0.009346 | 0.009346 | 0.009346 | 0.009346 | 0.009346 | 0.009346 | 0.009346 | 0.009346 | 0.009346 | 0.009346 | 0.009346 | 0.009346 | 0.009346 | 0.009346 | 0.009346 | 0.009346 | 0.009346 | 0.009346 | 0 | 0 | 0 | 0 | 0 | 0 | 0 | 0 | 0
F3_Commercial_Grocery_New_Space Heating_Natural Gas_Unit Heater_E4 | F3 | Commercial | Grocery | New | Space Heating | Natural Gas | Unit Heater | E4 | System - kBTUs of Consumption | 0 | 0 | 0 | 0 | 0 | 0 | 0 | 0 | 0 | 0 | 0 | 0 | 0 | 0 | 0 | 0 | 0 | 0 | 0 | 0 | 0 | 0 | 0 | 0 | 0 | 0 | 0 | 0 | 0 | 0 | 0 | 0 | 0 | 0 | 0 | 0 | 0 | 0 | 0 | 0 | 0 | 0
F3_Commercial_Grocery_New_Space Heating_Natural Gas_Unit Heater_E5 | F3 | Commercial | Grocery | New | Space Heating | Natural Gas | Unit Heater | E5 | System - kBTUs of Consumption | 0 | 0 | 0 | 0 | 0 | 0 | 0 | 0 | 0 | 0 | 0 | 0 | 0 | 0 | 0 | 0 | 0 | 0 | 0 | 0 | 0 | 0 | 0 | 0 | 0 | 0 | 0 | 0 | 0 | 0 | 0 | 0 | 0 | 0 | 0 | 0 | 0 | 0 | 0 | 0 | 0 | 0
F3_Commercial_Grocery_New_Space Heating_Natural Gas_Unit Heater_E6 | F3 | Commercial | Grocery | New | Space Heating | Natural Gas | Unit Heater | E6 | System - kBTUs of Consumption | 0 | 0 | 0 | 0 | 0 | 0 | 0 | 0 | 0 | 0 | 0 | 0 | 0 | 0 | 0 | 0 | 0 | 0 | 0 | 0 | 0 | 0 | 0 | 0 | 0 | 0 | 0 | 0 | 0 | 0 | 0 | 0 | 0 | 0 | 0 | 0 | 0 | 0 | 0 | 0 | 0 | 0
F3_Commercial_Grocery_New_Space Heating_Natural Gas_Unit Heater_E7 | F3 | Commercial | Grocery | New | Space Heating | Natural Gas | Unit Heater | E7 | System - kBTUs of Consumption | 0 | 0 | 0 | 0 | 0 | 0 | 0 | 0 | 0 | 0 | 0 | 0 | 0 | 0 | 0 | 0 | 0 | 0 | 0 | 0 | 0 | 0 | 0 | 0 | 0 | 0 | 0 | 0 | 0 | 0 | 0 | 0 | 0 | 0 | 0 | 0 | 0 | 0 | 0 | 0 | 0 | 0
F3_Commercial_Grocery_New_Space Heating_Natural Gas_Unit Heater_E8 | F3 | Commercial | Grocery | New | Space Heating | Natural Gas | Unit Heater | E8 | System - kBTUs of Consumption | 0 | 0 | 0 | 0 | 0 | 0 | 0 | 0 | 0 | 0 | 0 | 0 | 0 | 0 | 0 | 0 | 0 | 0 | 0 | 0 | 0 | 0 | 0 | 0 | 0 | 0 | 0 | 0 | 0 | 0 | 0 | 0 | 0 | 0 | 0 | 0 | 0 | 0 | 0 | 0 | 0 | 0
F3_Commercial_Grocery_New_Space Heating_Natural Gas_Unit Heater_E9 | F3 | Commercial | Grocery | New | Space Heating | Natural Gas | Unit Heater | E9 | System - kBTUs of Consumption | 0 | 0 | 0 | 0 | 0 | 0 | 0 | 0 | 0 | 0 | 0 | 0 | 0 | 0 | 0 | 0 | 0 | 0 | 0 | 0 | 0 | 0 | 0 | 0 | 0 | 0 | 0 | 0 | 0 | 0 | 0 | 0 | 0 | 0 | 0 | 0 | 0 | 0 | 0 | 0 | 0 | 0
F3_Commercial_Grocery_New_Space Heating_Natural Gas_Unit Heater_E10 | F3 | Commercial | Grocery | New | Space Heating | Natural Gas | Unit Heater | E10 | System - kBTUs of Consumption | 0 | 0 | 0 | 0 | 0 | 0 | 0 | 0 | 0 | 0 | 0 | 0 | 0 | 0 | 0 | 0 | 0 | 0 | 0 | 0 | 0 | 0 | 0 | 0 | 0 | 0 | 0 | 0 | 0 | 0 | 0 | 0 | 0 | 0 | 0 | 0 | 0 | 0 | 0 | 0 | 0 | 0
F4_Commercial_Grocery_New_Space Heating_Natural Gas_Unit Heater_E1 | F4 | Commercial | Grocery | New | Space Heating | Natural Gas | Unit Heater | E1 | Utility - Cost of Equipment | 0.20435 | 0.20458 | 0.20483 | 0.20521 | 0.20576 | 0.20661 | 0.20711 | 0.20741 | 0.20777 | 0.2081 | 0.20828 | 0.20837 | 0.2085 | 0.20866 | 0.20892 | 0.20907 | 0.20929 | 0.20966 | 0.21003 | 0.21044 | 0.21091 | 0.21131 | 0.21163 | 0.21186 | 0.21202 | 0.21207 | 0.21198 | 0.21181 | 0.21167 | 0.21161 | 0.21166 | 0.21167 | 0.21167 | 0 | 0 | 0 | 0 | 0 | 0 | 0 | 0 | 0
F4_Commercial_Grocery_New_Space Heating_Natural Gas_Unit Heater_E2 | F4 | Commercial | Grocery | New | Space Heating | Natural Gas | Unit Heater | E2 | Utility - Cost of Equipment | 0.19462 | 0.19484 | 0.19508 | 0.19545 | 0.19596 | 0.19677 | 0.19725 | 0.19754 | 0.19788 | 0.19819 | 0.19837 | 0.19845 | 0.19857 | 0.19873 | 0.19898 | 0.19912 | 0.19933 | 0.19968 | 0.20003 | 0.20042 | 0.20087 | 0.20125 | 0.20155 | 0.20178 | 0.20193 | 0.20197 | 0.20189 | 0.20173 | 0.2016 | 0.20153 | 0.20158 | 0.2016 | 0.2016 | 0 | 0 | 0 | 0 | 0 | 0 | 0 | 0 | 0
F4_Commercial_Grocery_New_Space Heating_Natural Gas_Unit Heater_E3 | F4 | Commercial | Grocery | New | Space Heating | Natural Gas | Unit Heater | E3 | Utility - Cost of Equipment | 0.17346 | 0.17362 | 0.17377 | 0.17403 | 0.17441 | 0.17502 | 0.17541 | 0.17569 | 0.17603 | 0.17636 | 0.17659 | 0.17674 | 0.17689 | 0.17703 | 0.17722 | 0.17732 | 0.17746 | 0.1777 | 0.17796 | 0.17825 | 0.17859 | 0.17889 | 0.17911 | 0.17929 | 0.1794 | 0.17943 | 0.17937 | 0.17925 | 0.17915 | 0.1791 | 0.17914 | 0.17915 | 0.17915 | 0 | 0 | 0 | 0 | 0 | 0 | 0 | 0 | 0
F4_Commercial_Grocery_New_Space Heating_Natural Gas_Unit Heater_E4 | F4 | Commercial | Grocery | New | Space Heating | Natural Gas | Unit Heater | E4 | Utility - Cost of Equipment | 0 | 0 | 0 | 0 | 0 | 0 | 0 | 0 | 0 | 0 | 0 | 0 | 0 | 0 | 0 | 0 | 0 | 0 | 0 | 0 | 0 | 0 | 0 | 0 | 0 | 0 | 0 | 0 | 0 | 0 | 0 | 0 | 0 | 0 | 0 | 0 | 0 | 0 | 0 | 0 | 0 | 0
F4_Commercial_Grocery_New_Space Heating_Natural Gas_Unit Heater_E5 | F4 | Commercial | Grocery | New | Space Heating | Natural Gas | Unit Heater | E5 | Utility - Cost of Equipment | 0 | 0 | 0 | 0 | 0 | 0 | 0 | 0 | 0 | 0 | 0 | 0 | 0 | 0 | 0 | 0 | 0 | 0 | 0 | 0 | 0 | 0 | 0 | 0 | 0 | 0 | 0 | 0 | 0 | 0 | 0 | 0 | 0 | 0 | 0 | 0 | 0 | 0 | 0 | 0 | 0 | 0
F4_Commercial_Grocery_New_Space Heating_Natural Gas_Unit Heater_E6 | F4 | Commercial | Grocery | New | Space Heating | Natural Gas | Unit Heater | E6 | Utility - Cost of Equipment | 0 | 0 | 0 | 0 | 0 | 0 | 0 | 0 | 0 | 0 | 0 | 0 | 0 | 0 | 0 | 0 | 0 | 0 | 0 | 0 | 0 | 0 | 0 | 0 | 0 | 0 | 0 | 0 | 0 | 0 | 0 | 0 | 0 | 0 | 0 | 0 | 0 | 0 | 0 | 0 | 0 | 0
F4_Commercial_Grocery_New_Space Heating_Natural Gas_Unit Heater_E7 | F4 | Commercial | Grocery | New | Space Heating | Natural Gas | Unit Heater | E7 | Utility - Cost of Equipment | 0 | 0 | 0 | 0 | 0 | 0 | 0 | 0 | 0 | 0 | 0 | 0 | 0 | 0 | 0 | 0 | 0 | 0 | 0 | 0 | 0 | 0 | 0 | 0 | 0 | 0 | 0 | 0 | 0 | 0 | 0 | 0 | 0 | 0 | 0 | 0 | 0 | 0 | 0 | 0 | 0 | 0
F4_Commercial_Grocery_New_Space Heating_Natural Gas_Unit Heater_E8 | F4 | Commercial | Grocery | New | Space Heating | Natural Gas | Unit Heater | E8 | Utility - Cost of Equipment | 0 | 0 | 0 | 0 | 0 | 0 | 0 | 0 | 0 | 0 | 0 | 0 | 0 | 0 | 0 | 0 | 0 | 0 | 0 | 0 | 0 | 0 | 0 | 0 | 0 | 0 | 0 | 0 | 0 | 0 | 0 | 0 | 0 | 0 | 0 | 0 | 0 | 0 | 0 | 0 | 0 | 0
F4_Commercial_Grocery_New_Space Heating_Natural Gas_Unit Heater_E9 | F4 | Commercial | Grocery | New | Space Heating | Natural Gas | Unit Heater | E9 | Utility - Cost of Equipment | 0 | 0 | 0 | 0 | 0 | 0 | 0 | 0 | 0 | 0 | 0 | 0 | 0 | 0 | 0 | 0 | 0 | 0 | 0 | 0 | 0 | 0 | 0 | 0 | 0 | 0 | 0 | 0 | 0 | 0 | 0 | 0 | 0 | 0 | 0 | 0 | 0 | 0 | 0 | 0 | 0 | 0
F4_Commercial_Grocery_New_Space Heating_Natural Gas_Unit Heater_E10 | F4 | Commercial | Grocery | New | Space Heating | Natural Gas | Unit Heater | E10 | Utility - Cost of Equipment | 0 | 0 | 0 | 0 | 0 | 0 | 0 | 0 | 0 | 0 | 0 | 0 | 0 | 0 | 0 | 0 | 0 | 0 | 0 | 0 | 0 | 0 | 0 | 0 | 0 | 0 | 0 | 0 | 0 | 0 | 0 | 0 | 0 | 0 | 0 | 0 | 0 | 0 | 0 | 0 | 0 | 0
F5_Commercial_Grocery_New_Space Heating_Natural Gas_Unit Heater_E1 | F5 | Commercial | Grocery | New | Space Heating | Natural Gas | Unit Heater | E1 | Utility - Cost of Operation | 0.0078624 | 0.0078624 | 0.0078624 | 0.0078624 | 0.0078624 | 0.0078624 | 0.0078624 | 0.0078624 | 0.0078624 | 0.0078624 | 0.0078624 | 0.0078624 | 0.0078624 | 0.0078624 | 0.0078624 | 0.0078624 | 0.0078624 | 0.0078624 | 0.0078624 | 0.0078624 | 0.0078624 | 0.0078624 | 0.0078624 | 0.0078624 | 0.0078624 | 0.0078624 | 0.0078624 | 0.0078624 | 0.0078624 | 0.0078624 | 0.0078624 | 0.0078624 | 0.0078624 | 0 | 0 | 0 | 0 | 0 | 0 | 0 | 0 | 0
F5_Commercial_Grocery_New_Space Heating_Natural Gas_Unit Heater_E2 | F5 | Commercial | Grocery | New | Space Heating | Natural Gas | Unit Heater | E2 | Utility - Cost of Operation | 0.012588 | 0.012588 | 0.012588 | 0.012588 | 0.012588 | 0.012588 | 0.012588 | 0.012588 | 0.012588 | 0.012588 | 0.012588 | 0.012588 | 0.012588 | 0.012588 | 0.012588 | 0.012588 | 0.012588 | 0.012588 | 0.012588 | 0.012588 | 0.012588 | 0.012588 | 0.012588 | 0.012588 | 0.012588 | 0.012588 | 0.012588 | 0.012588 | 0.012588 | 0.012588 | 0.012588 | 0.012588 | 0.012588 | 0 | 0 | 0 | 0 | 0 | 0 | 0 | 0 | 0
F5_Commercial_Grocery_New_Space Heating_Natural Gas_Unit Heater_E3 | F5 | Commercial | Grocery | New | Space Heating | Natural Gas | Unit Heater | E3 | Utility - Cost of Operation | 0.009346 | 0.009346 | 0.009346 | 0.009346 | 0.009346 | 0.009346 | 0.009346 | 0.009346 | 0.009346 | 0.009346 | 0.009346 | 0.009346 | 0.009346 | 0.009346 | 0.009346 | 0.009346 | 0.009346 | 0.009346 | 0.009346 | 0.009346 | 0.009346 | 0.009346 | 0.009346 | 0.009346 | 0.009346 | 0.009346 | 0.009346 | 0.009346 | 0.009346 | 0.009346 | 0.009346 | 0.009346 | 0.009346 | 0 | 0 | 0 | 0 | 0 | 0 | 0 | 0 | 0
F5_Commercial_Grocery_New_Space Heating_Natural Gas_Unit Heater_E4 | F5 | Commercial | Grocery | New | Space Heating | Natural Gas | Unit Heater | E4 | Utility - Cost of Operation | 0 | 0 | 0 | 0 | 0 | 0 | 0 | 0 | 0 | 0 | 0 | 0 | 0 | 0 | 0 | 0 | 0 | 0 | 0 | 0 | 0 | 0 | 0 | 0 | 0 | 0 | 0 | 0 | 0 | 0 | 0 | 0 | 0 | 0 | 0 | 0 | 0 | 0 | 0 | 0 | 0 | 0
F5_Commercial_Grocery_New_Space Heating_Natural Gas_Unit Heater_E5 | F5 | Commercial | Grocery | New | Space Heating | Natural Gas | Unit Heater | E5 | Utility - Cost of Operation | 0 | 0 | 0 | 0 | 0 | 0 | 0 | 0 | 0 | 0 | 0 | 0 | 0 | 0 | 0 | 0 | 0 | 0 | 0 | 0 | 0 | 0 | 0 | 0 | 0 | 0 | 0 | 0 | 0 | 0 | 0 | 0 | 0 | 0 | 0 | 0 | 0 | 0 | 0 | 0 | 0 | 0
F5_Commercial_Grocery_New_Space Heating_Natural Gas_Unit Heater_E6 | F5 | Commercial | Grocery | New | Space Heating | Natural Gas | Unit Heater | E6 | Utility - Cost of Operation | 0 | 0 | 0 | 0 | 0 | 0 | 0 | 0 | 0 | 0 | 0 | 0 | 0 | 0 | 0 | 0 | 0 | 0 | 0 | 0 | 0 | 0 | 0 | 0 | 0 | 0 | 0 | 0 | 0 | 0 | 0 | 0 | 0 | 0 | 0 | 0 | 0 | 0 | 0 | 0 | 0 | 0
F5_Commercial_Grocery_New_Space Heating_Natural Gas_Unit Heater_E7 | F5 | Commercial | Grocery | New | Space Heating | Natural Gas | Unit Heater | E7 | Utility - Cost of Operation | 0 | 0 | 0 | 0 | 0 | 0 | 0 | 0 | 0 | 0 | 0 | 0 | 0 | 0 | 0 | 0 | 0 | 0 | 0 | 0 | 0 | 0 | 0 | 0 | 0 | 0 | 0 | 0 | 0 | 0 | 0 | 0 | 0 | 0 | 0 | 0 | 0 | 0 | 0 | 0 | 0 | 0
F5_Commercial_Grocery_New_Space Heating_Natural Gas_Unit Heater_E8 | F5 | Commercial | Grocery | New | Space Heating | Natural Gas | Unit Heater | E8 | Utility - Cost of Operation | 0 | 0 | 0 | 0 | 0 | 0 | 0 | 0 | 0 | 0 | 0 | 0 | 0 | 0 | 0 | 0 | 0 | 0 | 0 | 0 | 0 | 0 | 0 | 0 | 0 | 0 | 0 | 0 | 0 | 0 | 0 | 0 | 0 | 0 | 0 | 0 | 0 | 0 | 0 | 0 | 0 | 0
F5_Commercial_Grocery_New_Space Heating_Natural Gas_Unit Heater_E9 | F5 | Commercial | Grocery | New | Space Heating | Natural Gas | Unit Heater | E9 | Utility - Cost of Operation | 0 | 0 | 0 | 0 | 0 | 0 | 0 | 0 | 0 | 0 | 0 | 0 | 0 | 0 | 0 | 0 | 0 | 0 | 0 | 0 | 0 | 0 | 0 | 0 | 0 | 0 | 0 | 0 | 0 | 0 | 0 | 0 | 0 | 0 | 0 | 0 | 0 | 0 | 0 | 0 | 0 | 0
F5_Commercial_Grocery_New_Space Heating_Natural Gas_Unit Heater_E10 | F5 | Commercial | Grocery | New | Space Heating | Natural Gas | Unit Heater | E10 | Utility - Cost of Operation | 0 | 0 | 0 | 0 | 0 | 0 | 0 | 0 | 0 | 0 | 0 | 0 | 0 | 0 | 0 | 0 | 0 | 0 | 0 | 0 | 0 | 0 | 0 | 0 | 0 | 0 | 0 | 0 | 0 | 0 | 0 | 0 | 0 | 0 | 0 | 0 | 0 | 0 | 0 | 0 | 0 | 0
F6_Commercial_Grocery_New_Space Heating_Natural Gas_Unit Heater_E1 | F6 | Commercial | Grocery | New | Space Heating | Natural Gas | Unit Heater | E1 | Utility - Value of Sales | 0.092927 | 0.092465 | 0.091961 | 0.091457 | 0.090952 | 0.090448 | 0.089944 | 0.08944 | 0.088935 | 0.088431 | 0.087927 | 0.087423 | 0.086919 | 0.086415 | 0.085911 | 0.085407 | 0.084903 | 0.084399 | 0.083895 | 0.083399 | 0.082921 | 0.082467 | 0.082047 | 0.081669 | 0.081333 | 0.081039 | 0.080787 | 0.080577 | 0.080409 | 0.080283 | 0.080199 | 0.080157 | 0.080157 | 0 | 0 | 0 | 0 | 0 | 0 | 0 | 0 | 0
F6_Commercial_Grocery_New_Space Heating_Natural Gas_Unit Heater_E2 | F6 | Commercial | Grocery | New | Space Heating | Natural Gas | Unit Heater | E2 | Utility - Value of Sales | 0.088504 | 0.088064 | 0.087584 | 0.087103 | 0.086623 | 0.086143 | 0.085663 | 0.085182 | 0.084702 | 0.084222 | 0.083742 | 0.083262 | 0.082782 | 0.082302 | 0.081822 | 0.081342 | 0.080862 | 0.080382 | 0.079902 | 0.07943 | 0.078974 | 0.078542 | 0.078142 | 0.077782 | 0.077462 | 0.077182 | 0.076942 | 0.076742 | 0.076582 | 0.076462 | 0.076382 | 0.076342 | 0.076342 | 0 | 0 | 0 | 0 | 0 | 0 | 0 | 0 | 0
F6_Commercial_Grocery_New_Space Heating_Natural Gas_Unit Heater_E3 | F6 | Commercial | Grocery | New | Space Heating | Natural Gas | Unit Heater | E3 | Utility - Value of Sales | 0.078293 | 0.077893 | 0.077464 | 0.077036 | 0.076607 | 0.076178 | 0.07575 | 0.075321 | 0.074893 | 0.074464 | 0.074036 | 0.073607 | 0.073179 | 0.07275 | 0.072325 | 0.071906 | 0.071497 | 0.0711 | 0.07072 | 0.070358 | 0.070018 | 0.069704 | 0.069419 | 0.069162 | 0.068933 | 0.068733 | 0.068562 | 0.068419 | 0.068305 | 0.068219 | 0.068162 | 0.068134 | 0.068134 | 0 | 0 | 0 | 0 | 0 | 0 | 0 | 0 | 0
F6_Commercial_Grocery_New_Space Heating_Natural Gas_Unit Heater_E4 | F6 | Commercial | Grocery | New | Space Heating | Natural Gas | Unit Heater | E4 | Utility - Value of Sales | 0 | 0 | 0 | 0 | 0 | 0 | 0 | 0 | 0 | 0 | 0 | 0 | 0 | 0 | 0 | 0 | 0 | 0 | 0 | 0 | 0 | 0 | 0 | 0 | 0 | 0 | 0 | 0 | 0 | 0 | 0 | 0 | 0 | 0 | 0 | 0 | 0 | 0 | 0 | 0 | 0 | 0
F6_Commercial_Grocery_New_Space Heating_Natural Gas_Unit Heater_E5 | F6 | Commercial | Grocery | New | Space Heating | Natural Gas | Unit Heater | E5 | Utility - Value of Sales | 0 | 0 | 0 | 0 | 0 | 0 | 0 | 0 | 0 | 0 | 0 | 0 | 0 | 0 | 0 | 0 | 0 | 0 | 0 | 0 | 0 | 0 | 0 | 0 | 0 | 0 | 0 | 0 | 0 | 0 | 0 | 0 | 0 | 0 | 0 | 0 | 0 | 0 | 0 | 0 | 0 | 0
F6_Commercial_Grocery_New_Space Heating_Natural Gas_Unit Heater_E6 | F6 | Commercial | Grocery | New | Space Heating | Natural Gas | Unit Heater | E6 | Utility - Value of Sales | 0 | 0 | 0 | 0 | 0 | 0 | 0 | 0 | 0 | 0 | 0 | 0 | 0 | 0 | 0 | 0 | 0 | 0 | 0 | 0 | 0 | 0 | 0 | 0 | 0 | 0 | 0 | 0 | 0 | 0 | 0 | 0 | 0 | 0 | 0 | 0 | 0 | 0 | 0 | 0 | 0 | 0
F6_Commercial_Grocery_New_Space Heating_Natural Gas_Unit Heater_E7 | F6 | Commercial | Grocery | New | Space Heating | Natural Gas | Unit Heater | E7 | Utility - Value of Sales | 0 | 0 | 0 | 0 | 0 | 0 | 0 | 0 | 0 | 0 | 0 | 0 | 0 | 0 | 0 | 0 | 0 | 0 | 0 | 0 | 0 | 0 | 0 | 0 | 0 | 0 | 0 | 0 | 0 | 0 | 0 | 0 | 0 | 0 | 0 | 0 | 0 | 0 | 0 | 0 | 0 | 0
F6_Commercial_Grocery_New_Space Heating_Natural Gas_Unit Heater_E8 | F6 | Commercial | Grocery | New | Space Heating | Natural Gas | Unit Heater | E8 | Utility - Value of Sales | 0 | 0 | 0 | 0 | 0 | 0 | 0 | 0 | 0 | 0 | 0 | 0 | 0 | 0 | 0 | 0 | 0 | 0 | 0 | 0 | 0 | 0 | 0 | 0 | 0 | 0 | 0 | 0 | 0 | 0 | 0 | 0 | 0 | 0 | 0 | 0 | 0 | 0 | 0 | 0 | 0 | 0
F6_Commercial_Grocery_New_Space Heating_Natural Gas_Unit Heater_E9 | F6 | Commercial | Grocery | New | Space Heating | Natural Gas | Unit Heater | E9 | Utility - Value of Sales | 0 | 0 | 0 | 0 | 0 | 0 | 0 | 0 | 0 | 0 | 0 | 0 | 0 | 0 | 0 | 0 | 0 | 0 | 0 | 0 | 0 | 0 | 0 | 0 | 0 | 0 | 0 | 0 | 0 | 0 | 0 | 0 | 0 | 0 | 0 | 0 | 0 | 0 | 0 | 0 | 0 | 0
F6_Commercial_Grocery_New_Space Heating_Natural Gas_Unit Heater_E10 | F6 | Commercial | Grocery | New | Space Heating | Natural Gas | Unit Heater | E10 | Utility - Value of Sales | 0 | 0 | 0 | 0 | 0 | 0 | 0 | 0 | 0 | 0 | 0 | 0 | 0 | 0 | 0 | 0 | 0 | 0 | 0 | 0 | 0 | 0 | 0 | 0 | 0 | 0 | 0 | 0 | 0 | 0 | 0 | 0 | 0 | 0 | 0 | 0 | 0 | 0 | 0 | 0 | 0 | 0
F1_Commercial_Grocery_New_Water Heating_Natural Gas_Water Heater_E1 | F1 | Commercial | Grocery | New | Water Heating | Natural Gas | Water Heater | E1 | RVT - Cost of Equipment | 0.32702 | 0.33001 | 0.33356 | 0.33769 | 0.3425 | 0.3482 | 0.35281 | 0.35715 | 0.36143 | 0.36573 | 0.36966 | 0.37311 | 0.37658 | 0.38025 | 0.38448 | 0.38867 | 0.3933 | 0.3984 | 0.40381 | 0.40939 | 0.41509 | 0.42044 | 0.42534 | 0.42981 | 0.43375 | 0.43711 | 0.43947 | 0.44121 | 0.44271 | 0.44398 | 0.44525 | 0.44582 | 0.44582
F1_Commercial_Grocery_New_Water Heating_Natural Gas_Water Heater_E2 | F1 | Commercial | Grocery | New | Water Heating | Natural Gas | Water Heater | E2 | RVT - Cost of Equipment | 0.32298 | 0.32593 | 0.32944 | 0.33352 | 0.33828 | 0.3439 | 0.34845 | 0.35274 | 0.35697 | 0.36122 | 0.3651 | 0.36851 | 0.37193 | 0.37555 | 0.37973 | 0.38387 | 0.38844 | 0.39348 | 0.39882 | 0.40433 | 0.40996 | 0.41525 | 0.42009 | 0.4245 | 0.4284 | 0.43171 | 0.43405 | 0.43576 | 0.43724 | 0.4385 | 0.43975 | 0.44031 | 0.44031
F1_Commercial_Grocery_New_Water Heating_Natural Gas_Water Heater_E3 | F1 | Commercial | Grocery | New | Water Heating | Natural Gas | Water Heater | E3 | RVT - Cost of Equipment | 0.29729 | 0.30001 | 0.30324 | 0.30699 | 0.31137 | 0.31655 | 0.32074 | 0.32468 | 0.32857 | 0.33248 | 0.33606 | 0.33919 | 0.34235 | 0.34568 | 0.34952 | 0.35334 | 0.35755 | 0.36218 | 0.3671 | 0.37217 | 0.37735 | 0.38221 | 0.38667 | 0.39073 | 0.39432 | 0.39737 | 0.39952 | 0.4011 | 0.40246 | 0.40362 | 0.40477 | 0.40529 | 0.40529
F1_Commercial_Grocery_New_Water Heating_Natural Gas_Water Heater_E4 | F1 | Commercial | Grocery | New | Water Heating | Natural Gas | Water Heater | E4 | RVT - Cost of Equipment | 0.27831 | 0.28086 | 0.28388 | 0.2874 | 0.29149 | 0.29634 | 0.30026 | 0.30395 | 0.3076 | 0.31126 | 0.3146 | 0.31754 | 0.3205 | 0.32361 | 0.32721 | 0.33079 | 0.33472 | 0.33907 | 0.34367 | 0.34841 | 0.35327 | 0.35782 | 0.36199 | 0.36579 | 0.36915 | 0.37201 | 0.37402 | 0.3755 | 0.37677 | 0.37786 | 0.37893 | 0.37942 | 0.37942
F1_Commercial_Grocery_New_Water Heating_Natural Gas_Water Heater_E5 | F1 | Commercial | Grocery | New | Water Heating | Natural Gas | Water Heater | E5 | RVT - Cost of Equipment | 0.27252 | 0.27501 | 0.27797 | 0.28141 | 0.28542 | 0.29017 | 0.29401 | 0.29762 | 0.30119 | 0.30478 | 0.30805 | 0.31093 | 0.31382 | 0.31687 | 0.3204 | 0.32389 | 0.32775 | 0.332 | 0.33651 | 0.34116 | 0.34591 | 0.35036 | 0.35445 | 0.35817 | 0.36146 | 0.36426 | 0.36623 | 0.36767 | 0.36892 | 0.36998 | 0.37104 | 0.37151 | 0.37151
F1_Commercial_Grocery_New_Water Heating_Natural Gas_Water Heater_E6 | F1 | Commercial | Grocery | New | Water Heating | Natural Gas | Water Heater | E6 | RVT - Cost of Equipment | 0.26695 | 0.26939 | 0.2723 | 0.27567 | 0.2796 | 0.28425 | 0.28801 | 0.29155 | 0.29504 | 0.29856 | 0.30176 | 0.30458 | 0.30741 | 0.31041 | 0.31386 | 0.31728 | 0.32106 | 0.32523 | 0.32964 | 0.33419 | 0.33885 | 0.34321 | 0.34722 | 0.35086 | 0.35408 | 0.35682 | 0.35875 | 0.36017 | 0.36139 | 0.36243 | 0.36347 | 0.36393 | 0.36393
F1_Commercial_Grocery_New_Water Heating_Natural Gas_Water Heater_E7 | F1 | Commercial | Grocery | New | Water Heating | Natural Gas | Water Heater | E7 | RVT - Cost of Equipment | 0.25069 | 0.25314 | 0.25585 | 0.25881 | 0.26216 | 0.26607 | 0.26934 | 0.27249 | 0.27572 | 0.27907 | 0.28229 | 0.28529 | 0.28832 | 0.29144 | 0.29481 | 0.29806 | 0.30151 | 0.30516 | 0.3089 | 0.31269 | 0.31649 | 0.32002 | 0.32321 | 0.32603 | 0.32847 | 0.33055 | 0.33201 | 0.33308 | 0.33401 | 0.3348 | 0.33558 | 0.33594 | 0.33594
F1_Commercial_Grocery_New_Water Heating_Natural Gas_Water Heater_E8 | F1 | Commercial | Grocery | New | Water Heating | Natural Gas | Water Heater | E8 | RVT - Cost of Equipment | 0 | 0 | 0 | 0 | 0 | 0 | 0 | 0 | 0 | 0 | 0 | 0 | 0 | 0 | 0 | 0 | 0 | 0 | 0 | 0 | 0 | 0 | 0 | 0 | 0 | 0 | 0 | 0 | 0 | 0 | 0 | 0 | 0
F1_Commercial_Grocery_New_Water Heating_Natural Gas_Water Heater_E9 | F1 | Commercial | Grocery | New | Water Heating | Natural Gas | Water Heater | E9 | RVT - Cost of Equipment | 0 | 0 | 0 | 0 | 0 | 0 | 0 | 0 | 0 | 0 | 0 | 0 | 0 | 0 | 0 | 0 | 0 | 0 | 0 | 0 | 0 | 0 | 0 | 0 | 0 | 0 | 0 | 0 | 0 | 0 | 0 | 0 | 0
F1_Commercial_Grocery_New_Water Heating_Natural Gas_Water Heater_E10 | F1 | Commercial | Grocery | New | Water Heating | Natural Gas | Water Heater | E10 | RVT - Cost of Equipment | 0 | 0 | 0 | 0 | 0 | 0 | 0 | 0 | 0 | 0 | 0 | 0 | 0 | 0 | 0 | 0 | 0 | 0 | 0 | 0 | 0 | 0 | 0 | 0 | 0 | 0 | 0 | 0 | 0 | 0 | 0 | 0 | 0
F2_Commercial_Grocery_New_Water Heating_Natural Gas_Water Heater_E1 | F2 | Commercial | Grocery | New | Water Heating | Natural Gas | Water Heater | E1 | RVT - Cost of Operation | 0.39179 | 0.39537 | 0.39963 | 0.40457 | 0.41034 | 0.41717 | 0.42269 | 0.42788 | 0.43301 | 0.43817 | 0.44288 | 0.44701 | 0.45117 | 0.45556 | 0.46063 | 0.46566 | 0.4712 | 0.47731 | 0.48379 | 0.49047 | 0.4973 | 0.50371 | 0.50958 | 0.51494 | 0.51966 | 0.52369 | 0.52652 | 0.5286 | 0.53039 | 0.53192 | 0.53343 | 0.53412 | 0.53412
F2_Commercial_Grocery_New_Water Heating_Natural Gas_Water Heater_E2 | F2 | Commercial | Grocery | New | Water Heating | Natural Gas | Water Heater | E2 | RVT - Cost of Operation | 0.38695 | 0.39049 | 0.3947 | 0.39958 | 0.40528 | 0.41202 | 0.41747 | 0.4226 | 0.42767 | 0.43276 | 0.43741 | 0.44149 | 0.4456 | 0.44994 | 0.45494 | 0.45991 | 0.46538 | 0.47142 | 0.47782 | 0.48442 | 0.49116 | 0.49749 | 0.50329 | 0.50858 | 0.51325 | 0.51722 | 0.52002 | 0.52207 | 0.52384 | 0.52535 | 0.52685 | 0.52752 | 0.52752
F2_Commercial_Grocery_New_Water Heating_Natural Gas_Water Heater_E3 | F2 | Commercial | Grocery | New | Water Heating | Natural Gas | Water Heater | E3 | RVT - Cost of Operation | 0.35617 | 0.35943 | 0.3633 | 0.36779 | 0.37304 | 0.37925 | 0.38426 | 0.38898 | 0.39365 | 0.39834 | 0.40262 | 0.40637 | 0.41015 | 0.41415 | 0.41875 | 0.42332 | 0.42836 | 0.43392 | 0.43981 | 0.44588 | 0.45209 | 0.45792 | 0.46326 | 0.46812 | 0.47242 | 0.47608 | 0.47865 | 0.48054 | 0.48217 | 0.48356 | 0.48494 | 0.48556 | 0.48556
F2_Commercial_Grocery_New_Water Heating_Natural Gas_Water Heater_E4 | F2 | Commercial | Grocery | New | Water Heating | Natural Gas | Water Heater | E4 | RVT - Cost of Operation | 0.33344 | 0.33649 | 0.34011 | 0.34432 | 0.34923 | 0.35504 | 0.35974 | 0.36416 | 0.36852 | 0.37291 | 0.37692 | 0.38044 | 0.38397 | 0.38771 | 0.39202 | 0.3963 | 0.40102 | 0.40622 | 0.41174 | 0.41742 | 0.42324 | 0.42869 | 0.43369 | 0.43824 | 0.44227 | 0.44569 | 0.4481 | 0.44987 | 0.4514 | 0.4527 | 0.45399 | 0.45457 | 0.45457
F2_Commercial_Grocery_New_Water Heating_Natural Gas_Water Heater_E5 | F2 | Commercial | Grocery | New | Water Heating | Natural Gas | Water Heater | E5 | RVT - Cost of Operation | 0.32649 | 0.32948 | 0.33303 | 0.33715 | 0.34195 | 0.34764 | 0.35224 | 0.35657 | 0.36084 | 0.36514 | 0.36906 | 0.37251 | 0.37597 | 0.37963 | 0.38386 | 0.38805 | 0.39267 | 0.39776 | 0.40316 | 0.40873 | 0.41442 | 0.41976 | 0.42465 | 0.42911 | 0.43305 | 0.43641 | 0.43876 | 0.4405 | 0.44199 | 0.44326 | 0.44453 | 0.4451 | 0.4451
F2_Commercial_Grocery_New_Water Heating_Natural Gas_Water Heater_E6 | F2 | Commercial | Grocery | New | Water Heating | Natural Gas | Water Heater | E6 | RVT - Cost of Operation | 0.31983 | 0.32275 | 0.32623 | 0.33026 | 0.33497 | 0.34055 | 0.34505 | 0.34929 | 0.35348 | 0.35769 | 0.36153 | 0.36491 | 0.3683 | 0.37189 | 0.37602 | 0.38013 | 0.38465 | 0.38964 | 0.39493 | 0.40039 | 0.40596 | 0.41119 | 0.41599 | 0.42036 | 0.42421 | 0.4275 | 0.42981 | 0.43151 | 0.43297 | 0.43422 | 0.43546 | 0.43601 | 0.43601
F2_Commercial_Grocery_New_Water Heating_Natural Gas_Water Heater_E7 | F2 | Commercial | Grocery | New | Water Heating | Natural Gas | Water Heater | E7 | RVT - Cost of Operation | 0.30034 | 0.30328 | 0.30653 | 0.31008 | 0.31408 | 0.31877 | 0.32268 | 0.32646 | 0.33033 | 0.33435 | 0.3382 | 0.3418 | 0.34543 | 0.34916 | 0.3532 | 0.3571 | 0.36123 | 0.3656 | 0.37009 | 0.37462 | 0.37918 | 0.38341 | 0.38723 | 0.3906 | 0.39353 | 0.39602 | 0.39777 | 0.39906 | 0.40017 | 0.40111 | 0.40205 | 0.40247 | 0.40247
F2_Commercial_Grocery_New_Water Heating_Natural Gas_Water Heater_E8 | F2 | Commercial | Grocery | New | Water Heating | Natural Gas | Water Heater | E8 | RVT - Cost of Operation | 0 | 0 | 0 | 0 | 0 | 0 | 0 | 0 | 0 | 0 | 0 | 0 | 0 | 0 | 0 | 0 | 0 | 0 | 0 | 0 | 0 | 0 | 0 | 0 | 0 | 0 | 0 | 0 | 0 | 0 | 0 | 0 | 0
F2_Commercial_Grocery_New_Water Heating_Natural Gas_Water Heater_E9 | F2 | Commercial | Grocery | New | Water Heating | Natural Gas | Water Heater | E9 | RVT - Cost of Operation | 0 | 0 | 0 | 0 | 0 | 0 | 0 | 0 | 0 | 0 | 0 | 0 | 0 | 0 | 0 | 0 | 0 | 0 | 0 | 0 | 0 | 0 | 0 | 0 | 0 | 0 | 0 | 0 | 0 | 0 | 0 | 0 | 0
F2_Commercial_Grocery_New_Water Heating_Natural Gas_Water Heater_E10 | F2 | Commercial | Grocery | New | Water Heating | Natural Gas | Water Heater | E10 | RVT - Cost of Operation | 0 | 0 | 0 | 0 | 0 | 0 | 0 | 0 | 0 | 0 | 0 | 0 | 0 | 0 | 0 | 0 | 0 | 0 | 0 | 0 | 0 | 0 | 0 | 0 | 0 | 0 | 0 | 0 | 0 | 0 | 0 | 0 | 0
F3_Commercial_Grocery_New_Water Heating_Natural Gas_Water Heater_E1 | F3 | Commercial | Grocery | New | Water Heating | Natural Gas | Water Heater | E1 | System - kBTUs of Consumption | 0.031578 | 0.031578 | 0.031578 | 0.031578 | 0.031578 | 0.031578 | 0.031578 | 0.031578 | 0.031578 | 0.031578 | 0.031578 | 0.031578 | 0.031578 | 0.031578 | 0.031578 | 0.031578 | 0.031578 | 0.031578 | 0.031578 | 0.031578 | 0.031578 | 0.031578 | 0.031578 | 0.031578 | 0.031578 | 0.031578 | 0.031578 | 0.031578 | 0.031578 | 0.031578 | 0.031578 | 0.031578 | 0.031578
F3_Commercial_Grocery_New_Water Heating_Natural Gas_Water Heater_E2 | F3 | Commercial | Grocery | New | Water Heating | Natural Gas | Water Heater | E2 | System - kBTUs of Consumption | 0.03157 | 0.03157 | 0.03157 | 0.03157 | 0.03157 | 0.03157 | 0.03157 | 0.03157 | 0.03157 | 0.03157 | 0.03157 | 0.03157 | 0.03157 | 0.03157 | 0.03157 | 0.03157 | 0.03157 | 0.03157 | 0.03157 | 0.03157 | 0.03157 | 0.03157 | 0.03157 | 0.03157 | 0.03157 | 0.03157 | 0.03157 | 0.03157 | 0.03157 | 0.03157 | 0.03157 | 0.03157 | 0.03157
F3_Commercial_Grocery_New_Water Heating_Natural Gas_Water Heater_E3 | F3 | Commercial | Grocery | New | Water Heating | Natural Gas | Water Heater | E3 | System - kBTUs of Consumption | 0.032094 | 0.032094 | 0.032094 | 0.032094 | 0.032094 | 0.032094 | 0.032094 | 0.032094 | 0.032094 | 0.032094 | 0.032094 | 0.032094 | 0.032094 | 0.032094 | 0.032094 | 0.032094 | 0.032094 | 0.032094 | 0.032094 | 0.032094 | 0.032094 | 0.032094 | 0.032094 | 0.032094 | 0.032094 | 0.032094 | 0.032094 | 0.032094 | 0.032094 | 0.032094 | 0.032094 | 0.032094 | 0.032094
F3_Commercial_Grocery_New_Water Heating_Natural Gas_Water Heater_E4 | F3 | Commercial | Grocery | New | Water Heating | Natural Gas | Water Heater | E4 | System - kBTUs of Consumption | 0.032618 | 0.032618 | 0.032618 | 0.032618 | 0.032618 | 0.032618 | 0.032618 | 0.032618 | 0.032618 | 0.032618 | 0.032618 | 0.032618 | 0.032618 | 0.032618 | 0.032618 | 0.032618 | 0.032618 | 0.032618 | 0.032618 | 0.032618 | 0.032618 | 0.032618 | 0.032618 | 0.032618 | 0.032618 | 0.032618 | 0.032618 | 0.032618 | 0.032618 | 0.032618 | 0.032618 | 0.032618 | 0.032618
F3_Commercial_Grocery_New_Water Heating_Natural Gas_Water Heater_E5 | F3 | Commercial | Grocery | New | Water Heating | Natural Gas | Water Heater | E5 | System - kBTUs of Consumption | 0.033312 | 0.033312 | 0.033312 | 0.033312 | 0.033312 | 0.033312 | 0.033312 | 0.033312 | 0.033312 | 0.033312 | 0.033312 | 0.033312 | 0.033312 | 0.033312 | 0.033312 | 0.033312 | 0.033312 | 0.033312 | 0.033312 | 0.033312 | 0.033312 | 0.033312 | 0.033312 | 0.033312 | 0.033312 | 0.033312 | 0.033312 | 0.033312 | 0.033312 | 0.033312 | 0.033312 | 0.033312 | 0.033312
F3_Commercial_Grocery_New_Water Heating_Natural Gas_Water Heater_E6 | F3 | Commercial | Grocery | New | Water Heating | Natural Gas | Water Heater | E6 | System - kBTUs of Consumption | 0.028142 | 0.028142 | 0.028142 | 0.028142 | 0.028142 | 0.028142 | 0.028142 | 0.028142 | 0.028142 | 0.028142 | 0.028142 | 0.028142 | 0.028142 | 0.028142 | 0.028142 | 0.028142 | 0.028142 | 0.028142 | 0.028142 | 0.028142 | 0.028142 | 0.028142 | 0.028142 | 0.028142 | 0.028142 | 0.028142 | 0.028142 | 0.028142 | 0.028142 | 0.028142 | 0.028142 | 0.028142 | 0.028142
F3_Commercial_Grocery_New_Water Heating_Natural Gas_Water Heater_E7 | F3 | Commercial | Grocery | New | Water Heating | Natural Gas | Water Heater | E7 | System - kBTUs of Consumption | 0.035534 | 0.035534 | 0.035534 | 0.035534 | 0.035534 | 0.035534 | 0.035534 | 0.035534 | 0.035534 | 0.035534 | 0.035534 | 0.035534 | 0.035534 | 0.035534 | 0.035534 | 0.035534 | 0.035534 | 0.035534 | 0.035534 | 0.035534 | 0.035534 | 0.035534 | 0.035534 | 0.035534 | 0.035534 | 0.035534 | 0.035534 | 0.035534 | 0.035534 | 0.035534 | 0.035534 | 0.035534 | 0.035534
F3_Commercial_Grocery_New_Water Heating_Natural Gas_Water Heater_E8 | F3 | Commercial | Grocery | New | Water Heating | Natural Gas | Water Heater | E8 | System - kBTUs of Consumption | 0 | 0 | 0 | 0 | 0 | 0 | 0 | 0 | 0 | 0 | 0 | 0 | 0 | 0 | 0 | 0 | 0 | 0 | 0 | 0 | 0 | 0 | 0 | 0 | 0 | 0 | 0 | 0 | 0 | 0 | 0 | 0 | 0
F3_Commercial_Grocery_New_Water Heating_Natural Gas_Water Heater_E9 | F3 | Commercial | Grocery | New | Water Heating | Natural Gas | Water Heater | E9 | System - kBTUs of Consumption | 0 | 0 | 0 | 0 | 0 | 0 | 0 | 0 | 0 | 0 | 0 | 0 | 0 | 0 | 0 | 0 | 0 | 0 | 0 | 0 | 0 | 0 | 0 | 0 | 0 | 0 | 0 | 0 | 0 | 0 | 0 | 0 | 0
F3_Commercial_Grocery_New_Water Heating_Natural Gas_Water Heater_E10 | F3 | Commercial | Grocery | New | Water Heating | Natural Gas | Water Heater | E10 | System - kBTUs of Consumption | 0 | 0 | 0 | 0 | 0 | 0 | 0 | 0 | 0 | 0 | 0 | 0 | 0 | 0 | 0 | 0 | 0 | 0 | 0 | 0 | 0 | 0 | 0 | 0 | 0 | 0 | 0 | 0 | 0 | 0 | 0 | 0 | 0
F4_Commercial_Grocery_New_Water Heating_Natural Gas_Water Heater_E1 | F4 | Commercial | Grocery | New | Water Heating | Natural Gas | Water Heater | E1 | Utility - Cost of Equipment | 0.39179 | 0.39537 | 0.39963 | 0.40457 | 0.41034 | 0.41717 | 0.42269 | 0.42788 | 0.43301 | 0.43817 | 0.44288 | 0.44701 | 0.45117 | 0.45556 | 0.46063 | 0.46566 | 0.4712 | 0.47731 | 0.48379 | 0.49047 | 0.4973 | 0.50371 | 0.50958 | 0.51494 | 0.51966 | 0.52369 | 0.52652 | 0.5286 | 0.53039 | 0.53192 | 0.53343 | 0.53412 | 0.53412
F4_Commercial_Grocery_New_Water Heating_Natural Gas_Water Heater_E2 | F4 | Commercial | Grocery | New | Water Heating | Natural Gas | Water Heater | E2 | Utility - Cost of Equipment | 0.38695 | 0.39049 | 0.3947 | 0.39958 | 0.40528 | 0.41202 | 0.41747 | 0.4226 | 0.42767 | 0.43276 | 0.43741 | 0.44149 | 0.4456 | 0.44994 | 0.45494 | 0.45991 | 0.46538 | 0.47142 | 0.47782 | 0.48442 | 0.49116 | 0.49749 | 0.50329 | 0.50858 | 0.51325 | 0.51722 | 0.52002 | 0.52207 | 0.52384 | 0.52535 | 0.52685 | 0.52752 | 0.52752
F4_Commercial_Grocery_New_Water Heating_Natural Gas_Water Heater_E3 | F4 | Commercial | Grocery | New | Water Heating | Natural Gas | Water Heater | E3 | Utility - Cost of Equipment | 0.35617 | 0.35943 | 0.3633 | 0.36779 | 0.37304 | 0.37925 | 0.38426 | 0.38898 | 0.39365 | 0.39834 | 0.40262 | 0.40637 | 0.41015 | 0.41415 | 0.41875 | 0.42332 | 0.42836 | 0.43392 | 0.43981 | 0.44588 | 0.45209 | 0.45792 | 0.46326 | 0.46812 | 0.47242 | 0.47608 | 0.47865 | 0.48054 | 0.48217 | 0.48356 | 0.48494 | 0.48556 | 0.48556
F4_Commercial_Grocery_New_Water Heating_Natural Gas_Water Heater_E4 | F4 | Commercial | Grocery | New | Water Heating | Natural Gas | Water Heater | E4 | Utility - Cost of Equipment | 0.33344 | 0.33649 | 0.34011 | 0.34432 | 0.34923 | 0.35504 | 0.35974 | 0.36416 | 0.36852 | 0.37291 | 0.37692 | 0.38044 | 0.38397 | 0.38771 | 0.39202 | 0.3963 | 0.40102 | 0.40622 | 0.41174 | 0.41742 | 0.42324 | 0.42869 | 0.43369 | 0.43824 | 0.44227 | 0.44569 | 0.4481 | 0.44987 | 0.4514 | 0.4527 | 0.45399 | 0.45457 | 0.45457
F4_Commercial_Grocery_New_Water Heating_Natural Gas_Water Heater_E5 | F4 | Commercial | Grocery | New | Water Heating | Natural Gas | Water Heater | E5 | Utility - Cost of Equipment | 0.32649 | 0.32948 | 0.33303 | 0.33715 | 0.34195 | 0.34764 | 0.35224 | 0.35657 | 0.36084 | 0.36514 | 0.36906 | 0.37251 | 0.37597 | 0.37963 | 0.38386 | 0.38805 | 0.39267 | 0.39776 | 0.40316 | 0.40873 | 0.41442 | 0.41976 | 0.42465 | 0.42911 | 0.43305 | 0.43641 | 0.43876 | 0.4405 | 0.44199 | 0.44326 | 0.44453 | 0.4451 | 0.4451
F4_Commercial_Grocery_New_Water Heating_Natural Gas_Water Heater_E6 | F4 | Commercial | Grocery | New | Water Heating | Natural Gas | Water Heater | E6 | Utility - Cost of Equipment | 0.31983 | 0.32275 | 0.32623 | 0.33026 | 0.33497 | 0.34055 | 0.34505 | 0.34929 | 0.35348 | 0.35769 | 0.36153 | 0.36491 | 0.3683 | 0.37189 | 0.37602 | 0.38013 | 0.38465 | 0.38964 | 0.39493 | 0.40039 | 0.40596 | 0.41119 | 0.41599 | 0.42036 | 0.42421 | 0.4275 | 0.42981 | 0.43151 | 0.43297 | 0.43422 | 0.43546 | 0.43601 | 0.43601
F4_Commercial_Grocery_New_Water Heating_Natural Gas_Water Heater_E7 | F4 | Commercial | Grocery | New | Water Heating | Natural Gas | Water Heater | E7 | Utility - Cost of Equipment | 0.30034 | 0.30328 | 0.30653 | 0.31008 | 0.31408 | 0.31877 | 0.32268 | 0.32646 | 0.33033 | 0.33435 | 0.3382 | 0.3418 | 0.34543 | 0.34916 | 0.3532 | 0.3571 | 0.36123 | 0.3656 | 0.37009 | 0.37462 | 0.37918 | 0.38341 | 0.38723 | 0.3906 | 0.39353 | 0.39602 | 0.39777 | 0.39906 | 0.40017 | 0.40111 | 0.40205 | 0.40247 | 0.40247
F4_Commercial_Grocery_New_Water Heating_Natural Gas_Water Heater_E8 | F4 | Commercial | Grocery | New | Water Heating | Natural Gas | Water Heater | E8 | Utility - Cost of Equipment | 0 | 0 | 0 | 0 | 0 | 0 | 0 | 0 | 0 | 0 | 0 | 0 | 0 | 0 | 0 | 0 | 0 | 0 | 0 | 0 | 0 | 0 | 0 | 0 | 0 | 0 | 0 | 0 | 0 | 0 | 0 | 0 | 0
F4_Commercial_Grocery_New_Water Heating_Natural Gas_Water Heater_E9 | F4 | Commercial | Grocery | New | Water Heating | Natural Gas | Water Heater | E9 | Utility - Cost of Equipment | 0 | 0 | 0 | 0 | 0 | 0 | 0 | 0 | 0 | 0 | 0 | 0 | 0 | 0 | 0 | 0 | 0 | 0 | 0 | 0 | 0 | 0 | 0 | 0 | 0 | 0 | 0 | 0 | 0 | 0 | 0 | 0 | 0
F4_Commercial_Grocery_New_Water Heating_Natural Gas_Water Heater_E10 | F4 | Commercial | Grocery | New | Water Heating | Natural Gas | Water Heater | E10 | Utility - Cost of Equipment | 0 | 0 | 0 | 0 | 0 | 0 | 0 | 0 | 0 | 0 | 0 | 0 | 0 | 0 | 0 | 0 | 0 | 0 | 0 | 0 | 0 | 0 | 0 | 0 | 0 | 0 | 0 | 0 | 0 | 0 | 0 | 0 | 0
F5_Commercial_Grocery_New_Water Heating_Natural Gas_Water Heater_E1 | F5 | Commercial | Grocery | New | Water Heating | Natural Gas | Water Heater | E1 | Utility - Cost of Operation | 0.031578 | 0.031578 | 0.031578 | 0.031578 | 0.031578 | 0.031578 | 0.031578 | 0.031578 | 0.031578 | 0.031578 | 0.031578 | 0.031578 | 0.031578 | 0.031578 | 0.031578 | 0.031578 | 0.031578 | 0.031578 | 0.031578 | 0.031578 | 0.031578 | 0.031578 | 0.031578 | 0.031578 | 0.031578 | 0.031578 | 0.031578 | 0.031578 | 0.031578 | 0.031578 | 0.031578 | 0.031578 | 0.031578
F5_Commercial_Grocery_New_Water Heating_Natural Gas_Water Heater_E2 | F5 | Commercial | Grocery | New | Water Heating | Natural Gas | Water Heater | E2 | Utility - Cost of Operation | 0.03157 | 0.03157 | 0.03157 | 0.03157 | 0.03157 | 0.03157 | 0.03157 | 0.03157 | 0.03157 | 0.03157 | 0.03157 | 0.03157 | 0.03157 | 0.03157 | 0.03157 | 0.03157 | 0.03157 | 0.03157 | 0.03157 | 0.03157 | 0.03157 | 0.03157 | 0.03157 | 0.03157 | 0.03157 | 0.03157 | 0.03157 | 0.03157 | 0.03157 | 0.03157 | 0.03157 | 0.03157 | 0.03157
F5_Commercial_Grocery_New_Water Heating_Natural Gas_Water Heater_E3 | F5 | Commercial | Grocery | New | Water Heating | Natural Gas | Water Heater | E3 | Utility - Cost of Operation | 0.032094 | 0.032094 | 0.032094 | 0.032094 | 0.032094 | 0.032094 | 0.032094 | 0.032094 | 0.032094 | 0.032094 | 0.032094 | 0.032094 | 0.032094 | 0.032094 | 0.032094 | 0.032094 | 0.032094 | 0.032094 | 0.032094 | 0.032094 | 0.032094 | 0.032094 | 0.032094 | 0.032094 | 0.032094 | 0.032094 | 0.032094 | 0.032094 | 0.032094 | 0.032094 | 0.032094 | 0.032094 | 0.032094
F5_Commercial_Grocery_New_Water Heating_Natural Gas_Water Heater_E4 | F5 | Commercial | Grocery | New | Water Heating | Natural Gas | Water Heater | E4 | Utility - Cost of Operation | 0.032618 | 0.032618 | 0.032618 | 0.032618 | 0.032618 | 0.032618 | 0.032618 | 0.032618 | 0.032618 | 0.032618 | 0.032618 | 0.032618 | 0.032618 | 0.032618 | 0.032618 | 0.032618 | 0.032618 | 0.032618 | 0.032618 | 0.032618 | 0.032618 | 0.032618 | 0.032618 | 0.032618 | 0.032618 | 0.032618 | 0.032618 | 0.032618 | 0.032618 | 0.032618 | 0.032618 | 0.032618 | 0.032618
F5_Commercial_Grocery_New_Water Heating_Natural Gas_Water Heater_E5 | F5 | Commercial | Grocery | New | Water Heating | Natural Gas | Water Heater | E5 | Utility - Cost of Operation | 0.033312 | 0.033312 | 0.033312 | 0.033312 | 0.033312 | 0.033312 | 0.033312 | 0.033312 | 0.033312 | 0.033312 | 0.033312 | 0.033312 | 0.033312 | 0.033312 | 0.033312 | 0.033312 | 0.033312 | 0.033312 | 0.033312 | 0.033312 | 0.033312 | 0.033312 | 0.033312 | 0.033312 | 0.033312 | 0.033312 | 0.033312 | 0.033312 | 0.033312 | 0.033312 | 0.033312 | 0.033312 | 0.033312
F5_Commercial_Grocery_New_Water Heating_Natural Gas_Water Heater_E6 | F5 | Commercial | Grocery | New | Water Heating | Natural Gas | Water Heater | E6 | Utility - Cost of Operation | 0.028142 | 0.028142 | 0.028142 | 0.028142 | 0.028142 | 0.028142 | 0.028142 | 0.028142 | 0.028142 | 0.028142 | 0.028142 | 0.028142 | 0.028142 | 0.028142 | 0.028142 | 0.028142 | 0.028142 | 0.028142 | 0.028142 | 0.028142 | 0.028142 | 0.028142 | 0.028142 | 0.028142 | 0.028142 | 0.028142 | 0.028142 | 0.028142 | 0.028142 | 0.028142 | 0.028142 | 0.028142 | 0.028142
F5_Commercial_Grocery_New_Water Heating_Natural Gas_Water Heater_E7 | F5 | Commercial | Grocery | New | Water Heating | Natural Gas | Water Heater | E7 | Utility - Cost of Operation | 0.035534 | 0.035534 | 0.035534 | 0.035534 | 0.035534 | 0.035534 | 0.035534 | 0.035534 | 0.035534 | 0.035534 | 0.035534 | 0.035534 | 0.035534 | 0.035534 | 0.035534 | 0.035534 | 0.035534 | 0.035534 | 0.035534 | 0.035534 | 0.035534 | 0.035534 | 0.035534 | 0.035534 | 0.035534 | 0.035534 | 0.035534 | 0.035534 | 0.035534 | 0.035534 | 0.035534 | 0.035534 | 0.035534
F5_Commercial_Grocery_New_Water Heating_Natural Gas_Water Heater_E8 | F5 | Commercial | Grocery | New | Water Heating | Natural Gas | Water Heater | E8 | Utility - Cost of Operation | 0 | 0 | 0 | 0 | 0 | 0 | 0 | 0 | 0 | 0 | 0 | 0 | 0 | 0 | 0 | 0 | 0 | 0 | 0 | 0 | 0 | 0 | 0 | 0 | 0 | 0 | 0 | 0 | 0 | 0 | 0 | 0 | 0
F5_Commercial_Grocery_New_Water Heating_Natural Gas_Water Heater_E9 | F5 | Commercial | Grocery | New | Water Heating | Natural Gas | Water Heater | E9 | Utility - Cost of Operation | 0 | 0 | 0 | 0 | 0 | 0 | 0 | 0 | 0 | 0 | 0 | 0 | 0 | 0 | 0 | 0 | 0 | 0 | 0 | 0 | 0 | 0 | 0 | 0 | 0 | 0 | 0 | 0 | 0 | 0 | 0 | 0 | 0
F5_Commercial_Grocery_New_Water Heating_Natural Gas_Water Heater_E10 | F5 | Commercial | Grocery | New | Water Heating | Natural Gas | Water Heater | E10 | Utility - Cost of Operation | 0 | 0 | 0 | 0 | 0 | 0 | 0 | 0 | 0 | 0 | 0 | 0 | 0 | 0 | 0 | 0 | 0 | 0 | 0 | 0 | 0 | 0 | 0 | 0 | 0 | 0 | 0 | 0 | 0 | 0 | 0 | 0 | 0
F6_Commercial_Grocery_New_Water Heating_Natural Gas_Water Heater_E1 | F6 | Commercial | Grocery | New | Water Heating | Natural Gas | Water Heater | E1 | Utility - Value of Sales | 0.30391 | 0.30391 | 0.30391 | 0.30391 | 0.30391 | 0.30391 | 0.30391 | 0.30391 | 0.30391 | 0.30391 | 0.30391 | 0.30391 | 0.30391 | 0.30391 | 0.30391 | 0.30391 | 0.30391 | 0.30391 | 0.30391 | 0.30391 | 0.30391 | 0.30391 | 0.30391 | 0.30391 | 0.30391 | 0.30391 | 0.30391 | 0.30391 | 0.30391 | 0.30391 | 0.30391 | 0.30391 | 0.30391
F6_Commercial_Grocery_New_Water Heating_Natural Gas_Water Heater_E2 | F6 | Commercial | Grocery | New | Water Heating | Natural Gas | Water Heater | E2 | Utility - Value of Sales | 0.30016 | 0.30016 | 0.30016 | 0.30016 | 0.30016 | 0.30016 | 0.30016 | 0.30016 | 0.30016 | 0.30016 | 0.30016 | 0.30016 | 0.30016 | 0.30016 | 0.30016 | 0.30016 | 0.30016 | 0.30016 | 0.30016 | 0.30016 | 0.30016 | 0.30016 | 0.30016 | 0.30016 | 0.30016 | 0.30016 | 0.30016 | 0.30016 | 0.30016 | 0.30016 | 0.30016 | 0.30016 | 0.30016
F6_Commercial_Grocery_New_Water Heating_Natural Gas_Water Heater_E3 | F6 | Commercial | Grocery | New | Water Heating | Natural Gas | Water Heater | E3 | Utility - Value of Sales | 0.27628 | 0.27628 | 0.27628 | 0.27628 | 0.27628 | 0.27628 | 0.27628 | 0.27628 | 0.27628 | 0.27628 | 0.27628 | 0.27628 | 0.27628 | 0.27628 | 0.27628 | 0.27628 | 0.27628 | 0.27628 | 0.27628 | 0.27628 | 0.27628 | 0.27628 | 0.27628 | 0.27628 | 0.27628 | 0.27628 | 0.27628 | 0.27628 | 0.27628 | 0.27628 | 0.27628 | 0.27628 | 0.27628
F6_Commercial_Grocery_New_Water Heating_Natural Gas_Water Heater_E4 | F6 | Commercial | Grocery | New | Water Heating | Natural Gas | Water Heater | E4 | Utility - Value of Sales | 0.25864 | 0.25864 | 0.25864 | 0.25864 | 0.25864 | 0.25864 | 0.25864 | 0.25864 | 0.25864 | 0.25864 | 0.25864 | 0.25864 | 0.25864 | 0.25864 | 0.25864 | 0.25864 | 0.25864 | 0.25864 | 0.25864 | 0.25864 | 0.25864 | 0.25864 | 0.25864 | 0.25864 | 0.25864 | 0.25864 | 0.25864 | 0.25864 | 0.25864 | 0.25864 | 0.25864 | 0.25864 | 0.25864
F6_Commercial_Grocery_New_Water Heating_Natural Gas_Water Heater_E5 | F6 | Commercial | Grocery | New | Water Heating | Natural Gas | Water Heater | E5 | Utility - Value of Sales | 0.25326 | 0.25326 | 0.25326 | 0.25326 | 0.25326 | 0.25326 | 0.25326 | 0.25326 | 0.25326 | 0.25326 | 0.25326 | 0.25326 | 0.25326 | 0.25326 | 0.25326 | 0.25326 | 0.25326 | 0.25326 | 0.25326 | 0.25326 | 0.25326 | 0.25326 | 0.25326 | 0.25326 | 0.25326 | 0.25326 | 0.25326 | 0.25326 | 0.25326 | 0.25326 | 0.25326 | 0.25326 | 0.25326
F6_Commercial_Grocery_New_Water Heating_Natural Gas_Water Heater_E6 | F6 | Commercial | Grocery | New | Water Heating | Natural Gas | Water Heater | E6 | Utility - Value of Sales | 0.24809 | 0.24809 | 0.24809 | 0.24809 | 0.24809 | 0.24809 | 0.24809 | 0.24809 | 0.24809 | 0.24809 | 0.24809 | 0.24809 | 0.24809 | 0.24809 | 0.24809 | 0.24809 | 0.24809 | 0.24809 | 0.24809 | 0.24809 | 0.24809 | 0.24809 | 0.24809 | 0.24809 | 0.24809 | 0.24809 | 0.24809 | 0.24809 | 0.24809 | 0.24809 | 0.24809 | 0.24809 | 0.24809
F6_Commercial_Grocery_New_Water Heating_Natural Gas_Water Heater_E7 | F6 | Commercial | Grocery | New | Water Heating | Natural Gas | Water Heater | E7 | Utility - Value of Sales | 0.22936 | 0.22936 | 0.22936 | 0.22936 | 0.22936 | 0.22936 | 0.22936 | 0.22936 | 0.22936 | 0.22936 | 0.22936 | 0.22936 | 0.22936 | 0.22936 | 0.22936 | 0.22936 | 0.22936 | 0.22936 | 0.22936 | 0.22936 | 0.22936 | 0.22936 | 0.22936 | 0.22936 | 0.22936 | 0.22936 | 0.22936 | 0.22936 | 0.22936 | 0.22936 | 0.22936 | 0.22936 | 0.22936
F6_Commercial_Grocery_New_Water Heating_Natural Gas_Water Heater_E8 | F6 | Commercial | Grocery | New | Water Heating | Natural Gas | Water Heater | E8 | Utility - Value of Sales | 0 | 0 | 0 | 0 | 0 | 0 | 0 | 0 | 0 | 0 | 0 | 0 | 0 | 0 | 0 | 0 | 0 | 0 | 0 | 0 | 0 | 0 | 0 | 0 | 0 | 0 | 0 | 0 | 0 | 0 | 0 | 0 | 0
F6_Commercial_Grocery_New_Water Heating_Natural Gas_Water Heater_E9 | F6 | Commercial | Grocery | New | Water Heating | Natural Gas | Water Heater | E9 | Utility - Value of Sales | 0 | 0 | 0 | 0 | 0 | 0 | 0 | 0 | 0 | 0 | 0 | 0 | 0 | 0 | 0 | 0 | 0 | 0 | 0 | 0 | 0 | 0 | 0 | 0 | 0 | 0 | 0 | 0 | 0 | 0 | 0 | 0 | 0
F6_Commercial_Grocery_New_Water Heating_Natural Gas_Water Heater_E10 | F6 | Commercial | Grocery | New | Water Heating | Natural Gas | Water Heater | E10 | Utility - Value of Sales | 0 | 0 | 0 | 0 | 0 | 0 | 0 | 0 | 0 | 0 | 0 | 0 | 0 | 0 | 0 | 0 | 0 | 0 | 0 | 0 | 0 | 0 | 0 | 0 | 0 | 0 | 0 | 0 | 0 | 0 | 0 | 0 | 0
F1_Commercial_Grocery_New_Food Preparation_Natural Gas_Oven_E1 | F1 | Commercial | Grocery | New | Food Preparation | Natural Gas | Oven | E1 | RVT - Cost of Equipment | 0.069549 | 0.070079 | 0.070671 | 0.071323 | 0.072065 | 0.072925 | 0.073622 | 0.074291 | 0.07497 | 0.075677 | 0.076352 | 0.076971 | 0.077604 | 0.07827 | 0.079004 | 0.079722 | 0.080484 | 0.081288 | 0.082127 | 0.082983 | 0.083844 | 0.08465 | 0.085379 | 0.086022 | 0.086579 | 0.087057 | 0.087389 | 0.087636 | 0.08785 | 0.088033 | 0.088213 | 0.088293 | 0.088293
F1_Commercial_Grocery_New_Food Preparation_Natural Gas_Oven_E2 | F1 | Commercial | Grocery | New | Food Preparation | Natural Gas | Oven | E2 | RVT - Cost of Equipment | 0.060428 | 0.060888 | 0.061403 | 0.061969 | 0.062614 | 0.063361 | 0.063967 | 0.064548 | 0.065138 | 0.065752 | 0.066338 | 0.066877 | 0.067427 | 0.068005 | 0.068643 | 0.069267 | 0.069929 | 0.070627 | 0.071356 | 0.0721 | 0.072848 | 0.073549 | 0.074182 | 0.074741 | 0.075224 | 0.07564 | 0.075928 | 0.076143 | 0.076329 | 0.076488 | 0.076645 | 0.076714 | 0.076714
F1_Commercial_Grocery_New_Food Preparation_Natural Gas_Oven_E3 | F1 | Commercial | Grocery | New | Food Preparation | Natural Gas | Oven | E3 | RVT - Cost of Equipment | 0 | 0 | 0 | 0 | 0 | 0 | 0 | 0 | 0 | 0 | 0 | 0 | 0 | 0 | 0 | 0 | 0 | 0 | 0 | 0 | 0 | 0 | 0 | 0 | 0 | 0 | 0 | 0 | 0 | 0 | 0 | 0 | 0
F1_Commercial_Grocery_New_Food Preparation_Natural Gas_Oven_E4 | F1 | Commercial | Grocery | New | Food Preparation | Natural Gas | Oven | E4 | RVT - Cost of Equipment | 0 | 0 | 0 | 0 | 0 | 0 | 0 | 0 | 0 | 0 | 0 | 0 | 0 | 0 | 0 | 0 | 0 | 0 | 0 | 0 | 0 | 0 | 0 | 0 | 0 | 0 | 0 | 0 | 0 | 0 | 0 | 0 | 0
F1_Commercial_Grocery_New_Food Preparation_Natural Gas_Oven_E5 | F1 | Commercial | Grocery | New | Food Preparation | Natural Gas | Oven | E5 | RVT - Cost of Equipment | 0 | 0 | 0 | 0 | 0 | 0 | 0 | 0 | 0 | 0 | 0 | 0 | 0 | 0 | 0 | 0 | 0 | 0 | 0 | 0 | 0 | 0 | 0 | 0 | 0 | 0 | 0 | 0 | 0 | 0 | 0 | 0 | 0
F1_Commercial_Grocery_New_Food Preparation_Natural Gas_Oven_E6 | F1 | Commercial | Grocery | New | Food Preparation | Natural Gas | Oven | E6 | RVT - Cost of Equipment | 0 | 0 | 0 | 0 | 0 | 0 | 0 | 0 | 0 | 0 | 0 | 0 | 0 | 0 | 0 | 0 | 0 | 0 | 0 | 0 | 0 | 0 | 0 | 0 | 0 | 0 | 0 | 0 | 0 | 0 | 0 | 0 | 0
F1_Commercial_Grocery_New_Food Preparation_Natural Gas_Oven_E7 | F1 | Commercial | Grocery | New | Food Preparation | Natural Gas | Oven | E7 | RVT - Cost of Equipment | 0 | 0 | 0 | 0 | 0 | 0 | 0 | 0 | 0 | 0 | 0 | 0 | 0 | 0 | 0 | 0 | 0 | 0 | 0 | 0 | 0 | 0 | 0 | 0 | 0 | 0 | 0 | 0 | 0 | 0 | 0 | 0 | 0
F1_Commercial_Grocery_New_Food Preparation_Natural Gas_Oven_E8 | F1 | Commercial | Grocery | New | Food Preparation | Natural Gas | Oven | E8 | RVT - Cost of Equipment | 0 | 0 | 0 | 0 | 0 | 0 | 0 | 0 | 0 | 0 | 0 | 0 | 0 | 0 | 0 | 0 | 0 | 0 | 0 | 0 | 0 | 0 | 0 | 0 | 0 | 0 | 0 | 0 | 0 | 0 | 0 | 0 | 0
F1_Commercial_Grocery_New_Food Preparation_Natural Gas_Oven_E9 | F1 | Commercial | Grocery | New | Food Preparation | Natural Gas | Oven | E9 | RVT - Cost of Equipment | 0 | 0 | 0 | 0 | 0 | 0 | 0 | 0 | 0 | 0 | 0 | 0 | 0 | 0 | 0 | 0 | 0 | 0 | 0 | 0 | 0 | 0 | 0 | 0 | 0 | 0 | 0 | 0 | 0 | 0 | 0 | 0 | 0
F1_Commercial_Grocery_New_Food Preparation_Natural Gas_Oven_E10 | F1 | Commercial | Grocery | New | Food Preparation | Natural Gas | Oven | E10 | RVT - Cost of Equipment | 0 | 0 | 0 | 0 | 0 | 0 | 0 | 0 | 0 | 0 | 0 | 0 | 0 | 0 | 0 | 0 | 0 | 0 | 0 | 0 | 0 | 0 | 0 | 0 | 0 | 0 | 0 | 0 | 0 | 0 | 0 | 0 | 0
F2_Commercial_Grocery_New_Food Preparation_Natural Gas_Oven_E1 | F2 | Commercial | Grocery | New | Food Preparation | Natural Gas | Oven | E1 | RVT - Cost of Operation | 0.083324 | 0.083959 | 0.084669 | 0.085449 | 0.086339 | 0.087369 | 0.088203 | 0.089005 | 0.089818 | 0.090666 | 0.091474 | 0.092216 | 0.092975 | 0.093772 | 0.094652 | 0.095512 | 0.096425 | 0.097388 | 0.098393 | 0.099419 | 0.10045 | 0.10142 | 0.10229 | 0.10306 | 0.10373 | 0.1043 | 0.1047 | 0.10499 | 0.10525 | 0.10547 | 0.10569 | 0.10578 | 0.10578
F2_Commercial_Grocery_New_Food Preparation_Natural Gas_Oven_E2 | F2 | Commercial | Grocery | New | Food Preparation | Natural Gas | Oven | E2 | RVT - Cost of Operation | 0.072397 | 0.072948 | 0.073565 | 0.074243 | 0.075016 | 0.075911 | 0.076636 | 0.077333 | 0.078039 | 0.078775 | 0.079478 | 0.080123 | 0.080782 | 0.081474 | 0.082239 | 0.082986 | 0.083779 | 0.084616 | 0.085489 | 0.08638 | 0.087277 | 0.088116 | 0.088874 | 0.089544 | 0.090123 | 0.090621 | 0.090967 | 0.091224 | 0.091447 | 0.091637 | 0.091825 | 0.091909 | 0.091909
F2_Commercial_Grocery_New_Food Preparation_Natural Gas_Oven_E3 | F2 | Commercial | Grocery | New | Food Preparation | Natural Gas | Oven | E3 | RVT - Cost of Operation | 0 | 0 | 0 | 0 | 0 | 0 | 0 | 0 | 0 | 0 | 0 | 0 | 0 | 0 | 0 | 0 | 0 | 0 | 0 | 0 | 0 | 0 | 0 | 0 | 0 | 0 | 0 | 0 | 0 | 0 | 0 | 0 | 0
F2_Commercial_Grocery_New_Food Preparation_Natural Gas_Oven_E4 | F2 | Commercial | Grocery | New | Food Preparation | Natural Gas | Oven | E4 | RVT - Cost of Operation | 0 | 0 | 0 | 0 | 0 | 0 | 0 | 0 | 0 | 0 | 0 | 0 | 0 | 0 | 0 | 0 | 0 | 0 | 0 | 0 | 0 | 0 | 0 | 0 | 0 | 0 | 0 | 0 | 0 | 0 | 0 | 0 | 0
F2_Commercial_Grocery_New_Food Preparation_Natural Gas_Oven_E5 | F2 | Commercial | Grocery | New | Food Preparation | Natural Gas | Oven | E5 | RVT - Cost of Operation | 0 | 0 | 0 | 0 | 0 | 0 | 0 | 0 | 0 | 0 | 0 | 0 | 0 | 0 | 0 | 0 | 0 | 0 | 0 | 0 | 0 | 0 | 0 | 0 | 0 | 0 | 0 | 0 | 0 | 0 | 0 | 0 | 0
F2_Commercial_Grocery_New_Food Preparation_Natural Gas_Oven_E6 | F2 | Commercial | Grocery | New | Food Preparation | Natural Gas | Oven | E6 | RVT - Cost of Operation | 0 | 0 | 0 | 0 | 0 | 0 | 0 | 0 | 0 | 0 | 0 | 0 | 0 | 0 | 0 | 0 | 0 | 0 | 0 | 0 | 0 | 0 | 0 | 0 | 0 | 0 | 0 | 0 | 0 | 0 | 0 | 0 | 0
F2_Commercial_Grocery_New_Food Preparation_Natural Gas_Oven_E7 | F2 | Commercial | Grocery | New | Food Preparation | Natural Gas | Oven | E7 | RVT - Cost of Operation | 0 | 0 | 0 | 0 | 0 | 0 | 0 | 0 | 0 | 0 | 0 | 0 | 0 | 0 | 0 | 0 | 0 | 0 | 0 | 0 | 0 | 0 | 0 | 0 | 0 | 0 | 0 | 0 | 0 | 0 | 0 | 0 | 0
F2_Commercial_Grocery_New_Food Preparation_Natural Gas_Oven_E8 | F2 | Commercial | Grocery | New | Food Preparation | Natural Gas | Oven | E8 | RVT - Cost of Operation | 0 | 0 | 0 | 0 | 0 | 0 | 0 | 0 | 0 | 0 | 0 | 0 | 0 | 0 | 0 | 0 | 0 | 0 | 0 | 0 | 0 | 0 | 0 | 0 | 0 | 0 | 0 | 0 | 0 | 0 | 0 | 0 | 0
F2_Commercial_Grocery_New_Food Preparation_Natural Gas_Oven_E9 | F2 | Commercial | Grocery | New | Food Preparation | Natural Gas | Oven | E9 | RVT - Cost of Operation | 0 | 0 | 0 | 0 | 0 | 0 | 0 | 0 | 0 | 0 | 0 | 0 | 0 | 0 | 0 | 0 | 0 | 0 | 0 | 0 | 0 | 0 | 0 | 0 | 0 | 0 | 0 | 0 | 0 | 0 | 0 | 0 | 0
F2_Commercial_Grocery_New_Food Preparation_Natural Gas_Oven_E10 | F2 | Commercial | Grocery | New | Food Preparation | Natural Gas | Oven | E10 | RVT - Cost of Operation | 0 | 0 | 0 | 0 | 0 | 0 | 0 | 0 | 0 | 0 | 0 | 0 | 0 | 0 | 0 | 0 | 0 | 0 | 0 | 0 | 0 | 0 | 0 | 0 | 0 | 0 | 0 | 0 | 0 | 0 | 0 | 0 | 0
F3_Commercial_Grocery_New_Food Preparation_Natural Gas_Oven_E1 | F3 | Commercial | Grocery | New | Food Preparation | Natural Gas | Oven | E1 | System - kBTUs of Consumption | 0.05349 | 0.05349 | 0.05349 | 0.05349 | 0.05349 | 0.05349 | 0.05349 | 0.05349 | 0.05349 | 0.05349 | 0.05349 | 0.05349 | 0.05349 | 0.05349 | 0.05349 | 0.05349 | 0.05349 | 0.05349 | 0.05349 | 0.05349 | 0.05349 | 0.05349 | 0.05349 | 0.05349 | 0.05349 | 0.05349 | 0.05349 | 0.05349 | 0.05349 | 0.05349 | 0.05349 | 0.05349 | 0.05349
F3_Commercial_Grocery_New_Food Preparation_Natural Gas_Oven_E2 | F3 | Commercial | Grocery | New | Food Preparation | Natural Gas | Oven | E2 | System - kBTUs of Consumption | 0.056348 | 0.056348 | 0.056348 | 0.056348 | 0.056348 | 0.056348 | 0.056348 | 0.056348 | 0.056348 | 0.056348 | 0.056348 | 0.056348 | 0.056348 | 0.056348 | 0.056348 | 0.056348 | 0.056348 | 0.056348 | 0.056348 | 0.056348 | 0.056348 | 0.056348 | 0.056348 | 0.056348 | 0.056348 | 0.056348 | 0.056348 | 0.056348 | 0.056348 | 0.056348 | 0.056348 | 0.056348 | 0.056348
F3_Commercial_Grocery_New_Food Preparation_Natural Gas_Oven_E3 | F3 | Commercial | Grocery | New | Food Preparation | Natural Gas | Oven | E3 | System - kBTUs of Consumption | 0 | 0 | 0 | 0 | 0 | 0 | 0 | 0 | 0 | 0 | 0 | 0 | 0 | 0 | 0 | 0 | 0 | 0 | 0 | 0 | 0 | 0 | 0 | 0 | 0 | 0 | 0 | 0 | 0 | 0 | 0 | 0 | 0
F3_Commercial_Grocery_New_Food Preparation_Natural Gas_Oven_E4 | F3 | Commercial | Grocery | New | Food Preparation | Natural Gas | Oven | E4 | System - kBTUs of Consumption | 0 | 0 | 0 | 0 | 0 | 0 | 0 | 0 | 0 | 0 | 0 | 0 | 0 | 0 | 0 | 0 | 0 | 0 | 0 | 0 | 0 | 0 | 0 | 0 | 0 | 0 | 0 | 0 | 0 | 0 | 0 | 0 | 0
F3_Commercial_Grocery_New_Food Preparation_Natural Gas_Oven_E5 | F3 | Commercial | Grocery | New | Food Preparation | Natural Gas | Oven | E5 | System - kBTUs of Consumption | 0 | 0 | 0 | 0 | 0 | 0 | 0 | 0 | 0 | 0 | 0 | 0 | 0 | 0 | 0 | 0 | 0 | 0 | 0 | 0 | 0 | 0 | 0 | 0 | 0 | 0 | 0 | 0 | 0 | 0 | 0 | 0 | 0
F3_Commercial_Grocery_New_Food Preparation_Natural Gas_Oven_E6 | F3 | Commercial | Grocery | New | Food Preparation | Natural Gas | Oven | E6 | System - kBTUs of Consumption | 0 | 0 | 0 | 0 | 0 | 0 | 0 | 0 | 0 | 0 | 0 | 0 | 0 | 0 | 0 | 0 | 0 | 0 | 0 | 0 | 0 | 0 | 0 | 0 | 0 | 0 | 0 | 0 | 0 | 0 | 0 | 0 | 0
F3_Commercial_Grocery_New_Food Preparation_Natural Gas_Oven_E7 | F3 | Commercial | Grocery | New | Food Preparation | Natural Gas | Oven | E7 | System - kBTUs of Consumption | 0 | 0 | 0 | 0 | 0 | 0 | 0 | 0 | 0 | 0 | 0 | 0 | 0 | 0 | 0 | 0 | 0 | 0 | 0 | 0 | 0 | 0 | 0 | 0 | 0 | 0 | 0 | 0 | 0 | 0 | 0 | 0 | 0
F3_Commercial_Grocery_New_Food Preparation_Natural Gas_Oven_E8 | F3 | Commercial | Grocery | New | Food Preparation | Natural Gas | Oven | E8 | System - kBTUs of Consumption | 0 | 0 | 0 | 0 | 0 | 0 | 0 | 0 | 0 | 0 | 0 | 0 | 0 | 0 | 0 | 0 | 0 | 0 | 0 | 0 | 0 | 0 | 0 | 0 | 0 | 0 | 0 | 0 | 0 | 0 | 0 | 0 | 0
F3_Commercial_Grocery_New_Food Preparation_Natural Gas_Oven_E9 | F3 | Commercial | Grocery | New | Food Preparation | Natural Gas | Oven | E9 | System - kBTUs of Consumption | 0 | 0 | 0 | 0 | 0 | 0 | 0 | 0 | 0 | 0 | 0 | 0 | 0 | 0 | 0 | 0 | 0 | 0 | 0 | 0 | 0 | 0 | 0 | 0 | 0 | 0 | 0 | 0 | 0 | 0 | 0 | 0 | 0
F3_Commercial_Grocery_New_Food Preparation_Natural Gas_Oven_E10 | F3 | Commercial | Grocery | New | Food Preparation | Natural Gas | Oven | E10 | System - kBTUs of Consumption | 0 | 0 | 0 | 0 | 0 | 0 | 0 | 0 | 0 | 0 | 0 | 0 | 0 | 0 | 0 | 0 | 0 | 0 | 0 | 0 | 0 | 0 | 0 | 0 | 0 | 0 | 0 | 0 | 0 | 0 | 0 | 0 | 0
F4_Commercial_Grocery_New_Food Preparation_Natural Gas_Oven_E1 | F4 | Commercial | Grocery | New | Food Preparation | Natural Gas | Oven | E1 | Utility - Cost of Equipment | 0.083324 | 0.083959 | 0.084669 | 0.085449 | 0.086339 | 0.087369 | 0.088203 | 0.089005 | 0.089818 | 0.090666 | 0.091474 | 0.092216 | 0.092975 | 0.093772 | 0.094652 | 0.095512 | 0.096425 | 0.097388 | 0.098393 | 0.099419 | 0.10045 | 0.10142 | 0.10229 | 0.10306 | 0.10373 | 0.1043 | 0.1047 | 0.10499 | 0.10525 | 0.10547 | 0.10569 | 0.10578 | 0.10578
F4_Commercial_Grocery_New_Food Preparation_Natural Gas_Oven_E2 | F4 | Commercial | Grocery | New | Food Preparation | Natural Gas | Oven | E2 | Utility - Cost of Equipment | 0.072397 | 0.072948 | 0.073565 | 0.074243 | 0.075016 | 0.075911 | 0.076636 | 0.077333 | 0.078039 | 0.078775 | 0.079478 | 0.080123 | 0.080782 | 0.081474 | 0.082239 | 0.082986 | 0.083779 | 0.084616 | 0.085489 | 0.08638 | 0.087277 | 0.088116 | 0.088874 | 0.089544 | 0.090123 | 0.090621 | 0.090967 | 0.091224 | 0.091447 | 0.091637 | 0.091825 | 0.091909 | 0.091909
F4_Commercial_Grocery_New_Food Preparation_Natural Gas_Oven_E3 | F4 | Commercial | Grocery | New | Food Preparation | Natural Gas | Oven | E3 | Utility - Cost of Equipment | 0 | 0 | 0 | 0 | 0 | 0 | 0 | 0 | 0 | 0 | 0 | 0 | 0 | 0 | 0 | 0 | 0 | 0 | 0 | 0 | 0 | 0 | 0 | 0 | 0 | 0 | 0 | 0 | 0 | 0 | 0 | 0 | 0
F4_Commercial_Grocery_New_Food Preparation_Natural Gas_Oven_E4 | F4 | Commercial | Grocery | New | Food Preparation | Natural Gas | Oven | E4 | Utility - Cost of Equipment | 0 | 0 | 0 | 0 | 0 | 0 | 0 | 0 | 0 | 0 | 0 | 0 | 0 | 0 | 0 | 0 | 0 | 0 | 0 | 0 | 0 | 0 | 0 | 0 | 0 | 0 | 0 | 0 | 0 | 0 | 0 | 0 | 0
F4_Commercial_Grocery_New_Food Preparation_Natural Gas_Oven_E5 | F4 | Commercial | Grocery | New | Food Preparation | Natural Gas | Oven | E5 | Utility - Cost of Equipment | 0 | 0 | 0 | 0 | 0 | 0 | 0 | 0 | 0 | 0 | 0 | 0 | 0 | 0 | 0 | 0 | 0 | 0 | 0 | 0 | 0 | 0 | 0 | 0 | 0 | 0 | 0 | 0 | 0 | 0 | 0 | 0 | 0
F4_Commercial_Grocery_New_Food Preparation_Natural Gas_Oven_E6 | F4 | Commercial | Grocery | New | Food Preparation | Natural Gas | Oven | E6 | Utility - Cost of Equipment | 0 | 0 | 0 | 0 | 0 | 0 | 0 | 0 | 0 | 0 | 0 | 0 | 0 | 0 | 0 | 0 | 0 | 0 | 0 | 0 | 0 | 0 | 0 | 0 | 0 | 0 | 0 | 0 | 0 | 0 | 0 | 0 | 0
F4_Commercial_Grocery_New_Food Preparation_Natural Gas_Oven_E7 | F4 | Commercial | Grocery | New | Food Preparation | Natural Gas | Oven | E7 | Utility - Cost of Equipment | 0 | 0 | 0 | 0 | 0 | 0 | 0 | 0 | 0 | 0 | 0 | 0 | 0 | 0 | 0 | 0 | 0 | 0 | 0 | 0 | 0 | 0 | 0 | 0 | 0 | 0 | 0 | 0 | 0 | 0 | 0 | 0 | 0
F4_Commercial_Grocery_New_Food Preparation_Natural Gas_Oven_E8 | F4 | Commercial | Grocery | New | Food Preparation | Natural Gas | Oven | E8 | Utility - Cost of Equipment | 0 | 0 | 0 | 0 | 0 | 0 | 0 | 0 | 0 | 0 | 0 | 0 | 0 | 0 | 0 | 0 | 0 | 0 | 0 | 0 | 0 | 0 | 0 | 0 | 0 | 0 | 0 | 0 | 0 | 0 | 0 | 0 | 0
F4_Commercial_Grocery_New_Food Preparation_Natural Gas_Oven_E9 | F4 | Commercial | Grocery | New | Food Preparation | Natural Gas | Oven | E9 | Utility - Cost of Equipment | 0 | 0 | 0 | 0 | 0 | 0 | 0 | 0 | 0 | 0 | 0 | 0 | 0 | 0 | 0 | 0 | 0 | 0 | 0 | 0 | 0 | 0 | 0 | 0 | 0 | 0 | 0 | 0 | 0 | 0 | 0 | 0 | 0
F4_Commercial_Grocery_New_Food Preparation_Natural Gas_Oven_E10 | F4 | Commercial | Grocery | New | Food Preparation | Natural Gas | Oven | E10 | Utility - Cost of Equipment | 0 | 0 | 0 | 0 | 0 | 0 | 0 | 0 | 0 | 0 | 0 | 0 | 0 | 0 | 0 | 0 | 0 | 0 | 0 | 0 | 0 | 0 | 0 | 0 | 0 | 0 | 0 | 0 | 0 | 0 | 0 | 0 | 0
F5_Commercial_Grocery_New_Food Preparation_Natural Gas_Oven_E1 | F5 | Commercial | Grocery | New | Food Preparation | Natural Gas | Oven | E1 | Utility - Cost of Operation | 0.05349 | 0.05349 | 0.05349 | 0.05349 | 0.05349 | 0.05349 | 0.05349 | 0.05349 | 0.05349 | 0.05349 | 0.05349 | 0.05349 | 0.05349 | 0.05349 | 0.05349 | 0.05349 | 0.05349 | 0.05349 | 0.05349 | 0.05349 | 0.05349 | 0.05349 | 0.05349 | 0.05349 | 0.05349 | 0.05349 | 0.05349 | 0.05349 | 0.05349 | 0.05349 | 0.05349 | 0.05349 | 0.05349
F5_Commercial_Grocery_New_Food Preparation_Natural Gas_Oven_E2 | F5 | Commercial | Grocery | New | Food Preparation | Natural Gas | Oven | E2 | Utility - Cost of Operation | 0.056348 | 0.056348 | 0.056348 | 0.056348 | 0.056348 | 0.056348 | 0.056348 | 0.056348 | 0.056348 | 0.056348 | 0.056348 | 0.056348 | 0.056348 | 0.056348 | 0.056348 | 0.056348 | 0.056348 | 0.056348 | 0.056348 | 0.056348 | 0.056348 | 0.056348 | 0.056348 | 0.056348 | 0.056348 | 0.056348 | 0.056348 | 0.056348 | 0.056348 | 0.056348 | 0.056348 | 0.056348 | 0.056348
F5_Commercial_Grocery_New_Food Preparation_Natural Gas_Oven_E3 | F5 | Commercial | Grocery | New | Food Preparation | Natural Gas | Oven | E3 | Utility - Cost of Operation | 0 | 0 | 0 | 0 | 0 | 0 | 0 | 0 | 0 | 0 | 0 | 0 | 0 | 0 | 0 | 0 | 0 | 0 | 0 | 0 | 0 | 0 | 0 | 0 | 0 | 0 | 0 | 0 | 0 | 0 | 0 | 0 | 0
F5_Commercial_Grocery_New_Food Preparation_Natural Gas_Oven_E4 | F5 | Commercial | Grocery | New | Food Preparation | Natural Gas | Oven | E4 | Utility - Cost of Operation | 0 | 0 | 0 | 0 | 0 | 0 | 0 | 0 | 0 | 0 | 0 | 0 | 0 | 0 | 0 | 0 | 0 | 0 | 0 | 0 | 0 | 0 | 0 | 0 | 0 | 0 | 0 | 0 | 0 | 0 | 0 | 0 | 0
F5_Commercial_Grocery_New_Food Preparation_Natural Gas_Oven_E5 | F5 | Commercial | Grocery | New | Food Preparation | Natural Gas | Oven | E5 | Utility - Cost of Operation | 0 | 0 | 0 | 0 | 0 | 0 | 0 | 0 | 0 | 0 | 0 | 0 | 0 | 0 | 0 | 0 | 0 | 0 | 0 | 0 | 0 | 0 | 0 | 0 | 0 | 0 | 0 | 0 | 0 | 0 | 0 | 0 | 0
F5_Commercial_Grocery_New_Food Preparation_Natural Gas_Oven_E6 | F5 | Commercial | Grocery | New | Food Preparation | Natural Gas | Oven | E6 | Utility - Cost of Operation | 0 | 0 | 0 | 0 | 0 | 0 | 0 | 0 | 0 | 0 | 0 | 0 | 0 | 0 | 0 | 0 | 0 | 0 | 0 | 0 | 0 | 0 | 0 | 0 | 0 | 0 | 0 | 0 | 0 | 0 | 0 | 0 | 0
F5_Commercial_Grocery_New_Food Preparation_Natural Gas_Oven_E7 | F5 | Commercial | Grocery | New | Food Preparation | Natural Gas | Oven | E7 | Utility - Cost of Operation | 0 | 0 | 0 | 0 | 0 | 0 | 0 | 0 | 0 | 0 | 0 | 0 | 0 | 0 | 0 | 0 | 0 | 0 | 0 | 0 | 0 | 0 | 0 | 0 | 0 | 0 | 0 | 0 | 0 | 0 | 0 | 0 | 0
F5_Commercial_Grocery_New_Food Preparation_Natural Gas_Oven_E8 | F5 | Commercial | Grocery | New | Food Preparation | Natural Gas | Oven | E8 | Utility - Cost of Operation | 0 | 0 | 0 | 0 | 0 | 0 | 0 | 0 | 0 | 0 | 0 | 0 | 0 | 0 | 0 | 0 | 0 | 0 | 0 | 0 | 0 | 0 | 0 | 0 | 0 | 0 | 0 | 0 | 0 | 0 | 0 | 0 | 0
F5_Commercial_Grocery_New_Food Preparation_Natural Gas_Oven_E9 | F5 | Commercial | Grocery | New | Food Preparation | Natural Gas | Oven | E9 | Utility - Cost of Operation | 0 | 0 | 0 | 0 | 0 | 0 | 0 | 0 | 0 | 0 | 0 | 0 | 0 | 0 | 0 | 0 | 0 | 0 | 0 | 0 | 0 | 0 | 0 | 0 | 0 | 0 | 0 | 0 | 0 | 0 | 0 | 0 | 0
F5_Commercial_Grocery_New_Food Preparation_Natural Gas_Oven_E10 | F5 | Commercial | Grocery | New | Food Preparation | Natural Gas | Oven | E10 | Utility - Cost of Operation | 0 | 0 | 0 | 0 | 0 | 0 | 0 | 0 | 0 | 0 | 0 | 0 | 0 | 0 | 0 | 0 | 0 | 0 | 0 | 0 | 0 | 0 | 0 | 0 | 0 | 0 | 0 | 0 | 0 | 0 | 0 | 0 | 0
F6_Commercial_Grocery_New_Food Preparation_Natural Gas_Oven_E1 | F6 | Commercial | Grocery | New | Food Preparation | Natural Gas | Oven | E1 | Utility - Value of Sales | 0.049349 | 0.049349 | 0.049349 | 0.049349 | 0.049349 | 0.049349 | 0.049349 | 0.049349 | 0.049349 | 0.049349 | 0.049349 | 0.049349 | 0.049349 | 0.049349 | 0.049349 | 0.049349 | 0.049349 | 0.049349 | 0.049349 | 0.049349 | 0.049349 | 0.049349 | 0.049349 | 0.049349 | 0.049349 | 0.049349 | 0.049349 | 0.049349 | 0.049349 | 0.049349 | 0.049349 | 0.049349 | 0.049349
F6_Commercial_Grocery_New_Food Preparation_Natural Gas_Oven_E2 | F6 | Commercial | Grocery | New | Food Preparation | Natural Gas | Oven | E2 | Utility - Value of Sales | 0.042877 | 0.042877 | 0.042877 | 0.042877 | 0.042877 | 0.042877 | 0.042877 | 0.042877 | 0.042877 | 0.042877 | 0.042877 | 0.042877 | 0.042877 | 0.042877 | 0.042877 | 0.042877 | 0.042877 | 0.042877 | 0.042877 | 0.042877 | 0.042877 | 0.042877 | 0.042877 | 0.042877 | 0.042877 | 0.042877 | 0.042877 | 0.042877 | 0.042877 | 0.042877 | 0.042877 | 0.042877 | 0.042877
F6_Commercial_Grocery_New_Food Preparation_Natural Gas_Oven_E3 | F6 | Commercial | Grocery | New | Food Preparation | Natural Gas | Oven | E3 | Utility - Value of Sales | 0 | 0 | 0 | 0 | 0 | 0 | 0 | 0 | 0 | 0 | 0 | 0 | 0 | 0 | 0 | 0 | 0 | 0 | 0 | 0 | 0 | 0 | 0 | 0 | 0 | 0 | 0 | 0 | 0 | 0 | 0 | 0 | 0
F6_Commercial_Grocery_New_Food Preparation_Natural Gas_Oven_E4 | F6 | Commercial | Grocery | New | Food Preparation | Natural Gas | Oven | E4 | Utility - Value of Sales | 0 | 0 | 0 | 0 | 0 | 0 | 0 | 0 | 0 | 0 | 0 | 0 | 0 | 0 | 0 | 0 | 0 | 0 | 0 | 0 | 0 | 0 | 0 | 0 | 0 | 0 | 0 | 0 | 0 | 0 | 0 | 0 | 0
F6_Commercial_Grocery_New_Food Preparation_Natural Gas_Oven_E5 | F6 | Commercial | Grocery | New | Food Preparation | Natural Gas | Oven | E5 | Utility - Value of Sales | 0 | 0 | 0 | 0 | 0 | 0 | 0 | 0 | 0 | 0 | 0 | 0 | 0 | 0 | 0 | 0 | 0 | 0 | 0 | 0 | 0 | 0 | 0 | 0 | 0 | 0 | 0 | 0 | 0 | 0 | 0 | 0 | 0
F6_Commercial_Grocery_New_Food Preparation_Natural Gas_Oven_E6 | F6 | Commercial | Grocery | New | Food Preparation | Natural Gas | Oven | E6 | Utility - Value of Sales | 0 | 0 | 0 | 0 | 0 | 0 | 0 | 0 | 0 | 0 | 0 | 0 | 0 | 0 | 0 | 0 | 0 | 0 | 0 | 0 | 0 | 0 | 0 | 0 | 0 | 0 | 0 | 0 | 0 | 0 | 0 | 0 | 0
F6_Commercial_Grocery_New_Food Preparation_Natural Gas_Oven_E7 | F6 | Commercial | Grocery | New | Food Preparation | Natural Gas | Oven | E7 | Utility - Value of Sales | 0 | 0 | 0 | 0 | 0 | 0 | 0 | 0 | 0 | 0 | 0 | 0 | 0 | 0 | 0 | 0 | 0 | 0 | 0 | 0 | 0 | 0 | 0 | 0 | 0 | 0 | 0 | 0 | 0 | 0 | 0 | 0 | 0
F6_Commercial_Grocery_New_Food Preparation_Natural Gas_Oven_E8 | F6 | Commercial | Grocery | New | Food Preparation | Natural Gas | Oven | E8 | Utility - Value of Sales | 0 | 0 | 0 | 0 | 0 | 0 | 0 | 0 | 0 | 0 | 0 | 0 | 0 | 0 | 0 | 0 | 0 | 0 | 0 | 0 | 0 | 0 | 0 | 0 | 0 | 0 | 0 | 0 | 0 | 0 | 0 | 0 | 0
F6_Commercial_Grocery_New_Food Preparation_Natural Gas_Oven_E9 | F6 | Commercial | Grocery | New | Food Preparation | Natural Gas | Oven | E9 | Utility - Value of Sales | 0 | 0 | 0 | 0 | 0 | 0 | 0 | 0 | 0 | 0 | 0 | 0 | 0 | 0 | 0 | 0 | 0 | 0 | 0 | 0 | 0 | 0 | 0 | 0 | 0 | 0 | 0 | 0 | 0 | 0 | 0 | 0 | 0
F6_Commercial_Grocery_New_Food Preparation_Natural Gas_Oven_E10 | F6 | Commercial | Grocery | New | Food Preparation | Natural Gas | Oven | E10 | Utility - Value of Sales | 0 | 0 | 0 | 0 | 0 | 0 | 0 | 0 | 0 | 0 | 0 | 0 | 0 | 0 | 0 | 0 | 0 | 0 | 0 | 0 | 0 | 0 | 0 | 0 | 0 | 0 | 0 | 0 | 0 | 0 | 0 | 0 | 0
F1_Commercial_Grocery_New_Food Preparation_Natural Gas_Conveyor Oven_E1 | F1 | Commercial | Grocery | New | Food Preparation | Natural Gas | Conveyor Oven | E1 | RVT - Cost of Equipment | 0.13052 | 0.13147 | 0.1325 | 0.13363 | 0.13493 | 0.13643 | 0.13775 | 0.13909 | 0.14047 | 0.14191 | 0.14329 | 0.14457 | 0.14582 | 0.14707 | 0.14837 | 0.14961 | 0.15089 | 0.1522 | 0.15352 | 0.15483 | 0.15612 | 0.15729 | 0.15834 | 0.15927 | 0.16007 | 0.16076 | 0.16124 | 0.1616 | 0.1619 | 0.16217 | 0.16243 | 0.16254 | 0.16254
F1_Commercial_Grocery_New_Food Preparation_Natural Gas_Conveyor Oven_E2 | F1 | Commercial | Grocery | New | Food Preparation | Natural Gas | Conveyor Oven | E2 | RVT - Cost of Equipment | 0.099212 | 0.099934 | 0.10072 | 0.10158 | 0.10257 | 0.10371 | 0.10471 | 0.10573 | 0.10678 | 0.10787 | 0.10892 | 0.10989 | 0.11084 | 0.11179 | 0.11278 | 0.11373 | 0.1147 | 0.1157 | 0.1167 | 0.1177 | 0.11867 | 0.11957 | 0.12037 | 0.12107 | 0.12168 | 0.1222 | 0.12257 | 0.12284 | 0.12307 | 0.12327 | 0.12347 | 0.12356 | 0.12356
F1_Commercial_Grocery_New_Food Preparation_Natural Gas_Conveyor Oven_E3 | F1 | Commercial | Grocery | New | Food Preparation | Natural Gas | Conveyor Oven | E3 | RVT - Cost of Equipment | 0 | 0 | 0 | 0 | 0 | 0 | 0 | 0 | 0 | 0 | 0 | 0 | 0 | 0 | 0 | 0 | 0 | 0 | 0 | 0 | 0 | 0 | 0 | 0 | 0 | 0 | 0 | 0 | 0 | 0 | 0 | 0 | 0
F1_Commercial_Grocery_New_Food Preparation_Natural Gas_Conveyor Oven_E4 | F1 | Commercial | Grocery | New | Food Preparation | Natural Gas | Conveyor Oven | E4 | RVT - Cost of Equipment | 0 | 0 | 0 | 0 | 0 | 0 | 0 | 0 | 0 | 0 | 0 | 0 | 0 | 0 | 0 | 0 | 0 | 0 | 0 | 0 | 0 | 0 | 0 | 0 | 0 | 0 | 0 | 0 | 0 | 0 | 0 | 0 | 0
F1_Commercial_Grocery_New_Food Preparation_Natural Gas_Conveyor Oven_E5 | F1 | Commercial | Grocery | New | Food Preparation | Natural Gas | Conveyor Oven | E5 | RVT - Cost of Equipment | 0 | 0 | 0 | 0 | 0 | 0 | 0 | 0 | 0 | 0 | 0 | 0 | 0 | 0 | 0 | 0 | 0 | 0 | 0 | 0 | 0 | 0 | 0 | 0 | 0 | 0 | 0 | 0 | 0 | 0 | 0 | 0 | 0
F1_Commercial_Grocery_New_Food Preparation_Natural Gas_Conveyor Oven_E6 | F1 | Commercial | Grocery | New | Food Preparation | Natural Gas | Conveyor Oven | E6 | RVT - Cost of Equipment | 0 | 0 | 0 | 0 | 0 | 0 | 0 | 0 | 0 | 0 | 0 | 0 | 0 | 0 | 0 | 0 | 0 | 0 | 0 | 0 | 0 | 0 | 0 | 0 | 0 | 0 | 0 | 0 | 0 | 0 | 0 | 0 | 0
F1_Commercial_Grocery_New_Food Preparation_Natural Gas_Conveyor Oven_E7 | F1 | Commercial | Grocery | New | Food Preparation | Natural Gas | Conveyor Oven | E7 | RVT - Cost of Equipment | 0 | 0 | 0 | 0 | 0 | 0 | 0 | 0 | 0 | 0 | 0 | 0 | 0 | 0 | 0 | 0 | 0 | 0 | 0 | 0 | 0 | 0 | 0 | 0 | 0 | 0 | 0 | 0 | 0 | 0 | 0 | 0 | 0
F1_Commercial_Grocery_New_Food Preparation_Natural Gas_Conveyor Oven_E8 | F1 | Commercial | Grocery | New | Food Preparation | Natural Gas | Conveyor Oven | E8 | RVT - Cost of Equipment | 0 | 0 | 0 | 0 | 0 | 0 | 0 | 0 | 0 | 0 | 0 | 0 | 0 | 0 | 0 | 0 | 0 | 0 | 0 | 0 | 0 | 0 | 0 | 0 | 0 | 0 | 0 | 0 | 0 | 0 | 0 | 0 | 0
F1_Commercial_Grocery_New_Food Preparation_Natural Gas_Conveyor Oven_E9 | F1 | Commercial | Grocery | New | Food Preparation | Natural Gas | Conveyor Oven | E9 | RVT - Cost of Equipment | 0 | 0 | 0 | 0 | 0 | 0 | 0 | 0 | 0 | 0 | 0 | 0 | 0 | 0 | 0 | 0 | 0 | 0 | 0 | 0 | 0 | 0 | 0 | 0 | 0 | 0 | 0 | 0 | 0 | 0 | 0 | 0 | 0
F1_Commercial_Grocery_New_Food Preparation_Natural Gas_Conveyor Oven_E10 | F1 | Commercial | Grocery | New | Food Preparation | Natural Gas | Conveyor Oven | E10 | RVT - Cost of Equipment | 0 | 0 | 0 | 0 | 0 | 0 | 0 | 0 | 0 | 0 | 0 | 0 | 0 | 0 | 0 | 0 | 0 | 0 | 0 | 0 | 0 | 0 | 0 | 0 | 0 | 0 | 0 | 0 | 0 | 0 | 0 | 0 | 0
F2_Commercial_Grocery_New_Food Preparation_Natural Gas_Conveyor Oven_E1 | F2 | Commercial | Grocery | New | Food Preparation | Natural Gas | Conveyor Oven | E1 | RVT - Cost of Operation | 0.15637 | 0.1575 | 0.15874 | 0.1601 | 0.16165 | 0.16345 | 0.16504 | 0.16664 | 0.16829 | 0.17002 | 0.17167 | 0.1732 | 0.1747 | 0.17619 | 0.17776 | 0.17925 | 0.18078 | 0.18235 | 0.18393 | 0.1855 | 0.18704 | 0.18845 | 0.18971 | 0.19082 | 0.19178 | 0.1926 | 0.19318 | 0.1936 | 0.19397 | 0.19429 | 0.1946 | 0.19474 | 0.19474
F2_Commercial_Grocery_New_Food Preparation_Natural Gas_Conveyor Oven_E2 | F2 | Commercial | Grocery | New | Food Preparation | Natural Gas | Conveyor Oven | E2 | RVT - Cost of Operation | 0.11886 | 0.11973 | 0.12067 | 0.1217 | 0.12288 | 0.12425 | 0.12545 | 0.12667 | 0.12793 | 0.12924 | 0.1305 | 0.13166 | 0.1328 | 0.13394 | 0.13512 | 0.13625 | 0.13742 | 0.13861 | 0.13981 | 0.14101 | 0.14218 | 0.14325 | 0.14421 | 0.14505 | 0.14578 | 0.14641 | 0.14684 | 0.14717 | 0.14745 | 0.14769 | 0.14793 | 0.14803 | 0.14803
F2_Commercial_Grocery_New_Food Preparation_Natural Gas_Conveyor Oven_E3 | F2 | Commercial | Grocery | New | Food Preparation | Natural Gas | Conveyor Oven | E3 | RVT - Cost of Operation | 0 | 0 | 0 | 0 | 0 | 0 | 0 | 0 | 0 | 0 | 0 | 0 | 0 | 0 | 0 | 0 | 0 | 0 | 0 | 0 | 0 | 0 | 0 | 0 | 0 | 0 | 0 | 0 | 0 | 0 | 0 | 0 | 0
F2_Commercial_Grocery_New_Food Preparation_Natural Gas_Conveyor Oven_E4 | F2 | Commercial | Grocery | New | Food Preparation | Natural Gas | Conveyor Oven | E4 | RVT - Cost of Operation | 0 | 0 | 0 | 0 | 0 | 0 | 0 | 0 | 0 | 0 | 0 | 0 | 0 | 0 | 0 | 0 | 0 | 0 | 0 | 0 | 0 | 0 | 0 | 0 | 0 | 0 | 0 | 0 | 0 | 0 | 0 | 0 | 0
F2_Commercial_Grocery_New_Food Preparation_Natural Gas_Conveyor Oven_E5 | F2 | Commercial | Grocery | New | Food Preparation | Natural Gas | Conveyor Oven | E5 | RVT - Cost of Operation | 0 | 0 | 0 | 0 | 0 | 0 | 0 | 0 | 0 | 0 | 0 | 0 | 0 | 0 | 0 | 0 | 0 | 0 | 0 | 0 | 0 | 0 | 0 | 0 | 0 | 0 | 0 | 0 | 0 | 0 | 0 | 0 | 0
F2_Commercial_Grocery_New_Food Preparation_Natural Gas_Conveyor Oven_E6 | F2 | Commercial | Grocery | New | Food Preparation | Natural Gas | Conveyor Oven | E6 | RVT - Cost of Operation | 0 | 0 | 0 | 0 | 0 | 0 | 0 | 0 | 0 | 0 | 0 | 0 | 0 | 0 | 0 | 0 | 0 | 0 | 0 | 0 | 0 | 0 | 0 | 0 | 0 | 0 | 0 | 0 | 0 | 0 | 0 | 0 | 0
F2_Commercial_Grocery_New_Food Preparation_Natural Gas_Conveyor Oven_E7 | F2 | Commercial | Grocery | New | Food Preparation | Natural Gas | Conveyor Oven | E7 | RVT - Cost of Operation | 0 | 0 | 0 | 0 | 0 | 0 | 0 | 0 | 0 | 0 | 0 | 0 | 0 | 0 | 0 | 0 | 0 | 0 | 0 | 0 | 0 | 0 | 0 | 0 | 0 | 0 | 0 | 0 | 0 | 0 | 0 | 0 | 0
F2_Commercial_Grocery_New_Food Preparation_Natural Gas_Conveyor Oven_E8 | F2 | Commercial | Grocery | New | Food Preparation | Natural Gas | Conveyor Oven | E8 | RVT - Cost of Operation | 0 | 0 | 0 | 0 | 0 | 0 | 0 | 0 | 0 | 0 | 0 | 0 | 0 | 0 | 0 | 0 | 0 | 0 | 0 | 0 | 0 | 0 | 0 | 0 | 0 | 0 | 0 | 0 | 0 | 0 | 0 | 0 | 0
F2_Commercial_Grocery_New_Food Preparation_Natural Gas_Conveyor Oven_E9 | F2 | Commercial | Grocery | New | Food Preparation | Natural Gas | Conveyor Oven | E9 | RVT - Cost of Operation | 0 | 0 | 0 | 0 | 0 | 0 | 0 | 0 | 0 | 0 | 0 | 0 | 0 | 0 | 0 | 0 | 0 | 0 | 0 | 0 | 0 | 0 | 0 | 0 | 0 | 0 | 0 | 0 | 0 | 0 | 0 | 0 | 0
F2_Commercial_Grocery_New_Food Preparation_Natural Gas_Conveyor Oven_E10 | F2 | Commercial | Grocery | New | Food Preparation | Natural Gas | Conveyor Oven | E10 | RVT - Cost of Operation | 0 | 0 | 0 | 0 | 0 | 0 | 0 | 0 | 0 | 0 | 0 | 0 | 0 | 0 | 0 | 0 | 0 | 0 | 0 | 0 | 0 | 0 | 0 | 0 | 0 | 0 | 0 | 0 | 0 | 0 | 0 | 0 | 0
F3_Commercial_Grocery_New_Food Preparation_Natural Gas_Conveyor Oven_E1 | F3 | Commercial | Grocery | New | Food Preparation | Natural Gas | Conveyor Oven | E1 | System - kBTUs of Consumption | 0.029411 | 0.029411 | 0.029411 | 0.029411 | 0.029411 | 0.029411 | 0.029411 | 0.029411 | 0.029411 | 0.029411 | 0.029411 | 0.029411 | 0.029411 | 0.029411 | 0.029411 | 0.029411 | 0.029411 | 0.029411 | 0.029411 | 0.029411 | 0.029411 | 0.029411 | 0.029411 | 0.029411 | 0.029411 | 0.029411 | 0.029411 | 0.029411 | 0.029411 | 0.029411 | 0.029411 | 0.029411 | 0.029411
F3_Commercial_Grocery_New_Food Preparation_Natural Gas_Conveyor Oven_E2 | F3 | Commercial | Grocery | New | Food Preparation | Natural Gas | Conveyor Oven | E2 | System - kBTUs of Consumption | 0.035856 | 0.035856 | 0.035856 | 0.035856 | 0.035856 | 0.035856 | 0.035856 | 0.035856 | 0.035856 | 0.035856 | 0.035856 | 0.035856 | 0.035856 | 0.035856 | 0.035856 | 0.035856 | 0.035856 | 0.035856 | 0.035856 | 0.035856 | 0.035856 | 0.035856 | 0.035856 | 0.035856 | 0.035856 | 0.035856 | 0.035856 | 0.035856 | 0.035856 | 0.035856 | 0.035856 | 0.035856 | 0.035856
F3_Commercial_Grocery_New_Food Preparation_Natural Gas_Conveyor Oven_E3 | F3 | Commercial | Grocery | New | Food Preparation | Natural Gas | Conveyor Oven | E3 | System - kBTUs of Consumption | 0 | 0 | 0 | 0 | 0 | 0 | 0 | 0 | 0 | 0 | 0 | 0 | 0 | 0 | 0 | 0 | 0 | 0 | 0 | 0 | 0 | 0 | 0 | 0 | 0 | 0 | 0 | 0 | 0 | 0 | 0 | 0 | 0
F3_Commercial_Grocery_New_Food Preparation_Natural Gas_Conveyor Oven_E4 | F3 | Commercial | Grocery | New | Food Preparation | Natural Gas | Conveyor Oven | E4 | System - kBTUs of Consumption | 0 | 0 | 0 | 0 | 0 | 0 | 0 | 0 | 0 | 0 | 0 | 0 | 0 | 0 | 0 | 0 | 0 | 0 | 0 | 0 | 0 | 0 | 0 | 0 | 0 | 0 | 0 | 0 | 0 | 0 | 0 | 0 | 0
F3_Commercial_Grocery_New_Food Preparation_Natural Gas_Conveyor Oven_E5 | F3 | Commercial | Grocery | New | Food Preparation | Natural Gas | Conveyor Oven | E5 | System - kBTUs of Consumption | 0 | 0 | 0 | 0 | 0 | 0 | 0 | 0 | 0 | 0 | 0 | 0 | 0 | 0 | 0 | 0 | 0 | 0 | 0 | 0 | 0 | 0 | 0 | 0 | 0 | 0 | 0 | 0 | 0 | 0 | 0 | 0 | 0
F3_Commercial_Grocery_New_Food Preparation_Natural Gas_Conveyor Oven_E6 | F3 | Commercial | Grocery | New | Food Preparation | Natural Gas | Conveyor Oven | E6 | System - kBTUs of Consumption | 0 | 0 | 0 | 0 | 0 | 0 | 0 | 0 | 0 | 0 | 0 | 0 | 0 | 0 | 0 | 0 | 0 | 0 | 0 | 0 | 0 | 0 | 0 | 0 | 0 | 0 | 0 | 0 | 0 | 0 | 0 | 0 | 0
F3_Commercial_Grocery_New_Food Preparation_Natural Gas_Conveyor Oven_E7 | F3 | Commercial | Grocery | New | Food Preparation | Natural Gas | Conveyor Oven | E7 | System - kBTUs of Consumption | 0 | 0 | 0 | 0 | 0 | 0 | 0 | 0 | 0 | 0 | 0 | 0 | 0 | 0 | 0 | 0 | 0 | 0 | 0 | 0 | 0 | 0 | 0 | 0 | 0 | 0 | 0 | 0 | 0 | 0 | 0 | 0 | 0
F3_Commercial_Grocery_New_Food Preparation_Natural Gas_Conveyor Oven_E8 | F3 | Commercial | Grocery | New | Food Preparation | Natural Gas | Conveyor Oven | E8 | System - kBTUs of Consumption | 0 | 0 | 0 | 0 | 0 | 0 | 0 | 0 | 0 | 0 | 0 | 0 | 0 | 0 | 0 | 0 | 0 | 0 | 0 | 0 | 0 | 0 | 0 | 0 | 0 | 0 | 0 | 0 | 0 | 0 | 0 | 0 | 0
F3_Commercial_Grocery_New_Food Preparation_Natural Gas_Conveyor Oven_E9 | F3 | Commercial | Grocery | New | Food Preparation | Natural Gas | Conveyor Oven | E9 | System - kBTUs of Consumption | 0 | 0 | 0 | 0 | 0 | 0 | 0 | 0 | 0 | 0 | 0 | 0 | 0 | 0 | 0 | 0 | 0 | 0 | 0 | 0 | 0 | 0 | 0 | 0 | 0 | 0 | 0 | 0 | 0 | 0 | 0 | 0 | 0
F3_Commercial_Grocery_New_Food Preparation_Natural Gas_Conveyor Oven_E10 | F3 | Commercial | Grocery | New | Food Preparation | Natural Gas | Conveyor Oven | E10 | System - kBTUs of Consumption | 0 | 0 | 0 | 0 | 0 | 0 | 0 | 0 | 0 | 0 | 0 | 0 | 0 | 0 | 0 | 0 | 0 | 0 | 0 | 0 | 0 | 0 | 0 | 0 | 0 | 0 | 0 | 0 | 0 | 0 | 0 | 0 | 0
F4_Commercial_Grocery_New_Food Preparation_Natural Gas_Conveyor Oven_E1 | F4 | Commercial | Grocery | New | Food Preparation | Natural Gas | Conveyor Oven | E1 | Utility - Cost of Equipment | 0.15637 | 0.1575 | 0.15874 | 0.1601 | 0.16165 | 0.16345 | 0.16504 | 0.16664 | 0.16829 | 0.17002 | 0.17167 | 0.1732 | 0.1747 | 0.17619 | 0.17776 | 0.17925 | 0.18078 | 0.18235 | 0.18393 | 0.1855 | 0.18704 | 0.18845 | 0.18971 | 0.19082 | 0.19178 | 0.1926 | 0.19318 | 0.1936 | 0.19397 | 0.19429 | 0.1946 | 0.19474 | 0.19474
F4_Commercial_Grocery_New_Food Preparation_Natural Gas_Conveyor Oven_E2 | F4 | Commercial | Grocery | New | Food Preparation | Natural Gas | Conveyor Oven | E2 | Utility - Cost of Equipment | 0.11886 | 0.11973 | 0.12067 | 0.1217 | 0.12288 | 0.12425 | 0.12545 | 0.12667 | 0.12793 | 0.12924 | 0.1305 | 0.13166 | 0.1328 | 0.13394 | 0.13512 | 0.13625 | 0.13742 | 0.13861 | 0.13981 | 0.14101 | 0.14218 | 0.14325 | 0.14421 | 0.14505 | 0.14578 | 0.14641 | 0.14684 | 0.14717 | 0.14745 | 0.14769 | 0.14793 | 0.14803 | 0.14803
F4_Commercial_Grocery_New_Food Preparation_Natural Gas_Conveyor Oven_E3 | F4 | Commercial | Grocery | New | Food Preparation | Natural Gas | Conveyor Oven | E3 | Utility - Cost of Equipment | 0 | 0 | 0 | 0 | 0 | 0 | 0 | 0 | 0 | 0 | 0 | 0 | 0 | 0 | 0 | 0 | 0 | 0 | 0 | 0 | 0 | 0 | 0 | 0 | 0 | 0 | 0 | 0 | 0 | 0 | 0 | 0 | 0
F4_Commercial_Grocery_New_Food Preparation_Natural Gas_Conveyor Oven_E4 | F4 | Commercial | Grocery | New | Food Preparation | Natural Gas | Conveyor Oven | E4 | Utility - Cost of Equipment | 0 | 0 | 0 | 0 | 0 | 0 | 0 | 0 | 0 | 0 | 0 | 0 | 0 | 0 | 0 | 0 | 0 | 0 | 0 | 0 | 0 | 0 | 0 | 0 | 0 | 0 | 0 | 0 | 0 | 0 | 0 | 0 | 0
F4_Commercial_Grocery_New_Food Preparation_Natural Gas_Conveyor Oven_E5 | F4 | Commercial | Grocery | New | Food Preparation | Natural Gas | Conveyor Oven | E5 | Utility - Cost of Equipment | 0 | 0 | 0 | 0 | 0 | 0 | 0 | 0 | 0 | 0 | 0 | 0 | 0 | 0 | 0 | 0 | 0 | 0 | 0 | 0 | 0 | 0 | 0 | 0 | 0 | 0 | 0 | 0 | 0 | 0 | 0 | 0 | 0
F4_Commercial_Grocery_New_Food Preparation_Natural Gas_Conveyor Oven_E6 | F4 | Commercial | Grocery | New | Food Preparation | Natural Gas | Conveyor Oven | E6 | Utility - Cost of Equipment | 0 | 0 | 0 | 0 | 0 | 0 | 0 | 0 | 0 | 0 | 0 | 0 | 0 | 0 | 0 | 0 | 0 | 0 | 0 | 0 | 0 | 0 | 0 | 0 | 0 | 0 | 0 | 0 | 0 | 0 | 0 | 0 | 0
F4_Commercial_Grocery_New_Food Preparation_Natural Gas_Conveyor Oven_E7 | F4 | Commercial | Grocery | New | Food Preparation | Natural Gas | Conveyor Oven | E7 | Utility - Cost of Equipment | 0 | 0 | 0 | 0 | 0 | 0 | 0 | 0 | 0 | 0 | 0 | 0 | 0 | 0 | 0 | 0 | 0 | 0 | 0 | 0 | 0 | 0 | 0 | 0 | 0 | 0 | 0 | 0 | 0 | 0 | 0 | 0 | 0
F4_Commercial_Grocery_New_Food Preparation_Natural Gas_Conveyor Oven_E8 | F4 | Commercial | Grocery | New | Food Preparation | Natural Gas | Conveyor Oven | E8 | Utility - Cost of Equipment | 0 | 0 | 0 | 0 | 0 | 0 | 0 | 0 | 0 | 0 | 0 | 0 | 0 | 0 | 0 | 0 | 0 | 0 | 0 | 0 | 0 | 0 | 0 | 0 | 0 | 0 | 0 | 0 | 0 | 0 | 0 | 0 | 0
F4_Commercial_Grocery_New_Food Preparation_Natural Gas_Conveyor Oven_E9 | F4 | Commercial | Grocery | New | Food Preparation | Natural Gas | Conveyor Oven | E9 | Utility - Cost of Equipment | 0 | 0 | 0 | 0 | 0 | 0 | 0 | 0 | 0 | 0 | 0 | 0 | 0 | 0 | 0 | 0 | 0 | 0 | 0 | 0 | 0 | 0 | 0 | 0 | 0 | 0 | 0 | 0 | 0 | 0 | 0 | 0 | 0
F4_Commercial_Grocery_New_Food Preparation_Natural Gas_Conveyor Oven_E10 | F4 | Commercial | Grocery | New | Food Preparation | Natural Gas | Conveyor Oven | E10 | Utility - Cost of Equipment | 0 | 0 | 0 | 0 | 0 | 0 | 0 | 0 | 0 | 0 | 0 | 0 | 0 | 0 | 0 | 0 | 0 | 0 | 0 | 0 | 0 | 0 | 0 | 0 | 0 | 0 | 0 | 0 | 0 | 0 | 0 | 0 | 0
F5_Commercial_Grocery_New_Food Preparation_Natural Gas_Conveyor Oven_E1 | F5 | Commercial | Grocery | New | Food Preparation | Natural Gas | Conveyor Oven | E1 | Utility - Cost of Operation | 0.029411 | 0.029411 | 0.029411 | 0.029411 | 0.029411 | 0.029411 | 0.029411 | 0.029411 | 0.029411 | 0.029411 | 0.029411 | 0.029411 | 0.029411 | 0.029411 | 0.029411 | 0.029411 | 0.029411 | 0.029411 | 0.029411 | 0.029411 | 0.029411 | 0.029411 | 0.029411 | 0.029411 | 0.029411 | 0.029411 | 0.029411 | 0.029411 | 0.029411 | 0.029411 | 0.029411 | 0.029411 | 0.029411
F5_Commercial_Grocery_New_Food Preparation_Natural Gas_Conveyor Oven_E2 | F5 | Commercial | Grocery | New | Food Preparation | Natural Gas | Conveyor Oven | E2 | Utility - Cost of Operation | 0.035856 | 0.035856 | 0.035856 | 0.035856 | 0.035856 | 0.035856 | 0.035856 | 0.035856 | 0.035856 | 0.035856 | 0.035856 | 0.035856 | 0.035856 | 0.035856 | 0.035856 | 0.035856 | 0.035856 | 0.035856 | 0.035856 | 0.035856 | 0.035856 | 0.035856 | 0.035856 | 0.035856 | 0.035856 | 0.035856 | 0.035856 | 0.035856 | 0.035856 | 0.035856 | 0.035856 | 0.035856 | 0.035856
F5_Commercial_Grocery_New_Food Preparation_Natural Gas_Conveyor Oven_E3 | F5 | Commercial | Grocery | New | Food Preparation | Natural Gas | Conveyor Oven | E3 | Utility - Cost of Operation | 0 | 0 | 0 | 0 | 0 | 0 | 0 | 0 | 0 | 0 | 0 | 0 | 0 | 0 | 0 | 0 | 0 | 0 | 0 | 0 | 0 | 0 | 0 | 0 | 0 | 0 | 0 | 0 | 0 | 0 | 0 | 0 | 0
F5_Commercial_Grocery_New_Food Preparation_Natural Gas_Conveyor Oven_E4 | F5 | Commercial | Grocery | New | Food Preparation | Natural Gas | Conveyor Oven | E4 | Utility - Cost of Operation | 0 | 0 | 0 | 0 | 0 | 0 | 0 | 0 | 0 | 0 | 0 | 0 | 0 | 0 | 0 | 0 | 0 | 0 | 0 | 0 | 0 | 0 | 0 | 0 | 0 | 0 | 0 | 0 | 0 | 0 | 0 | 0 | 0
F5_Commercial_Grocery_New_Food Preparation_Natural Gas_Conveyor Oven_E5 | F5 | Commercial | Grocery | New | Food Preparation | Natural Gas | Conveyor Oven | E5 | Utility - Cost of Operation | 0 | 0 | 0 | 0 | 0 | 0 | 0 | 0 | 0 | 0 | 0 | 0 | 0 | 0 | 0 | 0 | 0 | 0 | 0 | 0 | 0 | 0 | 0 | 0 | 0 | 0 | 0 | 0 | 0 | 0 | 0 | 0 | 0
F5_Commercial_Grocery_New_Food Preparation_Natural Gas_Conveyor Oven_E6 | F5 | Commercial | Grocery | New | Food Preparation | Natural Gas | Conveyor Oven | E6 | Utility - Cost of Operation | 0 | 0 | 0 | 0 | 0 | 0 | 0 | 0 | 0 | 0 | 0 | 0 | 0 | 0 | 0 | 0 | 0 | 0 | 0 | 0 | 0 | 0 | 0 | 0 | 0 | 0 | 0 | 0 | 0 | 0 | 0 | 0 | 0
F5_Commercial_Grocery_New_Food Preparation_Natural Gas_Conveyor Oven_E7 | F5 | Commercial | Grocery | New | Food Preparation | Natural Gas | Conveyor Oven | E7 | Utility - Cost of Operation | 0 | 0 | 0 | 0 | 0 | 0 | 0 | 0 | 0 | 0 | 0 | 0 | 0 | 0 | 0 | 0 | 0 | 0 | 0 | 0 | 0 | 0 | 0 | 0 | 0 | 0 | 0 | 0 | 0 | 0 | 0 | 0 | 0
F5_Commercial_Grocery_New_Food Preparation_Natural Gas_Conveyor Oven_E8 | F5 | Commercial | Grocery | New | Food Preparation | Natural Gas | Conveyor Oven | E8 | Utility - Cost of Operation | 0 | 0 | 0 | 0 | 0 | 0 | 0 | 0 | 0 | 0 | 0 | 0 | 0 | 0 | 0 | 0 | 0 | 0 | 0 | 0 | 0 | 0 | 0 | 0 | 0 | 0 | 0 | 0 | 0 | 0 | 0 | 0 | 0
F5_Commercial_Grocery_New_Food Preparation_Natural Gas_Conveyor Oven_E9 | F5 | Commercial | Grocery | New | Food Preparation | Natural Gas | Conveyor Oven | E9 | Utility - Cost of Operation | 0 | 0 | 0 | 0 | 0 | 0 | 0 | 0 | 0 | 0 | 0 | 0 | 0 | 0 | 0 | 0 | 0 | 0 | 0 | 0 | 0 | 0 | 0 | 0 | 0 | 0 | 0 | 0 | 0 | 0 | 0 | 0 | 0
F5_Commercial_Grocery_New_Food Preparation_Natural Gas_Conveyor Oven_E10 | F5 | Commercial | Grocery | New | Food Preparation | Natural Gas | Conveyor Oven | E10 | Utility - Cost of Operation | 0 | 0 | 0 | 0 | 0 | 0 | 0 | 0 | 0 | 0 | 0 | 0 | 0 | 0 | 0 | 0 | 0 | 0 | 0 | 0 | 0 | 0 | 0 | 0 | 0 | 0 | 0 | 0 | 0 | 0 | 0 | 0 | 0
F6_Commercial_Grocery_New_Food Preparation_Natural Gas_Conveyor Oven_E1 | F6 | Commercial | Grocery | New | Food Preparation | Natural Gas | Conveyor Oven | E1 | Utility - Value of Sales | 0.090747 | 0.090747 | 0.090747 | 0.090747 | 0.090747 | 0.090747 | 0.090747 | 0.090747 | 0.090747 | 0.090747 | 0.090747 | 0.090747 | 0.090747 | 0.090747 | 0.090747 | 0.090747 | 0.090747 | 0.090747 | 0.090747 | 0.090747 | 0.090747 | 0.090747 | 0.090747 | 0.090747 | 0.090747 | 0.090747 | 0.090747 | 0.090747 | 0.090747 | 0.090747 | 0.090747 | 0.090747 | 0.090747
F6_Commercial_Grocery_New_Food Preparation_Natural Gas_Conveyor Oven_E2 | F6 | Commercial | Grocery | New | Food Preparation | Natural Gas | Conveyor Oven | E2 | Utility - Value of Sales | 0.068982 | 0.068982 | 0.068982 | 0.068982 | 0.068982 | 0.068982 | 0.068982 | 0.068982 | 0.068982 | 0.068982 | 0.068982 | 0.068982 | 0.068982 | 0.068982 | 0.068982 | 0.068982 | 0.068982 | 0.068982 | 0.068982 | 0.068982 | 0.068982 | 0.068982 | 0.068982 | 0.068982 | 0.068982 | 0.068982 | 0.068982 | 0.068982 | 0.068982 | 0.068982 | 0.068982 | 0.068982 | 0.068982
F6_Commercial_Grocery_New_Food Preparation_Natural Gas_Conveyor Oven_E3 | F6 | Commercial | Grocery | New | Food Preparation | Natural Gas | Conveyor Oven | E3 | Utility - Value of Sales | 0 | 0 | 0 | 0 | 0 | 0 | 0 | 0 | 0 | 0 | 0 | 0 | 0 | 0 | 0 | 0 | 0 | 0 | 0 | 0 | 0 | 0 | 0 | 0 | 0 | 0 | 0 | 0 | 0 | 0 | 0 | 0 | 0
F6_Commercial_Grocery_New_Food Preparation_Natural Gas_Conveyor Oven_E4 | F6 | Commercial | Grocery | New | Food Preparation | Natural Gas | Conveyor Oven | E4 | Utility - Value of Sales | 0 | 0 | 0 | 0 | 0 | 0 | 0 | 0 | 0 | 0 | 0 | 0 | 0 | 0 | 0 | 0 | 0 | 0 | 0 | 0 | 0 | 0 | 0 | 0 | 0 | 0 | 0 | 0 | 0 | 0 | 0 | 0 | 0
F6_Commercial_Grocery_New_Food Preparation_Natural Gas_Conveyor Oven_E5 | F6 | Commercial | Grocery | New | Food Preparation | Natural Gas | Conveyor Oven | E5 | Utility - Value of Sales | 0 | 0 | 0 | 0 | 0 | 0 | 0 | 0 | 0 | 0 | 0 | 0 | 0 | 0 | 0 | 0 | 0 | 0 | 0 | 0 | 0 | 0 | 0 | 0 | 0 | 0 | 0 | 0 | 0 | 0 | 0 | 0 | 0
F6_Commercial_Grocery_New_Food Preparation_Natural Gas_Conveyor Oven_E6 | F6 | Commercial | Grocery | New | Food Preparation | Natural Gas | Conveyor Oven | E6 | Utility - Value of Sales | 0 | 0 | 0 | 0 | 0 | 0 | 0 | 0 | 0 | 0 | 0 | 0 | 0 | 0 | 0 | 0 | 0 | 0 | 0 | 0 | 0 | 0 | 0 | 0 | 0 | 0 | 0 | 0 | 0 | 0 | 0 | 0 | 0
F6_Commercial_Grocery_New_Food Preparation_Natural Gas_Conveyor Oven_E7 | F6 | Commercial | Grocery | New | Food Preparation | Natural Gas | Conveyor Oven | E7 | Utility - Value of Sales | 0 | 0 | 0 | 0 | 0 | 0 | 0 | 0 | 0 | 0 | 0 | 0 | 0 | 0 | 0 | 0 | 0 | 0 | 0 | 0 | 0 | 0 | 0 | 0 | 0 | 0 | 0 | 0 | 0 | 0 | 0 | 0 | 0
F6_Commercial_Grocery_New_Food Preparation_Natural Gas_Conveyor Oven_E8 | F6 | Commercial | Grocery | New | Food Preparation | Natural Gas | Conveyor Oven | E8 | Utility - Value of Sales | 0 | 0 | 0 | 0 | 0 | 0 | 0 | 0 | 0 | 0 | 0 | 0 | 0 | 0 | 0 | 0 | 0 | 0 | 0 | 0 | 0 | 0 | 0 | 0 | 0 | 0 | 0 | 0 | 0 | 0 | 0 | 0 | 0
F6_Commercial_Grocery_New_Food Preparation_Natural Gas_Conveyor Oven_E9 | F6 | Commercial | Grocery | New | Food Preparation | Natural Gas | Conveyor Oven | E9 | Utility - Value of Sales | 0 | 0 | 0 | 0 | 0 | 0 | 0 | 0 | 0 | 0 | 0 | 0 | 0 | 0 | 0 | 0 | 0 | 0 | 0 | 0 | 0 | 0 | 0 | 0 | 0 | 0 | 0 | 0 | 0 | 0 | 0 | 0 | 0
F6_Commercial_Grocery_New_Food Preparation_Natural Gas_Conveyor Oven_E10 | F6 | Commercial | Grocery | New | Food Preparation | Natural Gas | Conveyor Oven | E10 | Utility - Value of Sales | 0 | 0 | 0 | 0 | 0 | 0 | 0 | 0 | 0 | 0 | 0 | 0 | 0 | 0 | 0 | 0 | 0 | 0 | 0 | 0 | 0 | 0 | 0 | 0 | 0 | 0 | 0 | 0 | 0 | 0 | 0 | 0 | 0
F1_Commercial_Grocery_New_Food Preparation_Natural Gas_Double Rack Oven_E1 | F1 | Commercial | Grocery | New | Food Preparation | Natural Gas | Double Rack Oven | E1 | RVT - Cost of Equipment | 0.22792 | 0.22966 | 0.2316 | 0.23374 | 0.23617 | 0.23899 | 0.24127 | 0.24346 | 0.24569 | 0.24801 | 0.25022 | 0.25225 | 0.25432 | 0.2565 | 0.25891 | 0.26126 | 0.26376 | 0.26639 | 0.26914 | 0.27195 | 0.27477 | 0.27741 | 0.2798 | 0.28191 | 0.28373 | 0.2853 | 0.28639 | 0.2872 | 0.2879 | 0.2885 | 0.28909 | 0.28935 | 0.28935
F1_Commercial_Grocery_New_Food Preparation_Natural Gas_Double Rack Oven_E2 | F1 | Commercial | Grocery | New | Food Preparation | Natural Gas | Double Rack Oven | E2 | RVT - Cost of Equipment | 0.12432 | 0.12527 | 0.12633 | 0.12749 | 0.12882 | 0.13036 | 0.1316 | 0.1328 | 0.13401 | 0.13528 | 0.13648 | 0.13759 | 0.13872 | 0.13991 | 0.14122 | 0.14251 | 0.14387 | 0.14531 | 0.14681 | 0.14834 | 0.14987 | 0.15132 | 0.15262 | 0.15377 | 0.15476 | 0.15562 | 0.15621 | 0.15665 | 0.15704 | 0.15736 | 0.15769 | 0.15783 | 0.15783
F1_Commercial_Grocery_New_Food Preparation_Natural Gas_Double Rack Oven_E3 | F1 | Commercial | Grocery | New | Food Preparation | Natural Gas | Double Rack Oven | E3 | RVT - Cost of Equipment | 0 | 0 | 0 | 0 | 0 | 0 | 0 | 0 | 0 | 0 | 0 | 0 | 0 | 0 | 0 | 0 | 0 | 0 | 0 | 0 | 0 | 0 | 0 | 0 | 0 | 0 | 0 | 0 | 0 | 0 | 0 | 0 | 0
F1_Commercial_Grocery_New_Food Preparation_Natural Gas_Double Rack Oven_E4 | F1 | Commercial | Grocery | New | Food Preparation | Natural Gas | Double Rack Oven | E4 | RVT - Cost of Equipment | 0 | 0 | 0 | 0 | 0 | 0 | 0 | 0 | 0 | 0 | 0 | 0 | 0 | 0 | 0 | 0 | 0 | 0 | 0 | 0 | 0 | 0 | 0 | 0 | 0 | 0 | 0 | 0 | 0 | 0 | 0 | 0 | 0
F1_Commercial_Grocery_New_Food Preparation_Natural Gas_Double Rack Oven_E5 | F1 | Commercial | Grocery | New | Food Preparation | Natural Gas | Double Rack Oven | E5 | RVT - Cost of Equipment | 0 | 0 | 0 | 0 | 0 | 0 | 0 | 0 | 0 | 0 | 0 | 0 | 0 | 0 | 0 | 0 | 0 | 0 | 0 | 0 | 0 | 0 | 0 | 0 | 0 | 0 | 0 | 0 | 0 | 0 | 0 | 0 | 0
F1_Commercial_Grocery_New_Food Preparation_Natural Gas_Double Rack Oven_E6 | F1 | Commercial | Grocery | New | Food Preparation | Natural Gas | Double Rack Oven | E6 | RVT - Cost of Equipment | 0 | 0 | 0 | 0 | 0 | 0 | 0 | 0 | 0 | 0 | 0 | 0 | 0 | 0 | 0 | 0 | 0 | 0 | 0 | 0 | 0 | 0 | 0 | 0 | 0 | 0 | 0 | 0 | 0 | 0 | 0 | 0 | 0
F1_Commercial_Grocery_New_Food Preparation_Natural Gas_Double Rack Oven_E7 | F1 | Commercial | Grocery | New | Food Preparation | Natural Gas | Double Rack Oven | E7 | RVT - Cost of Equipment | 0 | 0 | 0 | 0 | 0 | 0 | 0 | 0 | 0 | 0 | 0 | 0 | 0 | 0 | 0 | 0 | 0 | 0 | 0 | 0 | 0 | 0 | 0 | 0 | 0 | 0 | 0 | 0 | 0 | 0 | 0 | 0 | 0
F1_Commercial_Grocery_New_Food Preparation_Natural Gas_Double Rack Oven_E8 | F1 | Commercial | Grocery | New | Food Preparation | Natural Gas | Double Rack Oven | E8 | RVT - Cost of Equipment | 0 | 0 | 0 | 0 | 0 | 0 | 0 | 0 | 0 | 0 | 0 | 0 | 0 | 0 | 0 | 0 | 0 | 0 | 0 | 0 | 0 | 0 | 0 | 0 | 0 | 0 | 0 | 0 | 0 | 0 | 0 | 0 | 0
F1_Commercial_Grocery_New_Food Preparation_Natural Gas_Double Rack Oven_E9 | F1 | Commercial | Grocery | New | Food Preparation | Natural Gas | Double Rack Oven | E9 | RVT - Cost of Equipment | 0 | 0 | 0 | 0 | 0 | 0 | 0 | 0 | 0 | 0 | 0 | 0 | 0 | 0 | 0 | 0 | 0 | 0 | 0 | 0 | 0 | 0 | 0 | 0 | 0 | 0 | 0 | 0 | 0 | 0 | 0 | 0 | 0
F1_Commercial_Grocery_New_Food Preparation_Natural Gas_Double Rack Oven_E10 | F1 | Commercial | Grocery | New | Food Preparation | Natural Gas | Double Rack Oven | E10 | RVT - Cost of Equipment | 0 | 0 | 0 | 0 | 0 | 0 | 0 | 0 | 0 | 0 | 0 | 0 | 0 | 0 | 0 | 0 | 0 | 0 | 0 | 0 | 0 | 0 | 0 | 0 | 0 | 0 | 0 | 0 | 0 | 0 | 0 | 0 | 0
F2_Commercial_Grocery_New_Food Preparation_Natural Gas_Double Rack Oven_E1 | F2 | Commercial | Grocery | New | Food Preparation | Natural Gas | Double Rack Oven | E1 | RVT - Cost of Operation | 0.27307 | 0.27515 | 0.27747 | 0.28003 | 0.28295 | 0.28632 | 0.28906 | 0.29168 | 0.29435 | 0.29713 | 0.29978 | 0.30221 | 0.3047 | 0.30731 | 0.31019 | 0.31301 | 0.316 | 0.31916 | 0.32245 | 0.32581 | 0.32919 | 0.33236 | 0.33522 | 0.33775 | 0.33993 | 0.34181 | 0.34311 | 0.34408 | 0.34492 | 0.34564 | 0.34635 | 0.34666 | 0.34666
F2_Commercial_Grocery_New_Food Preparation_Natural Gas_Double Rack Oven_E2 | F2 | Commercial | Grocery | New | Food Preparation | Natural Gas | Double Rack Oven | E2 | RVT - Cost of Operation | 0.14895 | 0.15008 | 0.15135 | 0.15274 | 0.15434 | 0.15618 | 0.15767 | 0.1591 | 0.16055 | 0.16207 | 0.16351 | 0.16484 | 0.1662 | 0.16762 | 0.1692 | 0.17073 | 0.17236 | 0.17409 | 0.17588 | 0.17772 | 0.17956 | 0.18129 | 0.18285 | 0.18422 | 0.18542 | 0.18644 | 0.18715 | 0.18768 | 0.18814 | 0.18853 | 0.18892 | 0.18909 | 0.18909
F2_Commercial_Grocery_New_Food Preparation_Natural Gas_Double Rack Oven_E3 | F2 | Commercial | Grocery | New | Food Preparation | Natural Gas | Double Rack Oven | E3 | RVT - Cost of Operation | 0 | 0 | 0 | 0 | 0 | 0 | 0 | 0 | 0 | 0 | 0 | 0 | 0 | 0 | 0 | 0 | 0 | 0 | 0 | 0 | 0 | 0 | 0 | 0 | 0 | 0 | 0 | 0 | 0 | 0 | 0 | 0 | 0
F2_Commercial_Grocery_New_Food Preparation_Natural Gas_Double Rack Oven_E4 | F2 | Commercial | Grocery | New | Food Preparation | Natural Gas | Double Rack Oven | E4 | RVT - Cost of Operation | 0 | 0 | 0 | 0 | 0 | 0 | 0 | 0 | 0 | 0 | 0 | 0 | 0 | 0 | 0 | 0 | 0 | 0 | 0 | 0 | 0 | 0 | 0 | 0 | 0 | 0 | 0 | 0 | 0 | 0 | 0 | 0 | 0
F2_Commercial_Grocery_New_Food Preparation_Natural Gas_Double Rack Oven_E5 | F2 | Commercial | Grocery | New | Food Preparation | Natural Gas | Double Rack Oven | E5 | RVT - Cost of Operation | 0 | 0 | 0 | 0 | 0 | 0 | 0 | 0 | 0 | 0 | 0 | 0 | 0 | 0 | 0 | 0 | 0 | 0 | 0 | 0 | 0 | 0 | 0 | 0 | 0 | 0 | 0 | 0 | 0 | 0 | 0 | 0 | 0
F2_Commercial_Grocery_New_Food Preparation_Natural Gas_Double Rack Oven_E6 | F2 | Commercial | Grocery | New | Food Preparation | Natural Gas | Double Rack Oven | E6 | RVT - Cost of Operation | 0 | 0 | 0 | 0 | 0 | 0 | 0 | 0 | 0 | 0 | 0 | 0 | 0 | 0 | 0 | 0 | 0 | 0 | 0 | 0 | 0 | 0 | 0 | 0 | 0 | 0 | 0 | 0 | 0 | 0 | 0 | 0 | 0
F2_Commercial_Grocery_New_Food Preparation_Natural Gas_Double Rack Oven_E7 | F2 | Commercial | Grocery | New | Food Preparation | Natural Gas | Double Rack Oven | E7 | RVT - Cost of Operation | 0 | 0 | 0 | 0 | 0 | 0 | 0 | 0 | 0 | 0 | 0 | 0 | 0 | 0 | 0 | 0 | 0 | 0 | 0 | 0 | 0 | 0 | 0 | 0 | 0 | 0 | 0 | 0 | 0 | 0 | 0 | 0 | 0
F2_Commercial_Grocery_New_Food Preparation_Natural Gas_Double Rack Oven_E8 | F2 | Commercial | Grocery | New | Food Preparation | Natural Gas | Double Rack Oven | E8 | RVT - Cost of Operation | 0 | 0 | 0 | 0 | 0 | 0 | 0 | 0 | 0 | 0 | 0 | 0 | 0 | 0 | 0 | 0 | 0 | 0 | 0 | 0 | 0 | 0 | 0 | 0 | 0 | 0 | 0 | 0 | 0 | 0 | 0 | 0 | 0
F2_Commercial_Grocery_New_Food Preparation_Natural Gas_Double Rack Oven_E9 | F2 | Commercial | Grocery | New | Food Preparation | Natural Gas | Double Rack Oven | E9 | RVT - Cost of Operation | 0 | 0 | 0 | 0 | 0 | 0 | 0 | 0 | 0 | 0 | 0 | 0 | 0 | 0 | 0 | 0 | 0 | 0 | 0 | 0 | 0 | 0 | 0 | 0 | 0 | 0 | 0 | 0 | 0 | 0 | 0 | 0 | 0
F2_Commercial_Grocery_New_Food Preparation_Natural Gas_Double Rack Oven_E10 | F2 | Commercial | Grocery | New | Food Preparation | Natural Gas | Double Rack Oven | E10 | RVT - Cost of Operation | 0 | 0 | 0 | 0 | 0 | 0 | 0 | 0 | 0 | 0 | 0 | 0 | 0 | 0 | 0 | 0 | 0 | 0 | 0 | 0 | 0 | 0 | 0 | 0 | 0 | 0 | 0 | 0 | 0 | 0 | 0 | 0 | 0
F3_Commercial_Grocery_New_Food Preparation_Natural Gas_Double Rack Oven_E1 | F3 | Commercial | Grocery | New | Food Preparation | Natural Gas | Double Rack Oven | E1 | System - kBTUs of Consumption | 0.055217 | 0.055217 | 0.055217 | 0.055217 | 0.055217 | 0.055217 | 0.055217 | 0.055217 | 0.055217 | 0.055217 | 0.055217 | 0.055217 | 0.055217 | 0.055217 | 0.055217 | 0.055217 | 0.055217 | 0.055217 | 0.055217 | 0.055217 | 0.055217 | 0.055217 | 0.055217 | 0.055217 | 0.055217 | 0.055217 | 0.055217 | 0.055217 | 0.055217 | 0.055217 | 0.055217 | 0.055217 | 0.055217
F3_Commercial_Grocery_New_Food Preparation_Natural Gas_Double Rack Oven_E2 | F3 | Commercial | Grocery | New | Food Preparation | Natural Gas | Double Rack Oven | E2 | System - kBTUs of Consumption | 0.073433 | 0.073433 | 0.073433 | 0.073433 | 0.073433 | 0.073433 | 0.073433 | 0.073433 | 0.073433 | 0.073433 | 0.073433 | 0.073433 | 0.073433 | 0.073433 | 0.073433 | 0.073433 | 0.073433 | 0.073433 | 0.073433 | 0.073433 | 0.073433 | 0.073433 | 0.073433 | 0.073433 | 0.073433 | 0.073433 | 0.073433 | 0.073433 | 0.073433 | 0.073433 | 0.073433 | 0.073433 | 0.073433
F3_Commercial_Grocery_New_Food Preparation_Natural Gas_Double Rack Oven_E3 | F3 | Commercial | Grocery | New | Food Preparation | Natural Gas | Double Rack Oven | E3 | System - kBTUs of Consumption | 0 | 0 | 0 | 0 | 0 | 0 | 0 | 0 | 0 | 0 | 0 | 0 | 0 | 0 | 0 | 0 | 0 | 0 | 0 | 0 | 0 | 0 | 0 | 0 | 0 | 0 | 0 | 0 | 0 | 0 | 0 | 0 | 0
F3_Commercial_Grocery_New_Food Preparation_Natural Gas_Double Rack Oven_E4 | F3 | Commercial | Grocery | New | Food Preparation | Natural Gas | Double Rack Oven | E4 | System - kBTUs of Consumption | 0 | 0 | 0 | 0 | 0 | 0 | 0 | 0 | 0 | 0 | 0 | 0 | 0 | 0 | 0 | 0 | 0 | 0 | 0 | 0 | 0 | 0 | 0 | 0 | 0 | 0 | 0 | 0 | 0 | 0 | 0 | 0 | 0
F3_Commercial_Grocery_New_Food Preparation_Natural Gas_Double Rack Oven_E5 | F3 | Commercial | Grocery | New | Food Preparation | Natural Gas | Double Rack Oven | E5 | System - kBTUs of Consumption | 0 | 0 | 0 | 0 | 0 | 0 | 0 | 0 | 0 | 0 | 0 | 0 | 0 | 0 | 0 | 0 | 0 | 0 | 0 | 0 | 0 | 0 | 0 | 0 | 0 | 0 | 0 | 0 | 0 | 0 | 0 | 0 | 0
F3_Commercial_Grocery_New_Food Preparation_Natural Gas_Double Rack Oven_E6 | F3 | Commercial | Grocery | New | Food Preparation | Natural Gas | Double Rack Oven | E6 | System - kBTUs of Consumption | 0 | 0 | 0 | 0 | 0 | 0 | 0 | 0 | 0 | 0 | 0 | 0 | 0 | 0 | 0 | 0 | 0 | 0 | 0 | 0 | 0 | 0 | 0 | 0 | 0 | 0 | 0 | 0 | 0 | 0 | 0 | 0 | 0
F3_Commercial_Grocery_New_Food Preparation_Natural Gas_Double Rack Oven_E7 | F3 | Commercial | Grocery | New | Food Preparation | Natural Gas | Double Rack Oven | E7 | System - kBTUs of Consumption | 0 | 0 | 0 | 0 | 0 | 0 | 0 | 0 | 0 | 0 | 0 | 0 | 0 | 0 | 0 | 0 | 0 | 0 | 0 | 0 | 0 | 0 | 0 | 0 | 0 | 0 | 0 | 0 | 0 | 0 | 0 | 0 | 0
F3_Commercial_Grocery_New_Food Preparation_Natural Gas_Double Rack Oven_E8 | F3 | Commercial | Grocery | New | Food Preparation | Natural Gas | Double Rack Oven | E8 | System - kBTUs of Consumption | 0 | 0 | 0 | 0 | 0 | 0 | 0 | 0 | 0 | 0 | 0 | 0 | 0 | 0 | 0 | 0 | 0 | 0 | 0 | 0 | 0 | 0 | 0 | 0 | 0 | 0 | 0 | 0 | 0 | 0 | 0 | 0 | 0
F3_Commercial_Grocery_New_Food Preparation_Natural Gas_Double Rack Oven_E9 | F3 | Commercial | Grocery | New | Food Preparation | Natural Gas | Double Rack Oven | E9 | System - kBTUs of Consumption | 0 | 0 | 0 | 0 | 0 | 0 | 0 | 0 | 0 | 0 | 0 | 0 | 0 | 0 | 0 | 0 | 0 | 0 | 0 | 0 | 0 | 0 | 0 | 0 | 0 | 0 | 0 | 0 | 0 | 0 | 0 | 0 | 0
F3_Commercial_Grocery_New_Food Preparation_Natural Gas_Double Rack Oven_E10 | F3 | Commercial | Grocery | New | Food Preparation | Natural Gas | Double Rack Oven | E10 | System - kBTUs of Consumption | 0 | 0 | 0 | 0 | 0 | 0 | 0 | 0 | 0 | 0 | 0 | 0 | 0 | 0 | 0 | 0 | 0 | 0 | 0 | 0 | 0 | 0 | 0 | 0 | 0 | 0 | 0 | 0 | 0 | 0 | 0 | 0 | 0
F4_Commercial_Grocery_New_Food Preparation_Natural Gas_Double Rack Oven_E1 | F4 | Commercial | Grocery | New | Food Preparation | Natural Gas | Double Rack Oven | E1 | Utility - Cost of Equipment | 0.27307 | 0.27515 | 0.27747 | 0.28003 | 0.28295 | 0.28632 | 0.28906 | 0.29168 | 0.29435 | 0.29713 | 0.29978 | 0.30221 | 0.3047 | 0.30731 | 0.31019 | 0.31301 | 0.316 | 0.31916 | 0.32245 | 0.32581 | 0.32919 | 0.33236 | 0.33522 | 0.33775 | 0.33993 | 0.34181 | 0.34311 | 0.34408 | 0.34492 | 0.34564 | 0.34635 | 0.34666 | 0.34666
F4_Commercial_Grocery_New_Food Preparation_Natural Gas_Double Rack Oven_E2 | F4 | Commercial | Grocery | New | Food Preparation | Natural Gas | Double Rack Oven | E2 | Utility - Cost of Equipment | 0.14895 | 0.15008 | 0.15135 | 0.15274 | 0.15434 | 0.15618 | 0.15767 | 0.1591 | 0.16055 | 0.16207 | 0.16351 | 0.16484 | 0.1662 | 0.16762 | 0.1692 | 0.17073 | 0.17236 | 0.17409 | 0.17588 | 0.17772 | 0.17956 | 0.18129 | 0.18285 | 0.18422 | 0.18542 | 0.18644 | 0.18715 | 0.18768 | 0.18814 | 0.18853 | 0.18892 | 0.18909 | 0.18909
F4_Commercial_Grocery_New_Food Preparation_Natural Gas_Double Rack Oven_E3 | F4 | Commercial | Grocery | New | Food Preparation | Natural Gas | Double Rack Oven | E3 | Utility - Cost of Equipment | 0 | 0 | 0 | 0 | 0 | 0 | 0 | 0 | 0 | 0 | 0 | 0 | 0 | 0 | 0 | 0 | 0 | 0 | 0 | 0 | 0 | 0 | 0 | 0 | 0 | 0 | 0 | 0 | 0 | 0 | 0 | 0 | 0
F4_Commercial_Grocery_New_Food Preparation_Natural Gas_Double Rack Oven_E4 | F4 | Commercial | Grocery | New | Food Preparation | Natural Gas | Double Rack Oven | E4 | Utility - Cost of Equipment | 0 | 0 | 0 | 0 | 0 | 0 | 0 | 0 | 0 | 0 | 0 | 0 | 0 | 0 | 0 | 0 | 0 | 0 | 0 | 0 | 0 | 0 | 0 | 0 | 0 | 0 | 0 | 0 | 0 | 0 | 0 | 0 | 0
F4_Commercial_Grocery_New_Food Preparation_Natural Gas_Double Rack Oven_E5 | F4 | Commercial | Grocery | New | Food Preparation | Natural Gas | Double Rack Oven | E5 | Utility - Cost of Equipment | 0 | 0 | 0 | 0 | 0 | 0 | 0 | 0 | 0 | 0 | 0 | 0 | 0 | 0 | 0 | 0 | 0 | 0 | 0 | 0 | 0 | 0 | 0 | 0 | 0 | 0 | 0 | 0 | 0 | 0 | 0 | 0 | 0
F4_Commercial_Grocery_New_Food Preparation_Natural Gas_Double Rack Oven_E6 | F4 | Commercial | Grocery | New | Food Preparation | Natural Gas | Double Rack Oven | E6 | Utility - Cost of Equipment | 0 | 0 | 0 | 0 | 0 | 0 | 0 | 0 | 0 | 0 | 0 | 0 | 0 | 0 | 0 | 0 | 0 | 0 | 0 | 0 | 0 | 0 | 0 | 0 | 0 | 0 | 0 | 0 | 0 | 0 | 0 | 0 | 0
F4_Commercial_Grocery_New_Food Preparation_Natural Gas_Double Rack Oven_E7 | F4 | Commercial | Grocery | New | Food Preparation | Natural Gas | Double Rack Oven | E7 | Utility - Cost of Equipment | 0 | 0 | 0 | 0 | 0 | 0 | 0 | 0 | 0 | 0 | 0 | 0 | 0 | 0 | 0 | 0 | 0 | 0 | 0 | 0 | 0 | 0 | 0 | 0 | 0 | 0 | 0 | 0 | 0 | 0 | 0 | 0 | 0
F4_Commercial_Grocery_New_Food Preparation_Natural Gas_Double Rack Oven_E8 | F4 | Commercial | Grocery | New | Food Preparation | Natural Gas | Double Rack Oven | E8 | Utility - Cost of Equipment | 0 | 0 | 0 | 0 | 0 | 0 | 0 | 0 | 0 | 0 | 0 | 0 | 0 | 0 | 0 | 0 | 0 | 0 | 0 | 0 | 0 | 0 | 0 | 0 | 0 | 0 | 0 | 0 | 0 | 0 | 0 | 0 | 0
F4_Commercial_Grocery_New_Food Preparation_Natural Gas_Double Rack Oven_E9 | F4 | Commercial | Grocery | New | Food Preparation | Natural Gas | Double Rack Oven | E9 | Utility - Cost of Equipment | 0 | 0 | 0 | 0 | 0 | 0 | 0 | 0 | 0 | 0 | 0 | 0 | 0 | 0 | 0 | 0 | 0 | 0 | 0 | 0 | 0 | 0 | 0 | 0 | 0 | 0 | 0 | 0 | 0 | 0 | 0 | 0 | 0
F4_Commercial_Grocery_New_Food Preparation_Natural Gas_Double Rack Oven_E10 | F4 | Commercial | Grocery | New | Food Preparation | Natural Gas | Double Rack Oven | E10 | Utility - Cost of Equipment | 0 | 0 | 0 | 0 | 0 | 0 | 0 | 0 | 0 | 0 | 0 | 0 | 0 | 0 | 0 | 0 | 0 | 0 | 0 | 0 | 0 | 0 | 0 | 0 | 0 | 0 | 0 | 0 | 0 | 0 | 0 | 0 | 0
F5_Commercial_Grocery_New_Food Preparation_Natural Gas_Double Rack Oven_E1 | F5 | Commercial | Grocery | New | Food Preparation | Natural Gas | Double Rack Oven | E1 | Utility - Cost of Operation | 0.055217 | 0.055217 | 0.055217 | 0.055217 | 0.055217 | 0.055217 | 0.055217 | 0.055217 | 0.055217 | 0.055217 | 0.055217 | 0.055217 | 0.055217 | 0.055217 | 0.055217 | 0.055217 | 0.055217 | 0.055217 | 0.055217 | 0.055217 | 0.055217 | 0.055217 | 0.055217 | 0.055217 | 0.055217 | 0.055217 | 0.055217 | 0.055217 | 0.055217 | 0.055217 | 0.055217 | 0.055217 | 0.055217
F5_Commercial_Grocery_New_Food Preparation_Natural Gas_Double Rack Oven_E2 | F5 | Commercial | Grocery | New | Food Preparation | Natural Gas | Double Rack Oven | E2 | Utility - Cost of Operation | 0.073433 | 0.073433 | 0.073433 | 0.073433 | 0.073433 | 0.073433 | 0.073433 | 0.073433 | 0.073433 | 0.073433 | 0.073433 | 0.073433 | 0.073433 | 0.073433 | 0.073433 | 0.073433 | 0.073433 | 0.073433 | 0.073433 | 0.073433 | 0.073433 | 0.073433 | 0.073433 | 0.073433 | 0.073433 | 0.073433 | 0.073433 | 0.073433 | 0.073433 | 0.073433 | 0.073433 | 0.073433 | 0.073433
F5_Commercial_Grocery_New_Food Preparation_Natural Gas_Double Rack Oven_E3 | F5 | Commercial | Grocery | New | Food Preparation | Natural Gas | Double Rack Oven | E3 | Utility - Cost of Operation | 0 | 0 | 0 | 0 | 0 | 0 | 0 | 0 | 0 | 0 | 0 | 0 | 0 | 0 | 0 | 0 | 0 | 0 | 0 | 0 | 0 | 0 | 0 | 0 | 0 | 0 | 0 | 0 | 0 | 0 | 0 | 0 | 0
F5_Commercial_Grocery_New_Food Preparation_Natural Gas_Double Rack Oven_E4 | F5 | Commercial | Grocery | New | Food Preparation | Natural Gas | Double Rack Oven | E4 | Utility - Cost of Operation | 0 | 0 | 0 | 0 | 0 | 0 | 0 | 0 | 0 | 0 | 0 | 0 | 0 | 0 | 0 | 0 | 0 | 0 | 0 | 0 | 0 | 0 | 0 | 0 | 0 | 0 | 0 | 0 | 0 | 0 | 0 | 0 | 0
F5_Commercial_Grocery_New_Food Preparation_Natural Gas_Double Rack Oven_E5 | F5 | Commercial | Grocery | New | Food Preparation | Natural Gas | Double Rack Oven | E5 | Utility - Cost of Operation | 0 | 0 | 0 | 0 | 0 | 0 | 0 | 0 | 0 | 0 | 0 | 0 | 0 | 0 | 0 | 0 | 0 | 0 | 0 | 0 | 0 | 0 | 0 | 0 | 0 | 0 | 0 | 0 | 0 | 0 | 0 | 0 | 0
F5_Commercial_Grocery_New_Food Preparation_Natural Gas_Double Rack Oven_E6 | F5 | Commercial | Grocery | New | Food Preparation | Natural Gas | Double Rack Oven | E6 | Utility - Cost of Operation | 0 | 0 | 0 | 0 | 0 | 0 | 0 | 0 | 0 | 0 | 0 | 0 | 0 | 0 | 0 | 0 | 0 | 0 | 0 | 0 | 0 | 0 | 0 | 0 | 0 | 0 | 0 | 0 | 0 | 0 | 0 | 0 | 0
F5_Commercial_Grocery_New_Food Preparation_Natural Gas_Double Rack Oven_E7 | F5 | Commercial | Grocery | New | Food Preparation | Natural Gas | Double Rack Oven | E7 | Utility - Cost of Operation | 0 | 0 | 0 | 0 | 0 | 0 | 0 | 0 | 0 | 0 | 0 | 0 | 0 | 0 | 0 | 0 | 0 | 0 | 0 | 0 | 0 | 0 | 0 | 0 | 0 | 0 | 0 | 0 | 0 | 0 | 0 | 0 | 0
F5_Commercial_Grocery_New_Food Preparation_Natural Gas_Double Rack Oven_E8 | F5 | Commercial | Grocery | New | Food Preparation | Natural Gas | Double Rack Oven | E8 | Utility - Cost of Operation | 0 | 0 | 0 | 0 | 0 | 0 | 0 | 0 | 0 | 0 | 0 | 0 | 0 | 0 | 0 | 0 | 0 | 0 | 0 | 0 | 0 | 0 | 0 | 0 | 0 | 0 | 0 | 0 | 0 | 0 | 0 | 0 | 0
F5_Commercial_Grocery_New_Food Preparation_Natural Gas_Double Rack Oven_E9 | F5 | Commercial | Grocery | New | Food Preparation | Natural Gas | Double Rack Oven | E9 | Utility - Cost of Operation | 0 | 0 | 0 | 0 | 0 | 0 | 0 | 0 | 0 | 0 | 0 | 0 | 0 | 0 | 0 | 0 | 0 | 0 | 0 | 0 | 0 | 0 | 0 | 0 | 0 | 0 | 0 | 0 | 0 | 0 | 0 | 0 | 0
F5_Commercial_Grocery_New_Food Preparation_Natural Gas_Double Rack Oven_E10 | F5 | Commercial | Grocery | New | Food Preparation | Natural Gas | Double Rack Oven | E10 | Utility - Cost of Operation | 0 | 0 | 0 | 0 | 0 | 0 | 0 | 0 | 0 | 0 | 0 | 0 | 0 | 0 | 0 | 0 | 0 | 0 | 0 | 0 | 0 | 0 | 0 | 0 | 0 | 0 | 0 | 0 | 0 | 0 | 0 | 0 | 0
F6_Commercial_Grocery_New_Food Preparation_Natural Gas_Double Rack Oven_E1 | F6 | Commercial | Grocery | New | Food Preparation | Natural Gas | Double Rack Oven | E1 | Utility - Value of Sales | 0.16172 | 0.16172 | 0.16172 | 0.16172 | 0.16172 | 0.16172 | 0.16172 | 0.16172 | 0.16172 | 0.16172 | 0.16172 | 0.16172 | 0.16172 | 0.16172 | 0.16172 | 0.16172 | 0.16172 | 0.16172 | 0.16172 | 0.16172 | 0.16172 | 0.16172 | 0.16172 | 0.16172 | 0.16172 | 0.16172 | 0.16172 | 0.16172 | 0.16172 | 0.16172 | 0.16172 | 0.16172 | 0.16172
F6_Commercial_Grocery_New_Food Preparation_Natural Gas_Double Rack Oven_E2 | F6 | Commercial | Grocery | New | Food Preparation | Natural Gas | Double Rack Oven | E2 | Utility - Value of Sales | 0.088213 | 0.088213 | 0.088213 | 0.088213 | 0.088213 | 0.088213 | 0.088213 | 0.088213 | 0.088213 | 0.088213 | 0.088213 | 0.088213 | 0.088213 | 0.088213 | 0.088213 | 0.088213 | 0.088213 | 0.088213 | 0.088213 | 0.088213 | 0.088213 | 0.088213 | 0.088213 | 0.088213 | 0.088213 | 0.088213 | 0.088213 | 0.088213 | 0.088213 | 0.088213 | 0.088213 | 0.088213 | 0.088213
F6_Commercial_Grocery_New_Food Preparation_Natural Gas_Double Rack Oven_E3 | F6 | Commercial | Grocery | New | Food Preparation | Natural Gas | Double Rack Oven | E3 | Utility - Value of Sales | 0 | 0 | 0 | 0 | 0 | 0 | 0 | 0 | 0 | 0 | 0 | 0 | 0 | 0 | 0 | 0 | 0 | 0 | 0 | 0 | 0 | 0 | 0 | 0 | 0 | 0 | 0 | 0 | 0 | 0 | 0 | 0 | 0
F6_Commercial_Grocery_New_Food Preparation_Natural Gas_Double Rack Oven_E4 | F6 | Commercial | Grocery | New | Food Preparation | Natural Gas | Double Rack Oven | E4 | Utility - Value of Sales | 0 | 0 | 0 | 0 | 0 | 0 | 0 | 0 | 0 | 0 | 0 | 0 | 0 | 0 | 0 | 0 | 0 | 0 | 0 | 0 | 0 | 0 | 0 | 0 | 0 | 0 | 0 | 0 | 0 | 0 | 0 | 0 | 0
F6_Commercial_Grocery_New_Food Preparation_Natural Gas_Double Rack Oven_E5 | F6 | Commercial | Grocery | New | Food Preparation | Natural Gas | Double Rack Oven | E5 | Utility - Value of Sales | 0 | 0 | 0 | 0 | 0 | 0 | 0 | 0 | 0 | 0 | 0 | 0 | 0 | 0 | 0 | 0 | 0 | 0 | 0 | 0 | 0 | 0 | 0 | 0 | 0 | 0 | 0 | 0 | 0 | 0 | 0 | 0 | 0
F6_Commercial_Grocery_New_Food Preparation_Natural Gas_Double Rack Oven_E6 | F6 | Commercial | Grocery | New | Food Preparation | Natural Gas | Double Rack Oven | E6 | Utility - Value of Sales | 0 | 0 | 0 | 0 | 0 | 0 | 0 | 0 | 0 | 0 | 0 | 0 | 0 | 0 | 0 | 0 | 0 | 0 | 0 | 0 | 0 | 0 | 0 | 0 | 0 | 0 | 0 | 0 | 0 | 0 | 0 | 0 | 0
F6_Commercial_Grocery_New_Food Preparation_Natural Gas_Double Rack Oven_E7 | F6 | Commercial | Grocery | New | Food Preparation | Natural Gas | Double Rack Oven | E7 | Utility - Value of Sales | 0 | 0 | 0 | 0 | 0 | 0 | 0 | 0 | 0 | 0 | 0 | 0 | 0 | 0 | 0 | 0 | 0 | 0 | 0 | 0 | 0 | 0 | 0 | 0 | 0 | 0 | 0 | 0 | 0 | 0 | 0 | 0 | 0
F6_Commercial_Grocery_New_Food Preparation_Natural Gas_Double Rack Oven_E8 | F6 | Commercial | Grocery | New | Food Preparation | Natural Gas | Double Rack Oven | E8 | Utility - Value of Sales | 0 | 0 | 0 | 0 | 0 | 0 | 0 | 0 | 0 | 0 | 0 | 0 | 0 | 0 | 0 | 0 | 0 | 0 | 0 | 0 | 0 | 0 | 0 | 0 | 0 | 0 | 0 | 0 | 0 | 0 | 0 | 0 | 0
F6_Commercial_Grocery_New_Food Preparation_Natural Gas_Double Rack Oven_E9 | F6 | Commercial | Grocery | New | Food Preparation | Natural Gas | Double Rack Oven | E9 | Utility - Value of Sales | 0 | 0 | 0 | 0 | 0 | 0 | 0 | 0 | 0 | 0 | 0 | 0 | 0 | 0 | 0 | 0 | 0 | 0 | 0 | 0 | 0 | 0 | 0 | 0 | 0 | 0 | 0 | 0 | 0 | 0 | 0 | 0 | 0
F6_Commercial_Grocery_New_Food Preparation_Natural Gas_Double Rack Oven_E10 | F6 | Commercial | Grocery | New | Food Preparation | Natural Gas | Double Rack Oven | E10 | Utility - Value of Sales | 0 | 0 | 0 | 0 | 0 | 0 | 0 | 0 | 0 | 0 | 0 | 0 | 0 | 0 | 0 | 0 | 0 | 0 | 0 | 0 | 0 | 0 | 0 | 0 | 0 | 0 | 0 | 0 | 0 | 0 | 0 | 0 | 0
F1_Commercial_Grocery_New_Food Preparation_Natural Gas_Fryer_E1 | F1 | Commercial | Grocery | New | Food Preparation | Natural Gas | Fryer | E1 | RVT - Cost of Equipment | 0.11236 | 0.11271 | 0.11336 | 0 | 0 | 0 | 0 | 0 | 0 | 0 | 0 | 0 | 0 | 0 | 0 | 0 | 0 | 0 | 0 | 0 | 0 | 0 | 0 | 0 | 0 | 0 | 0 | 0 | 0 | 0 | 0 | 0 | 0
F1_Commercial_Grocery_New_Food Preparation_Natural Gas_Fryer_E2 | F1 | Commercial | Grocery | New | Food Preparation | Natural Gas | Fryer | E2 | RVT - Cost of Equipment | 0.068868 | 0.069082 | 0.069477 | 0.070018 | 0.070799 | 0.071874 | 0.072728 | 0.073572 | 0.074436 | 0.075318 | 0.076068 | 0.076635 | 0.077114 | 0.07755 | 0.078056 | 0.078513 | 0.079083 | 0.079804 | 0.080665 | 0.081659 | 0.082768 | 0.083859 | 0.084894 | 0.085823 | 0.086646 | 0.087397 | 0.087933 | 0.088376 | 0.088788 | 0.08914 | 0.089488 | 0.089642 | 0.089642
F1_Commercial_Grocery_New_Food Preparation_Natural Gas_Fryer_E3 | F1 | Commercial | Grocery | New | Food Preparation | Natural Gas | Fryer | E3 | RVT - Cost of Equipment | 0 | 0 | 0 | 0 | 0 | 0 | 0 | 0 | 0 | 0 | 0 | 0 | 0 | 0 | 0 | 0 | 0 | 0 | 0 | 0 | 0 | 0 | 0 | 0 | 0 | 0 | 0 | 0 | 0 | 0 | 0 | 0 | 0
F1_Commercial_Grocery_New_Food Preparation_Natural Gas_Fryer_E4 | F1 | Commercial | Grocery | New | Food Preparation | Natural Gas | Fryer | E4 | RVT - Cost of Equipment | 0 | 0 | 0 | 0 | 0 | 0 | 0 | 0 | 0 | 0 | 0 | 0 | 0 | 0 | 0 | 0 | 0 | 0 | 0 | 0 | 0 | 0 | 0 | 0 | 0 | 0 | 0 | 0 | 0 | 0 | 0 | 0 | 0
F1_Commercial_Grocery_New_Food Preparation_Natural Gas_Fryer_E5 | F1 | Commercial | Grocery | New | Food Preparation | Natural Gas | Fryer | E5 | RVT - Cost of Equipment | 0 | 0 | 0 | 0 | 0 | 0 | 0 | 0 | 0 | 0 | 0 | 0 | 0 | 0 | 0 | 0 | 0 | 0 | 0 | 0 | 0 | 0 | 0 | 0 | 0 | 0 | 0 | 0 | 0 | 0 | 0 | 0 | 0
F1_Commercial_Grocery_New_Food Preparation_Natural Gas_Fryer_E6 | F1 | Commercial | Grocery | New | Food Preparation | Natural Gas | Fryer | E6 | RVT - Cost of Equipment | 0 | 0 | 0 | 0 | 0 | 0 | 0 | 0 | 0 | 0 | 0 | 0 | 0 | 0 | 0 | 0 | 0 | 0 | 0 | 0 | 0 | 0 | 0 | 0 | 0 | 0 | 0 | 0 | 0 | 0 | 0 | 0 | 0
F1_Commercial_Grocery_New_Food Preparation_Natural Gas_Fryer_E7 | F1 | Commercial | Grocery | New | Food Preparation | Natural Gas | Fryer | E7 | RVT - Cost of Equipment | 0 | 0 | 0 | 0 | 0 | 0 | 0 | 0 | 0 | 0 | 0 | 0 | 0 | 0 | 0 | 0 | 0 | 0 | 0 | 0 | 0 | 0 | 0 | 0 | 0 | 0 | 0 | 0 | 0 | 0 | 0 | 0 | 0
F1_Commercial_Grocery_New_Food Preparation_Natural Gas_Fryer_E8 | F1 | Commercial | Grocery | New | Food Preparation | Natural Gas | Fryer | E8 | RVT - Cost of Equipment | 0 | 0 | 0 | 0 | 0 | 0 | 0 | 0 | 0 | 0 | 0 | 0 | 0 | 0 | 0 | 0 | 0 | 0 | 0 | 0 | 0 | 0 | 0 | 0 | 0 | 0 | 0 | 0 | 0 | 0 | 0 | 0 | 0
F1_Commercial_Grocery_New_Food Preparation_Natural Gas_Fryer_E9 | F1 | Commercial | Grocery | New | Food Preparation | Natural Gas | Fryer | E9 | RVT - Cost of Equipment | 0 | 0 | 0 | 0 | 0 | 0 | 0 | 0 | 0 | 0 | 0 | 0 | 0 | 0 | 0 | 0 | 0 | 0 | 0 | 0 | 0 | 0 | 0 | 0 | 0 | 0 | 0 | 0 | 0 | 0 | 0 | 0 | 0
F1_Commercial_Grocery_New_Food Preparation_Natural Gas_Fryer_E10 | F1 | Commercial | Grocery | New | Food Preparation | Natural Gas | Fryer | E10 | RVT - Cost of Equipment | 0 | 0 | 0 | 0 | 0 | 0 | 0 | 0 | 0 | 0 | 0 | 0 | 0 | 0 | 0 | 0 | 0 | 0 | 0 | 0 | 0 | 0 | 0 | 0 | 0 | 0 | 0 | 0 | 0 | 0 | 0 | 0 | 0
F2_Commercial_Grocery_New_Food Preparation_Natural Gas_Fryer_E1 | F2 | Commercial | Grocery | New | Food Preparation | Natural Gas | Fryer | E1 | RVT - Cost of Operation | 0.13462 | 0.13504 | 0.13581 | 0 | 0 | 0 | 0 | 0 | 0 | 0 | 0 | 0 | 0 | 0 | 0 | 0 | 0 | 0 | 0 | 0 | 0 | 0 | 0 | 0 | 0 | 0 | 0 | 0 | 0 | 0 | 0 | 0 | 0
F2_Commercial_Grocery_New_Food Preparation_Natural Gas_Fryer_E2 | F2 | Commercial | Grocery | New | Food Preparation | Natural Gas | Fryer | E2 | RVT - Cost of Operation | 0.082509 | 0.082765 | 0.083238 | 0.083887 | 0.084822 | 0.08611 | 0.087133 | 0.088144 | 0.089179 | 0.090236 | 0.091135 | 0.091813 | 0.092388 | 0.09291 | 0.093516 | 0.094064 | 0.094747 | 0.09561 | 0.096642 | 0.097832 | 0.099161 | 0.10047 | 0.10171 | 0.10282 | 0.10381 | 0.10471 | 0.10535 | 0.10588 | 0.10637 | 0.1068 | 0.10721 | 0.1074 | 0.1074
F2_Commercial_Grocery_New_Food Preparation_Natural Gas_Fryer_E3 | F2 | Commercial | Grocery | New | Food Preparation | Natural Gas | Fryer | E3 | RVT - Cost of Operation | 0 | 0 | 0 | 0 | 0 | 0 | 0 | 0 | 0 | 0 | 0 | 0 | 0 | 0 | 0 | 0 | 0 | 0 | 0 | 0 | 0 | 0 | 0 | 0 | 0 | 0 | 0 | 0 | 0 | 0 | 0 | 0 | 0
F2_Commercial_Grocery_New_Food Preparation_Natural Gas_Fryer_E4 | F2 | Commercial | Grocery | New | Food Preparation | Natural Gas | Fryer | E4 | RVT - Cost of Operation | 0 | 0 | 0 | 0 | 0 | 0 | 0 | 0 | 0 | 0 | 0 | 0 | 0 | 0 | 0 | 0 | 0 | 0 | 0 | 0 | 0 | 0 | 0 | 0 | 0 | 0 | 0 | 0 | 0 | 0 | 0 | 0 | 0
F2_Commercial_Grocery_New_Food Preparation_Natural Gas_Fryer_E5 | F2 | Commercial | Grocery | New | Food Preparation | Natural Gas | Fryer | E5 | RVT - Cost of Operation | 0 | 0 | 0 | 0 | 0 | 0 | 0 | 0 | 0 | 0 | 0 | 0 | 0 | 0 | 0 | 0 | 0 | 0 | 0 | 0 | 0 | 0 | 0 | 0 | 0 | 0 | 0 | 0 | 0 | 0 | 0 | 0 | 0
F2_Commercial_Grocery_New_Food Preparation_Natural Gas_Fryer_E6 | F2 | Commercial | Grocery | New | Food Preparation | Natural Gas | Fryer | E6 | RVT - Cost of Operation | 0 | 0 | 0 | 0 | 0 | 0 | 0 | 0 | 0 | 0 | 0 | 0 | 0 | 0 | 0 | 0 | 0 | 0 | 0 | 0 | 0 | 0 | 0 | 0 | 0 | 0 | 0 | 0 | 0 | 0 | 0 | 0 | 0
F2_Commercial_Grocery_New_Food Preparation_Natural Gas_Fryer_E7 | F2 | Commercial | Grocery | New | Food Preparation | Natural Gas | Fryer | E7 | RVT - Cost of Operation | 0 | 0 | 0 | 0 | 0 | 0 | 0 | 0 | 0 | 0 | 0 | 0 | 0 | 0 | 0 | 0 | 0 | 0 | 0 | 0 | 0 | 0 | 0 | 0 | 0 | 0 | 0 | 0 | 0 | 0 | 0 | 0 | 0
F2_Commercial_Grocery_New_Food Preparation_Natural Gas_Fryer_E8 | F2 | Commercial | Grocery | New | Food Preparation | Natural Gas | Fryer | E8 | RVT - Cost of Operation | 0 | 0 | 0 | 0 | 0 | 0 | 0 | 0 | 0 | 0 | 0 | 0 | 0 | 0 | 0 | 0 | 0 | 0 | 0 | 0 | 0 | 0 | 0 | 0 | 0 | 0 | 0 | 0 | 0 | 0 | 0 | 0 | 0
F2_Commercial_Grocery_New_Food Preparation_Natural Gas_Fryer_E9 | F2 | Commercial | Grocery | New | Food Preparation | Natural Gas | Fryer | E9 | RVT - Cost of Operation | 0 | 0 | 0 | 0 | 0 | 0 | 0 | 0 | 0 | 0 | 0 | 0 | 0 | 0 | 0 | 0 | 0 | 0 | 0 | 0 | 0 | 0 | 0 | 0 | 0 | 0 | 0 | 0 | 0 | 0 | 0 | 0 | 0
F2_Commercial_Grocery_New_Food Preparation_Natural Gas_Fryer_E10 | F2 | Commercial | Grocery | New | Food Preparation | Natural Gas | Fryer | E10 | RVT - Cost of Operation | 0 | 0 | 0 | 0 | 0 | 0 | 0 | 0 | 0 | 0 | 0 | 0 | 0 | 0 | 0 | 0 | 0 | 0 | 0 | 0 | 0 | 0 | 0 | 0 | 0 | 0 | 0 | 0 | 0 | 0 | 0 | 0 | 0
F3_Commercial_Grocery_New_Food Preparation_Natural Gas_Fryer_E1 | F3 | Commercial | Grocery | New | Food Preparation | Natural Gas | Fryer | E1 | System - kBTUs of Consumption | 0.053619 | 0.053619 | 0.053619 | 0 | 0 | 0 | 0 | 0 | 0 | 0 | 0 | 0 | 0 | 0 | 0 | 0 | 0 | 0 | 0 | 0 | 0 | 0 | 0 | 0 | 0 | 0 | 0 | 0 | 0 | 0 | 0 | 0 | 0
F3_Commercial_Grocery_New_Food Preparation_Natural Gas_Fryer_E2 | F3 | Commercial | Grocery | New | Food Preparation | Natural Gas | Fryer | E2 | System - kBTUs of Consumption | 0.067399 | 0.067399 | 0.067399 | 0.067399 | 0.067399 | 0.067399 | 0.067399 | 0.067399 | 0.067399 | 0.067399 | 0.067399 | 0.067399 | 0.067399 | 0.067399 | 0.067399 | 0.067399 | 0.067399 | 0.067399 | 0.067399 | 0.067399 | 0.067399 | 0.067399 | 0.067399 | 0.067399 | 0.067399 | 0.067399 | 0.067399 | 0.067399 | 0.067399 | 0.067399 | 0.067399 | 0.067399 | 0.067399
F3_Commercial_Grocery_New_Food Preparation_Natural Gas_Fryer_E3 | F3 | Commercial | Grocery | New | Food Preparation | Natural Gas | Fryer | E3 | System - kBTUs of Consumption | 0 | 0 | 0 | 0 | 0 | 0 | 0 | 0 | 0 | 0 | 0 | 0 | 0 | 0 | 0 | 0 | 0 | 0 | 0 | 0 | 0 | 0 | 0 | 0 | 0 | 0 | 0 | 0 | 0 | 0 | 0 | 0 | 0
F3_Commercial_Grocery_New_Food Preparation_Natural Gas_Fryer_E4 | F3 | Commercial | Grocery | New | Food Preparation | Natural Gas | Fryer | E4 | System - kBTUs of Consumption | 0 | 0 | 0 | 0 | 0 | 0 | 0 | 0 | 0 | 0 | 0 | 0 | 0 | 0 | 0 | 0 | 0 | 0 | 0 | 0 | 0 | 0 | 0 | 0 | 0 | 0 | 0 | 0 | 0 | 0 | 0 | 0 | 0
F3_Commercial_Grocery_New_Food Preparation_Natural Gas_Fryer_E5 | F3 | Commercial | Grocery | New | Food Preparation | Natural Gas | Fryer | E5 | System - kBTUs of Consumption | 0 | 0 | 0 | 0 | 0 | 0 | 0 | 0 | 0 | 0 | 0 | 0 | 0 | 0 | 0 | 0 | 0 | 0 | 0 | 0 | 0 | 0 | 0 | 0 | 0 | 0 | 0 | 0 | 0 | 0 | 0 | 0 | 0
F3_Commercial_Grocery_New_Food Preparation_Natural Gas_Fryer_E6 | F3 | Commercial | Grocery | New | Food Preparation | Natural Gas | Fryer | E6 | System - kBTUs of Consumption | 0 | 0 | 0 | 0 | 0 | 0 | 0 | 0 | 0 | 0 | 0 | 0 | 0 | 0 | 0 | 0 | 0 | 0 | 0 | 0 | 0 | 0 | 0 | 0 | 0 | 0 | 0 | 0 | 0 | 0 | 0 | 0 | 0
F3_Commercial_Grocery_New_Food Preparation_Natural Gas_Fryer_E7 | F3 | Commercial | Grocery | New | Food Preparation | Natural Gas | Fryer | E7 | System - kBTUs of Consumption | 0 | 0 | 0 | 0 | 0 | 0 | 0 | 0 | 0 | 0 | 0 | 0 | 0 | 0 | 0 | 0 | 0 | 0 | 0 | 0 | 0 | 0 | 0 | 0 | 0 | 0 | 0 | 0 | 0 | 0 | 0 | 0 | 0
F3_Commercial_Grocery_New_Food Preparation_Natural Gas_Fryer_E8 | F3 | Commercial | Grocery | New | Food Preparation | Natural Gas | Fryer | E8 | System - kBTUs of Consumption | 0 | 0 | 0 | 0 | 0 | 0 | 0 | 0 | 0 | 0 | 0 | 0 | 0 | 0 | 0 | 0 | 0 | 0 | 0 | 0 | 0 | 0 | 0 | 0 | 0 | 0 | 0 | 0 | 0 | 0 | 0 | 0 | 0
F3_Commercial_Grocery_New_Food Preparation_Natural Gas_Fryer_E9 | F3 | Commercial | Grocery | New | Food Preparation | Natural Gas | Fryer | E9 | System - kBTUs of Consumption | 0 | 0 | 0 | 0 | 0 | 0 | 0 | 0 | 0 | 0 | 0 | 0 | 0 | 0 | 0 | 0 | 0 | 0 | 0 | 0 | 0 | 0 | 0 | 0 | 0 | 0 | 0 | 0 | 0 | 0 | 0 | 0 | 0
F3_Commercial_Grocery_New_Food Preparation_Natural Gas_Fryer_E10 | F3 | Commercial | Grocery | New | Food Preparation | Natural Gas | Fryer | E10 | System - kBTUs of Consumption | 0 | 0 | 0 | 0 | 0 | 0 | 0 | 0 | 0 | 0 | 0 | 0 | 0 | 0 | 0 | 0 | 0 | 0 | 0 | 0 | 0 | 0 | 0 | 0 | 0 | 0 | 0 | 0 | 0 | 0 | 0 | 0 | 0
F4_Commercial_Grocery_New_Food Preparation_Natural Gas_Fryer_E1 | F4 | Commercial | Grocery | New | Food Preparation | Natural Gas | Fryer | E1 | Utility - Cost of Equipment | 0.13462 | 0.13504 | 0.13581 | 0 | 0 | 0 | 0 | 0 | 0 | 0 | 0 | 0 | 0 | 0 | 0 | 0 | 0 | 0 | 0 | 0 | 0 | 0 | 0 | 0 | 0 | 0 | 0 | 0 | 0 | 0 | 0 | 0 | 0
F4_Commercial_Grocery_New_Food Preparation_Natural Gas_Fryer_E2 | F4 | Commercial | Grocery | New | Food Preparation | Natural Gas | Fryer | E2 | Utility - Cost of Equipment | 0.082509 | 0.082765 | 0.083238 | 0.083887 | 0.084822 | 0.08611 | 0.087133 | 0.088144 | 0.089179 | 0.090236 | 0.091135 | 0.091813 | 0.092388 | 0.09291 | 0.093516 | 0.094064 | 0.094747 | 0.09561 | 0.096642 | 0.097832 | 0.099161 | 0.10047 | 0.10171 | 0.10282 | 0.10381 | 0.10471 | 0.10535 | 0.10588 | 0.10637 | 0.1068 | 0.10721 | 0.1074 | 0.1074
F4_Commercial_Grocery_New_Food Preparation_Natural Gas_Fryer_E3 | F4 | Commercial | Grocery | New | Food Preparation | Natural Gas | Fryer | E3 | Utility - Cost of Equipment | 0 | 0 | 0 | 0 | 0 | 0 | 0 | 0 | 0 | 0 | 0 | 0 | 0 | 0 | 0 | 0 | 0 | 0 | 0 | 0 | 0 | 0 | 0 | 0 | 0 | 0 | 0 | 0 | 0 | 0 | 0 | 0 | 0
F4_Commercial_Grocery_New_Food Preparation_Natural Gas_Fryer_E4 | F4 | Commercial | Grocery | New | Food Preparation | Natural Gas | Fryer | E4 | Utility - Cost of Equipment | 0 | 0 | 0 | 0 | 0 | 0 | 0 | 0 | 0 | 0 | 0 | 0 | 0 | 0 | 0 | 0 | 0 | 0 | 0 | 0 | 0 | 0 | 0 | 0 | 0 | 0 | 0 | 0 | 0 | 0 | 0 | 0 | 0
F4_Commercial_Grocery_New_Food Preparation_Natural Gas_Fryer_E5 | F4 | Commercial | Grocery | New | Food Preparation | Natural Gas | Fryer | E5 | Utility - Cost of Equipment | 0 | 0 | 0 | 0 | 0 | 0 | 0 | 0 | 0 | 0 | 0 | 0 | 0 | 0 | 0 | 0 | 0 | 0 | 0 | 0 | 0 | 0 | 0 | 0 | 0 | 0 | 0 | 0 | 0 | 0 | 0 | 0 | 0
F4_Commercial_Grocery_New_Food Preparation_Natural Gas_Fryer_E6 | F4 | Commercial | Grocery | New | Food Preparation | Natural Gas | Fryer | E6 | Utility - Cost of Equipment | 0 | 0 | 0 | 0 | 0 | 0 | 0 | 0 | 0 | 0 | 0 | 0 | 0 | 0 | 0 | 0 | 0 | 0 | 0 | 0 | 0 | 0 | 0 | 0 | 0 | 0 | 0 | 0 | 0 | 0 | 0 | 0 | 0
F4_Commercial_Grocery_New_Food Preparation_Natural Gas_Fryer_E7 | F4 | Commercial | Grocery | New | Food Preparation | Natural Gas | Fryer | E7 | Utility - Cost of Equipment | 0 | 0 | 0 | 0 | 0 | 0 | 0 | 0 | 0 | 0 | 0 | 0 | 0 | 0 | 0 | 0 | 0 | 0 | 0 | 0 | 0 | 0 | 0 | 0 | 0 | 0 | 0 | 0 | 0 | 0 | 0 | 0 | 0
F4_Commercial_Grocery_New_Food Preparation_Natural Gas_Fryer_E8 | F4 | Commercial | Grocery | New | Food Preparation | Natural Gas | Fryer | E8 | Utility - Cost of Equipment | 0 | 0 | 0 | 0 | 0 | 0 | 0 | 0 | 0 | 0 | 0 | 0 | 0 | 0 | 0 | 0 | 0 | 0 | 0 | 0 | 0 | 0 | 0 | 0 | 0 | 0 | 0 | 0 | 0 | 0 | 0 | 0 | 0
F4_Commercial_Grocery_New_Food Preparation_Natural Gas_Fryer_E9 | F4 | Commercial | Grocery | New | Food Preparation | Natural Gas | Fryer | E9 | Utility - Cost of Equipment | 0 | 0 | 0 | 0 | 0 | 0 | 0 | 0 | 0 | 0 | 0 | 0 | 0 | 0 | 0 | 0 | 0 | 0 | 0 | 0 | 0 | 0 | 0 | 0 | 0 | 0 | 0 | 0 | 0 | 0 | 0 | 0 | 0
F4_Commercial_Grocery_New_Food Preparation_Natural Gas_Fryer_E10 | F4 | Commercial | Grocery | New | Food Preparation | Natural Gas | Fryer | E10 | Utility - Cost of Equipment | 0 | 0 | 0 | 0 | 0 | 0 | 0 | 0 | 0 | 0 | 0 | 0 | 0 | 0 | 0 | 0 | 0 | 0 | 0 | 0 | 0 | 0 | 0 | 0 | 0 | 0 | 0 | 0 | 0 | 0 | 0 | 0 | 0
F5_Commercial_Grocery_New_Food Preparation_Natural Gas_Fryer_E1 | F5 | Commercial | Grocery | New | Food Preparation | Natural Gas | Fryer | E1 | Utility - Cost of Operation | 0.053619 | 0.053619 | 0.053619 | 0 | 0 | 0 | 0 | 0 | 0 | 0 | 0 | 0 | 0 | 0 | 0 | 0 | 0 | 0 | 0 | 0 | 0 | 0 | 0 | 0 | 0 | 0 | 0 | 0 | 0 | 0 | 0 | 0 | 0
F5_Commercial_Grocery_New_Food Preparation_Natural Gas_Fryer_E2 | F5 | Commercial | Grocery | New | Food Preparation | Natural Gas | Fryer | E2 | Utility - Cost of Operation | 0.067399 | 0.067399 | 0.067399 | 0.067399 | 0.067399 | 0.067399 | 0.067399 | 0.067399 | 0.067399 | 0.067399 | 0.067399 | 0.067399 | 0.067399 | 0.067399 | 0.067399 | 0.067399 | 0.067399 | 0.067399 | 0.067399 | 0.067399 | 0.067399 | 0.067399 | 0.067399 | 0.067399 | 0.067399 | 0.067399 | 0.067399 | 0.067399 | 0.067399 | 0.067399 | 0.067399 | 0.067399 | 0.067399
F5_Commercial_Grocery_New_Food Preparation_Natural Gas_Fryer_E3 | F5 | Commercial | Grocery | New | Food Preparation | Natural Gas | Fryer | E3 | Utility - Cost of Operation | 0 | 0 | 0 | 0 | 0 | 0 | 0 | 0 | 0 | 0 | 0 | 0 | 0 | 0 | 0 | 0 | 0 | 0 | 0 | 0 | 0 | 0 | 0 | 0 | 0 | 0 | 0 | 0 | 0 | 0 | 0 | 0 | 0
F5_Commercial_Grocery_New_Food Preparation_Natural Gas_Fryer_E4 | F5 | Commercial | Grocery | New | Food Preparation | Natural Gas | Fryer | E4 | Utility - Cost of Operation | 0 | 0 | 0 | 0 | 0 | 0 | 0 | 0 | 0 | 0 | 0 | 0 | 0 | 0 | 0 | 0 | 0 | 0 | 0 | 0 | 0 | 0 | 0 | 0 | 0 | 0 | 0 | 0 | 0 | 0 | 0 | 0 | 0
F5_Commercial_Grocery_New_Food Preparation_Natural Gas_Fryer_E5 | F5 | Commercial | Grocery | New | Food Preparation | Natural Gas | Fryer | E5 | Utility - Cost of Operation | 0 | 0 | 0 | 0 | 0 | 0 | 0 | 0 | 0 | 0 | 0 | 0 | 0 | 0 | 0 | 0 | 0 | 0 | 0 | 0 | 0 | 0 | 0 | 0 | 0 | 0 | 0 | 0 | 0 | 0 | 0 | 0 | 0
F5_Commercial_Grocery_New_Food Preparation_Natural Gas_Fryer_E6 | F5 | Commercial | Grocery | New | Food Preparation | Natural Gas | Fryer | E6 | Utility - Cost of Operation | 0 | 0 | 0 | 0 | 0 | 0 | 0 | 0 | 0 | 0 | 0 | 0 | 0 | 0 | 0 | 0 | 0 | 0 | 0 | 0 | 0 | 0 | 0 | 0 | 0 | 0 | 0 | 0 | 0 | 0 | 0 | 0 | 0
F5_Commercial_Grocery_New_Food Preparation_Natural Gas_Fryer_E7 | F5 | Commercial | Grocery | New | Food Preparation | Natural Gas | Fryer | E7 | Utility - Cost of Operation | 0 | 0 | 0 | 0 | 0 | 0 | 0 | 0 | 0 | 0 | 0 | 0 | 0 | 0 | 0 | 0 | 0 | 0 | 0 | 0 | 0 | 0 | 0 | 0 | 0 | 0 | 0 | 0 | 0 | 0 | 0 | 0 | 0
F5_Commercial_Grocery_New_Food Preparation_Natural Gas_Fryer_E8 | F5 | Commercial | Grocery | New | Food Preparation | Natural Gas | Fryer | E8 | Utility - Cost of Operation | 0 | 0 | 0 | 0 | 0 | 0 | 0 | 0 | 0 | 0 | 0 | 0 | 0 | 0 | 0 | 0 | 0 | 0 | 0 | 0 | 0 | 0 | 0 | 0 | 0 | 0 | 0 | 0 | 0 | 0 | 0 | 0 | 0
F5_Commercial_Grocery_New_Food Preparation_Natural Gas_Fryer_E9 | F5 | Commercial | Grocery | New | Food Preparation | Natural Gas | Fryer | E9 | Utility - Cost of Operation | 0 | 0 | 0 | 0 | 0 | 0 | 0 | 0 | 0 | 0 | 0 | 0 | 0 | 0 | 0 | 0 | 0 | 0 | 0 | 0 | 0 | 0 | 0 | 0 | 0 | 0 | 0 | 0 | 0 | 0 | 0 | 0 | 0
F5_Commercial_Grocery_New_Food Preparation_Natural Gas_Fryer_E10 | F5 | Commercial | Grocery | New | Food Preparation | Natural Gas | Fryer | E10 | Utility - Cost of Operation | 0 | 0 | 0 | 0 | 0 | 0 | 0 | 0 | 0 | 0 | 0 | 0 | 0 | 0 | 0 | 0 | 0 | 0 | 0 | 0 | 0 | 0 | 0 | 0 | 0 | 0 | 0 | 0 | 0 | 0 | 0 | 0 | 0
F6_Commercial_Grocery_New_Food Preparation_Natural Gas_Fryer_E1 | F6 | Commercial | Grocery | New | Food Preparation | Natural Gas | Fryer | E1 | Utility - Value of Sales | 0.081891 | 0.081891 | 0.081891 | 0 | 0 | 0 | 0 | 0 | 0 | 0 | 0 | 0 | 0 | 0 | 0 | 0 | 0 | 0 | 0 | 0 | 0 | 0 | 0 | 0 | 0 | 0 | 0 | 0 | 0 | 0 | 0 | 0 | 0
F6_Commercial_Grocery_New_Food Preparation_Natural Gas_Fryer_E2 | F6 | Commercial | Grocery | New | Food Preparation | Natural Gas | Fryer | E2 | Utility - Value of Sales | 0.050191 | 0.050191 | 0.050191 | 0.050191 | 0.050191 | 0.050191 | 0.050191 | 0.050191 | 0.050191 | 0.050191 | 0.050191 | 0.050191 | 0.050191 | 0.050191 | 0.050191 | 0.050191 | 0.050191 | 0.050191 | 0.050191 | 0.050191 | 0.050191 | 0.050191 | 0.050191 | 0.050191 | 0.050191 | 0.050191 | 0.050191 | 0.050191 | 0.050191 | 0.050191 | 0.050191 | 0.050191 | 0.050191
F6_Commercial_Grocery_New_Food Preparation_Natural Gas_Fryer_E3 | F6 | Commercial | Grocery | New | Food Preparation | Natural Gas | Fryer | E3 | Utility - Value of Sales | 0 | 0 | 0 | 0 | 0 | 0 | 0 | 0 | 0 | 0 | 0 | 0 | 0 | 0 | 0 | 0 | 0 | 0 | 0 | 0 | 0 | 0 | 0 | 0 | 0 | 0 | 0 | 0 | 0 | 0 | 0 | 0 | 0
F6_Commercial_Grocery_New_Food Preparation_Natural Gas_Fryer_E4 | F6 | Commercial | Grocery | New | Food Preparation | Natural Gas | Fryer | E4 | Utility - Value of Sales | 0 | 0 | 0 | 0 | 0 | 0 | 0 | 0 | 0 | 0 | 0 | 0 | 0 | 0 | 0 | 0 | 0 | 0 | 0 | 0 | 0 | 0 | 0 | 0 | 0 | 0 | 0 | 0 | 0 | 0 | 0 | 0 | 0
F6_Commercial_Grocery_New_Food Preparation_Natural Gas_Fryer_E5 | F6 | Commercial | Grocery | New | Food Preparation | Natural Gas | Fryer | E5 | Utility - Value of Sales | 0 | 0 | 0 | 0 | 0 | 0 | 0 | 0 | 0 | 0 | 0 | 0 | 0 | 0 | 0 | 0 | 0 | 0 | 0 | 0 | 0 | 0 | 0 | 0 | 0 | 0 | 0 | 0 | 0 | 0 | 0 | 0 | 0
F6_Commercial_Grocery_New_Food Preparation_Natural Gas_Fryer_E6 | F6 | Commercial | Grocery | New | Food Preparation | Natural Gas | Fryer | E6 | Utility - Value of Sales | 0 | 0 | 0 | 0 | 0 | 0 | 0 | 0 | 0 | 0 | 0 | 0 | 0 | 0 | 0 | 0 | 0 | 0 | 0 | 0 | 0 | 0 | 0 | 0 | 0 | 0 | 0 | 0 | 0 | 0 | 0 | 0 | 0
F6_Commercial_Grocery_New_Food Preparation_Natural Gas_Fryer_E7 | F6 | Commercial | Grocery | New | Food Preparation | Natural Gas | Fryer | E7 | Utility - Value of Sales | 0 | 0 | 0 | 0 | 0 | 0 | 0 | 0 | 0 | 0 | 0 | 0 | 0 | 0 | 0 | 0 | 0 | 0 | 0 | 0 | 0 | 0 | 0 | 0 | 0 | 0 | 0 | 0 | 0 | 0 | 0 | 0 | 0
F6_Commercial_Grocery_New_Food Preparation_Natural Gas_Fryer_E8 | F6 | Commercial | Grocery | New | Food Preparation | Natural Gas | Fryer | E8 | Utility - Value of Sales | 0 | 0 | 0 | 0 | 0 | 0 | 0 | 0 | 0 | 0 | 0 | 0 | 0 | 0 | 0 | 0 | 0 | 0 | 0 | 0 | 0 | 0 | 0 | 0 | 0 | 0 | 0 | 0 | 0 | 0 | 0 | 0 | 0
F6_Commercial_Grocery_New_Food Preparation_Natural Gas_Fryer_E9 | F6 | Commercial | Grocery | New | Food Preparation | Natural Gas | Fryer | E9 | Utility - Value of Sales | 0 | 0 | 0 | 0 | 0 | 0 | 0 | 0 | 0 | 0 | 0 | 0 | 0 | 0 | 0 | 0 | 0 | 0 | 0 | 0 | 0 | 0 | 0 | 0 | 0 | 0 | 0 | 0 | 0 | 0 | 0 | 0 | 0
F6_Commercial_Grocery_New_Food Preparation_Natural Gas_Fryer_E10 | F6 | Commercial | Grocery | New | Food Preparation | Natural Gas | Fryer | E10 | Utility - Value of Sales | 0 | 0 | 0 | 0 | 0 | 0 | 0 | 0 | 0 | 0 | 0 | 0 | 0 | 0 | 0 | 0 | 0 | 0 | 0 | 0 | 0 | 0 | 0 | 0 | 0 | 0 | 0 | 0 | 0 | 0 | 0 | 0 | 0
F1_Commercial_Grocery_New_Food Preparation_Natural Gas_Broiler_E1 | F1 | Commercial | Grocery | New | Food Preparation | Natural Gas | Broiler | E1 | RVT - Cost of Equipment | 0.12585 | 0.12681 | 0.12788 | 0.12906 | 0.1304 | 0.13196 | 0.13322 | 0.13443 | 0.13566 | 0.13694 | 0.13816 | 0.13928 | 0.14043 | 0.14163 | 0.14296 | 0.14426 | 0.14564 | 0.14709 | 0.14861 | 0.15016 | 0.15172 | 0.15318 | 0.15449 | 0.15566 | 0.15666 | 0.15753 | 0.15813 | 0.15858 | 0.15896 | 0.1593 | 0.15962 | 0.15977 | 0.15977
F1_Commercial_Grocery_New_Food Preparation_Natural Gas_Broiler_E2 | F1 | Commercial | Grocery | New | Food Preparation | Natural Gas | Broiler | E2 | RVT - Cost of Equipment | 0.080903 | 0.081519 | 0.082209 | 0.082966 | 0.08383 | 0.08483 | 0.085641 | 0.086419 | 0.087209 | 0.088031 | 0.088816 | 0.089537 | 0.090274 | 0.091047 | 0.091902 | 0.092737 | 0.093623 | 0.094558 | 0.095534 | 0.09653 | 0.097531 | 0.09847 | 0.099317 | 0.10007 | 0.10071 | 0.10127 | 0.10166 | 0.10194 | 0.10219 | 0.1024 | 0.10261 | 0.10271 | 0.10271
F1_Commercial_Grocery_New_Food Preparation_Natural Gas_Broiler_E3 | F1 | Commercial | Grocery | New | Food Preparation | Natural Gas | Broiler | E3 | RVT - Cost of Equipment | 0 | 0 | 0 | 0 | 0 | 0 | 0 | 0 | 0 | 0 | 0 | 0 | 0 | 0 | 0 | 0 | 0 | 0 | 0 | 0 | 0 | 0 | 0 | 0 | 0 | 0 | 0 | 0 | 0 | 0 | 0 | 0 | 0
F1_Commercial_Grocery_New_Food Preparation_Natural Gas_Broiler_E4 | F1 | Commercial | Grocery | New | Food Preparation | Natural Gas | Broiler | E4 | RVT - Cost of Equipment | 0 | 0 | 0 | 0 | 0 | 0 | 0 | 0 | 0 | 0 | 0 | 0 | 0 | 0 | 0 | 0 | 0 | 0 | 0 | 0 | 0 | 0 | 0 | 0 | 0 | 0 | 0 | 0 | 0 | 0 | 0 | 0 | 0
F1_Commercial_Grocery_New_Food Preparation_Natural Gas_Broiler_E5 | F1 | Commercial | Grocery | New | Food Preparation | Natural Gas | Broiler | E5 | RVT - Cost of Equipment | 0 | 0 | 0 | 0 | 0 | 0 | 0 | 0 | 0 | 0 | 0 | 0 | 0 | 0 | 0 | 0 | 0 | 0 | 0 | 0 | 0 | 0 | 0 | 0 | 0 | 0 | 0 | 0 | 0 | 0 | 0 | 0 | 0
F1_Commercial_Grocery_New_Food Preparation_Natural Gas_Broiler_E6 | F1 | Commercial | Grocery | New | Food Preparation | Natural Gas | Broiler | E6 | RVT - Cost of Equipment | 0 | 0 | 0 | 0 | 0 | 0 | 0 | 0 | 0 | 0 | 0 | 0 | 0 | 0 | 0 | 0 | 0 | 0 | 0 | 0 | 0 | 0 | 0 | 0 | 0 | 0 | 0 | 0 | 0 | 0 | 0 | 0 | 0
F1_Commercial_Grocery_New_Food Preparation_Natural Gas_Broiler_E7 | F1 | Commercial | Grocery | New | Food Preparation | Natural Gas | Broiler | E7 | RVT - Cost of Equipment | 0 | 0 | 0 | 0 | 0 | 0 | 0 | 0 | 0 | 0 | 0 | 0 | 0 | 0 | 0 | 0 | 0 | 0 | 0 | 0 | 0 | 0 | 0 | 0 | 0 | 0 | 0 | 0 | 0 | 0 | 0 | 0 | 0
F1_Commercial_Grocery_New_Food Preparation_Natural Gas_Broiler_E8 | F1 | Commercial | Grocery | New | Food Preparation | Natural Gas | Broiler | E8 | RVT - Cost of Equipment | 0 | 0 | 0 | 0 | 0 | 0 | 0 | 0 | 0 | 0 | 0 | 0 | 0 | 0 | 0 | 0 | 0 | 0 | 0 | 0 | 0 | 0 | 0 | 0 | 0 | 0 | 0 | 0 | 0 | 0 | 0 | 0 | 0
F1_Commercial_Grocery_New_Food Preparation_Natural Gas_Broiler_E9 | F1 | Commercial | Grocery | New | Food Preparation | Natural Gas | Broiler | E9 | RVT - Cost of Equipment | 0 | 0 | 0 | 0 | 0 | 0 | 0 | 0 | 0 | 0 | 0 | 0 | 0 | 0 | 0 | 0 | 0 | 0 | 0 | 0 | 0 | 0 | 0 | 0 | 0 | 0 | 0 | 0 | 0 | 0 | 0 | 0 | 0
F1_Commercial_Grocery_New_Food Preparation_Natural Gas_Broiler_E10 | F1 | Commercial | Grocery | New | Food Preparation | Natural Gas | Broiler | E10 | RVT - Cost of Equipment | 0 | 0 | 0 | 0 | 0 | 0 | 0 | 0 | 0 | 0 | 0 | 0 | 0 | 0 | 0 | 0 | 0 | 0 | 0 | 0 | 0 | 0 | 0 | 0 | 0 | 0 | 0 | 0 | 0 | 0 | 0 | 0 | 0
F2_Commercial_Grocery_New_Food Preparation_Natural Gas_Broiler_E1 | F2 | Commercial | Grocery | New | Food Preparation | Natural Gas | Broiler | E1 | RVT - Cost of Operation | 0.15078 | 0.15192 | 0.15321 | 0.15462 | 0.15623 | 0.15809 | 0.1596 | 0.16106 | 0.16253 | 0.16406 | 0.16552 | 0.16687 | 0.16824 | 0.16968 | 0.17127 | 0.17283 | 0.17448 | 0.17622 | 0.17804 | 0.1799 | 0.18176 | 0.18351 | 0.18509 | 0.18649 | 0.18769 | 0.18873 | 0.18945 | 0.18999 | 0.19045 | 0.19085 | 0.19124 | 0.19141 | 0.19141
F2_Commercial_Grocery_New_Food Preparation_Natural Gas_Broiler_E2 | F2 | Commercial | Grocery | New | Food Preparation | Natural Gas | Broiler | E2 | RVT - Cost of Operation | 0.096927 | 0.097665 | 0.098491 | 0.099399 | 0.10043 | 0.10163 | 0.1026 | 0.10354 | 0.10448 | 0.10547 | 0.10641 | 0.10727 | 0.10815 | 0.10908 | 0.1101 | 0.11111 | 0.11217 | 0.11329 | 0.11446 | 0.11565 | 0.11685 | 0.11797 | 0.11899 | 0.11988 | 0.12066 | 0.12133 | 0.12179 | 0.12213 | 0.12243 | 0.12269 | 0.12294 | 0.12305 | 0.12305
F2_Commercial_Grocery_New_Food Preparation_Natural Gas_Broiler_E3 | F2 | Commercial | Grocery | New | Food Preparation | Natural Gas | Broiler | E3 | RVT - Cost of Operation | 0 | 0 | 0 | 0 | 0 | 0 | 0 | 0 | 0 | 0 | 0 | 0 | 0 | 0 | 0 | 0 | 0 | 0 | 0 | 0 | 0 | 0 | 0 | 0 | 0 | 0 | 0 | 0 | 0 | 0 | 0 | 0 | 0
F2_Commercial_Grocery_New_Food Preparation_Natural Gas_Broiler_E4 | F2 | Commercial | Grocery | New | Food Preparation | Natural Gas | Broiler | E4 | RVT - Cost of Operation | 0 | 0 | 0 | 0 | 0 | 0 | 0 | 0 | 0 | 0 | 0 | 0 | 0 | 0 | 0 | 0 | 0 | 0 | 0 | 0 | 0 | 0 | 0 | 0 | 0 | 0 | 0 | 0 | 0 | 0 | 0 | 0 | 0
F2_Commercial_Grocery_New_Food Preparation_Natural Gas_Broiler_E5 | F2 | Commercial | Grocery | New | Food Preparation | Natural Gas | Broiler | E5 | RVT - Cost of Operation | 0 | 0 | 0 | 0 | 0 | 0 | 0 | 0 | 0 | 0 | 0 | 0 | 0 | 0 | 0 | 0 | 0 | 0 | 0 | 0 | 0 | 0 | 0 | 0 | 0 | 0 | 0 | 0 | 0 | 0 | 0 | 0 | 0
F2_Commercial_Grocery_New_Food Preparation_Natural Gas_Broiler_E6 | F2 | Commercial | Grocery | New | Food Preparation | Natural Gas | Broiler | E6 | RVT - Cost of Operation | 0 | 0 | 0 | 0 | 0 | 0 | 0 | 0 | 0 | 0 | 0 | 0 | 0 | 0 | 0 | 0 | 0 | 0 | 0 | 0 | 0 | 0 | 0 | 0 | 0 | 0 | 0 | 0 | 0 | 0 | 0 | 0 | 0
F2_Commercial_Grocery_New_Food Preparation_Natural Gas_Broiler_E7 | F2 | Commercial | Grocery | New | Food Preparation | Natural Gas | Broiler | E7 | RVT - Cost of Operation | 0 | 0 | 0 | 0 | 0 | 0 | 0 | 0 | 0 | 0 | 0 | 0 | 0 | 0 | 0 | 0 | 0 | 0 | 0 | 0 | 0 | 0 | 0 | 0 | 0 | 0 | 0 | 0 | 0 | 0 | 0 | 0 | 0
F2_Commercial_Grocery_New_Food Preparation_Natural Gas_Broiler_E8 | F2 | Commercial | Grocery | New | Food Preparation | Natural Gas | Broiler | E8 | RVT - Cost of Operation | 0 | 0 | 0 | 0 | 0 | 0 | 0 | 0 | 0 | 0 | 0 | 0 | 0 | 0 | 0 | 0 | 0 | 0 | 0 | 0 | 0 | 0 | 0 | 0 | 0 | 0 | 0 | 0 | 0 | 0 | 0 | 0 | 0
F2_Commercial_Grocery_New_Food Preparation_Natural Gas_Broiler_E9 | F2 | Commercial | Grocery | New | Food Preparation | Natural Gas | Broiler | E9 | RVT - Cost of Operation | 0 | 0 | 0 | 0 | 0 | 0 | 0 | 0 | 0 | 0 | 0 | 0 | 0 | 0 | 0 | 0 | 0 | 0 | 0 | 0 | 0 | 0 | 0 | 0 | 0 | 0 | 0 | 0 | 0 | 0 | 0 | 0 | 0
F2_Commercial_Grocery_New_Food Preparation_Natural Gas_Broiler_E10 | F2 | Commercial | Grocery | New | Food Preparation | Natural Gas | Broiler | E10 | RVT - Cost of Operation | 0 | 0 | 0 | 0 | 0 | 0 | 0 | 0 | 0 | 0 | 0 | 0 | 0 | 0 | 0 | 0 | 0 | 0 | 0 | 0 | 0 | 0 | 0 | 0 | 0 | 0 | 0 | 0 | 0 | 0 | 0 | 0 | 0
F3_Commercial_Grocery_New_Food Preparation_Natural Gas_Broiler_E1 | F3 | Commercial | Grocery | New | Food Preparation | Natural Gas | Broiler | E1 | System - kBTUs of Consumption | 0.041828 | 0.041828 | 0.041828 | 0.041828 | 0.041828 | 0.041828 | 0.041828 | 0.041828 | 0.041828 | 0.041828 | 0.041828 | 0.041828 | 0.041828 | 0.041828 | 0.041828 | 0.041828 | 0.041828 | 0.041828 | 0.041828 | 0.041828 | 0.041828 | 0.041828 | 0.041828 | 0.041828 | 0.041828 | 0.041828 | 0.041828 | 0.041828 | 0.041828 | 0.041828 | 0.041828 | 0.041828 | 0.041828
F3_Commercial_Grocery_New_Food Preparation_Natural Gas_Broiler_E2 | F3 | Commercial | Grocery | New | Food Preparation | Natural Gas | Broiler | E2 | System - kBTUs of Consumption | 0.058559 | 0.058559 | 0.058559 | 0.058559 | 0.058559 | 0.058559 | 0.058559 | 0.058559 | 0.058559 | 0.058559 | 0.058559 | 0.058559 | 0.058559 | 0.058559 | 0.058559 | 0.058559 | 0.058559 | 0.058559 | 0.058559 | 0.058559 | 0.058559 | 0.058559 | 0.058559 | 0.058559 | 0.058559 | 0.058559 | 0.058559 | 0.058559 | 0.058559 | 0.058559 | 0.058559 | 0.058559 | 0.058559
F3_Commercial_Grocery_New_Food Preparation_Natural Gas_Broiler_E3 | F3 | Commercial | Grocery | New | Food Preparation | Natural Gas | Broiler | E3 | System - kBTUs of Consumption | 0 | 0 | 0 | 0 | 0 | 0 | 0 | 0 | 0 | 0 | 0 | 0 | 0 | 0 | 0 | 0 | 0 | 0 | 0 | 0 | 0 | 0 | 0 | 0 | 0 | 0 | 0 | 0 | 0 | 0 | 0 | 0 | 0
F3_Commercial_Grocery_New_Food Preparation_Natural Gas_Broiler_E4 | F3 | Commercial | Grocery | New | Food Preparation | Natural Gas | Broiler | E4 | System - kBTUs of Consumption | 0 | 0 | 0 | 0 | 0 | 0 | 0 | 0 | 0 | 0 | 0 | 0 | 0 | 0 | 0 | 0 | 0 | 0 | 0 | 0 | 0 | 0 | 0 | 0 | 0 | 0 | 0 | 0 | 0 | 0 | 0 | 0 | 0
F3_Commercial_Grocery_New_Food Preparation_Natural Gas_Broiler_E5 | F3 | Commercial | Grocery | New | Food Preparation | Natural Gas | Broiler | E5 | System - kBTUs of Consumption | 0 | 0 | 0 | 0 | 0 | 0 | 0 | 0 | 0 | 0 | 0 | 0 | 0 | 0 | 0 | 0 | 0 | 0 | 0 | 0 | 0 | 0 | 0 | 0 | 0 | 0 | 0 | 0 | 0 | 0 | 0 | 0 | 0
F3_Commercial_Grocery_New_Food Preparation_Natural Gas_Broiler_E6 | F3 | Commercial | Grocery | New | Food Preparation | Natural Gas | Broiler | E6 | System - kBTUs of Consumption | 0 | 0 | 0 | 0 | 0 | 0 | 0 | 0 | 0 | 0 | 0 | 0 | 0 | 0 | 0 | 0 | 0 | 0 | 0 | 0 | 0 | 0 | 0 | 0 | 0 | 0 | 0 | 0 | 0 | 0 | 0 | 0 | 0
F3_Commercial_Grocery_New_Food Preparation_Natural Gas_Broiler_E7 | F3 | Commercial | Grocery | New | Food Preparation | Natural Gas | Broiler | E7 | System - kBTUs of Consumption | 0 | 0 | 0 | 0 | 0 | 0 | 0 | 0 | 0 | 0 | 0 | 0 | 0 | 0 | 0 | 0 | 0 | 0 | 0 | 0 | 0 | 0 | 0 | 0 | 0 | 0 | 0 | 0 | 0 | 0 | 0 | 0 | 0
F3_Commercial_Grocery_New_Food Preparation_Natural Gas_Broiler_E8 | F3 | Commercial | Grocery | New | Food Preparation | Natural Gas | Broiler | E8 | System - kBTUs of Consumption | 0 | 0 | 0 | 0 | 0 | 0 | 0 | 0 | 0 | 0 | 0 | 0 | 0 | 0 | 0 | 0 | 0 | 0 | 0 | 0 | 0 | 0 | 0 | 0 | 0 | 0 | 0 | 0 | 0 | 0 | 0 | 0 | 0
F3_Commercial_Grocery_New_Food Preparation_Natural Gas_Broiler_E9 | F3 | Commercial | Grocery | New | Food Preparation | Natural Gas | Broiler | E9 | System - kBTUs of Consumption | 0 | 0 | 0 | 0 | 0 | 0 | 0 | 0 | 0 | 0 | 0 | 0 | 0 | 0 | 0 | 0 | 0 | 0 | 0 | 0 | 0 | 0 | 0 | 0 | 0 | 0 | 0 | 0 | 0 | 0 | 0 | 0 | 0
F3_Commercial_Grocery_New_Food Preparation_Natural Gas_Broiler_E10 | F3 | Commercial | Grocery | New | Food Preparation | Natural Gas | Broiler | E10 | System - kBTUs of Consumption | 0 | 0 | 0 | 0 | 0 | 0 | 0 | 0 | 0 | 0 | 0 | 0 | 0 | 0 | 0 | 0 | 0 | 0 | 0 | 0 | 0 | 0 | 0 | 0 | 0 | 0 | 0 | 0 | 0 | 0 | 0 | 0 | 0
F4_Commercial_Grocery_New_Food Preparation_Natural Gas_Broiler_E1 | F4 | Commercial | Grocery | New | Food Preparation | Natural Gas | Broiler | E1 | Utility - Cost of Equipment | 0.15078 | 0.15192 | 0.15321 | 0.15462 | 0.15623 | 0.15809 | 0.1596 | 0.16106 | 0.16253 | 0.16406 | 0.16552 | 0.16687 | 0.16824 | 0.16968 | 0.17127 | 0.17283 | 0.17448 | 0.17622 | 0.17804 | 0.1799 | 0.18176 | 0.18351 | 0.18509 | 0.18649 | 0.18769 | 0.18873 | 0.18945 | 0.18999 | 0.19045 | 0.19085 | 0.19124 | 0.19141 | 0.19141
F4_Commercial_Grocery_New_Food Preparation_Natural Gas_Broiler_E2 | F4 | Commercial | Grocery | New | Food Preparation | Natural Gas | Broiler | E2 | Utility - Cost of Equipment | 0.096927 | 0.097665 | 0.098491 | 0.099399 | 0.10043 | 0.10163 | 0.1026 | 0.10354 | 0.10448 | 0.10547 | 0.10641 | 0.10727 | 0.10815 | 0.10908 | 0.1101 | 0.11111 | 0.11217 | 0.11329 | 0.11446 | 0.11565 | 0.11685 | 0.11797 | 0.11899 | 0.11988 | 0.12066 | 0.12133 | 0.12179 | 0.12213 | 0.12243 | 0.12269 | 0.12294 | 0.12305 | 0.12305
F4_Commercial_Grocery_New_Food Preparation_Natural Gas_Broiler_E3 | F4 | Commercial | Grocery | New | Food Preparation | Natural Gas | Broiler | E3 | Utility - Cost of Equipment | 0 | 0 | 0 | 0 | 0 | 0 | 0 | 0 | 0 | 0 | 0 | 0 | 0 | 0 | 0 | 0 | 0 | 0 | 0 | 0 | 0 | 0 | 0 | 0 | 0 | 0 | 0 | 0 | 0 | 0 | 0 | 0 | 0
F4_Commercial_Grocery_New_Food Preparation_Natural Gas_Broiler_E4 | F4 | Commercial | Grocery | New | Food Preparation | Natural Gas | Broiler | E4 | Utility - Cost of Equipment | 0 | 0 | 0 | 0 | 0 | 0 | 0 | 0 | 0 | 0 | 0 | 0 | 0 | 0 | 0 | 0 | 0 | 0 | 0 | 0 | 0 | 0 | 0 | 0 | 0 | 0 | 0 | 0 | 0 | 0 | 0 | 0 | 0
F4_Commercial_Grocery_New_Food Preparation_Natural Gas_Broiler_E5 | F4 | Commercial | Grocery | New | Food Preparation | Natural Gas | Broiler | E5 | Utility - Cost of Equipment | 0 | 0 | 0 | 0 | 0 | 0 | 0 | 0 | 0 | 0 | 0 | 0 | 0 | 0 | 0 | 0 | 0 | 0 | 0 | 0 | 0 | 0 | 0 | 0 | 0 | 0 | 0 | 0 | 0 | 0 | 0 | 0 | 0
F4_Commercial_Grocery_New_Food Preparation_Natural Gas_Broiler_E6 | F4 | Commercial | Grocery | New | Food Preparation | Natural Gas | Broiler | E6 | Utility - Cost of Equipment | 0 | 0 | 0 | 0 | 0 | 0 | 0 | 0 | 0 | 0 | 0 | 0 | 0 | 0 | 0 | 0 | 0 | 0 | 0 | 0 | 0 | 0 | 0 | 0 | 0 | 0 | 0 | 0 | 0 | 0 | 0 | 0 | 0
F4_Commercial_Grocery_New_Food Preparation_Natural Gas_Broiler_E7 | F4 | Commercial | Grocery | New | Food Preparation | Natural Gas | Broiler | E7 | Utility - Cost of Equipment | 0 | 0 | 0 | 0 | 0 | 0 | 0 | 0 | 0 | 0 | 0 | 0 | 0 | 0 | 0 | 0 | 0 | 0 | 0 | 0 | 0 | 0 | 0 | 0 | 0 | 0 | 0 | 0 | 0 | 0 | 0 | 0 | 0
F4_Commercial_Grocery_New_Food Preparation_Natural Gas_Broiler_E8 | F4 | Commercial | Grocery | New | Food Preparation | Natural Gas | Broiler | E8 | Utility - Cost of Equipment | 0 | 0 | 0 | 0 | 0 | 0 | 0 | 0 | 0 | 0 | 0 | 0 | 0 | 0 | 0 | 0 | 0 | 0 | 0 | 0 | 0 | 0 | 0 | 0 | 0 | 0 | 0 | 0 | 0 | 0 | 0 | 0 | 0
F4_Commercial_Grocery_New_Food Preparation_Natural Gas_Broiler_E9 | F4 | Commercial | Grocery | New | Food Preparation | Natural Gas | Broiler | E9 | Utility - Cost of Equipment | 0 | 0 | 0 | 0 | 0 | 0 | 0 | 0 | 0 | 0 | 0 | 0 | 0 | 0 | 0 | 0 | 0 | 0 | 0 | 0 | 0 | 0 | 0 | 0 | 0 | 0 | 0 | 0 | 0 | 0 | 0 | 0 | 0
F4_Commercial_Grocery_New_Food Preparation_Natural Gas_Broiler_E10 | F4 | Commercial | Grocery | New | Food Preparation | Natural Gas | Broiler | E10 | Utility - Cost of Equipment | 0 | 0 | 0 | 0 | 0 | 0 | 0 | 0 | 0 | 0 | 0 | 0 | 0 | 0 | 0 | 0 | 0 | 0 | 0 | 0 | 0 | 0 | 0 | 0 | 0 | 0 | 0 | 0 | 0 | 0 | 0 | 0 | 0
F5_Commercial_Grocery_New_Food Preparation_Natural Gas_Broiler_E1 | F5 | Commercial | Grocery | New | Food Preparation | Natural Gas | Broiler | E1 | Utility - Cost of Operation | 0.041828 | 0.041828 | 0.041828 | 0.041828 | 0.041828 | 0.041828 | 0.041828 | 0.041828 | 0.041828 | 0.041828 | 0.041828 | 0.041828 | 0.041828 | 0.041828 | 0.041828 | 0.041828 | 0.041828 | 0.041828 | 0.041828 | 0.041828 | 0.041828 | 0.041828 | 0.041828 | 0.041828 | 0.041828 | 0.041828 | 0.041828 | 0.041828 | 0.041828 | 0.041828 | 0.041828 | 0.041828 | 0.041828
F5_Commercial_Grocery_New_Food Preparation_Natural Gas_Broiler_E2 | F5 | Commercial | Grocery | New | Food Preparation | Natural Gas | Broiler | E2 | Utility - Cost of Operation | 0.058559 | 0.058559 | 0.058559 | 0.058559 | 0.058559 | 0.058559 | 0.058559 | 0.058559 | 0.058559 | 0.058559 | 0.058559 | 0.058559 | 0.058559 | 0.058559 | 0.058559 | 0.058559 | 0.058559 | 0.058559 | 0.058559 | 0.058559 | 0.058559 | 0.058559 | 0.058559 | 0.058559 | 0.058559 | 0.058559 | 0.058559 | 0.058559 | 0.058559 | 0.058559 | 0.058559 | 0.058559 | 0.058559
F5_Commercial_Grocery_New_Food Preparation_Natural Gas_Broiler_E3 | F5 | Commercial | Grocery | New | Food Preparation | Natural Gas | Broiler | E3 | Utility - Cost of Operation | 0 | 0 | 0 | 0 | 0 | 0 | 0 | 0 | 0 | 0 | 0 | 0 | 0 | 0 | 0 | 0 | 0 | 0 | 0 | 0 | 0 | 0 | 0 | 0 | 0 | 0 | 0 | 0 | 0 | 0 | 0 | 0 | 0
F5_Commercial_Grocery_New_Food Preparation_Natural Gas_Broiler_E4 | F5 | Commercial | Grocery | New | Food Preparation | Natural Gas | Broiler | E4 | Utility - Cost of Operation | 0 | 0 | 0 | 0 | 0 | 0 | 0 | 0 | 0 | 0 | 0 | 0 | 0 | 0 | 0 | 0 | 0 | 0 | 0 | 0 | 0 | 0 | 0 | 0 | 0 | 0 | 0 | 0 | 0 | 0 | 0 | 0 | 0
F5_Commercial_Grocery_New_Food Preparation_Natural Gas_Broiler_E5 | F5 | Commercial | Grocery | New | Food Preparation | Natural Gas | Broiler | E5 | Utility - Cost of Operation | 0 | 0 | 0 | 0 | 0 | 0 | 0 | 0 | 0 | 0 | 0 | 0 | 0 | 0 | 0 | 0 | 0 | 0 | 0 | 0 | 0 | 0 | 0 | 0 | 0 | 0 | 0 | 0 | 0 | 0 | 0 | 0 | 0
F5_Commercial_Grocery_New_Food Preparation_Natural Gas_Broiler_E6 | F5 | Commercial | Grocery | New | Food Preparation | Natural Gas | Broiler | E6 | Utility - Cost of Operation | 0 | 0 | 0 | 0 | 0 | 0 | 0 | 0 | 0 | 0 | 0 | 0 | 0 | 0 | 0 | 0 | 0 | 0 | 0 | 0 | 0 | 0 | 0 | 0 | 0 | 0 | 0 | 0 | 0 | 0 | 0 | 0 | 0
F5_Commercial_Grocery_New_Food Preparation_Natural Gas_Broiler_E7 | F5 | Commercial | Grocery | New | Food Preparation | Natural Gas | Broiler | E7 | Utility - Cost of Operation | 0 | 0 | 0 | 0 | 0 | 0 | 0 | 0 | 0 | 0 | 0 | 0 | 0 | 0 | 0 | 0 | 0 | 0 | 0 | 0 | 0 | 0 | 0 | 0 | 0 | 0 | 0 | 0 | 0 | 0 | 0 | 0 | 0
F5_Commercial_Grocery_New_Food Preparation_Natural Gas_Broiler_E8 | F5 | Commercial | Grocery | New | Food Preparation | Natural Gas | Broiler | E8 | Utility - Cost of Operation | 0 | 0 | 0 | 0 | 0 | 0 | 0 | 0 | 0 | 0 | 0 | 0 | 0 | 0 | 0 | 0 | 0 | 0 | 0 | 0 | 0 | 0 | 0 | 0 | 0 | 0 | 0 | 0 | 0 | 0 | 0 | 0 | 0
F5_Commercial_Grocery_New_Food Preparation_Natural Gas_Broiler_E9 | F5 | Commercial | Grocery | New | Food Preparation | Natural Gas | Broiler | E9 | Utility - Cost of Operation | 0 | 0 | 0 | 0 | 0 | 0 | 0 | 0 | 0 | 0 | 0 | 0 | 0 | 0 | 0 | 0 | 0 | 0 | 0 | 0 | 0 | 0 | 0 | 0 | 0 | 0 | 0 | 0 | 0 | 0 | 0 | 0 | 0
F5_Commercial_Grocery_New_Food Preparation_Natural Gas_Broiler_E10 | F5 | Commercial | Grocery | New | Food Preparation | Natural Gas | Broiler | E10 | Utility - Cost of Operation | 0 | 0 | 0 | 0 | 0 | 0 | 0 | 0 | 0 | 0 | 0 | 0 | 0 | 0 | 0 | 0 | 0 | 0 | 0 | 0 | 0 | 0 | 0 | 0 | 0 | 0 | 0 | 0 | 0 | 0 | 0 | 0 | 0
F6_Commercial_Grocery_New_Food Preparation_Natural Gas_Broiler_E1 | F6 | Commercial | Grocery | New | Food Preparation | Natural Gas | Broiler | E1 | Utility - Value of Sales | 0.089297 | 0.089297 | 0.089297 | 0.089297 | 0.089297 | 0.089297 | 0.089297 | 0.089297 | 0.089297 | 0.089297 | 0.089297 | 0.089297 | 0.089297 | 0.089297 | 0.089297 | 0.089297 | 0.089297 | 0.089297 | 0.089297 | 0.089297 | 0.089297 | 0.089297 | 0.089297 | 0.089297 | 0.089297 | 0.089297 | 0.089297 | 0.089297 | 0.089297 | 0.089297 | 0.089297 | 0.089297 | 0.089297
F6_Commercial_Grocery_New_Food Preparation_Natural Gas_Broiler_E2 | F6 | Commercial | Grocery | New | Food Preparation | Natural Gas | Broiler | E2 | Utility - Value of Sales | 0.057405 | 0.057405 | 0.057405 | 0.057405 | 0.057405 | 0.057405 | 0.057405 | 0.057405 | 0.057405 | 0.057405 | 0.057405 | 0.057405 | 0.057405 | 0.057405 | 0.057405 | 0.057405 | 0.057405 | 0.057405 | 0.057405 | 0.057405 | 0.057405 | 0.057405 | 0.057405 | 0.057405 | 0.057405 | 0.057405 | 0.057405 | 0.057405 | 0.057405 | 0.057405 | 0.057405 | 0.057405 | 0.057405
F6_Commercial_Grocery_New_Food Preparation_Natural Gas_Broiler_E3 | F6 | Commercial | Grocery | New | Food Preparation | Natural Gas | Broiler | E3 | Utility - Value of Sales | 0 | 0 | 0 | 0 | 0 | 0 | 0 | 0 | 0 | 0 | 0 | 0 | 0 | 0 | 0 | 0 | 0 | 0 | 0 | 0 | 0 | 0 | 0 | 0 | 0 | 0 | 0 | 0 | 0 | 0 | 0 | 0 | 0
F6_Commercial_Grocery_New_Food Preparation_Natural Gas_Broiler_E4 | F6 | Commercial | Grocery | New | Food Preparation | Natural Gas | Broiler | E4 | Utility - Value of Sales | 0 | 0 | 0 | 0 | 0 | 0 | 0 | 0 | 0 | 0 | 0 | 0 | 0 | 0 | 0 | 0 | 0 | 0 | 0 | 0 | 0 | 0 | 0 | 0 | 0 | 0 | 0 | 0 | 0 | 0 | 0 | 0 | 0
F6_Commercial_Grocery_New_Food Preparation_Natural Gas_Broiler_E5 | F6 | Commercial | Grocery | New | Food Preparation | Natural Gas | Broiler | E5 | Utility - Value of Sales | 0 | 0 | 0 | 0 | 0 | 0 | 0 | 0 | 0 | 0 | 0 | 0 | 0 | 0 | 0 | 0 | 0 | 0 | 0 | 0 | 0 | 0 | 0 | 0 | 0 | 0 | 0 | 0 | 0 | 0 | 0 | 0 | 0
F6_Commercial_Grocery_New_Food Preparation_Natural Gas_Broiler_E6 | F6 | Commercial | Grocery | New | Food Preparation | Natural Gas | Broiler | E6 | Utility - Value of Sales | 0 | 0 | 0 | 0 | 0 | 0 | 0 | 0 | 0 | 0 | 0 | 0 | 0 | 0 | 0 | 0 | 0 | 0 | 0 | 0 | 0 | 0 | 0 | 0 | 0 | 0 | 0 | 0 | 0 | 0 | 0 | 0 | 0
F6_Commercial_Grocery_New_Food Preparation_Natural Gas_Broiler_E7 | F6 | Commercial | Grocery | New | Food Preparation | Natural Gas | Broiler | E7 | Utility - Value of Sales | 0 | 0 | 0 | 0 | 0 | 0 | 0 | 0 | 0 | 0 | 0 | 0 | 0 | 0 | 0 | 0 | 0 | 0 | 0 | 0 | 0 | 0 | 0 | 0 | 0 | 0 | 0 | 0 | 0 | 0 | 0 | 0 | 0
F6_Commercial_Grocery_New_Food Preparation_Natural Gas_Broiler_E8 | F6 | Commercial | Grocery | New | Food Preparation | Natural Gas | Broiler | E8 | Utility - Value of Sales | 0 | 0 | 0 | 0 | 0 | 0 | 0 | 0 | 0 | 0 | 0 | 0 | 0 | 0 | 0 | 0 | 0 | 0 | 0 | 0 | 0 | 0 | 0 | 0 | 0 | 0 | 0 | 0 | 0 | 0 | 0 | 0 | 0
F6_Commercial_Grocery_New_Food Preparation_Natural Gas_Broiler_E9 | F6 | Commercial | Grocery | New | Food Preparation | Natural Gas | Broiler | E9 | Utility - Value of Sales | 0 | 0 | 0 | 0 | 0 | 0 | 0 | 0 | 0 | 0 | 0 | 0 | 0 | 0 | 0 | 0 | 0 | 0 | 0 | 0 | 0 | 0 | 0 | 0 | 0 | 0 | 0 | 0 | 0 | 0 | 0 | 0 | 0
F6_Commercial_Grocery_New_Food Preparation_Natural Gas_Broiler_E10 | F6 | Commercial | Grocery | New | Food Preparation | Natural Gas | Broiler | E10 | Utility - Value of Sales | 0 | 0 | 0 | 0 | 0 | 0 | 0 | 0 | 0 | 0 | 0 | 0 | 0 | 0 | 0 | 0 | 0 | 0 | 0 | 0 | 0 | 0 | 0 | 0 | 0 | 0 | 0 | 0 | 0 | 0 | 0 | 0 | 0
F1_Commercial_Grocery_New_Food Preparation_Natural Gas_Griddle_E1 | F1 | Commercial | Grocery | New | Food Preparation | Natural Gas | Griddle | E1 | RVT - Cost of Equipment | 0.077661 | 0.078253 | 0.078914 | 0.079641 | 0.080471 | 0.08143 | 0.082209 | 0.082956 | 0.083714 | 0.084504 | 0.085257 | 0.085949 | 0.086656 | 0.087399 | 0.088219 | 0.089021 | 0.089871 | 0.090769 | 0.091706 | 0.092661 | 0.093623 | 0.094524 | 0.095337 | 0.096055 | 0.096677 | 0.097211 | 0.097581 | 0.097857 | 0.098096 | 0.0983 | 0.098502 | 0.098592 | 0.098592
F1_Commercial_Grocery_New_Food Preparation_Natural Gas_Griddle_E2 | F1 | Commercial | Grocery | New | Food Preparation | Natural Gas | Griddle | E2 | RVT - Cost of Equipment | 0.071178 | 0.07172 | 0.072326 | 0.072993 | 0.073753 | 0.074632 | 0.075346 | 0.07603 | 0.076725 | 0.077449 | 0.078139 | 0.078773 | 0.079422 | 0.080102 | 0.080854 | 0.081589 | 0.082369 | 0.083191 | 0.08405 | 0.084926 | 0.085807 | 0.086632 | 0.087378 | 0.088036 | 0.088606 | 0.089096 | 0.089435 | 0.089688 | 0.089907 | 0.090094 | 0.090279 | 0.090361 | 0.090361
F1_Commercial_Grocery_New_Food Preparation_Natural Gas_Griddle_E3 | F1 | Commercial | Grocery | New | Food Preparation | Natural Gas | Griddle | E3 | RVT - Cost of Equipment | 0 | 0 | 0 | 0 | 0 | 0 | 0 | 0 | 0 | 0 | 0 | 0 | 0 | 0 | 0 | 0 | 0 | 0 | 0 | 0 | 0 | 0 | 0 | 0 | 0 | 0 | 0 | 0 | 0 | 0 | 0 | 0 | 0
F1_Commercial_Grocery_New_Food Preparation_Natural Gas_Griddle_E4 | F1 | Commercial | Grocery | New | Food Preparation | Natural Gas | Griddle | E4 | RVT - Cost of Equipment | 0 | 0 | 0 | 0 | 0 | 0 | 0 | 0 | 0 | 0 | 0 | 0 | 0 | 0 | 0 | 0 | 0 | 0 | 0 | 0 | 0 | 0 | 0 | 0 | 0 | 0 | 0 | 0 | 0 | 0 | 0 | 0 | 0
F1_Commercial_Grocery_New_Food Preparation_Natural Gas_Griddle_E5 | F1 | Commercial | Grocery | New | Food Preparation | Natural Gas | Griddle | E5 | RVT - Cost of Equipment | 0 | 0 | 0 | 0 | 0 | 0 | 0 | 0 | 0 | 0 | 0 | 0 | 0 | 0 | 0 | 0 | 0 | 0 | 0 | 0 | 0 | 0 | 0 | 0 | 0 | 0 | 0 | 0 | 0 | 0 | 0 | 0 | 0
F1_Commercial_Grocery_New_Food Preparation_Natural Gas_Griddle_E6 | F1 | Commercial | Grocery | New | Food Preparation | Natural Gas | Griddle | E6 | RVT - Cost of Equipment | 0 | 0 | 0 | 0 | 0 | 0 | 0 | 0 | 0 | 0 | 0 | 0 | 0 | 0 | 0 | 0 | 0 | 0 | 0 | 0 | 0 | 0 | 0 | 0 | 0 | 0 | 0 | 0 | 0 | 0 | 0 | 0 | 0
F1_Commercial_Grocery_New_Food Preparation_Natural Gas_Griddle_E7 | F1 | Commercial | Grocery | New | Food Preparation | Natural Gas | Griddle | E7 | RVT - Cost of Equipment | 0 | 0 | 0 | 0 | 0 | 0 | 0 | 0 | 0 | 0 | 0 | 0 | 0 | 0 | 0 | 0 | 0 | 0 | 0 | 0 | 0 | 0 | 0 | 0 | 0 | 0 | 0 | 0 | 0 | 0 | 0 | 0 | 0
F1_Commercial_Grocery_New_Food Preparation_Natural Gas_Griddle_E8 | F1 | Commercial | Grocery | New | Food Preparation | Natural Gas | Griddle | E8 | RVT - Cost of Equipment | 0 | 0 | 0 | 0 | 0 | 0 | 0 | 0 | 0 | 0 | 0 | 0 | 0 | 0 | 0 | 0 | 0 | 0 | 0 | 0 | 0 | 0 | 0 | 0 | 0 | 0 | 0 | 0 | 0 | 0 | 0 | 0 | 0
F1_Commercial_Grocery_New_Food Preparation_Natural Gas_Griddle_E9 | F1 | Commercial | Grocery | New | Food Preparation | Natural Gas | Griddle | E9 | RVT - Cost of Equipment | 0 | 0 | 0 | 0 | 0 | 0 | 0 | 0 | 0 | 0 | 0 | 0 | 0 | 0 | 0 | 0 | 0 | 0 | 0 | 0 | 0 | 0 | 0 | 0 | 0 | 0 | 0 | 0 | 0 | 0 | 0 | 0 | 0
F1_Commercial_Grocery_New_Food Preparation_Natural Gas_Griddle_E10 | F1 | Commercial | Grocery | New | Food Preparation | Natural Gas | Griddle | E10 | RVT - Cost of Equipment | 0 | 0 | 0 | 0 | 0 | 0 | 0 | 0 | 0 | 0 | 0 | 0 | 0 | 0 | 0 | 0 | 0 | 0 | 0 | 0 | 0 | 0 | 0 | 0 | 0 | 0 | 0 | 0 | 0 | 0 | 0 | 0 | 0
F2_Commercial_Grocery_New_Food Preparation_Natural Gas_Griddle_E1 | F2 | Commercial | Grocery | New | Food Preparation | Natural Gas | Griddle | E1 | RVT - Cost of Operation | 0.093043 | 0.093752 | 0.094544 | 0.095416 | 0.096409 | 0.097559 | 0.098491 | 0.099386 | 0.10029 | 0.10124 | 0.10214 | 0.10297 | 0.10382 | 0.10471 | 0.10569 | 0.10665 | 0.10767 | 0.10875 | 0.10987 | 0.11101 | 0.11217 | 0.11325 | 0.11422 | 0.11508 | 0.11582 | 0.11647 | 0.11691 | 0.11724 | 0.11753 | 0.11777 | 0.11801 | 0.11812 | 0.11812
F2_Commercial_Grocery_New_Food Preparation_Natural Gas_Griddle_E2 | F2 | Commercial | Grocery | New | Food Preparation | Natural Gas | Griddle | E2 | RVT - Cost of Operation | 0.085275 | 0.085925 | 0.086651 | 0.08745 | 0.088361 | 0.089414 | 0.090269 | 0.091089 | 0.091922 | 0.092789 | 0.093616 | 0.094376 | 0.095152 | 0.095968 | 0.096868 | 0.097749 | 0.098683 | 0.099669 | 0.1007 | 0.10175 | 0.1028 | 0.10379 | 0.10468 | 0.10547 | 0.10616 | 0.10674 | 0.10715 | 0.10745 | 0.10771 | 0.10794 | 0.10816 | 0.10826 | 0.10826
F2_Commercial_Grocery_New_Food Preparation_Natural Gas_Griddle_E3 | F2 | Commercial | Grocery | New | Food Preparation | Natural Gas | Griddle | E3 | RVT - Cost of Operation | 0 | 0 | 0 | 0 | 0 | 0 | 0 | 0 | 0 | 0 | 0 | 0 | 0 | 0 | 0 | 0 | 0 | 0 | 0 | 0 | 0 | 0 | 0 | 0 | 0 | 0 | 0 | 0 | 0 | 0 | 0 | 0 | 0
F2_Commercial_Grocery_New_Food Preparation_Natural Gas_Griddle_E4 | F2 | Commercial | Grocery | New | Food Preparation | Natural Gas | Griddle | E4 | RVT - Cost of Operation | 0 | 0 | 0 | 0 | 0 | 0 | 0 | 0 | 0 | 0 | 0 | 0 | 0 | 0 | 0 | 0 | 0 | 0 | 0 | 0 | 0 | 0 | 0 | 0 | 0 | 0 | 0 | 0 | 0 | 0 | 0 | 0 | 0
F2_Commercial_Grocery_New_Food Preparation_Natural Gas_Griddle_E5 | F2 | Commercial | Grocery | New | Food Preparation | Natural Gas | Griddle | E5 | RVT - Cost of Operation | 0 | 0 | 0 | 0 | 0 | 0 | 0 | 0 | 0 | 0 | 0 | 0 | 0 | 0 | 0 | 0 | 0 | 0 | 0 | 0 | 0 | 0 | 0 | 0 | 0 | 0 | 0 | 0 | 0 | 0 | 0 | 0 | 0
F2_Commercial_Grocery_New_Food Preparation_Natural Gas_Griddle_E6 | F2 | Commercial | Grocery | New | Food Preparation | Natural Gas | Griddle | E6 | RVT - Cost of Operation | 0 | 0 | 0 | 0 | 0 | 0 | 0 | 0 | 0 | 0 | 0 | 0 | 0 | 0 | 0 | 0 | 0 | 0 | 0 | 0 | 0 | 0 | 0 | 0 | 0 | 0 | 0 | 0 | 0 | 0 | 0 | 0 | 0
F2_Commercial_Grocery_New_Food Preparation_Natural Gas_Griddle_E7 | F2 | Commercial | Grocery | New | Food Preparation | Natural Gas | Griddle | E7 | RVT - Cost of Operation | 0 | 0 | 0 | 0 | 0 | 0 | 0 | 0 | 0 | 0 | 0 | 0 | 0 | 0 | 0 | 0 | 0 | 0 | 0 | 0 | 0 | 0 | 0 | 0 | 0 | 0 | 0 | 0 | 0 | 0 | 0 | 0 | 0
F2_Commercial_Grocery_New_Food Preparation_Natural Gas_Griddle_E8 | F2 | Commercial | Grocery | New | Food Preparation | Natural Gas | Griddle | E8 | RVT - Cost of Operation | 0 | 0 | 0 | 0 | 0 | 0 | 0 | 0 | 0 | 0 | 0 | 0 | 0 | 0 | 0 | 0 | 0 | 0 | 0 | 0 | 0 | 0 | 0 | 0 | 0 | 0 | 0 | 0 | 0 | 0 | 0 | 0 | 0
F2_Commercial_Grocery_New_Food Preparation_Natural Gas_Griddle_E9 | F2 | Commercial | Grocery | New | Food Preparation | Natural Gas | Griddle | E9 | RVT - Cost of Operation | 0 | 0 | 0 | 0 | 0 | 0 | 0 | 0 | 0 | 0 | 0 | 0 | 0 | 0 | 0 | 0 | 0 | 0 | 0 | 0 | 0 | 0 | 0 | 0 | 0 | 0 | 0 | 0 | 0 | 0 | 0 | 0 | 0
F2_Commercial_Grocery_New_Food Preparation_Natural Gas_Griddle_E10 | F2 | Commercial | Grocery | New | Food Preparation | Natural Gas | Griddle | E10 | RVT - Cost of Operation | 0 | 0 | 0 | 0 | 0 | 0 | 0 | 0 | 0 | 0 | 0 | 0 | 0 | 0 | 0 | 0 | 0 | 0 | 0 | 0 | 0 | 0 | 0 | 0 | 0 | 0 | 0 | 0 | 0 | 0 | 0 | 0 | 0
F3_Commercial_Grocery_New_Food Preparation_Natural Gas_Griddle_E1 | F3 | Commercial | Grocery | New | Food Preparation | Natural Gas | Griddle | E1 | System - kBTUs of Consumption | 0.027969 | 0.027969 | 0.027969 | 0.027969 | 0.027969 | 0.027969 | 0.027969 | 0.027969 | 0.027969 | 0.027969 | 0.027969 | 0.027969 | 0.027969 | 0.027969 | 0.027969 | 0.027969 | 0.027969 | 0.027969 | 0.027969 | 0.027969 | 0.027969 | 0.027969 | 0.027969 | 0.027969 | 0.027969 | 0.027969 | 0.027969 | 0.027969 | 0.027969 | 0.027969 | 0.027969 | 0.027969 | 0.027969
F3_Commercial_Grocery_New_Food Preparation_Natural Gas_Griddle_E2 | F3 | Commercial | Grocery | New | Food Preparation | Natural Gas | Griddle | E2 | System - kBTUs of Consumption | 0.034757 | 0.034757 | 0.034757 | 0.034757 | 0.034757 | 0.034757 | 0.034757 | 0.034757 | 0.034757 | 0.034757 | 0.034757 | 0.034757 | 0.034757 | 0.034757 | 0.034757 | 0.034757 | 0.034757 | 0.034757 | 0.034757 | 0.034757 | 0.034757 | 0.034757 | 0.034757 | 0.034757 | 0.034757 | 0.034757 | 0.034757 | 0.034757 | 0.034757 | 0.034757 | 0.034757 | 0.034757 | 0.034757
F3_Commercial_Grocery_New_Food Preparation_Natural Gas_Griddle_E3 | F3 | Commercial | Grocery | New | Food Preparation | Natural Gas | Griddle | E3 | System - kBTUs of Consumption | 0 | 0 | 0 | 0 | 0 | 0 | 0 | 0 | 0 | 0 | 0 | 0 | 0 | 0 | 0 | 0 | 0 | 0 | 0 | 0 | 0 | 0 | 0 | 0 | 0 | 0 | 0 | 0 | 0 | 0 | 0 | 0 | 0
F3_Commercial_Grocery_New_Food Preparation_Natural Gas_Griddle_E4 | F3 | Commercial | Grocery | New | Food Preparation | Natural Gas | Griddle | E4 | System - kBTUs of Consumption | 0 | 0 | 0 | 0 | 0 | 0 | 0 | 0 | 0 | 0 | 0 | 0 | 0 | 0 | 0 | 0 | 0 | 0 | 0 | 0 | 0 | 0 | 0 | 0 | 0 | 0 | 0 | 0 | 0 | 0 | 0 | 0 | 0
F3_Commercial_Grocery_New_Food Preparation_Natural Gas_Griddle_E5 | F3 | Commercial | Grocery | New | Food Preparation | Natural Gas | Griddle | E5 | System - kBTUs of Consumption | 0 | 0 | 0 | 0 | 0 | 0 | 0 | 0 | 0 | 0 | 0 | 0 | 0 | 0 | 0 | 0 | 0 | 0 | 0 | 0 | 0 | 0 | 0 | 0 | 0 | 0 | 0 | 0 | 0 | 0 | 0 | 0 | 0
F3_Commercial_Grocery_New_Food Preparation_Natural Gas_Griddle_E6 | F3 | Commercial | Grocery | New | Food Preparation | Natural Gas | Griddle | E6 | System - kBTUs of Consumption | 0 | 0 | 0 | 0 | 0 | 0 | 0 | 0 | 0 | 0 | 0 | 0 | 0 | 0 | 0 | 0 | 0 | 0 | 0 | 0 | 0 | 0 | 0 | 0 | 0 | 0 | 0 | 0 | 0 | 0 | 0 | 0 | 0
F3_Commercial_Grocery_New_Food Preparation_Natural Gas_Griddle_E7 | F3 | Commercial | Grocery | New | Food Preparation | Natural Gas | Griddle | E7 | System - kBTUs of Consumption | 0 | 0 | 0 | 0 | 0 | 0 | 0 | 0 | 0 | 0 | 0 | 0 | 0 | 0 | 0 | 0 | 0 | 0 | 0 | 0 | 0 | 0 | 0 | 0 | 0 | 0 | 0 | 0 | 0 | 0 | 0 | 0 | 0
F3_Commercial_Grocery_New_Food Preparation_Natural Gas_Griddle_E8 | F3 | Commercial | Grocery | New | Food Preparation | Natural Gas | Griddle | E8 | System - kBTUs of Consumption | 0 | 0 | 0 | 0 | 0 | 0 | 0 | 0 | 0 | 0 | 0 | 0 | 0 | 0 | 0 | 0 | 0 | 0 | 0 | 0 | 0 | 0 | 0 | 0 | 0 | 0 | 0 | 0 | 0 | 0 | 0 | 0 | 0
F3_Commercial_Grocery_New_Food Preparation_Natural Gas_Griddle_E9 | F3 | Commercial | Grocery | New | Food Preparation | Natural Gas | Griddle | E9 | System - kBTUs of Consumption | 0 | 0 | 0 | 0 | 0 | 0 | 0 | 0 | 0 | 0 | 0 | 0 | 0 | 0 | 0 | 0 | 0 | 0 | 0 | 0 | 0 | 0 | 0 | 0 | 0 | 0 | 0 | 0 | 0 | 0 | 0 | 0 | 0
F3_Commercial_Grocery_New_Food Preparation_Natural Gas_Griddle_E10 | F3 | Commercial | Grocery | New | Food Preparation | Natural Gas | Griddle | E10 | System - kBTUs of Consumption | 0 | 0 | 0 | 0 | 0 | 0 | 0 | 0 | 0 | 0 | 0 | 0 | 0 | 0 | 0 | 0 | 0 | 0 | 0 | 0 | 0 | 0 | 0 | 0 | 0 | 0 | 0 | 0 | 0 | 0 | 0 | 0 | 0
F4_Commercial_Grocery_New_Food Preparation_Natural Gas_Griddle_E1 | F4 | Commercial | Grocery | New | Food Preparation | Natural Gas | Griddle | E1 | Utility - Cost of Equipment | 0.093043 | 0.093752 | 0.094544 | 0.095416 | 0.096409 | 0.097559 | 0.098491 | 0.099386 | 0.10029 | 0.10124 | 0.10214 | 0.10297 | 0.10382 | 0.10471 | 0.10569 | 0.10665 | 0.10767 | 0.10875 | 0.10987 | 0.11101 | 0.11217 | 0.11325 | 0.11422 | 0.11508 | 0.11582 | 0.11647 | 0.11691 | 0.11724 | 0.11753 | 0.11777 | 0.11801 | 0.11812 | 0.11812
F4_Commercial_Grocery_New_Food Preparation_Natural Gas_Griddle_E2 | F4 | Commercial | Grocery | New | Food Preparation | Natural Gas | Griddle | E2 | Utility - Cost of Equipment | 0.085275 | 0.085925 | 0.086651 | 0.08745 | 0.088361 | 0.089414 | 0.090269 | 0.091089 | 0.091922 | 0.092789 | 0.093616 | 0.094376 | 0.095152 | 0.095968 | 0.096868 | 0.097749 | 0.098683 | 0.099669 | 0.1007 | 0.10175 | 0.1028 | 0.10379 | 0.10468 | 0.10547 | 0.10616 | 0.10674 | 0.10715 | 0.10745 | 0.10771 | 0.10794 | 0.10816 | 0.10826 | 0.10826
F4_Commercial_Grocery_New_Food Preparation_Natural Gas_Griddle_E3 | F4 | Commercial | Grocery | New | Food Preparation | Natural Gas | Griddle | E3 | Utility - Cost of Equipment | 0 | 0 | 0 | 0 | 0 | 0 | 0 | 0 | 0 | 0 | 0 | 0 | 0 | 0 | 0 | 0 | 0 | 0 | 0 | 0 | 0 | 0 | 0 | 0 | 0 | 0 | 0 | 0 | 0 | 0 | 0 | 0 | 0
F4_Commercial_Grocery_New_Food Preparation_Natural Gas_Griddle_E4 | F4 | Commercial | Grocery | New | Food Preparation | Natural Gas | Griddle | E4 | Utility - Cost of Equipment | 0 | 0 | 0 | 0 | 0 | 0 | 0 | 0 | 0 | 0 | 0 | 0 | 0 | 0 | 0 | 0 | 0 | 0 | 0 | 0 | 0 | 0 | 0 | 0 | 0 | 0 | 0 | 0 | 0 | 0 | 0 | 0 | 0
F4_Commercial_Grocery_New_Food Preparation_Natural Gas_Griddle_E5 | F4 | Commercial | Grocery | New | Food Preparation | Natural Gas | Griddle | E5 | Utility - Cost of Equipment | 0 | 0 | 0 | 0 | 0 | 0 | 0 | 0 | 0 | 0 | 0 | 0 | 0 | 0 | 0 | 0 | 0 | 0 | 0 | 0 | 0 | 0 | 0 | 0 | 0 | 0 | 0 | 0 | 0 | 0 | 0 | 0 | 0
F4_Commercial_Grocery_New_Food Preparation_Natural Gas_Griddle_E6 | F4 | Commercial | Grocery | New | Food Preparation | Natural Gas | Griddle | E6 | Utility - Cost of Equipment | 0 | 0 | 0 | 0 | 0 | 0 | 0 | 0 | 0 | 0 | 0 | 0 | 0 | 0 | 0 | 0 | 0 | 0 | 0 | 0 | 0 | 0 | 0 | 0 | 0 | 0 | 0 | 0 | 0 | 0 | 0 | 0 | 0
F4_Commercial_Grocery_New_Food Preparation_Natural Gas_Griddle_E7 | F4 | Commercial | Grocery | New | Food Preparation | Natural Gas | Griddle | E7 | Utility - Cost of Equipment | 0 | 0 | 0 | 0 | 0 | 0 | 0 | 0 | 0 | 0 | 0 | 0 | 0 | 0 | 0 | 0 | 0 | 0 | 0 | 0 | 0 | 0 | 0 | 0 | 0 | 0 | 0 | 0 | 0 | 0 | 0 | 0 | 0
F4_Commercial_Grocery_New_Food Preparation_Natural Gas_Griddle_E8 | F4 | Commercial | Grocery | New | Food Preparation | Natural Gas | Griddle | E8 | Utility - Cost of Equipment | 0 | 0 | 0 | 0 | 0 | 0 | 0 | 0 | 0 | 0 | 0 | 0 | 0 | 0 | 0 | 0 | 0 | 0 | 0 | 0 | 0 | 0 | 0 | 0 | 0 | 0 | 0 | 0 | 0 | 0 | 0 | 0 | 0
F4_Commercial_Grocery_New_Food Preparation_Natural Gas_Griddle_E9 | F4 | Commercial | Grocery | New | Food Preparation | Natural Gas | Griddle | E9 | Utility - Cost of Equipment | 0 | 0 | 0 | 0 | 0 | 0 | 0 | 0 | 0 | 0 | 0 | 0 | 0 | 0 | 0 | 0 | 0 | 0 | 0 | 0 | 0 | 0 | 0 | 0 | 0 | 0 | 0 | 0 | 0 | 0 | 0 | 0 | 0
F4_Commercial_Grocery_New_Food Preparation_Natural Gas_Griddle_E10 | F4 | Commercial | Grocery | New | Food Preparation | Natural Gas | Griddle | E10 | Utility - Cost of Equipment | 0 | 0 | 0 | 0 | 0 | 0 | 0 | 0 | 0 | 0 | 0 | 0 | 0 | 0 | 0 | 0 | 0 | 0 | 0 | 0 | 0 | 0 | 0 | 0 | 0 | 0 | 0 | 0 | 0 | 0 | 0 | 0 | 0
F5_Commercial_Grocery_New_Food Preparation_Natural Gas_Griddle_E1 | F5 | Commercial | Grocery | New | Food Preparation | Natural Gas | Griddle | E1 | Utility - Cost of Operation | 0.027969 | 0.027969 | 0.027969 | 0.027969 | 0.027969 | 0.027969 | 0.027969 | 0.027969 | 0.027969 | 0.027969 | 0.027969 | 0.027969 | 0.027969 | 0.027969 | 0.027969 | 0.027969 | 0.027969 | 0.027969 | 0.027969 | 0.027969 | 0.027969 | 0.027969 | 0.027969 | 0.027969 | 0.027969 | 0.027969 | 0.027969 | 0.027969 | 0.027969 | 0.027969 | 0.027969 | 0.027969 | 0.027969
F5_Commercial_Grocery_New_Food Preparation_Natural Gas_Griddle_E2 | F5 | Commercial | Grocery | New | Food Preparation | Natural Gas | Griddle | E2 | Utility - Cost of Operation | 0.034757 | 0.034757 | 0.034757 | 0.034757 | 0.034757 | 0.034757 | 0.034757 | 0.034757 | 0.034757 | 0.034757 | 0.034757 | 0.034757 | 0.034757 | 0.034757 | 0.034757 | 0.034757 | 0.034757 | 0.034757 | 0.034757 | 0.034757 | 0.034757 | 0.034757 | 0.034757 | 0.034757 | 0.034757 | 0.034757 | 0.034757 | 0.034757 | 0.034757 | 0.034757 | 0.034757 | 0.034757 | 0.034757
F5_Commercial_Grocery_New_Food Preparation_Natural Gas_Griddle_E3 | F5 | Commercial | Grocery | New | Food Preparation | Natural Gas | Griddle | E3 | Utility - Cost of Operation | 0 | 0 | 0 | 0 | 0 | 0 | 0 | 0 | 0 | 0 | 0 | 0 | 0 | 0 | 0 | 0 | 0 | 0 | 0 | 0 | 0 | 0 | 0 | 0 | 0 | 0 | 0 | 0 | 0 | 0 | 0 | 0 | 0
F5_Commercial_Grocery_New_Food Preparation_Natural Gas_Griddle_E4 | F5 | Commercial | Grocery | New | Food Preparation | Natural Gas | Griddle | E4 | Utility - Cost of Operation | 0 | 0 | 0 | 0 | 0 | 0 | 0 | 0 | 0 | 0 | 0 | 0 | 0 | 0 | 0 | 0 | 0 | 0 | 0 | 0 | 0 | 0 | 0 | 0 | 0 | 0 | 0 | 0 | 0 | 0 | 0 | 0 | 0
F5_Commercial_Grocery_New_Food Preparation_Natural Gas_Griddle_E5 | F5 | Commercial | Grocery | New | Food Preparation | Natural Gas | Griddle | E5 | Utility - Cost of Operation | 0 | 0 | 0 | 0 | 0 | 0 | 0 | 0 | 0 | 0 | 0 | 0 | 0 | 0 | 0 | 0 | 0 | 0 | 0 | 0 | 0 | 0 | 0 | 0 | 0 | 0 | 0 | 0 | 0 | 0 | 0 | 0 | 0
F5_Commercial_Grocery_New_Food Preparation_Natural Gas_Griddle_E6 | F5 | Commercial | Grocery | New | Food Preparation | Natural Gas | Griddle | E6 | Utility - Cost of Operation | 0 | 0 | 0 | 0 | 0 | 0 | 0 | 0 | 0 | 0 | 0 | 0 | 0 | 0 | 0 | 0 | 0 | 0 | 0 | 0 | 0 | 0 | 0 | 0 | 0 | 0 | 0 | 0 | 0 | 0 | 0 | 0 | 0
F5_Commercial_Grocery_New_Food Preparation_Natural Gas_Griddle_E7 | F5 | Commercial | Grocery | New | Food Preparation | Natural Gas | Griddle | E7 | Utility - Cost of Operation | 0 | 0 | 0 | 0 | 0 | 0 | 0 | 0 | 0 | 0 | 0 | 0 | 0 | 0 | 0 | 0 | 0 | 0 | 0 | 0 | 0 | 0 | 0 | 0 | 0 | 0 | 0 | 0 | 0 | 0 | 0 | 0 | 0
F5_Commercial_Grocery_New_Food Preparation_Natural Gas_Griddle_E8 | F5 | Commercial | Grocery | New | Food Preparation | Natural Gas | Griddle | E8 | Utility - Cost of Operation | 0 | 0 | 0 | 0 | 0 | 0 | 0 | 0 | 0 | 0 | 0 | 0 | 0 | 0 | 0 | 0 | 0 | 0 | 0 | 0 | 0 | 0 | 0 | 0 | 0 | 0 | 0 | 0 | 0 | 0 | 0 | 0 | 0
F5_Commercial_Grocery_New_Food Preparation_Natural Gas_Griddle_E9 | F5 | Commercial | Grocery | New | Food Preparation | Natural Gas | Griddle | E9 | Utility - Cost of Operation | 0 | 0 | 0 | 0 | 0 | 0 | 0 | 0 | 0 | 0 | 0 | 0 | 0 | 0 | 0 | 0 | 0 | 0 | 0 | 0 | 0 | 0 | 0 | 0 | 0 | 0 | 0 | 0 | 0 | 0 | 0 | 0 | 0
F5_Commercial_Grocery_New_Food Preparation_Natural Gas_Griddle_E10 | F5 | Commercial | Grocery | New | Food Preparation | Natural Gas | Griddle | E10 | Utility - Cost of Operation | 0 | 0 | 0 | 0 | 0 | 0 | 0 | 0 | 0 | 0 | 0 | 0 | 0 | 0 | 0 | 0 | 0 | 0 | 0 | 0 | 0 | 0 | 0 | 0 | 0 | 0 | 0 | 0 | 0 | 0 | 0 | 0 | 0
F6_Commercial_Grocery_New_Food Preparation_Natural Gas_Griddle_E1 | F6 | Commercial | Grocery | New | Food Preparation | Natural Gas | Griddle | E1 | Utility - Value of Sales | 0.055105 | 0.055105 | 0.055105 | 0.055105 | 0.055105 | 0.055105 | 0.055105 | 0.055105 | 0.055105 | 0.055105 | 0.055105 | 0.055105 | 0.055105 | 0.055105 | 0.055105 | 0.055105 | 0.055105 | 0.055105 | 0.055105 | 0.055105 | 0.055105 | 0.055105 | 0.055105 | 0.055105 | 0.055105 | 0.055105 | 0.055105 | 0.055105 | 0.055105 | 0.055105 | 0.055105 | 0.055105 | 0.055105
F6_Commercial_Grocery_New_Food Preparation_Natural Gas_Griddle_E2 | F6 | Commercial | Grocery | New | Food Preparation | Natural Gas | Griddle | E2 | Utility - Value of Sales | 0.050504 | 0.050504 | 0.050504 | 0.050504 | 0.050504 | 0.050504 | 0.050504 | 0.050504 | 0.050504 | 0.050504 | 0.050504 | 0.050504 | 0.050504 | 0.050504 | 0.050504 | 0.050504 | 0.050504 | 0.050504 | 0.050504 | 0.050504 | 0.050504 | 0.050504 | 0.050504 | 0.050504 | 0.050504 | 0.050504 | 0.050504 | 0.050504 | 0.050504 | 0.050504 | 0.050504 | 0.050504 | 0.050504
F6_Commercial_Grocery_New_Food Preparation_Natural Gas_Griddle_E3 | F6 | Commercial | Grocery | New | Food Preparation | Natural Gas | Griddle | E3 | Utility - Value of Sales | 0 | 0 | 0 | 0 | 0 | 0 | 0 | 0 | 0 | 0 | 0 | 0 | 0 | 0 | 0 | 0 | 0 | 0 | 0 | 0 | 0 | 0 | 0 | 0 | 0 | 0 | 0 | 0 | 0 | 0 | 0 | 0 | 0
F6_Commercial_Grocery_New_Food Preparation_Natural Gas_Griddle_E4 | F6 | Commercial | Grocery | New | Food Preparation | Natural Gas | Griddle | E4 | Utility - Value of Sales | 0 | 0 | 0 | 0 | 0 | 0 | 0 | 0 | 0 | 0 | 0 | 0 | 0 | 0 | 0 | 0 | 0 | 0 | 0 | 0 | 0 | 0 | 0 | 0 | 0 | 0 | 0 | 0 | 0 | 0 | 0 | 0 | 0
F6_Commercial_Grocery_New_Food Preparation_Natural Gas_Griddle_E5 | F6 | Commercial | Grocery | New | Food Preparation | Natural Gas | Griddle | E5 | Utility - Value of Sales | 0 | 0 | 0 | 0 | 0 | 0 | 0 | 0 | 0 | 0 | 0 | 0 | 0 | 0 | 0 | 0 | 0 | 0 | 0 | 0 | 0 | 0 | 0 | 0 | 0 | 0 | 0 | 0 | 0 | 0 | 0 | 0 | 0
F6_Commercial_Grocery_New_Food Preparation_Natural Gas_Griddle_E6 | F6 | Commercial | Grocery | New | Food Preparation | Natural Gas | Griddle | E6 | Utility - Value of Sales | 0 | 0 | 0 | 0 | 0 | 0 | 0 | 0 | 0 | 0 | 0 | 0 | 0 | 0 | 0 | 0 | 0 | 0 | 0 | 0 | 0 | 0 | 0 | 0 | 0 | 0 | 0 | 0 | 0 | 0 | 0 | 0 | 0
F6_Commercial_Grocery_New_Food Preparation_Natural Gas_Griddle_E7 | F6 | Commercial | Grocery | New | Food Preparation | Natural Gas | Griddle | E7 | Utility - Value of Sales | 0 | 0 | 0 | 0 | 0 | 0 | 0 | 0 | 0 | 0 | 0 | 0 | 0 | 0 | 0 | 0 | 0 | 0 | 0 | 0 | 0 | 0 | 0 | 0 | 0 | 0 | 0 | 0 | 0 | 0 | 0 | 0 | 0
F6_Commercial_Grocery_New_Food Preparation_Natural Gas_Griddle_E8 | F6 | Commercial | Grocery | New | Food Preparation | Natural Gas | Griddle | E8 | Utility - Value of Sales | 0 | 0 | 0 | 0 | 0 | 0 | 0 | 0 | 0 | 0 | 0 | 0 | 0 | 0 | 0 | 0 | 0 | 0 | 0 | 0 | 0 | 0 | 0 | 0 | 0 | 0 | 0 | 0 | 0 | 0 | 0 | 0 | 0
F6_Commercial_Grocery_New_Food Preparation_Natural Gas_Griddle_E9 | F6 | Commercial | Grocery | New | Food Preparation | Natural Gas | Griddle | E9 | Utility - Value of Sales | 0 | 0 | 0 | 0 | 0 | 0 | 0 | 0 | 0 | 0 | 0 | 0 | 0 | 0 | 0 | 0 | 0 | 0 | 0 | 0 | 0 | 0 | 0 | 0 | 0 | 0 | 0 | 0 | 0 | 0 | 0 | 0 | 0
F6_Commercial_Grocery_New_Food Preparation_Natural Gas_Griddle_E10 | F6 | Commercial | Grocery | New | Food Preparation | Natural Gas | Griddle | E10 | Utility - Value of Sales | 0 | 0 | 0 | 0 | 0 | 0 | 0 | 0 | 0 | 0 | 0 | 0 | 0 | 0 | 0 | 0 | 0 | 0 | 0 | 0 | 0 | 0 | 0 | 0 | 0 | 0 | 0 | 0 | 0 | 0 | 0 | 0 | 0
F1_Commercial_Grocery_New_Food Preparation_Natural Gas_Range_E1 | F1 | Commercial | Grocery | New | Food Preparation | Natural Gas | Range | E1 | RVT - Cost of Equipment | 0.091343 | 0.091985 | 0.092749 | 0.093636 | 0.094679 | 0.095901 | 0.096879 | 0.097811 | 0.098726 | 0.099653 | 0.1005 | 0.10125 | 0.10199 | 0.10278 | 0.1037 | 0.10461 | 0.10562 | 0.10672 | 0.10789 | 0.1091 | 0.11033 | 0.11149 | 0.11254 | 0.11351 | 0.11436 | 0.11508 | 0.11559 | 0.11597 | 0.11629 | 0.11657 | 0.11685 | 0.11697 | 0.11697
F1_Commercial_Grocery_New_Food Preparation_Natural Gas_Range_E2 | F1 | Commercial | Grocery | New | Food Preparation | Natural Gas | Range | E2 | RVT - Cost of Equipment | 0.068507 | 0.068989 | 0.069562 | 0.070227 | 0.071009 | 0.071926 | 0.072659 | 0.073358 | 0.074045 | 0.07474 | 0.075377 | 0.075934 | 0.076494 | 0.077088 | 0.077772 | 0.078457 | 0.079213 | 0.080039 | 0.080918 | 0.081826 | 0.082749 | 0.083615 | 0.084408 | 0.085131 | 0.085767 | 0.086314 | 0.086693 | 0.086975 | 0.08722 | 0.087429 | 0.087636 | 0.087727 | 0.087727
F1_Commercial_Grocery_New_Food Preparation_Natural Gas_Range_E3 | F1 | Commercial | Grocery | New | Food Preparation | Natural Gas | Range | E3 | RVT - Cost of Equipment | 0 | 0 | 0 | 0 | 0 | 0 | 0 | 0 | 0 | 0 | 0 | 0 | 0 | 0 | 0 | 0 | 0 | 0 | 0 | 0 | 0 | 0 | 0 | 0 | 0 | 0 | 0 | 0 | 0 | 0 | 0 | 0 | 0
F1_Commercial_Grocery_New_Food Preparation_Natural Gas_Range_E4 | F1 | Commercial | Grocery | New | Food Preparation | Natural Gas | Range | E4 | RVT - Cost of Equipment | 0 | 0 | 0 | 0 | 0 | 0 | 0 | 0 | 0 | 0 | 0 | 0 | 0 | 0 | 0 | 0 | 0 | 0 | 0 | 0 | 0 | 0 | 0 | 0 | 0 | 0 | 0 | 0 | 0 | 0 | 0 | 0 | 0
F1_Commercial_Grocery_New_Food Preparation_Natural Gas_Range_E5 | F1 | Commercial | Grocery | New | Food Preparation | Natural Gas | Range | E5 | RVT - Cost of Equipment | 0 | 0 | 0 | 0 | 0 | 0 | 0 | 0 | 0 | 0 | 0 | 0 | 0 | 0 | 0 | 0 | 0 | 0 | 0 | 0 | 0 | 0 | 0 | 0 | 0 | 0 | 0 | 0 | 0 | 0 | 0 | 0 | 0
F1_Commercial_Grocery_New_Food Preparation_Natural Gas_Range_E6 | F1 | Commercial | Grocery | New | Food Preparation | Natural Gas | Range | E6 | RVT - Cost of Equipment | 0 | 0 | 0 | 0 | 0 | 0 | 0 | 0 | 0 | 0 | 0 | 0 | 0 | 0 | 0 | 0 | 0 | 0 | 0 | 0 | 0 | 0 | 0 | 0 | 0 | 0 | 0 | 0 | 0 | 0 | 0 | 0 | 0
F1_Commercial_Grocery_New_Food Preparation_Natural Gas_Range_E7 | F1 | Commercial | Grocery | New | Food Preparation | Natural Gas | Range | E7 | RVT - Cost of Equipment | 0 | 0 | 0 | 0 | 0 | 0 | 0 | 0 | 0 | 0 | 0 | 0 | 0 | 0 | 0 | 0 | 0 | 0 | 0 | 0 | 0 | 0 | 0 | 0 | 0 | 0 | 0 | 0 | 0 | 0 | 0 | 0 | 0
F1_Commercial_Grocery_New_Food Preparation_Natural Gas_Range_E8 | F1 | Commercial | Grocery | New | Food Preparation | Natural Gas | Range | E8 | RVT - Cost of Equipment | 0 | 0 | 0 | 0 | 0 | 0 | 0 | 0 | 0 | 0 | 0 | 0 | 0 | 0 | 0 | 0 | 0 | 0 | 0 | 0 | 0 | 0 | 0 | 0 | 0 | 0 | 0 | 0 | 0 | 0 | 0 | 0 | 0
F1_Commercial_Grocery_New_Food Preparation_Natural Gas_Range_E9 | F1 | Commercial | Grocery | New | Food Preparation | Natural Gas | Range | E9 | RVT - Cost of Equipment | 0 | 0 | 0 | 0 | 0 | 0 | 0 | 0 | 0 | 0 | 0 | 0 | 0 | 0 | 0 | 0 | 0 | 0 | 0 | 0 | 0 | 0 | 0 | 0 | 0 | 0 | 0 | 0 | 0 | 0 | 0 | 0 | 0
F1_Commercial_Grocery_New_Food Preparation_Natural Gas_Range_E10 | F1 | Commercial | Grocery | New | Food Preparation | Natural Gas | Range | E10 | RVT - Cost of Equipment | 0 | 0 | 0 | 0 | 0 | 0 | 0 | 0 | 0 | 0 | 0 | 0 | 0 | 0 | 0 | 0 | 0 | 0 | 0 | 0 | 0 | 0 | 0 | 0 | 0 | 0 | 0 | 0 | 0 | 0 | 0 | 0 | 0
F2_Commercial_Grocery_New_Food Preparation_Natural Gas_Range_E1 | F2 | Commercial | Grocery | New | Food Preparation | Natural Gas | Range | E1 | RVT - Cost of Operation | 0.10944 | 0.1102 | 0.11112 | 0.11218 | 0.11343 | 0.1149 | 0.11607 | 0.11718 | 0.11828 | 0.11939 | 0.12041 | 0.1213 | 0.12219 | 0.12314 | 0.12424 | 0.12533 | 0.12654 | 0.12786 | 0.12926 | 0.13071 | 0.13219 | 0.13357 | 0.13483 | 0.13599 | 0.13701 | 0.13788 | 0.13848 | 0.13894 | 0.13933 | 0.13966 | 0.13999 | 0.14014 | 0.14014
F2_Commercial_Grocery_New_Food Preparation_Natural Gas_Range_E2 | F2 | Commercial | Grocery | New | Food Preparation | Natural Gas | Range | E2 | RVT - Cost of Operation | 0.082076 | 0.082653 | 0.08334 | 0.084137 | 0.085074 | 0.086171 | 0.08705 | 0.087888 | 0.08871 | 0.089543 | 0.090306 | 0.090974 | 0.091645 | 0.092356 | 0.093176 | 0.093997 | 0.094902 | 0.095892 | 0.096945 | 0.098033 | 0.099139 | 0.10018 | 0.10113 | 0.10199 | 0.10275 | 0.10341 | 0.10386 | 0.1042 | 0.1045 | 0.10475 | 0.10499 | 0.1051 | 0.1051
F2_Commercial_Grocery_New_Food Preparation_Natural Gas_Range_E3 | F2 | Commercial | Grocery | New | Food Preparation | Natural Gas | Range | E3 | RVT - Cost of Operation | 0 | 0 | 0 | 0 | 0 | 0 | 0 | 0 | 0 | 0 | 0 | 0 | 0 | 0 | 0 | 0 | 0 | 0 | 0 | 0 | 0 | 0 | 0 | 0 | 0 | 0 | 0 | 0 | 0 | 0 | 0 | 0 | 0
F2_Commercial_Grocery_New_Food Preparation_Natural Gas_Range_E4 | F2 | Commercial | Grocery | New | Food Preparation | Natural Gas | Range | E4 | RVT - Cost of Operation | 0 | 0 | 0 | 0 | 0 | 0 | 0 | 0 | 0 | 0 | 0 | 0 | 0 | 0 | 0 | 0 | 0 | 0 | 0 | 0 | 0 | 0 | 0 | 0 | 0 | 0 | 0 | 0 | 0 | 0 | 0 | 0 | 0
F2_Commercial_Grocery_New_Food Preparation_Natural Gas_Range_E5 | F2 | Commercial | Grocery | New | Food Preparation | Natural Gas | Range | E5 | RVT - Cost of Operation | 0 | 0 | 0 | 0 | 0 | 0 | 0 | 0 | 0 | 0 | 0 | 0 | 0 | 0 | 0 | 0 | 0 | 0 | 0 | 0 | 0 | 0 | 0 | 0 | 0 | 0 | 0 | 0 | 0 | 0 | 0 | 0 | 0
F2_Commercial_Grocery_New_Food Preparation_Natural Gas_Range_E6 | F2 | Commercial | Grocery | New | Food Preparation | Natural Gas | Range | E6 | RVT - Cost of Operation | 0 | 0 | 0 | 0 | 0 | 0 | 0 | 0 | 0 | 0 | 0 | 0 | 0 | 0 | 0 | 0 | 0 | 0 | 0 | 0 | 0 | 0 | 0 | 0 | 0 | 0 | 0 | 0 | 0 | 0 | 0 | 0 | 0
F2_Commercial_Grocery_New_Food Preparation_Natural Gas_Range_E7 | F2 | Commercial | Grocery | New | Food Preparation | Natural Gas | Range | E7 | RVT - Cost of Operation | 0 | 0 | 0 | 0 | 0 | 0 | 0 | 0 | 0 | 0 | 0 | 0 | 0 | 0 | 0 | 0 | 0 | 0 | 0 | 0 | 0 | 0 | 0 | 0 | 0 | 0 | 0 | 0 | 0 | 0 | 0 | 0 | 0
F2_Commercial_Grocery_New_Food Preparation_Natural Gas_Range_E8 | F2 | Commercial | Grocery | New | Food Preparation | Natural Gas | Range | E8 | RVT - Cost of Operation | 0 | 0 | 0 | 0 | 0 | 0 | 0 | 0 | 0 | 0 | 0 | 0 | 0 | 0 | 0 | 0 | 0 | 0 | 0 | 0 | 0 | 0 | 0 | 0 | 0 | 0 | 0 | 0 | 0 | 0 | 0 | 0 | 0
F2_Commercial_Grocery_New_Food Preparation_Natural Gas_Range_E9 | F2 | Commercial | Grocery | New | Food Preparation | Natural Gas | Range | E9 | RVT - Cost of Operation | 0 | 0 | 0 | 0 | 0 | 0 | 0 | 0 | 0 | 0 | 0 | 0 | 0 | 0 | 0 | 0 | 0 | 0 | 0 | 0 | 0 | 0 | 0 | 0 | 0 | 0 | 0 | 0 | 0 | 0 | 0 | 0 | 0
F2_Commercial_Grocery_New_Food Preparation_Natural Gas_Range_E10 | F2 | Commercial | Grocery | New | Food Preparation | Natural Gas | Range | E10 | RVT - Cost of Operation | 0 | 0 | 0 | 0 | 0 | 0 | 0 | 0 | 0 | 0 | 0 | 0 | 0 | 0 | 0 | 0 | 0 | 0 | 0 | 0 | 0 | 0 | 0 | 0 | 0 | 0 | 0 | 0 | 0 | 0 | 0 | 0 | 0
F3_Commercial_Grocery_New_Food Preparation_Natural Gas_Range_E1 | F3 | Commercial | Grocery | New | Food Preparation | Natural Gas | Range | E1 | System - kBTUs of Consumption | 0.053545 | 0.053545 | 0.053545 | 0.053545 | 0.053545 | 0.053545 | 0.053545 | 0.053545 | 0.053545 | 0.053545 | 0.053545 | 0.053545 | 0.053545 | 0.053545 | 0.053545 | 0.053545 | 0.053545 | 0.053545 | 0.053545 | 0.053545 | 0.053545 | 0.053545 | 0.053545 | 0.053545 | 0.053545 | 0.053545 | 0.053545 | 0.053545 | 0.053545 | 0.053545 | 0.053545 | 0.053545 | 0.053545
F3_Commercial_Grocery_New_Food Preparation_Natural Gas_Range_E2 | F3 | Commercial | Grocery | New | Food Preparation | Natural Gas | Range | E2 | System - kBTUs of Consumption | 0.053552 | 0.053552 | 0.053552 | 0.053552 | 0.053552 | 0.053552 | 0.053552 | 0.053552 | 0.053552 | 0.053552 | 0.053552 | 0.053552 | 0.053552 | 0.053552 | 0.053552 | 0.053552 | 0.053552 | 0.053552 | 0.053552 | 0.053552 | 0.053552 | 0.053552 | 0.053552 | 0.053552 | 0.053552 | 0.053552 | 0.053552 | 0.053552 | 0.053552 | 0.053552 | 0.053552 | 0.053552 | 0.053552
F3_Commercial_Grocery_New_Food Preparation_Natural Gas_Range_E3 | F3 | Commercial | Grocery | New | Food Preparation | Natural Gas | Range | E3 | System - kBTUs of Consumption | 0 | 0 | 0 | 0 | 0 | 0 | 0 | 0 | 0 | 0 | 0 | 0 | 0 | 0 | 0 | 0 | 0 | 0 | 0 | 0 | 0 | 0 | 0 | 0 | 0 | 0 | 0 | 0 | 0 | 0 | 0 | 0 | 0
F3_Commercial_Grocery_New_Food Preparation_Natural Gas_Range_E4 | F3 | Commercial | Grocery | New | Food Preparation | Natural Gas | Range | E4 | System - kBTUs of Consumption | 0 | 0 | 0 | 0 | 0 | 0 | 0 | 0 | 0 | 0 | 0 | 0 | 0 | 0 | 0 | 0 | 0 | 0 | 0 | 0 | 0 | 0 | 0 | 0 | 0 | 0 | 0 | 0 | 0 | 0 | 0 | 0 | 0
F3_Commercial_Grocery_New_Food Preparation_Natural Gas_Range_E5 | F3 | Commercial | Grocery | New | Food Preparation | Natural Gas | Range | E5 | System - kBTUs of Consumption | 0 | 0 | 0 | 0 | 0 | 0 | 0 | 0 | 0 | 0 | 0 | 0 | 0 | 0 | 0 | 0 | 0 | 0 | 0 | 0 | 0 | 0 | 0 | 0 | 0 | 0 | 0 | 0 | 0 | 0 | 0 | 0 | 0
F3_Commercial_Grocery_New_Food Preparation_Natural Gas_Range_E6 | F3 | Commercial | Grocery | New | Food Preparation | Natural Gas | Range | E6 | System - kBTUs of Consumption | 0 | 0 | 0 | 0 | 0 | 0 | 0 | 0 | 0 | 0 | 0 | 0 | 0 | 0 | 0 | 0 | 0 | 0 | 0 | 0 | 0 | 0 | 0 | 0 | 0 | 0 | 0 | 0 | 0 | 0 | 0 | 0 | 0
F3_Commercial_Grocery_New_Food Preparation_Natural Gas_Range_E7 | F3 | Commercial | Grocery | New | Food Preparation | Natural Gas | Range | E7 | System - kBTUs of Consumption | 0 | 0 | 0 | 0 | 0 | 0 | 0 | 0 | 0 | 0 | 0 | 0 | 0 | 0 | 0 | 0 | 0 | 0 | 0 | 0 | 0 | 0 | 0 | 0 | 0 | 0 | 0 | 0 | 0 | 0 | 0 | 0 | 0
F3_Commercial_Grocery_New_Food Preparation_Natural Gas_Range_E8 | F3 | Commercial | Grocery | New | Food Preparation | Natural Gas | Range | E8 | System - kBTUs of Consumption | 0 | 0 | 0 | 0 | 0 | 0 | 0 | 0 | 0 | 0 | 0 | 0 | 0 | 0 | 0 | 0 | 0 | 0 | 0 | 0 | 0 | 0 | 0 | 0 | 0 | 0 | 0 | 0 | 0 | 0 | 0 | 0 | 0
F3_Commercial_Grocery_New_Food Preparation_Natural Gas_Range_E9 | F3 | Commercial | Grocery | New | Food Preparation | Natural Gas | Range | E9 | System - kBTUs of Consumption | 0 | 0 | 0 | 0 | 0 | 0 | 0 | 0 | 0 | 0 | 0 | 0 | 0 | 0 | 0 | 0 | 0 | 0 | 0 | 0 | 0 | 0 | 0 | 0 | 0 | 0 | 0 | 0 | 0 | 0 | 0 | 0 | 0
F3_Commercial_Grocery_New_Food Preparation_Natural Gas_Range_E10 | F3 | Commercial | Grocery | New | Food Preparation | Natural Gas | Range | E10 | System - kBTUs of Consumption | 0 | 0 | 0 | 0 | 0 | 0 | 0 | 0 | 0 | 0 | 0 | 0 | 0 | 0 | 0 | 0 | 0 | 0 | 0 | 0 | 0 | 0 | 0 | 0 | 0 | 0 | 0 | 0 | 0 | 0 | 0 | 0 | 0
F4_Commercial_Grocery_New_Food Preparation_Natural Gas_Range_E1 | F4 | Commercial | Grocery | New | Food Preparation | Natural Gas | Range | E1 | Utility - Cost of Equipment | 0.10944 | 0.1102 | 0.11112 | 0.11218 | 0.11343 | 0.1149 | 0.11607 | 0.11718 | 0.11828 | 0.11939 | 0.12041 | 0.1213 | 0.12219 | 0.12314 | 0.12424 | 0.12533 | 0.12654 | 0.12786 | 0.12926 | 0.13071 | 0.13219 | 0.13357 | 0.13483 | 0.13599 | 0.13701 | 0.13788 | 0.13848 | 0.13894 | 0.13933 | 0.13966 | 0.13999 | 0.14014 | 0.14014
F4_Commercial_Grocery_New_Food Preparation_Natural Gas_Range_E2 | F4 | Commercial | Grocery | New | Food Preparation | Natural Gas | Range | E2 | Utility - Cost of Equipment | 0.082076 | 0.082653 | 0.08334 | 0.084137 | 0.085074 | 0.086171 | 0.08705 | 0.087888 | 0.08871 | 0.089543 | 0.090306 | 0.090974 | 0.091645 | 0.092356 | 0.093176 | 0.093997 | 0.094902 | 0.095892 | 0.096945 | 0.098033 | 0.099139 | 0.10018 | 0.10113 | 0.10199 | 0.10275 | 0.10341 | 0.10386 | 0.1042 | 0.1045 | 0.10475 | 0.10499 | 0.1051 | 0.1051
F4_Commercial_Grocery_New_Food Preparation_Natural Gas_Range_E3 | F4 | Commercial | Grocery | New | Food Preparation | Natural Gas | Range | E3 | Utility - Cost of Equipment | 0 | 0 | 0 | 0 | 0 | 0 | 0 | 0 | 0 | 0 | 0 | 0 | 0 | 0 | 0 | 0 | 0 | 0 | 0 | 0 | 0 | 0 | 0 | 0 | 0 | 0 | 0 | 0 | 0 | 0 | 0 | 0 | 0
F4_Commercial_Grocery_New_Food Preparation_Natural Gas_Range_E4 | F4 | Commercial | Grocery | New | Food Preparation | Natural Gas | Range | E4 | Utility - Cost of Equipment | 0 | 0 | 0 | 0 | 0 | 0 | 0 | 0 | 0 | 0 | 0 | 0 | 0 | 0 | 0 | 0 | 0 | 0 | 0 | 0 | 0 | 0 | 0 | 0 | 0 | 0 | 0 | 0 | 0 | 0 | 0 | 0 | 0
F4_Commercial_Grocery_New_Food Preparation_Natural Gas_Range_E5 | F4 | Commercial | Grocery | New | Food Preparation | Natural Gas | Range | E5 | Utility - Cost of Equipment | 0 | 0 | 0 | 0 | 0 | 0 | 0 | 0 | 0 | 0 | 0 | 0 | 0 | 0 | 0 | 0 | 0 | 0 | 0 | 0 | 0 | 0 | 0 | 0 | 0 | 0 | 0 | 0 | 0 | 0 | 0 | 0 | 0
F4_Commercial_Grocery_New_Food Preparation_Natural Gas_Range_E6 | F4 | Commercial | Grocery | New | Food Preparation | Natural Gas | Range | E6 | Utility - Cost of Equipment | 0 | 0 | 0 | 0 | 0 | 0 | 0 | 0 | 0 | 0 | 0 | 0 | 0 | 0 | 0 | 0 | 0 | 0 | 0 | 0 | 0 | 0 | 0 | 0 | 0 | 0 | 0 | 0 | 0 | 0 | 0 | 0 | 0
F4_Commercial_Grocery_New_Food Preparation_Natural Gas_Range_E7 | F4 | Commercial | Grocery | New | Food Preparation | Natural Gas | Range | E7 | Utility - Cost of Equipment | 0 | 0 | 0 | 0 | 0 | 0 | 0 | 0 | 0 | 0 | 0 | 0 | 0 | 0 | 0 | 0 | 0 | 0 | 0 | 0 | 0 | 0 | 0 | 0 | 0 | 0 | 0 | 0 | 0 | 0 | 0 | 0 | 0
F4_Commercial_Grocery_New_Food Preparation_Natural Gas_Range_E8 | F4 | Commercial | Grocery | New | Food Preparation | Natural Gas | Range | E8 | Utility - Cost of Equipment | 0 | 0 | 0 | 0 | 0 | 0 | 0 | 0 | 0 | 0 | 0 | 0 | 0 | 0 | 0 | 0 | 0 | 0 | 0 | 0 | 0 | 0 | 0 | 0 | 0 | 0 | 0 | 0 | 0 | 0 | 0 | 0 | 0
F4_Commercial_Grocery_New_Food Preparation_Natural Gas_Range_E9 | F4 | Commercial | Grocery | New | Food Preparation | Natural Gas | Range | E9 | Utility - Cost of Equipment | 0 | 0 | 0 | 0 | 0 | 0 | 0 | 0 | 0 | 0 | 0 | 0 | 0 | 0 | 0 | 0 | 0 | 0 | 0 | 0 | 0 | 0 | 0 | 0 | 0 | 0 | 0 | 0 | 0 | 0 | 0 | 0 | 0
F4_Commercial_Grocery_New_Food Preparation_Natural Gas_Range_E10 | F4 | Commercial | Grocery | New | Food Preparation | Natural Gas | Range | E10 | Utility - Cost of Equipment | 0 | 0 | 0 | 0 | 0 | 0 | 0 | 0 | 0 | 0 | 0 | 0 | 0 | 0 | 0 | 0 | 0 | 0 | 0 | 0 | 0 | 0 | 0 | 0 | 0 | 0 | 0 | 0 | 0 | 0 | 0 | 0 | 0
F5_Commercial_Grocery_New_Food Preparation_Natural Gas_Range_E1 | F5 | Commercial | Grocery | New | Food Preparation | Natural Gas | Range | E1 | Utility - Cost of Operation | 0.053545 | 0.053545 | 0.053545 | 0.053545 | 0.053545 | 0.053545 | 0.053545 | 0.053545 | 0.053545 | 0.053545 | 0.053545 | 0.053545 | 0.053545 | 0.053545 | 0.053545 | 0.053545 | 0.053545 | 0.053545 | 0.053545 | 0.053545 | 0.053545 | 0.053545 | 0.053545 | 0.053545 | 0.053545 | 0.053545 | 0.053545 | 0.053545 | 0.053545 | 0.053545 | 0.053545 | 0.053545 | 0.053545
F5_Commercial_Grocery_New_Food Preparation_Natural Gas_Range_E2 | F5 | Commercial | Grocery | New | Food Preparation | Natural Gas | Range | E2 | Utility - Cost of Operation | 0.053552 | 0.053552 | 0.053552 | 0.053552 | 0.053552 | 0.053552 | 0.053552 | 0.053552 | 0.053552 | 0.053552 | 0.053552 | 0.053552 | 0.053552 | 0.053552 | 0.053552 | 0.053552 | 0.053552 | 0.053552 | 0.053552 | 0.053552 | 0.053552 | 0.053552 | 0.053552 | 0.053552 | 0.053552 | 0.053552 | 0.053552 | 0.053552 | 0.053552 | 0.053552 | 0.053552 | 0.053552 | 0.053552
F5_Commercial_Grocery_New_Food Preparation_Natural Gas_Range_E3 | F5 | Commercial | Grocery | New | Food Preparation | Natural Gas | Range | E3 | Utility - Cost of Operation | 0 | 0 | 0 | 0 | 0 | 0 | 0 | 0 | 0 | 0 | 0 | 0 | 0 | 0 | 0 | 0 | 0 | 0 | 0 | 0 | 0 | 0 | 0 | 0 | 0 | 0 | 0 | 0 | 0 | 0 | 0 | 0 | 0
F5_Commercial_Grocery_New_Food Preparation_Natural Gas_Range_E4 | F5 | Commercial | Grocery | New | Food Preparation | Natural Gas | Range | E4 | Utility - Cost of Operation | 0 | 0 | 0 | 0 | 0 | 0 | 0 | 0 | 0 | 0 | 0 | 0 | 0 | 0 | 0 | 0 | 0 | 0 | 0 | 0 | 0 | 0 | 0 | 0 | 0 | 0 | 0 | 0 | 0 | 0 | 0 | 0 | 0
F5_Commercial_Grocery_New_Food Preparation_Natural Gas_Range_E5 | F5 | Commercial | Grocery | New | Food Preparation | Natural Gas | Range | E5 | Utility - Cost of Operation | 0 | 0 | 0 | 0 | 0 | 0 | 0 | 0 | 0 | 0 | 0 | 0 | 0 | 0 | 0 | 0 | 0 | 0 | 0 | 0 | 0 | 0 | 0 | 0 | 0 | 0 | 0 | 0 | 0 | 0 | 0 | 0 | 0
F5_Commercial_Grocery_New_Food Preparation_Natural Gas_Range_E6 | F5 | Commercial | Grocery | New | Food Preparation | Natural Gas | Range | E6 | Utility - Cost of Operation | 0 | 0 | 0 | 0 | 0 | 0 | 0 | 0 | 0 | 0 | 0 | 0 | 0 | 0 | 0 | 0 | 0 | 0 | 0 | 0 | 0 | 0 | 0 | 0 | 0 | 0 | 0 | 0 | 0 | 0 | 0 | 0 | 0
F5_Commercial_Grocery_New_Food Preparation_Natural Gas_Range_E7 | F5 | Commercial | Grocery | New | Food Preparation | Natural Gas | Range | E7 | Utility - Cost of Operation | 0 | 0 | 0 | 0 | 0 | 0 | 0 | 0 | 0 | 0 | 0 | 0 | 0 | 0 | 0 | 0 | 0 | 0 | 0 | 0 | 0 | 0 | 0 | 0 | 0 | 0 | 0 | 0 | 0 | 0 | 0 | 0 | 0
F5_Commercial_Grocery_New_Food Preparation_Natural Gas_Range_E8 | F5 | Commercial | Grocery | New | Food Preparation | Natural Gas | Range | E8 | Utility - Cost of Operation | 0 | 0 | 0 | 0 | 0 | 0 | 0 | 0 | 0 | 0 | 0 | 0 | 0 | 0 | 0 | 0 | 0 | 0 | 0 | 0 | 0 | 0 | 0 | 0 | 0 | 0 | 0 | 0 | 0 | 0 | 0 | 0 | 0
F5_Commercial_Grocery_New_Food Preparation_Natural Gas_Range_E9 | F5 | Commercial | Grocery | New | Food Preparation | Natural Gas | Range | E9 | Utility - Cost of Operation | 0 | 0 | 0 | 0 | 0 | 0 | 0 | 0 | 0 | 0 | 0 | 0 | 0 | 0 | 0 | 0 | 0 | 0 | 0 | 0 | 0 | 0 | 0 | 0 | 0 | 0 | 0 | 0 | 0 | 0 | 0 | 0 | 0
F5_Commercial_Grocery_New_Food Preparation_Natural Gas_Range_E10 | F5 | Commercial | Grocery | New | Food Preparation | Natural Gas | Range | E10 | Utility - Cost of Operation | 0 | 0 | 0 | 0 | 0 | 0 | 0 | 0 | 0 | 0 | 0 | 0 | 0 | 0 | 0 | 0 | 0 | 0 | 0 | 0 | 0 | 0 | 0 | 0 | 0 | 0 | 0 | 0 | 0 | 0 | 0 | 0 | 0
F6_Commercial_Grocery_New_Food Preparation_Natural Gas_Range_E1 | F6 | Commercial | Grocery | New | Food Preparation | Natural Gas | Range | E1 | Utility - Value of Sales | 0.065426 | 0.065426 | 0.065426 | 0.065426 | 0.065426 | 0.065426 | 0.065426 | 0.065426 | 0.065426 | 0.065426 | 0.065426 | 0.065426 | 0.065426 | 0.065426 | 0.065426 | 0.065426 | 0.065426 | 0.065426 | 0.065426 | 0.065426 | 0.065426 | 0.065426 | 0.065426 | 0.065426 | 0.065426 | 0.065426 | 0.065426 | 0.065426 | 0.065426 | 0.065426 | 0.065426 | 0.065426 | 0.065426
F6_Commercial_Grocery_New_Food Preparation_Natural Gas_Range_E2 | F6 | Commercial | Grocery | New | Food Preparation | Natural Gas | Range | E2 | Utility - Value of Sales | 0.04907 | 0.04907 | 0.04907 | 0.04907 | 0.04907 | 0.04907 | 0.04907 | 0.04907 | 0.04907 | 0.04907 | 0.04907 | 0.04907 | 0.04907 | 0.04907 | 0.04907 | 0.04907 | 0.04907 | 0.04907 | 0.04907 | 0.04907 | 0.04907 | 0.04907 | 0.04907 | 0.04907 | 0.04907 | 0.04907 | 0.04907 | 0.04907 | 0.04907 | 0.04907 | 0.04907 | 0.04907 | 0.04907
F6_Commercial_Grocery_New_Food Preparation_Natural Gas_Range_E3 | F6 | Commercial | Grocery | New | Food Preparation | Natural Gas | Range | E3 | Utility - Value of Sales | 0 | 0 | 0 | 0 | 0 | 0 | 0 | 0 | 0 | 0 | 0 | 0 | 0 | 0 | 0 | 0 | 0 | 0 | 0 | 0 | 0 | 0 | 0 | 0 | 0 | 0 | 0 | 0 | 0 | 0 | 0 | 0 | 0
F6_Commercial_Grocery_New_Food Preparation_Natural Gas_Range_E4 | F6 | Commercial | Grocery | New | Food Preparation | Natural Gas | Range | E4 | Utility - Value of Sales | 0 | 0 | 0 | 0 | 0 | 0 | 0 | 0 | 0 | 0 | 0 | 0 | 0 | 0 | 0 | 0 | 0 | 0 | 0 | 0 | 0 | 0 | 0 | 0 | 0 | 0 | 0 | 0 | 0 | 0 | 0 | 0 | 0
F6_Commercial_Grocery_New_Food Preparation_Natural Gas_Range_E5 | F6 | Commercial | Grocery | New | Food Preparation | Natural Gas | Range | E5 | Utility - Value of Sales | 0 | 0 | 0 | 0 | 0 | 0 | 0 | 0 | 0 | 0 | 0 | 0 | 0 | 0 | 0 | 0 | 0 | 0 | 0 | 0 | 0 | 0 | 0 | 0 | 0 | 0 | 0 | 0 | 0 | 0 | 0 | 0 | 0
F6_Commercial_Grocery_New_Food Preparation_Natural Gas_Range_E6 | F6 | Commercial | Grocery | New | Food Preparation | Natural Gas | Range | E6 | Utility - Value of Sales | 0 | 0 | 0 | 0 | 0 | 0 | 0 | 0 | 0 | 0 | 0 | 0 | 0 | 0 | 0 | 0 | 0 | 0 | 0 | 0 | 0 | 0 | 0 | 0 | 0 | 0 | 0 | 0 | 0 | 0 | 0 | 0 | 0
F6_Commercial_Grocery_New_Food Preparation_Natural Gas_Range_E7 | F6 | Commercial | Grocery | New | Food Preparation | Natural Gas | Range | E7 | Utility - Value of Sales | 0 | 0 | 0 | 0 | 0 | 0 | 0 | 0 | 0 | 0 | 0 | 0 | 0 | 0 | 0 | 0 | 0 | 0 | 0 | 0 | 0 | 0 | 0 | 0 | 0 | 0 | 0 | 0 | 0 | 0 | 0 | 0 | 0
F6_Commercial_Grocery_New_Food Preparation_Natural Gas_Range_E8 | F6 | Commercial | Grocery | New | Food Preparation | Natural Gas | Range | E8 | Utility - Value of Sales | 0 | 0 | 0 | 0 | 0 | 0 | 0 | 0 | 0 | 0 | 0 | 0 | 0 | 0 | 0 | 0 | 0 | 0 | 0 | 0 | 0 | 0 | 0 | 0 | 0 | 0 | 0 | 0 | 0 | 0 | 0 | 0 | 0
F6_Commercial_Grocery_New_Food Preparation_Natural Gas_Range_E9 | F6 | Commercial | Grocery | New | Food Preparation | Natural Gas | Range | E9 | Utility - Value of Sales | 0 | 0 | 0 | 0 | 0 | 0 | 0 | 0 | 0 | 0 | 0 | 0 | 0 | 0 | 0 | 0 | 0 | 0 | 0 | 0 | 0 | 0 | 0 | 0 | 0 | 0 | 0 | 0 | 0 | 0 | 0 | 0 | 0
F6_Commercial_Grocery_New_Food Preparation_Natural Gas_Range_E10 | F6 | Commercial | Grocery | New | Food Preparation | Natural Gas | Range | E10 | Utility - Value of Sales | 0 | 0 | 0 | 0 | 0 | 0 | 0 | 0 | 0 | 0 | 0 | 0 | 0 | 0 | 0 | 0 | 0 | 0 | 0 | 0 | 0 | 0 | 0 | 0 | 0 | 0 | 0 | 0 | 0 | 0 | 0 | 0 | 0
F1_Commercial_Grocery_New_Food Preparation_Natural Gas_Steamer_E1 | F1 | Commercial | Grocery | New | Food Preparation | Natural Gas | Steamer | E1 | RVT - Cost of Equipment | 0.18208 | 0.18341 | 0.18492 | 0 | 0 | 0 | 0 | 0 | 0 | 0 | 0 | 0 | 0 | 0 | 0 | 0 | 0 | 0 | 0 | 0 | 0 | 0 | 0 | 0 | 0 | 0 | 0 | 0 | 0 | 0 | 0 | 0 | 0
F1_Commercial_Grocery_New_Food Preparation_Natural Gas_Steamer_E2 | F1 | Commercial | Grocery | New | Food Preparation | Natural Gas | Steamer | E2 | RVT - Cost of Equipment | 0.078991 | 0.079567 | 0.080221 | 0.080952 | 0.081794 | 0.082773 | 0.08358 | 0.084366 | 0.085162 | 0.085984 | 0.086763 | 0.08747 | 0.088181 | 0.088918 | 0.089726 | 0.090514 | 0.091359 | 0.092261 | 0.093209 | 0.094175 | 0.095141 | 0.096036 | 0.096846 | 0.097574 | 0.09821 | 0.098756 | 0.099135 | 0.099417 | 0.099662 | 0.09987 | 0.10008 | 0.10017 | 0.10017
F1_Commercial_Grocery_New_Food Preparation_Natural Gas_Steamer_E3 | F1 | Commercial | Grocery | New | Food Preparation | Natural Gas | Steamer | E3 | RVT - Cost of Equipment | 0 | 0 | 0 | 0 | 0 | 0 | 0 | 0 | 0 | 0 | 0 | 0 | 0 | 0 | 0 | 0 | 0 | 0 | 0 | 0 | 0 | 0 | 0 | 0 | 0 | 0 | 0 | 0 | 0 | 0 | 0 | 0 | 0
F1_Commercial_Grocery_New_Food Preparation_Natural Gas_Steamer_E4 | F1 | Commercial | Grocery | New | Food Preparation | Natural Gas | Steamer | E4 | RVT - Cost of Equipment | 0 | 0 | 0 | 0 | 0 | 0 | 0 | 0 | 0 | 0 | 0 | 0 | 0 | 0 | 0 | 0 | 0 | 0 | 0 | 0 | 0 | 0 | 0 | 0 | 0 | 0 | 0 | 0 | 0 | 0 | 0 | 0 | 0
F1_Commercial_Grocery_New_Food Preparation_Natural Gas_Steamer_E5 | F1 | Commercial | Grocery | New | Food Preparation | Natural Gas | Steamer | E5 | RVT - Cost of Equipment | 0 | 0 | 0 | 0 | 0 | 0 | 0 | 0 | 0 | 0 | 0 | 0 | 0 | 0 | 0 | 0 | 0 | 0 | 0 | 0 | 0 | 0 | 0 | 0 | 0 | 0 | 0 | 0 | 0 | 0 | 0 | 0 | 0
F1_Commercial_Grocery_New_Food Preparation_Natural Gas_Steamer_E6 | F1 | Commercial | Grocery | New | Food Preparation | Natural Gas | Steamer | E6 | RVT - Cost of Equipment | 0 | 0 | 0 | 0 | 0 | 0 | 0 | 0 | 0 | 0 | 0 | 0 | 0 | 0 | 0 | 0 | 0 | 0 | 0 | 0 | 0 | 0 | 0 | 0 | 0 | 0 | 0 | 0 | 0 | 0 | 0 | 0 | 0
F1_Commercial_Grocery_New_Food Preparation_Natural Gas_Steamer_E7 | F1 | Commercial | Grocery | New | Food Preparation | Natural Gas | Steamer | E7 | RVT - Cost of Equipment | 0 | 0 | 0 | 0 | 0 | 0 | 0 | 0 | 0 | 0 | 0 | 0 | 0 | 0 | 0 | 0 | 0 | 0 | 0 | 0 | 0 | 0 | 0 | 0 | 0 | 0 | 0 | 0 | 0 | 0 | 0 | 0 | 0
F1_Commercial_Grocery_New_Food Preparation_Natural Gas_Steamer_E8 | F1 | Commercial | Grocery | New | Food Preparation | Natural Gas | Steamer | E8 | RVT - Cost of Equipment | 0 | 0 | 0 | 0 | 0 | 0 | 0 | 0 | 0 | 0 | 0 | 0 | 0 | 0 | 0 | 0 | 0 | 0 | 0 | 0 | 0 | 0 | 0 | 0 | 0 | 0 | 0 | 0 | 0 | 0 | 0 | 0 | 0
F1_Commercial_Grocery_New_Food Preparation_Natural Gas_Steamer_E9 | F1 | Commercial | Grocery | New | Food Preparation | Natural Gas | Steamer | E9 | RVT - Cost of Equipment | 0 | 0 | 0 | 0 | 0 | 0 | 0 | 0 | 0 | 0 | 0 | 0 | 0 | 0 | 0 | 0 | 0 | 0 | 0 | 0 | 0 | 0 | 0 | 0 | 0 | 0 | 0 | 0 | 0 | 0 | 0 | 0 | 0
F1_Commercial_Grocery_New_Food Preparation_Natural Gas_Steamer_E10 | F1 | Commercial | Grocery | New | Food Preparation | Natural Gas | Steamer | E10 | RVT - Cost of Equipment | 0 | 0 | 0 | 0 | 0 | 0 | 0 | 0 | 0 | 0 | 0 | 0 | 0 | 0 | 0 | 0 | 0 | 0 | 0 | 0 | 0 | 0 | 0 | 0 | 0 | 0 | 0 | 0 | 0 | 0 | 0 | 0 | 0
F2_Commercial_Grocery_New_Food Preparation_Natural Gas_Steamer_E1 | F2 | Commercial | Grocery | New | Food Preparation | Natural Gas | Steamer | E1 | RVT - Cost of Operation | 0.21815 | 0.21973 | 0.22154 | 0 | 0 | 0 | 0 | 0 | 0 | 0 | 0 | 0 | 0 | 0 | 0 | 0 | 0 | 0 | 0 | 0 | 0 | 0 | 0 | 0 | 0 | 0 | 0 | 0 | 0 | 0 | 0 | 0 | 0
F2_Commercial_Grocery_New_Food Preparation_Natural Gas_Steamer_E2 | F2 | Commercial | Grocery | New | Food Preparation | Natural Gas | Steamer | E2 | RVT - Cost of Operation | 0.094637 | 0.095326 | 0.09611 | 0.096986 | 0.097995 | 0.099167 | 0.10013 | 0.10108 | 0.10203 | 0.10301 | 0.10395 | 0.10479 | 0.10565 | 0.10653 | 0.1075 | 0.10844 | 0.10945 | 0.11053 | 0.11167 | 0.11283 | 0.11398 | 0.11506 | 0.11603 | 0.1169 | 0.11766 | 0.11832 | 0.11877 | 0.11911 | 0.1194 | 0.11965 | 0.1199 | 0.12001 | 0.12001
F2_Commercial_Grocery_New_Food Preparation_Natural Gas_Steamer_E3 | F2 | Commercial | Grocery | New | Food Preparation | Natural Gas | Steamer | E3 | RVT - Cost of Operation | 0 | 0 | 0 | 0 | 0 | 0 | 0 | 0 | 0 | 0 | 0 | 0 | 0 | 0 | 0 | 0 | 0 | 0 | 0 | 0 | 0 | 0 | 0 | 0 | 0 | 0 | 0 | 0 | 0 | 0 | 0 | 0 | 0
F2_Commercial_Grocery_New_Food Preparation_Natural Gas_Steamer_E4 | F2 | Commercial | Grocery | New | Food Preparation | Natural Gas | Steamer | E4 | RVT - Cost of Operation | 0 | 0 | 0 | 0 | 0 | 0 | 0 | 0 | 0 | 0 | 0 | 0 | 0 | 0 | 0 | 0 | 0 | 0 | 0 | 0 | 0 | 0 | 0 | 0 | 0 | 0 | 0 | 0 | 0 | 0 | 0 | 0 | 0
F2_Commercial_Grocery_New_Food Preparation_Natural Gas_Steamer_E5 | F2 | Commercial | Grocery | New | Food Preparation | Natural Gas | Steamer | E5 | RVT - Cost of Operation | 0 | 0 | 0 | 0 | 0 | 0 | 0 | 0 | 0 | 0 | 0 | 0 | 0 | 0 | 0 | 0 | 0 | 0 | 0 | 0 | 0 | 0 | 0 | 0 | 0 | 0 | 0 | 0 | 0 | 0 | 0 | 0 | 0
F2_Commercial_Grocery_New_Food Preparation_Natural Gas_Steamer_E6 | F2 | Commercial | Grocery | New | Food Preparation | Natural Gas | Steamer | E6 | RVT - Cost of Operation | 0 | 0 | 0 | 0 | 0 | 0 | 0 | 0 | 0 | 0 | 0 | 0 | 0 | 0 | 0 | 0 | 0 | 0 | 0 | 0 | 0 | 0 | 0 | 0 | 0 | 0 | 0 | 0 | 0 | 0 | 0 | 0 | 0
F2_Commercial_Grocery_New_Food Preparation_Natural Gas_Steamer_E7 | F2 | Commercial | Grocery | New | Food Preparation | Natural Gas | Steamer | E7 | RVT - Cost of Operation | 0 | 0 | 0 | 0 | 0 | 0 | 0 | 0 | 0 | 0 | 0 | 0 | 0 | 0 | 0 | 0 | 0 | 0 | 0 | 0 | 0 | 0 | 0 | 0 | 0 | 0 | 0 | 0 | 0 | 0 | 0 | 0 | 0
F2_Commercial_Grocery_New_Food Preparation_Natural Gas_Steamer_E8 | F2 | Commercial | Grocery | New | Food Preparation | Natural Gas | Steamer | E8 | RVT - Cost of Operation | 0 | 0 | 0 | 0 | 0 | 0 | 0 | 0 | 0 | 0 | 0 | 0 | 0 | 0 | 0 | 0 | 0 | 0 | 0 | 0 | 0 | 0 | 0 | 0 | 0 | 0 | 0 | 0 | 0 | 0 | 0 | 0 | 0
F2_Commercial_Grocery_New_Food Preparation_Natural Gas_Steamer_E9 | F2 | Commercial | Grocery | New | Food Preparation | Natural Gas | Steamer | E9 | RVT - Cost of Operation | 0 | 0 | 0 | 0 | 0 | 0 | 0 | 0 | 0 | 0 | 0 | 0 | 0 | 0 | 0 | 0 | 0 | 0 | 0 | 0 | 0 | 0 | 0 | 0 | 0 | 0 | 0 | 0 | 0 | 0 | 0 | 0 | 0
F2_Commercial_Grocery_New_Food Preparation_Natural Gas_Steamer_E10 | F2 | Commercial | Grocery | New | Food Preparation | Natural Gas | Steamer | E10 | RVT - Cost of Operation | 0 | 0 | 0 | 0 | 0 | 0 | 0 | 0 | 0 | 0 | 0 | 0 | 0 | 0 | 0 | 0 | 0 | 0 | 0 | 0 | 0 | 0 | 0 | 0 | 0 | 0 | 0 | 0 | 0 | 0 | 0 | 0 | 0
F3_Commercial_Grocery_New_Food Preparation_Natural Gas_Steamer_E1 | F3 | Commercial | Grocery | New | Food Preparation | Natural Gas | Steamer | E1 | System - kBTUs of Consumption | 0.138 | 0.138 | 0.138 | 0 | 0 | 0 | 0 | 0 | 0 | 0 | 0 | 0 | 0 | 0 | 0 | 0 | 0 | 0 | 0 | 0 | 0 | 0 | 0 | 0 | 0 | 0 | 0 | 0 | 0 | 0 | 0 | 0 | 0
F3_Commercial_Grocery_New_Food Preparation_Natural Gas_Steamer_E2 | F3 | Commercial | Grocery | New | Food Preparation | Natural Gas | Steamer | E2 | System - kBTUs of Consumption | 0.16167 | 0.16167 | 0.16167 | 0.16167 | 0.16167 | 0.16167 | 0.16167 | 0.16167 | 0.16167 | 0.16167 | 0.16167 | 0.16167 | 0.16167 | 0.16167 | 0.16167 | 0.16167 | 0.16167 | 0.16167 | 0.16167 | 0.16167 | 0.16167 | 0.16167 | 0.16167 | 0.16167 | 0.16167 | 0.16167 | 0.16167 | 0.16167 | 0.16167 | 0.16167 | 0.16167 | 0.16167 | 0.16167
F3_Commercial_Grocery_New_Food Preparation_Natural Gas_Steamer_E3 | F3 | Commercial | Grocery | New | Food Preparation | Natural Gas | Steamer | E3 | System - kBTUs of Consumption | 0 | 0 | 0 | 0 | 0 | 0 | 0 | 0 | 0 | 0 | 0 | 0 | 0 | 0 | 0 | 0 | 0 | 0 | 0 | 0 | 0 | 0 | 0 | 0 | 0 | 0 | 0 | 0 | 0 | 0 | 0 | 0 | 0
F3_Commercial_Grocery_New_Food Preparation_Natural Gas_Steamer_E4 | F3 | Commercial | Grocery | New | Food Preparation | Natural Gas | Steamer | E4 | System - kBTUs of Consumption | 0 | 0 | 0 | 0 | 0 | 0 | 0 | 0 | 0 | 0 | 0 | 0 | 0 | 0 | 0 | 0 | 0 | 0 | 0 | 0 | 0 | 0 | 0 | 0 | 0 | 0 | 0 | 0 | 0 | 0 | 0 | 0 | 0
F3_Commercial_Grocery_New_Food Preparation_Natural Gas_Steamer_E5 | F3 | Commercial | Grocery | New | Food Preparation | Natural Gas | Steamer | E5 | System - kBTUs of Consumption | 0 | 0 | 0 | 0 | 0 | 0 | 0 | 0 | 0 | 0 | 0 | 0 | 0 | 0 | 0 | 0 | 0 | 0 | 0 | 0 | 0 | 0 | 0 | 0 | 0 | 0 | 0 | 0 | 0 | 0 | 0 | 0 | 0
F3_Commercial_Grocery_New_Food Preparation_Natural Gas_Steamer_E6 | F3 | Commercial | Grocery | New | Food Preparation | Natural Gas | Steamer | E6 | System - kBTUs of Consumption | 0 | 0 | 0 | 0 | 0 | 0 | 0 | 0 | 0 | 0 | 0 | 0 | 0 | 0 | 0 | 0 | 0 | 0 | 0 | 0 | 0 | 0 | 0 | 0 | 0 | 0 | 0 | 0 | 0 | 0 | 0 | 0 | 0
F3_Commercial_Grocery_New_Food Preparation_Natural Gas_Steamer_E7 | F3 | Commercial | Grocery | New | Food Preparation | Natural Gas | Steamer | E7 | System - kBTUs of Consumption | 0 | 0 | 0 | 0 | 0 | 0 | 0 | 0 | 0 | 0 | 0 | 0 | 0 | 0 | 0 | 0 | 0 | 0 | 0 | 0 | 0 | 0 | 0 | 0 | 0 | 0 | 0 | 0 | 0 | 0 | 0 | 0 | 0
F3_Commercial_Grocery_New_Food Preparation_Natural Gas_Steamer_E8 | F3 | Commercial | Grocery | New | Food Preparation | Natural Gas | Steamer | E8 | System - kBTUs of Consumption | 0 | 0 | 0 | 0 | 0 | 0 | 0 | 0 | 0 | 0 | 0 | 0 | 0 | 0 | 0 | 0 | 0 | 0 | 0 | 0 | 0 | 0 | 0 | 0 | 0 | 0 | 0 | 0 | 0 | 0 | 0 | 0 | 0
F3_Commercial_Grocery_New_Food Preparation_Natural Gas_Steamer_E9 | F3 | Commercial | Grocery | New | Food Preparation | Natural Gas | Steamer | E9 | System - kBTUs of Consumption | 0 | 0 | 0 | 0 | 0 | 0 | 0 | 0 | 0 | 0 | 0 | 0 | 0 | 0 | 0 | 0 | 0 | 0 | 0 | 0 | 0 | 0 | 0 | 0 | 0 | 0 | 0 | 0 | 0 | 0 | 0 | 0 | 0
F3_Commercial_Grocery_New_Food Preparation_Natural Gas_Steamer_E10 | F3 | Commercial | Grocery | New | Food Preparation | Natural Gas | Steamer | E10 | System - kBTUs of Consumption | 0 | 0 | 0 | 0 | 0 | 0 | 0 | 0 | 0 | 0 | 0 | 0 | 0 | 0 | 0 | 0 | 0 | 0 | 0 | 0 | 0 | 0 | 0 | 0 | 0 | 0 | 0 | 0 | 0 | 0 | 0 | 0 | 0
F4_Commercial_Grocery_New_Food Preparation_Natural Gas_Steamer_E1 | F4 | Commercial | Grocery | New | Food Preparation | Natural Gas | Steamer | E1 | Utility - Cost of Equipment | 0.21815 | 0.21973 | 0.22154 | 0 | 0 | 0 | 0 | 0 | 0 | 0 | 0 | 0 | 0 | 0 | 0 | 0 | 0 | 0 | 0 | 0 | 0 | 0 | 0 | 0 | 0 | 0 | 0 | 0 | 0 | 0 | 0 | 0 | 0
F4_Commercial_Grocery_New_Food Preparation_Natural Gas_Steamer_E2 | F4 | Commercial | Grocery | New | Food Preparation | Natural Gas | Steamer | E2 | Utility - Cost of Equipment | 0.094637 | 0.095326 | 0.09611 | 0.096986 | 0.097995 | 0.099167 | 0.10013 | 0.10108 | 0.10203 | 0.10301 | 0.10395 | 0.10479 | 0.10565 | 0.10653 | 0.1075 | 0.10844 | 0.10945 | 0.11053 | 0.11167 | 0.11283 | 0.11398 | 0.11506 | 0.11603 | 0.1169 | 0.11766 | 0.11832 | 0.11877 | 0.11911 | 0.1194 | 0.11965 | 0.1199 | 0.12001 | 0.12001
F4_Commercial_Grocery_New_Food Preparation_Natural Gas_Steamer_E3 | F4 | Commercial | Grocery | New | Food Preparation | Natural Gas | Steamer | E3 | Utility - Cost of Equipment | 0 | 0 | 0 | 0 | 0 | 0 | 0 | 0 | 0 | 0 | 0 | 0 | 0 | 0 | 0 | 0 | 0 | 0 | 0 | 0 | 0 | 0 | 0 | 0 | 0 | 0 | 0 | 0 | 0 | 0 | 0 | 0 | 0
F4_Commercial_Grocery_New_Food Preparation_Natural Gas_Steamer_E4 | F4 | Commercial | Grocery | New | Food Preparation | Natural Gas | Steamer | E4 | Utility - Cost of Equipment | 0 | 0 | 0 | 0 | 0 | 0 | 0 | 0 | 0 | 0 | 0 | 0 | 0 | 0 | 0 | 0 | 0 | 0 | 0 | 0 | 0 | 0 | 0 | 0 | 0 | 0 | 0 | 0 | 0 | 0 | 0 | 0 | 0
F4_Commercial_Grocery_New_Food Preparation_Natural Gas_Steamer_E5 | F4 | Commercial | Grocery | New | Food Preparation | Natural Gas | Steamer | E5 | Utility - Cost of Equipment | 0 | 0 | 0 | 0 | 0 | 0 | 0 | 0 | 0 | 0 | 0 | 0 | 0 | 0 | 0 | 0 | 0 | 0 | 0 | 0 | 0 | 0 | 0 | 0 | 0 | 0 | 0 | 0 | 0 | 0 | 0 | 0 | 0
F4_Commercial_Grocery_New_Food Preparation_Natural Gas_Steamer_E6 | F4 | Commercial | Grocery | New | Food Preparation | Natural Gas | Steamer | E6 | Utility - Cost of Equipment | 0 | 0 | 0 | 0 | 0 | 0 | 0 | 0 | 0 | 0 | 0 | 0 | 0 | 0 | 0 | 0 | 0 | 0 | 0 | 0 | 0 | 0 | 0 | 0 | 0 | 0 | 0 | 0 | 0 | 0 | 0 | 0 | 0
F4_Commercial_Grocery_New_Food Preparation_Natural Gas_Steamer_E7 | F4 | Commercial | Grocery | New | Food Preparation | Natural Gas | Steamer | E7 | Utility - Cost of Equipment | 0 | 0 | 0 | 0 | 0 | 0 | 0 | 0 | 0 | 0 | 0 | 0 | 0 | 0 | 0 | 0 | 0 | 0 | 0 | 0 | 0 | 0 | 0 | 0 | 0 | 0 | 0 | 0 | 0 | 0 | 0 | 0 | 0
F4_Commercial_Grocery_New_Food Preparation_Natural Gas_Steamer_E8 | F4 | Commercial | Grocery | New | Food Preparation | Natural Gas | Steamer | E8 | Utility - Cost of Equipment | 0 | 0 | 0 | 0 | 0 | 0 | 0 | 0 | 0 | 0 | 0 | 0 | 0 | 0 | 0 | 0 | 0 | 0 | 0 | 0 | 0 | 0 | 0 | 0 | 0 | 0 | 0 | 0 | 0 | 0 | 0 | 0 | 0
F4_Commercial_Grocery_New_Food Preparation_Natural Gas_Steamer_E9 | F4 | Commercial | Grocery | New | Food Preparation | Natural Gas | Steamer | E9 | Utility - Cost of Equipment | 0 | 0 | 0 | 0 | 0 | 0 | 0 | 0 | 0 | 0 | 0 | 0 | 0 | 0 | 0 | 0 | 0 | 0 | 0 | 0 | 0 | 0 | 0 | 0 | 0 | 0 | 0 | 0 | 0 | 0 | 0 | 0 | 0
F4_Commercial_Grocery_New_Food Preparation_Natural Gas_Steamer_E10 | F4 | Commercial | Grocery | New | Food Preparation | Natural Gas | Steamer | E10 | Utility - Cost of Equipment | 0 | 0 | 0 | 0 | 0 | 0 | 0 | 0 | 0 | 0 | 0 | 0 | 0 | 0 | 0 | 0 | 0 | 0 | 0 | 0 | 0 | 0 | 0 | 0 | 0 | 0 | 0 | 0 | 0 | 0 | 0 | 0 | 0
F5_Commercial_Grocery_New_Food Preparation_Natural Gas_Steamer_E1 | F5 | Commercial | Grocery | New | Food Preparation | Natural Gas | Steamer | E1 | Utility - Cost of Operation | 0.138 | 0.138 | 0.138 | 0 | 0 | 0 | 0 | 0 | 0 | 0 | 0 | 0 | 0 | 0 | 0 | 0 | 0 | 0 | 0 | 0 | 0 | 0 | 0 | 0 | 0 | 0 | 0 | 0 | 0 | 0 | 0 | 0 | 0
F5_Commercial_Grocery_New_Food Preparation_Natural Gas_Steamer_E2 | F5 | Commercial | Grocery | New | Food Preparation | Natural Gas | Steamer | E2 | Utility - Cost of Operation | 0.16167 | 0.16167 | 0.16167 | 0.16167 | 0.16167 | 0.16167 | 0.16167 | 0.16167 | 0.16167 | 0.16167 | 0.16167 | 0.16167 | 0.16167 | 0.16167 | 0.16167 | 0.16167 | 0.16167 | 0.16167 | 0.16167 | 0.16167 | 0.16167 | 0.16167 | 0.16167 | 0.16167 | 0.16167 | 0.16167 | 0.16167 | 0.16167 | 0.16167 | 0.16167 | 0.16167 | 0.16167 | 0.16167
F5_Commercial_Grocery_New_Food Preparation_Natural Gas_Steamer_E3 | F5 | Commercial | Grocery | New | Food Preparation | Natural Gas | Steamer | E3 | Utility - Cost of Operation | 0 | 0 | 0 | 0 | 0 | 0 | 0 | 0 | 0 | 0 | 0 | 0 | 0 | 0 | 0 | 0 | 0 | 0 | 0 | 0 | 0 | 0 | 0 | 0 | 0 | 0 | 0 | 0 | 0 | 0 | 0 | 0 | 0
F5_Commercial_Grocery_New_Food Preparation_Natural Gas_Steamer_E4 | F5 | Commercial | Grocery | New | Food Preparation | Natural Gas | Steamer | E4 | Utility - Cost of Operation | 0 | 0 | 0 | 0 | 0 | 0 | 0 | 0 | 0 | 0 | 0 | 0 | 0 | 0 | 0 | 0 | 0 | 0 | 0 | 0 | 0 | 0 | 0 | 0 | 0 | 0 | 0 | 0 | 0 | 0 | 0 | 0 | 0
F5_Commercial_Grocery_New_Food Preparation_Natural Gas_Steamer_E5 | F5 | Commercial | Grocery | New | Food Preparation | Natural Gas | Steamer | E5 | Utility - Cost of Operation | 0 | 0 | 0 | 0 | 0 | 0 | 0 | 0 | 0 | 0 | 0 | 0 | 0 | 0 | 0 | 0 | 0 | 0 | 0 | 0 | 0 | 0 | 0 | 0 | 0 | 0 | 0 | 0 | 0 | 0 | 0 | 0 | 0
F5_Commercial_Grocery_New_Food Preparation_Natural Gas_Steamer_E6 | F5 | Commercial | Grocery | New | Food Preparation | Natural Gas | Steamer | E6 | Utility - Cost of Operation | 0 | 0 | 0 | 0 | 0 | 0 | 0 | 0 | 0 | 0 | 0 | 0 | 0 | 0 | 0 | 0 | 0 | 0 | 0 | 0 | 0 | 0 | 0 | 0 | 0 | 0 | 0 | 0 | 0 | 0 | 0 | 0 | 0
F5_Commercial_Grocery_New_Food Preparation_Natural Gas_Steamer_E7 | F5 | Commercial | Grocery | New | Food Preparation | Natural Gas | Steamer | E7 | Utility - Cost of Operation | 0 | 0 | 0 | 0 | 0 | 0 | 0 | 0 | 0 | 0 | 0 | 0 | 0 | 0 | 0 | 0 | 0 | 0 | 0 | 0 | 0 | 0 | 0 | 0 | 0 | 0 | 0 | 0 | 0 | 0 | 0 | 0 | 0
F5_Commercial_Grocery_New_Food Preparation_Natural Gas_Steamer_E8 | F5 | Commercial | Grocery | New | Food Preparation | Natural Gas | Steamer | E8 | Utility - Cost of Operation | 0 | 0 | 0 | 0 | 0 | 0 | 0 | 0 | 0 | 0 | 0 | 0 | 0 | 0 | 0 | 0 | 0 | 0 | 0 | 0 | 0 | 0 | 0 | 0 | 0 | 0 | 0 | 0 | 0 | 0 | 0 | 0 | 0
F5_Commercial_Grocery_New_Food Preparation_Natural Gas_Steamer_E9 | F5 | Commercial | Grocery | New | Food Preparation | Natural Gas | Steamer | E9 | Utility - Cost of Operation | 0 | 0 | 0 | 0 | 0 | 0 | 0 | 0 | 0 | 0 | 0 | 0 | 0 | 0 | 0 | 0 | 0 | 0 | 0 | 0 | 0 | 0 | 0 | 0 | 0 | 0 | 0 | 0 | 0 | 0 | 0 | 0 | 0
F5_Commercial_Grocery_New_Food Preparation_Natural Gas_Steamer_E10 | F5 | Commercial | Grocery | New | Food Preparation | Natural Gas | Steamer | E10 | Utility - Cost of Operation | 0 | 0 | 0 | 0 | 0 | 0 | 0 | 0 | 0 | 0 | 0 | 0 | 0 | 0 | 0 | 0 | 0 | 0 | 0 | 0 | 0 | 0 | 0 | 0 | 0 | 0 | 0 | 0 | 0 | 0 | 0 | 0 | 0
F6_Commercial_Grocery_New_Food Preparation_Natural Gas_Steamer_E1 | F6 | Commercial | Grocery | New | Food Preparation | Natural Gas | Steamer | E1 | Utility - Value of Sales | 0.12994 | 0.12994 | 0.12994 | 0 | 0 | 0 | 0 | 0 | 0 | 0 | 0 | 0 | 0 | 0 | 0 | 0 | 0 | 0 | 0 | 0 | 0 | 0 | 0 | 0 | 0 | 0 | 0 | 0 | 0 | 0 | 0 | 0 | 0
F6_Commercial_Grocery_New_Food Preparation_Natural Gas_Steamer_E2 | F6 | Commercial | Grocery | New | Food Preparation | Natural Gas | Steamer | E2 | Utility - Value of Sales | 0.056371 | 0.056371 | 0.056371 | 0.056371 | 0.056371 | 0.056371 | 0.056371 | 0.056371 | 0.056371 | 0.056371 | 0.056371 | 0.056371 | 0.056371 | 0.056371 | 0.056371 | 0.056371 | 0.056371 | 0.056371 | 0.056371 | 0.056371 | 0.056371 | 0.056371 | 0.056371 | 0.056371 | 0.056371 | 0.056371 | 0.056371 | 0.056371 | 0.056371 | 0.056371 | 0.056371 | 0.056371 | 0.056371
F6_Commercial_Grocery_New_Food Preparation_Natural Gas_Steamer_E3 | F6 | Commercial | Grocery | New | Food Preparation | Natural Gas | Steamer | E3 | Utility - Value of Sales | 0 | 0 | 0 | 0 | 0 | 0 | 0 | 0 | 0 | 0 | 0 | 0 | 0 | 0 | 0 | 0 | 0 | 0 | 0 | 0 | 0 | 0 | 0 | 0 | 0 | 0 | 0 | 0 | 0 | 0 | 0 | 0 | 0
F6_Commercial_Grocery_New_Food Preparation_Natural Gas_Steamer_E4 | F6 | Commercial | Grocery | New | Food Preparation | Natural Gas | Steamer | E4 | Utility - Value of Sales | 0 | 0 | 0 | 0 | 0 | 0 | 0 | 0 | 0 | 0 | 0 | 0 | 0 | 0 | 0 | 0 | 0 | 0 | 0 | 0 | 0 | 0 | 0 | 0 | 0 | 0 | 0 | 0 | 0 | 0 | 0 | 0 | 0
F6_Commercial_Grocery_New_Food Preparation_Natural Gas_Steamer_E5 | F6 | Commercial | Grocery | New | Food Preparation | Natural Gas | Steamer | E5 | Utility - Value of Sales | 0 | 0 | 0 | 0 | 0 | 0 | 0 | 0 | 0 | 0 | 0 | 0 | 0 | 0 | 0 | 0 | 0 | 0 | 0 | 0 | 0 | 0 | 0 | 0 | 0 | 0 | 0 | 0 | 0 | 0 | 0 | 0 | 0
F6_Commercial_Grocery_New_Food Preparation_Natural Gas_Steamer_E6 | F6 | Commercial | Grocery | New | Food Preparation | Natural Gas | Steamer | E6 | Utility - Value of Sales | 0 | 0 | 0 | 0 | 0 | 0 | 0 | 0 | 0 | 0 | 0 | 0 | 0 | 0 | 0 | 0 | 0 | 0 | 0 | 0 | 0 | 0 | 0 | 0 | 0 | 0 | 0 | 0 | 0 | 0 | 0 | 0 | 0
F6_Commercial_Grocery_New_Food Preparation_Natural Gas_Steamer_E7 | F6 | Commercial | Grocery | New | Food Preparation | Natural Gas | Steamer | E7 | Utility - Value of Sales | 0 | 0 | 0 | 0 | 0 | 0 | 0 | 0 | 0 | 0 | 0 | 0 | 0 | 0 | 0 | 0 | 0 | 0 | 0 | 0 | 0 | 0 | 0 | 0 | 0 | 0 | 0 | 0 | 0 | 0 | 0 | 0 | 0
F6_Commercial_Grocery_New_Food Preparation_Natural Gas_Steamer_E8 | F6 | Commercial | Grocery | New | Food Preparation | Natural Gas | Steamer | E8 | Utility - Value of Sales | 0 | 0 | 0 | 0 | 0 | 0 | 0 | 0 | 0 | 0 | 0 | 0 | 0 | 0 | 0 | 0 | 0 | 0 | 0 | 0 | 0 | 0 | 0 | 0 | 0 | 0 | 0 | 0 | 0 | 0 | 0 | 0 | 0
F6_Commercial_Grocery_New_Food Preparation_Natural Gas_Steamer_E9 | F6 | Commercial | Grocery | New | Food Preparation | Natural Gas | Steamer | E9 | Utility - Value of Sales | 0 | 0 | 0 | 0 | 0 | 0 | 0 | 0 | 0 | 0 | 0 | 0 | 0 | 0 | 0 | 0 | 0 | 0 | 0 | 0 | 0 | 0 | 0 | 0 | 0 | 0 | 0 | 0 | 0 | 0 | 0 | 0 | 0
F6_Commercial_Grocery_New_Food Preparation_Natural Gas_Steamer_E10 | F6 | Commercial | Grocery | New | Food Preparation | Natural Gas | Steamer | E10 | Utility - Value of Sales | 0 | 0 | 0 | 0 | 0 | 0 | 0 | 0 | 0 | 0 | 0 | 0 | 0 | 0 | 0 | 0 | 0 | 0 | 0 | 0 | 0 | 0 | 0 | 0 | 0 | 0 | 0 | 0 | 0 | 0 | 0 | 0 | 0
F1_Commercial_Grocery_New_Food Preparation_Natural Gas_Food Prep Other_E1 | F1 | Commercial | Grocery | New | Food Preparation | Natural Gas | Food Prep Other | E1 | RVT - Cost of Equipment | 0.032498 | 0.032726 | 0.032998 | 0.033314 | 0.033685 | 0.034119 | 0.034467 | 0.034799 | 0.035125 | 0.035454 | 0.035756 | 0.036021 | 0.036286 | 0.036568 | 0.036893 | 0.037218 | 0.037576 | 0.037968 | 0.038385 | 0.038816 | 0.039254 | 0.039665 | 0.04004 | 0.040383 | 0.040685 | 0.040945 | 0.041125 | 0.041258 | 0.041375 | 0.041474 | 0.041572 | 0.041615 | 0.041615
F1_Commercial_Grocery_New_Food Preparation_Natural Gas_Food Prep Other_E2 | F1 | Commercial | Grocery | New | Food Preparation | Natural Gas | Food Prep Other | E2 | RVT - Cost of Equipment | 0.032498 | 0.032726 | 0.032998 | 0.033314 | 0.033685 | 0.034119 | 0.034467 | 0.034799 | 0.035125 | 0.035454 | 0.035756 | 0.036021 | 0.036286 | 0.036568 | 0.036893 | 0.037218 | 0.037576 | 0.037968 | 0.038385 | 0.038816 | 0.039254 | 0.039665 | 0.04004 | 0.040383 | 0.040685 | 0.040945 | 0.041125 | 0.041258 | 0.041375 | 0.041474 | 0.041572 | 0.041615 | 0.041615
F1_Commercial_Grocery_New_Food Preparation_Natural Gas_Food Prep Other_E3 | F1 | Commercial | Grocery | New | Food Preparation | Natural Gas | Food Prep Other | E3 | RVT - Cost of Equipment | 0 | 0 | 0 | 0 | 0 | 0 | 0 | 0 | 0 | 0 | 0 | 0 | 0 | 0 | 0 | 0 | 0 | 0 | 0 | 0 | 0 | 0 | 0 | 0 | 0 | 0 | 0 | 0 | 0 | 0 | 0 | 0 | 0
F1_Commercial_Grocery_New_Food Preparation_Natural Gas_Food Prep Other_E4 | F1 | Commercial | Grocery | New | Food Preparation | Natural Gas | Food Prep Other | E4 | RVT - Cost of Equipment | 0 | 0 | 0 | 0 | 0 | 0 | 0 | 0 | 0 | 0 | 0 | 0 | 0 | 0 | 0 | 0 | 0 | 0 | 0 | 0 | 0 | 0 | 0 | 0 | 0 | 0 | 0 | 0 | 0 | 0 | 0 | 0 | 0
F1_Commercial_Grocery_New_Food Preparation_Natural Gas_Food Prep Other_E5 | F1 | Commercial | Grocery | New | Food Preparation | Natural Gas | Food Prep Other | E5 | RVT - Cost of Equipment | 0 | 0 | 0 | 0 | 0 | 0 | 0 | 0 | 0 | 0 | 0 | 0 | 0 | 0 | 0 | 0 | 0 | 0 | 0 | 0 | 0 | 0 | 0 | 0 | 0 | 0 | 0 | 0 | 0 | 0 | 0 | 0 | 0
F1_Commercial_Grocery_New_Food Preparation_Natural Gas_Food Prep Other_E6 | F1 | Commercial | Grocery | New | Food Preparation | Natural Gas | Food Prep Other | E6 | RVT - Cost of Equipment | 0 | 0 | 0 | 0 | 0 | 0 | 0 | 0 | 0 | 0 | 0 | 0 | 0 | 0 | 0 | 0 | 0 | 0 | 0 | 0 | 0 | 0 | 0 | 0 | 0 | 0 | 0 | 0 | 0 | 0 | 0 | 0 | 0
F1_Commercial_Grocery_New_Food Preparation_Natural Gas_Food Prep Other_E7 | F1 | Commercial | Grocery | New | Food Preparation | Natural Gas | Food Prep Other | E7 | RVT - Cost of Equipment | 0 | 0 | 0 | 0 | 0 | 0 | 0 | 0 | 0 | 0 | 0 | 0 | 0 | 0 | 0 | 0 | 0 | 0 | 0 | 0 | 0 | 0 | 0 | 0 | 0 | 0 | 0 | 0 | 0 | 0 | 0 | 0 | 0
F1_Commercial_Grocery_New_Food Preparation_Natural Gas_Food Prep Other_E8 | F1 | Commercial | Grocery | New | Food Preparation | Natural Gas | Food Prep Other | E8 | RVT - Cost of Equipment | 0 | 0 | 0 | 0 | 0 | 0 | 0 | 0 | 0 | 0 | 0 | 0 | 0 | 0 | 0 | 0 | 0 | 0 | 0 | 0 | 0 | 0 | 0 | 0 | 0 | 0 | 0 | 0 | 0 | 0 | 0 | 0 | 0
F1_Commercial_Grocery_New_Food Preparation_Natural Gas_Food Prep Other_E9 | F1 | Commercial | Grocery | New | Food Preparation | Natural Gas | Food Prep Other | E9 | RVT - Cost of Equipment | 0 | 0 | 0 | 0 | 0 | 0 | 0 | 0 | 0 | 0 | 0 | 0 | 0 | 0 | 0 | 0 | 0 | 0 | 0 | 0 | 0 | 0 | 0 | 0 | 0 | 0 | 0 | 0 | 0 | 0 | 0 | 0 | 0
F1_Commercial_Grocery_New_Food Preparation_Natural Gas_Food Prep Other_E10 | F1 | Commercial | Grocery | New | Food Preparation | Natural Gas | Food Prep Other | E10 | RVT - Cost of Equipment | 0 | 0 | 0 | 0 | 0 | 0 | 0 | 0 | 0 | 0 | 0 | 0 | 0 | 0 | 0 | 0 | 0 | 0 | 0 | 0 | 0 | 0 | 0 | 0 | 0 | 0 | 0 | 0 | 0 | 0 | 0 | 0 | 0
F2_Commercial_Grocery_New_Food Preparation_Natural Gas_Food Prep Other_E1 | F2 | Commercial | Grocery | New | Food Preparation | Natural Gas | Food Prep Other | E1 | RVT - Cost of Operation | 0.038935 | 0.039208 | 0.039534 | 0.039912 | 0.040357 | 0.040877 | 0.041294 | 0.041691 | 0.042082 | 0.042477 | 0.042839 | 0.043155 | 0.043474 | 0.043811 | 0.0442 | 0.044589 | 0.045019 | 0.045488 | 0.045988 | 0.046504 | 0.047029 | 0.047521 | 0.047971 | 0.048382 | 0.048743 | 0.049054 | 0.04927 | 0.04943 | 0.049569 | 0.049688 | 0.049806 | 0.049858 | 0.049858
F2_Commercial_Grocery_New_Food Preparation_Natural Gas_Food Prep Other_E2 | F2 | Commercial | Grocery | New | Food Preparation | Natural Gas | Food Prep Other | E2 | RVT - Cost of Operation | 0.038935 | 0.039208 | 0.039534 | 0.039912 | 0.040357 | 0.040877 | 0.041294 | 0.041691 | 0.042082 | 0.042477 | 0.042839 | 0.043155 | 0.043474 | 0.043811 | 0.0442 | 0.044589 | 0.045019 | 0.045488 | 0.045988 | 0.046504 | 0.047029 | 0.047521 | 0.047971 | 0.048382 | 0.048743 | 0.049054 | 0.04927 | 0.04943 | 0.049569 | 0.049688 | 0.049806 | 0.049858 | 0.049858
F2_Commercial_Grocery_New_Food Preparation_Natural Gas_Food Prep Other_E3 | F2 | Commercial | Grocery | New | Food Preparation | Natural Gas | Food Prep Other | E3 | RVT - Cost of Operation | 0 | 0 | 0 | 0 | 0 | 0 | 0 | 0 | 0 | 0 | 0 | 0 | 0 | 0 | 0 | 0 | 0 | 0 | 0 | 0 | 0 | 0 | 0 | 0 | 0 | 0 | 0 | 0 | 0 | 0 | 0 | 0 | 0
F2_Commercial_Grocery_New_Food Preparation_Natural Gas_Food Prep Other_E4 | F2 | Commercial | Grocery | New | Food Preparation | Natural Gas | Food Prep Other | E4 | RVT - Cost of Operation | 0 | 0 | 0 | 0 | 0 | 0 | 0 | 0 | 0 | 0 | 0 | 0 | 0 | 0 | 0 | 0 | 0 | 0 | 0 | 0 | 0 | 0 | 0 | 0 | 0 | 0 | 0 | 0 | 0 | 0 | 0 | 0 | 0
F2_Commercial_Grocery_New_Food Preparation_Natural Gas_Food Prep Other_E5 | F2 | Commercial | Grocery | New | Food Preparation | Natural Gas | Food Prep Other | E5 | RVT - Cost of Operation | 0 | 0 | 0 | 0 | 0 | 0 | 0 | 0 | 0 | 0 | 0 | 0 | 0 | 0 | 0 | 0 | 0 | 0 | 0 | 0 | 0 | 0 | 0 | 0 | 0 | 0 | 0 | 0 | 0 | 0 | 0 | 0 | 0
F2_Commercial_Grocery_New_Food Preparation_Natural Gas_Food Prep Other_E6 | F2 | Commercial | Grocery | New | Food Preparation | Natural Gas | Food Prep Other | E6 | RVT - Cost of Operation | 0 | 0 | 0 | 0 | 0 | 0 | 0 | 0 | 0 | 0 | 0 | 0 | 0 | 0 | 0 | 0 | 0 | 0 | 0 | 0 | 0 | 0 | 0 | 0 | 0 | 0 | 0 | 0 | 0 | 0 | 0 | 0 | 0
F2_Commercial_Grocery_New_Food Preparation_Natural Gas_Food Prep Other_E7 | F2 | Commercial | Grocery | New | Food Preparation | Natural Gas | Food Prep Other | E7 | RVT - Cost of Operation | 0 | 0 | 0 | 0 | 0 | 0 | 0 | 0 | 0 | 0 | 0 | 0 | 0 | 0 | 0 | 0 | 0 | 0 | 0 | 0 | 0 | 0 | 0 | 0 | 0 | 0 | 0 | 0 | 0 | 0 | 0 | 0 | 0
F2_Commercial_Grocery_New_Food Preparation_Natural Gas_Food Prep Other_E8 | F2 | Commercial | Grocery | New | Food Preparation | Natural Gas | Food Prep Other | E8 | RVT - Cost of Operation | 0 | 0 | 0 | 0 | 0 | 0 | 0 | 0 | 0 | 0 | 0 | 0 | 0 | 0 | 0 | 0 | 0 | 0 | 0 | 0 | 0 | 0 | 0 | 0 | 0 | 0 | 0 | 0 | 0 | 0 | 0 | 0 | 0
F2_Commercial_Grocery_New_Food Preparation_Natural Gas_Food Prep Other_E9 | F2 | Commercial | Grocery | New | Food Preparation | Natural Gas | Food Prep Other | E9 | RVT - Cost of Operation | 0 | 0 | 0 | 0 | 0 | 0 | 0 | 0 | 0 | 0 | 0 | 0 | 0 | 0 | 0 | 0 | 0 | 0 | 0 | 0 | 0 | 0 | 0 | 0 | 0 | 0 | 0 | 0 | 0 | 0 | 0 | 0 | 0
F2_Commercial_Grocery_New_Food Preparation_Natural Gas_Food Prep Other_E10 | F2 | Commercial | Grocery | New | Food Preparation | Natural Gas | Food Prep Other | E10 | RVT - Cost of Operation | 0 | 0 | 0 | 0 | 0 | 0 | 0 | 0 | 0 | 0 | 0 | 0 | 0 | 0 | 0 | 0 | 0 | 0 | 0 | 0 | 0 | 0 | 0 | 0 | 0 | 0 | 0 | 0 | 0 | 0 | 0 | 0 | 0
F3_Commercial_Grocery_New_Food Preparation_Natural Gas_Food Prep Other_E1 | F3 | Commercial | Grocery | New | Food Preparation | Natural Gas | Food Prep Other | E1 | System - kBTUs of Consumption | 0.002409 | 0.002409 | 0.002409 | 0.002409 | 0.002409 | 0.002409 | 0.002409 | 0.002409 | 0.002409 | 0.002409 | 0.002409 | 0.002409 | 0.002409 | 0.002409 | 0.002409 | 0.002409 | 0.002409 | 0.002409 | 0.002409 | 0.002409 | 0.002409 | 0.002409 | 0.002409 | 0.002409 | 0.002409 | 0.002409 | 0.002409 | 0.002409 | 0.002409 | 0.002409 | 0.002409 | 0.002409 | 0.002409
F3_Commercial_Grocery_New_Food Preparation_Natural Gas_Food Prep Other_E2 | F3 | Commercial | Grocery | New | Food Preparation | Natural Gas | Food Prep Other | E2 | System - kBTUs of Consumption | 0.0024114 | 0.0024114 | 0.0024114 | 0.0024114 | 0.0024114 | 0.0024114 | 0.0024114 | 0.0024114 | 0.0024114 | 0.0024114 | 0.0024114 | 0.0024114 | 0.0024114 | 0.0024114 | 0.0024114 | 0.0024114 | 0.0024114 | 0.0024114 | 0.0024114 | 0.0024114 | 0.0024114 | 0.0024114 | 0.0024114 | 0.0024114 | 0.0024114 | 0.0024114 | 0.0024114 | 0.0024114 | 0.0024114 | 0.0024114 | 0.0024114 | 0.0024114 | 0.0024114
F3_Commercial_Grocery_New_Food Preparation_Natural Gas_Food Prep Other_E3 | F3 | Commercial | Grocery | New | Food Preparation | Natural Gas | Food Prep Other | E3 | System - kBTUs of Consumption | 0 | 0 | 0 | 0 | 0 | 0 | 0 | 0 | 0 | 0 | 0 | 0 | 0 | 0 | 0 | 0 | 0 | 0 | 0 | 0 | 0 | 0 | 0 | 0 | 0 | 0 | 0 | 0 | 0 | 0 | 0 | 0 | 0
F3_Commercial_Grocery_New_Food Preparation_Natural Gas_Food Prep Other_E4 | F3 | Commercial | Grocery | New | Food Preparation | Natural Gas | Food Prep Other | E4 | System - kBTUs of Consumption | 0 | 0 | 0 | 0 | 0 | 0 | 0 | 0 | 0 | 0 | 0 | 0 | 0 | 0 | 0 | 0 | 0 | 0 | 0 | 0 | 0 | 0 | 0 | 0 | 0 | 0 | 0 | 0 | 0 | 0 | 0 | 0 | 0
F3_Commercial_Grocery_New_Food Preparation_Natural Gas_Food Prep Other_E5 | F3 | Commercial | Grocery | New | Food Preparation | Natural Gas | Food Prep Other | E5 | System - kBTUs of Consumption | 0 | 0 | 0 | 0 | 0 | 0 | 0 | 0 | 0 | 0 | 0 | 0 | 0 | 0 | 0 | 0 | 0 | 0 | 0 | 0 | 0 | 0 | 0 | 0 | 0 | 0 | 0 | 0 | 0 | 0 | 0 | 0 | 0
F3_Commercial_Grocery_New_Food Preparation_Natural Gas_Food Prep Other_E6 | F3 | Commercial | Grocery | New | Food Preparation | Natural Gas | Food Prep Other | E6 | System - kBTUs of Consumption | 0 | 0 | 0 | 0 | 0 | 0 | 0 | 0 | 0 | 0 | 0 | 0 | 0 | 0 | 0 | 0 | 0 | 0 | 0 | 0 | 0 | 0 | 0 | 0 | 0 | 0 | 0 | 0 | 0 | 0 | 0 | 0 | 0
F3_Commercial_Grocery_New_Food Preparation_Natural Gas_Food Prep Other_E7 | F3 | Commercial | Grocery | New | Food Preparation | Natural Gas | Food Prep Other | E7 | System - kBTUs of Consumption | 0 | 0 | 0 | 0 | 0 | 0 | 0 | 0 | 0 | 0 | 0 | 0 | 0 | 0 | 0 | 0 | 0 | 0 | 0 | 0 | 0 | 0 | 0 | 0 | 0 | 0 | 0 | 0 | 0 | 0 | 0 | 0 | 0
F3_Commercial_Grocery_New_Food Preparation_Natural Gas_Food Prep Other_E8 | F3 | Commercial | Grocery | New | Food Preparation | Natural Gas | Food Prep Other | E8 | System - kBTUs of Consumption | 0 | 0 | 0 | 0 | 0 | 0 | 0 | 0 | 0 | 0 | 0 | 0 | 0 | 0 | 0 | 0 | 0 | 0 | 0 | 0 | 0 | 0 | 0 | 0 | 0 | 0 | 0 | 0 | 0 | 0 | 0 | 0 | 0
F3_Commercial_Grocery_New_Food Preparation_Natural Gas_Food Prep Other_E9 | F3 | Commercial | Grocery | New | Food Preparation | Natural Gas | Food Prep Other | E9 | System - kBTUs of Consumption | 0 | 0 | 0 | 0 | 0 | 0 | 0 | 0 | 0 | 0 | 0 | 0 | 0 | 0 | 0 | 0 | 0 | 0 | 0 | 0 | 0 | 0 | 0 | 0 | 0 | 0 | 0 | 0 | 0 | 0 | 0 | 0 | 0
F3_Commercial_Grocery_New_Food Preparation_Natural Gas_Food Prep Other_E10 | F3 | Commercial | Grocery | New | Food Preparation | Natural Gas | Food Prep Other | E10 | System - kBTUs of Consumption | 0 | 0 | 0 | 0 | 0 | 0 | 0 | 0 | 0 | 0 | 0 | 0 | 0 | 0 | 0 | 0 | 0 | 0 | 0 | 0 | 0 | 0 | 0 | 0 | 0 | 0 | 0 | 0 | 0 | 0 | 0 | 0 | 0
F4_Commercial_Grocery_New_Food Preparation_Natural Gas_Food Prep Other_E1 | F4 | Commercial | Grocery | New | Food Preparation | Natural Gas | Food Prep Other | E1 | Utility - Cost of Equipment | 0.038935 | 0.039208 | 0.039534 | 0.039912 | 0.040357 | 0.040877 | 0.041294 | 0.041691 | 0.042082 | 0.042477 | 0.042839 | 0.043155 | 0.043474 | 0.043811 | 0.0442 | 0.044589 | 0.045019 | 0.045488 | 0.045988 | 0.046504 | 0.047029 | 0.047521 | 0.047971 | 0.048382 | 0.048743 | 0.049054 | 0.04927 | 0.04943 | 0.049569 | 0.049688 | 0.049806 | 0.049858 | 0.049858
F4_Commercial_Grocery_New_Food Preparation_Natural Gas_Food Prep Other_E2 | F4 | Commercial | Grocery | New | Food Preparation | Natural Gas | Food Prep Other | E2 | Utility - Cost of Equipment | 0.038935 | 0.039208 | 0.039534 | 0.039912 | 0.040357 | 0.040877 | 0.041294 | 0.041691 | 0.042082 | 0.042477 | 0.042839 | 0.043155 | 0.043474 | 0.043811 | 0.0442 | 0.044589 | 0.045019 | 0.045488 | 0.045988 | 0.046504 | 0.047029 | 0.047521 | 0.047971 | 0.048382 | 0.048743 | 0.049054 | 0.04927 | 0.04943 | 0.049569 | 0.049688 | 0.049806 | 0.049858 | 0.049858
F4_Commercial_Grocery_New_Food Preparation_Natural Gas_Food Prep Other_E3 | F4 | Commercial | Grocery | New | Food Preparation | Natural Gas | Food Prep Other | E3 | Utility - Cost of Equipment | 0 | 0 | 0 | 0 | 0 | 0 | 0 | 0 | 0 | 0 | 0 | 0 | 0 | 0 | 0 | 0 | 0 | 0 | 0 | 0 | 0 | 0 | 0 | 0 | 0 | 0 | 0 | 0 | 0 | 0 | 0 | 0 | 0
F4_Commercial_Grocery_New_Food Preparation_Natural Gas_Food Prep Other_E4 | F4 | Commercial | Grocery | New | Food Preparation | Natural Gas | Food Prep Other | E4 | Utility - Cost of Equipment | 0 | 0 | 0 | 0 | 0 | 0 | 0 | 0 | 0 | 0 | 0 | 0 | 0 | 0 | 0 | 0 | 0 | 0 | 0 | 0 | 0 | 0 | 0 | 0 | 0 | 0 | 0 | 0 | 0 | 0 | 0 | 0 | 0
F4_Commercial_Grocery_New_Food Preparation_Natural Gas_Food Prep Other_E5 | F4 | Commercial | Grocery | New | Food Preparation | Natural Gas | Food Prep Other | E5 | Utility - Cost of Equipment | 0 | 0 | 0 | 0 | 0 | 0 | 0 | 0 | 0 | 0 | 0 | 0 | 0 | 0 | 0 | 0 | 0 | 0 | 0 | 0 | 0 | 0 | 0 | 0 | 0 | 0 | 0 | 0 | 0 | 0 | 0 | 0 | 0
F4_Commercial_Grocery_New_Food Preparation_Natural Gas_Food Prep Other_E6 | F4 | Commercial | Grocery | New | Food Preparation | Natural Gas | Food Prep Other | E6 | Utility - Cost of Equipment | 0 | 0 | 0 | 0 | 0 | 0 | 0 | 0 | 0 | 0 | 0 | 0 | 0 | 0 | 0 | 0 | 0 | 0 | 0 | 0 | 0 | 0 | 0 | 0 | 0 | 0 | 0 | 0 | 0 | 0 | 0 | 0 | 0
F4_Commercial_Grocery_New_Food Preparation_Natural Gas_Food Prep Other_E7 | F4 | Commercial | Grocery | New | Food Preparation | Natural Gas | Food Prep Other | E7 | Utility - Cost of Equipment | 0 | 0 | 0 | 0 | 0 | 0 | 0 | 0 | 0 | 0 | 0 | 0 | 0 | 0 | 0 | 0 | 0 | 0 | 0 | 0 | 0 | 0 | 0 | 0 | 0 | 0 | 0 | 0 | 0 | 0 | 0 | 0 | 0
F4_Commercial_Grocery_New_Food Preparation_Natural Gas_Food Prep Other_E8 | F4 | Commercial | Grocery | New | Food Preparation | Natural Gas | Food Prep Other | E8 | Utility - Cost of Equipment | 0 | 0 | 0 | 0 | 0 | 0 | 0 | 0 | 0 | 0 | 0 | 0 | 0 | 0 | 0 | 0 | 0 | 0 | 0 | 0 | 0 | 0 | 0 | 0 | 0 | 0 | 0 | 0 | 0 | 0 | 0 | 0 | 0
F4_Commercial_Grocery_New_Food Preparation_Natural Gas_Food Prep Other_E9 | F4 | Commercial | Grocery | New | Food Preparation | Natural Gas | Food Prep Other | E9 | Utility - Cost of Equipment | 0 | 0 | 0 | 0 | 0 | 0 | 0 | 0 | 0 | 0 | 0 | 0 | 0 | 0 | 0 | 0 | 0 | 0 | 0 | 0 | 0 | 0 | 0 | 0 | 0 | 0 | 0 | 0 | 0 | 0 | 0 | 0 | 0
F4_Commercial_Grocery_New_Food Preparation_Natural Gas_Food Prep Other_E10 | F4 | Commercial | Grocery | New | Food Preparation | Natural Gas | Food Prep Other | E10 | Utility - Cost of Equipment | 0 | 0 | 0 | 0 | 0 | 0 | 0 | 0 | 0 | 0 | 0 | 0 | 0 | 0 | 0 | 0 | 0 | 0 | 0 | 0 | 0 | 0 | 0 | 0 | 0 | 0 | 0 | 0 | 0 | 0 | 0 | 0 | 0
F5_Commercial_Grocery_New_Food Preparation_Natural Gas_Food Prep Other_E1 | F5 | Commercial | Grocery | New | Food Preparation | Natural Gas | Food Prep Other | E1 | Utility - Cost of Operation | 0.002409 | 0.002409 | 0.002409 | 0.002409 | 0.002409 | 0.002409 | 0.002409 | 0.002409 | 0.002409 | 0.002409 | 0.002409 | 0.002409 | 0.002409 | 0.002409 | 0.002409 | 0.002409 | 0.002409 | 0.002409 | 0.002409 | 0.002409 | 0.002409 | 0.002409 | 0.002409 | 0.002409 | 0.002409 | 0.002409 | 0.002409 | 0.002409 | 0.002409 | 0.002409 | 0.002409 | 0.002409 | 0.002409
F5_Commercial_Grocery_New_Food Preparation_Natural Gas_Food Prep Other_E2 | F5 | Commercial | Grocery | New | Food Preparation | Natural Gas | Food Prep Other | E2 | Utility - Cost of Operation | 0.0024114 | 0.0024114 | 0.0024114 | 0.0024114 | 0.0024114 | 0.0024114 | 0.0024114 | 0.0024114 | 0.0024114 | 0.0024114 | 0.0024114 | 0.0024114 | 0.0024114 | 0.0024114 | 0.0024114 | 0.0024114 | 0.0024114 | 0.0024114 | 0.0024114 | 0.0024114 | 0.0024114 | 0.0024114 | 0.0024114 | 0.0024114 | 0.0024114 | 0.0024114 | 0.0024114 | 0.0024114 | 0.0024114 | 0.0024114 | 0.0024114 | 0.0024114 | 0.0024114
F5_Commercial_Grocery_New_Food Preparation_Natural Gas_Food Prep Other_E3 | F5 | Commercial | Grocery | New | Food Preparation | Natural Gas | Food Prep Other | E3 | Utility - Cost of Operation | 0 | 0 | 0 | 0 | 0 | 0 | 0 | 0 | 0 | 0 | 0 | 0 | 0 | 0 | 0 | 0 | 0 | 0 | 0 | 0 | 0 | 0 | 0 | 0 | 0 | 0 | 0 | 0 | 0 | 0 | 0 | 0 | 0
F5_Commercial_Grocery_New_Food Preparation_Natural Gas_Food Prep Other_E4 | F5 | Commercial | Grocery | New | Food Preparation | Natural Gas | Food Prep Other | E4 | Utility - Cost of Operation | 0 | 0 | 0 | 0 | 0 | 0 | 0 | 0 | 0 | 0 | 0 | 0 | 0 | 0 | 0 | 0 | 0 | 0 | 0 | 0 | 0 | 0 | 0 | 0 | 0 | 0 | 0 | 0 | 0 | 0 | 0 | 0 | 0
F5_Commercial_Grocery_New_Food Preparation_Natural Gas_Food Prep Other_E5 | F5 | Commercial | Grocery | New | Food Preparation | Natural Gas | Food Prep Other | E5 | Utility - Cost of Operation | 0 | 0 | 0 | 0 | 0 | 0 | 0 | 0 | 0 | 0 | 0 | 0 | 0 | 0 | 0 | 0 | 0 | 0 | 0 | 0 | 0 | 0 | 0 | 0 | 0 | 0 | 0 | 0 | 0 | 0 | 0 | 0 | 0
F5_Commercial_Grocery_New_Food Preparation_Natural Gas_Food Prep Other_E6 | F5 | Commercial | Grocery | New | Food Preparation | Natural Gas | Food Prep Other | E6 | Utility - Cost of Operation | 0 | 0 | 0 | 0 | 0 | 0 | 0 | 0 | 0 | 0 | 0 | 0 | 0 | 0 | 0 | 0 | 0 | 0 | 0 | 0 | 0 | 0 | 0 | 0 | 0 | 0 | 0 | 0 | 0 | 0 | 0 | 0 | 0
F5_Commercial_Grocery_New_Food Preparation_Natural Gas_Food Prep Other_E7 | F5 | Commercial | Grocery | New | Food Preparation | Natural Gas | Food Prep Other | E7 | Utility - Cost of Operation | 0 | 0 | 0 | 0 | 0 | 0 | 0 | 0 | 0 | 0 | 0 | 0 | 0 | 0 | 0 | 0 | 0 | 0 | 0 | 0 | 0 | 0 | 0 | 0 | 0 | 0 | 0 | 0 | 0 | 0 | 0 | 0 | 0
F5_Commercial_Grocery_New_Food Preparation_Natural Gas_Food Prep Other_E8 | F5 | Commercial | Grocery | New | Food Preparation | Natural Gas | Food Prep Other | E8 | Utility - Cost of Operation | 0 | 0 | 0 | 0 | 0 | 0 | 0 | 0 | 0 | 0 | 0 | 0 | 0 | 0 | 0 | 0 | 0 | 0 | 0 | 0 | 0 | 0 | 0 | 0 | 0 | 0 | 0 | 0 | 0 | 0 | 0 | 0 | 0
F5_Commercial_Grocery_New_Food Preparation_Natural Gas_Food Prep Other_E9 | F5 | Commercial | Grocery | New | Food Preparation | Natural Gas | Food Prep Other | E9 | Utility - Cost of Operation | 0 | 0 | 0 | 0 | 0 | 0 | 0 | 0 | 0 | 0 | 0 | 0 | 0 | 0 | 0 | 0 | 0 | 0 | 0 | 0 | 0 | 0 | 0 | 0 | 0 | 0 | 0 | 0 | 0 | 0 | 0 | 0 | 0
F5_Commercial_Grocery_New_Food Preparation_Natural Gas_Food Prep Other_E10 | F5 | Commercial | Grocery | New | Food Preparation | Natural Gas | Food Prep Other | E10 | Utility - Cost of Operation | 0 | 0 | 0 | 0 | 0 | 0 | 0 | 0 | 0 | 0 | 0 | 0 | 0 | 0 | 0 | 0 | 0 | 0 | 0 | 0 | 0 | 0 | 0 | 0 | 0 | 0 | 0 | 0 | 0 | 0 | 0 | 0 | 0
F6_Commercial_Grocery_New_Food Preparation_Natural Gas_Food Prep Other_E1 | F6 | Commercial | Grocery | New | Food Preparation | Natural Gas | Food Prep Other | E1 | Utility - Value of Sales | 0.023277 | 0.023277 | 0.023277 | 0.023277 | 0.023277 | 0.023277 | 0.023277 | 0.023277 | 0.023277 | 0.023277 | 0.023277 | 0.023277 | 0.023277 | 0.023277 | 0.023277 | 0.023277 | 0.023277 | 0.023277 | 0.023277 | 0.023277 | 0.023277 | 0.023277 | 0.023277 | 0.023277 | 0.023277 | 0.023277 | 0.023277 | 0.023277 | 0.023277 | 0.023277 | 0.023277 | 0.023277 | 0.023277
F6_Commercial_Grocery_New_Food Preparation_Natural Gas_Food Prep Other_E2 | F6 | Commercial | Grocery | New | Food Preparation | Natural Gas | Food Prep Other | E2 | Utility - Value of Sales | 0.023277 | 0.023277 | 0.023277 | 0.023277 | 0.023277 | 0.023277 | 0.023277 | 0.023277 | 0.023277 | 0.023277 | 0.023277 | 0.023277 | 0.023277 | 0.023277 | 0.023277 | 0.023277 | 0.023277 | 0.023277 | 0.023277 | 0.023277 | 0.023277 | 0.023277 | 0.023277 | 0.023277 | 0.023277 | 0.023277 | 0.023277 | 0.023277 | 0.023277 | 0.023277 | 0.023277 | 0.023277 | 0.023277
F6_Commercial_Grocery_New_Food Preparation_Natural Gas_Food Prep Other_E3 | F6 | Commercial | Grocery | New | Food Preparation | Natural Gas | Food Prep Other | E3 | Utility - Value of Sales | 0 | 0 | 0 | 0 | 0 | 0 | 0 | 0 | 0 | 0 | 0 | 0 | 0 | 0 | 0 | 0 | 0 | 0 | 0 | 0 | 0 | 0 | 0 | 0 | 0 | 0 | 0 | 0 | 0 | 0 | 0 | 0 | 0
F6_Commercial_Grocery_New_Food Preparation_Natural Gas_Food Prep Other_E4 | F6 | Commercial | Grocery | New | Food Preparation | Natural Gas | Food Prep Other | E4 | Utility - Value of Sales | 0 | 0 | 0 | 0 | 0 | 0 | 0 | 0 | 0 | 0 | 0 | 0 | 0 | 0 | 0 | 0 | 0 | 0 | 0 | 0 | 0 | 0 | 0 | 0 | 0 | 0 | 0 | 0 | 0 | 0 | 0 | 0 | 0
F6_Commercial_Grocery_New_Food Preparation_Natural Gas_Food Prep Other_E5 | F6 | Commercial | Grocery | New | Food Preparation | Natural Gas | Food Prep Other | E5 | Utility - Value of Sales | 0 | 0 | 0 | 0 | 0 | 0 | 0 | 0 | 0 | 0 | 0 | 0 | 0 | 0 | 0 | 0 | 0 | 0 | 0 | 0 | 0 | 0 | 0 | 0 | 0 | 0 | 0 | 0 | 0 | 0 | 0 | 0 | 0
F6_Commercial_Grocery_New_Food Preparation_Natural Gas_Food Prep Other_E6 | F6 | Commercial | Grocery | New | Food Preparation | Natural Gas | Food Prep Other | E6 | Utility - Value of Sales | 0 | 0 | 0 | 0 | 0 | 0 | 0 | 0 | 0 | 0 | 0 | 0 | 0 | 0 | 0 | 0 | 0 | 0 | 0 | 0 | 0 | 0 | 0 | 0 | 0 | 0 | 0 | 0 | 0 | 0 | 0 | 0 | 0
F6_Commercial_Grocery_New_Food Preparation_Natural Gas_Food Prep Other_E7 | F6 | Commercial | Grocery | New | Food Preparation | Natural Gas | Food Prep Other | E7 | Utility - Value of Sales | 0 | 0 | 0 | 0 | 0 | 0 | 0 | 0 | 0 | 0 | 0 | 0 | 0 | 0 | 0 | 0 | 0 | 0 | 0 | 0 | 0 | 0 | 0 | 0 | 0 | 0 | 0 | 0 | 0 | 0 | 0 | 0 | 0
F6_Commercial_Grocery_New_Food Preparation_Natural Gas_Food Prep Other_E8 | F6 | Commercial | Grocery | New | Food Preparation | Natural Gas | Food Prep Other | E8 | Utility - Value of Sales | 0 | 0 | 0 | 0 | 0 | 0 | 0 | 0 | 0 | 0 | 0 | 0 | 0 | 0 | 0 | 0 | 0 | 0 | 0 | 0 | 0 | 0 | 0 | 0 | 0 | 0 | 0 | 0 | 0 | 0 | 0 | 0 | 0
F6_Commercial_Grocery_New_Food Preparation_Natural Gas_Food Prep Other_E9 | F6 | Commercial | Grocery | New | Food Preparation | Natural Gas | Food Prep Other | E9 | Utility - Value of Sales | 0 | 0 | 0 | 0 | 0 | 0 | 0 | 0 | 0 | 0 | 0 | 0 | 0 | 0 | 0 | 0 | 0 | 0 | 0 | 0 | 0 | 0 | 0 | 0 | 0 | 0 | 0 | 0 | 0 | 0 | 0 | 0 | 0
F6_Commercial_Grocery_New_Food Preparation_Natural Gas_Food Prep Other_E10 | F6 | Commercial | Grocery | New | Food Preparation | Natural Gas | Food Prep Other | E10 | Utility - Value of Sales | 0 | 0 | 0 | 0 | 0 | 0 | 0 | 0 | 0 | 0 | 0 | 0 | 0 | 0 | 0 | 0 | 0 | 0 | 0 | 0 | 0 | 0 | 0 | 0 | 0 | 0 | 0 | 0 | 0 | 0 | 0 | 0 | 0
F1_Commercial_Grocery_New_Miscellaneous_Natural Gas_Pool Heater_E1 | F1 | Commercial | Grocery | New | Miscellaneous | Natural Gas | Pool Heater | E1 | RVT - Cost of Equipment | 0 | 0 | 0 | 0 | 0 | 0 | 0 | 0 | 0 | 0 | 0 | 0 | 0 | 0 | 0 | 0 | 0 | 0 | 0 | 0 | 0 | 0 | 0 | 0 | 0 | 0 | 0 | 0 | 0 | 0 | 0 | 0 | 0
F1_Commercial_Grocery_New_Miscellaneous_Natural Gas_Pool Heater_E2 | F1 | Commercial | Grocery | New | Miscellaneous | Natural Gas | Pool Heater | E2 | RVT - Cost of Equipment | 0 | 0 | 0 | 0 | 0 | 0 | 0 | 0 | 0 | 0 | 0 | 0 | 0 | 0 | 0 | 0 | 0 | 0 | 0 | 0 | 0 | 0 | 0 | 0 | 0 | 0 | 0 | 0 | 0 | 0 | 0 | 0 | 0
F1_Commercial_Grocery_New_Miscellaneous_Natural Gas_Pool Heater_E3 | F1 | Commercial | Grocery | New | Miscellaneous | Natural Gas | Pool Heater | E3 | RVT - Cost of Equipment | 0 | 0 | 0 | 0 | 0 | 0 | 0 | 0 | 0 | 0 | 0 | 0 | 0 | 0 | 0 | 0 | 0 | 0 | 0 | 0 | 0 | 0 | 0 | 0 | 0 | 0 | 0 | 0 | 0 | 0 | 0 | 0 | 0
F1_Commercial_Grocery_New_Miscellaneous_Natural Gas_Pool Heater_E4 | F1 | Commercial | Grocery | New | Miscellaneous | Natural Gas | Pool Heater | E4 | RVT - Cost of Equipment | 0 | 0 | 0 | 0 | 0 | 0 | 0 | 0 | 0 | 0 | 0 | 0 | 0 | 0 | 0 | 0 | 0 | 0 | 0 | 0 | 0 | 0 | 0 | 0 | 0 | 0 | 0 | 0 | 0 | 0 | 0 | 0 | 0
F1_Commercial_Grocery_New_Miscellaneous_Natural Gas_Pool Heater_E5 | F1 | Commercial | Grocery | New | Miscellaneous | Natural Gas | Pool Heater | E5 | RVT - Cost of Equipment | 0 | 0 | 0 | 0 | 0 | 0 | 0 | 0 | 0 | 0 | 0 | 0 | 0 | 0 | 0 | 0 | 0 | 0 | 0 | 0 | 0 | 0 | 0 | 0 | 0 | 0 | 0 | 0 | 0 | 0 | 0 | 0 | 0
F1_Commercial_Grocery_New_Miscellaneous_Natural Gas_Pool Heater_E6 | F1 | Commercial | Grocery | New | Miscellaneous | Natural Gas | Pool Heater | E6 | RVT - Cost of Equipment | 0 | 0 | 0 | 0 | 0 | 0 | 0 | 0 | 0 | 0 | 0 | 0 | 0 | 0 | 0 | 0 | 0 | 0 | 0 | 0 | 0 | 0 | 0 | 0 | 0 | 0 | 0 | 0 | 0 | 0 | 0 | 0 | 0
F1_Commercial_Grocery_New_Miscellaneous_Natural Gas_Pool Heater_E7 | F1 | Commercial | Grocery | New | Miscellaneous | Natural Gas | Pool Heater | E7 | RVT - Cost of Equipment | 0 | 0 | 0 | 0 | 0 | 0 | 0 | 0 | 0 | 0 | 0 | 0 | 0 | 0 | 0 | 0 | 0 | 0 | 0 | 0 | 0 | 0 | 0 | 0 | 0 | 0 | 0 | 0 | 0 | 0 | 0 | 0 | 0
F1_Commercial_Grocery_New_Miscellaneous_Natural Gas_Pool Heater_E8 | F1 | Commercial | Grocery | New | Miscellaneous | Natural Gas | Pool Heater | E8 | RVT - Cost of Equipment | 0 | 0 | 0 | 0 | 0 | 0 | 0 | 0 | 0 | 0 | 0 | 0 | 0 | 0 | 0 | 0 | 0 | 0 | 0 | 0 | 0 | 0 | 0 | 0 | 0 | 0 | 0 | 0 | 0 | 0 | 0 | 0 | 0
F1_Commercial_Grocery_New_Miscellaneous_Natural Gas_Pool Heater_E9 | F1 | Commercial | Grocery | New | Miscellaneous | Natural Gas | Pool Heater | E9 | RVT - Cost of Equipment | 0 | 0 | 0 | 0 | 0 | 0 | 0 | 0 | 0 | 0 | 0 | 0 | 0 | 0 | 0 | 0 | 0 | 0 | 0 | 0 | 0 | 0 | 0 | 0 | 0 | 0 | 0 | 0 | 0 | 0 | 0 | 0 | 0
F1_Commercial_Grocery_New_Miscellaneous_Natural Gas_Pool Heater_E10 | F1 | Commercial | Grocery | New | Miscellaneous | Natural Gas | Pool Heater | E10 | RVT - Cost of Equipment | 0 | 0 | 0 | 0 | 0 | 0 | 0 | 0 | 0 | 0 | 0 | 0 | 0 | 0 | 0 | 0 | 0 | 0 | 0 | 0 | 0 | 0 | 0 | 0 | 0 | 0 | 0 | 0 | 0 | 0 | 0 | 0 | 0
F2_Commercial_Grocery_New_Miscellaneous_Natural Gas_Pool Heater_E1 | F2 | Commercial | Grocery | New | Miscellaneous | Natural Gas | Pool Heater | E1 | RVT - Cost of Operation | 0 | 0 | 0 | 0 | 0 | 0 | 0 | 0 | 0 | 0 | 0 | 0 | 0 | 0 | 0 | 0 | 0 | 0 | 0 | 0 | 0 | 0 | 0 | 0 | 0 | 0 | 0 | 0 | 0 | 0 | 0 | 0 | 0
F2_Commercial_Grocery_New_Miscellaneous_Natural Gas_Pool Heater_E2 | F2 | Commercial | Grocery | New | Miscellaneous | Natural Gas | Pool Heater | E2 | RVT - Cost of Operation | 0 | 0 | 0 | 0 | 0 | 0 | 0 | 0 | 0 | 0 | 0 | 0 | 0 | 0 | 0 | 0 | 0 | 0 | 0 | 0 | 0 | 0 | 0 | 0 | 0 | 0 | 0 | 0 | 0 | 0 | 0 | 0 | 0
F2_Commercial_Grocery_New_Miscellaneous_Natural Gas_Pool Heater_E3 | F2 | Commercial | Grocery | New | Miscellaneous | Natural Gas | Pool Heater | E3 | RVT - Cost of Operation | 0 | 0 | 0 | 0 | 0 | 0 | 0 | 0 | 0 | 0 | 0 | 0 | 0 | 0 | 0 | 0 | 0 | 0 | 0 | 0 | 0 | 0 | 0 | 0 | 0 | 0 | 0 | 0 | 0 | 0 | 0 | 0 | 0
F2_Commercial_Grocery_New_Miscellaneous_Natural Gas_Pool Heater_E4 | F2 | Commercial | Grocery | New | Miscellaneous | Natural Gas | Pool Heater | E4 | RVT - Cost of Operation | 0 | 0 | 0 | 0 | 0 | 0 | 0 | 0 | 0 | 0 | 0 | 0 | 0 | 0 | 0 | 0 | 0 | 0 | 0 | 0 | 0 | 0 | 0 | 0 | 0 | 0 | 0 | 0 | 0 | 0 | 0 | 0 | 0
F2_Commercial_Grocery_New_Miscellaneous_Natural Gas_Pool Heater_E5 | F2 | Commercial | Grocery | New | Miscellaneous | Natural Gas | Pool Heater | E5 | RVT - Cost of Operation | 0 | 0 | 0 | 0 | 0 | 0 | 0 | 0 | 0 | 0 | 0 | 0 | 0 | 0 | 0 | 0 | 0 | 0 | 0 | 0 | 0 | 0 | 0 | 0 | 0 | 0 | 0 | 0 | 0 | 0 | 0 | 0 | 0
F2_Commercial_Grocery_New_Miscellaneous_Natural Gas_Pool Heater_E6 | F2 | Commercial | Grocery | New | Miscellaneous | Natural Gas | Pool Heater | E6 | RVT - Cost of Operation | 0 | 0 | 0 | 0 | 0 | 0 | 0 | 0 | 0 | 0 | 0 | 0 | 0 | 0 | 0 | 0 | 0 | 0 | 0 | 0 | 0 | 0 | 0 | 0 | 0 | 0 | 0 | 0 | 0 | 0 | 0 | 0 | 0
F2_Commercial_Grocery_New_Miscellaneous_Natural Gas_Pool Heater_E7 | F2 | Commercial | Grocery | New | Miscellaneous | Natural Gas | Pool Heater | E7 | RVT - Cost of Operation | 0 | 0 | 0 | 0 | 0 | 0 | 0 | 0 | 0 | 0 | 0 | 0 | 0 | 0 | 0 | 0 | 0 | 0 | 0 | 0 | 0 | 0 | 0 | 0 | 0 | 0 | 0 | 0 | 0 | 0 | 0 | 0 | 0
F2_Commercial_Grocery_New_Miscellaneous_Natural Gas_Pool Heater_E8 | F2 | Commercial | Grocery | New | Miscellaneous | Natural Gas | Pool Heater | E8 | RVT - Cost of Operation | 0 | 0 | 0 | 0 | 0 | 0 | 0 | 0 | 0 | 0 | 0 | 0 | 0 | 0 | 0 | 0 | 0 | 0 | 0 | 0 | 0 | 0 | 0 | 0 | 0 | 0 | 0 | 0 | 0 | 0 | 0 | 0 | 0
F2_Commercial_Grocery_New_Miscellaneous_Natural Gas_Pool Heater_E9 | F2 | Commercial | Grocery | New | Miscellaneous | Natural Gas | Pool Heater | E9 | RVT - Cost of Operation | 0 | 0 | 0 | 0 | 0 | 0 | 0 | 0 | 0 | 0 | 0 | 0 | 0 | 0 | 0 | 0 | 0 | 0 | 0 | 0 | 0 | 0 | 0 | 0 | 0 | 0 | 0 | 0 | 0 | 0 | 0 | 0 | 0
F2_Commercial_Grocery_New_Miscellaneous_Natural Gas_Pool Heater_E10 | F2 | Commercial | Grocery | New | Miscellaneous | Natural Gas | Pool Heater | E10 | RVT - Cost of Operation | 0 | 0 | 0 | 0 | 0 | 0 | 0 | 0 | 0 | 0 | 0 | 0 | 0 | 0 | 0 | 0 | 0 | 0 | 0 | 0 | 0 | 0 | 0 | 0 | 0 | 0 | 0 | 0 | 0 | 0 | 0 | 0 | 0
F3_Commercial_Grocery_New_Miscellaneous_Natural Gas_Pool Heater_E1 | F3 | Commercial | Grocery | New | Miscellaneous | Natural Gas | Pool Heater | E1 | System - kBTUs of Consumption | 0.0025602 | 0.0025602 | 0.0025602 | 0.0025602 | 0.0025602 | 0.0025602 | 0.0025602 | 0.0025602 | 0.0025602 | 0.0025602 | 0.0025602 | 0.0025602 | 0.0025602 | 0.0025602 | 0.0025602 | 0.0025602 | 0.0025602 | 0.0025602 | 0.0025602 | 0.0025602 | 0.0025602 | 0.0025602 | 0.0025602 | 0.0025602 | 0.0025602 | 0.0025602 | 0.0025602 | 0.0025602 | 0.0025602 | 0.0025602 | 0.0025602 | 0.0025602 | 0.0025602
F3_Commercial_Grocery_New_Miscellaneous_Natural Gas_Pool Heater_E2 | F3 | Commercial | Grocery | New | Miscellaneous | Natural Gas | Pool Heater | E2 | System - kBTUs of Consumption | 0.004192 | 0.004192 | 0.004192 | 0.004192 | 0.004192 | 0.004192 | 0.004192 | 0.004192 | 0.004192 | 0.004192 | 0.004192 | 0.004192 | 0.004192 | 0.004192 | 0.004192 | 0.004192 | 0.004192 | 0.004192 | 0.004192 | 0.004192 | 0.004192 | 0.004192 | 0.004192 | 0.004192 | 0.004192 | 0.004192 | 0.004192 | 0.004192 | 0.004192 | 0.004192 | 0.004192 | 0.004192 | 0.004192
F3_Commercial_Grocery_New_Miscellaneous_Natural Gas_Pool Heater_E3 | F3 | Commercial | Grocery | New | Miscellaneous | Natural Gas | Pool Heater | E3 | System - kBTUs of Consumption | 0 | 0 | 0 | 0 | 0 | 0 | 0 | 0 | 0 | 0 | 0 | 0 | 0 | 0 | 0 | 0 | 0 | 0 | 0 | 0 | 0 | 0 | 0 | 0 | 0 | 0 | 0 | 0 | 0 | 0 | 0 | 0 | 0
F3_Commercial_Grocery_New_Miscellaneous_Natural Gas_Pool Heater_E4 | F3 | Commercial | Grocery | New | Miscellaneous | Natural Gas | Pool Heater | E4 | System - kBTUs of Consumption | 0 | 0 | 0 | 0 | 0 | 0 | 0 | 0 | 0 | 0 | 0 | 0 | 0 | 0 | 0 | 0 | 0 | 0 | 0 | 0 | 0 | 0 | 0 | 0 | 0 | 0 | 0 | 0 | 0 | 0 | 0 | 0 | 0
F3_Commercial_Grocery_New_Miscellaneous_Natural Gas_Pool Heater_E5 | F3 | Commercial | Grocery | New | Miscellaneous | Natural Gas | Pool Heater | E5 | System - kBTUs of Consumption | 0 | 0 | 0 | 0 | 0 | 0 | 0 | 0 | 0 | 0 | 0 | 0 | 0 | 0 | 0 | 0 | 0 | 0 | 0 | 0 | 0 | 0 | 0 | 0 | 0 | 0 | 0 | 0 | 0 | 0 | 0 | 0 | 0
F3_Commercial_Grocery_New_Miscellaneous_Natural Gas_Pool Heater_E6 | F3 | Commercial | Grocery | New | Miscellaneous | Natural Gas | Pool Heater | E6 | System - kBTUs of Consumption | 0 | 0 | 0 | 0 | 0 | 0 | 0 | 0 | 0 | 0 | 0 | 0 | 0 | 0 | 0 | 0 | 0 | 0 | 0 | 0 | 0 | 0 | 0 | 0 | 0 | 0 | 0 | 0 | 0 | 0 | 0 | 0 | 0
F3_Commercial_Grocery_New_Miscellaneous_Natural Gas_Pool Heater_E7 | F3 | Commercial | Grocery | New | Miscellaneous | Natural Gas | Pool Heater | E7 | System - kBTUs of Consumption | 0 | 0 | 0 | 0 | 0 | 0 | 0 | 0 | 0 | 0 | 0 | 0 | 0 | 0 | 0 | 0 | 0 | 0 | 0 | 0 | 0 | 0 | 0 | 0 | 0 | 0 | 0 | 0 | 0 | 0 | 0 | 0 | 0
F3_Commercial_Grocery_New_Miscellaneous_Natural Gas_Pool Heater_E8 | F3 | Commercial | Grocery | New | Miscellaneous | Natural Gas | Pool Heater | E8 | System - kBTUs of Consumption | 0 | 0 | 0 | 0 | 0 | 0 | 0 | 0 | 0 | 0 | 0 | 0 | 0 | 0 | 0 | 0 | 0 | 0 | 0 | 0 | 0 | 0 | 0 | 0 | 0 | 0 | 0 | 0 | 0 | 0 | 0 | 0 | 0
F3_Commercial_Grocery_New_Miscellaneous_Natural Gas_Pool Heater_E9 | F3 | Commercial | Grocery | New | Miscellaneous | Natural Gas | Pool Heater | E9 | System - kBTUs of Consumption | 0 | 0 | 0 | 0 | 0 | 0 | 0 | 0 | 0 | 0 | 0 | 0 | 0 | 0 | 0 | 0 | 0 | 0 | 0 | 0 | 0 | 0 | 0 | 0 | 0 | 0 | 0 | 0 | 0 | 0 | 0 | 0 | 0
F3_Commercial_Grocery_New_Miscellaneous_Natural Gas_Pool Heater_E10 | F3 | Commercial | Grocery | New | Miscellaneous | Natural Gas | Pool Heater | E10 | System - kBTUs of Consumption | 0 | 0 | 0 | 0 | 0 | 0 | 0 | 0 | 0 | 0 | 0 | 0 | 0 | 0 | 0 | 0 | 0 | 0 | 0 | 0 | 0 | 0 | 0 | 0 | 0 | 0 | 0 | 0 | 0 | 0 | 0 | 0 | 0
F4_Commercial_Grocery_New_Miscellaneous_Natural Gas_Pool Heater_E1 | F4 | Commercial | Grocery | New | Miscellaneous | Natural Gas | Pool Heater | E1 | Utility - Cost of Equipment | 0 | 0 | 0 | 0 | 0 | 0 | 0 | 0 | 0 | 0 | 0 | 0 | 0 | 0 | 0 | 0 | 0 | 0 | 0 | 0 | 0 | 0 | 0 | 0 | 0 | 0 | 0 | 0 | 0 | 0 | 0 | 0 | 0
F4_Commercial_Grocery_New_Miscellaneous_Natural Gas_Pool Heater_E2 | F4 | Commercial | Grocery | New | Miscellaneous | Natural Gas | Pool Heater | E2 | Utility - Cost of Equipment | 0 | 0 | 0 | 0 | 0 | 0 | 0 | 0 | 0 | 0 | 0 | 0 | 0 | 0 | 0 | 0 | 0 | 0 | 0 | 0 | 0 | 0 | 0 | 0 | 0 | 0 | 0 | 0 | 0 | 0 | 0 | 0 | 0
F4_Commercial_Grocery_New_Miscellaneous_Natural Gas_Pool Heater_E3 | F4 | Commercial | Grocery | New | Miscellaneous | Natural Gas | Pool Heater | E3 | Utility - Cost of Equipment | 0 | 0 | 0 | 0 | 0 | 0 | 0 | 0 | 0 | 0 | 0 | 0 | 0 | 0 | 0 | 0 | 0 | 0 | 0 | 0 | 0 | 0 | 0 | 0 | 0 | 0 | 0 | 0 | 0 | 0 | 0 | 0 | 0
F4_Commercial_Grocery_New_Miscellaneous_Natural Gas_Pool Heater_E4 | F4 | Commercial | Grocery | New | Miscellaneous | Natural Gas | Pool Heater | E4 | Utility - Cost of Equipment | 0 | 0 | 0 | 0 | 0 | 0 | 0 | 0 | 0 | 0 | 0 | 0 | 0 | 0 | 0 | 0 | 0 | 0 | 0 | 0 | 0 | 0 | 0 | 0 | 0 | 0 | 0 | 0 | 0 | 0 | 0 | 0 | 0
F4_Commercial_Grocery_New_Miscellaneous_Natural Gas_Pool Heater_E5 | F4 | Commercial | Grocery | New | Miscellaneous | Natural Gas | Pool Heater | E5 | Utility - Cost of Equipment | 0 | 0 | 0 | 0 | 0 | 0 | 0 | 0 | 0 | 0 | 0 | 0 | 0 | 0 | 0 | 0 | 0 | 0 | 0 | 0 | 0 | 0 | 0 | 0 | 0 | 0 | 0 | 0 | 0 | 0 | 0 | 0 | 0
F4_Commercial_Grocery_New_Miscellaneous_Natural Gas_Pool Heater_E6 | F4 | Commercial | Grocery | New | Miscellaneous | Natural Gas | Pool Heater | E6 | Utility - Cost of Equipment | 0 | 0 | 0 | 0 | 0 | 0 | 0 | 0 | 0 | 0 | 0 | 0 | 0 | 0 | 0 | 0 | 0 | 0 | 0 | 0 | 0 | 0 | 0 | 0 | 0 | 0 | 0 | 0 | 0 | 0 | 0 | 0 | 0
F4_Commercial_Grocery_New_Miscellaneous_Natural Gas_Pool Heater_E7 | F4 | Commercial | Grocery | New | Miscellaneous | Natural Gas | Pool Heater | E7 | Utility - Cost of Equipment | 0 | 0 | 0 | 0 | 0 | 0 | 0 | 0 | 0 | 0 | 0 | 0 | 0 | 0 | 0 | 0 | 0 | 0 | 0 | 0 | 0 | 0 | 0 | 0 | 0 | 0 | 0 | 0 | 0 | 0 | 0 | 0 | 0
F4_Commercial_Grocery_New_Miscellaneous_Natural Gas_Pool Heater_E8 | F4 | Commercial | Grocery | New | Miscellaneous | Natural Gas | Pool Heater | E8 | Utility - Cost of Equipment | 0 | 0 | 0 | 0 | 0 | 0 | 0 | 0 | 0 | 0 | 0 | 0 | 0 | 0 | 0 | 0 | 0 | 0 | 0 | 0 | 0 | 0 | 0 | 0 | 0 | 0 | 0 | 0 | 0 | 0 | 0 | 0 | 0
F4_Commercial_Grocery_New_Miscellaneous_Natural Gas_Pool Heater_E9 | F4 | Commercial | Grocery | New | Miscellaneous | Natural Gas | Pool Heater | E9 | Utility - Cost of Equipment | 0 | 0 | 0 | 0 | 0 | 0 | 0 | 0 | 0 | 0 | 0 | 0 | 0 | 0 | 0 | 0 | 0 | 0 | 0 | 0 | 0 | 0 | 0 | 0 | 0 | 0 | 0 | 0 | 0 | 0 | 0 | 0 | 0
F4_Commercial_Grocery_New_Miscellaneous_Natural Gas_Pool Heater_E10 | F4 | Commercial | Grocery | New | Miscellaneous | Natural Gas | Pool Heater | E10 | Utility - Cost of Equipment | 0 | 0 | 0 | 0 | 0 | 0 | 0 | 0 | 0 | 0 | 0 | 0 | 0 | 0 | 0 | 0 | 0 | 0 | 0 | 0 | 0 | 0 | 0 | 0 | 0 | 0 | 0 | 0 | 0 | 0 | 0 | 0 | 0
F5_Commercial_Grocery_New_Miscellaneous_Natural Gas_Pool Heater_E1 | F5 | Commercial | Grocery | New | Miscellaneous | Natural Gas | Pool Heater | E1 | Utility - Cost of Operation | 0.0025602 | 0.0025602 | 0.0025602 | 0.0025602 | 0.0025602 | 0.0025602 | 0.0025602 | 0.0025602 | 0.0025602 | 0.0025602 | 0.0025602 | 0.0025602 | 0.0025602 | 0.0025602 | 0.0025602 | 0.0025602 | 0.0025602 | 0.0025602 | 0.0025602 | 0.0025602 | 0.0025602 | 0.0025602 | 0.0025602 | 0.0025602 | 0.0025602 | 0.0025602 | 0.0025602 | 0.0025602 | 0.0025602 | 0.0025602 | 0.0025602 | 0.0025602 | 0.0025602
F5_Commercial_Grocery_New_Miscellaneous_Natural Gas_Pool Heater_E2 | F5 | Commercial | Grocery | New | Miscellaneous | Natural Gas | Pool Heater | E2 | Utility - Cost of Operation | 0.004192 | 0.004192 | 0.004192 | 0.004192 | 0.004192 | 0.004192 | 0.004192 | 0.004192 | 0.004192 | 0.004192 | 0.004192 | 0.004192 | 0.004192 | 0.004192 | 0.004192 | 0.004192 | 0.004192 | 0.004192 | 0.004192 | 0.004192 | 0.004192 | 0.004192 | 0.004192 | 0.004192 | 0.004192 | 0.004192 | 0.004192 | 0.004192 | 0.004192 | 0.004192 | 0.004192 | 0.004192 | 0.004192
F5_Commercial_Grocery_New_Miscellaneous_Natural Gas_Pool Heater_E3 | F5 | Commercial | Grocery | New | Miscellaneous | Natural Gas | Pool Heater | E3 | Utility - Cost of Operation | 0 | 0 | 0 | 0 | 0 | 0 | 0 | 0 | 0 | 0 | 0 | 0 | 0 | 0 | 0 | 0 | 0 | 0 | 0 | 0 | 0 | 0 | 0 | 0 | 0 | 0 | 0 | 0 | 0 | 0 | 0 | 0 | 0
F5_Commercial_Grocery_New_Miscellaneous_Natural Gas_Pool Heater_E4 | F5 | Commercial | Grocery | New | Miscellaneous | Natural Gas | Pool Heater | E4 | Utility - Cost of Operation | 0 | 0 | 0 | 0 | 0 | 0 | 0 | 0 | 0 | 0 | 0 | 0 | 0 | 0 | 0 | 0 | 0 | 0 | 0 | 0 | 0 | 0 | 0 | 0 | 0 | 0 | 0 | 0 | 0 | 0 | 0 | 0 | 0
F5_Commercial_Grocery_New_Miscellaneous_Natural Gas_Pool Heater_E5 | F5 | Commercial | Grocery | New | Miscellaneous | Natural Gas | Pool Heater | E5 | Utility - Cost of Operation | 0 | 0 | 0 | 0 | 0 | 0 | 0 | 0 | 0 | 0 | 0 | 0 | 0 | 0 | 0 | 0 | 0 | 0 | 0 | 0 | 0 | 0 | 0 | 0 | 0 | 0 | 0 | 0 | 0 | 0 | 0 | 0 | 0
F5_Commercial_Grocery_New_Miscellaneous_Natural Gas_Pool Heater_E6 | F5 | Commercial | Grocery | New | Miscellaneous | Natural Gas | Pool Heater | E6 | Utility - Cost of Operation | 0 | 0 | 0 | 0 | 0 | 0 | 0 | 0 | 0 | 0 | 0 | 0 | 0 | 0 | 0 | 0 | 0 | 0 | 0 | 0 | 0 | 0 | 0 | 0 | 0 | 0 | 0 | 0 | 0 | 0 | 0 | 0 | 0
F5_Commercial_Grocery_New_Miscellaneous_Natural Gas_Pool Heater_E7 | F5 | Commercial | Grocery | New | Miscellaneous | Natural Gas | Pool Heater | E7 | Utility - Cost of Operation | 0 | 0 | 0 | 0 | 0 | 0 | 0 | 0 | 0 | 0 | 0 | 0 | 0 | 0 | 0 | 0 | 0 | 0 | 0 | 0 | 0 | 0 | 0 | 0 | 0 | 0 | 0 | 0 | 0 | 0 | 0 | 0 | 0
F5_Commercial_Grocery_New_Miscellaneous_Natural Gas_Pool Heater_E8 | F5 | Commercial | Grocery | New | Miscellaneous | Natural Gas | Pool Heater | E8 | Utility - Cost of Operation | 0 | 0 | 0 | 0 | 0 | 0 | 0 | 0 | 0 | 0 | 0 | 0 | 0 | 0 | 0 | 0 | 0 | 0 | 0 | 0 | 0 | 0 | 0 | 0 | 0 | 0 | 0 | 0 | 0 | 0 | 0 | 0 | 0
F5_Commercial_Grocery_New_Miscellaneous_Natural Gas_Pool Heater_E9 | F5 | Commercial | Grocery | New | Miscellaneous | Natural Gas | Pool Heater | E9 | Utility - Cost of Operation | 0 | 0 | 0 | 0 | 0 | 0 | 0 | 0 | 0 | 0 | 0 | 0 | 0 | 0 | 0 | 0 | 0 | 0 | 0 | 0 | 0 | 0 | 0 | 0 | 0 | 0 | 0 | 0 | 0 | 0 | 0 | 0 | 0
F5_Commercial_Grocery_New_Miscellaneous_Natural Gas_Pool Heater_E10 | F5 | Commercial | Grocery | New | Miscellaneous | Natural Gas | Pool Heater | E10 | Utility - Cost of Operation | 0 | 0 | 0 | 0 | 0 | 0 | 0 | 0 | 0 | 0 | 0 | 0 | 0 | 0 | 0 | 0 | 0 | 0 | 0 | 0 | 0 | 0 | 0 | 0 | 0 | 0 | 0 | 0 | 0 | 0 | 0 | 0 | 0
F6_Commercial_Grocery_New_Miscellaneous_Natural Gas_Pool Heater_E1 | F6 | Commercial | Grocery | New | Miscellaneous | Natural Gas | Pool Heater | E1 | Utility - Value of Sales | 0.010152 | 0.010152 | 0.010152 | 0.010152 | 0.010152 | 0.010152 | 0.010152 | 0.010152 | 0.010152 | 0.010152 | 0.010152 | 0.010152 | 0.010152 | 0.010152 | 0.010152 | 0.010152 | 0.010152 | 0.010152 | 0.010152 | 0.010152 | 0.010152 | 0.010152 | 0.010152 | 0.010152 | 0.010152 | 0.010152 | 0.010152 | 0.010152 | 0.010152 | 0.010152 | 0.010152 | 0.010152 | 0.010152
F6_Commercial_Grocery_New_Miscellaneous_Natural Gas_Pool Heater_E2 | F6 | Commercial | Grocery | New | Miscellaneous | Natural Gas | Pool Heater | E2 | Utility - Value of Sales | 0.0086294 | 0.0086294 | 0.0086294 | 0.0086294 | 0.0086294 | 0.0086294 | 0.0086294 | 0.0086294 | 0.0086294 | 0.0086294 | 0.0086294 | 0.0086294 | 0.0086294 | 0.0086294 | 0.0086294 | 0.0086294 | 0.0086294 | 0.0086294 | 0.0086294 | 0.0086294 | 0.0086294 | 0.0086294 | 0.0086294 | 0.0086294 | 0.0086294 | 0.0086294 | 0.0086294 | 0.0086294 | 0.0086294 | 0.0086294 | 0.0086294 | 0.0086294 | 0.0086294
F6_Commercial_Grocery_New_Miscellaneous_Natural Gas_Pool Heater_E3 | F6 | Commercial | Grocery | New | Miscellaneous | Natural Gas | Pool Heater | E3 | Utility - Value of Sales | 0 | 0 | 0 | 0 | 0 | 0 | 0 | 0 | 0 | 0 | 0 | 0 | 0 | 0 | 0 | 0 | 0 | 0 | 0 | 0 | 0 | 0 | 0 | 0 | 0 | 0 | 0 | 0 | 0 | 0 | 0 | 0 | 0
F6_Commercial_Grocery_New_Miscellaneous_Natural Gas_Pool Heater_E4 | F6 | Commercial | Grocery | New | Miscellaneous | Natural Gas | Pool Heater | E4 | Utility - Value of Sales | 0 | 0 | 0 | 0 | 0 | 0 | 0 | 0 | 0 | 0 | 0 | 0 | 0 | 0 | 0 | 0 | 0 | 0 | 0 | 0 | 0 | 0 | 0 | 0 | 0 | 0 | 0 | 0 | 0 | 0 | 0 | 0 | 0
F6_Commercial_Grocery_New_Miscellaneous_Natural Gas_Pool Heater_E5 | F6 | Commercial | Grocery | New | Miscellaneous | Natural Gas | Pool Heater | E5 | Utility - Value of Sales | 0 | 0 | 0 | 0 | 0 | 0 | 0 | 0 | 0 | 0 | 0 | 0 | 0 | 0 | 0 | 0 | 0 | 0 | 0 | 0 | 0 | 0 | 0 | 0 | 0 | 0 | 0 | 0 | 0 | 0 | 0 | 0 | 0
F6_Commercial_Grocery_New_Miscellaneous_Natural Gas_Pool Heater_E6 | F6 | Commercial | Grocery | New | Miscellaneous | Natural Gas | Pool Heater | E6 | Utility - Value of Sales | 0 | 0 | 0 | 0 | 0 | 0 | 0 | 0 | 0 | 0 | 0 | 0 | 0 | 0 | 0 | 0 | 0 | 0 | 0 | 0 | 0 | 0 | 0 | 0 | 0 | 0 | 0 | 0 | 0 | 0 | 0 | 0 | 0
F6_Commercial_Grocery_New_Miscellaneous_Natural Gas_Pool Heater_E7 | F6 | Commercial | Grocery | New | Miscellaneous | Natural Gas | Pool Heater | E7 | Utility - Value of Sales | 0 | 0 | 0 | 0 | 0 | 0 | 0 | 0 | 0 | 0 | 0 | 0 | 0 | 0 | 0 | 0 | 0 | 0 | 0 | 0 | 0 | 0 | 0 | 0 | 0 | 0 | 0 | 0 | 0 | 0 | 0 | 0 | 0
F6_Commercial_Grocery_New_Miscellaneous_Natural Gas_Pool Heater_E8 | F6 | Commercial | Grocery | New | Miscellaneous | Natural Gas | Pool Heater | E8 | Utility - Value of Sales | 0 | 0 | 0 | 0 | 0 | 0 | 0 | 0 | 0 | 0 | 0 | 0 | 0 | 0 | 0 | 0 | 0 | 0 | 0 | 0 | 0 | 0 | 0 | 0 | 0 | 0 | 0 | 0 | 0 | 0 | 0 | 0 | 0
F6_Commercial_Grocery_New_Miscellaneous_Natural Gas_Pool Heater_E9 | F6 | Commercial | Grocery | New | Miscellaneous | Natural Gas | Pool Heater | E9 | Utility - Value of Sales | 0 | 0 | 0 | 0 | 0 | 0 | 0 | 0 | 0 | 0 | 0 | 0 | 0 | 0 | 0 | 0 | 0 | 0 | 0 | 0 | 0 | 0 | 0 | 0 | 0 | 0 | 0 | 0 | 0 | 0 | 0 | 0 | 0
F6_Commercial_Grocery_New_Miscellaneous_Natural Gas_Pool Heater_E10 | F6 | Commercial | Grocery | New | Miscellaneous | Natural Gas | Pool Heater | E10 | Utility - Value of Sales | 0 | 0 | 0 | 0 | 0 | 0 | 0 | 0 | 0 | 0 | 0 | 0 | 0 | 0 | 0 | 0 | 0 | 0 | 0 | 0 | 0 | 0 | 0 | 0 | 0 | 0 | 0 | 0 | 0 | 0 | 0 | 0 | 0
F1_Commercial_Grocery_New_Miscellaneous_Natural Gas_Miscellaneous_E1 | F1 | Commercial | Grocery | New | Miscellaneous | Natural Gas | Miscellaneous | E1 | RVT - Cost of Equipment | 0 | 0 | 0 | 0 | 0 | 0 | 0 | 0 | 0 | 0 | 0 | 0 | 0 | 0 | 0 | 0 | 0 | 0 | 0 | 0 | 0 | 0 | 0 | 0 | 0 | 0 | 0 | 0 | 0 | 0 | 0 | 0 | 0
F1_Commercial_Grocery_New_Miscellaneous_Natural Gas_Miscellaneous_E2 | F1 | Commercial | Grocery | New | Miscellaneous | Natural Gas | Miscellaneous | E2 | RVT - Cost of Equipment | 0 | 0 | 0 | 0 | 0 | 0 | 0 | 0 | 0 | 0 | 0 | 0 | 0 | 0 | 0 | 0 | 0 | 0 | 0 | 0 | 0 | 0 | 0 | 0 | 0 | 0 | 0 | 0 | 0 | 0 | 0 | 0 | 0
F1_Commercial_Grocery_New_Miscellaneous_Natural Gas_Miscellaneous_E3 | F1 | Commercial | Grocery | New | Miscellaneous | Natural Gas | Miscellaneous | E3 | RVT - Cost of Equipment | 0 | 0 | 0 | 0 | 0 | 0 | 0 | 0 | 0 | 0 | 0 | 0 | 0 | 0 | 0 | 0 | 0 | 0 | 0 | 0 | 0 | 0 | 0 | 0 | 0 | 0 | 0 | 0 | 0 | 0 | 0 | 0 | 0
F1_Commercial_Grocery_New_Miscellaneous_Natural Gas_Miscellaneous_E4 | F1 | Commercial | Grocery | New | Miscellaneous | Natural Gas | Miscellaneous | E4 | RVT - Cost of Equipment | 0 | 0 | 0 | 0 | 0 | 0 | 0 | 0 | 0 | 0 | 0 | 0 | 0 | 0 | 0 | 0 | 0 | 0 | 0 | 0 | 0 | 0 | 0 | 0 | 0 | 0 | 0 | 0 | 0 | 0 | 0 | 0 | 0
F1_Commercial_Grocery_New_Miscellaneous_Natural Gas_Miscellaneous_E5 | F1 | Commercial | Grocery | New | Miscellaneous | Natural Gas | Miscellaneous | E5 | RVT - Cost of Equipment | 0 | 0 | 0 | 0 | 0 | 0 | 0 | 0 | 0 | 0 | 0 | 0 | 0 | 0 | 0 | 0 | 0 | 0 | 0 | 0 | 0 | 0 | 0 | 0 | 0 | 0 | 0 | 0 | 0 | 0 | 0 | 0 | 0
F1_Commercial_Grocery_New_Miscellaneous_Natural Gas_Miscellaneous_E6 | F1 | Commercial | Grocery | New | Miscellaneous | Natural Gas | Miscellaneous | E6 | RVT - Cost of Equipment | 0 | 0 | 0 | 0 | 0 | 0 | 0 | 0 | 0 | 0 | 0 | 0 | 0 | 0 | 0 | 0 | 0 | 0 | 0 | 0 | 0 | 0 | 0 | 0 | 0 | 0 | 0 | 0 | 0 | 0 | 0 | 0 | 0
F1_Commercial_Grocery_New_Miscellaneous_Natural Gas_Miscellaneous_E7 | F1 | Commercial | Grocery | New | Miscellaneous | Natural Gas | Miscellaneous | E7 | RVT - Cost of Equipment | 0 | 0 | 0 | 0 | 0 | 0 | 0 | 0 | 0 | 0 | 0 | 0 | 0 | 0 | 0 | 0 | 0 | 0 | 0 | 0 | 0 | 0 | 0 | 0 | 0 | 0 | 0 | 0 | 0 | 0 | 0 | 0 | 0
F1_Commercial_Grocery_New_Miscellaneous_Natural Gas_Miscellaneous_E8 | F1 | Commercial | Grocery | New | Miscellaneous | Natural Gas | Miscellaneous | E8 | RVT - Cost of Equipment | 0 | 0 | 0 | 0 | 0 | 0 | 0 | 0 | 0 | 0 | 0 | 0 | 0 | 0 | 0 | 0 | 0 | 0 | 0 | 0 | 0 | 0 | 0 | 0 | 0 | 0 | 0 | 0 | 0 | 0 | 0 | 0 | 0
F1_Commercial_Grocery_New_Miscellaneous_Natural Gas_Miscellaneous_E9 | F1 | Commercial | Grocery | New | Miscellaneous | Natural Gas | Miscellaneous | E9 | RVT - Cost of Equipment | 0 | 0 | 0 | 0 | 0 | 0 | 0 | 0 | 0 | 0 | 0 | 0 | 0 | 0 | 0 | 0 | 0 | 0 | 0 | 0 | 0 | 0 | 0 | 0 | 0 | 0 | 0 | 0 | 0 | 0 | 0 | 0 | 0
F1_Commercial_Grocery_New_Miscellaneous_Natural Gas_Miscellaneous_E10 | F1 | Commercial | Grocery | New | Miscellaneous | Natural Gas | Miscellaneous | E10 | RVT - Cost of Equipment | 0 | 0 | 0 | 0 | 0 | 0 | 0 | 0 | 0 | 0 | 0 | 0 | 0 | 0 | 0 | 0 | 0 | 0 | 0 | 0 | 0 | 0 | 0 | 0 | 0 | 0 | 0 | 0 | 0 | 0 | 0 | 0 | 0
F2_Commercial_Grocery_New_Miscellaneous_Natural Gas_Miscellaneous_E1 | F2 | Commercial | Grocery | New | Miscellaneous | Natural Gas | Miscellaneous | E1 | RVT - Cost of Operation | 0 | 0 | 0 | 0 | 0 | 0 | 0 | 0 | 0 | 0 | 0 | 0 | 0 | 0 | 0 | 0 | 0 | 0 | 0 | 0 | 0 | 0 | 0 | 0 | 0 | 0 | 0 | 0 | 0 | 0 | 0 | 0 | 0
F2_Commercial_Grocery_New_Miscellaneous_Natural Gas_Miscellaneous_E2 | F2 | Commercial | Grocery | New | Miscellaneous | Natural Gas | Miscellaneous | E2 | RVT - Cost of Operation | 0 | 0 | 0 | 0 | 0 | 0 | 0 | 0 | 0 | 0 | 0 | 0 | 0 | 0 | 0 | 0 | 0 | 0 | 0 | 0 | 0 | 0 | 0 | 0 | 0 | 0 | 0 | 0 | 0 | 0 | 0 | 0 | 0
F2_Commercial_Grocery_New_Miscellaneous_Natural Gas_Miscellaneous_E3 | F2 | Commercial | Grocery | New | Miscellaneous | Natural Gas | Miscellaneous | E3 | RVT - Cost of Operation | 0 | 0 | 0 | 0 | 0 | 0 | 0 | 0 | 0 | 0 | 0 | 0 | 0 | 0 | 0 | 0 | 0 | 0 | 0 | 0 | 0 | 0 | 0 | 0 | 0 | 0 | 0 | 0 | 0 | 0 | 0 | 0 | 0
F2_Commercial_Grocery_New_Miscellaneous_Natural Gas_Miscellaneous_E4 | F2 | Commercial | Grocery | New | Miscellaneous | Natural Gas | Miscellaneous | E4 | RVT - Cost of Operation | 0 | 0 | 0 | 0 | 0 | 0 | 0 | 0 | 0 | 0 | 0 | 0 | 0 | 0 | 0 | 0 | 0 | 0 | 0 | 0 | 0 | 0 | 0 | 0 | 0 | 0 | 0 | 0 | 0 | 0 | 0 | 0 | 0
F2_Commercial_Grocery_New_Miscellaneous_Natural Gas_Miscellaneous_E5 | F2 | Commercial | Grocery | New | Miscellaneous | Natural Gas | Miscellaneous | E5 | RVT - Cost of Operation | 0 | 0 | 0 | 0 | 0 | 0 | 0 | 0 | 0 | 0 | 0 | 0 | 0 | 0 | 0 | 0 | 0 | 0 | 0 | 0 | 0 | 0 | 0 | 0 | 0 | 0 | 0 | 0 | 0 | 0 | 0 | 0 | 0
F2_Commercial_Grocery_New_Miscellaneous_Natural Gas_Miscellaneous_E6 | F2 | Commercial | Grocery | New | Miscellaneous | Natural Gas | Miscellaneous | E6 | RVT - Cost of Operation | 0 | 0 | 0 | 0 | 0 | 0 | 0 | 0 | 0 | 0 | 0 | 0 | 0 | 0 | 0 | 0 | 0 | 0 | 0 | 0 | 0 | 0 | 0 | 0 | 0 | 0 | 0 | 0 | 0 | 0 | 0 | 0 | 0
F2_Commercial_Grocery_New_Miscellaneous_Natural Gas_Miscellaneous_E7 | F2 | Commercial | Grocery | New | Miscellaneous | Natural Gas | Miscellaneous | E7 | RVT - Cost of Operation | 0 | 0 | 0 | 0 | 0 | 0 | 0 | 0 | 0 | 0 | 0 | 0 | 0 | 0 | 0 | 0 | 0 | 0 | 0 | 0 | 0 | 0 | 0 | 0 | 0 | 0 | 0 | 0 | 0 | 0 | 0 | 0 | 0
F2_Commercial_Grocery_New_Miscellaneous_Natural Gas_Miscellaneous_E8 | F2 | Commercial | Grocery | New | Miscellaneous | Natural Gas | Miscellaneous | E8 | RVT - Cost of Operation | 0 | 0 | 0 | 0 | 0 | 0 | 0 | 0 | 0 | 0 | 0 | 0 | 0 | 0 | 0 | 0 | 0 | 0 | 0 | 0 | 0 | 0 | 0 | 0 | 0 | 0 | 0 | 0 | 0 | 0 | 0 | 0 | 0
F2_Commercial_Grocery_New_Miscellaneous_Natural Gas_Miscellaneous_E9 | F2 | Commercial | Grocery | New | Miscellaneous | Natural Gas | Miscellaneous | E9 | RVT - Cost of Operation | 0 | 0 | 0 | 0 | 0 | 0 | 0 | 0 | 0 | 0 | 0 | 0 | 0 | 0 | 0 | 0 | 0 | 0 | 0 | 0 | 0 | 0 | 0 | 0 | 0 | 0 | 0 | 0 | 0 | 0 | 0 | 0 | 0
F2_Commercial_Grocery_New_Miscellaneous_Natural Gas_Miscellaneous_E10 | F2 | Commercial | Grocery | New | Miscellaneous | Natural Gas | Miscellaneous | E10 | RVT - Cost of Operation | 0 | 0 | 0 | 0 | 0 | 0 | 0 | 0 | 0 | 0 | 0 | 0 | 0 | 0 | 0 | 0 | 0 | 0 | 0 | 0 | 0 | 0 | 0 | 0 | 0 | 0 | 0 | 0 | 0 | 0 | 0 | 0 | 0
F3_Commercial_Grocery_New_Miscellaneous_Natural Gas_Miscellaneous_E1 | F3 | Commercial | Grocery | New | Miscellaneous | Natural Gas | Miscellaneous | E1 | System - kBTUs of Consumption | 0.23859 | 0.23859 | 0.23859 | 0.23859 | 0.23859 | 0.23859 | 0.23859 | 0.23859 | 0.23859 | 0.23859 | 0.23859 | 0.23859 | 0.23859 | 0.23859 | 0.23859 | 0.23859 | 0.23859 | 0.23859 | 0.23859 | 0.23859 | 0.23859 | 0.23859 | 0.23859 | 0.23859 | 0.23859 | 0.23859 | 0.23859 | 0.23859 | 0.23859 | 0.23859 | 0.23859 | 0.23859 | 0.23859
F3_Commercial_Grocery_New_Miscellaneous_Natural Gas_Miscellaneous_E2 | F3 | Commercial | Grocery | New | Miscellaneous | Natural Gas | Miscellaneous | E2 | System - kBTUs of Consumption | 0 | 0 | 0 | 0 | 0 | 0 | 0 | 0 | 0 | 0 | 0 | 0 | 0 | 0 | 0 | 0 | 0 | 0 | 0 | 0 | 0 | 0 | 0 | 0 | 0 | 0 | 0 | 0 | 0 | 0 | 0 | 0 | 0
F3_Commercial_Grocery_New_Miscellaneous_Natural Gas_Miscellaneous_E3 | F3 | Commercial | Grocery | New | Miscellaneous | Natural Gas | Miscellaneous | E3 | System - kBTUs of Consumption | 0 | 0 | 0 | 0 | 0 | 0 | 0 | 0 | 0 | 0 | 0 | 0 | 0 | 0 | 0 | 0 | 0 | 0 | 0 | 0 | 0 | 0 | 0 | 0 | 0 | 0 | 0 | 0 | 0 | 0 | 0 | 0 | 0
F3_Commercial_Grocery_New_Miscellaneous_Natural Gas_Miscellaneous_E4 | F3 | Commercial | Grocery | New | Miscellaneous | Natural Gas | Miscellaneous | E4 | System - kBTUs of Consumption | 0 | 0 | 0 | 0 | 0 | 0 | 0 | 0 | 0 | 0 | 0 | 0 | 0 | 0 | 0 | 0 | 0 | 0 | 0 | 0 | 0 | 0 | 0 | 0 | 0 | 0 | 0 | 0 | 0 | 0 | 0 | 0 | 0
F3_Commercial_Grocery_New_Miscellaneous_Natural Gas_Miscellaneous_E5 | F3 | Commercial | Grocery | New | Miscellaneous | Natural Gas | Miscellaneous | E5 | System - kBTUs of Consumption | 0 | 0 | 0 | 0 | 0 | 0 | 0 | 0 | 0 | 0 | 0 | 0 | 0 | 0 | 0 | 0 | 0 | 0 | 0 | 0 | 0 | 0 | 0 | 0 | 0 | 0 | 0 | 0 | 0 | 0 | 0 | 0 | 0
F3_Commercial_Grocery_New_Miscellaneous_Natural Gas_Miscellaneous_E6 | F3 | Commercial | Grocery | New | Miscellaneous | Natural Gas | Miscellaneous | E6 | System - kBTUs of Consumption | 0 | 0 | 0 | 0 | 0 | 0 | 0 | 0 | 0 | 0 | 0 | 0 | 0 | 0 | 0 | 0 | 0 | 0 | 0 | 0 | 0 | 0 | 0 | 0 | 0 | 0 | 0 | 0 | 0 | 0 | 0 | 0 | 0
F3_Commercial_Grocery_New_Miscellaneous_Natural Gas_Miscellaneous_E7 | F3 | Commercial | Grocery | New | Miscellaneous | Natural Gas | Miscellaneous | E7 | System - kBTUs of Consumption | 0 | 0 | 0 | 0 | 0 | 0 | 0 | 0 | 0 | 0 | 0 | 0 | 0 | 0 | 0 | 0 | 0 | 0 | 0 | 0 | 0 | 0 | 0 | 0 | 0 | 0 | 0 | 0 | 0 | 0 | 0 | 0 | 0
F3_Commercial_Grocery_New_Miscellaneous_Natural Gas_Miscellaneous_E8 | F3 | Commercial | Grocery | New | Miscellaneous | Natural Gas | Miscellaneous | E8 | System - kBTUs of Consumption | 0 | 0 | 0 | 0 | 0 | 0 | 0 | 0 | 0 | 0 | 0 | 0 | 0 | 0 | 0 | 0 | 0 | 0 | 0 | 0 | 0 | 0 | 0 | 0 | 0 | 0 | 0 | 0 | 0 | 0 | 0 | 0 | 0
F3_Commercial_Grocery_New_Miscellaneous_Natural Gas_Miscellaneous_E9 | F3 | Commercial | Grocery | New | Miscellaneous | Natural Gas | Miscellaneous | E9 | System - kBTUs of Consumption | 0 | 0 | 0 | 0 | 0 | 0 | 0 | 0 | 0 | 0 | 0 | 0 | 0 | 0 | 0 | 0 | 0 | 0 | 0 | 0 | 0 | 0 | 0 | 0 | 0 | 0 | 0 | 0 | 0 | 0 | 0 | 0 | 0
F3_Commercial_Grocery_New_Miscellaneous_Natural Gas_Miscellaneous_E10 | F3 | Commercial | Grocery | New | Miscellaneous | Natural Gas | Miscellaneous | E10 | System - kBTUs of Consumption | 0 | 0 | 0 | 0 | 0 | 0 | 0 | 0 | 0 | 0 | 0 | 0 | 0 | 0 | 0 | 0 | 0 | 0 | 0 | 0 | 0 | 0 | 0 | 0 | 0 | 0 | 0 | 0 | 0 | 0 | 0 | 0 | 0
F4_Commercial_Grocery_New_Miscellaneous_Natural Gas_Miscellaneous_E1 | F4 | Commercial | Grocery | New | Miscellaneous | Natural Gas | Miscellaneous | E1 | Utility - Cost of Equipment | 0 | 0 | 0 | 0 | 0 | 0 | 0 | 0 | 0 | 0 | 0 | 0 | 0 | 0 | 0 | 0 | 0 | 0 | 0 | 0 | 0 | 0 | 0 | 0 | 0 | 0 | 0 | 0 | 0 | 0 | 0 | 0 | 0
F4_Commercial_Grocery_New_Miscellaneous_Natural Gas_Miscellaneous_E2 | F4 | Commercial | Grocery | New | Miscellaneous | Natural Gas | Miscellaneous | E2 | Utility - Cost of Equipment | 0 | 0 | 0 | 0 | 0 | 0 | 0 | 0 | 0 | 0 | 0 | 0 | 0 | 0 | 0 | 0 | 0 | 0 | 0 | 0 | 0 | 0 | 0 | 0 | 0 | 0 | 0 | 0 | 0 | 0 | 0 | 0 | 0
F4_Commercial_Grocery_New_Miscellaneous_Natural Gas_Miscellaneous_E3 | F4 | Commercial | Grocery | New | Miscellaneous | Natural Gas | Miscellaneous | E3 | Utility - Cost of Equipment | 0 | 0 | 0 | 0 | 0 | 0 | 0 | 0 | 0 | 0 | 0 | 0 | 0 | 0 | 0 | 0 | 0 | 0 | 0 | 0 | 0 | 0 | 0 | 0 | 0 | 0 | 0 | 0 | 0 | 0 | 0 | 0 | 0
F4_Commercial_Grocery_New_Miscellaneous_Natural Gas_Miscellaneous_E4 | F4 | Commercial | Grocery | New | Miscellaneous | Natural Gas | Miscellaneous | E4 | Utility - Cost of Equipment | 0 | 0 | 0 | 0 | 0 | 0 | 0 | 0 | 0 | 0 | 0 | 0 | 0 | 0 | 0 | 0 | 0 | 0 | 0 | 0 | 0 | 0 | 0 | 0 | 0 | 0 | 0 | 0 | 0 | 0 | 0 | 0 | 0
F4_Commercial_Grocery_New_Miscellaneous_Natural Gas_Miscellaneous_E5 | F4 | Commercial | Grocery | New | Miscellaneous | Natural Gas | Miscellaneous | E5 | Utility - Cost of Equipment | 0 | 0 | 0 | 0 | 0 | 0 | 0 | 0 | 0 | 0 | 0 | 0 | 0 | 0 | 0 | 0 | 0 | 0 | 0 | 0 | 0 | 0 | 0 | 0 | 0 | 0 | 0 | 0 | 0 | 0 | 0 | 0 | 0
F4_Commercial_Grocery_New_Miscellaneous_Natural Gas_Miscellaneous_E6 | F4 | Commercial | Grocery | New | Miscellaneous | Natural Gas | Miscellaneous | E6 | Utility - Cost of Equipment | 0 | 0 | 0 | 0 | 0 | 0 | 0 | 0 | 0 | 0 | 0 | 0 | 0 | 0 | 0 | 0 | 0 | 0 | 0 | 0 | 0 | 0 | 0 | 0 | 0 | 0 | 0 | 0 | 0 | 0 | 0 | 0 | 0
F4_Commercial_Grocery_New_Miscellaneous_Natural Gas_Miscellaneous_E7 | F4 | Commercial | Grocery | New | Miscellaneous | Natural Gas | Miscellaneous | E7 | Utility - Cost of Equipment | 0 | 0 | 0 | 0 | 0 | 0 | 0 | 0 | 0 | 0 | 0 | 0 | 0 | 0 | 0 | 0 | 0 | 0 | 0 | 0 | 0 | 0 | 0 | 0 | 0 | 0 | 0 | 0 | 0 | 0 | 0 | 0 | 0
F4_Commercial_Grocery_New_Miscellaneous_Natural Gas_Miscellaneous_E8 | F4 | Commercial | Grocery | New | Miscellaneous | Natural Gas | Miscellaneous | E8 | Utility - Cost of Equipment | 0 | 0 | 0 | 0 | 0 | 0 | 0 | 0 | 0 | 0 | 0 | 0 | 0 | 0 | 0 | 0 | 0 | 0 | 0 | 0 | 0 | 0 | 0 | 0 | 0 | 0 | 0 | 0 | 0 | 0 | 0 | 0 | 0
F4_Commercial_Grocery_New_Miscellaneous_Natural Gas_Miscellaneous_E9 | F4 | Commercial | Grocery | New | Miscellaneous | Natural Gas | Miscellaneous | E9 | Utility - Cost of Equipment | 0 | 0 | 0 | 0 | 0 | 0 | 0 | 0 | 0 | 0 | 0 | 0 | 0 | 0 | 0 | 0 | 0 | 0 | 0 | 0 | 0 | 0 | 0 | 0 | 0 | 0 | 0 | 0 | 0 | 0 | 0 | 0 | 0
F4_Commercial_Grocery_New_Miscellaneous_Natural Gas_Miscellaneous_E10 | F4 | Commercial | Grocery | New | Miscellaneous | Natural Gas | Miscellaneous | E10 | Utility - Cost of Equipment | 0 | 0 | 0 | 0 | 0 | 0 | 0 | 0 | 0 | 0 | 0 | 0 | 0 | 0 | 0 | 0 | 0 | 0 | 0 | 0 | 0 | 0 | 0 | 0 | 0 | 0 | 0 | 0 | 0 | 0 | 0 | 0 | 0
F5_Commercial_Grocery_New_Miscellaneous_Natural Gas_Miscellaneous_E1 | F5 | Commercial | Grocery | New | Miscellaneous | Natural Gas | Miscellaneous | E1 | Utility - Cost of Operation | 0.23859 | 0.23859 | 0.23859 | 0.23859 | 0.23859 | 0.23859 | 0.23859 | 0.23859 | 0.23859 | 0.23859 | 0.23859 | 0.23859 | 0.23859 | 0.23859 | 0.23859 | 0.23859 | 0.23859 | 0.23859 | 0.23859 | 0.23859 | 0.23859 | 0.23859 | 0.23859 | 0.23859 | 0.23859 | 0.23859 | 0.23859 | 0.23859 | 0.23859 | 0.23859 | 0.23859 | 0.23859 | 0.23859
F5_Commercial_Grocery_New_Miscellaneous_Natural Gas_Miscellaneous_E2 | F5 | Commercial | Grocery | New | Miscellaneous | Natural Gas | Miscellaneous | E2 | Utility - Cost of Operation | 0 | 0 | 0 | 0 | 0 | 0 | 0 | 0 | 0 | 0 | 0 | 0 | 0 | 0 | 0 | 0 | 0 | 0 | 0 | 0 | 0 | 0 | 0 | 0 | 0 | 0 | 0 | 0 | 0 | 0 | 0 | 0 | 0
F5_Commercial_Grocery_New_Miscellaneous_Natural Gas_Miscellaneous_E3 | F5 | Commercial | Grocery | New | Miscellaneous | Natural Gas | Miscellaneous | E3 | Utility - Cost of Operation | 0 | 0 | 0 | 0 | 0 | 0 | 0 | 0 | 0 | 0 | 0 | 0 | 0 | 0 | 0 | 0 | 0 | 0 | 0 | 0 | 0 | 0 | 0 | 0 | 0 | 0 | 0 | 0 | 0 | 0 | 0 | 0 | 0
F5_Commercial_Grocery_New_Miscellaneous_Natural Gas_Miscellaneous_E4 | F5 | Commercial | Grocery | New | Miscellaneous | Natural Gas | Miscellaneous | E4 | Utility - Cost of Operation | 0 | 0 | 0 | 0 | 0 | 0 | 0 | 0 | 0 | 0 | 0 | 0 | 0 | 0 | 0 | 0 | 0 | 0 | 0 | 0 | 0 | 0 | 0 | 0 | 0 | 0 | 0 | 0 | 0 | 0 | 0 | 0 | 0
F5_Commercial_Grocery_New_Miscellaneous_Natural Gas_Miscellaneous_E5 | F5 | Commercial | Grocery | New | Miscellaneous | Natural Gas | Miscellaneous | E5 | Utility - Cost of Operation | 0 | 0 | 0 | 0 | 0 | 0 | 0 | 0 | 0 | 0 | 0 | 0 | 0 | 0 | 0 | 0 | 0 | 0 | 0 | 0 | 0 | 0 | 0 | 0 | 0 | 0 | 0 | 0 | 0 | 0 | 0 | 0 | 0
F5_Commercial_Grocery_New_Miscellaneous_Natural Gas_Miscellaneous_E6 | F5 | Commercial | Grocery | New | Miscellaneous | Natural Gas | Miscellaneous | E6 | Utility - Cost of Operation | 0 | 0 | 0 | 0 | 0 | 0 | 0 | 0 | 0 | 0 | 0 | 0 | 0 | 0 | 0 | 0 | 0 | 0 | 0 | 0 | 0 | 0 | 0 | 0 | 0 | 0 | 0 | 0 | 0 | 0 | 0 | 0 | 0
F5_Commercial_Grocery_New_Miscellaneous_Natural Gas_Miscellaneous_E7 | F5 | Commercial | Grocery | New | Miscellaneous | Natural Gas | Miscellaneous | E7 | Utility - Cost of Operation | 0 | 0 | 0 | 0 | 0 | 0 | 0 | 0 | 0 | 0 | 0 | 0 | 0 | 0 | 0 | 0 | 0 | 0 | 0 | 0 | 0 | 0 | 0 | 0 | 0 | 0 | 0 | 0 | 0 | 0 | 0 | 0 | 0
F5_Commercial_Grocery_New_Miscellaneous_Natural Gas_Miscellaneous_E8 | F5 | Commercial | Grocery | New | Miscellaneous | Natural Gas | Miscellaneous | E8 | Utility - Cost of Operation | 0 | 0 | 0 | 0 | 0 | 0 | 0 | 0 | 0 | 0 | 0 | 0 | 0 | 0 | 0 | 0 | 0 | 0 | 0 | 0 | 0 | 0 | 0 | 0 | 0 | 0 | 0 | 0 | 0 | 0 | 0 | 0 | 0
F5_Commercial_Grocery_New_Miscellaneous_Natural Gas_Miscellaneous_E9 | F5 | Commercial | Grocery | New | Miscellaneous | Natural Gas | Miscellaneous | E9 | Utility - Cost of Operation | 0 | 0 | 0 | 0 | 0 | 0 | 0 | 0 | 0 | 0 | 0 | 0 | 0 | 0 | 0 | 0 | 0 | 0 | 0 | 0 | 0 | 0 | 0 | 0 | 0 | 0 | 0 | 0 | 0 | 0 | 0 | 0 | 0
F5_Commercial_Grocery_New_Miscellaneous_Natural Gas_Miscellaneous_E10 | F5 | Commercial | Grocery | New | Miscellaneous | Natural Gas | Miscellaneous | E10 | Utility - Cost of Operation | 0 | 0 | 0 | 0 | 0 | 0 | 0 | 0 | 0 | 0 | 0 | 0 | 0 | 0 | 0 | 0 | 0 | 0 | 0 | 0 | 0 | 0 | 0 | 0 | 0 | 0 | 0 | 0 | 0 | 0 | 0 | 0 | 0
F6_Commercial_Grocery_New_Miscellaneous_Natural Gas_Miscellaneous_E1 | F6 | Commercial | Grocery | New | Miscellaneous | Natural Gas | Miscellaneous | E1 | Utility - Value of Sales | 0.0030471 | 0.0030471 | 0.0030471 | 0.0030471 | 0.0030471 | 0.0030471 | 0.0030471 | 0.0030471 | 0.0030471 | 0.0030471 | 0.0030471 | 0.0030471 | 0.0030471 | 0.0030471 | 0.0030471 | 0.0030471 | 0.0030471 | 0.0030471 | 0.0030471 | 0.0030471 | 0.0030471 | 0.0030471 | 0.0030471 | 0.0030471 | 0.0030471 | 0.0030471 | 0.0030471 | 0.0030471 | 0.0030471 | 0.0030471 | 0.0030471 | 0.0030471 | 0.0030471
F6_Commercial_Grocery_New_Miscellaneous_Natural Gas_Miscellaneous_E2 | F6 | Commercial | Grocery | New | Miscellaneous | Natural Gas | Miscellaneous | E2 | Utility - Value of Sales | 0 | 0 | 0 | 0 | 0 | 0 | 0 | 0 | 0 | 0 | 0 | 0 | 0 | 0 | 0 | 0 | 0 | 0 | 0 | 0 | 0 | 0 | 0 | 0 | 0 | 0 | 0 | 0 | 0 | 0 | 0 | 0 | 0
F6_Commercial_Grocery_New_Miscellaneous_Natural Gas_Miscellaneous_E3 | F6 | Commercial | Grocery | New | Miscellaneous | Natural Gas | Miscellaneous | E3 | Utility - Value of Sales | 0 | 0 | 0 | 0 | 0 | 0 | 0 | 0 | 0 | 0 | 0 | 0 | 0 | 0 | 0 | 0 | 0 | 0 | 0 | 0 | 0 | 0 | 0 | 0 | 0 | 0 | 0 | 0 | 0 | 0 | 0 | 0 | 0
F6_Commercial_Grocery_New_Miscellaneous_Natural Gas_Miscellaneous_E4 | F6 | Commercial | Grocery | New | Miscellaneous | Natural Gas | Miscellaneous | E4 | Utility - Value of Sales | 0 | 0 | 0 | 0 | 0 | 0 | 0 | 0 | 0 | 0 | 0 | 0 | 0 | 0 | 0 | 0 | 0 | 0 | 0 | 0 | 0 | 0 | 0 | 0 | 0 | 0 | 0 | 0 | 0 | 0 | 0 | 0 | 0
F6_Commercial_Grocery_New_Miscellaneous_Natural Gas_Miscellaneous_E5 | F6 | Commercial | Grocery | New | Miscellaneous | Natural Gas | Miscellaneous | E5 | Utility - Value of Sales | 0 | 0 | 0 | 0 | 0 | 0 | 0 | 0 | 0 | 0 | 0 | 0 | 0 | 0 | 0 | 0 | 0 | 0 | 0 | 0 | 0 | 0 | 0 | 0 | 0 | 0 | 0 | 0 | 0 | 0 | 0 | 0 | 0
F6_Commercial_Grocery_New_Miscellaneous_Natural Gas_Miscellaneous_E6 | F6 | Commercial | Grocery | New | Miscellaneous | Natural Gas | Miscellaneous | E6 | Utility - Value of Sales | 0 | 0 | 0 | 0 | 0 | 0 | 0 | 0 | 0 | 0 | 0 | 0 | 0 | 0 | 0 | 0 | 0 | 0 | 0 | 0 | 0 | 0 | 0 | 0 | 0 | 0 | 0 | 0 | 0 | 0 | 0 | 0 | 0
F6_Commercial_Grocery_New_Miscellaneous_Natural Gas_Miscellaneous_E7 | F6 | Commercial | Grocery | New | Miscellaneous | Natural Gas | Miscellaneous | E7 | Utility - Value of Sales | 0 | 0 | 0 | 0 | 0 | 0 | 0 | 0 | 0 | 0 | 0 | 0 | 0 | 0 | 0 | 0 | 0 | 0 | 0 | 0 | 0 | 0 | 0 | 0 | 0 | 0 | 0 | 0 | 0 | 0 | 0 | 0 | 0
F6_Commercial_Grocery_New_Miscellaneous_Natural Gas_Miscellaneous_E8 | F6 | Commercial | Grocery | New | Miscellaneous | Natural Gas | Miscellaneous | E8 | Utility - Value of Sales | 0 | 0 | 0 | 0 | 0 | 0 | 0 | 0 | 0 | 0 | 0 | 0 | 0 | 0 | 0 | 0 | 0 | 0 | 0 | 0 | 0 | 0 | 0 | 0 | 0 | 0 | 0 | 0 | 0 | 0 | 0 | 0 | 0
F6_Commercial_Grocery_New_Miscellaneous_Natural Gas_Miscellaneous_E9 | F6 | Commercial | Grocery | New | Miscellaneous | Natural Gas | Miscellaneous | E9 | Utility - Value of Sales | 0 | 0 | 0 | 0 | 0 | 0 | 0 | 0 | 0 | 0 | 0 | 0 | 0 | 0 | 0 | 0 | 0 | 0 | 0 | 0 | 0 | 0 | 0 | 0 | 0 | 0 | 0 | 0 | 0 | 0 | 0 | 0 | 0
F6_Commercial_Grocery_New_Miscellaneous_Natural Gas_Miscellaneous_E10 | F6 | Commercial | Grocery | New | Miscellaneous | Natural Gas | Miscellaneous | E10 | Utility - Value of Sales | 0 | 0 | 0 | 0 | 0 | 0 | 0 | 0 | 0 | 0 | 0 | 0 | 0 | 0 | 0 | 0 | 0 | 0 | 0 | 0 | 0 | 0 | 0 | 0 | 0 | 0 | 0 | 0 | 0 | 0 | 0 | 0 | 0
F1_Commercial_School_Existing_Space Heating_Natural Gas_Furnace_E1 | F1 | Commercial | School | Existing | Space Heating | Natural Gas | Furnace | E1 | RVT - Cost of Equipment | 0.47415 | 0.47458 | 0.47504 | 0.47572 | 0.4767 | 0.4782 | 0.47924 | 0.48005 | 0.48095 | 0.48178 | 0.48235 | 0.4827 | 0.48302 | 0.4833 | 0.48367 | 0.48382 | 0.48409 | 0.48459 | 0.48511 | 0.48573 | 0.48645 | 0.48706 | 0.48754 | 0.4879 | 0.48814 | 0.48821 | 0.48808 | 0.48782 | 0.48761 | 0.48751 | 0.48758 | 0.48761 | 0.48761
F1_Commercial_School_Existing_Space Heating_Natural Gas_Furnace_E2 | F1 | Commercial | School | Existing | Space Heating | Natural Gas | Furnace | E2 | RVT - Cost of Equipment | 0.42147 | 0.42184 | 0.42225 | 0.42286 | 0.42373 | 0.42506 | 0.42599 | 0.42671 | 0.4275 | 0.42824 | 0.42875 | 0.42906 | 0.42934 | 0.4296 | 0.42993 | 0.43006 | 0.4303 | 0.43074 | 0.43121 | 0.43175 | 0.4324 | 0.43294 | 0.43336 | 0.43368 | 0.4339 | 0.43396 | 0.43384 | 0.43361 | 0.43343 | 0.43334 | 0.4334 | 0.43343 | 0.43343
F1_Commercial_School_Existing_Space Heating_Natural Gas_Furnace_E3 | F1 | Commercial | School | Existing | Space Heating | Natural Gas | Furnace | E3 | RVT - Cost of Equipment | 0.39513 | 0.39548 | 0.39586 | 0.39644 | 0.39725 | 0.3985 | 0.39937 | 0.40004 | 0.40079 | 0.40148 | 0.40196 | 0.40225 | 0.40251 | 0.40275 | 0.40306 | 0.40319 | 0.40341 | 0.40382 | 0.40426 | 0.40477 | 0.40538 | 0.40589 | 0.40628 | 0.40658 | 0.40678 | 0.40684 | 0.40673 | 0.40651 | 0.40634 | 0.40626 | 0.40632 | 0.40634 | 0.40634
F1_Commercial_School_Existing_Space Heating_Natural Gas_Furnace_E4 | F1 | Commercial | School | Existing | Space Heating | Natural Gas | Furnace | E4 | RVT - Cost of Equipment | 0.28968 | 0.28993 | 0.2902 | 0.29063 | 0.29128 | 0.29233 | 0.29301 | 0.2935 | 0.29408 | 0.29463 | 0.29499 | 0.29521 | 0.29544 | 0.29566 | 0.29597 | 0.29611 | 0.29635 | 0.29677 | 0.29721 | 0.2977 | 0.29828 | 0.29877 | 0.29915 | 0.29944 | 0.29963 | 0.29969 | 0.29959 | 0.29937 | 0.29921 | 0.29913 | 0.29919 | 0.29921 | 0.29921
F1_Commercial_School_Existing_Space Heating_Natural Gas_Furnace_E5 | F1 | Commercial | School | Existing | Space Heating | Natural Gas | Furnace | E5 | RVT - Cost of Equipment | 0 | 0 | 0 | 0 | 0 | 0 | 0 | 0 | 0 | 0 | 0 | 0 | 0 | 0 | 0 | 0 | 0 | 0 | 0 | 0 | 0 | 0 | 0 | 0 | 0 | 0 | 0 | 0 | 0 | 0 | 0 | 0 | 0
F1_Commercial_School_Existing_Space Heating_Natural Gas_Furnace_E6 | F1 | Commercial | School | Existing | Space Heating | Natural Gas | Furnace | E6 | RVT - Cost of Equipment | 0 | 0 | 0 | 0 | 0 | 0 | 0 | 0 | 0 | 0 | 0 | 0 | 0 | 0 | 0 | 0 | 0 | 0 | 0 | 0 | 0 | 0 | 0 | 0 | 0 | 0 | 0 | 0 | 0 | 0 | 0 | 0 | 0
F1_Commercial_School_Existing_Space Heating_Natural Gas_Furnace_E7 | F1 | Commercial | School | Existing | Space Heating | Natural Gas | Furnace | E7 | RVT - Cost of Equipment | 0 | 0 | 0 | 0 | 0 | 0 | 0 | 0 | 0 | 0 | 0 | 0 | 0 | 0 | 0 | 0 | 0 | 0 | 0 | 0 | 0 | 0 | 0 | 0 | 0 | 0 | 0 | 0 | 0 | 0 | 0 | 0 | 0
F1_Commercial_School_Existing_Space Heating_Natural Gas_Furnace_E8 | F1 | Commercial | School | Existing | Space Heating | Natural Gas | Furnace | E8 | RVT - Cost of Equipment | 0 | 0 | 0 | 0 | 0 | 0 | 0 | 0 | 0 | 0 | 0 | 0 | 0 | 0 | 0 | 0 | 0 | 0 | 0 | 0 | 0 | 0 | 0 | 0 | 0 | 0 | 0 | 0 | 0 | 0 | 0 | 0 | 0
F1_Commercial_School_Existing_Space Heating_Natural Gas_Furnace_E9 | F1 | Commercial | School | Existing | Space Heating | Natural Gas | Furnace | E9 | RVT - Cost of Equipment | 0 | 0 | 0 | 0 | 0 | 0 | 0 | 0 | 0 | 0 | 0 | 0 | 0 | 0 | 0 | 0 | 0 | 0 | 0 | 0 | 0 | 0 | 0 | 0 | 0 | 0 | 0 | 0 | 0 | 0 | 0 | 0 | 0
F1_Commercial_School_Existing_Space Heating_Natural Gas_Furnace_E10 | F1 | Commercial | School | Existing | Space Heating | Natural Gas | Furnace | E10 | RVT - Cost of Equipment | 0 | 0 | 0 | 0 | 0 | 0 | 0 | 0 | 0 | 0 | 0 | 0 | 0 | 0 | 0 | 0 | 0 | 0 | 0 | 0 | 0 | 0 | 0 | 0 | 0 | 0 | 0 | 0 | 0 | 0 | 0 | 0 | 0
F2_Commercial_School_Existing_Space Heating_Natural Gas_Furnace_E1 | F2 | Commercial | School | Existing | Space Heating | Natural Gas | Furnace | E1 | RVT - Cost of Operation | 0.56807 | 0.56857 | 0.56912 | 0.56995 | 0.57112 | 0.57291 | 0.57416 | 0.57513 | 0.57621 | 0.5772 | 0.57789 | 0.57831 | 0.57868 | 0.57903 | 0.57947 | 0.57965 | 0.57997 | 0.58057 | 0.5812 | 0.58193 | 0.5828 | 0.58353 | 0.5841 | 0.58453 | 0.58482 | 0.5849 | 0.58475 | 0.58444 | 0.58419 | 0.58407 | 0.58416 | 0.58419 | 0.58419
F2_Commercial_School_Existing_Space Heating_Natural Gas_Furnace_E2 | F2 | Commercial | School | Existing | Space Heating | Natural Gas | Furnace | E2 | RVT - Cost of Operation | 0.50494 | 0.50539 | 0.50588 | 0.50662 | 0.50766 | 0.50925 | 0.51036 | 0.51122 | 0.51218 | 0.51306 | 0.51367 | 0.51405 | 0.51438 | 0.51468 | 0.51508 | 0.51524 | 0.51552 | 0.51605 | 0.51661 | 0.51727 | 0.51804 | 0.51869 | 0.5192 | 0.51958 | 0.51983 | 0.51991 | 0.51977 | 0.51949 | 0.51927 | 0.51917 | 0.51924 | 0.51927 | 0.51927
F2_Commercial_School_Existing_Space Heating_Natural Gas_Furnace_E3 | F2 | Commercial | School | Existing | Space Heating | Natural Gas | Furnace | E3 | RVT - Cost of Operation | 0.47339 | 0.47381 | 0.47427 | 0.47496 | 0.47594 | 0.47743 | 0.47847 | 0.47928 | 0.48017 | 0.481 | 0.48157 | 0.48192 | 0.48224 | 0.48252 | 0.48289 | 0.48304 | 0.48331 | 0.4838 | 0.48433 | 0.48494 | 0.48567 | 0.48628 | 0.48675 | 0.48711 | 0.48735 | 0.48742 | 0.48729 | 0.48703 | 0.48682 | 0.48672 | 0.4868 | 0.48682 | 0.48682
F2_Commercial_School_Existing_Space Heating_Natural Gas_Furnace_E4 | F2 | Commercial | School | Existing | Space Heating | Natural Gas | Furnace | E4 | RVT - Cost of Operation | 0.34706 | 0.34736 | 0.34768 | 0.3482 | 0.34897 | 0.35023 | 0.35105 | 0.35164 | 0.35233 | 0.35298 | 0.35342 | 0.35368 | 0.35395 | 0.35422 | 0.35459 | 0.35476 | 0.35505 | 0.35555 | 0.35607 | 0.35667 | 0.35736 | 0.35794 | 0.3584 | 0.35875 | 0.35898 | 0.35905 | 0.35892 | 0.35867 | 0.35847 | 0.35837 | 0.35844 | 0.35847 | 0.35847
F2_Commercial_School_Existing_Space Heating_Natural Gas_Furnace_E5 | F2 | Commercial | School | Existing | Space Heating | Natural Gas | Furnace | E5 | RVT - Cost of Operation | 0 | 0 | 0 | 0 | 0 | 0 | 0 | 0 | 0 | 0 | 0 | 0 | 0 | 0 | 0 | 0 | 0 | 0 | 0 | 0 | 0 | 0 | 0 | 0 | 0 | 0 | 0 | 0 | 0 | 0 | 0 | 0 | 0
F2_Commercial_School_Existing_Space Heating_Natural Gas_Furnace_E6 | F2 | Commercial | School | Existing | Space Heating | Natural Gas | Furnace | E6 | RVT - Cost of Operation | 0 | 0 | 0 | 0 | 0 | 0 | 0 | 0 | 0 | 0 | 0 | 0 | 0 | 0 | 0 | 0 | 0 | 0 | 0 | 0 | 0 | 0 | 0 | 0 | 0 | 0 | 0 | 0 | 0 | 0 | 0 | 0 | 0
F2_Commercial_School_Existing_Space Heating_Natural Gas_Furnace_E7 | F2 | Commercial | School | Existing | Space Heating | Natural Gas | Furnace | E7 | RVT - Cost of Operation | 0 | 0 | 0 | 0 | 0 | 0 | 0 | 0 | 0 | 0 | 0 | 0 | 0 | 0 | 0 | 0 | 0 | 0 | 0 | 0 | 0 | 0 | 0 | 0 | 0 | 0 | 0 | 0 | 0 | 0 | 0 | 0 | 0
F2_Commercial_School_Existing_Space Heating_Natural Gas_Furnace_E8 | F2 | Commercial | School | Existing | Space Heating | Natural Gas | Furnace | E8 | RVT - Cost of Operation | 0 | 0 | 0 | 0 | 0 | 0 | 0 | 0 | 0 | 0 | 0 | 0 | 0 | 0 | 0 | 0 | 0 | 0 | 0 | 0 | 0 | 0 | 0 | 0 | 0 | 0 | 0 | 0 | 0 | 0 | 0 | 0 | 0
F2_Commercial_School_Existing_Space Heating_Natural Gas_Furnace_E9 | F2 | Commercial | School | Existing | Space Heating | Natural Gas | Furnace | E9 | RVT - Cost of Operation | 0 | 0 | 0 | 0 | 0 | 0 | 0 | 0 | 0 | 0 | 0 | 0 | 0 | 0 | 0 | 0 | 0 | 0 | 0 | 0 | 0 | 0 | 0 | 0 | 0 | 0 | 0 | 0 | 0 | 0 | 0 | 0 | 0
F2_Commercial_School_Existing_Space Heating_Natural Gas_Furnace_E10 | F2 | Commercial | School | Existing | Space Heating | Natural Gas | Furnace | E10 | RVT - Cost of Operation | 0 | 0 | 0 | 0 | 0 | 0 | 0 | 0 | 0 | 0 | 0 | 0 | 0 | 0 | 0 | 0 | 0 | 0 | 0 | 0 | 0 | 0 | 0 | 0 | 0 | 0 | 0 | 0 | 0 | 0 | 0 | 0 | 0
F3_Commercial_School_Existing_Space Heating_Natural Gas_Furnace_E1 | F3 | Commercial | School | Existing | Space Heating | Natural Gas | Furnace | E1 | System - kBTUs of Consumption | 0.039593 | 0.039593 | 0.039593 | 0.039593 | 0.039593 | 0.039593 | 0.039593 | 0.039593 | 0.039593 | 0.039593 | 0.039593 | 0.039593 | 0.039593 | 0.039593 | 0.039593 | 0.039593 | 0.039593 | 0.039593 | 0.039593 | 0.039593 | 0.039593 | 0.039593 | 0.039593 | 0.039593 | 0.039593 | 0.039593 | 0.039593 | 0.039593 | 0.039593 | 0.039593 | 0.039593 | 0.039593 | 0.039593
F3_Commercial_School_Existing_Space Heating_Natural Gas_Furnace_E2 | F3 | Commercial | School | Existing | Space Heating | Natural Gas | Furnace | E2 | System - kBTUs of Consumption | 0.048174 | 0.048174 | 0.048174 | 0.048174 | 0.048174 | 0.048174 | 0.048174 | 0.048174 | 0.048174 | 0.048174 | 0.048174 | 0.048174 | 0.048174 | 0.048174 | 0.048174 | 0.048174 | 0.048174 | 0.048174 | 0.048174 | 0.048174 | 0.048174 | 0.048174 | 0.048174 | 0.048174 | 0.048174 | 0.048174 | 0.048174 | 0.048174 | 0.048174 | 0.048174 | 0.048174 | 0.048174 | 0.048174
F3_Commercial_School_Existing_Space Heating_Natural Gas_Furnace_E3 | F3 | Commercial | School | Existing | Space Heating | Natural Gas | Furnace | E3 | System - kBTUs of Consumption | 0.056754 | 0.056754 | 0.056754 | 0.056754 | 0.056754 | 0.056754 | 0.056754 | 0.056754 | 0.056754 | 0.056754 | 0.056754 | 0.056754 | 0.056754 | 0.056754 | 0.056754 | 0.056754 | 0.056754 | 0.056754 | 0.056754 | 0.056754 | 0.056754 | 0.056754 | 0.056754 | 0.056754 | 0.056754 | 0.056754 | 0.056754 | 0.056754 | 0.056754 | 0.056754 | 0.056754 | 0.056754 | 0.056754
F3_Commercial_School_Existing_Space Heating_Natural Gas_Furnace_E4 | F3 | Commercial | School | Existing | Space Heating | Natural Gas | Furnace | E4 | System - kBTUs of Consumption | 1.1222 | 1.1222 | 1.1222 | 1.1222 | 1.1222 | 1.1222 | 1.1222 | 1.1222 | 1.1222 | 1.1222 | 1.1222 | 1.1222 | 1.1222 | 1.1222 | 1.1222 | 1.1222 | 1.1222 | 1.1222 | 1.1222 | 1.1222 | 1.1222 | 1.1222 | 1.1222 | 1.1222 | 1.1222 | 1.1222 | 1.1222 | 1.1222 | 1.1222 | 1.1222 | 1.1222 | 1.1222 | 1.1222
F3_Commercial_School_Existing_Space Heating_Natural Gas_Furnace_E5 | F3 | Commercial | School | Existing | Space Heating | Natural Gas | Furnace | E5 | System - kBTUs of Consumption | 0 | 0 | 0 | 0 | 0 | 0 | 0 | 0 | 0 | 0 | 0 | 0 | 0 | 0 | 0 | 0 | 0 | 0 | 0 | 0 | 0 | 0 | 0 | 0 | 0 | 0 | 0 | 0 | 0 | 0 | 0 | 0 | 0
F3_Commercial_School_Existing_Space Heating_Natural Gas_Furnace_E6 | F3 | Commercial | School | Existing | Space Heating | Natural Gas | Furnace | E6 | System - kBTUs of Consumption | 0 | 0 | 0 | 0 | 0 | 0 | 0 | 0 | 0 | 0 | 0 | 0 | 0 | 0 | 0 | 0 | 0 | 0 | 0 | 0 | 0 | 0 | 0 | 0 | 0 | 0 | 0 | 0 | 0 | 0 | 0 | 0 | 0
F3_Commercial_School_Existing_Space Heating_Natural Gas_Furnace_E7 | F3 | Commercial | School | Existing | Space Heating | Natural Gas | Furnace | E7 | System - kBTUs of Consumption | 0 | 0 | 0 | 0 | 0 | 0 | 0 | 0 | 0 | 0 | 0 | 0 | 0 | 0 | 0 | 0 | 0 | 0 | 0 | 0 | 0 | 0 | 0 | 0 | 0 | 0 | 0 | 0 | 0 | 0 | 0 | 0 | 0
F3_Commercial_School_Existing_Space Heating_Natural Gas_Furnace_E8 | F3 | Commercial | School | Existing | Space Heating | Natural Gas | Furnace | E8 | System - kBTUs of Consumption | 0 | 0 | 0 | 0 | 0 | 0 | 0 | 0 | 0 | 0 | 0 | 0 | 0 | 0 | 0 | 0 | 0 | 0 | 0 | 0 | 0 | 0 | 0 | 0 | 0 | 0 | 0 | 0 | 0 | 0 | 0 | 0 | 0
F3_Commercial_School_Existing_Space Heating_Natural Gas_Furnace_E9 | F3 | Commercial | School | Existing | Space Heating | Natural Gas | Furnace | E9 | System - kBTUs of Consumption | 0 | 0 | 0 | 0 | 0 | 0 | 0 | 0 | 0 | 0 | 0 | 0 | 0 | 0 | 0 | 0 | 0 | 0 | 0 | 0 | 0 | 0 | 0 | 0 | 0 | 0 | 0 | 0 | 0 | 0 | 0 | 0 | 0
F3_Commercial_School_Existing_Space Heating_Natural Gas_Furnace_E10 | F3 | Commercial | School | Existing | Space Heating | Natural Gas | Furnace | E10 | System - kBTUs of Consumption | 0 | 0 | 0 | 0 | 0 | 0 | 0 | 0 | 0 | 0 | 0 | 0 | 0 | 0 | 0 | 0 | 0 | 0 | 0 | 0 | 0 | 0 | 0 | 0 | 0 | 0 | 0 | 0 | 0 | 0 | 0 | 0 | 0
F4_Commercial_School_Existing_Space Heating_Natural Gas_Furnace_E1 | F4 | Commercial | School | Existing | Space Heating | Natural Gas | Furnace | E1 | Utility - Cost of Equipment | 0.56807 | 0.56857 | 0.56912 | 0.56995 | 0.57112 | 0.57291 | 0.57416 | 0.57513 | 0.57621 | 0.5772 | 0.57789 | 0.57831 | 0.57868 | 0.57903 | 0.57947 | 0.57965 | 0.57997 | 0.58057 | 0.5812 | 0.58193 | 0.5828 | 0.58353 | 0.5841 | 0.58453 | 0.58482 | 0.5849 | 0.58475 | 0.58444 | 0.58419 | 0.58407 | 0.58416 | 0.58419 | 0.58419
F4_Commercial_School_Existing_Space Heating_Natural Gas_Furnace_E2 | F4 | Commercial | School | Existing | Space Heating | Natural Gas | Furnace | E2 | Utility - Cost of Equipment | 0.50494 | 0.50539 | 0.50588 | 0.50662 | 0.50766 | 0.50925 | 0.51036 | 0.51122 | 0.51218 | 0.51306 | 0.51367 | 0.51405 | 0.51438 | 0.51468 | 0.51508 | 0.51524 | 0.51552 | 0.51605 | 0.51661 | 0.51727 | 0.51804 | 0.51869 | 0.5192 | 0.51958 | 0.51983 | 0.51991 | 0.51977 | 0.51949 | 0.51927 | 0.51917 | 0.51924 | 0.51927 | 0.51927
F4_Commercial_School_Existing_Space Heating_Natural Gas_Furnace_E3 | F4 | Commercial | School | Existing | Space Heating | Natural Gas | Furnace | E3 | Utility - Cost of Equipment | 0.47339 | 0.47381 | 0.47427 | 0.47496 | 0.47594 | 0.47743 | 0.47847 | 0.47928 | 0.48017 | 0.481 | 0.48157 | 0.48192 | 0.48224 | 0.48252 | 0.48289 | 0.48304 | 0.48331 | 0.4838 | 0.48433 | 0.48494 | 0.48567 | 0.48628 | 0.48675 | 0.48711 | 0.48735 | 0.48742 | 0.48729 | 0.48703 | 0.48682 | 0.48672 | 0.4868 | 0.48682 | 0.48682
F4_Commercial_School_Existing_Space Heating_Natural Gas_Furnace_E4 | F4 | Commercial | School | Existing | Space Heating | Natural Gas | Furnace | E4 | Utility - Cost of Equipment | 0.34706 | 0.34736 | 0.34768 | 0.3482 | 0.34897 | 0.35023 | 0.35105 | 0.35164 | 0.35233 | 0.35298 | 0.35342 | 0.35368 | 0.35395 | 0.35422 | 0.35459 | 0.35476 | 0.35505 | 0.35555 | 0.35607 | 0.35667 | 0.35736 | 0.35794 | 0.3584 | 0.35875 | 0.35898 | 0.35905 | 0.35892 | 0.35867 | 0.35847 | 0.35837 | 0.35844 | 0.35847 | 0.35847
F4_Commercial_School_Existing_Space Heating_Natural Gas_Furnace_E5 | F4 | Commercial | School | Existing | Space Heating | Natural Gas | Furnace | E5 | Utility - Cost of Equipment | 0 | 0 | 0 | 0 | 0 | 0 | 0 | 0 | 0 | 0 | 0 | 0 | 0 | 0 | 0 | 0 | 0 | 0 | 0 | 0 | 0 | 0 | 0 | 0 | 0 | 0 | 0 | 0 | 0 | 0 | 0 | 0 | 0
F4_Commercial_School_Existing_Space Heating_Natural Gas_Furnace_E6 | F4 | Commercial | School | Existing | Space Heating | Natural Gas | Furnace | E6 | Utility - Cost of Equipment | 0 | 0 | 0 | 0 | 0 | 0 | 0 | 0 | 0 | 0 | 0 | 0 | 0 | 0 | 0 | 0 | 0 | 0 | 0 | 0 | 0 | 0 | 0 | 0 | 0 | 0 | 0 | 0 | 0 | 0 | 0 | 0 | 0
F4_Commercial_School_Existing_Space Heating_Natural Gas_Furnace_E7 | F4 | Commercial | School | Existing | Space Heating | Natural Gas | Furnace | E7 | Utility - Cost of Equipment | 0 | 0 | 0 | 0 | 0 | 0 | 0 | 0 | 0 | 0 | 0 | 0 | 0 | 0 | 0 | 0 | 0 | 0 | 0 | 0 | 0 | 0 | 0 | 0 | 0 | 0 | 0 | 0 | 0 | 0 | 0 | 0 | 0
F4_Commercial_School_Existing_Space Heating_Natural Gas_Furnace_E8 | F4 | Commercial | School | Existing | Space Heating | Natural Gas | Furnace | E8 | Utility - Cost of Equipment | 0 | 0 | 0 | 0 | 0 | 0 | 0 | 0 | 0 | 0 | 0 | 0 | 0 | 0 | 0 | 0 | 0 | 0 | 0 | 0 | 0 | 0 | 0 | 0 | 0 | 0 | 0 | 0 | 0 | 0 | 0 | 0 | 0
F4_Commercial_School_Existing_Space Heating_Natural Gas_Furnace_E9 | F4 | Commercial | School | Existing | Space Heating | Natural Gas | Furnace | E9 | Utility - Cost of Equipment | 0 | 0 | 0 | 0 | 0 | 0 | 0 | 0 | 0 | 0 | 0 | 0 | 0 | 0 | 0 | 0 | 0 | 0 | 0 | 0 | 0 | 0 | 0 | 0 | 0 | 0 | 0 | 0 | 0 | 0 | 0 | 0 | 0
F4_Commercial_School_Existing_Space Heating_Natural Gas_Furnace_E10 | F4 | Commercial | School | Existing | Space Heating | Natural Gas | Furnace | E10 | Utility - Cost of Equipment | 0 | 0 | 0 | 0 | 0 | 0 | 0 | 0 | 0 | 0 | 0 | 0 | 0 | 0 | 0 | 0 | 0 | 0 | 0 | 0 | 0 | 0 | 0 | 0 | 0 | 0 | 0 | 0 | 0 | 0 | 0 | 0 | 0
F5_Commercial_School_Existing_Space Heating_Natural Gas_Furnace_E1 | F5 | Commercial | School | Existing | Space Heating | Natural Gas | Furnace | E1 | Utility - Cost of Operation | 0.039593 | 0.039593 | 0.039593 | 0.039593 | 0.039593 | 0.039593 | 0.039593 | 0.039593 | 0.039593 | 0.039593 | 0.039593 | 0.039593 | 0.039593 | 0.039593 | 0.039593 | 0.039593 | 0.039593 | 0.039593 | 0.039593 | 0.039593 | 0.039593 | 0.039593 | 0.039593 | 0.039593 | 0.039593 | 0.039593 | 0.039593 | 0.039593 | 0.039593 | 0.039593 | 0.039593 | 0.039593 | 0.039593
F5_Commercial_School_Existing_Space Heating_Natural Gas_Furnace_E2 | F5 | Commercial | School | Existing | Space Heating | Natural Gas | Furnace | E2 | Utility - Cost of Operation | 0.048174 | 0.048174 | 0.048174 | 0.048174 | 0.048174 | 0.048174 | 0.048174 | 0.048174 | 0.048174 | 0.048174 | 0.048174 | 0.048174 | 0.048174 | 0.048174 | 0.048174 | 0.048174 | 0.048174 | 0.048174 | 0.048174 | 0.048174 | 0.048174 | 0.048174 | 0.048174 | 0.048174 | 0.048174 | 0.048174 | 0.048174 | 0.048174 | 0.048174 | 0.048174 | 0.048174 | 0.048174 | 0.048174
F5_Commercial_School_Existing_Space Heating_Natural Gas_Furnace_E3 | F5 | Commercial | School | Existing | Space Heating | Natural Gas | Furnace | E3 | Utility - Cost of Operation | 0.056754 | 0.056754 | 0.056754 | 0.056754 | 0.056754 | 0.056754 | 0.056754 | 0.056754 | 0.056754 | 0.056754 | 0.056754 | 0.056754 | 0.056754 | 0.056754 | 0.056754 | 0.056754 | 0.056754 | 0.056754 | 0.056754 | 0.056754 | 0.056754 | 0.056754 | 0.056754 | 0.056754 | 0.056754 | 0.056754 | 0.056754 | 0.056754 | 0.056754 | 0.056754 | 0.056754 | 0.056754 | 0.056754
F5_Commercial_School_Existing_Space Heating_Natural Gas_Furnace_E4 | F5 | Commercial | School | Existing | Space Heating | Natural Gas | Furnace | E4 | Utility - Cost of Operation | 1.1222 | 1.1222 | 1.1222 | 1.1222 | 1.1222 | 1.1222 | 1.1222 | 1.1222 | 1.1222 | 1.1222 | 1.1222 | 1.1222 | 1.1222 | 1.1222 | 1.1222 | 1.1222 | 1.1222 | 1.1222 | 1.1222 | 1.1222 | 1.1222 | 1.1222 | 1.1222 | 1.1222 | 1.1222 | 1.1222 | 1.1222 | 1.1222 | 1.1222 | 1.1222 | 1.1222 | 1.1222 | 1.1222
F5_Commercial_School_Existing_Space Heating_Natural Gas_Furnace_E5 | F5 | Commercial | School | Existing | Space Heating | Natural Gas | Furnace | E5 | Utility - Cost of Operation | 0 | 0 | 0 | 0 | 0 | 0 | 0 | 0 | 0 | 0 | 0 | 0 | 0 | 0 | 0 | 0 | 0 | 0 | 0 | 0 | 0 | 0 | 0 | 0 | 0 | 0 | 0 | 0 | 0 | 0 | 0 | 0 | 0
F5_Commercial_School_Existing_Space Heating_Natural Gas_Furnace_E6 | F5 | Commercial | School | Existing | Space Heating | Natural Gas | Furnace | E6 | Utility - Cost of Operation | 0 | 0 | 0 | 0 | 0 | 0 | 0 | 0 | 0 | 0 | 0 | 0 | 0 | 0 | 0 | 0 | 0 | 0 | 0 | 0 | 0 | 0 | 0 | 0 | 0 | 0 | 0 | 0 | 0 | 0 | 0 | 0 | 0
F5_Commercial_School_Existing_Space Heating_Natural Gas_Furnace_E7 | F5 | Commercial | School | Existing | Space Heating | Natural Gas | Furnace | E7 | Utility - Cost of Operation | 0 | 0 | 0 | 0 | 0 | 0 | 0 | 0 | 0 | 0 | 0 | 0 | 0 | 0 | 0 | 0 | 0 | 0 | 0 | 0 | 0 | 0 | 0 | 0 | 0 | 0 | 0 | 0 | 0 | 0 | 0 | 0 | 0
F5_Commercial_School_Existing_Space Heating_Natural Gas_Furnace_E8 | F5 | Commercial | School | Existing | Space Heating | Natural Gas | Furnace | E8 | Utility - Cost of Operation | 0 | 0 | 0 | 0 | 0 | 0 | 0 | 0 | 0 | 0 | 0 | 0 | 0 | 0 | 0 | 0 | 0 | 0 | 0 | 0 | 0 | 0 | 0 | 0 | 0 | 0 | 0 | 0 | 0 | 0 | 0 | 0 | 0
F5_Commercial_School_Existing_Space Heating_Natural Gas_Furnace_E9 | F5 | Commercial | School | Existing | Space Heating | Natural Gas | Furnace | E9 | Utility - Cost of Operation | 0 | 0 | 0 | 0 | 0 | 0 | 0 | 0 | 0 | 0 | 0 | 0 | 0 | 0 | 0 | 0 | 0 | 0 | 0 | 0 | 0 | 0 | 0 | 0 | 0 | 0 | 0 | 0 | 0 | 0 | 0 | 0 | 0
F5_Commercial_School_Existing_Space Heating_Natural Gas_Furnace_E10 | F5 | Commercial | School | Existing | Space Heating | Natural Gas | Furnace | E10 | Utility - Cost of Operation | 0 | 0 | 0 | 0 | 0 | 0 | 0 | 0 | 0 | 0 | 0 | 0 | 0 | 0 | 0 | 0 | 0 | 0 | 0 | 0 | 0 | 0 | 0 | 0 | 0 | 0 | 0 | 0 | 0 | 0 | 0 | 0 | 0
F6_Commercial_School_Existing_Space Heating_Natural Gas_Furnace_E1 | F6 | Commercial | School | Existing | Space Heating | Natural Gas | Furnace | E1 | Utility - Value of Sales | 0.24983 | 0.24849 | 0.24709 | 0.24569 | 0.2443 | 0.24291 | 0.24154 | 0.24019 | 0.23886 | 0.23756 | 0.2363 | 0.23507 | 0.23388 | 0.23274 | 0.23165 | 0.23062 | 0.22964 | 0.22873 | 0.22788 | 0.22709 | 0.22636 | 0.22569 | 0.22509 | 0.22454 | 0.22405 | 0.22363 | 0.22326 | 0.22296 | 0.22272 | 0.22253 | 0.22241 | 0.22235 | 0.22235
F6_Commercial_School_Existing_Space Heating_Natural Gas_Furnace_E2 | F6 | Commercial | School | Existing | Space Heating | Natural Gas | Furnace | E2 | Utility - Value of Sales | 0.22207 | 0.22088 | 0.21963 | 0.21839 | 0.21715 | 0.21592 | 0.2147 | 0.2135 | 0.21232 | 0.21117 | 0.21004 | 0.20895 | 0.20789 | 0.20688 | 0.20591 | 0.20499 | 0.20413 | 0.20332 | 0.20256 | 0.20186 | 0.20121 | 0.20061 | 0.20007 | 0.19959 | 0.19916 | 0.19878 | 0.19845 | 0.19818 | 0.19797 | 0.19781 | 0.1977 | 0.19764 | 0.19764
F6_Commercial_School_Existing_Space Heating_Natural Gas_Furnace_E3 | F6 | Commercial | School | Existing | Space Heating | Natural Gas | Furnace | E3 | Utility - Value of Sales | 0.20819 | 0.20708 | 0.20591 | 0.20474 | 0.20358 | 0.20243 | 0.20129 | 0.20016 | 0.19905 | 0.19797 | 0.19691 | 0.19589 | 0.1949 | 0.19395 | 0.19304 | 0.19218 | 0.19137 | 0.19061 | 0.1899 | 0.18924 | 0.18863 | 0.18808 | 0.18757 | 0.18712 | 0.18671 | 0.18636 | 0.18605 | 0.1858 | 0.1856 | 0.18544 | 0.18534 | 0.18529 | 0.18529
F6_Commercial_School_Existing_Space Heating_Natural Gas_Furnace_E4 | F6 | Commercial | School | Existing | Space Heating | Natural Gas | Furnace | E4 | Utility - Value of Sales | 0.15714 | 0.15633 | 0.15547 | 0.15461 | 0.15375 | 0.15289 | 0.15203 | 0.15117 | 0.15031 | 0.14945 | 0.14859 | 0.14773 | 0.14687 | 0.14601 | 0.14517 | 0.14434 | 0.14353 | 0.14275 | 0.142 | 0.14128 | 0.14061 | 0.13999 | 0.13941 | 0.1389 | 0.13844 | 0.13804 | 0.13769 | 0.1374 | 0.13718 | 0.137 | 0.13689 | 0.13683 | 0.13683
F6_Commercial_School_Existing_Space Heating_Natural Gas_Furnace_E5 | F6 | Commercial | School | Existing | Space Heating | Natural Gas | Furnace | E5 | Utility - Value of Sales | 0 | 0 | 0 | 0 | 0 | 0 | 0 | 0 | 0 | 0 | 0 | 0 | 0 | 0 | 0 | 0 | 0 | 0 | 0 | 0 | 0 | 0 | 0 | 0 | 0 | 0 | 0 | 0 | 0 | 0 | 0 | 0 | 0
F6_Commercial_School_Existing_Space Heating_Natural Gas_Furnace_E6 | F6 | Commercial | School | Existing | Space Heating | Natural Gas | Furnace | E6 | Utility - Value of Sales | 0 | 0 | 0 | 0 | 0 | 0 | 0 | 0 | 0 | 0 | 0 | 0 | 0 | 0 | 0 | 0 | 0 | 0 | 0 | 0 | 0 | 0 | 0 | 0 | 0 | 0 | 0 | 0 | 0 | 0 | 0 | 0 | 0
F6_Commercial_School_Existing_Space Heating_Natural Gas_Furnace_E7 | F6 | Commercial | School | Existing | Space Heating | Natural Gas | Furnace | E7 | Utility - Value of Sales | 0 | 0 | 0 | 0 | 0 | 0 | 0 | 0 | 0 | 0 | 0 | 0 | 0 | 0 | 0 | 0 | 0 | 0 | 0 | 0 | 0 | 0 | 0 | 0 | 0 | 0 | 0 | 0 | 0 | 0 | 0 | 0 | 0
F6_Commercial_School_Existing_Space Heating_Natural Gas_Furnace_E8 | F6 | Commercial | School | Existing | Space Heating | Natural Gas | Furnace | E8 | Utility - Value of Sales | 0 | 0 | 0 | 0 | 0 | 0 | 0 | 0 | 0 | 0 | 0 | 0 | 0 | 0 | 0 | 0 | 0 | 0 | 0 | 0 | 0 | 0 | 0 | 0 | 0 | 0 | 0 | 0 | 0 | 0 | 0 | 0 | 0
F6_Commercial_School_Existing_Space Heating_Natural Gas_Furnace_E9 | F6 | Commercial | School | Existing | Space Heating | Natural Gas | Furnace | E9 | Utility - Value of Sales | 0 | 0 | 0 | 0 | 0 | 0 | 0 | 0 | 0 | 0 | 0 | 0 | 0 | 0 | 0 | 0 | 0 | 0 | 0 | 0 | 0 | 0 | 0 | 0 | 0 | 0 | 0 | 0 | 0 | 0 | 0 | 0 | 0
F6_Commercial_School_Existing_Space Heating_Natural Gas_Furnace_E10 | F6 | Commercial | School | Existing | Space Heating | Natural Gas | Furnace | E10 | Utility - Value of Sales | 0 | 0 | 0 | 0 | 0 | 0 | 0 | 0 | 0 | 0 | 0 | 0 | 0 | 0 | 0 | 0 | 0 | 0 | 0 | 0 | 0 | 0 | 0 | 0 | 0 | 0 | 0 | 0 | 0 | 0 | 0 | 0 | 0
F1_Commercial_School_Existing_Space Heating_Natural Gas_Boiler_E1 | F1 | Commercial | School | Existing | Space Heating | Natural Gas | Boiler | E1 | RVT - Cost of Equipment | 1.3685 | 1.3698 | 1.3712 | 1.3733 | 1.3761 | 1.3803 | 1.3833 | 1.3855 | 1.3879 | 1.3902 | 1.3917 | 1.3926 | 1.3935 | 1.3943 | 1.3953 | 1.3957 | 1.3965 | 1.3978 | 1.3993 | 1.401 | 1.403 | 1.4046 | 1.4059 | 1.4069 | 1.4076 | 1.4078 | 1.4074 | 1.4067 | 1.4061 | 1.4059 | 1.4061 | 1.4061 | 1.4061
F1_Commercial_School_Existing_Space Heating_Natural Gas_Boiler_E2 | F1 | Commercial | School | Existing | Space Heating | Natural Gas | Boiler | E2 | RVT - Cost of Equipment | 1.288 | 1.2892 | 1.2906 | 1.2925 | 1.2952 | 1.2991 | 1.3019 | 1.304 | 1.3063 | 1.3084 | 1.3098 | 1.3107 | 1.3115 | 1.3123 | 1.3132 | 1.3136 | 1.3143 | 1.3156 | 1.317 | 1.3186 | 1.3204 | 1.322 | 1.3232 | 1.3242 | 1.3248 | 1.325 | 1.3246 | 1.324 | 1.3234 | 1.3232 | 1.3234 | 1.3234 | 1.3234
F1_Commercial_School_Existing_Space Heating_Natural Gas_Boiler_E3 | F1 | Commercial | School | Existing | Space Heating | Natural Gas | Boiler | E3 | RVT - Cost of Equipment | 1.1286 | 1.1297 | 1.1309 | 1.1326 | 1.1349 | 1.1384 | 1.1408 | 1.1427 | 1.1447 | 1.1465 | 1.1478 | 1.1486 | 1.1493 | 1.1499 | 1.1508 | 1.1511 | 1.1517 | 1.1528 | 1.154 | 1.1554 | 1.1571 | 1.1585 | 1.1595 | 1.1604 | 1.1609 | 1.1611 | 1.1608 | 1.1602 | 1.1597 | 1.1595 | 1.1596 | 1.1597 | 1.1597
F1_Commercial_School_Existing_Space Heating_Natural Gas_Boiler_E4 | F1 | Commercial | School | Existing | Space Heating | Natural Gas | Boiler | E4 | RVT - Cost of Equipment | 0.83282 | 0.83355 | 0.83432 | 0.83556 | 0.83743 | 0.84044 | 0.8424 | 0.84382 | 0.84548 | 0.84704 | 0.84809 | 0.84873 | 0.84937 | 0.85001 | 0.8509 | 0.85131 | 0.852 | 0.85321 | 0.85446 | 0.85588 | 0.85755 | 0.85895 | 0.86005 | 0.86088 | 0.86143 | 0.86159 | 0.8613 | 0.86069 | 0.86021 | 0.85998 | 0.86015 | 0.86022 | 0.86022
F1_Commercial_School_Existing_Space Heating_Natural Gas_Boiler_E5 | F1 | Commercial | School | Existing | Space Heating | Natural Gas | Boiler | E5 | RVT - Cost of Equipment | 0 | 0 | 0 | 0 | 0 | 0 | 0 | 0 | 0 | 0 | 0 | 0 | 0 | 0 | 0 | 0 | 0 | 0 | 0 | 0 | 0 | 0 | 0 | 0 | 0 | 0 | 0 | 0 | 0 | 0 | 0 | 0 | 0
F1_Commercial_School_Existing_Space Heating_Natural Gas_Boiler_E6 | F1 | Commercial | School | Existing | Space Heating | Natural Gas | Boiler | E6 | RVT - Cost of Equipment | 0 | 0 | 0 | 0 | 0 | 0 | 0 | 0 | 0 | 0 | 0 | 0 | 0 | 0 | 0 | 0 | 0 | 0 | 0 | 0 | 0 | 0 | 0 | 0 | 0 | 0 | 0 | 0 | 0 | 0 | 0 | 0 | 0
F1_Commercial_School_Existing_Space Heating_Natural Gas_Boiler_E7 | F1 | Commercial | School | Existing | Space Heating | Natural Gas | Boiler | E7 | RVT - Cost of Equipment | 0 | 0 | 0 | 0 | 0 | 0 | 0 | 0 | 0 | 0 | 0 | 0 | 0 | 0 | 0 | 0 | 0 | 0 | 0 | 0 | 0 | 0 | 0 | 0 | 0 | 0 | 0 | 0 | 0 | 0 | 0 | 0 | 0
F1_Commercial_School_Existing_Space Heating_Natural Gas_Boiler_E8 | F1 | Commercial | School | Existing | Space Heating | Natural Gas | Boiler | E8 | RVT - Cost of Equipment | 0 | 0 | 0 | 0 | 0 | 0 | 0 | 0 | 0 | 0 | 0 | 0 | 0 | 0 | 0 | 0 | 0 | 0 | 0 | 0 | 0 | 0 | 0 | 0 | 0 | 0 | 0 | 0 | 0 | 0 | 0 | 0 | 0
F1_Commercial_School_Existing_Space Heating_Natural Gas_Boiler_E9 | F1 | Commercial | School | Existing | Space Heating | Natural Gas | Boiler | E9 | RVT - Cost of Equipment | 0 | 0 | 0 | 0 | 0 | 0 | 0 | 0 | 0 | 0 | 0 | 0 | 0 | 0 | 0 | 0 | 0 | 0 | 0 | 0 | 0 | 0 | 0 | 0 | 0 | 0 | 0 | 0 | 0 | 0 | 0 | 0 | 0
F1_Commercial_School_Existing_Space Heating_Natural Gas_Boiler_E10 | F1 | Commercial | School | Existing | Space Heating | Natural Gas | Boiler | E10 | RVT - Cost of Equipment | 0 | 0 | 0 | 0 | 0 | 0 | 0 | 0 | 0 | 0 | 0 | 0 | 0 | 0 | 0 | 0 | 0 | 0 | 0 | 0 | 0 | 0 | 0 | 0 | 0 | 0 | 0 | 0 | 0 | 0 | 0 | 0 | 0
F2_Commercial_School_Existing_Space Heating_Natural Gas_Boiler_E1 | F2 | Commercial | School | Existing | Space Heating | Natural Gas | Boiler | E1 | RVT - Cost of Operation | 1.6395 | 1.6411 | 1.6428 | 1.6453 | 1.6487 | 1.6537 | 1.6572 | 1.6599 | 1.6628 | 1.6655 | 1.6673 | 1.6685 | 1.6695 | 1.6704 | 1.6717 | 1.6722 | 1.673 | 1.6747 | 1.6764 | 1.6784 | 1.6808 | 1.6828 | 1.6844 | 1.6856 | 1.6864 | 1.6866 | 1.6862 | 1.6853 | 1.6846 | 1.6843 | 1.6846 | 1.6846 | 1.6846
F2_Commercial_School_Existing_Space Heating_Natural Gas_Boiler_E2 | F2 | Commercial | School | Existing | Space Heating | Natural Gas | Boiler | E2 | RVT - Cost of Operation | 1.5431 | 1.5446 | 1.5462 | 1.5485 | 1.5517 | 1.5564 | 1.5597 | 1.5623 | 1.565 | 1.5675 | 1.5693 | 1.5703 | 1.5713 | 1.5722 | 1.5733 | 1.5738 | 1.5746 | 1.5762 | 1.5778 | 1.5797 | 1.582 | 1.5838 | 1.5853 | 1.5864 | 1.5872 | 1.5874 | 1.587 | 1.5862 | 1.5855 | 1.5852 | 1.5855 | 1.5855 | 1.5855
F2_Commercial_School_Existing_Space Heating_Natural Gas_Boiler_E3 | F2 | Commercial | School | Existing | Space Heating | Natural Gas | Boiler | E3 | RVT - Cost of Operation | 1.3522 | 1.3535 | 1.3549 | 1.3569 | 1.3597 | 1.3639 | 1.3668 | 1.369 | 1.3714 | 1.3736 | 1.3751 | 1.3761 | 1.3769 | 1.3777 | 1.3787 | 1.3791 | 1.3798 | 1.3812 | 1.3826 | 1.3843 | 1.3863 | 1.3879 | 1.3892 | 1.3902 | 1.3908 | 1.391 | 1.3907 | 1.39 | 1.3894 | 1.3891 | 1.3893 | 1.3894 | 1.3894
F2_Commercial_School_Existing_Space Heating_Natural Gas_Boiler_E4 | F2 | Commercial | School | Existing | Space Heating | Natural Gas | Boiler | E4 | RVT - Cost of Operation | 0.99778 | 0.99865 | 0.99957 | 1.0011 | 1.0033 | 1.0069 | 1.0092 | 1.0109 | 1.0129 | 1.0148 | 1.0161 | 1.0168 | 1.0176 | 1.0184 | 1.0194 | 1.0199 | 1.0208 | 1.0222 | 1.0237 | 1.0254 | 1.0274 | 1.0291 | 1.0304 | 1.0314 | 1.0321 | 1.0322 | 1.0319 | 1.0312 | 1.0306 | 1.0303 | 1.0305 | 1.0306 | 1.0306
F2_Commercial_School_Existing_Space Heating_Natural Gas_Boiler_E5 | F2 | Commercial | School | Existing | Space Heating | Natural Gas | Boiler | E5 | RVT - Cost of Operation | 0 | 0 | 0 | 0 | 0 | 0 | 0 | 0 | 0 | 0 | 0 | 0 | 0 | 0 | 0 | 0 | 0 | 0 | 0 | 0 | 0 | 0 | 0 | 0 | 0 | 0 | 0 | 0 | 0 | 0 | 0 | 0 | 0
F2_Commercial_School_Existing_Space Heating_Natural Gas_Boiler_E6 | F2 | Commercial | School | Existing | Space Heating | Natural Gas | Boiler | E6 | RVT - Cost of Operation | 0 | 0 | 0 | 0 | 0 | 0 | 0 | 0 | 0 | 0 | 0 | 0 | 0 | 0 | 0 | 0 | 0 | 0 | 0 | 0 | 0 | 0 | 0 | 0 | 0 | 0 | 0 | 0 | 0 | 0 | 0 | 0 | 0
F2_Commercial_School_Existing_Space Heating_Natural Gas_Boiler_E7 | F2 | Commercial | School | Existing | Space Heating | Natural Gas | Boiler | E7 | RVT - Cost of Operation | 0 | 0 | 0 | 0 | 0 | 0 | 0 | 0 | 0 | 0 | 0 | 0 | 0 | 0 | 0 | 0 | 0 | 0 | 0 | 0 | 0 | 0 | 0 | 0 | 0 | 0 | 0 | 0 | 0 | 0 | 0 | 0 | 0
F2_Commercial_School_Existing_Space Heating_Natural Gas_Boiler_E8 | F2 | Commercial | School | Existing | Space Heating | Natural Gas | Boiler | E8 | RVT - Cost of Operation | 0 | 0 | 0 | 0 | 0 | 0 | 0 | 0 | 0 | 0 | 0 | 0 | 0 | 0 | 0 | 0 | 0 | 0 | 0 | 0 | 0 | 0 | 0 | 0 | 0 | 0 | 0 | 0 | 0 | 0 | 0 | 0 | 0
F2_Commercial_School_Existing_Space Heating_Natural Gas_Boiler_E9 | F2 | Commercial | School | Existing | Space Heating | Natural Gas | Boiler | E9 | RVT - Cost of Operation | 0 | 0 | 0 | 0 | 0 | 0 | 0 | 0 | 0 | 0 | 0 | 0 | 0 | 0 | 0 | 0 | 0 | 0 | 0 | 0 | 0 | 0 | 0 | 0 | 0 | 0 | 0 | 0 | 0 | 0 | 0 | 0 | 0
F2_Commercial_School_Existing_Space Heating_Natural Gas_Boiler_E10 | F2 | Commercial | School | Existing | Space Heating | Natural Gas | Boiler | E10 | RVT - Cost of Operation | 0 | 0 | 0 | 0 | 0 | 0 | 0 | 0 | 0 | 0 | 0 | 0 | 0 | 0 | 0 | 0 | 0 | 0 | 0 | 0 | 0 | 0 | 0 | 0 | 0 | 0 | 0 | 0 | 0 | 0 | 0 | 0 | 0
F3_Commercial_School_Existing_Space Heating_Natural Gas_Boiler_E1 | F3 | Commercial | School | Existing | Space Heating | Natural Gas | Boiler | E1 | System - kBTUs of Consumption | 0.21835 | 0.21835 | 0.21835 | 0.21835 | 0.21835 | 0.21835 | 0.21835 | 0.21835 | 0.21835 | 0.21835 | 0.21835 | 0.21835 | 0.21835 | 0.21835 | 0.21835 | 0.21835 | 0.21835 | 0.21835 | 0.21835 | 0.21835 | 0.21835 | 0.21835 | 0.21835 | 0.21835 | 0.21835 | 0.21835 | 0.21835 | 0.21835 | 0.21835 | 0.21835 | 0.21835 | 0.21835 | 0.21835
F3_Commercial_School_Existing_Space Heating_Natural Gas_Boiler_E2 | F3 | Commercial | School | Existing | Space Heating | Natural Gas | Boiler | E2 | System - kBTUs of Consumption | 0.24652 | 0.24652 | 0.24652 | 0.24652 | 0.24652 | 0.24652 | 0.24652 | 0.24652 | 0.24652 | 0.24652 | 0.24652 | 0.24652 | 0.24652 | 0.24652 | 0.24652 | 0.24652 | 0.24652 | 0.24652 | 0.24652 | 0.24652 | 0.24652 | 0.24652 | 0.24652 | 0.24652 | 0.24652 | 0.24652 | 0.24652 | 0.24652 | 0.24652 | 0.24652 | 0.24652 | 0.24652 | 0.24652
F3_Commercial_School_Existing_Space Heating_Natural Gas_Boiler_E3 | F3 | Commercial | School | Existing | Space Heating | Natural Gas | Boiler | E3 | System - kBTUs of Consumption | 0.30309 | 0.30309 | 0.30309 | 0.30309 | 0.30309 | 0.30309 | 0.30309 | 0.30309 | 0.30309 | 0.30309 | 0.30309 | 0.30309 | 0.30309 | 0.30309 | 0.30309 | 0.30309 | 0.30309 | 0.30309 | 0.30309 | 0.30309 | 0.30309 | 0.30309 | 0.30309 | 0.30309 | 0.30309 | 0.30309 | 0.30309 | 0.30309 | 0.30309 | 0.30309 | 0.30309 | 0.30309 | 0.30309
F3_Commercial_School_Existing_Space Heating_Natural Gas_Boiler_E4 | F3 | Commercial | School | Existing | Space Heating | Natural Gas | Boiler | E4 | System - kBTUs of Consumption | 1.1627 | 1.1627 | 1.1627 | 1.1627 | 1.1627 | 1.1627 | 1.1627 | 1.1627 | 1.1627 | 1.1627 | 1.1627 | 1.1627 | 1.1627 | 1.1627 | 1.1627 | 1.1627 | 1.1627 | 1.1627 | 1.1627 | 1.1627 | 1.1627 | 1.1627 | 1.1627 | 1.1627 | 1.1627 | 1.1627 | 1.1627 | 1.1627 | 1.1627 | 1.1627 | 1.1627 | 1.1627 | 1.1627
F3_Commercial_School_Existing_Space Heating_Natural Gas_Boiler_E5 | F3 | Commercial | School | Existing | Space Heating | Natural Gas | Boiler | E5 | System - kBTUs of Consumption | 0 | 0 | 0 | 0 | 0 | 0 | 0 | 0 | 0 | 0 | 0 | 0 | 0 | 0 | 0 | 0 | 0 | 0 | 0 | 0 | 0 | 0 | 0 | 0 | 0 | 0 | 0 | 0 | 0 | 0 | 0 | 0 | 0
F3_Commercial_School_Existing_Space Heating_Natural Gas_Boiler_E6 | F3 | Commercial | School | Existing | Space Heating | Natural Gas | Boiler | E6 | System - kBTUs of Consumption | 0 | 0 | 0 | 0 | 0 | 0 | 0 | 0 | 0 | 0 | 0 | 0 | 0 | 0 | 0 | 0 | 0 | 0 | 0 | 0 | 0 | 0 | 0 | 0 | 0 | 0 | 0 | 0 | 0 | 0 | 0 | 0 | 0
F3_Commercial_School_Existing_Space Heating_Natural Gas_Boiler_E7 | F3 | Commercial | School | Existing | Space Heating | Natural Gas | Boiler | E7 | System - kBTUs of Consumption | 0 | 0 | 0 | 0 | 0 | 0 | 0 | 0 | 0 | 0 | 0 | 0 | 0 | 0 | 0 | 0 | 0 | 0 | 0 | 0 | 0 | 0 | 0 | 0 | 0 | 0 | 0 | 0 | 0 | 0 | 0 | 0 | 0
F3_Commercial_School_Existing_Space Heating_Natural Gas_Boiler_E8 | F3 | Commercial | School | Existing | Space Heating | Natural Gas | Boiler | E8 | System - kBTUs of Consumption | 0 | 0 | 0 | 0 | 0 | 0 | 0 | 0 | 0 | 0 | 0 | 0 | 0 | 0 | 0 | 0 | 0 | 0 | 0 | 0 | 0 | 0 | 0 | 0 | 0 | 0 | 0 | 0 | 0 | 0 | 0 | 0 | 0
F3_Commercial_School_Existing_Space Heating_Natural Gas_Boiler_E9 | F3 | Commercial | School | Existing | Space Heating | Natural Gas | Boiler | E9 | System - kBTUs of Consumption | 0 | 0 | 0 | 0 | 0 | 0 | 0 | 0 | 0 | 0 | 0 | 0 | 0 | 0 | 0 | 0 | 0 | 0 | 0 | 0 | 0 | 0 | 0 | 0 | 0 | 0 | 0 | 0 | 0 | 0 | 0 | 0 | 0
F3_Commercial_School_Existing_Space Heating_Natural Gas_Boiler_E10 | F3 | Commercial | School | Existing | Space Heating | Natural Gas | Boiler | E10 | System - kBTUs of Consumption | 0 | 0 | 0 | 0 | 0 | 0 | 0 | 0 | 0 | 0 | 0 | 0 | 0 | 0 | 0 | 0 | 0 | 0 | 0 | 0 | 0 | 0 | 0 | 0 | 0 | 0 | 0 | 0 | 0 | 0 | 0 | 0 | 0
F4_Commercial_School_Existing_Space Heating_Natural Gas_Boiler_E1 | F4 | Commercial | School | Existing | Space Heating | Natural Gas | Boiler | E1 | Utility - Cost of Equipment | 1.6395 | 1.6411 | 1.6428 | 1.6453 | 1.6487 | 1.6537 | 1.6572 | 1.6599 | 1.6628 | 1.6655 | 1.6673 | 1.6685 | 1.6695 | 1.6704 | 1.6717 | 1.6722 | 1.673 | 1.6747 | 1.6764 | 1.6784 | 1.6808 | 1.6828 | 1.6844 | 1.6856 | 1.6864 | 1.6866 | 1.6862 | 1.6853 | 1.6846 | 1.6843 | 1.6846 | 1.6846 | 1.6846
F4_Commercial_School_Existing_Space Heating_Natural Gas_Boiler_E2 | F4 | Commercial | School | Existing | Space Heating | Natural Gas | Boiler | E2 | Utility - Cost of Equipment | 1.5431 | 1.5446 | 1.5462 | 1.5485 | 1.5517 | 1.5564 | 1.5597 | 1.5623 | 1.565 | 1.5675 | 1.5693 | 1.5703 | 1.5713 | 1.5722 | 1.5733 | 1.5738 | 1.5746 | 1.5762 | 1.5778 | 1.5797 | 1.582 | 1.5838 | 1.5853 | 1.5864 | 1.5872 | 1.5874 | 1.587 | 1.5862 | 1.5855 | 1.5852 | 1.5855 | 1.5855 | 1.5855
F4_Commercial_School_Existing_Space Heating_Natural Gas_Boiler_E3 | F4 | Commercial | School | Existing | Space Heating | Natural Gas | Boiler | E3 | Utility - Cost of Equipment | 1.3522 | 1.3535 | 1.3549 | 1.3569 | 1.3597 | 1.3639 | 1.3668 | 1.369 | 1.3714 | 1.3736 | 1.3751 | 1.3761 | 1.3769 | 1.3777 | 1.3787 | 1.3791 | 1.3798 | 1.3812 | 1.3826 | 1.3843 | 1.3863 | 1.3879 | 1.3892 | 1.3902 | 1.3908 | 1.391 | 1.3907 | 1.39 | 1.3894 | 1.3891 | 1.3893 | 1.3894 | 1.3894
F4_Commercial_School_Existing_Space Heating_Natural Gas_Boiler_E4 | F4 | Commercial | School | Existing | Space Heating | Natural Gas | Boiler | E4 | Utility - Cost of Equipment | 0.99778 | 0.99865 | 0.99957 | 1.0011 | 1.0033 | 1.0069 | 1.0092 | 1.0109 | 1.0129 | 1.0148 | 1.0161 | 1.0168 | 1.0176 | 1.0184 | 1.0194 | 1.0199 | 1.0208 | 1.0222 | 1.0237 | 1.0254 | 1.0274 | 1.0291 | 1.0304 | 1.0314 | 1.0321 | 1.0322 | 1.0319 | 1.0312 | 1.0306 | 1.0303 | 1.0305 | 1.0306 | 1.0306
F4_Commercial_School_Existing_Space Heating_Natural Gas_Boiler_E5 | F4 | Commercial | School | Existing | Space Heating | Natural Gas | Boiler | E5 | Utility - Cost of Equipment | 0 | 0 | 0 | 0 | 0 | 0 | 0 | 0 | 0 | 0 | 0 | 0 | 0 | 0 | 0 | 0 | 0 | 0 | 0 | 0 | 0 | 0 | 0 | 0 | 0 | 0 | 0 | 0 | 0 | 0 | 0 | 0 | 0
F4_Commercial_School_Existing_Space Heating_Natural Gas_Boiler_E6 | F4 | Commercial | School | Existing | Space Heating | Natural Gas | Boiler | E6 | Utility - Cost of Equipment | 0 | 0 | 0 | 0 | 0 | 0 | 0 | 0 | 0 | 0 | 0 | 0 | 0 | 0 | 0 | 0 | 0 | 0 | 0 | 0 | 0 | 0 | 0 | 0 | 0 | 0 | 0 | 0 | 0 | 0 | 0 | 0 | 0
F4_Commercial_School_Existing_Space Heating_Natural Gas_Boiler_E7 | F4 | Commercial | School | Existing | Space Heating | Natural Gas | Boiler | E7 | Utility - Cost of Equipment | 0 | 0 | 0 | 0 | 0 | 0 | 0 | 0 | 0 | 0 | 0 | 0 | 0 | 0 | 0 | 0 | 0 | 0 | 0 | 0 | 0 | 0 | 0 | 0 | 0 | 0 | 0 | 0 | 0 | 0 | 0 | 0 | 0
F4_Commercial_School_Existing_Space Heating_Natural Gas_Boiler_E8 | F4 | Commercial | School | Existing | Space Heating | Natural Gas | Boiler | E8 | Utility - Cost of Equipment | 0 | 0 | 0 | 0 | 0 | 0 | 0 | 0 | 0 | 0 | 0 | 0 | 0 | 0 | 0 | 0 | 0 | 0 | 0 | 0 | 0 | 0 | 0 | 0 | 0 | 0 | 0 | 0 | 0 | 0 | 0 | 0 | 0
F4_Commercial_School_Existing_Space Heating_Natural Gas_Boiler_E9 | F4 | Commercial | School | Existing | Space Heating | Natural Gas | Boiler | E9 | Utility - Cost of Equipment | 0 | 0 | 0 | 0 | 0 | 0 | 0 | 0 | 0 | 0 | 0 | 0 | 0 | 0 | 0 | 0 | 0 | 0 | 0 | 0 | 0 | 0 | 0 | 0 | 0 | 0 | 0 | 0 | 0 | 0 | 0 | 0 | 0
F4_Commercial_School_Existing_Space Heating_Natural Gas_Boiler_E10 | F4 | Commercial | School | Existing | Space Heating | Natural Gas | Boiler | E10 | Utility - Cost of Equipment | 0 | 0 | 0 | 0 | 0 | 0 | 0 | 0 | 0 | 0 | 0 | 0 | 0 | 0 | 0 | 0 | 0 | 0 | 0 | 0 | 0 | 0 | 0 | 0 | 0 | 0 | 0 | 0 | 0 | 0 | 0 | 0 | 0
F5_Commercial_School_Existing_Space Heating_Natural Gas_Boiler_E1 | F5 | Commercial | School | Existing | Space Heating | Natural Gas | Boiler | E1 | Utility - Cost of Operation | 0.21835 | 0.21835 | 0.21835 | 0.21835 | 0.21835 | 0.21835 | 0.21835 | 0.21835 | 0.21835 | 0.21835 | 0.21835 | 0.21835 | 0.21835 | 0.21835 | 0.21835 | 0.21835 | 0.21835 | 0.21835 | 0.21835 | 0.21835 | 0.21835 | 0.21835 | 0.21835 | 0.21835 | 0.21835 | 0.21835 | 0.21835 | 0.21835 | 0.21835 | 0.21835 | 0.21835 | 0.21835 | 0.21835
F5_Commercial_School_Existing_Space Heating_Natural Gas_Boiler_E2 | F5 | Commercial | School | Existing | Space Heating | Natural Gas | Boiler | E2 | Utility - Cost of Operation | 0.24652 | 0.24652 | 0.24652 | 0.24652 | 0.24652 | 0.24652 | 0.24652 | 0.24652 | 0.24652 | 0.24652 | 0.24652 | 0.24652 | 0.24652 | 0.24652 | 0.24652 | 0.24652 | 0.24652 | 0.24652 | 0.24652 | 0.24652 | 0.24652 | 0.24652 | 0.24652 | 0.24652 | 0.24652 | 0.24652 | 0.24652 | 0.24652 | 0.24652 | 0.24652 | 0.24652 | 0.24652 | 0.24652
F5_Commercial_School_Existing_Space Heating_Natural Gas_Boiler_E3 | F5 | Commercial | School | Existing | Space Heating | Natural Gas | Boiler | E3 | Utility - Cost of Operation | 0.30309 | 0.30309 | 0.30309 | 0.30309 | 0.30309 | 0.30309 | 0.30309 | 0.30309 | 0.30309 | 0.30309 | 0.30309 | 0.30309 | 0.30309 | 0.30309 | 0.30309 | 0.30309 | 0.30309 | 0.30309 | 0.30309 | 0.30309 | 0.30309 | 0.30309 | 0.30309 | 0.30309 | 0.30309 | 0.30309 | 0.30309 | 0.30309 | 0.30309 | 0.30309 | 0.30309 | 0.30309 | 0.30309
F5_Commercial_School_Existing_Space Heating_Natural Gas_Boiler_E4 | F5 | Commercial | School | Existing | Space Heating | Natural Gas | Boiler | E4 | Utility - Cost of Operation | 1.1627 | 1.1627 | 1.1627 | 1.1627 | 1.1627 | 1.1627 | 1.1627 | 1.1627 | 1.1627 | 1.1627 | 1.1627 | 1.1627 | 1.1627 | 1.1627 | 1.1627 | 1.1627 | 1.1627 | 1.1627 | 1.1627 | 1.1627 | 1.1627 | 1.1627 | 1.1627 | 1.1627 | 1.1627 | 1.1627 | 1.1627 | 1.1627 | 1.1627 | 1.1627 | 1.1627 | 1.1627 | 1.1627
F5_Commercial_School_Existing_Space Heating_Natural Gas_Boiler_E5 | F5 | Commercial | School | Existing | Space Heating | Natural Gas | Boiler | E5 | Utility - Cost of Operation | 0 | 0 | 0 | 0 | 0 | 0 | 0 | 0 | 0 | 0 | 0 | 0 | 0 | 0 | 0 | 0 | 0 | 0 | 0 | 0 | 0 | 0 | 0 | 0 | 0 | 0 | 0 | 0 | 0 | 0 | 0 | 0 | 0
F5_Commercial_School_Existing_Space Heating_Natural Gas_Boiler_E6 | F5 | Commercial | School | Existing | Space Heating | Natural Gas | Boiler | E6 | Utility - Cost of Operation | 0 | 0 | 0 | 0 | 0 | 0 | 0 | 0 | 0 | 0 | 0 | 0 | 0 | 0 | 0 | 0 | 0 | 0 | 0 | 0 | 0 | 0 | 0 | 0 | 0 | 0 | 0 | 0 | 0 | 0 | 0 | 0 | 0
F5_Commercial_School_Existing_Space Heating_Natural Gas_Boiler_E7 | F5 | Commercial | School | Existing | Space Heating | Natural Gas | Boiler | E7 | Utility - Cost of Operation | 0 | 0 | 0 | 0 | 0 | 0 | 0 | 0 | 0 | 0 | 0 | 0 | 0 | 0 | 0 | 0 | 0 | 0 | 0 | 0 | 0 | 0 | 0 | 0 | 0 | 0 | 0 | 0 | 0 | 0 | 0 | 0 | 0
F5_Commercial_School_Existing_Space Heating_Natural Gas_Boiler_E8 | F5 | Commercial | School | Existing | Space Heating | Natural Gas | Boiler | E8 | Utility - Cost of Operation | 0 | 0 | 0 | 0 | 0 | 0 | 0 | 0 | 0 | 0 | 0 | 0 | 0 | 0 | 0 | 0 | 0 | 0 | 0 | 0 | 0 | 0 | 0 | 0 | 0 | 0 | 0 | 0 | 0 | 0 | 0 | 0 | 0
F5_Commercial_School_Existing_Space Heating_Natural Gas_Boiler_E9 | F5 | Commercial | School | Existing | Space Heating | Natural Gas | Boiler | E9 | Utility - Cost of Operation | 0 | 0 | 0 | 0 | 0 | 0 | 0 | 0 | 0 | 0 | 0 | 0 | 0 | 0 | 0 | 0 | 0 | 0 | 0 | 0 | 0 | 0 | 0 | 0 | 0 | 0 | 0 | 0 | 0 | 0 | 0 | 0 | 0
F5_Commercial_School_Existing_Space Heating_Natural Gas_Boiler_E10 | F5 | Commercial | School | Existing | Space Heating | Natural Gas | Boiler | E10 | Utility - Cost of Operation | 0 | 0 | 0 | 0 | 0 | 0 | 0 | 0 | 0 | 0 | 0 | 0 | 0 | 0 | 0 | 0 | 0 | 0 | 0 | 0 | 0 | 0 | 0 | 0 | 0 | 0 | 0 | 0 | 0 | 0 | 0 | 0 | 0
F6_Commercial_School_Existing_Space Heating_Natural Gas_Boiler_E1 | F6 | Commercial | School | Existing | Space Heating | Natural Gas | Boiler | E1 | Utility - Value of Sales | 0.71466 | 0.7108 | 0.70678 | 0.70277 | 0.6988 | 0.69487 | 0.69099 | 0.68719 | 0.68348 | 0.67987 | 0.67637 | 0.67301 | 0.6698 | 0.66674 | 0.66385 | 0.66111 | 0.65854 | 0.65613 | 0.65388 | 0.65179 | 0.64986 | 0.64809 | 0.64649 | 0.64504 | 0.64375 | 0.64263 | 0.64166 | 0.64086 | 0.64022 | 0.63973 | 0.63941 | 0.63925 | 0.63925
F6_Commercial_School_Existing_Space Heating_Natural Gas_Boiler_E2 | F6 | Commercial | School | Existing | Space Heating | Natural Gas | Boiler | E2 | Utility - Value of Sales | 0.67262 | 0.66899 | 0.6652 | 0.66143 | 0.65769 | 0.65399 | 0.65034 | 0.64677 | 0.64327 | 0.63987 | 0.63659 | 0.63342 | 0.6304 | 0.62752 | 0.6248 | 0.62222 | 0.6198 | 0.61753 | 0.61542 | 0.61345 | 0.61163 | 0.60997 | 0.60846 | 0.6071 | 0.60588 | 0.60483 | 0.60392 | 0.60316 | 0.60256 | 0.6021 | 0.6018 | 0.60165 | 0.60165
F6_Commercial_School_Existing_Space Heating_Natural Gas_Boiler_E3 | F6 | Commercial | School | Existing | Space Heating | Natural Gas | Boiler | E3 | Utility - Value of Sales | 0.58941 | 0.58623 | 0.58291 | 0.57961 | 0.57633 | 0.57308 | 0.56989 | 0.56676 | 0.56369 | 0.56072 | 0.55783 | 0.55506 | 0.55241 | 0.54989 | 0.5475 | 0.54525 | 0.54313 | 0.54114 | 0.53928 | 0.53756 | 0.53597 | 0.53451 | 0.53318 | 0.53199 | 0.53093 | 0.53 | 0.52921 | 0.52854 | 0.52801 | 0.52762 | 0.52735 | 0.52722 | 0.52722
F6_Commercial_School_Existing_Space Heating_Natural Gas_Boiler_E4 | F6 | Commercial | School | Existing | Space Heating | Natural Gas | Boiler | E4 | Utility - Value of Sales | 0.45177 | 0.44946 | 0.44698 | 0.44451 | 0.44203 | 0.43956 | 0.43708 | 0.43461 | 0.43214 | 0.42966 | 0.42719 | 0.42471 | 0.42224 | 0.41978 | 0.41735 | 0.41497 | 0.41265 | 0.4104 | 0.40824 | 0.40619 | 0.40425 | 0.40245 | 0.4008 | 0.39932 | 0.398 | 0.39685 | 0.39586 | 0.39503 | 0.39437 | 0.39388 | 0.39355 | 0.39339 | 0.39339
F6_Commercial_School_Existing_Space Heating_Natural Gas_Boiler_E5 | F6 | Commercial | School | Existing | Space Heating | Natural Gas | Boiler | E5 | Utility - Value of Sales | 0 | 0 | 0 | 0 | 0 | 0 | 0 | 0 | 0 | 0 | 0 | 0 | 0 | 0 | 0 | 0 | 0 | 0 | 0 | 0 | 0 | 0 | 0 | 0 | 0 | 0 | 0 | 0 | 0 | 0 | 0 | 0 | 0
F6_Commercial_School_Existing_Space Heating_Natural Gas_Boiler_E6 | F6 | Commercial | School | Existing | Space Heating | Natural Gas | Boiler | E6 | Utility - Value of Sales | 0 | 0 | 0 | 0 | 0 | 0 | 0 | 0 | 0 | 0 | 0 | 0 | 0 | 0 | 0 | 0 | 0 | 0 | 0 | 0 | 0 | 0 | 0 | 0 | 0 | 0 | 0 | 0 | 0 | 0 | 0 | 0 | 0
F6_Commercial_School_Existing_Space Heating_Natural Gas_Boiler_E7 | F6 | Commercial | School | Existing | Space Heating | Natural Gas | Boiler | E7 | Utility - Value of Sales | 0 | 0 | 0 | 0 | 0 | 0 | 0 | 0 | 0 | 0 | 0 | 0 | 0 | 0 | 0 | 0 | 0 | 0 | 0 | 0 | 0 | 0 | 0 | 0 | 0 | 0 | 0 | 0 | 0 | 0 | 0 | 0 | 0
F6_Commercial_School_Existing_Space Heating_Natural Gas_Boiler_E8 | F6 | Commercial | School | Existing | Space Heating | Natural Gas | Boiler | E8 | Utility - Value of Sales | 0 | 0 | 0 | 0 | 0 | 0 | 0 | 0 | 0 | 0 | 0 | 0 | 0 | 0 | 0 | 0 | 0 | 0 | 0 | 0 | 0 | 0 | 0 | 0 | 0 | 0 | 0 | 0 | 0 | 0 | 0 | 0 | 0
F6_Commercial_School_Existing_Space Heating_Natural Gas_Boiler_E9 | F6 | Commercial | School | Existing | Space Heating | Natural Gas | Boiler | E9 | Utility - Value of Sales | 0 | 0 | 0 | 0 | 0 | 0 | 0 | 0 | 0 | 0 | 0 | 0 | 0 | 0 | 0 | 0 | 0 | 0 | 0 | 0 | 0 | 0 | 0 | 0 | 0 | 0 | 0 | 0 | 0 | 0 | 0 | 0 | 0
F6_Commercial_School_Existing_Space Heating_Natural Gas_Boiler_E10 | F6 | Commercial | School | Existing | Space Heating | Natural Gas | Boiler | E10 | Utility - Value of Sales | 0 | 0 | 0 | 0 | 0 | 0 | 0 | 0 | 0 | 0 | 0 | 0 | 0 | 0 | 0 | 0 | 0 | 0 | 0 | 0 | 0 | 0 | 0 | 0 | 0 | 0 | 0 | 0 | 0 | 0 | 0 | 0 | 0
F1_Commercial_School_Existing_Space Heating_Natural Gas_Unit Heater_E1 | F1 | Commercial | School | Existing | Space Heating | Natural Gas | Unit Heater | E1 | RVT - Cost of Equipment | 0.27037 | 0.27067 | 0.27101 | 0.27151 | 0.27223 | 0.27336 | 0.27402 | 0.27442 | 0.2749 | 0.27533 | 0.27557 | 0.27569 | 0.27586 | 0.27607 | 0.27642 | 0.27662 | 0.27691 | 0.2774 | 0.27789 | 0.27842 | 0.27905 | 0.27958 | 0.28 | 0.28031 | 0.28052 | 0.28058 | 0.28047 | 0.28024 | 0.28006 | 0.27997 | 0.28004 | 0.28006 | 0.28006
F1_Commercial_School_Existing_Space Heating_Natural Gas_Unit Heater_E2 | F1 | Commercial | School | Existing | Space Heating | Natural Gas | Unit Heater | E2 | RVT - Cost of Equipment | 0.2575 | 0.25779 | 0.25811 | 0.25859 | 0.25927 | 0.26035 | 0.26098 | 0.26136 | 0.26182 | 0.26222 | 0.26245 | 0.26257 | 0.26273 | 0.26293 | 0.26327 | 0.26345 | 0.26373 | 0.2642 | 0.26466 | 0.26517 | 0.26577 | 0.26627 | 0.26667 | 0.26697 | 0.26717 | 0.26723 | 0.26712 | 0.2669 | 0.26673 | 0.26665 | 0.26671 | 0.26673 | 0.26673
F1_Commercial_School_Existing_Space Heating_Natural Gas_Unit Heater_E3 | F1 | Commercial | School | Existing | Space Heating | Natural Gas | Unit Heater | E3 | RVT - Cost of Equipment | 0.22951 | 0.22971 | 0.22992 | 0.23025 | 0.23075 | 0.23156 | 0.23208 | 0.23246 | 0.23291 | 0.23334 | 0.23365 | 0.23384 | 0.23403 | 0.23422 | 0.23448 | 0.2346 | 0.23479 | 0.23511 | 0.23545 | 0.23583 | 0.23629 | 0.23668 | 0.23698 | 0.23721 | 0.23736 | 0.23741 | 0.23733 | 0.23716 | 0.23703 | 0.23696 | 0.23701 | 0.23703 | 0.23703
F1_Commercial_School_Existing_Space Heating_Natural Gas_Unit Heater_E4 | F1 | Commercial | School | Existing | Space Heating | Natural Gas | Unit Heater | E4 | RVT - Cost of Equipment | 0 | 0 | 0 | 0 | 0 | 0 | 0 | 0 | 0 | 0 | 0 | 0 | 0 | 0 | 0 | 0 | 0 | 0 | 0 | 0 | 0 | 0 | 0 | 0 | 0 | 0 | 0 | 0 | 0 | 0 | 0 | 0 | 0
F1_Commercial_School_Existing_Space Heating_Natural Gas_Unit Heater_E5 | F1 | Commercial | School | Existing | Space Heating | Natural Gas | Unit Heater | E5 | RVT - Cost of Equipment | 0 | 0 | 0 | 0 | 0 | 0 | 0 | 0 | 0 | 0 | 0 | 0 | 0 | 0 | 0 | 0 | 0 | 0 | 0 | 0 | 0 | 0 | 0 | 0 | 0 | 0 | 0 | 0 | 0 | 0 | 0 | 0 | 0
F1_Commercial_School_Existing_Space Heating_Natural Gas_Unit Heater_E6 | F1 | Commercial | School | Existing | Space Heating | Natural Gas | Unit Heater | E6 | RVT - Cost of Equipment | 0 | 0 | 0 | 0 | 0 | 0 | 0 | 0 | 0 | 0 | 0 | 0 | 0 | 0 | 0 | 0 | 0 | 0 | 0 | 0 | 0 | 0 | 0 | 0 | 0 | 0 | 0 | 0 | 0 | 0 | 0 | 0 | 0
F1_Commercial_School_Existing_Space Heating_Natural Gas_Unit Heater_E7 | F1 | Commercial | School | Existing | Space Heating | Natural Gas | Unit Heater | E7 | RVT - Cost of Equipment | 0 | 0 | 0 | 0 | 0 | 0 | 0 | 0 | 0 | 0 | 0 | 0 | 0 | 0 | 0 | 0 | 0 | 0 | 0 | 0 | 0 | 0 | 0 | 0 | 0 | 0 | 0 | 0 | 0 | 0 | 0 | 0 | 0
F1_Commercial_School_Existing_Space Heating_Natural Gas_Unit Heater_E8 | F1 | Commercial | School | Existing | Space Heating | Natural Gas | Unit Heater | E8 | RVT - Cost of Equipment | 0 | 0 | 0 | 0 | 0 | 0 | 0 | 0 | 0 | 0 | 0 | 0 | 0 | 0 | 0 | 0 | 0 | 0 | 0 | 0 | 0 | 0 | 0 | 0 | 0 | 0 | 0 | 0 | 0 | 0 | 0 | 0 | 0
F1_Commercial_School_Existing_Space Heating_Natural Gas_Unit Heater_E9 | F1 | Commercial | School | Existing | Space Heating | Natural Gas | Unit Heater | E9 | RVT - Cost of Equipment | 0 | 0 | 0 | 0 | 0 | 0 | 0 | 0 | 0 | 0 | 0 | 0 | 0 | 0 | 0 | 0 | 0 | 0 | 0 | 0 | 0 | 0 | 0 | 0 | 0 | 0 | 0 | 0 | 0 | 0 | 0 | 0 | 0
F1_Commercial_School_Existing_Space Heating_Natural Gas_Unit Heater_E10 | F1 | Commercial | School | Existing | Space Heating | Natural Gas | Unit Heater | E10 | RVT - Cost of Equipment | 0 | 0 | 0 | 0 | 0 | 0 | 0 | 0 | 0 | 0 | 0 | 0 | 0 | 0 | 0 | 0 | 0 | 0 | 0 | 0 | 0 | 0 | 0 | 0 | 0 | 0 | 0 | 0 | 0 | 0 | 0 | 0 | 0
F2_Commercial_School_Existing_Space Heating_Natural Gas_Unit Heater_E1 | F2 | Commercial | School | Existing | Space Heating | Natural Gas | Unit Heater | E1 | RVT - Cost of Operation | 0.32392 | 0.32428 | 0.32469 | 0.32529 | 0.32615 | 0.3275 | 0.32829 | 0.32878 | 0.32935 | 0.32986 | 0.33015 | 0.33029 | 0.33049 | 0.33075 | 0.33117 | 0.3314 | 0.33176 | 0.33234 | 0.33292 | 0.33357 | 0.33432 | 0.33495 | 0.33545 | 0.33583 | 0.33608 | 0.33616 | 0.33602 | 0.33575 | 0.33553 | 0.33542 | 0.3355 | 0.33553 | 0.33553
F2_Commercial_School_Existing_Space Heating_Natural Gas_Unit Heater_E2 | F2 | Commercial | School | Existing | Space Heating | Natural Gas | Unit Heater | E2 | RVT - Cost of Operation | 0.3085 | 0.30885 | 0.30923 | 0.30981 | 0.31063 | 0.31191 | 0.31267 | 0.31313 | 0.31367 | 0.31416 | 0.31444 | 0.31457 | 0.31476 | 0.31501 | 0.31541 | 0.31563 | 0.31597 | 0.31653 | 0.31708 | 0.31769 | 0.31841 | 0.31901 | 0.31949 | 0.31985 | 0.32009 | 0.32016 | 0.32003 | 0.31977 | 0.31956 | 0.31946 | 0.31953 | 0.31956 | 0.31956
F2_Commercial_School_Existing_Space Heating_Natural Gas_Unit Heater_E3 | F2 | Commercial | School | Existing | Space Heating | Natural Gas | Unit Heater | E3 | RVT - Cost of Operation | 0.27496 | 0.27521 | 0.27546 | 0.27586 | 0.27646 | 0.27743 | 0.27804 | 0.2785 | 0.27904 | 0.27956 | 0.27992 | 0.28016 | 0.28039 | 0.28062 | 0.28092 | 0.28107 | 0.28129 | 0.28168 | 0.28208 | 0.28255 | 0.2831 | 0.28356 | 0.28392 | 0.28419 | 0.28438 | 0.28443 | 0.28433 | 0.28413 | 0.28397 | 0.2839 | 0.28395 | 0.28398 | 0.28398
F2_Commercial_School_Existing_Space Heating_Natural Gas_Unit Heater_E4 | F2 | Commercial | School | Existing | Space Heating | Natural Gas | Unit Heater | E4 | RVT - Cost of Operation | 0 | 0 | 0 | 0 | 0 | 0 | 0 | 0 | 0 | 0 | 0 | 0 | 0 | 0 | 0 | 0 | 0 | 0 | 0 | 0 | 0 | 0 | 0 | 0 | 0 | 0 | 0 | 0 | 0 | 0 | 0 | 0 | 0
F2_Commercial_School_Existing_Space Heating_Natural Gas_Unit Heater_E5 | F2 | Commercial | School | Existing | Space Heating | Natural Gas | Unit Heater | E5 | RVT - Cost of Operation | 0 | 0 | 0 | 0 | 0 | 0 | 0 | 0 | 0 | 0 | 0 | 0 | 0 | 0 | 0 | 0 | 0 | 0 | 0 | 0 | 0 | 0 | 0 | 0 | 0 | 0 | 0 | 0 | 0 | 0 | 0 | 0 | 0
F2_Commercial_School_Existing_Space Heating_Natural Gas_Unit Heater_E6 | F2 | Commercial | School | Existing | Space Heating | Natural Gas | Unit Heater | E6 | RVT - Cost of Operation | 0 | 0 | 0 | 0 | 0 | 0 | 0 | 0 | 0 | 0 | 0 | 0 | 0 | 0 | 0 | 0 | 0 | 0 | 0 | 0 | 0 | 0 | 0 | 0 | 0 | 0 | 0 | 0 | 0 | 0 | 0 | 0 | 0
F2_Commercial_School_Existing_Space Heating_Natural Gas_Unit Heater_E7 | F2 | Commercial | School | Existing | Space Heating | Natural Gas | Unit Heater | E7 | RVT - Cost of Operation | 0 | 0 | 0 | 0 | 0 | 0 | 0 | 0 | 0 | 0 | 0 | 0 | 0 | 0 | 0 | 0 | 0 | 0 | 0 | 0 | 0 | 0 | 0 | 0 | 0 | 0 | 0 | 0 | 0 | 0 | 0 | 0 | 0
F2_Commercial_School_Existing_Space Heating_Natural Gas_Unit Heater_E8 | F2 | Commercial | School | Existing | Space Heating | Natural Gas | Unit Heater | E8 | RVT - Cost of Operation | 0 | 0 | 0 | 0 | 0 | 0 | 0 | 0 | 0 | 0 | 0 | 0 | 0 | 0 | 0 | 0 | 0 | 0 | 0 | 0 | 0 | 0 | 0 | 0 | 0 | 0 | 0 | 0 | 0 | 0 | 0 | 0 | 0
F2_Commercial_School_Existing_Space Heating_Natural Gas_Unit Heater_E9 | F2 | Commercial | School | Existing | Space Heating | Natural Gas | Unit Heater | E9 | RVT - Cost of Operation | 0 | 0 | 0 | 0 | 0 | 0 | 0 | 0 | 0 | 0 | 0 | 0 | 0 | 0 | 0 | 0 | 0 | 0 | 0 | 0 | 0 | 0 | 0 | 0 | 0 | 0 | 0 | 0 | 0 | 0 | 0 | 0 | 0
F2_Commercial_School_Existing_Space Heating_Natural Gas_Unit Heater_E10 | F2 | Commercial | School | Existing | Space Heating | Natural Gas | Unit Heater | E10 | RVT - Cost of Operation | 0 | 0 | 0 | 0 | 0 | 0 | 0 | 0 | 0 | 0 | 0 | 0 | 0 | 0 | 0 | 0 | 0 | 0 | 0 | 0 | 0 | 0 | 0 | 0 | 0 | 0 | 0 | 0 | 0 | 0 | 0 | 0 | 0
F3_Commercial_School_Existing_Space Heating_Natural Gas_Unit Heater_E1 | F3 | Commercial | School | Existing | Space Heating | Natural Gas | Unit Heater | E1 | System - kBTUs of Consumption | 0.012463 | 0.012463 | 0.012463 | 0.012463 | 0.012463 | 0.012463 | 0.012463 | 0.012463 | 0.012463 | 0.012463 | 0.012463 | 0.012463 | 0.012463 | 0.012463 | 0.012463 | 0.012463 | 0.012463 | 0.012463 | 0.012463 | 0.012463 | 0.012463 | 0.012463 | 0.012463 | 0.012463 | 0.012463 | 0.012463 | 0.012463 | 0.012463 | 0.012463 | 0.012463 | 0.012463 | 0.012463 | 0.012463
F3_Commercial_School_Existing_Space Heating_Natural Gas_Unit Heater_E2 | F3 | Commercial | School | Existing | Space Heating | Natural Gas | Unit Heater | E2 | System - kBTUs of Consumption | 0.019954 | 0.019954 | 0.019954 | 0.019954 | 0.019954 | 0.019954 | 0.019954 | 0.019954 | 0.019954 | 0.019954 | 0.019954 | 0.019954 | 0.019954 | 0.019954 | 0.019954 | 0.019954 | 0.019954 | 0.019954 | 0.019954 | 0.019954 | 0.019954 | 0.019954 | 0.019954 | 0.019954 | 0.019954 | 0.019954 | 0.019954 | 0.019954 | 0.019954 | 0.019954 | 0.019954 | 0.019954 | 0.019954
F3_Commercial_School_Existing_Space Heating_Natural Gas_Unit Heater_E3 | F3 | Commercial | School | Existing | Space Heating | Natural Gas | Unit Heater | E3 | System - kBTUs of Consumption | 0.014815 | 0.014815 | 0.014815 | 0.014815 | 0.014815 | 0.014815 | 0.014815 | 0.014815 | 0.014815 | 0.014815 | 0.014815 | 0.014815 | 0.014815 | 0.014815 | 0.014815 | 0.014815 | 0.014815 | 0.014815 | 0.014815 | 0.014815 | 0.014815 | 0.014815 | 0.014815 | 0.014815 | 0.014815 | 0.014815 | 0.014815 | 0.014815 | 0.014815 | 0.014815 | 0.014815 | 0.014815 | 0.014815
F3_Commercial_School_Existing_Space Heating_Natural Gas_Unit Heater_E4 | F3 | Commercial | School | Existing | Space Heating | Natural Gas | Unit Heater | E4 | System - kBTUs of Consumption | 0 | 0 | 0 | 0 | 0 | 0 | 0 | 0 | 0 | 0 | 0 | 0 | 0 | 0 | 0 | 0 | 0 | 0 | 0 | 0 | 0 | 0 | 0 | 0 | 0 | 0 | 0 | 0 | 0 | 0 | 0 | 0 | 0
F3_Commercial_School_Existing_Space Heating_Natural Gas_Unit Heater_E5 | F3 | Commercial | School | Existing | Space Heating | Natural Gas | Unit Heater | E5 | System - kBTUs of Consumption | 0 | 0 | 0 | 0 | 0 | 0 | 0 | 0 | 0 | 0 | 0 | 0 | 0 | 0 | 0 | 0 | 0 | 0 | 0 | 0 | 0 | 0 | 0 | 0 | 0 | 0 | 0 | 0 | 0 | 0 | 0 | 0 | 0
F3_Commercial_School_Existing_Space Heating_Natural Gas_Unit Heater_E6 | F3 | Commercial | School | Existing | Space Heating | Natural Gas | Unit Heater | E6 | System - kBTUs of Consumption | 0 | 0 | 0 | 0 | 0 | 0 | 0 | 0 | 0 | 0 | 0 | 0 | 0 | 0 | 0 | 0 | 0 | 0 | 0 | 0 | 0 | 0 | 0 | 0 | 0 | 0 | 0 | 0 | 0 | 0 | 0 | 0 | 0
F3_Commercial_School_Existing_Space Heating_Natural Gas_Unit Heater_E7 | F3 | Commercial | School | Existing | Space Heating | Natural Gas | Unit Heater | E7 | System - kBTUs of Consumption | 0 | 0 | 0 | 0 | 0 | 0 | 0 | 0 | 0 | 0 | 0 | 0 | 0 | 0 | 0 | 0 | 0 | 0 | 0 | 0 | 0 | 0 | 0 | 0 | 0 | 0 | 0 | 0 | 0 | 0 | 0 | 0 | 0
F3_Commercial_School_Existing_Space Heating_Natural Gas_Unit Heater_E8 | F3 | Commercial | School | Existing | Space Heating | Natural Gas | Unit Heater | E8 | System - kBTUs of Consumption | 0 | 0 | 0 | 0 | 0 | 0 | 0 | 0 | 0 | 0 | 0 | 0 | 0 | 0 | 0 | 0 | 0 | 0 | 0 | 0 | 0 | 0 | 0 | 0 | 0 | 0 | 0 | 0 | 0 | 0 | 0 | 0 | 0
F3_Commercial_School_Existing_Space Heating_Natural Gas_Unit Heater_E9 | F3 | Commercial | School | Existing | Space Heating | Natural Gas | Unit Heater | E9 | System - kBTUs of Consumption | 0 | 0 | 0 | 0 | 0 | 0 | 0 | 0 | 0 | 0 | 0 | 0 | 0 | 0 | 0 | 0 | 0 | 0 | 0 | 0 | 0 | 0 | 0 | 0 | 0 | 0 | 0 | 0 | 0 | 0 | 0 | 0 | 0
F3_Commercial_School_Existing_Space Heating_Natural Gas_Unit Heater_E10 | F3 | Commercial | School | Existing | Space Heating | Natural Gas | Unit Heater | E10 | System - kBTUs of Consumption | 0 | 0 | 0 | 0 | 0 | 0 | 0 | 0 | 0 | 0 | 0 | 0 | 0 | 0 | 0 | 0 | 0 | 0 | 0 | 0 | 0 | 0 | 0 | 0 | 0 | 0 | 0 | 0 | 0 | 0 | 0 | 0 | 0
F4_Commercial_School_Existing_Space Heating_Natural Gas_Unit Heater_E1 | F4 | Commercial | School | Existing | Space Heating | Natural Gas | Unit Heater | E1 | Utility - Cost of Equipment | 0.32392 | 0.32428 | 0.32469 | 0.32529 | 0.32615 | 0.3275 | 0.32829 | 0.32878 | 0.32935 | 0.32986 | 0.33015 | 0.33029 | 0.33049 | 0.33075 | 0.33117 | 0.3314 | 0.33176 | 0.33234 | 0.33292 | 0.33357 | 0.33432 | 0.33495 | 0.33545 | 0.33583 | 0.33608 | 0.33616 | 0.33602 | 0.33575 | 0.33553 | 0.33542 | 0.3355 | 0.33553 | 0.33553
F4_Commercial_School_Existing_Space Heating_Natural Gas_Unit Heater_E2 | F4 | Commercial | School | Existing | Space Heating | Natural Gas | Unit Heater | E2 | Utility - Cost of Equipment | 0.3085 | 0.30885 | 0.30923 | 0.30981 | 0.31063 | 0.31191 | 0.31267 | 0.31313 | 0.31367 | 0.31416 | 0.31444 | 0.31457 | 0.31476 | 0.31501 | 0.31541 | 0.31563 | 0.31597 | 0.31653 | 0.31708 | 0.31769 | 0.31841 | 0.31901 | 0.31949 | 0.31985 | 0.32009 | 0.32016 | 0.32003 | 0.31977 | 0.31956 | 0.31946 | 0.31953 | 0.31956 | 0.31956
F4_Commercial_School_Existing_Space Heating_Natural Gas_Unit Heater_E3 | F4 | Commercial | School | Existing | Space Heating | Natural Gas | Unit Heater | E3 | Utility - Cost of Equipment | 0.27496 | 0.27521 | 0.27546 | 0.27586 | 0.27646 | 0.27743 | 0.27804 | 0.2785 | 0.27904 | 0.27956 | 0.27992 | 0.28016 | 0.28039 | 0.28062 | 0.28092 | 0.28107 | 0.28129 | 0.28168 | 0.28208 | 0.28255 | 0.2831 | 0.28356 | 0.28392 | 0.28419 | 0.28438 | 0.28443 | 0.28433 | 0.28413 | 0.28397 | 0.2839 | 0.28395 | 0.28398 | 0.28398
F4_Commercial_School_Existing_Space Heating_Natural Gas_Unit Heater_E4 | F4 | Commercial | School | Existing | Space Heating | Natural Gas | Unit Heater | E4 | Utility - Cost of Equipment | 0 | 0 | 0 | 0 | 0 | 0 | 0 | 0 | 0 | 0 | 0 | 0 | 0 | 0 | 0 | 0 | 0 | 0 | 0 | 0 | 0 | 0 | 0 | 0 | 0 | 0 | 0 | 0 | 0 | 0 | 0 | 0 | 0
F4_Commercial_School_Existing_Space Heating_Natural Gas_Unit Heater_E5 | F4 | Commercial | School | Existing | Space Heating | Natural Gas | Unit Heater | E5 | Utility - Cost of Equipment | 0 | 0 | 0 | 0 | 0 | 0 | 0 | 0 | 0 | 0 | 0 | 0 | 0 | 0 | 0 | 0 | 0 | 0 | 0 | 0 | 0 | 0 | 0 | 0 | 0 | 0 | 0 | 0 | 0 | 0 | 0 | 0 | 0
F4_Commercial_School_Existing_Space Heating_Natural Gas_Unit Heater_E6 | F4 | Commercial | School | Existing | Space Heating | Natural Gas | Unit Heater | E6 | Utility - Cost of Equipment | 0 | 0 | 0 | 0 | 0 | 0 | 0 | 0 | 0 | 0 | 0 | 0 | 0 | 0 | 0 | 0 | 0 | 0 | 0 | 0 | 0 | 0 | 0 | 0 | 0 | 0 | 0 | 0 | 0 | 0 | 0 | 0 | 0
F4_Commercial_School_Existing_Space Heating_Natural Gas_Unit Heater_E7 | F4 | Commercial | School | Existing | Space Heating | Natural Gas | Unit Heater | E7 | Utility - Cost of Equipment | 0 | 0 | 0 | 0 | 0 | 0 | 0 | 0 | 0 | 0 | 0 | 0 | 0 | 0 | 0 | 0 | 0 | 0 | 0 | 0 | 0 | 0 | 0 | 0 | 0 | 0 | 0 | 0 | 0 | 0 | 0 | 0 | 0
F4_Commercial_School_Existing_Space Heating_Natural Gas_Unit Heater_E8 | F4 | Commercial | School | Existing | Space Heating | Natural Gas | Unit Heater | E8 | Utility - Cost of Equipment | 0 | 0 | 0 | 0 | 0 | 0 | 0 | 0 | 0 | 0 | 0 | 0 | 0 | 0 | 0 | 0 | 0 | 0 | 0 | 0 | 0 | 0 | 0 | 0 | 0 | 0 | 0 | 0 | 0 | 0 | 0 | 0 | 0
F4_Commercial_School_Existing_Space Heating_Natural Gas_Unit Heater_E9 | F4 | Commercial | School | Existing | Space Heating | Natural Gas | Unit Heater | E9 | Utility - Cost of Equipment | 0 | 0 | 0 | 0 | 0 | 0 | 0 | 0 | 0 | 0 | 0 | 0 | 0 | 0 | 0 | 0 | 0 | 0 | 0 | 0 | 0 | 0 | 0 | 0 | 0 | 0 | 0 | 0 | 0 | 0 | 0 | 0 | 0
F4_Commercial_School_Existing_Space Heating_Natural Gas_Unit Heater_E10 | F4 | Commercial | School | Existing | Space Heating | Natural Gas | Unit Heater | E10 | Utility - Cost of Equipment | 0 | 0 | 0 | 0 | 0 | 0 | 0 | 0 | 0 | 0 | 0 | 0 | 0 | 0 | 0 | 0 | 0 | 0 | 0 | 0 | 0 | 0 | 0 | 0 | 0 | 0 | 0 | 0 | 0 | 0 | 0 | 0 | 0
F5_Commercial_School_Existing_Space Heating_Natural Gas_Unit Heater_E1 | F5 | Commercial | School | Existing | Space Heating | Natural Gas | Unit Heater | E1 | Utility - Cost of Operation | 0.012463 | 0.012463 | 0.012463 | 0.012463 | 0.012463 | 0.012463 | 0.012463 | 0.012463 | 0.012463 | 0.012463 | 0.012463 | 0.012463 | 0.012463 | 0.012463 | 0.012463 | 0.012463 | 0.012463 | 0.012463 | 0.012463 | 0.012463 | 0.012463 | 0.012463 | 0.012463 | 0.012463 | 0.012463 | 0.012463 | 0.012463 | 0.012463 | 0.012463 | 0.012463 | 0.012463 | 0.012463 | 0.012463
F5_Commercial_School_Existing_Space Heating_Natural Gas_Unit Heater_E2 | F5 | Commercial | School | Existing | Space Heating | Natural Gas | Unit Heater | E2 | Utility - Cost of Operation | 0.019954 | 0.019954 | 0.019954 | 0.019954 | 0.019954 | 0.019954 | 0.019954 | 0.019954 | 0.019954 | 0.019954 | 0.019954 | 0.019954 | 0.019954 | 0.019954 | 0.019954 | 0.019954 | 0.019954 | 0.019954 | 0.019954 | 0.019954 | 0.019954 | 0.019954 | 0.019954 | 0.019954 | 0.019954 | 0.019954 | 0.019954 | 0.019954 | 0.019954 | 0.019954 | 0.019954 | 0.019954 | 0.019954
F5_Commercial_School_Existing_Space Heating_Natural Gas_Unit Heater_E3 | F5 | Commercial | School | Existing | Space Heating | Natural Gas | Unit Heater | E3 | Utility - Cost of Operation | 0.014815 | 0.014815 | 0.014815 | 0.014815 | 0.014815 | 0.014815 | 0.014815 | 0.014815 | 0.014815 | 0.014815 | 0.014815 | 0.014815 | 0.014815 | 0.014815 | 0.014815 | 0.014815 | 0.014815 | 0.014815 | 0.014815 | 0.014815 | 0.014815 | 0.014815 | 0.014815 | 0.014815 | 0.014815 | 0.014815 | 0.014815 | 0.014815 | 0.014815 | 0.014815 | 0.014815 | 0.014815 | 0.014815
F5_Commercial_School_Existing_Space Heating_Natural Gas_Unit Heater_E4 | F5 | Commercial | School | Existing | Space Heating | Natural Gas | Unit Heater | E4 | Utility - Cost of Operation | 0 | 0 | 0 | 0 | 0 | 0 | 0 | 0 | 0 | 0 | 0 | 0 | 0 | 0 | 0 | 0 | 0 | 0 | 0 | 0 | 0 | 0 | 0 | 0 | 0 | 0 | 0 | 0 | 0 | 0 | 0 | 0 | 0
F5_Commercial_School_Existing_Space Heating_Natural Gas_Unit Heater_E5 | F5 | Commercial | School | Existing | Space Heating | Natural Gas | Unit Heater | E5 | Utility - Cost of Operation | 0 | 0 | 0 | 0 | 0 | 0 | 0 | 0 | 0 | 0 | 0 | 0 | 0 | 0 | 0 | 0 | 0 | 0 | 0 | 0 | 0 | 0 | 0 | 0 | 0 | 0 | 0 | 0 | 0 | 0 | 0 | 0 | 0
F5_Commercial_School_Existing_Space Heating_Natural Gas_Unit Heater_E6 | F5 | Commercial | School | Existing | Space Heating | Natural Gas | Unit Heater | E6 | Utility - Cost of Operation | 0 | 0 | 0 | 0 | 0 | 0 | 0 | 0 | 0 | 0 | 0 | 0 | 0 | 0 | 0 | 0 | 0 | 0 | 0 | 0 | 0 | 0 | 0 | 0 | 0 | 0 | 0 | 0 | 0 | 0 | 0 | 0 | 0
F5_Commercial_School_Existing_Space Heating_Natural Gas_Unit Heater_E7 | F5 | Commercial | School | Existing | Space Heating | Natural Gas | Unit Heater | E7 | Utility - Cost of Operation | 0 | 0 | 0 | 0 | 0 | 0 | 0 | 0 | 0 | 0 | 0 | 0 | 0 | 0 | 0 | 0 | 0 | 0 | 0 | 0 | 0 | 0 | 0 | 0 | 0 | 0 | 0 | 0 | 0 | 0 | 0 | 0 | 0
F5_Commercial_School_Existing_Space Heating_Natural Gas_Unit Heater_E8 | F5 | Commercial | School | Existing | Space Heating | Natural Gas | Unit Heater | E8 | Utility - Cost of Operation | 0 | 0 | 0 | 0 | 0 | 0 | 0 | 0 | 0 | 0 | 0 | 0 | 0 | 0 | 0 | 0 | 0 | 0 | 0 | 0 | 0 | 0 | 0 | 0 | 0 | 0 | 0 | 0 | 0 | 0 | 0 | 0 | 0
F5_Commercial_School_Existing_Space Heating_Natural Gas_Unit Heater_E9 | F5 | Commercial | School | Existing | Space Heating | Natural Gas | Unit Heater | E9 | Utility - Cost of Operation | 0 | 0 | 0 | 0 | 0 | 0 | 0 | 0 | 0 | 0 | 0 | 0 | 0 | 0 | 0 | 0 | 0 | 0 | 0 | 0 | 0 | 0 | 0 | 0 | 0 | 0 | 0 | 0 | 0 | 0 | 0 | 0 | 0
F5_Commercial_School_Existing_Space Heating_Natural Gas_Unit Heater_E10 | F5 | Commercial | School | Existing | Space Heating | Natural Gas | Unit Heater | E10 | Utility - Cost of Operation | 0 | 0 | 0 | 0 | 0 | 0 | 0 | 0 | 0 | 0 | 0 | 0 | 0 | 0 | 0 | 0 | 0 | 0 | 0 | 0 | 0 | 0 | 0 | 0 | 0 | 0 | 0 | 0 | 0 | 0 | 0 | 0 | 0
F6_Commercial_School_Existing_Space Heating_Natural Gas_Unit Heater_E1 | F6 | Commercial | School | Existing | Space Heating | Natural Gas | Unit Heater | E1 | Utility - Value of Sales | 0.1473 | 0.14657 | 0.14577 | 0.14497 | 0.14417 | 0.14337 | 0.14257 | 0.14177 | 0.14097 | 0.14017 | 0.13938 | 0.13858 | 0.13778 | 0.13698 | 0.13618 | 0.13538 | 0.13458 | 0.13378 | 0.13298 | 0.1322 | 0.13144 | 0.13072 | 0.13006 | 0.12946 | 0.12892 | 0.12846 | 0.12806 | 0.12773 | 0.12746 | 0.12726 | 0.12713 | 0.12706 | 0.12706
F6_Commercial_School_Existing_Space Heating_Natural Gas_Unit Heater_E2 | F6 | Commercial | School | Existing | Space Heating | Natural Gas | Unit Heater | E2 | Utility - Value of Sales | 0.14029 | 0.13959 | 0.13883 | 0.13807 | 0.13731 | 0.13655 | 0.13579 | 0.13503 | 0.13426 | 0.1335 | 0.13274 | 0.13198 | 0.13122 | 0.13046 | 0.1297 | 0.12894 | 0.12818 | 0.12742 | 0.12665 | 0.12591 | 0.12518 | 0.1245 | 0.12387 | 0.12329 | 0.12279 | 0.12234 | 0.12196 | 0.12165 | 0.12139 | 0.1212 | 0.12108 | 0.12101 | 0.12101
F6_Commercial_School_Existing_Space Heating_Natural Gas_Unit Heater_E3 | F6 | Commercial | School | Existing | Space Heating | Natural Gas | Unit Heater | E3 | Utility - Value of Sales | 0.1241 | 0.12347 | 0.12279 | 0.12211 | 0.12143 | 0.12075 | 0.12007 | 0.11939 | 0.11871 | 0.11804 | 0.11736 | 0.11668 | 0.116 | 0.11532 | 0.11464 | 0.11398 | 0.11333 | 0.1127 | 0.1121 | 0.11153 | 0.11099 | 0.11049 | 0.11004 | 0.10963 | 0.10927 | 0.10895 | 0.10868 | 0.10845 | 0.10827 | 0.10814 | 0.10805 | 0.108 | 0.108
F6_Commercial_School_Existing_Space Heating_Natural Gas_Unit Heater_E4 | F6 | Commercial | School | Existing | Space Heating | Natural Gas | Unit Heater | E4 | Utility - Value of Sales | 0 | 0 | 0 | 0 | 0 | 0 | 0 | 0 | 0 | 0 | 0 | 0 | 0 | 0 | 0 | 0 | 0 | 0 | 0 | 0 | 0 | 0 | 0 | 0 | 0 | 0 | 0 | 0 | 0 | 0 | 0 | 0 | 0
F6_Commercial_School_Existing_Space Heating_Natural Gas_Unit Heater_E5 | F6 | Commercial | School | Existing | Space Heating | Natural Gas | Unit Heater | E5 | Utility - Value of Sales | 0 | 0 | 0 | 0 | 0 | 0 | 0 | 0 | 0 | 0 | 0 | 0 | 0 | 0 | 0 | 0 | 0 | 0 | 0 | 0 | 0 | 0 | 0 | 0 | 0 | 0 | 0 | 0 | 0 | 0 | 0 | 0 | 0
F6_Commercial_School_Existing_Space Heating_Natural Gas_Unit Heater_E6 | F6 | Commercial | School | Existing | Space Heating | Natural Gas | Unit Heater | E6 | Utility - Value of Sales | 0 | 0 | 0 | 0 | 0 | 0 | 0 | 0 | 0 | 0 | 0 | 0 | 0 | 0 | 0 | 0 | 0 | 0 | 0 | 0 | 0 | 0 | 0 | 0 | 0 | 0 | 0 | 0 | 0 | 0 | 0 | 0 | 0
F6_Commercial_School_Existing_Space Heating_Natural Gas_Unit Heater_E7 | F6 | Commercial | School | Existing | Space Heating | Natural Gas | Unit Heater | E7 | Utility - Value of Sales | 0 | 0 | 0 | 0 | 0 | 0 | 0 | 0 | 0 | 0 | 0 | 0 | 0 | 0 | 0 | 0 | 0 | 0 | 0 | 0 | 0 | 0 | 0 | 0 | 0 | 0 | 0 | 0 | 0 | 0 | 0 | 0 | 0
F6_Commercial_School_Existing_Space Heating_Natural Gas_Unit Heater_E8 | F6 | Commercial | School | Existing | Space Heating | Natural Gas | Unit Heater | E8 | Utility - Value of Sales | 0 | 0 | 0 | 0 | 0 | 0 | 0 | 0 | 0 | 0 | 0 | 0 | 0 | 0 | 0 | 0 | 0 | 0 | 0 | 0 | 0 | 0 | 0 | 0 | 0 | 0 | 0 | 0 | 0 | 0 | 0 | 0 | 0
F6_Commercial_School_Existing_Space Heating_Natural Gas_Unit Heater_E9 | F6 | Commercial | School | Existing | Space Heating | Natural Gas | Unit Heater | E9 | Utility - Value of Sales | 0 | 0 | 0 | 0 | 0 | 0 | 0 | 0 | 0 | 0 | 0 | 0 | 0 | 0 | 0 | 0 | 0 | 0 | 0 | 0 | 0 | 0 | 0 | 0 | 0 | 0 | 0 | 0 | 0 | 0 | 0 | 0 | 0
F6_Commercial_School_Existing_Space Heating_Natural Gas_Unit Heater_E10 | F6 | Commercial | School | Existing | Space Heating | Natural Gas | Unit Heater | E10 | Utility - Value of Sales | 0 | 0 | 0 | 0 | 0 | 0 | 0 | 0 | 0 | 0 | 0 | 0 | 0 | 0 | 0 | 0 | 0 | 0 | 0 | 0 | 0 | 0 | 0 | 0 | 0 | 0 | 0 | 0 | 0 | 0 | 0 | 0 | 0
F1_Commercial_School_Existing_Water Heating_Natural Gas_Water Heater_E1 | F1 | Commercial | School | Existing | Water Heating | Natural Gas | Water Heater | E1 | RVT - Cost of Equipment | 0.15223 | 0.15363 | 0.15528 | 0.1572 | 0.15944 | 0.1621 | 0.16424 | 0.16626 | 0.16825 | 0.17026 | 0.17208 | 0.17369 | 0.17531 | 0.17701 | 0.17898 | 0.18094 | 0.18309 | 0.18547 | 0.18798 | 0.19058 | 0.19323 | 0.19572 | 0.198 | 0.20008 | 0.20192 | 0.20348 | 0.20458 | 0.20539 | 0.20609 | 0.20668 | 0.20727 | 0.20754 | 0.20754
F1_Commercial_School_Existing_Water Heating_Natural Gas_Water Heater_E2 | F1 | Commercial | School | Existing | Water Heating | Natural Gas | Water Heater | E2 | RVT - Cost of Equipment | 0.15035 | 0.15173 | 0.15336 | 0.15526 | 0.15747 | 0.16009 | 0.16221 | 0.16421 | 0.16617 | 0.16815 | 0.16996 | 0.17155 | 0.17314 | 0.17483 | 0.17677 | 0.1787 | 0.18083 | 0.18318 | 0.18566 | 0.18823 | 0.19085 | 0.19331 | 0.19556 | 0.19761 | 0.19943 | 0.20097 | 0.20206 | 0.20286 | 0.20354 | 0.20413 | 0.20471 | 0.20497 | 0.20497
F1_Commercial_School_Existing_Water Heating_Natural Gas_Water Heater_E3 | F1 | Commercial | School | Existing | Water Heating | Natural Gas | Water Heater | E3 | RVT - Cost of Equipment | 0.13839 | 0.13966 | 0.14116 | 0.14291 | 0.14495 | 0.14736 | 0.14931 | 0.15114 | 0.15296 | 0.15478 | 0.15644 | 0.1579 | 0.15937 | 0.16092 | 0.16271 | 0.16449 | 0.16644 | 0.1686 | 0.17089 | 0.17325 | 0.17567 | 0.17793 | 0.18 | 0.18189 | 0.18356 | 0.18499 | 0.18598 | 0.18672 | 0.18735 | 0.18789 | 0.18843 | 0.18867 | 0.18867
F1_Commercial_School_Existing_Water Heating_Natural Gas_Water Heater_E4 | F1 | Commercial | School | Existing | Water Heating | Natural Gas | Water Heater | E4 | RVT - Cost of Equipment | 0.12956 | 0.13075 | 0.13215 | 0.13379 | 0.1357 | 0.13795 | 0.13978 | 0.1415 | 0.14319 | 0.1449 | 0.14646 | 0.14782 | 0.1492 | 0.15065 | 0.15232 | 0.15399 | 0.15582 | 0.15784 | 0.15998 | 0.16219 | 0.16445 | 0.16657 | 0.16851 | 0.17028 | 0.17185 | 0.17318 | 0.17411 | 0.1748 | 0.17539 | 0.1759 | 0.1764 | 0.17663 | 0.17663
F1_Commercial_School_Existing_Water Heating_Natural Gas_Water Heater_E5 | F1 | Commercial | School | Existing | Water Heating | Natural Gas | Water Heater | E5 | RVT - Cost of Equipment | 0.12686 | 0.12802 | 0.1294 | 0.131 | 0.13287 | 0.13508 | 0.13687 | 0.13855 | 0.14021 | 0.14188 | 0.1434 | 0.14474 | 0.14609 | 0.14751 | 0.14915 | 0.15078 | 0.15257 | 0.15455 | 0.15665 | 0.15882 | 0.16103 | 0.1631 | 0.165 | 0.16674 | 0.16827 | 0.16957 | 0.17049 | 0.17116 | 0.17174 | 0.17224 | 0.17273 | 0.17295 | 0.17295
F1_Commercial_School_Existing_Water Heating_Natural Gas_Water Heater_E6 | F1 | Commercial | School | Existing | Water Heating | Natural Gas | Water Heater | E6 | RVT - Cost of Equipment | 0.12427 | 0.12541 | 0.12676 | 0.12833 | 0.13016 | 0.13232 | 0.13407 | 0.13572 | 0.13735 | 0.13898 | 0.14048 | 0.14179 | 0.14311 | 0.1445 | 0.14611 | 0.1477 | 0.14946 | 0.1514 | 0.15345 | 0.15557 | 0.15774 | 0.15977 | 0.16164 | 0.16333 | 0.16483 | 0.16611 | 0.16701 | 0.16767 | 0.16824 | 0.16872 | 0.1692 | 0.16942 | 0.16942
F1_Commercial_School_Existing_Water Heating_Natural Gas_Water Heater_E7 | F1 | Commercial | School | Existing | Water Heating | Natural Gas | Water Heater | E7 | RVT - Cost of Equipment | 0.1167 | 0.11784 | 0.1191 | 0.12048 | 0.12204 | 0.12386 | 0.12538 | 0.12685 | 0.12835 | 0.12991 | 0.13141 | 0.13281 | 0.13422 | 0.13567 | 0.13724 | 0.13876 | 0.14036 | 0.14206 | 0.1438 | 0.14556 | 0.14733 | 0.14898 | 0.15046 | 0.15177 | 0.15291 | 0.15388 | 0.15456 | 0.15506 | 0.15549 | 0.15586 | 0.15622 | 0.15639 | 0.15639
F1_Commercial_School_Existing_Water Heating_Natural Gas_Water Heater_E8 | F1 | Commercial | School | Existing | Water Heating | Natural Gas | Water Heater | E8 | RVT - Cost of Equipment | 0 | 0 | 0 | 0 | 0 | 0 | 0 | 0 | 0 | 0 | 0 | 0 | 0 | 0 | 0 | 0 | 0 | 0 | 0 | 0 | 0 | 0 | 0 | 0 | 0 | 0 | 0 | 0 | 0 | 0 | 0 | 0 | 0
F1_Commercial_School_Existing_Water Heating_Natural Gas_Water Heater_E9 | F1 | Commercial | School | Existing | Water Heating | Natural Gas | Water Heater | E9 | RVT - Cost of Equipment | 0 | 0 | 0 | 0 | 0 | 0 | 0 | 0 | 0 | 0 | 0 | 0 | 0 | 0 | 0 | 0 | 0 | 0 | 0 | 0 | 0 | 0 | 0 | 0 | 0 | 0 | 0 | 0 | 0 | 0 | 0 | 0 | 0
F1_Commercial_School_Existing_Water Heating_Natural Gas_Water Heater_E10 | F1 | Commercial | School | Existing | Water Heating | Natural Gas | Water Heater | E10 | RVT - Cost of Equipment | 0 | 0 | 0 | 0 | 0 | 0 | 0 | 0 | 0 | 0 | 0 | 0 | 0 | 0 | 0 | 0 | 0 | 0 | 0 | 0 | 0 | 0 | 0 | 0 | 0 | 0 | 0 | 0 | 0 | 0 | 0 | 0 | 0
F2_Commercial_School_Existing_Water Heating_Natural Gas_Water Heater_E1 | F2 | Commercial | School | Existing | Water Heating | Natural Gas | Water Heater | E1 | RVT - Cost of Operation | 0.18239 | 0.18405 | 0.18604 | 0.18834 | 0.19102 | 0.1942 | 0.19677 | 0.19919 | 0.20158 | 0.20398 | 0.20617 | 0.20809 | 0.21003 | 0.21207 | 0.21443 | 0.21677 | 0.21935 | 0.2222 | 0.22521 | 0.22833 | 0.2315 | 0.23449 | 0.23722 | 0.23971 | 0.24191 | 0.24379 | 0.2451 | 0.24607 | 0.24691 | 0.24762 | 0.24832 | 0.24864 | 0.24864
F2_Commercial_School_Existing_Water Heating_Natural Gas_Water Heater_E2 | F2 | Commercial | School | Existing | Water Heating | Natural Gas | Water Heater | E2 | RVT - Cost of Operation | 0.18013 | 0.18178 | 0.18374 | 0.18601 | 0.18866 | 0.1918 | 0.19434 | 0.19673 | 0.19909 | 0.20146 | 0.20362 | 0.20552 | 0.20744 | 0.20945 | 0.21178 | 0.2141 | 0.21664 | 0.21946 | 0.22243 | 0.22551 | 0.22865 | 0.23159 | 0.23429 | 0.23675 | 0.23893 | 0.24078 | 0.24208 | 0.24304 | 0.24386 | 0.24456 | 0.24526 | 0.24557 | 0.24557
F2_Commercial_School_Existing_Water Heating_Natural Gas_Water Heater_E3 | F2 | Commercial | School | Existing | Water Heating | Natural Gas | Water Heater | E3 | RVT - Cost of Operation | 0.16581 | 0.16732 | 0.16912 | 0.17122 | 0.17366 | 0.17655 | 0.17888 | 0.18108 | 0.18325 | 0.18543 | 0.18743 | 0.18918 | 0.19094 | 0.19279 | 0.19494 | 0.19707 | 0.19941 | 0.202 | 0.20474 | 0.20757 | 0.21046 | 0.21317 | 0.21566 | 0.21792 | 0.21992 | 0.22162 | 0.22282 | 0.2237 | 0.22446 | 0.22511 | 0.22575 | 0.22604 | 0.22604
F2_Commercial_School_Existing_Water Heating_Natural Gas_Water Heater_E4 | F2 | Commercial | School | Existing | Water Heating | Natural Gas | Water Heater | E4 | RVT - Cost of Operation | 0.15522 | 0.15664 | 0.15833 | 0.16029 | 0.16257 | 0.16528 | 0.16746 | 0.16952 | 0.17155 | 0.1736 | 0.17546 | 0.1771 | 0.17875 | 0.18049 | 0.18249 | 0.18449 | 0.18668 | 0.18911 | 0.19167 | 0.19432 | 0.19703 | 0.19956 | 0.20189 | 0.20401 | 0.20588 | 0.20748 | 0.2086 | 0.20942 | 0.21013 | 0.21074 | 0.21134 | 0.21161 | 0.21161
F2_Commercial_School_Existing_Water Heating_Natural Gas_Water Heater_E5 | F2 | Commercial | School | Existing | Water Heating | Natural Gas | Water Heater | E5 | RVT - Cost of Operation | 0.15199 | 0.15338 | 0.15503 | 0.15695 | 0.15919 | 0.16183 | 0.16398 | 0.16599 | 0.16798 | 0.16998 | 0.17181 | 0.17341 | 0.17502 | 0.17673 | 0.17869 | 0.18064 | 0.18279 | 0.18517 | 0.18768 | 0.19027 | 0.19292 | 0.19541 | 0.19768 | 0.19976 | 0.20159 | 0.20316 | 0.20425 | 0.20506 | 0.20576 | 0.20635 | 0.20694 | 0.2072 | 0.2072
F2_Commercial_School_Existing_Water Heating_Natural Gas_Water Heater_E6 | F2 | Commercial | School | Existing | Water Heating | Natural Gas | Water Heater | E6 | RVT - Cost of Operation | 0.14889 | 0.15025 | 0.15187 | 0.15375 | 0.15594 | 0.15853 | 0.16063 | 0.1626 | 0.16455 | 0.16651 | 0.1683 | 0.16987 | 0.17145 | 0.17312 | 0.17505 | 0.17696 | 0.17906 | 0.18139 | 0.18385 | 0.18639 | 0.18898 | 0.19142 | 0.19365 | 0.19568 | 0.19748 | 0.19901 | 0.20008 | 0.20088 | 0.20156 | 0.20214 | 0.20271 | 0.20297 | 0.20297
F2_Commercial_School_Existing_Water Heating_Natural Gas_Water Heater_E7 | F2 | Commercial | School | Existing | Water Heating | Natural Gas | Water Heater | E7 | RVT - Cost of Operation | 0.13981 | 0.14118 | 0.14269 | 0.14435 | 0.14621 | 0.14839 | 0.15022 | 0.15197 | 0.15378 | 0.15565 | 0.15744 | 0.15911 | 0.16081 | 0.16254 | 0.16442 | 0.16624 | 0.16816 | 0.17019 | 0.17228 | 0.1744 | 0.17651 | 0.17849 | 0.18026 | 0.18183 | 0.18319 | 0.18435 | 0.18517 | 0.18577 | 0.18629 | 0.18673 | 0.18716 | 0.18736 | 0.18736
F2_Commercial_School_Existing_Water Heating_Natural Gas_Water Heater_E8 | F2 | Commercial | School | Existing | Water Heating | Natural Gas | Water Heater | E8 | RVT - Cost of Operation | 0 | 0 | 0 | 0 | 0 | 0 | 0 | 0 | 0 | 0 | 0 | 0 | 0 | 0 | 0 | 0 | 0 | 0 | 0 | 0 | 0 | 0 | 0 | 0 | 0 | 0 | 0 | 0 | 0 | 0 | 0 | 0 | 0
F2_Commercial_School_Existing_Water Heating_Natural Gas_Water Heater_E9 | F2 | Commercial | School | Existing | Water Heating | Natural Gas | Water Heater | E9 | RVT - Cost of Operation | 0 | 0 | 0 | 0 | 0 | 0 | 0 | 0 | 0 | 0 | 0 | 0 | 0 | 0 | 0 | 0 | 0 | 0 | 0 | 0 | 0 | 0 | 0 | 0 | 0 | 0 | 0 | 0 | 0 | 0 | 0 | 0 | 0
F2_Commercial_School_Existing_Water Heating_Natural Gas_Water Heater_E10 | F2 | Commercial | School | Existing | Water Heating | Natural Gas | Water Heater | E10 | RVT - Cost of Operation | 0 | 0 | 0 | 0 | 0 | 0 | 0 | 0 | 0 | 0 | 0 | 0 | 0 | 0 | 0 | 0 | 0 | 0 | 0 | 0 | 0 | 0 | 0 | 0 | 0 | 0 | 0 | 0 | 0 | 0 | 0 | 0 | 0
F3_Commercial_School_Existing_Water Heating_Natural Gas_Water Heater_E1 | F3 | Commercial | School | Existing | Water Heating | Natural Gas | Water Heater | E1 | System - kBTUs of Consumption | 0.033189 | 0.033189 | 0.033189 | 0.033189 | 0.033189 | 0.033189 | 0.033189 | 0.033189 | 0.033189 | 0.033189 | 0.033189 | 0.033189 | 0.033189 | 0.033189 | 0.033189 | 0.033189 | 0.033189 | 0.033189 | 0.033189 | 0.033189 | 0.033189 | 0.033189 | 0.033189 | 0.033189 | 0.033189 | 0.033189 | 0.033189 | 0.033189 | 0.033189 | 0.033189 | 0.033189 | 0.033189 | 0.033189
F3_Commercial_School_Existing_Water Heating_Natural Gas_Water Heater_E2 | F3 | Commercial | School | Existing | Water Heating | Natural Gas | Water Heater | E2 | System - kBTUs of Consumption | 0.03318 | 0.03318 | 0.03318 | 0.03318 | 0.03318 | 0.03318 | 0.03318 | 0.03318 | 0.03318 | 0.03318 | 0.03318 | 0.03318 | 0.03318 | 0.03318 | 0.03318 | 0.03318 | 0.03318 | 0.03318 | 0.03318 | 0.03318 | 0.03318 | 0.03318 | 0.03318 | 0.03318 | 0.03318 | 0.03318 | 0.03318 | 0.03318 | 0.03318 | 0.03318 | 0.03318 | 0.03318 | 0.03318
F3_Commercial_School_Existing_Water Heating_Natural Gas_Water Heater_E3 | F3 | Commercial | School | Existing | Water Heating | Natural Gas | Water Heater | E3 | System - kBTUs of Consumption | 0.033731 | 0.033731 | 0.033731 | 0.033731 | 0.033731 | 0.033731 | 0.033731 | 0.033731 | 0.033731 | 0.033731 | 0.033731 | 0.033731 | 0.033731 | 0.033731 | 0.033731 | 0.033731 | 0.033731 | 0.033731 | 0.033731 | 0.033731 | 0.033731 | 0.033731 | 0.033731 | 0.033731 | 0.033731 | 0.033731 | 0.033731 | 0.033731 | 0.033731 | 0.033731 | 0.033731 | 0.033731 | 0.033731
F3_Commercial_School_Existing_Water Heating_Natural Gas_Water Heater_E4 | F3 | Commercial | School | Existing | Water Heating | Natural Gas | Water Heater | E4 | System - kBTUs of Consumption | 0.034282 | 0.034282 | 0.034282 | 0.034282 | 0.034282 | 0.034282 | 0.034282 | 0.034282 | 0.034282 | 0.034282 | 0.034282 | 0.034282 | 0.034282 | 0.034282 | 0.034282 | 0.034282 | 0.034282 | 0.034282 | 0.034282 | 0.034282 | 0.034282 | 0.034282 | 0.034282 | 0.034282 | 0.034282 | 0.034282 | 0.034282 | 0.034282 | 0.034282 | 0.034282 | 0.034282 | 0.034282 | 0.034282
F3_Commercial_School_Existing_Water Heating_Natural Gas_Water Heater_E5 | F3 | Commercial | School | Existing | Water Heating | Natural Gas | Water Heater | E5 | System - kBTUs of Consumption | 0.035011 | 0.035011 | 0.035011 | 0.035011 | 0.035011 | 0.035011 | 0.035011 | 0.035011 | 0.035011 | 0.035011 | 0.035011 | 0.035011 | 0.035011 | 0.035011 | 0.035011 | 0.035011 | 0.035011 | 0.035011 | 0.035011 | 0.035011 | 0.035011 | 0.035011 | 0.035011 | 0.035011 | 0.035011 | 0.035011 | 0.035011 | 0.035011 | 0.035011 | 0.035011 | 0.035011 | 0.035011 | 0.035011
F3_Commercial_School_Existing_Water Heating_Natural Gas_Water Heater_E6 | F3 | Commercial | School | Existing | Water Heating | Natural Gas | Water Heater | E6 | System - kBTUs of Consumption | 0.029577 | 0.029577 | 0.029577 | 0.029577 | 0.029577 | 0.029577 | 0.029577 | 0.029577 | 0.029577 | 0.029577 | 0.029577 | 0.029577 | 0.029577 | 0.029577 | 0.029577 | 0.029577 | 0.029577 | 0.029577 | 0.029577 | 0.029577 | 0.029577 | 0.029577 | 0.029577 | 0.029577 | 0.029577 | 0.029577 | 0.029577 | 0.029577 | 0.029577 | 0.029577 | 0.029577 | 0.029577 | 0.029577
F3_Commercial_School_Existing_Water Heating_Natural Gas_Water Heater_E7 | F3 | Commercial | School | Existing | Water Heating | Natural Gas | Water Heater | E7 | System - kBTUs of Consumption | 0.037346 | 0.037346 | 0.037346 | 0.037346 | 0.037346 | 0.037346 | 0.037346 | 0.037346 | 0.037346 | 0.037346 | 0.037346 | 0.037346 | 0.037346 | 0.037346 | 0.037346 | 0.037346 | 0.037346 | 0.037346 | 0.037346 | 0.037346 | 0.037346 | 0.037346 | 0.037346 | 0.037346 | 0.037346 | 0.037346 | 0.037346 | 0.037346 | 0.037346 | 0.037346 | 0.037346 | 0.037346 | 0.037346
F3_Commercial_School_Existing_Water Heating_Natural Gas_Water Heater_E8 | F3 | Commercial | School | Existing | Water Heating | Natural Gas | Water Heater | E8 | System - kBTUs of Consumption | 0 | 0 | 0 | 0 | 0 | 0 | 0 | 0 | 0 | 0 | 0 | 0 | 0 | 0 | 0 | 0 | 0 | 0 | 0 | 0 | 0 | 0 | 0 | 0 | 0 | 0 | 0 | 0 | 0 | 0 | 0 | 0 | 0
F3_Commercial_School_Existing_Water Heating_Natural Gas_Water Heater_E9 | F3 | Commercial | School | Existing | Water Heating | Natural Gas | Water Heater | E9 | System - kBTUs of Consumption | 0 | 0 | 0 | 0 | 0 | 0 | 0 | 0 | 0 | 0 | 0 | 0 | 0 | 0 | 0 | 0 | 0 | 0 | 0 | 0 | 0 | 0 | 0 | 0 | 0 | 0 | 0 | 0 | 0 | 0 | 0 | 0 | 0
F3_Commercial_School_Existing_Water Heating_Natural Gas_Water Heater_E10 | F3 | Commercial | School | Existing | Water Heating | Natural Gas | Water Heater | E10 | System - kBTUs of Consumption | 0 | 0 | 0 | 0 | 0 | 0 | 0 | 0 | 0 | 0 | 0 | 0 | 0 | 0 | 0 | 0 | 0 | 0 | 0 | 0 | 0 | 0 | 0 | 0 | 0 | 0 | 0 | 0 | 0 | 0 | 0 | 0 | 0
F4_Commercial_School_Existing_Water Heating_Natural Gas_Water Heater_E1 | F4 | Commercial | School | Existing | Water Heating | Natural Gas | Water Heater | E1 | Utility - Cost of Equipment | 0.18239 | 0.18405 | 0.18604 | 0.18834 | 0.19102 | 0.1942 | 0.19677 | 0.19919 | 0.20158 | 0.20398 | 0.20617 | 0.20809 | 0.21003 | 0.21207 | 0.21443 | 0.21677 | 0.21935 | 0.2222 | 0.22521 | 0.22833 | 0.2315 | 0.23449 | 0.23722 | 0.23971 | 0.24191 | 0.24379 | 0.2451 | 0.24607 | 0.24691 | 0.24762 | 0.24832 | 0.24864 | 0.24864
F4_Commercial_School_Existing_Water Heating_Natural Gas_Water Heater_E2 | F4 | Commercial | School | Existing | Water Heating | Natural Gas | Water Heater | E2 | Utility - Cost of Equipment | 0.18013 | 0.18178 | 0.18374 | 0.18601 | 0.18866 | 0.1918 | 0.19434 | 0.19673 | 0.19909 | 0.20146 | 0.20362 | 0.20552 | 0.20744 | 0.20945 | 0.21178 | 0.2141 | 0.21664 | 0.21946 | 0.22243 | 0.22551 | 0.22865 | 0.23159 | 0.23429 | 0.23675 | 0.23893 | 0.24078 | 0.24208 | 0.24304 | 0.24386 | 0.24456 | 0.24526 | 0.24557 | 0.24557
F4_Commercial_School_Existing_Water Heating_Natural Gas_Water Heater_E3 | F4 | Commercial | School | Existing | Water Heating | Natural Gas | Water Heater | E3 | Utility - Cost of Equipment | 0.16581 | 0.16732 | 0.16912 | 0.17122 | 0.17366 | 0.17655 | 0.17888 | 0.18108 | 0.18325 | 0.18543 | 0.18743 | 0.18918 | 0.19094 | 0.19279 | 0.19494 | 0.19707 | 0.19941 | 0.202 | 0.20474 | 0.20757 | 0.21046 | 0.21317 | 0.21566 | 0.21792 | 0.21992 | 0.22162 | 0.22282 | 0.2237 | 0.22446 | 0.22511 | 0.22575 | 0.22604 | 0.22604
F4_Commercial_School_Existing_Water Heating_Natural Gas_Water Heater_E4 | F4 | Commercial | School | Existing | Water Heating | Natural Gas | Water Heater | E4 | Utility - Cost of Equipment | 0.15522 | 0.15664 | 0.15833 | 0.16029 | 0.16257 | 0.16528 | 0.16746 | 0.16952 | 0.17155 | 0.1736 | 0.17546 | 0.1771 | 0.17875 | 0.18049 | 0.18249 | 0.18449 | 0.18668 | 0.18911 | 0.19167 | 0.19432 | 0.19703 | 0.19956 | 0.20189 | 0.20401 | 0.20588 | 0.20748 | 0.2086 | 0.20942 | 0.21013 | 0.21074 | 0.21134 | 0.21161 | 0.21161
F4_Commercial_School_Existing_Water Heating_Natural Gas_Water Heater_E5 | F4 | Commercial | School | Existing | Water Heating | Natural Gas | Water Heater | E5 | Utility - Cost of Equipment | 0.15199 | 0.15338 | 0.15503 | 0.15695 | 0.15919 | 0.16183 | 0.16398 | 0.16599 | 0.16798 | 0.16998 | 0.17181 | 0.17341 | 0.17502 | 0.17673 | 0.17869 | 0.18064 | 0.18279 | 0.18517 | 0.18768 | 0.19027 | 0.19292 | 0.19541 | 0.19768 | 0.19976 | 0.20159 | 0.20316 | 0.20425 | 0.20506 | 0.20576 | 0.20635 | 0.20694 | 0.2072 | 0.2072
F4_Commercial_School_Existing_Water Heating_Natural Gas_Water Heater_E6 | F4 | Commercial | School | Existing | Water Heating | Natural Gas | Water Heater | E6 | Utility - Cost of Equipment | 0.14889 | 0.15025 | 0.15187 | 0.15375 | 0.15594 | 0.15853 | 0.16063 | 0.1626 | 0.16455 | 0.16651 | 0.1683 | 0.16987 | 0.17145 | 0.17312 | 0.17505 | 0.17696 | 0.17906 | 0.18139 | 0.18385 | 0.18639 | 0.18898 | 0.19142 | 0.19365 | 0.19568 | 0.19748 | 0.19901 | 0.20008 | 0.20088 | 0.20156 | 0.20214 | 0.20271 | 0.20297 | 0.20297
F4_Commercial_School_Existing_Water Heating_Natural Gas_Water Heater_E7 | F4 | Commercial | School | Existing | Water Heating | Natural Gas | Water Heater | E7 | Utility - Cost of Equipment | 0.13981 | 0.14118 | 0.14269 | 0.14435 | 0.14621 | 0.14839 | 0.15022 | 0.15197 | 0.15378 | 0.15565 | 0.15744 | 0.15911 | 0.16081 | 0.16254 | 0.16442 | 0.16624 | 0.16816 | 0.17019 | 0.17228 | 0.1744 | 0.17651 | 0.17849 | 0.18026 | 0.18183 | 0.18319 | 0.18435 | 0.18517 | 0.18577 | 0.18629 | 0.18673 | 0.18716 | 0.18736 | 0.18736
F4_Commercial_School_Existing_Water Heating_Natural Gas_Water Heater_E8 | F4 | Commercial | School | Existing | Water Heating | Natural Gas | Water Heater | E8 | Utility - Cost of Equipment | 0 | 0 | 0 | 0 | 0 | 0 | 0 | 0 | 0 | 0 | 0 | 0 | 0 | 0 | 0 | 0 | 0 | 0 | 0 | 0 | 0 | 0 | 0 | 0 | 0 | 0 | 0 | 0 | 0 | 0 | 0 | 0 | 0
F4_Commercial_School_Existing_Water Heating_Natural Gas_Water Heater_E9 | F4 | Commercial | School | Existing | Water Heating | Natural Gas | Water Heater | E9 | Utility - Cost of Equipment | 0 | 0 | 0 | 0 | 0 | 0 | 0 | 0 | 0 | 0 | 0 | 0 | 0 | 0 | 0 | 0 | 0 | 0 | 0 | 0 | 0 | 0 | 0 | 0 | 0 | 0 | 0 | 0 | 0 | 0 | 0 | 0 | 0
F4_Commercial_School_Existing_Water Heating_Natural Gas_Water Heater_E10 | F4 | Commercial | School | Existing | Water Heating | Natural Gas | Water Heater | E10 | Utility - Cost of Equipment | 0 | 0 | 0 | 0 | 0 | 0 | 0 | 0 | 0 | 0 | 0 | 0 | 0 | 0 | 0 | 0 | 0 | 0 | 0 | 0 | 0 | 0 | 0 | 0 | 0 | 0 | 0 | 0 | 0 | 0 | 0 | 0 | 0
F5_Commercial_School_Existing_Water Heating_Natural Gas_Water Heater_E1 | F5 | Commercial | School | Existing | Water Heating | Natural Gas | Water Heater | E1 | Utility - Cost of Operation | 0.033189 | 0.033189 | 0.033189 | 0.033189 | 0.033189 | 0.033189 | 0.033189 | 0.033189 | 0.033189 | 0.033189 | 0.033189 | 0.033189 | 0.033189 | 0.033189 | 0.033189 | 0.033189 | 0.033189 | 0.033189 | 0.033189 | 0.033189 | 0.033189 | 0.033189 | 0.033189 | 0.033189 | 0.033189 | 0.033189 | 0.033189 | 0.033189 | 0.033189 | 0.033189 | 0.033189 | 0.033189 | 0.033189
F5_Commercial_School_Existing_Water Heating_Natural Gas_Water Heater_E2 | F5 | Commercial | School | Existing | Water Heating | Natural Gas | Water Heater | E2 | Utility - Cost of Operation | 0.03318 | 0.03318 | 0.03318 | 0.03318 | 0.03318 | 0.03318 | 0.03318 | 0.03318 | 0.03318 | 0.03318 | 0.03318 | 0.03318 | 0.03318 | 0.03318 | 0.03318 | 0.03318 | 0.03318 | 0.03318 | 0.03318 | 0.03318 | 0.03318 | 0.03318 | 0.03318 | 0.03318 | 0.03318 | 0.03318 | 0.03318 | 0.03318 | 0.03318 | 0.03318 | 0.03318 | 0.03318 | 0.03318
F5_Commercial_School_Existing_Water Heating_Natural Gas_Water Heater_E3 | F5 | Commercial | School | Existing | Water Heating | Natural Gas | Water Heater | E3 | Utility - Cost of Operation | 0.033731 | 0.033731 | 0.033731 | 0.033731 | 0.033731 | 0.033731 | 0.033731 | 0.033731 | 0.033731 | 0.033731 | 0.033731 | 0.033731 | 0.033731 | 0.033731 | 0.033731 | 0.033731 | 0.033731 | 0.033731 | 0.033731 | 0.033731 | 0.033731 | 0.033731 | 0.033731 | 0.033731 | 0.033731 | 0.033731 | 0.033731 | 0.033731 | 0.033731 | 0.033731 | 0.033731 | 0.033731 | 0.033731
F5_Commercial_School_Existing_Water Heating_Natural Gas_Water Heater_E4 | F5 | Commercial | School | Existing | Water Heating | Natural Gas | Water Heater | E4 | Utility - Cost of Operation | 0.034282 | 0.034282 | 0.034282 | 0.034282 | 0.034282 | 0.034282 | 0.034282 | 0.034282 | 0.034282 | 0.034282 | 0.034282 | 0.034282 | 0.034282 | 0.034282 | 0.034282 | 0.034282 | 0.034282 | 0.034282 | 0.034282 | 0.034282 | 0.034282 | 0.034282 | 0.034282 | 0.034282 | 0.034282 | 0.034282 | 0.034282 | 0.034282 | 0.034282 | 0.034282 | 0.034282 | 0.034282 | 0.034282
F5_Commercial_School_Existing_Water Heating_Natural Gas_Water Heater_E5 | F5 | Commercial | School | Existing | Water Heating | Natural Gas | Water Heater | E5 | Utility - Cost of Operation | 0.035011 | 0.035011 | 0.035011 | 0.035011 | 0.035011 | 0.035011 | 0.035011 | 0.035011 | 0.035011 | 0.035011 | 0.035011 | 0.035011 | 0.035011 | 0.035011 | 0.035011 | 0.035011 | 0.035011 | 0.035011 | 0.035011 | 0.035011 | 0.035011 | 0.035011 | 0.035011 | 0.035011 | 0.035011 | 0.035011 | 0.035011 | 0.035011 | 0.035011 | 0.035011 | 0.035011 | 0.035011 | 0.035011
F5_Commercial_School_Existing_Water Heating_Natural Gas_Water Heater_E6 | F5 | Commercial | School | Existing | Water Heating | Natural Gas | Water Heater | E6 | Utility - Cost of Operation | 0.029577 | 0.029577 | 0.029577 | 0.029577 | 0.029577 | 0.029577 | 0.029577 | 0.029577 | 0.029577 | 0.029577 | 0.029577 | 0.029577 | 0.029577 | 0.029577 | 0.029577 | 0.029577 | 0.029577 | 0.029577 | 0.029577 | 0.029577 | 0.029577 | 0.029577 | 0.029577 | 0.029577 | 0.029577 | 0.029577 | 0.029577 | 0.029577 | 0.029577 | 0.029577 | 0.029577 | 0.029577 | 0.029577
F5_Commercial_School_Existing_Water Heating_Natural Gas_Water Heater_E7 | F5 | Commercial | School | Existing | Water Heating | Natural Gas | Water Heater | E7 | Utility - Cost of Operation | 0.037346 | 0.037346 | 0.037346 | 0.037346 | 0.037346 | 0.037346 | 0.037346 | 0.037346 | 0.037346 | 0.037346 | 0.037346 | 0.037346 | 0.037346 | 0.037346 | 0.037346 | 0.037346 | 0.037346 | 0.037346 | 0.037346 | 0.037346 | 0.037346 | 0.037346 | 0.037346 | 0.037346 | 0.037346 | 0.037346 | 0.037346 | 0.037346 | 0.037346 | 0.037346 | 0.037346 | 0.037346 | 0.037346
F5_Commercial_School_Existing_Water Heating_Natural Gas_Water Heater_E8 | F5 | Commercial | School | Existing | Water Heating | Natural Gas | Water Heater | E8 | Utility - Cost of Operation | 0 | 0 | 0 | 0 | 0 | 0 | 0 | 0 | 0 | 0 | 0 | 0 | 0 | 0 | 0 | 0 | 0 | 0 | 0 | 0 | 0 | 0 | 0 | 0 | 0 | 0 | 0 | 0 | 0 | 0 | 0 | 0 | 0
F5_Commercial_School_Existing_Water Heating_Natural Gas_Water Heater_E9 | F5 | Commercial | School | Existing | Water Heating | Natural Gas | Water Heater | E9 | Utility - Cost of Operation | 0 | 0 | 0 | 0 | 0 | 0 | 0 | 0 | 0 | 0 | 0 | 0 | 0 | 0 | 0 | 0 | 0 | 0 | 0 | 0 | 0 | 0 | 0 | 0 | 0 | 0 | 0 | 0 | 0 | 0 | 0 | 0 | 0
F5_Commercial_School_Existing_Water Heating_Natural Gas_Water Heater_E10 | F5 | Commercial | School | Existing | Water Heating | Natural Gas | Water Heater | E10 | Utility - Cost of Operation | 0 | 0 | 0 | 0 | 0 | 0 | 0 | 0 | 0 | 0 | 0 | 0 | 0 | 0 | 0 | 0 | 0 | 0 | 0 | 0 | 0 | 0 | 0 | 0 | 0 | 0 | 0 | 0 | 0 | 0 | 0 | 0 | 0
F6_Commercial_School_Existing_Water Heating_Natural Gas_Water Heater_E1 | F6 | Commercial | School | Existing | Water Heating | Natural Gas | Water Heater | E1 | Utility - Value of Sales | 0.14148 | 0.14148 | 0.14148 | 0.14148 | 0.14148 | 0.14148 | 0.14148 | 0.14148 | 0.14148 | 0.14148 | 0.14148 | 0.14148 | 0.14148 | 0.14148 | 0.14148 | 0.14148 | 0.14148 | 0.14148 | 0.14148 | 0.14148 | 0.14148 | 0.14148 | 0.14148 | 0.14148 | 0.14148 | 0.14148 | 0.14148 | 0.14148 | 0.14148 | 0.14148 | 0.14148 | 0.14148 | 0.14148
F6_Commercial_School_Existing_Water Heating_Natural Gas_Water Heater_E2 | F6 | Commercial | School | Existing | Water Heating | Natural Gas | Water Heater | E2 | Utility - Value of Sales | 0.13973 | 0.13973 | 0.13973 | 0.13973 | 0.13973 | 0.13973 | 0.13973 | 0.13973 | 0.13973 | 0.13973 | 0.13973 | 0.13973 | 0.13973 | 0.13973 | 0.13973 | 0.13973 | 0.13973 | 0.13973 | 0.13973 | 0.13973 | 0.13973 | 0.13973 | 0.13973 | 0.13973 | 0.13973 | 0.13973 | 0.13973 | 0.13973 | 0.13973 | 0.13973 | 0.13973 | 0.13973 | 0.13973
F6_Commercial_School_Existing_Water Heating_Natural Gas_Water Heater_E3 | F6 | Commercial | School | Existing | Water Heating | Natural Gas | Water Heater | E3 | Utility - Value of Sales | 0.12861 | 0.12861 | 0.12861 | 0.12861 | 0.12861 | 0.12861 | 0.12861 | 0.12861 | 0.12861 | 0.12861 | 0.12861 | 0.12861 | 0.12861 | 0.12861 | 0.12861 | 0.12861 | 0.12861 | 0.12861 | 0.12861 | 0.12861 | 0.12861 | 0.12861 | 0.12861 | 0.12861 | 0.12861 | 0.12861 | 0.12861 | 0.12861 | 0.12861 | 0.12861 | 0.12861 | 0.12861 | 0.12861
F6_Commercial_School_Existing_Water Heating_Natural Gas_Water Heater_E4 | F6 | Commercial | School | Existing | Water Heating | Natural Gas | Water Heater | E4 | Utility - Value of Sales | 0.1204 | 0.1204 | 0.1204 | 0.1204 | 0.1204 | 0.1204 | 0.1204 | 0.1204 | 0.1204 | 0.1204 | 0.1204 | 0.1204 | 0.1204 | 0.1204 | 0.1204 | 0.1204 | 0.1204 | 0.1204 | 0.1204 | 0.1204 | 0.1204 | 0.1204 | 0.1204 | 0.1204 | 0.1204 | 0.1204 | 0.1204 | 0.1204 | 0.1204 | 0.1204 | 0.1204 | 0.1204 | 0.1204
F6_Commercial_School_Existing_Water Heating_Natural Gas_Water Heater_E5 | F6 | Commercial | School | Existing | Water Heating | Natural Gas | Water Heater | E5 | Utility - Value of Sales | 0.1179 | 0.1179 | 0.1179 | 0.1179 | 0.1179 | 0.1179 | 0.1179 | 0.1179 | 0.1179 | 0.1179 | 0.1179 | 0.1179 | 0.1179 | 0.1179 | 0.1179 | 0.1179 | 0.1179 | 0.1179 | 0.1179 | 0.1179 | 0.1179 | 0.1179 | 0.1179 | 0.1179 | 0.1179 | 0.1179 | 0.1179 | 0.1179 | 0.1179 | 0.1179 | 0.1179 | 0.1179 | 0.1179
F6_Commercial_School_Existing_Water Heating_Natural Gas_Water Heater_E6 | F6 | Commercial | School | Existing | Water Heating | Natural Gas | Water Heater | E6 | Utility - Value of Sales | 0.11549 | 0.11549 | 0.11549 | 0.11549 | 0.11549 | 0.11549 | 0.11549 | 0.11549 | 0.11549 | 0.11549 | 0.11549 | 0.11549 | 0.11549 | 0.11549 | 0.11549 | 0.11549 | 0.11549 | 0.11549 | 0.11549 | 0.11549 | 0.11549 | 0.11549 | 0.11549 | 0.11549 | 0.11549 | 0.11549 | 0.11549 | 0.11549 | 0.11549 | 0.11549 | 0.11549 | 0.11549 | 0.11549
F6_Commercial_School_Existing_Water Heating_Natural Gas_Water Heater_E7 | F6 | Commercial | School | Existing | Water Heating | Natural Gas | Water Heater | E7 | Utility - Value of Sales | 0.10677 | 0.10677 | 0.10677 | 0.10677 | 0.10677 | 0.10677 | 0.10677 | 0.10677 | 0.10677 | 0.10677 | 0.10677 | 0.10677 | 0.10677 | 0.10677 | 0.10677 | 0.10677 | 0.10677 | 0.10677 | 0.10677 | 0.10677 | 0.10677 | 0.10677 | 0.10677 | 0.10677 | 0.10677 | 0.10677 | 0.10677 | 0.10677 | 0.10677 | 0.10677 | 0.10677 | 0.10677 | 0.10677
F6_Commercial_School_Existing_Water Heating_Natural Gas_Water Heater_E8 | F6 | Commercial | School | Existing | Water Heating | Natural Gas | Water Heater | E8 | Utility - Value of Sales | 0 | 0 | 0 | 0 | 0 | 0 | 0 | 0 | 0 | 0 | 0 | 0 | 0 | 0 | 0 | 0 | 0 | 0 | 0 | 0 | 0 | 0 | 0 | 0 | 0 | 0 | 0 | 0 | 0 | 0 | 0 | 0 | 0
F6_Commercial_School_Existing_Water Heating_Natural Gas_Water Heater_E9 | F6 | Commercial | School | Existing | Water Heating | Natural Gas | Water Heater | E9 | Utility - Value of Sales | 0 | 0 | 0 | 0 | 0 | 0 | 0 | 0 | 0 | 0 | 0 | 0 | 0 | 0 | 0 | 0 | 0 | 0 | 0 | 0 | 0 | 0 | 0 | 0 | 0 | 0 | 0 | 0 | 0 | 0 | 0 | 0 | 0
F6_Commercial_School_Existing_Water Heating_Natural Gas_Water Heater_E10 | F6 | Commercial | School | Existing | Water Heating | Natural Gas | Water Heater | E10 | Utility - Value of Sales | 0 | 0 | 0 | 0 | 0 | 0 | 0 | 0 | 0 | 0 | 0 | 0 | 0 | 0 | 0 | 0 | 0 | 0 | 0 | 0 | 0 | 0 | 0 | 0 | 0 | 0 | 0 | 0 | 0 | 0 | 0 | 0 | 0
F1_Commercial_School_Existing_Food Preparation_Natural Gas_Oven_E1 | F1 | Commercial | School | Existing | Food Preparation | Natural Gas | Oven | E1 | RVT - Cost of Equipment | 0.029643 | 0.029869 | 0.030121 | 0.030399 | 0.030715 | 0.031082 | 0.031379 | 0.031664 | 0.031953 | 0.032255 | 0.032542 | 0.032806 | 0.033076 | 0.03336 | 0.033673 | 0.033979 | 0.034304 | 0.034646 | 0.035004 | 0.035369 | 0.035735 | 0.036079 | 0.03639 | 0.036664 | 0.036901 | 0.037105 | 0.037246 | 0.037352 | 0.037443 | 0.037521 | 0.037598 | 0.037632 | 0.037632
F1_Commercial_School_Existing_Food Preparation_Natural Gas_Oven_E2 | F1 | Commercial | School | Existing | Food Preparation | Natural Gas | Oven | E2 | RVT - Cost of Equipment | 0.025755 | 0.025952 | 0.026171 | 0.026412 | 0.026687 | 0.027005 | 0.027264 | 0.027511 | 0.027763 | 0.028025 | 0.028275 | 0.028504 | 0.028738 | 0.028985 | 0.029257 | 0.029523 | 0.029805 | 0.030103 | 0.030413 | 0.03073 | 0.031049 | 0.031348 | 0.031617 | 0.031856 | 0.032062 | 0.032239 | 0.032362 | 0.032453 | 0.032533 | 0.0326 | 0.032667 | 0.032697 | 0.032697
F1_Commercial_School_Existing_Food Preparation_Natural Gas_Oven_E3 | F1 | Commercial | School | Existing | Food Preparation | Natural Gas | Oven | E3 | RVT - Cost of Equipment | 0 | 0 | 0 | 0 | 0 | 0 | 0 | 0 | 0 | 0 | 0 | 0 | 0 | 0 | 0 | 0 | 0 | 0 | 0 | 0 | 0 | 0 | 0 | 0 | 0 | 0 | 0 | 0 | 0 | 0 | 0 | 0 | 0
F1_Commercial_School_Existing_Food Preparation_Natural Gas_Oven_E4 | F1 | Commercial | School | Existing | Food Preparation | Natural Gas | Oven | E4 | RVT - Cost of Equipment | 0 | 0 | 0 | 0 | 0 | 0 | 0 | 0 | 0 | 0 | 0 | 0 | 0 | 0 | 0 | 0 | 0 | 0 | 0 | 0 | 0 | 0 | 0 | 0 | 0 | 0 | 0 | 0 | 0 | 0 | 0 | 0 | 0
F1_Commercial_School_Existing_Food Preparation_Natural Gas_Oven_E5 | F1 | Commercial | School | Existing | Food Preparation | Natural Gas | Oven | E5 | RVT - Cost of Equipment | 0 | 0 | 0 | 0 | 0 | 0 | 0 | 0 | 0 | 0 | 0 | 0 | 0 | 0 | 0 | 0 | 0 | 0 | 0 | 0 | 0 | 0 | 0 | 0 | 0 | 0 | 0 | 0 | 0 | 0 | 0 | 0 | 0
F1_Commercial_School_Existing_Food Preparation_Natural Gas_Oven_E6 | F1 | Commercial | School | Existing | Food Preparation | Natural Gas | Oven | E6 | RVT - Cost of Equipment | 0 | 0 | 0 | 0 | 0 | 0 | 0 | 0 | 0 | 0 | 0 | 0 | 0 | 0 | 0 | 0 | 0 | 0 | 0 | 0 | 0 | 0 | 0 | 0 | 0 | 0 | 0 | 0 | 0 | 0 | 0 | 0 | 0
F1_Commercial_School_Existing_Food Preparation_Natural Gas_Oven_E7 | F1 | Commercial | School | Existing | Food Preparation | Natural Gas | Oven | E7 | RVT - Cost of Equipment | 0 | 0 | 0 | 0 | 0 | 0 | 0 | 0 | 0 | 0 | 0 | 0 | 0 | 0 | 0 | 0 | 0 | 0 | 0 | 0 | 0 | 0 | 0 | 0 | 0 | 0 | 0 | 0 | 0 | 0 | 0 | 0 | 0
F1_Commercial_School_Existing_Food Preparation_Natural Gas_Oven_E8 | F1 | Commercial | School | Existing | Food Preparation | Natural Gas | Oven | E8 | RVT - Cost of Equipment | 0 | 0 | 0 | 0 | 0 | 0 | 0 | 0 | 0 | 0 | 0 | 0 | 0 | 0 | 0 | 0 | 0 | 0 | 0 | 0 | 0 | 0 | 0 | 0 | 0 | 0 | 0 | 0 | 0 | 0 | 0 | 0 | 0
F1_Commercial_School_Existing_Food Preparation_Natural Gas_Oven_E9 | F1 | Commercial | School | Existing | Food Preparation | Natural Gas | Oven | E9 | RVT - Cost of Equipment | 0 | 0 | 0 | 0 | 0 | 0 | 0 | 0 | 0 | 0 | 0 | 0 | 0 | 0 | 0 | 0 | 0 | 0 | 0 | 0 | 0 | 0 | 0 | 0 | 0 | 0 | 0 | 0 | 0 | 0 | 0 | 0 | 0
F1_Commercial_School_Existing_Food Preparation_Natural Gas_Oven_E10 | F1 | Commercial | School | Existing | Food Preparation | Natural Gas | Oven | E10 | RVT - Cost of Equipment | 0 | 0 | 0 | 0 | 0 | 0 | 0 | 0 | 0 | 0 | 0 | 0 | 0 | 0 | 0 | 0 | 0 | 0 | 0 | 0 | 0 | 0 | 0 | 0 | 0 | 0 | 0 | 0 | 0 | 0 | 0 | 0 | 0
F2_Commercial_School_Existing_Food Preparation_Natural Gas_Oven_E1 | F2 | Commercial | School | Existing | Food Preparation | Natural Gas | Oven | E1 | RVT - Cost of Operation | 0.035514 | 0.035785 | 0.036087 | 0.03642 | 0.036799 | 0.037238 | 0.037594 | 0.037935 | 0.038282 | 0.038643 | 0.038988 | 0.039304 | 0.039628 | 0.039967 | 0.040342 | 0.040709 | 0.041098 | 0.041508 | 0.041937 | 0.042374 | 0.042813 | 0.043225 | 0.043597 | 0.043926 | 0.04421 | 0.044454 | 0.044624 | 0.04475 | 0.044859 | 0.044952 | 0.045045 | 0.045086 | 0.045086
F2_Commercial_School_Existing_Food Preparation_Natural Gas_Oven_E2 | F2 | Commercial | School | Existing | Food Preparation | Natural Gas | Oven | E2 | RVT - Cost of Operation | 0.030857 | 0.031092 | 0.031355 | 0.031644 | 0.031973 | 0.032354 | 0.032664 | 0.03296 | 0.033262 | 0.033575 | 0.033875 | 0.03415 | 0.034431 | 0.034726 | 0.035052 | 0.03537 | 0.035708 | 0.036065 | 0.036437 | 0.036817 | 0.037199 | 0.037557 | 0.03788 | 0.038165 | 0.038412 | 0.038624 | 0.038772 | 0.038881 | 0.038976 | 0.039057 | 0.039137 | 0.039173 | 0.039173
F2_Commercial_School_Existing_Food Preparation_Natural Gas_Oven_E3 | F2 | Commercial | School | Existing | Food Preparation | Natural Gas | Oven | E3 | RVT - Cost of Operation | 0 | 0 | 0 | 0 | 0 | 0 | 0 | 0 | 0 | 0 | 0 | 0 | 0 | 0 | 0 | 0 | 0 | 0 | 0 | 0 | 0 | 0 | 0 | 0 | 0 | 0 | 0 | 0 | 0 | 0 | 0 | 0 | 0
F2_Commercial_School_Existing_Food Preparation_Natural Gas_Oven_E4 | F2 | Commercial | School | Existing | Food Preparation | Natural Gas | Oven | E4 | RVT - Cost of Operation | 0 | 0 | 0 | 0 | 0 | 0 | 0 | 0 | 0 | 0 | 0 | 0 | 0 | 0 | 0 | 0 | 0 | 0 | 0 | 0 | 0 | 0 | 0 | 0 | 0 | 0 | 0 | 0 | 0 | 0 | 0 | 0 | 0
F2_Commercial_School_Existing_Food Preparation_Natural Gas_Oven_E5 | F2 | Commercial | School | Existing | Food Preparation | Natural Gas | Oven | E5 | RVT - Cost of Operation | 0 | 0 | 0 | 0 | 0 | 0 | 0 | 0 | 0 | 0 | 0 | 0 | 0 | 0 | 0 | 0 | 0 | 0 | 0 | 0 | 0 | 0 | 0 | 0 | 0 | 0 | 0 | 0 | 0 | 0 | 0 | 0 | 0
F2_Commercial_School_Existing_Food Preparation_Natural Gas_Oven_E6 | F2 | Commercial | School | Existing | Food Preparation | Natural Gas | Oven | E6 | RVT - Cost of Operation | 0 | 0 | 0 | 0 | 0 | 0 | 0 | 0 | 0 | 0 | 0 | 0 | 0 | 0 | 0 | 0 | 0 | 0 | 0 | 0 | 0 | 0 | 0 | 0 | 0 | 0 | 0 | 0 | 0 | 0 | 0 | 0 | 0
F2_Commercial_School_Existing_Food Preparation_Natural Gas_Oven_E7 | F2 | Commercial | School | Existing | Food Preparation | Natural Gas | Oven | E7 | RVT - Cost of Operation | 0 | 0 | 0 | 0 | 0 | 0 | 0 | 0 | 0 | 0 | 0 | 0 | 0 | 0 | 0 | 0 | 0 | 0 | 0 | 0 | 0 | 0 | 0 | 0 | 0 | 0 | 0 | 0 | 0 | 0 | 0 | 0 | 0
F2_Commercial_School_Existing_Food Preparation_Natural Gas_Oven_E8 | F2 | Commercial | School | Existing | Food Preparation | Natural Gas | Oven | E8 | RVT - Cost of Operation | 0 | 0 | 0 | 0 | 0 | 0 | 0 | 0 | 0 | 0 | 0 | 0 | 0 | 0 | 0 | 0 | 0 | 0 | 0 | 0 | 0 | 0 | 0 | 0 | 0 | 0 | 0 | 0 | 0 | 0 | 0 | 0 | 0
F2_Commercial_School_Existing_Food Preparation_Natural Gas_Oven_E9 | F2 | Commercial | School | Existing | Food Preparation | Natural Gas | Oven | E9 | RVT - Cost of Operation | 0 | 0 | 0 | 0 | 0 | 0 | 0 | 0 | 0 | 0 | 0 | 0 | 0 | 0 | 0 | 0 | 0 | 0 | 0 | 0 | 0 | 0 | 0 | 0 | 0 | 0 | 0 | 0 | 0 | 0 | 0 | 0 | 0
F2_Commercial_School_Existing_Food Preparation_Natural Gas_Oven_E10 | F2 | Commercial | School | Existing | Food Preparation | Natural Gas | Oven | E10 | RVT - Cost of Operation | 0 | 0 | 0 | 0 | 0 | 0 | 0 | 0 | 0 | 0 | 0 | 0 | 0 | 0 | 0 | 0 | 0 | 0 | 0 | 0 | 0 | 0 | 0 | 0 | 0 | 0 | 0 | 0 | 0 | 0 | 0 | 0 | 0
F3_Commercial_School_Existing_Food Preparation_Natural Gas_Oven_E1 | F3 | Commercial | School | Existing | Food Preparation | Natural Gas | Oven | E1 | System - kBTUs of Consumption | 0.022798 | 0.022798 | 0.022798 | 0.022798 | 0.022798 | 0.022798 | 0.022798 | 0.022798 | 0.022798 | 0.022798 | 0.022798 | 0.022798 | 0.022798 | 0.022798 | 0.022798 | 0.022798 | 0.022798 | 0.022798 | 0.022798 | 0.022798 | 0.022798 | 0.022798 | 0.022798 | 0.022798 | 0.022798 | 0.022798 | 0.022798 | 0.022798 | 0.022798 | 0.022798 | 0.022798 | 0.022798 | 0.022798
F3_Commercial_School_Existing_Food Preparation_Natural Gas_Oven_E2 | F3 | Commercial | School | Existing | Food Preparation | Natural Gas | Oven | E2 | System - kBTUs of Consumption | 0.024016 | 0.024016 | 0.024016 | 0.024016 | 0.024016 | 0.024016 | 0.024016 | 0.024016 | 0.024016 | 0.024016 | 0.024016 | 0.024016 | 0.024016 | 0.024016 | 0.024016 | 0.024016 | 0.024016 | 0.024016 | 0.024016 | 0.024016 | 0.024016 | 0.024016 | 0.024016 | 0.024016 | 0.024016 | 0.024016 | 0.024016 | 0.024016 | 0.024016 | 0.024016 | 0.024016 | 0.024016 | 0.024016
F3_Commercial_School_Existing_Food Preparation_Natural Gas_Oven_E3 | F3 | Commercial | School | Existing | Food Preparation | Natural Gas | Oven | E3 | System - kBTUs of Consumption | 0 | 0 | 0 | 0 | 0 | 0 | 0 | 0 | 0 | 0 | 0 | 0 | 0 | 0 | 0 | 0 | 0 | 0 | 0 | 0 | 0 | 0 | 0 | 0 | 0 | 0 | 0 | 0 | 0 | 0 | 0 | 0 | 0
F3_Commercial_School_Existing_Food Preparation_Natural Gas_Oven_E4 | F3 | Commercial | School | Existing | Food Preparation | Natural Gas | Oven | E4 | System - kBTUs of Consumption | 0 | 0 | 0 | 0 | 0 | 0 | 0 | 0 | 0 | 0 | 0 | 0 | 0 | 0 | 0 | 0 | 0 | 0 | 0 | 0 | 0 | 0 | 0 | 0 | 0 | 0 | 0 | 0 | 0 | 0 | 0 | 0 | 0
F3_Commercial_School_Existing_Food Preparation_Natural Gas_Oven_E5 | F3 | Commercial | School | Existing | Food Preparation | Natural Gas | Oven | E5 | System - kBTUs of Consumption | 0 | 0 | 0 | 0 | 0 | 0 | 0 | 0 | 0 | 0 | 0 | 0 | 0 | 0 | 0 | 0 | 0 | 0 | 0 | 0 | 0 | 0 | 0 | 0 | 0 | 0 | 0 | 0 | 0 | 0 | 0 | 0 | 0
F3_Commercial_School_Existing_Food Preparation_Natural Gas_Oven_E6 | F3 | Commercial | School | Existing | Food Preparation | Natural Gas | Oven | E6 | System - kBTUs of Consumption | 0 | 0 | 0 | 0 | 0 | 0 | 0 | 0 | 0 | 0 | 0 | 0 | 0 | 0 | 0 | 0 | 0 | 0 | 0 | 0 | 0 | 0 | 0 | 0 | 0 | 0 | 0 | 0 | 0 | 0 | 0 | 0 | 0
F3_Commercial_School_Existing_Food Preparation_Natural Gas_Oven_E7 | F3 | Commercial | School | Existing | Food Preparation | Natural Gas | Oven | E7 | System - kBTUs of Consumption | 0 | 0 | 0 | 0 | 0 | 0 | 0 | 0 | 0 | 0 | 0 | 0 | 0 | 0 | 0 | 0 | 0 | 0 | 0 | 0 | 0 | 0 | 0 | 0 | 0 | 0 | 0 | 0 | 0 | 0 | 0 | 0 | 0
F3_Commercial_School_Existing_Food Preparation_Natural Gas_Oven_E8 | F3 | Commercial | School | Existing | Food Preparation | Natural Gas | Oven | E8 | System - kBTUs of Consumption | 0 | 0 | 0 | 0 | 0 | 0 | 0 | 0 | 0 | 0 | 0 | 0 | 0 | 0 | 0 | 0 | 0 | 0 | 0 | 0 | 0 | 0 | 0 | 0 | 0 | 0 | 0 | 0 | 0 | 0 | 0 | 0 | 0
F3_Commercial_School_Existing_Food Preparation_Natural Gas_Oven_E9 | F3 | Commercial | School | Existing | Food Preparation | Natural Gas | Oven | E9 | System - kBTUs of Consumption | 0 | 0 | 0 | 0 | 0 | 0 | 0 | 0 | 0 | 0 | 0 | 0 | 0 | 0 | 0 | 0 | 0 | 0 | 0 | 0 | 0 | 0 | 0 | 0 | 0 | 0 | 0 | 0 | 0 | 0 | 0 | 0 | 0
F3_Commercial_School_Existing_Food Preparation_Natural Gas_Oven_E10 | F3 | Commercial | School | Existing | Food Preparation | Natural Gas | Oven | E10 | System - kBTUs of Consumption | 0 | 0 | 0 | 0 | 0 | 0 | 0 | 0 | 0 | 0 | 0 | 0 | 0 | 0 | 0 | 0 | 0 | 0 | 0 | 0 | 0 | 0 | 0 | 0 | 0 | 0 | 0 | 0 | 0 | 0 | 0 | 0 | 0
F4_Commercial_School_Existing_Food Preparation_Natural Gas_Oven_E1 | F4 | Commercial | School | Existing | Food Preparation | Natural Gas | Oven | E1 | Utility - Cost of Equipment | 0.035514 | 0.035785 | 0.036087 | 0.03642 | 0.036799 | 0.037238 | 0.037594 | 0.037935 | 0.038282 | 0.038643 | 0.038988 | 0.039304 | 0.039628 | 0.039967 | 0.040342 | 0.040709 | 0.041098 | 0.041508 | 0.041937 | 0.042374 | 0.042813 | 0.043225 | 0.043597 | 0.043926 | 0.04421 | 0.044454 | 0.044624 | 0.04475 | 0.044859 | 0.044952 | 0.045045 | 0.045086 | 0.045086
F4_Commercial_School_Existing_Food Preparation_Natural Gas_Oven_E2 | F4 | Commercial | School | Existing | Food Preparation | Natural Gas | Oven | E2 | Utility - Cost of Equipment | 0.030857 | 0.031092 | 0.031355 | 0.031644 | 0.031973 | 0.032354 | 0.032664 | 0.03296 | 0.033262 | 0.033575 | 0.033875 | 0.03415 | 0.034431 | 0.034726 | 0.035052 | 0.03537 | 0.035708 | 0.036065 | 0.036437 | 0.036817 | 0.037199 | 0.037557 | 0.03788 | 0.038165 | 0.038412 | 0.038624 | 0.038772 | 0.038881 | 0.038976 | 0.039057 | 0.039137 | 0.039173 | 0.039173
F4_Commercial_School_Existing_Food Preparation_Natural Gas_Oven_E3 | F4 | Commercial | School | Existing | Food Preparation | Natural Gas | Oven | E3 | Utility - Cost of Equipment | 0 | 0 | 0 | 0 | 0 | 0 | 0 | 0 | 0 | 0 | 0 | 0 | 0 | 0 | 0 | 0 | 0 | 0 | 0 | 0 | 0 | 0 | 0 | 0 | 0 | 0 | 0 | 0 | 0 | 0 | 0 | 0 | 0
F4_Commercial_School_Existing_Food Preparation_Natural Gas_Oven_E4 | F4 | Commercial | School | Existing | Food Preparation | Natural Gas | Oven | E4 | Utility - Cost of Equipment | 0 | 0 | 0 | 0 | 0 | 0 | 0 | 0 | 0 | 0 | 0 | 0 | 0 | 0 | 0 | 0 | 0 | 0 | 0 | 0 | 0 | 0 | 0 | 0 | 0 | 0 | 0 | 0 | 0 | 0 | 0 | 0 | 0
F4_Commercial_School_Existing_Food Preparation_Natural Gas_Oven_E5 | F4 | Commercial | School | Existing | Food Preparation | Natural Gas | Oven | E5 | Utility - Cost of Equipment | 0 | 0 | 0 | 0 | 0 | 0 | 0 | 0 | 0 | 0 | 0 | 0 | 0 | 0 | 0 | 0 | 0 | 0 | 0 | 0 | 0 | 0 | 0 | 0 | 0 | 0 | 0 | 0 | 0 | 0 | 0 | 0 | 0
F4_Commercial_School_Existing_Food Preparation_Natural Gas_Oven_E6 | F4 | Commercial | School | Existing | Food Preparation | Natural Gas | Oven | E6 | Utility - Cost of Equipment | 0 | 0 | 0 | 0 | 0 | 0 | 0 | 0 | 0 | 0 | 0 | 0 | 0 | 0 | 0 | 0 | 0 | 0 | 0 | 0 | 0 | 0 | 0 | 0 | 0 | 0 | 0 | 0 | 0 | 0 | 0 | 0 | 0
F4_Commercial_School_Existing_Food Preparation_Natural Gas_Oven_E7 | F4 | Commercial | School | Existing | Food Preparation | Natural Gas | Oven | E7 | Utility - Cost of Equipment | 0 | 0 | 0 | 0 | 0 | 0 | 0 | 0 | 0 | 0 | 0 | 0 | 0 | 0 | 0 | 0 | 0 | 0 | 0 | 0 | 0 | 0 | 0 | 0 | 0 | 0 | 0 | 0 | 0 | 0 | 0 | 0 | 0
F4_Commercial_School_Existing_Food Preparation_Natural Gas_Oven_E8 | F4 | Commercial | School | Existing | Food Preparation | Natural Gas | Oven | E8 | Utility - Cost of Equipment | 0 | 0 | 0 | 0 | 0 | 0 | 0 | 0 | 0 | 0 | 0 | 0 | 0 | 0 | 0 | 0 | 0 | 0 | 0 | 0 | 0 | 0 | 0 | 0 | 0 | 0 | 0 | 0 | 0 | 0 | 0 | 0 | 0
F4_Commercial_School_Existing_Food Preparation_Natural Gas_Oven_E9 | F4 | Commercial | School | Existing | Food Preparation | Natural Gas | Oven | E9 | Utility - Cost of Equipment | 0 | 0 | 0 | 0 | 0 | 0 | 0 | 0 | 0 | 0 | 0 | 0 | 0 | 0 | 0 | 0 | 0 | 0 | 0 | 0 | 0 | 0 | 0 | 0 | 0 | 0 | 0 | 0 | 0 | 0 | 0 | 0 | 0
F4_Commercial_School_Existing_Food Preparation_Natural Gas_Oven_E10 | F4 | Commercial | School | Existing | Food Preparation | Natural Gas | Oven | E10 | Utility - Cost of Equipment | 0 | 0 | 0 | 0 | 0 | 0 | 0 | 0 | 0 | 0 | 0 | 0 | 0 | 0 | 0 | 0 | 0 | 0 | 0 | 0 | 0 | 0 | 0 | 0 | 0 | 0 | 0 | 0 | 0 | 0 | 0 | 0 | 0
F5_Commercial_School_Existing_Food Preparation_Natural Gas_Oven_E1 | F5 | Commercial | School | Existing | Food Preparation | Natural Gas | Oven | E1 | Utility - Cost of Operation | 0.022798 | 0.022798 | 0.022798 | 0.022798 | 0.022798 | 0.022798 | 0.022798 | 0.022798 | 0.022798 | 0.022798 | 0.022798 | 0.022798 | 0.022798 | 0.022798 | 0.022798 | 0.022798 | 0.022798 | 0.022798 | 0.022798 | 0.022798 | 0.022798 | 0.022798 | 0.022798 | 0.022798 | 0.022798 | 0.022798 | 0.022798 | 0.022798 | 0.022798 | 0.022798 | 0.022798 | 0.022798 | 0.022798
F5_Commercial_School_Existing_Food Preparation_Natural Gas_Oven_E2 | F5 | Commercial | School | Existing | Food Preparation | Natural Gas | Oven | E2 | Utility - Cost of Operation | 0.024016 | 0.024016 | 0.024016 | 0.024016 | 0.024016 | 0.024016 | 0.024016 | 0.024016 | 0.024016 | 0.024016 | 0.024016 | 0.024016 | 0.024016 | 0.024016 | 0.024016 | 0.024016 | 0.024016 | 0.024016 | 0.024016 | 0.024016 | 0.024016 | 0.024016 | 0.024016 | 0.024016 | 0.024016 | 0.024016 | 0.024016 | 0.024016 | 0.024016 | 0.024016 | 0.024016 | 0.024016 | 0.024016
F5_Commercial_School_Existing_Food Preparation_Natural Gas_Oven_E3 | F5 | Commercial | School | Existing | Food Preparation | Natural Gas | Oven | E3 | Utility - Cost of Operation | 0 | 0 | 0 | 0 | 0 | 0 | 0 | 0 | 0 | 0 | 0 | 0 | 0 | 0 | 0 | 0 | 0 | 0 | 0 | 0 | 0 | 0 | 0 | 0 | 0 | 0 | 0 | 0 | 0 | 0 | 0 | 0 | 0
F5_Commercial_School_Existing_Food Preparation_Natural Gas_Oven_E4 | F5 | Commercial | School | Existing | Food Preparation | Natural Gas | Oven | E4 | Utility - Cost of Operation | 0 | 0 | 0 | 0 | 0 | 0 | 0 | 0 | 0 | 0 | 0 | 0 | 0 | 0 | 0 | 0 | 0 | 0 | 0 | 0 | 0 | 0 | 0 | 0 | 0 | 0 | 0 | 0 | 0 | 0 | 0 | 0 | 0
F5_Commercial_School_Existing_Food Preparation_Natural Gas_Oven_E5 | F5 | Commercial | School | Existing | Food Preparation | Natural Gas | Oven | E5 | Utility - Cost of Operation | 0 | 0 | 0 | 0 | 0 | 0 | 0 | 0 | 0 | 0 | 0 | 0 | 0 | 0 | 0 | 0 | 0 | 0 | 0 | 0 | 0 | 0 | 0 | 0 | 0 | 0 | 0 | 0 | 0 | 0 | 0 | 0 | 0
F5_Commercial_School_Existing_Food Preparation_Natural Gas_Oven_E6 | F5 | Commercial | School | Existing | Food Preparation | Natural Gas | Oven | E6 | Utility - Cost of Operation | 0 | 0 | 0 | 0 | 0 | 0 | 0 | 0 | 0 | 0 | 0 | 0 | 0 | 0 | 0 | 0 | 0 | 0 | 0 | 0 | 0 | 0 | 0 | 0 | 0 | 0 | 0 | 0 | 0 | 0 | 0 | 0 | 0
F5_Commercial_School_Existing_Food Preparation_Natural Gas_Oven_E7 | F5 | Commercial | School | Existing | Food Preparation | Natural Gas | Oven | E7 | Utility - Cost of Operation | 0 | 0 | 0 | 0 | 0 | 0 | 0 | 0 | 0 | 0 | 0 | 0 | 0 | 0 | 0 | 0 | 0 | 0 | 0 | 0 | 0 | 0 | 0 | 0 | 0 | 0 | 0 | 0 | 0 | 0 | 0 | 0 | 0
F5_Commercial_School_Existing_Food Preparation_Natural Gas_Oven_E8 | F5 | Commercial | School | Existing | Food Preparation | Natural Gas | Oven | E8 | Utility - Cost of Operation | 0 | 0 | 0 | 0 | 0 | 0 | 0 | 0 | 0 | 0 | 0 | 0 | 0 | 0 | 0 | 0 | 0 | 0 | 0 | 0 | 0 | 0 | 0 | 0 | 0 | 0 | 0 | 0 | 0 | 0 | 0 | 0 | 0
F5_Commercial_School_Existing_Food Preparation_Natural Gas_Oven_E9 | F5 | Commercial | School | Existing | Food Preparation | Natural Gas | Oven | E9 | Utility - Cost of Operation | 0 | 0 | 0 | 0 | 0 | 0 | 0 | 0 | 0 | 0 | 0 | 0 | 0 | 0 | 0 | 0 | 0 | 0 | 0 | 0 | 0 | 0 | 0 | 0 | 0 | 0 | 0 | 0 | 0 | 0 | 0 | 0 | 0
F5_Commercial_School_Existing_Food Preparation_Natural Gas_Oven_E10 | F5 | Commercial | School | Existing | Food Preparation | Natural Gas | Oven | E10 | Utility - Cost of Operation | 0 | 0 | 0 | 0 | 0 | 0 | 0 | 0 | 0 | 0 | 0 | 0 | 0 | 0 | 0 | 0 | 0 | 0 | 0 | 0 | 0 | 0 | 0 | 0 | 0 | 0 | 0 | 0 | 0 | 0 | 0 | 0 | 0
F6_Commercial_School_Existing_Food Preparation_Natural Gas_Oven_E1 | F6 | Commercial | School | Existing | Food Preparation | Natural Gas | Oven | E1 | Utility - Value of Sales | 0.021033 | 0.021033 | 0.021033 | 0.021033 | 0.021033 | 0.021033 | 0.021033 | 0.021033 | 0.021033 | 0.021033 | 0.021033 | 0.021033 | 0.021033 | 0.021033 | 0.021033 | 0.021033 | 0.021033 | 0.021033 | 0.021033 | 0.021033 | 0.021033 | 0.021033 | 0.021033 | 0.021033 | 0.021033 | 0.021033 | 0.021033 | 0.021033 | 0.021033 | 0.021033 | 0.021033 | 0.021033 | 0.021033
F6_Commercial_School_Existing_Food Preparation_Natural Gas_Oven_E2 | F6 | Commercial | School | Existing | Food Preparation | Natural Gas | Oven | E2 | Utility - Value of Sales | 0.018275 | 0.018275 | 0.018275 | 0.018275 | 0.018275 | 0.018275 | 0.018275 | 0.018275 | 0.018275 | 0.018275 | 0.018275 | 0.018275 | 0.018275 | 0.018275 | 0.018275 | 0.018275 | 0.018275 | 0.018275 | 0.018275 | 0.018275 | 0.018275 | 0.018275 | 0.018275 | 0.018275 | 0.018275 | 0.018275 | 0.018275 | 0.018275 | 0.018275 | 0.018275 | 0.018275 | 0.018275 | 0.018275
F6_Commercial_School_Existing_Food Preparation_Natural Gas_Oven_E3 | F6 | Commercial | School | Existing | Food Preparation | Natural Gas | Oven | E3 | Utility - Value of Sales | 0 | 0 | 0 | 0 | 0 | 0 | 0 | 0 | 0 | 0 | 0 | 0 | 0 | 0 | 0 | 0 | 0 | 0 | 0 | 0 | 0 | 0 | 0 | 0 | 0 | 0 | 0 | 0 | 0 | 0 | 0 | 0 | 0
F6_Commercial_School_Existing_Food Preparation_Natural Gas_Oven_E4 | F6 | Commercial | School | Existing | Food Preparation | Natural Gas | Oven | E4 | Utility - Value of Sales | 0 | 0 | 0 | 0 | 0 | 0 | 0 | 0 | 0 | 0 | 0 | 0 | 0 | 0 | 0 | 0 | 0 | 0 | 0 | 0 | 0 | 0 | 0 | 0 | 0 | 0 | 0 | 0 | 0 | 0 | 0 | 0 | 0
F6_Commercial_School_Existing_Food Preparation_Natural Gas_Oven_E5 | F6 | Commercial | School | Existing | Food Preparation | Natural Gas | Oven | E5 | Utility - Value of Sales | 0 | 0 | 0 | 0 | 0 | 0 | 0 | 0 | 0 | 0 | 0 | 0 | 0 | 0 | 0 | 0 | 0 | 0 | 0 | 0 | 0 | 0 | 0 | 0 | 0 | 0 | 0 | 0 | 0 | 0 | 0 | 0 | 0
F6_Commercial_School_Existing_Food Preparation_Natural Gas_Oven_E6 | F6 | Commercial | School | Existing | Food Preparation | Natural Gas | Oven | E6 | Utility - Value of Sales | 0 | 0 | 0 | 0 | 0 | 0 | 0 | 0 | 0 | 0 | 0 | 0 | 0 | 0 | 0 | 0 | 0 | 0 | 0 | 0 | 0 | 0 | 0 | 0 | 0 | 0 | 0 | 0 | 0 | 0 | 0 | 0 | 0
F6_Commercial_School_Existing_Food Preparation_Natural Gas_Oven_E7 | F6 | Commercial | School | Existing | Food Preparation | Natural Gas | Oven | E7 | Utility - Value of Sales | 0 | 0 | 0 | 0 | 0 | 0 | 0 | 0 | 0 | 0 | 0 | 0 | 0 | 0 | 0 | 0 | 0 | 0 | 0 | 0 | 0 | 0 | 0 | 0 | 0 | 0 | 0 | 0 | 0 | 0 | 0 | 0 | 0
F6_Commercial_School_Existing_Food Preparation_Natural Gas_Oven_E8 | F6 | Commercial | School | Existing | Food Preparation | Natural Gas | Oven | E8 | Utility - Value of Sales | 0 | 0 | 0 | 0 | 0 | 0 | 0 | 0 | 0 | 0 | 0 | 0 | 0 | 0 | 0 | 0 | 0 | 0 | 0 | 0 | 0 | 0 | 0 | 0 | 0 | 0 | 0 | 0 | 0 | 0 | 0 | 0 | 0
F6_Commercial_School_Existing_Food Preparation_Natural Gas_Oven_E9 | F6 | Commercial | School | Existing | Food Preparation | Natural Gas | Oven | E9 | Utility - Value of Sales | 0 | 0 | 0 | 0 | 0 | 0 | 0 | 0 | 0 | 0 | 0 | 0 | 0 | 0 | 0 | 0 | 0 | 0 | 0 | 0 | 0 | 0 | 0 | 0 | 0 | 0 | 0 | 0 | 0 | 0 | 0 | 0 | 0
F6_Commercial_School_Existing_Food Preparation_Natural Gas_Oven_E10 | F6 | Commercial | School | Existing | Food Preparation | Natural Gas | Oven | E10 | Utility - Value of Sales | 0 | 0 | 0 | 0 | 0 | 0 | 0 | 0 | 0 | 0 | 0 | 0 | 0 | 0 | 0 | 0 | 0 | 0 | 0 | 0 | 0 | 0 | 0 | 0 | 0 | 0 | 0 | 0 | 0 | 0 | 0 | 0 | 0
F1_Commercial_School_Existing_Food Preparation_Natural Gas_Conveyor Oven_E1 | F1 | Commercial | School | Existing | Food Preparation | Natural Gas | Conveyor Oven | E1 | RVT - Cost of Equipment | 0.055628 | 0.056033 | 0.056473 | 0.056956 | 0.057509 | 0.058149 | 0.058713 | 0.059282 | 0.059871 | 0.060484 | 0.061073 | 0.061617 | 0.06215 | 0.062682 | 0.063238 | 0.063767 | 0.064313 | 0.064871 | 0.065433 | 0.065992 | 0.06654 | 0.067042 | 0.067489 | 0.067884 | 0.068225 | 0.068519 | 0.068723 | 0.068874 | 0.069006 | 0.069118 | 0.069229 | 0.069278 | 0.069278
F1_Commercial_School_Existing_Food Preparation_Natural Gas_Conveyor Oven_E2 | F1 | Commercial | School | Existing | Food Preparation | Natural Gas | Conveyor Oven | E2 | RVT - Cost of Equipment | 0.042286 | 0.042594 | 0.042928 | 0.043295 | 0.043715 | 0.044202 | 0.044631 | 0.045063 | 0.045511 | 0.045977 | 0.046425 | 0.046838 | 0.047244 | 0.047648 | 0.048071 | 0.048473 | 0.048888 | 0.049312 | 0.04974 | 0.050164 | 0.050581 | 0.050962 | 0.051302 | 0.051602 | 0.051862 | 0.052085 | 0.05224 | 0.052355 | 0.052455 | 0.05254 | 0.052625 | 0.052662 | 0.052662
F1_Commercial_School_Existing_Food Preparation_Natural Gas_Conveyor Oven_E3 | F1 | Commercial | School | Existing | Food Preparation | Natural Gas | Conveyor Oven | E3 | RVT - Cost of Equipment | 0 | 0 | 0 | 0 | 0 | 0 | 0 | 0 | 0 | 0 | 0 | 0 | 0 | 0 | 0 | 0 | 0 | 0 | 0 | 0 | 0 | 0 | 0 | 0 | 0 | 0 | 0 | 0 | 0 | 0 | 0 | 0 | 0
F1_Commercial_School_Existing_Food Preparation_Natural Gas_Conveyor Oven_E4 | F1 | Commercial | School | Existing | Food Preparation | Natural Gas | Conveyor Oven | E4 | RVT - Cost of Equipment | 0 | 0 | 0 | 0 | 0 | 0 | 0 | 0 | 0 | 0 | 0 | 0 | 0 | 0 | 0 | 0 | 0 | 0 | 0 | 0 | 0 | 0 | 0 | 0 | 0 | 0 | 0 | 0 | 0 | 0 | 0 | 0 | 0
F1_Commercial_School_Existing_Food Preparation_Natural Gas_Conveyor Oven_E5 | F1 | Commercial | School | Existing | Food Preparation | Natural Gas | Conveyor Oven | E5 | RVT - Cost of Equipment | 0 | 0 | 0 | 0 | 0 | 0 | 0 | 0 | 0 | 0 | 0 | 0 | 0 | 0 | 0 | 0 | 0 | 0 | 0 | 0 | 0 | 0 | 0 | 0 | 0 | 0 | 0 | 0 | 0 | 0 | 0 | 0 | 0
F1_Commercial_School_Existing_Food Preparation_Natural Gas_Conveyor Oven_E6 | F1 | Commercial | School | Existing | Food Preparation | Natural Gas | Conveyor Oven | E6 | RVT - Cost of Equipment | 0 | 0 | 0 | 0 | 0 | 0 | 0 | 0 | 0 | 0 | 0 | 0 | 0 | 0 | 0 | 0 | 0 | 0 | 0 | 0 | 0 | 0 | 0 | 0 | 0 | 0 | 0 | 0 | 0 | 0 | 0 | 0 | 0
F1_Commercial_School_Existing_Food Preparation_Natural Gas_Conveyor Oven_E7 | F1 | Commercial | School | Existing | Food Preparation | Natural Gas | Conveyor Oven | E7 | RVT - Cost of Equipment | 0 | 0 | 0 | 0 | 0 | 0 | 0 | 0 | 0 | 0 | 0 | 0 | 0 | 0 | 0 | 0 | 0 | 0 | 0 | 0 | 0 | 0 | 0 | 0 | 0 | 0 | 0 | 0 | 0 | 0 | 0 | 0 | 0
F1_Commercial_School_Existing_Food Preparation_Natural Gas_Conveyor Oven_E8 | F1 | Commercial | School | Existing | Food Preparation | Natural Gas | Conveyor Oven | E8 | RVT - Cost of Equipment | 0 | 0 | 0 | 0 | 0 | 0 | 0 | 0 | 0 | 0 | 0 | 0 | 0 | 0 | 0 | 0 | 0 | 0 | 0 | 0 | 0 | 0 | 0 | 0 | 0 | 0 | 0 | 0 | 0 | 0 | 0 | 0 | 0
F1_Commercial_School_Existing_Food Preparation_Natural Gas_Conveyor Oven_E9 | F1 | Commercial | School | Existing | Food Preparation | Natural Gas | Conveyor Oven | E9 | RVT - Cost of Equipment | 0 | 0 | 0 | 0 | 0 | 0 | 0 | 0 | 0 | 0 | 0 | 0 | 0 | 0 | 0 | 0 | 0 | 0 | 0 | 0 | 0 | 0 | 0 | 0 | 0 | 0 | 0 | 0 | 0 | 0 | 0 | 0 | 0
F1_Commercial_School_Existing_Food Preparation_Natural Gas_Conveyor Oven_E10 | F1 | Commercial | School | Existing | Food Preparation | Natural Gas | Conveyor Oven | E10 | RVT - Cost of Equipment | 0 | 0 | 0 | 0 | 0 | 0 | 0 | 0 | 0 | 0 | 0 | 0 | 0 | 0 | 0 | 0 | 0 | 0 | 0 | 0 | 0 | 0 | 0 | 0 | 0 | 0 | 0 | 0 | 0 | 0 | 0 | 0 | 0
F2_Commercial_School_Existing_Food Preparation_Natural Gas_Conveyor Oven_E1 | F2 | Commercial | School | Existing | Food Preparation | Natural Gas | Conveyor Oven | E1 | RVT - Cost of Operation | 0.066646 | 0.067131 | 0.067659 | 0.068237 | 0.068899 | 0.069666 | 0.070342 | 0.071023 | 0.071729 | 0.072463 | 0.07317 | 0.073821 | 0.07446 | 0.075097 | 0.075763 | 0.076398 | 0.077051 | 0.077719 | 0.078394 | 0.079063 | 0.079719 | 0.08032 | 0.080856 | 0.081329 | 0.081738 | 0.08209 | 0.082334 | 0.082516 | 0.082674 | 0.082808 | 0.082941 | 0.083 | 0.083
F2_Commercial_School_Existing_Food Preparation_Natural Gas_Conveyor Oven_E2 | F2 | Commercial | School | Existing | Food Preparation | Natural Gas | Conveyor Oven | E2 | RVT - Cost of Operation | 0.050661 | 0.05103 | 0.051431 | 0.051871 | 0.052374 | 0.052957 | 0.053471 | 0.053989 | 0.054525 | 0.055083 | 0.05562 | 0.056116 | 0.056601 | 0.057085 | 0.057592 | 0.058074 | 0.05857 | 0.059079 | 0.059591 | 0.0601 | 0.060599 | 0.061056 | 0.061463 | 0.061823 | 0.062134 | 0.062401 | 0.062587 | 0.062725 | 0.062845 | 0.062947 | 0.063048 | 0.063093 | 0.063093
F2_Commercial_School_Existing_Food Preparation_Natural Gas_Conveyor Oven_E3 | F2 | Commercial | School | Existing | Food Preparation | Natural Gas | Conveyor Oven | E3 | RVT - Cost of Operation | 0 | 0 | 0 | 0 | 0 | 0 | 0 | 0 | 0 | 0 | 0 | 0 | 0 | 0 | 0 | 0 | 0 | 0 | 0 | 0 | 0 | 0 | 0 | 0 | 0 | 0 | 0 | 0 | 0 | 0 | 0 | 0 | 0
F2_Commercial_School_Existing_Food Preparation_Natural Gas_Conveyor Oven_E4 | F2 | Commercial | School | Existing | Food Preparation | Natural Gas | Conveyor Oven | E4 | RVT - Cost of Operation | 0 | 0 | 0 | 0 | 0 | 0 | 0 | 0 | 0 | 0 | 0 | 0 | 0 | 0 | 0 | 0 | 0 | 0 | 0 | 0 | 0 | 0 | 0 | 0 | 0 | 0 | 0 | 0 | 0 | 0 | 0 | 0 | 0
F2_Commercial_School_Existing_Food Preparation_Natural Gas_Conveyor Oven_E5 | F2 | Commercial | School | Existing | Food Preparation | Natural Gas | Conveyor Oven | E5 | RVT - Cost of Operation | 0 | 0 | 0 | 0 | 0 | 0 | 0 | 0 | 0 | 0 | 0 | 0 | 0 | 0 | 0 | 0 | 0 | 0 | 0 | 0 | 0 | 0 | 0 | 0 | 0 | 0 | 0 | 0 | 0 | 0 | 0 | 0 | 0
F2_Commercial_School_Existing_Food Preparation_Natural Gas_Conveyor Oven_E6 | F2 | Commercial | School | Existing | Food Preparation | Natural Gas | Conveyor Oven | E6 | RVT - Cost of Operation | 0 | 0 | 0 | 0 | 0 | 0 | 0 | 0 | 0 | 0 | 0 | 0 | 0 | 0 | 0 | 0 | 0 | 0 | 0 | 0 | 0 | 0 | 0 | 0 | 0 | 0 | 0 | 0 | 0 | 0 | 0 | 0 | 0
F2_Commercial_School_Existing_Food Preparation_Natural Gas_Conveyor Oven_E7 | F2 | Commercial | School | Existing | Food Preparation | Natural Gas | Conveyor Oven | E7 | RVT - Cost of Operation | 0 | 0 | 0 | 0 | 0 | 0 | 0 | 0 | 0 | 0 | 0 | 0 | 0 | 0 | 0 | 0 | 0 | 0 | 0 | 0 | 0 | 0 | 0 | 0 | 0 | 0 | 0 | 0 | 0 | 0 | 0 | 0 | 0
F2_Commercial_School_Existing_Food Preparation_Natural Gas_Conveyor Oven_E8 | F2 | Commercial | School | Existing | Food Preparation | Natural Gas | Conveyor Oven | E8 | RVT - Cost of Operation | 0 | 0 | 0 | 0 | 0 | 0 | 0 | 0 | 0 | 0 | 0 | 0 | 0 | 0 | 0 | 0 | 0 | 0 | 0 | 0 | 0 | 0 | 0 | 0 | 0 | 0 | 0 | 0 | 0 | 0 | 0 | 0 | 0
F2_Commercial_School_Existing_Food Preparation_Natural Gas_Conveyor Oven_E9 | F2 | Commercial | School | Existing | Food Preparation | Natural Gas | Conveyor Oven | E9 | RVT - Cost of Operation | 0 | 0 | 0 | 0 | 0 | 0 | 0 | 0 | 0 | 0 | 0 | 0 | 0 | 0 | 0 | 0 | 0 | 0 | 0 | 0 | 0 | 0 | 0 | 0 | 0 | 0 | 0 | 0 | 0 | 0 | 0 | 0 | 0
F2_Commercial_School_Existing_Food Preparation_Natural Gas_Conveyor Oven_E10 | F2 | Commercial | School | Existing | Food Preparation | Natural Gas | Conveyor Oven | E10 | RVT - Cost of Operation | 0 | 0 | 0 | 0 | 0 | 0 | 0 | 0 | 0 | 0 | 0 | 0 | 0 | 0 | 0 | 0 | 0 | 0 | 0 | 0 | 0 | 0 | 0 | 0 | 0 | 0 | 0 | 0 | 0 | 0 | 0 | 0 | 0
F3_Commercial_School_Existing_Food Preparation_Natural Gas_Conveyor Oven_E1 | F3 | Commercial | School | Existing | Food Preparation | Natural Gas | Conveyor Oven | E1 | System - kBTUs of Consumption | 0.012536 | 0.012536 | 0.012536 | 0.012536 | 0.012536 | 0.012536 | 0.012536 | 0.012536 | 0.012536 | 0.012536 | 0.012536 | 0.012536 | 0.012536 | 0.012536 | 0.012536 | 0.012536 | 0.012536 | 0.012536 | 0.012536 | 0.012536 | 0.012536 | 0.012536 | 0.012536 | 0.012536 | 0.012536 | 0.012536 | 0.012536 | 0.012536 | 0.012536 | 0.012536 | 0.012536 | 0.012536 | 0.012536
F3_Commercial_School_Existing_Food Preparation_Natural Gas_Conveyor Oven_E2 | F3 | Commercial | School | Existing | Food Preparation | Natural Gas | Conveyor Oven | E2 | System - kBTUs of Consumption | 0.015282 | 0.015282 | 0.015282 | 0.015282 | 0.015282 | 0.015282 | 0.015282 | 0.015282 | 0.015282 | 0.015282 | 0.015282 | 0.015282 | 0.015282 | 0.015282 | 0.015282 | 0.015282 | 0.015282 | 0.015282 | 0.015282 | 0.015282 | 0.015282 | 0.015282 | 0.015282 | 0.015282 | 0.015282 | 0.015282 | 0.015282 | 0.015282 | 0.015282 | 0.015282 | 0.015282 | 0.015282 | 0.015282
F3_Commercial_School_Existing_Food Preparation_Natural Gas_Conveyor Oven_E3 | F3 | Commercial | School | Existing | Food Preparation | Natural Gas | Conveyor Oven | E3 | System - kBTUs of Consumption | 0 | 0 | 0 | 0 | 0 | 0 | 0 | 0 | 0 | 0 | 0 | 0 | 0 | 0 | 0 | 0 | 0 | 0 | 0 | 0 | 0 | 0 | 0 | 0 | 0 | 0 | 0 | 0 | 0 | 0 | 0 | 0 | 0
F3_Commercial_School_Existing_Food Preparation_Natural Gas_Conveyor Oven_E4 | F3 | Commercial | School | Existing | Food Preparation | Natural Gas | Conveyor Oven | E4 | System - kBTUs of Consumption | 0 | 0 | 0 | 0 | 0 | 0 | 0 | 0 | 0 | 0 | 0 | 0 | 0 | 0 | 0 | 0 | 0 | 0 | 0 | 0 | 0 | 0 | 0 | 0 | 0 | 0 | 0 | 0 | 0 | 0 | 0 | 0 | 0
F3_Commercial_School_Existing_Food Preparation_Natural Gas_Conveyor Oven_E5 | F3 | Commercial | School | Existing | Food Preparation | Natural Gas | Conveyor Oven | E5 | System - kBTUs of Consumption | 0 | 0 | 0 | 0 | 0 | 0 | 0 | 0 | 0 | 0 | 0 | 0 | 0 | 0 | 0 | 0 | 0 | 0 | 0 | 0 | 0 | 0 | 0 | 0 | 0 | 0 | 0 | 0 | 0 | 0 | 0 | 0 | 0
F3_Commercial_School_Existing_Food Preparation_Natural Gas_Conveyor Oven_E6 | F3 | Commercial | School | Existing | Food Preparation | Natural Gas | Conveyor Oven | E6 | System - kBTUs of Consumption | 0 | 0 | 0 | 0 | 0 | 0 | 0 | 0 | 0 | 0 | 0 | 0 | 0 | 0 | 0 | 0 | 0 | 0 | 0 | 0 | 0 | 0 | 0 | 0 | 0 | 0 | 0 | 0 | 0 | 0 | 0 | 0 | 0
F3_Commercial_School_Existing_Food Preparation_Natural Gas_Conveyor Oven_E7 | F3 | Commercial | School | Existing | Food Preparation | Natural Gas | Conveyor Oven | E7 | System - kBTUs of Consumption | 0 | 0 | 0 | 0 | 0 | 0 | 0 | 0 | 0 | 0 | 0 | 0 | 0 | 0 | 0 | 0 | 0 | 0 | 0 | 0 | 0 | 0 | 0 | 0 | 0 | 0 | 0 | 0 | 0 | 0 | 0 | 0 | 0
F3_Commercial_School_Existing_Food Preparation_Natural Gas_Conveyor Oven_E8 | F3 | Commercial | School | Existing | Food Preparation | Natural Gas | Conveyor Oven | E8 | System - kBTUs of Consumption | 0 | 0 | 0 | 0 | 0 | 0 | 0 | 0 | 0 | 0 | 0 | 0 | 0 | 0 | 0 | 0 | 0 | 0 | 0 | 0 | 0 | 0 | 0 | 0 | 0 | 0 | 0 | 0 | 0 | 0 | 0 | 0 | 0
F3_Commercial_School_Existing_Food Preparation_Natural Gas_Conveyor Oven_E9 | F3 | Commercial | School | Existing | Food Preparation | Natural Gas | Conveyor Oven | E9 | System - kBTUs of Consumption | 0 | 0 | 0 | 0 | 0 | 0 | 0 | 0 | 0 | 0 | 0 | 0 | 0 | 0 | 0 | 0 | 0 | 0 | 0 | 0 | 0 | 0 | 0 | 0 | 0 | 0 | 0 | 0 | 0 | 0 | 0 | 0 | 0
F3_Commercial_School_Existing_Food Preparation_Natural Gas_Conveyor Oven_E10 | F3 | Commercial | School | Existing | Food Preparation | Natural Gas | Conveyor Oven | E10 | System - kBTUs of Consumption | 0 | 0 | 0 | 0 | 0 | 0 | 0 | 0 | 0 | 0 | 0 | 0 | 0 | 0 | 0 | 0 | 0 | 0 | 0 | 0 | 0 | 0 | 0 | 0 | 0 | 0 | 0 | 0 | 0 | 0 | 0 | 0 | 0
F4_Commercial_School_Existing_Food Preparation_Natural Gas_Conveyor Oven_E1 | F4 | Commercial | School | Existing | Food Preparation | Natural Gas | Conveyor Oven | E1 | Utility - Cost of Equipment | 0.066646 | 0.067131 | 0.067659 | 0.068237 | 0.068899 | 0.069666 | 0.070342 | 0.071023 | 0.071729 | 0.072463 | 0.07317 | 0.073821 | 0.07446 | 0.075097 | 0.075763 | 0.076398 | 0.077051 | 0.077719 | 0.078394 | 0.079063 | 0.079719 | 0.08032 | 0.080856 | 0.081329 | 0.081738 | 0.08209 | 0.082334 | 0.082516 | 0.082674 | 0.082808 | 0.082941 | 0.083 | 0.083
F4_Commercial_School_Existing_Food Preparation_Natural Gas_Conveyor Oven_E2 | F4 | Commercial | School | Existing | Food Preparation | Natural Gas | Conveyor Oven | E2 | Utility - Cost of Equipment | 0.050661 | 0.05103 | 0.051431 | 0.051871 | 0.052374 | 0.052957 | 0.053471 | 0.053989 | 0.054525 | 0.055083 | 0.05562 | 0.056116 | 0.056601 | 0.057085 | 0.057592 | 0.058074 | 0.05857 | 0.059079 | 0.059591 | 0.0601 | 0.060599 | 0.061056 | 0.061463 | 0.061823 | 0.062134 | 0.062401 | 0.062587 | 0.062725 | 0.062845 | 0.062947 | 0.063048 | 0.063093 | 0.063093
F4_Commercial_School_Existing_Food Preparation_Natural Gas_Conveyor Oven_E3 | F4 | Commercial | School | Existing | Food Preparation | Natural Gas | Conveyor Oven | E3 | Utility - Cost of Equipment | 0 | 0 | 0 | 0 | 0 | 0 | 0 | 0 | 0 | 0 | 0 | 0 | 0 | 0 | 0 | 0 | 0 | 0 | 0 | 0 | 0 | 0 | 0 | 0 | 0 | 0 | 0 | 0 | 0 | 0 | 0 | 0 | 0
F4_Commercial_School_Existing_Food Preparation_Natural Gas_Conveyor Oven_E4 | F4 | Commercial | School | Existing | Food Preparation | Natural Gas | Conveyor Oven | E4 | Utility - Cost of Equipment | 0 | 0 | 0 | 0 | 0 | 0 | 0 | 0 | 0 | 0 | 0 | 0 | 0 | 0 | 0 | 0 | 0 | 0 | 0 | 0 | 0 | 0 | 0 | 0 | 0 | 0 | 0 | 0 | 0 | 0 | 0 | 0 | 0
F4_Commercial_School_Existing_Food Preparation_Natural Gas_Conveyor Oven_E5 | F4 | Commercial | School | Existing | Food Preparation | Natural Gas | Conveyor Oven | E5 | Utility - Cost of Equipment | 0 | 0 | 0 | 0 | 0 | 0 | 0 | 0 | 0 | 0 | 0 | 0 | 0 | 0 | 0 | 0 | 0 | 0 | 0 | 0 | 0 | 0 | 0 | 0 | 0 | 0 | 0 | 0 | 0 | 0 | 0 | 0 | 0
F4_Commercial_School_Existing_Food Preparation_Natural Gas_Conveyor Oven_E6 | F4 | Commercial | School | Existing | Food Preparation | Natural Gas | Conveyor Oven | E6 | Utility - Cost of Equipment | 0 | 0 | 0 | 0 | 0 | 0 | 0 | 0 | 0 | 0 | 0 | 0 | 0 | 0 | 0 | 0 | 0 | 0 | 0 | 0 | 0 | 0 | 0 | 0 | 0 | 0 | 0 | 0 | 0 | 0 | 0 | 0 | 0
F4_Commercial_School_Existing_Food Preparation_Natural Gas_Conveyor Oven_E7 | F4 | Commercial | School | Existing | Food Preparation | Natural Gas | Conveyor Oven | E7 | Utility - Cost of Equipment | 0 | 0 | 0 | 0 | 0 | 0 | 0 | 0 | 0 | 0 | 0 | 0 | 0 | 0 | 0 | 0 | 0 | 0 | 0 | 0 | 0 | 0 | 0 | 0 | 0 | 0 | 0 | 0 | 0 | 0 | 0 | 0 | 0
F4_Commercial_School_Existing_Food Preparation_Natural Gas_Conveyor Oven_E8 | F4 | Commercial | School | Existing | Food Preparation | Natural Gas | Conveyor Oven | E8 | Utility - Cost of Equipment | 0 | 0 | 0 | 0 | 0 | 0 | 0 | 0 | 0 | 0 | 0 | 0 | 0 | 0 | 0 | 0 | 0 | 0 | 0 | 0 | 0 | 0 | 0 | 0 | 0 | 0 | 0 | 0 | 0 | 0 | 0 | 0 | 0
F4_Commercial_School_Existing_Food Preparation_Natural Gas_Conveyor Oven_E9 | F4 | Commercial | School | Existing | Food Preparation | Natural Gas | Conveyor Oven | E9 | Utility - Cost of Equipment | 0 | 0 | 0 | 0 | 0 | 0 | 0 | 0 | 0 | 0 | 0 | 0 | 0 | 0 | 0 | 0 | 0 | 0 | 0 | 0 | 0 | 0 | 0 | 0 | 0 | 0 | 0 | 0 | 0 | 0 | 0 | 0 | 0
F4_Commercial_School_Existing_Food Preparation_Natural Gas_Conveyor Oven_E10 | F4 | Commercial | School | Existing | Food Preparation | Natural Gas | Conveyor Oven | E10 | Utility - Cost of Equipment | 0 | 0 | 0 | 0 | 0 | 0 | 0 | 0 | 0 | 0 | 0 | 0 | 0 | 0 | 0 | 0 | 0 | 0 | 0 | 0 | 0 | 0 | 0 | 0 | 0 | 0 | 0 | 0 | 0 | 0 | 0 | 0 | 0
F5_Commercial_School_Existing_Food Preparation_Natural Gas_Conveyor Oven_E1 | F5 | Commercial | School | Existing | Food Preparation | Natural Gas | Conveyor Oven | E1 | Utility - Cost of Operation | 0.012536 | 0.012536 | 0.012536 | 0.012536 | 0.012536 | 0.012536 | 0.012536 | 0.012536 | 0.012536 | 0.012536 | 0.012536 | 0.012536 | 0.012536 | 0.012536 | 0.012536 | 0.012536 | 0.012536 | 0.012536 | 0.012536 | 0.012536 | 0.012536 | 0.012536 | 0.012536 | 0.012536 | 0.012536 | 0.012536 | 0.012536 | 0.012536 | 0.012536 | 0.012536 | 0.012536 | 0.012536 | 0.012536
F5_Commercial_School_Existing_Food Preparation_Natural Gas_Conveyor Oven_E2 | F5 | Commercial | School | Existing | Food Preparation | Natural Gas | Conveyor Oven | E2 | Utility - Cost of Operation | 0.015282 | 0.015282 | 0.015282 | 0.015282 | 0.015282 | 0.015282 | 0.015282 | 0.015282 | 0.015282 | 0.015282 | 0.015282 | 0.015282 | 0.015282 | 0.015282 | 0.015282 | 0.015282 | 0.015282 | 0.015282 | 0.015282 | 0.015282 | 0.015282 | 0.015282 | 0.015282 | 0.015282 | 0.015282 | 0.015282 | 0.015282 | 0.015282 | 0.015282 | 0.015282 | 0.015282 | 0.015282 | 0.015282
F5_Commercial_School_Existing_Food Preparation_Natural Gas_Conveyor Oven_E3 | F5 | Commercial | School | Existing | Food Preparation | Natural Gas | Conveyor Oven | E3 | Utility - Cost of Operation | 0 | 0 | 0 | 0 | 0 | 0 | 0 | 0 | 0 | 0 | 0 | 0 | 0 | 0 | 0 | 0 | 0 | 0 | 0 | 0 | 0 | 0 | 0 | 0 | 0 | 0 | 0 | 0 | 0 | 0 | 0 | 0 | 0
F5_Commercial_School_Existing_Food Preparation_Natural Gas_Conveyor Oven_E4 | F5 | Commercial | School | Existing | Food Preparation | Natural Gas | Conveyor Oven | E4 | Utility - Cost of Operation | 0 | 0 | 0 | 0 | 0 | 0 | 0 | 0 | 0 | 0 | 0 | 0 | 0 | 0 | 0 | 0 | 0 | 0 | 0 | 0 | 0 | 0 | 0 | 0 | 0 | 0 | 0 | 0 | 0 | 0 | 0 | 0 | 0
F5_Commercial_School_Existing_Food Preparation_Natural Gas_Conveyor Oven_E5 | F5 | Commercial | School | Existing | Food Preparation | Natural Gas | Conveyor Oven | E5 | Utility - Cost of Operation | 0 | 0 | 0 | 0 | 0 | 0 | 0 | 0 | 0 | 0 | 0 | 0 | 0 | 0 | 0 | 0 | 0 | 0 | 0 | 0 | 0 | 0 | 0 | 0 | 0 | 0 | 0 | 0 | 0 | 0 | 0 | 0 | 0
F5_Commercial_School_Existing_Food Preparation_Natural Gas_Conveyor Oven_E6 | F5 | Commercial | School | Existing | Food Preparation | Natural Gas | Conveyor Oven | E6 | Utility - Cost of Operation | 0 | 0 | 0 | 0 | 0 | 0 | 0 | 0 | 0 | 0 | 0 | 0 | 0 | 0 | 0 | 0 | 0 | 0 | 0 | 0 | 0 | 0 | 0 | 0 | 0 | 0 | 0 | 0 | 0 | 0 | 0 | 0 | 0
F5_Commercial_School_Existing_Food Preparation_Natural Gas_Conveyor Oven_E7 | F5 | Commercial | School | Existing | Food Preparation | Natural Gas | Conveyor Oven | E7 | Utility - Cost of Operation | 0 | 0 | 0 | 0 | 0 | 0 | 0 | 0 | 0 | 0 | 0 | 0 | 0 | 0 | 0 | 0 | 0 | 0 | 0 | 0 | 0 | 0 | 0 | 0 | 0 | 0 | 0 | 0 | 0 | 0 | 0 | 0 | 0
F5_Commercial_School_Existing_Food Preparation_Natural Gas_Conveyor Oven_E8 | F5 | Commercial | School | Existing | Food Preparation | Natural Gas | Conveyor Oven | E8 | Utility - Cost of Operation | 0 | 0 | 0 | 0 | 0 | 0 | 0 | 0 | 0 | 0 | 0 | 0 | 0 | 0 | 0 | 0 | 0 | 0 | 0 | 0 | 0 | 0 | 0 | 0 | 0 | 0 | 0 | 0 | 0 | 0 | 0 | 0 | 0
F5_Commercial_School_Existing_Food Preparation_Natural Gas_Conveyor Oven_E9 | F5 | Commercial | School | Existing | Food Preparation | Natural Gas | Conveyor Oven | E9 | Utility - Cost of Operation | 0 | 0 | 0 | 0 | 0 | 0 | 0 | 0 | 0 | 0 | 0 | 0 | 0 | 0 | 0 | 0 | 0 | 0 | 0 | 0 | 0 | 0 | 0 | 0 | 0 | 0 | 0 | 0 | 0 | 0 | 0 | 0 | 0
F5_Commercial_School_Existing_Food Preparation_Natural Gas_Conveyor Oven_E10 | F5 | Commercial | School | Existing | Food Preparation | Natural Gas | Conveyor Oven | E10 | Utility - Cost of Operation | 0 | 0 | 0 | 0 | 0 | 0 | 0 | 0 | 0 | 0 | 0 | 0 | 0 | 0 | 0 | 0 | 0 | 0 | 0 | 0 | 0 | 0 | 0 | 0 | 0 | 0 | 0 | 0 | 0 | 0 | 0 | 0 | 0
F6_Commercial_School_Existing_Food Preparation_Natural Gas_Conveyor Oven_E1 | F6 | Commercial | School | Existing | Food Preparation | Natural Gas | Conveyor Oven | E1 | Utility - Value of Sales | 0.038678 | 0.038678 | 0.038678 | 0.038678 | 0.038678 | 0.038678 | 0.038678 | 0.038678 | 0.038678 | 0.038678 | 0.038678 | 0.038678 | 0.038678 | 0.038678 | 0.038678 | 0.038678 | 0.038678 | 0.038678 | 0.038678 | 0.038678 | 0.038678 | 0.038678 | 0.038678 | 0.038678 | 0.038678 | 0.038678 | 0.038678 | 0.038678 | 0.038678 | 0.038678 | 0.038678 | 0.038678 | 0.038678
F6_Commercial_School_Existing_Food Preparation_Natural Gas_Conveyor Oven_E2 | F6 | Commercial | School | Existing | Food Preparation | Natural Gas | Conveyor Oven | E2 | Utility - Value of Sales | 0.029401 | 0.029401 | 0.029401 | 0.029401 | 0.029401 | 0.029401 | 0.029401 | 0.029401 | 0.029401 | 0.029401 | 0.029401 | 0.029401 | 0.029401 | 0.029401 | 0.029401 | 0.029401 | 0.029401 | 0.029401 | 0.029401 | 0.029401 | 0.029401 | 0.029401 | 0.029401 | 0.029401 | 0.029401 | 0.029401 | 0.029401 | 0.029401 | 0.029401 | 0.029401 | 0.029401 | 0.029401 | 0.029401
F6_Commercial_School_Existing_Food Preparation_Natural Gas_Conveyor Oven_E3 | F6 | Commercial | School | Existing | Food Preparation | Natural Gas | Conveyor Oven | E3 | Utility - Value of Sales | 0 | 0 | 0 | 0 | 0 | 0 | 0 | 0 | 0 | 0 | 0 | 0 | 0 | 0 | 0 | 0 | 0 | 0 | 0 | 0 | 0 | 0 | 0 | 0 | 0 | 0 | 0 | 0 | 0 | 0 | 0 | 0 | 0
F6_Commercial_School_Existing_Food Preparation_Natural Gas_Conveyor Oven_E4 | F6 | Commercial | School | Existing | Food Preparation | Natural Gas | Conveyor Oven | E4 | Utility - Value of Sales | 0 | 0 | 0 | 0 | 0 | 0 | 0 | 0 | 0 | 0 | 0 | 0 | 0 | 0 | 0 | 0 | 0 | 0 | 0 | 0 | 0 | 0 | 0 | 0 | 0 | 0 | 0 | 0 | 0 | 0 | 0 | 0 | 0
F6_Commercial_School_Existing_Food Preparation_Natural Gas_Conveyor Oven_E5 | F6 | Commercial | School | Existing | Food Preparation | Natural Gas | Conveyor Oven | E5 | Utility - Value of Sales | 0 | 0 | 0 | 0 | 0 | 0 | 0 | 0 | 0 | 0 | 0 | 0 | 0 | 0 | 0 | 0 | 0 | 0 | 0 | 0 | 0 | 0 | 0 | 0 | 0 | 0 | 0 | 0 | 0 | 0 | 0 | 0 | 0
F6_Commercial_School_Existing_Food Preparation_Natural Gas_Conveyor Oven_E6 | F6 | Commercial | School | Existing | Food Preparation | Natural Gas | Conveyor Oven | E6 | Utility - Value of Sales | 0 | 0 | 0 | 0 | 0 | 0 | 0 | 0 | 0 | 0 | 0 | 0 | 0 | 0 | 0 | 0 | 0 | 0 | 0 | 0 | 0 | 0 | 0 | 0 | 0 | 0 | 0 | 0 | 0 | 0 | 0 | 0 | 0
F6_Commercial_School_Existing_Food Preparation_Natural Gas_Conveyor Oven_E7 | F6 | Commercial | School | Existing | Food Preparation | Natural Gas | Conveyor Oven | E7 | Utility - Value of Sales | 0 | 0 | 0 | 0 | 0 | 0 | 0 | 0 | 0 | 0 | 0 | 0 | 0 | 0 | 0 | 0 | 0 | 0 | 0 | 0 | 0 | 0 | 0 | 0 | 0 | 0 | 0 | 0 | 0 | 0 | 0 | 0 | 0
F6_Commercial_School_Existing_Food Preparation_Natural Gas_Conveyor Oven_E8 | F6 | Commercial | School | Existing | Food Preparation | Natural Gas | Conveyor Oven | E8 | Utility - Value of Sales | 0 | 0 | 0 | 0 | 0 | 0 | 0 | 0 | 0 | 0 | 0 | 0 | 0 | 0 | 0 | 0 | 0 | 0 | 0 | 0 | 0 | 0 | 0 | 0 | 0 | 0 | 0 | 0 | 0 | 0 | 0 | 0 | 0
F6_Commercial_School_Existing_Food Preparation_Natural Gas_Conveyor Oven_E9 | F6 | Commercial | School | Existing | Food Preparation | Natural Gas | Conveyor Oven | E9 | Utility - Value of Sales | 0 | 0 | 0 | 0 | 0 | 0 | 0 | 0 | 0 | 0 | 0 | 0 | 0 | 0 | 0 | 0 | 0 | 0 | 0 | 0 | 0 | 0 | 0 | 0 | 0 | 0 | 0 | 0 | 0 | 0 | 0 | 0 | 0
F6_Commercial_School_Existing_Food Preparation_Natural Gas_Conveyor Oven_E10 | F6 | Commercial | School | Existing | Food Preparation | Natural Gas | Conveyor Oven | E10 | Utility - Value of Sales | 0 | 0 | 0 | 0 | 0 | 0 | 0 | 0 | 0 | 0 | 0 | 0 | 0 | 0 | 0 | 0 | 0 | 0 | 0 | 0 | 0 | 0 | 0 | 0 | 0 | 0 | 0 | 0 | 0 | 0 | 0 | 0 | 0
F1_Commercial_School_Existing_Food Preparation_Natural Gas_Double Rack Oven_E1 | F1 | Commercial | School | Existing | Food Preparation | Natural Gas | Double Rack Oven | E1 | RVT - Cost of Equipment | 0.097145 | 0.097885 | 0.098712 | 0.099622 | 0.10066 | 0.10186 | 0.10283 | 0.10377 | 0.10472 | 0.1057 | 0.10665 | 0.10751 | 0.1084 | 0.10933 | 0.11035 | 0.11135 | 0.11242 | 0.11354 | 0.11471 | 0.11591 | 0.11711 | 0.11824 | 0.11926 | 0.12015 | 0.12093 | 0.1216 | 0.12206 | 0.12241 | 0.12271 | 0.12296 | 0.12321 | 0.12333 | 0.12333
F1_Commercial_School_Existing_Food Preparation_Natural Gas_Double Rack Oven_E2 | F1 | Commercial | School | Existing | Food Preparation | Natural Gas | Double Rack Oven | E2 | RVT - Cost of Equipment | 0.052988 | 0.053392 | 0.053843 | 0.054339 | 0.054905 | 0.05556 | 0.056091 | 0.056601 | 0.057118 | 0.057657 | 0.058171 | 0.058643 | 0.059125 | 0.059632 | 0.060192 | 0.060739 | 0.061319 | 0.061932 | 0.062571 | 0.063223 | 0.063879 | 0.064493 | 0.065048 | 0.065539 | 0.065963 | 0.066327 | 0.06658 | 0.066768 | 0.066931 | 0.06707 | 0.067208 | 0.067269 | 0.067269
F1_Commercial_School_Existing_Food Preparation_Natural Gas_Double Rack Oven_E3 | F1 | Commercial | School | Existing | Food Preparation | Natural Gas | Double Rack Oven | E3 | RVT - Cost of Equipment | 0 | 0 | 0 | 0 | 0 | 0 | 0 | 0 | 0 | 0 | 0 | 0 | 0 | 0 | 0 | 0 | 0 | 0 | 0 | 0 | 0 | 0 | 0 | 0 | 0 | 0 | 0 | 0 | 0 | 0 | 0 | 0 | 0
F1_Commercial_School_Existing_Food Preparation_Natural Gas_Double Rack Oven_E4 | F1 | Commercial | School | Existing | Food Preparation | Natural Gas | Double Rack Oven | E4 | RVT - Cost of Equipment | 0 | 0 | 0 | 0 | 0 | 0 | 0 | 0 | 0 | 0 | 0 | 0 | 0 | 0 | 0 | 0 | 0 | 0 | 0 | 0 | 0 | 0 | 0 | 0 | 0 | 0 | 0 | 0 | 0 | 0 | 0 | 0 | 0
F1_Commercial_School_Existing_Food Preparation_Natural Gas_Double Rack Oven_E5 | F1 | Commercial | School | Existing | Food Preparation | Natural Gas | Double Rack Oven | E5 | RVT - Cost of Equipment | 0 | 0 | 0 | 0 | 0 | 0 | 0 | 0 | 0 | 0 | 0 | 0 | 0 | 0 | 0 | 0 | 0 | 0 | 0 | 0 | 0 | 0 | 0 | 0 | 0 | 0 | 0 | 0 | 0 | 0 | 0 | 0 | 0
F1_Commercial_School_Existing_Food Preparation_Natural Gas_Double Rack Oven_E6 | F1 | Commercial | School | Existing | Food Preparation | Natural Gas | Double Rack Oven | E6 | RVT - Cost of Equipment | 0 | 0 | 0 | 0 | 0 | 0 | 0 | 0 | 0 | 0 | 0 | 0 | 0 | 0 | 0 | 0 | 0 | 0 | 0 | 0 | 0 | 0 | 0 | 0 | 0 | 0 | 0 | 0 | 0 | 0 | 0 | 0 | 0
F1_Commercial_School_Existing_Food Preparation_Natural Gas_Double Rack Oven_E7 | F1 | Commercial | School | Existing | Food Preparation | Natural Gas | Double Rack Oven | E7 | RVT - Cost of Equipment | 0 | 0 | 0 | 0 | 0 | 0 | 0 | 0 | 0 | 0 | 0 | 0 | 0 | 0 | 0 | 0 | 0 | 0 | 0 | 0 | 0 | 0 | 0 | 0 | 0 | 0 | 0 | 0 | 0 | 0 | 0 | 0 | 0
F1_Commercial_School_Existing_Food Preparation_Natural Gas_Double Rack Oven_E8 | F1 | Commercial | School | Existing | Food Preparation | Natural Gas | Double Rack Oven | E8 | RVT - Cost of Equipment | 0 | 0 | 0 | 0 | 0 | 0 | 0 | 0 | 0 | 0 | 0 | 0 | 0 | 0 | 0 | 0 | 0 | 0 | 0 | 0 | 0 | 0 | 0 | 0 | 0 | 0 | 0 | 0 | 0 | 0 | 0 | 0 | 0
F1_Commercial_School_Existing_Food Preparation_Natural Gas_Double Rack Oven_E9 | F1 | Commercial | School | Existing | Food Preparation | Natural Gas | Double Rack Oven | E9 | RVT - Cost of Equipment | 0 | 0 | 0 | 0 | 0 | 0 | 0 | 0 | 0 | 0 | 0 | 0 | 0 | 0 | 0 | 0 | 0 | 0 | 0 | 0 | 0 | 0 | 0 | 0 | 0 | 0 | 0 | 0 | 0 | 0 | 0 | 0 | 0
F1_Commercial_School_Existing_Food Preparation_Natural Gas_Double Rack Oven_E10 | F1 | Commercial | School | Existing | Food Preparation | Natural Gas | Double Rack Oven | E10 | RVT - Cost of Equipment | 0 | 0 | 0 | 0 | 0 | 0 | 0 | 0 | 0 | 0 | 0 | 0 | 0 | 0 | 0 | 0 | 0 | 0 | 0 | 0 | 0 | 0 | 0 | 0 | 0 | 0 | 0 | 0 | 0 | 0 | 0 | 0 | 0
F2_Commercial_School_Existing_Food Preparation_Natural Gas_Double Rack Oven_E1 | F2 | Commercial | School | Existing | Food Preparation | Natural Gas | Double Rack Oven | E1 | RVT - Cost of Operation | 0.11639 | 0.11727 | 0.11826 | 0.11935 | 0.1206 | 0.12203 | 0.1232 | 0.12432 | 0.12546 | 0.12664 | 0.12777 | 0.12881 | 0.12987 | 0.13098 | 0.13221 | 0.13341 | 0.13468 | 0.13603 | 0.13743 | 0.13887 | 0.14031 | 0.14166 | 0.14288 | 0.14395 | 0.14488 | 0.14568 | 0.14624 | 0.14665 | 0.14701 | 0.14732 | 0.14762 | 0.14775 | 0.14775
F2_Commercial_School_Existing_Food Preparation_Natural Gas_Double Rack Oven_E2 | F2 | Commercial | School | Existing | Food Preparation | Natural Gas | Double Rack Oven | E2 | RVT - Cost of Operation | 0.063483 | 0.063967 | 0.064508 | 0.065102 | 0.06578 | 0.066565 | 0.067201 | 0.067811 | 0.068431 | 0.069077 | 0.069693 | 0.070258 | 0.070836 | 0.071443 | 0.072114 | 0.072769 | 0.073464 | 0.074198 | 0.074964 | 0.075745 | 0.076531 | 0.077267 | 0.077932 | 0.078519 | 0.079027 | 0.079464 | 0.079767 | 0.079992 | 0.080188 | 0.080355 | 0.08052 | 0.080593 | 0.080593
F2_Commercial_School_Existing_Food Preparation_Natural Gas_Double Rack Oven_E3 | F2 | Commercial | School | Existing | Food Preparation | Natural Gas | Double Rack Oven | E3 | RVT - Cost of Operation | 0 | 0 | 0 | 0 | 0 | 0 | 0 | 0 | 0 | 0 | 0 | 0 | 0 | 0 | 0 | 0 | 0 | 0 | 0 | 0 | 0 | 0 | 0 | 0 | 0 | 0 | 0 | 0 | 0 | 0 | 0 | 0 | 0
F2_Commercial_School_Existing_Food Preparation_Natural Gas_Double Rack Oven_E4 | F2 | Commercial | School | Existing | Food Preparation | Natural Gas | Double Rack Oven | E4 | RVT - Cost of Operation | 0 | 0 | 0 | 0 | 0 | 0 | 0 | 0 | 0 | 0 | 0 | 0 | 0 | 0 | 0 | 0 | 0 | 0 | 0 | 0 | 0 | 0 | 0 | 0 | 0 | 0 | 0 | 0 | 0 | 0 | 0 | 0 | 0
F2_Commercial_School_Existing_Food Preparation_Natural Gas_Double Rack Oven_E5 | F2 | Commercial | School | Existing | Food Preparation | Natural Gas | Double Rack Oven | E5 | RVT - Cost of Operation | 0 | 0 | 0 | 0 | 0 | 0 | 0 | 0 | 0 | 0 | 0 | 0 | 0 | 0 | 0 | 0 | 0 | 0 | 0 | 0 | 0 | 0 | 0 | 0 | 0 | 0 | 0 | 0 | 0 | 0 | 0 | 0 | 0
F2_Commercial_School_Existing_Food Preparation_Natural Gas_Double Rack Oven_E6 | F2 | Commercial | School | Existing | Food Preparation | Natural Gas | Double Rack Oven | E6 | RVT - Cost of Operation | 0 | 0 | 0 | 0 | 0 | 0 | 0 | 0 | 0 | 0 | 0 | 0 | 0 | 0 | 0 | 0 | 0 | 0 | 0 | 0 | 0 | 0 | 0 | 0 | 0 | 0 | 0 | 0 | 0 | 0 | 0 | 0 | 0
F2_Commercial_School_Existing_Food Preparation_Natural Gas_Double Rack Oven_E7 | F2 | Commercial | School | Existing | Food Preparation | Natural Gas | Double Rack Oven | E7 | RVT - Cost of Operation | 0 | 0 | 0 | 0 | 0 | 0 | 0 | 0 | 0 | 0 | 0 | 0 | 0 | 0 | 0 | 0 | 0 | 0 | 0 | 0 | 0 | 0 | 0 | 0 | 0 | 0 | 0 | 0 | 0 | 0 | 0 | 0 | 0
F2_Commercial_School_Existing_Food Preparation_Natural Gas_Double Rack Oven_E8 | F2 | Commercial | School | Existing | Food Preparation | Natural Gas | Double Rack Oven | E8 | RVT - Cost of Operation | 0 | 0 | 0 | 0 | 0 | 0 | 0 | 0 | 0 | 0 | 0 | 0 | 0 | 0 | 0 | 0 | 0 | 0 | 0 | 0 | 0 | 0 | 0 | 0 | 0 | 0 | 0 | 0 | 0 | 0 | 0 | 0 | 0
F2_Commercial_School_Existing_Food Preparation_Natural Gas_Double Rack Oven_E9 | F2 | Commercial | School | Existing | Food Preparation | Natural Gas | Double Rack Oven | E9 | RVT - Cost of Operation | 0 | 0 | 0 | 0 | 0 | 0 | 0 | 0 | 0 | 0 | 0 | 0 | 0 | 0 | 0 | 0 | 0 | 0 | 0 | 0 | 0 | 0 | 0 | 0 | 0 | 0 | 0 | 0 | 0 | 0 | 0 | 0 | 0
F2_Commercial_School_Existing_Food Preparation_Natural Gas_Double Rack Oven_E10 | F2 | Commercial | School | Existing | Food Preparation | Natural Gas | Double Rack Oven | E10 | RVT - Cost of Operation | 0 | 0 | 0 | 0 | 0 | 0 | 0 | 0 | 0 | 0 | 0 | 0 | 0 | 0 | 0 | 0 | 0 | 0 | 0 | 0 | 0 | 0 | 0 | 0 | 0 | 0 | 0 | 0 | 0 | 0 | 0 | 0 | 0
F3_Commercial_School_Existing_Food Preparation_Natural Gas_Double Rack Oven_E1 | F3 | Commercial | School | Existing | Food Preparation | Natural Gas | Double Rack Oven | E1 | System - kBTUs of Consumption | 0.023534 | 0.023534 | 0.023534 | 0.023534 | 0.023534 | 0.023534 | 0.023534 | 0.023534 | 0.023534 | 0.023534 | 0.023534 | 0.023534 | 0.023534 | 0.023534 | 0.023534 | 0.023534 | 0.023534 | 0.023534 | 0.023534 | 0.023534 | 0.023534 | 0.023534 | 0.023534 | 0.023534 | 0.023534 | 0.023534 | 0.023534 | 0.023534 | 0.023534 | 0.023534 | 0.023534 | 0.023534 | 0.023534
F3_Commercial_School_Existing_Food Preparation_Natural Gas_Double Rack Oven_E2 | F3 | Commercial | School | Existing | Food Preparation | Natural Gas | Double Rack Oven | E2 | System - kBTUs of Consumption | 0.031298 | 0.031298 | 0.031298 | 0.031298 | 0.031298 | 0.031298 | 0.031298 | 0.031298 | 0.031298 | 0.031298 | 0.031298 | 0.031298 | 0.031298 | 0.031298 | 0.031298 | 0.031298 | 0.031298 | 0.031298 | 0.031298 | 0.031298 | 0.031298 | 0.031298 | 0.031298 | 0.031298 | 0.031298 | 0.031298 | 0.031298 | 0.031298 | 0.031298 | 0.031298 | 0.031298 | 0.031298 | 0.031298
F3_Commercial_School_Existing_Food Preparation_Natural Gas_Double Rack Oven_E3 | F3 | Commercial | School | Existing | Food Preparation | Natural Gas | Double Rack Oven | E3 | System - kBTUs of Consumption | 0 | 0 | 0 | 0 | 0 | 0 | 0 | 0 | 0 | 0 | 0 | 0 | 0 | 0 | 0 | 0 | 0 | 0 | 0 | 0 | 0 | 0 | 0 | 0 | 0 | 0 | 0 | 0 | 0 | 0 | 0 | 0 | 0
F3_Commercial_School_Existing_Food Preparation_Natural Gas_Double Rack Oven_E4 | F3 | Commercial | School | Existing | Food Preparation | Natural Gas | Double Rack Oven | E4 | System - kBTUs of Consumption | 0 | 0 | 0 | 0 | 0 | 0 | 0 | 0 | 0 | 0 | 0 | 0 | 0 | 0 | 0 | 0 | 0 | 0 | 0 | 0 | 0 | 0 | 0 | 0 | 0 | 0 | 0 | 0 | 0 | 0 | 0 | 0 | 0
F3_Commercial_School_Existing_Food Preparation_Natural Gas_Double Rack Oven_E5 | F3 | Commercial | School | Existing | Food Preparation | Natural Gas | Double Rack Oven | E5 | System - kBTUs of Consumption | 0 | 0 | 0 | 0 | 0 | 0 | 0 | 0 | 0 | 0 | 0 | 0 | 0 | 0 | 0 | 0 | 0 | 0 | 0 | 0 | 0 | 0 | 0 | 0 | 0 | 0 | 0 | 0 | 0 | 0 | 0 | 0 | 0
F3_Commercial_School_Existing_Food Preparation_Natural Gas_Double Rack Oven_E6 | F3 | Commercial | School | Existing | Food Preparation | Natural Gas | Double Rack Oven | E6 | System - kBTUs of Consumption | 0 | 0 | 0 | 0 | 0 | 0 | 0 | 0 | 0 | 0 | 0 | 0 | 0 | 0 | 0 | 0 | 0 | 0 | 0 | 0 | 0 | 0 | 0 | 0 | 0 | 0 | 0 | 0 | 0 | 0 | 0 | 0 | 0
F3_Commercial_School_Existing_Food Preparation_Natural Gas_Double Rack Oven_E7 | F3 | Commercial | School | Existing | Food Preparation | Natural Gas | Double Rack Oven | E7 | System - kBTUs of Consumption | 0 | 0 | 0 | 0 | 0 | 0 | 0 | 0 | 0 | 0 | 0 | 0 | 0 | 0 | 0 | 0 | 0 | 0 | 0 | 0 | 0 | 0 | 0 | 0 | 0 | 0 | 0 | 0 | 0 | 0 | 0 | 0 | 0
F3_Commercial_School_Existing_Food Preparation_Natural Gas_Double Rack Oven_E8 | F3 | Commercial | School | Existing | Food Preparation | Natural Gas | Double Rack Oven | E8 | System - kBTUs of Consumption | 0 | 0 | 0 | 0 | 0 | 0 | 0 | 0 | 0 | 0 | 0 | 0 | 0 | 0 | 0 | 0 | 0 | 0 | 0 | 0 | 0 | 0 | 0 | 0 | 0 | 0 | 0 | 0 | 0 | 0 | 0 | 0 | 0
F3_Commercial_School_Existing_Food Preparation_Natural Gas_Double Rack Oven_E9 | F3 | Commercial | School | Existing | Food Preparation | Natural Gas | Double Rack Oven | E9 | System - kBTUs of Consumption | 0 | 0 | 0 | 0 | 0 | 0 | 0 | 0 | 0 | 0 | 0 | 0 | 0 | 0 | 0 | 0 | 0 | 0 | 0 | 0 | 0 | 0 | 0 | 0 | 0 | 0 | 0 | 0 | 0 | 0 | 0 | 0 | 0
F3_Commercial_School_Existing_Food Preparation_Natural Gas_Double Rack Oven_E10 | F3 | Commercial | School | Existing | Food Preparation | Natural Gas | Double Rack Oven | E10 | System - kBTUs of Consumption | 0 | 0 | 0 | 0 | 0 | 0 | 0 | 0 | 0 | 0 | 0 | 0 | 0 | 0 | 0 | 0 | 0 | 0 | 0 | 0 | 0 | 0 | 0 | 0 | 0 | 0 | 0 | 0 | 0 | 0 | 0 | 0 | 0
F4_Commercial_School_Existing_Food Preparation_Natural Gas_Double Rack Oven_E1 | F4 | Commercial | School | Existing | Food Preparation | Natural Gas | Double Rack Oven | E1 | Utility - Cost of Equipment | 0.11639 | 0.11727 | 0.11826 | 0.11935 | 0.1206 | 0.12203 | 0.1232 | 0.12432 | 0.12546 | 0.12664 | 0.12777 | 0.12881 | 0.12987 | 0.13098 | 0.13221 | 0.13341 | 0.13468 | 0.13603 | 0.13743 | 0.13887 | 0.14031 | 0.14166 | 0.14288 | 0.14395 | 0.14488 | 0.14568 | 0.14624 | 0.14665 | 0.14701 | 0.14732 | 0.14762 | 0.14775 | 0.14775
F4_Commercial_School_Existing_Food Preparation_Natural Gas_Double Rack Oven_E2 | F4 | Commercial | School | Existing | Food Preparation | Natural Gas | Double Rack Oven | E2 | Utility - Cost of Equipment | 0.063483 | 0.063967 | 0.064508 | 0.065102 | 0.06578 | 0.066565 | 0.067201 | 0.067811 | 0.068431 | 0.069077 | 0.069693 | 0.070258 | 0.070836 | 0.071443 | 0.072114 | 0.072769 | 0.073464 | 0.074198 | 0.074964 | 0.075745 | 0.076531 | 0.077267 | 0.077932 | 0.078519 | 0.079027 | 0.079464 | 0.079767 | 0.079992 | 0.080188 | 0.080355 | 0.08052 | 0.080593 | 0.080593
F4_Commercial_School_Existing_Food Preparation_Natural Gas_Double Rack Oven_E3 | F4 | Commercial | School | Existing | Food Preparation | Natural Gas | Double Rack Oven | E3 | Utility - Cost of Equipment | 0 | 0 | 0 | 0 | 0 | 0 | 0 | 0 | 0 | 0 | 0 | 0 | 0 | 0 | 0 | 0 | 0 | 0 | 0 | 0 | 0 | 0 | 0 | 0 | 0 | 0 | 0 | 0 | 0 | 0 | 0 | 0 | 0
F4_Commercial_School_Existing_Food Preparation_Natural Gas_Double Rack Oven_E4 | F4 | Commercial | School | Existing | Food Preparation | Natural Gas | Double Rack Oven | E4 | Utility - Cost of Equipment | 0 | 0 | 0 | 0 | 0 | 0 | 0 | 0 | 0 | 0 | 0 | 0 | 0 | 0 | 0 | 0 | 0 | 0 | 0 | 0 | 0 | 0 | 0 | 0 | 0 | 0 | 0 | 0 | 0 | 0 | 0 | 0 | 0
F4_Commercial_School_Existing_Food Preparation_Natural Gas_Double Rack Oven_E5 | F4 | Commercial | School | Existing | Food Preparation | Natural Gas | Double Rack Oven | E5 | Utility - Cost of Equipment | 0 | 0 | 0 | 0 | 0 | 0 | 0 | 0 | 0 | 0 | 0 | 0 | 0 | 0 | 0 | 0 | 0 | 0 | 0 | 0 | 0 | 0 | 0 | 0 | 0 | 0 | 0 | 0 | 0 | 0 | 0 | 0 | 0
F4_Commercial_School_Existing_Food Preparation_Natural Gas_Double Rack Oven_E6 | F4 | Commercial | School | Existing | Food Preparation | Natural Gas | Double Rack Oven | E6 | Utility - Cost of Equipment | 0 | 0 | 0 | 0 | 0 | 0 | 0 | 0 | 0 | 0 | 0 | 0 | 0 | 0 | 0 | 0 | 0 | 0 | 0 | 0 | 0 | 0 | 0 | 0 | 0 | 0 | 0 | 0 | 0 | 0 | 0 | 0 | 0
F4_Commercial_School_Existing_Food Preparation_Natural Gas_Double Rack Oven_E7 | F4 | Commercial | School | Existing | Food Preparation | Natural Gas | Double Rack Oven | E7 | Utility - Cost of Equipment | 0 | 0 | 0 | 0 | 0 | 0 | 0 | 0 | 0 | 0 | 0 | 0 | 0 | 0 | 0 | 0 | 0 | 0 | 0 | 0 | 0 | 0 | 0 | 0 | 0 | 0 | 0 | 0 | 0 | 0 | 0 | 0 | 0
F4_Commercial_School_Existing_Food Preparation_Natural Gas_Double Rack Oven_E8 | F4 | Commercial | School | Existing | Food Preparation | Natural Gas | Double Rack Oven | E8 | Utility - Cost of Equipment | 0 | 0 | 0 | 0 | 0 | 0 | 0 | 0 | 0 | 0 | 0 | 0 | 0 | 0 | 0 | 0 | 0 | 0 | 0 | 0 | 0 | 0 | 0 | 0 | 0 | 0 | 0 | 0 | 0 | 0 | 0 | 0 | 0
F4_Commercial_School_Existing_Food Preparation_Natural Gas_Double Rack Oven_E9 | F4 | Commercial | School | Existing | Food Preparation | Natural Gas | Double Rack Oven | E9 | Utility - Cost of Equipment | 0 | 0 | 0 | 0 | 0 | 0 | 0 | 0 | 0 | 0 | 0 | 0 | 0 | 0 | 0 | 0 | 0 | 0 | 0 | 0 | 0 | 0 | 0 | 0 | 0 | 0 | 0 | 0 | 0 | 0 | 0 | 0 | 0
F4_Commercial_School_Existing_Food Preparation_Natural Gas_Double Rack Oven_E10 | F4 | Commercial | School | Existing | Food Preparation | Natural Gas | Double Rack Oven | E10 | Utility - Cost of Equipment | 0 | 0 | 0 | 0 | 0 | 0 | 0 | 0 | 0 | 0 | 0 | 0 | 0 | 0 | 0 | 0 | 0 | 0 | 0 | 0 | 0 | 0 | 0 | 0 | 0 | 0 | 0 | 0 | 0 | 0 | 0 | 0 | 0
F5_Commercial_School_Existing_Food Preparation_Natural Gas_Double Rack Oven_E1 | F5 | Commercial | School | Existing | Food Preparation | Natural Gas | Double Rack Oven | E1 | Utility - Cost of Operation | 0.023534 | 0.023534 | 0.023534 | 0.023534 | 0.023534 | 0.023534 | 0.023534 | 0.023534 | 0.023534 | 0.023534 | 0.023534 | 0.023534 | 0.023534 | 0.023534 | 0.023534 | 0.023534 | 0.023534 | 0.023534 | 0.023534 | 0.023534 | 0.023534 | 0.023534 | 0.023534 | 0.023534 | 0.023534 | 0.023534 | 0.023534 | 0.023534 | 0.023534 | 0.023534 | 0.023534 | 0.023534 | 0.023534
F5_Commercial_School_Existing_Food Preparation_Natural Gas_Double Rack Oven_E2 | F5 | Commercial | School | Existing | Food Preparation | Natural Gas | Double Rack Oven | E2 | Utility - Cost of Operation | 0.031298 | 0.031298 | 0.031298 | 0.031298 | 0.031298 | 0.031298 | 0.031298 | 0.031298 | 0.031298 | 0.031298 | 0.031298 | 0.031298 | 0.031298 | 0.031298 | 0.031298 | 0.031298 | 0.031298 | 0.031298 | 0.031298 | 0.031298 | 0.031298 | 0.031298 | 0.031298 | 0.031298 | 0.031298 | 0.031298 | 0.031298 | 0.031298 | 0.031298 | 0.031298 | 0.031298 | 0.031298 | 0.031298
F5_Commercial_School_Existing_Food Preparation_Natural Gas_Double Rack Oven_E3 | F5 | Commercial | School | Existing | Food Preparation | Natural Gas | Double Rack Oven | E3 | Utility - Cost of Operation | 0 | 0 | 0 | 0 | 0 | 0 | 0 | 0 | 0 | 0 | 0 | 0 | 0 | 0 | 0 | 0 | 0 | 0 | 0 | 0 | 0 | 0 | 0 | 0 | 0 | 0 | 0 | 0 | 0 | 0 | 0 | 0 | 0
F5_Commercial_School_Existing_Food Preparation_Natural Gas_Double Rack Oven_E4 | F5 | Commercial | School | Existing | Food Preparation | Natural Gas | Double Rack Oven | E4 | Utility - Cost of Operation | 0 | 0 | 0 | 0 | 0 | 0 | 0 | 0 | 0 | 0 | 0 | 0 | 0 | 0 | 0 | 0 | 0 | 0 | 0 | 0 | 0 | 0 | 0 | 0 | 0 | 0 | 0 | 0 | 0 | 0 | 0 | 0 | 0
F5_Commercial_School_Existing_Food Preparation_Natural Gas_Double Rack Oven_E5 | F5 | Commercial | School | Existing | Food Preparation | Natural Gas | Double Rack Oven | E5 | Utility - Cost of Operation | 0 | 0 | 0 | 0 | 0 | 0 | 0 | 0 | 0 | 0 | 0 | 0 | 0 | 0 | 0 | 0 | 0 | 0 | 0 | 0 | 0 | 0 | 0 | 0 | 0 | 0 | 0 | 0 | 0 | 0 | 0 | 0 | 0
F5_Commercial_School_Existing_Food Preparation_Natural Gas_Double Rack Oven_E6 | F5 | Commercial | School | Existing | Food Preparation | Natural Gas | Double Rack Oven | E6 | Utility - Cost of Operation | 0 | 0 | 0 | 0 | 0 | 0 | 0 | 0 | 0 | 0 | 0 | 0 | 0 | 0 | 0 | 0 | 0 | 0 | 0 | 0 | 0 | 0 | 0 | 0 | 0 | 0 | 0 | 0 | 0 | 0 | 0 | 0 | 0
F5_Commercial_School_Existing_Food Preparation_Natural Gas_Double Rack Oven_E7 | F5 | Commercial | School | Existing | Food Preparation | Natural Gas | Double Rack Oven | E7 | Utility - Cost of Operation | 0 | 0 | 0 | 0 | 0 | 0 | 0 | 0 | 0 | 0 | 0 | 0 | 0 | 0 | 0 | 0 | 0 | 0 | 0 | 0 | 0 | 0 | 0 | 0 | 0 | 0 | 0 | 0 | 0 | 0 | 0 | 0 | 0
F5_Commercial_School_Existing_Food Preparation_Natural Gas_Double Rack Oven_E8 | F5 | Commercial | School | Existing | Food Preparation | Natural Gas | Double Rack Oven | E8 | Utility - Cost of Operation | 0 | 0 | 0 | 0 | 0 | 0 | 0 | 0 | 0 | 0 | 0 | 0 | 0 | 0 | 0 | 0 | 0 | 0 | 0 | 0 | 0 | 0 | 0 | 0 | 0 | 0 | 0 | 0 | 0 | 0 | 0 | 0 | 0
F5_Commercial_School_Existing_Food Preparation_Natural Gas_Double Rack Oven_E9 | F5 | Commercial | School | Existing | Food Preparation | Natural Gas | Double Rack Oven | E9 | Utility - Cost of Operation | 0 | 0 | 0 | 0 | 0 | 0 | 0 | 0 | 0 | 0 | 0 | 0 | 0 | 0 | 0 | 0 | 0 | 0 | 0 | 0 | 0 | 0 | 0 | 0 | 0 | 0 | 0 | 0 | 0 | 0 | 0 | 0 | 0
F5_Commercial_School_Existing_Food Preparation_Natural Gas_Double Rack Oven_E10 | F5 | Commercial | School | Existing | Food Preparation | Natural Gas | Double Rack Oven | E10 | Utility - Cost of Operation | 0 | 0 | 0 | 0 | 0 | 0 | 0 | 0 | 0 | 0 | 0 | 0 | 0 | 0 | 0 | 0 | 0 | 0 | 0 | 0 | 0 | 0 | 0 | 0 | 0 | 0 | 0 | 0 | 0 | 0 | 0 | 0 | 0
F6_Commercial_School_Existing_Food Preparation_Natural Gas_Double Rack Oven_E1 | F6 | Commercial | School | Existing | Food Preparation | Natural Gas | Double Rack Oven | E1 | Utility - Value of Sales | 0.068929 | 0.068929 | 0.068929 | 0.068929 | 0.068929 | 0.068929 | 0.068929 | 0.068929 | 0.068929 | 0.068929 | 0.068929 | 0.068929 | 0.068929 | 0.068929 | 0.068929 | 0.068929 | 0.068929 | 0.068929 | 0.068929 | 0.068929 | 0.068929 | 0.068929 | 0.068929 | 0.068929 | 0.068929 | 0.068929 | 0.068929 | 0.068929 | 0.068929 | 0.068929 | 0.068929 | 0.068929 | 0.068929
F6_Commercial_School_Existing_Food Preparation_Natural Gas_Double Rack Oven_E2 | F6 | Commercial | School | Existing | Food Preparation | Natural Gas | Double Rack Oven | E2 | Utility - Value of Sales | 0.037598 | 0.037598 | 0.037598 | 0.037598 | 0.037598 | 0.037598 | 0.037598 | 0.037598 | 0.037598 | 0.037598 | 0.037598 | 0.037598 | 0.037598 | 0.037598 | 0.037598 | 0.037598 | 0.037598 | 0.037598 | 0.037598 | 0.037598 | 0.037598 | 0.037598 | 0.037598 | 0.037598 | 0.037598 | 0.037598 | 0.037598 | 0.037598 | 0.037598 | 0.037598 | 0.037598 | 0.037598 | 0.037598
F6_Commercial_School_Existing_Food Preparation_Natural Gas_Double Rack Oven_E3 | F6 | Commercial | School | Existing | Food Preparation | Natural Gas | Double Rack Oven | E3 | Utility - Value of Sales | 0 | 0 | 0 | 0 | 0 | 0 | 0 | 0 | 0 | 0 | 0 | 0 | 0 | 0 | 0 | 0 | 0 | 0 | 0 | 0 | 0 | 0 | 0 | 0 | 0 | 0 | 0 | 0 | 0 | 0 | 0 | 0 | 0
F6_Commercial_School_Existing_Food Preparation_Natural Gas_Double Rack Oven_E4 | F6 | Commercial | School | Existing | Food Preparation | Natural Gas | Double Rack Oven | E4 | Utility - Value of Sales | 0 | 0 | 0 | 0 | 0 | 0 | 0 | 0 | 0 | 0 | 0 | 0 | 0 | 0 | 0 | 0 | 0 | 0 | 0 | 0 | 0 | 0 | 0 | 0 | 0 | 0 | 0 | 0 | 0 | 0 | 0 | 0 | 0
F6_Commercial_School_Existing_Food Preparation_Natural Gas_Double Rack Oven_E5 | F6 | Commercial | School | Existing | Food Preparation | Natural Gas | Double Rack Oven | E5 | Utility - Value of Sales | 0 | 0 | 0 | 0 | 0 | 0 | 0 | 0 | 0 | 0 | 0 | 0 | 0 | 0 | 0 | 0 | 0 | 0 | 0 | 0 | 0 | 0 | 0 | 0 | 0 | 0 | 0 | 0 | 0 | 0 | 0 | 0 | 0
F6_Commercial_School_Existing_Food Preparation_Natural Gas_Double Rack Oven_E6 | F6 | Commercial | School | Existing | Food Preparation | Natural Gas | Double Rack Oven | E6 | Utility - Value of Sales | 0 | 0 | 0 | 0 | 0 | 0 | 0 | 0 | 0 | 0 | 0 | 0 | 0 | 0 | 0 | 0 | 0 | 0 | 0 | 0 | 0 | 0 | 0 | 0 | 0 | 0 | 0 | 0 | 0 | 0 | 0 | 0 | 0
F6_Commercial_School_Existing_Food Preparation_Natural Gas_Double Rack Oven_E7 | F6 | Commercial | School | Existing | Food Preparation | Natural Gas | Double Rack Oven | E7 | Utility - Value of Sales | 0 | 0 | 0 | 0 | 0 | 0 | 0 | 0 | 0 | 0 | 0 | 0 | 0 | 0 | 0 | 0 | 0 | 0 | 0 | 0 | 0 | 0 | 0 | 0 | 0 | 0 | 0 | 0 | 0 | 0 | 0 | 0 | 0
F6_Commercial_School_Existing_Food Preparation_Natural Gas_Double Rack Oven_E8 | F6 | Commercial | School | Existing | Food Preparation | Natural Gas | Double Rack Oven | E8 | Utility - Value of Sales | 0 | 0 | 0 | 0 | 0 | 0 | 0 | 0 | 0 | 0 | 0 | 0 | 0 | 0 | 0 | 0 | 0 | 0 | 0 | 0 | 0 | 0 | 0 | 0 | 0 | 0 | 0 | 0 | 0 | 0 | 0 | 0 | 0
F6_Commercial_School_Existing_Food Preparation_Natural Gas_Double Rack Oven_E9 | F6 | Commercial | School | Existing | Food Preparation | Natural Gas | Double Rack Oven | E9 | Utility - Value of Sales | 0 | 0 | 0 | 0 | 0 | 0 | 0 | 0 | 0 | 0 | 0 | 0 | 0 | 0 | 0 | 0 | 0 | 0 | 0 | 0 | 0 | 0 | 0 | 0 | 0 | 0 | 0 | 0 | 0 | 0 | 0 | 0 | 0
F6_Commercial_School_Existing_Food Preparation_Natural Gas_Double Rack Oven_E10 | F6 | Commercial | School | Existing | Food Preparation | Natural Gas | Double Rack Oven | E10 | Utility - Value of Sales | 0 | 0 | 0 | 0 | 0 | 0 | 0 | 0 | 0 | 0 | 0 | 0 | 0 | 0 | 0 | 0 | 0 | 0 | 0 | 0 | 0 | 0 | 0 | 0 | 0 | 0 | 0 | 0 | 0 | 0 | 0 | 0 | 0
F1_Commercial_School_Existing_Food Preparation_Natural Gas_Fryer_E1 | F1 | Commercial | School | Existing | Food Preparation | Natural Gas | Fryer | E1 | RVT - Cost of Equipment | 0.047891 | 0.04804 | 0.048315 | 0 | 0 | 0 | 0 | 0 | 0 | 0 | 0 | 0 | 0 | 0 | 0 | 0 | 0 | 0 | 0 | 0 | 0 | 0 | 0 | 0 | 0 | 0 | 0 | 0 | 0 | 0 | 0 | 0 | 0
F1_Commercial_School_Existing_Food Preparation_Natural Gas_Fryer_E2 | F1 | Commercial | School | Existing | Food Preparation | Natural Gas | Fryer | E2 | RVT - Cost of Equipment | 0.029353 | 0.029444 | 0.029612 | 0.029843 | 0.030176 | 0.030634 | 0.030998 | 0.031358 | 0.031726 | 0.032102 | 0.032422 | 0.032663 | 0.032867 | 0.033053 | 0.033269 | 0.033464 | 0.033706 | 0.034014 | 0.034381 | 0.034804 | 0.035277 | 0.035742 | 0.036183 | 0.036579 | 0.03693 | 0.03725 | 0.037478 | 0.037667 | 0.037843 | 0.037993 | 0.038141 | 0.038207 | 0.038207
F1_Commercial_School_Existing_Food Preparation_Natural Gas_Fryer_E3 | F1 | Commercial | School | Existing | Food Preparation | Natural Gas | Fryer | E3 | RVT - Cost of Equipment | 0 | 0 | 0 | 0 | 0 | 0 | 0 | 0 | 0 | 0 | 0 | 0 | 0 | 0 | 0 | 0 | 0 | 0 | 0 | 0 | 0 | 0 | 0 | 0 | 0 | 0 | 0 | 0 | 0 | 0 | 0 | 0 | 0
F1_Commercial_School_Existing_Food Preparation_Natural Gas_Fryer_E4 | F1 | Commercial | School | Existing | Food Preparation | Natural Gas | Fryer | E4 | RVT - Cost of Equipment | 0 | 0 | 0 | 0 | 0 | 0 | 0 | 0 | 0 | 0 | 0 | 0 | 0 | 0 | 0 | 0 | 0 | 0 | 0 | 0 | 0 | 0 | 0 | 0 | 0 | 0 | 0 | 0 | 0 | 0 | 0 | 0 | 0
F1_Commercial_School_Existing_Food Preparation_Natural Gas_Fryer_E5 | F1 | Commercial | School | Existing | Food Preparation | Natural Gas | Fryer | E5 | RVT - Cost of Equipment | 0 | 0 | 0 | 0 | 0 | 0 | 0 | 0 | 0 | 0 | 0 | 0 | 0 | 0 | 0 | 0 | 0 | 0 | 0 | 0 | 0 | 0 | 0 | 0 | 0 | 0 | 0 | 0 | 0 | 0 | 0 | 0 | 0
F1_Commercial_School_Existing_Food Preparation_Natural Gas_Fryer_E6 | F1 | Commercial | School | Existing | Food Preparation | Natural Gas | Fryer | E6 | RVT - Cost of Equipment | 0 | 0 | 0 | 0 | 0 | 0 | 0 | 0 | 0 | 0 | 0 | 0 | 0 | 0 | 0 | 0 | 0 | 0 | 0 | 0 | 0 | 0 | 0 | 0 | 0 | 0 | 0 | 0 | 0 | 0 | 0 | 0 | 0
F1_Commercial_School_Existing_Food Preparation_Natural Gas_Fryer_E7 | F1 | Commercial | School | Existing | Food Preparation | Natural Gas | Fryer | E7 | RVT - Cost of Equipment | 0 | 0 | 0 | 0 | 0 | 0 | 0 | 0 | 0 | 0 | 0 | 0 | 0 | 0 | 0 | 0 | 0 | 0 | 0 | 0 | 0 | 0 | 0 | 0 | 0 | 0 | 0 | 0 | 0 | 0 | 0 | 0 | 0
F1_Commercial_School_Existing_Food Preparation_Natural Gas_Fryer_E8 | F1 | Commercial | School | Existing | Food Preparation | Natural Gas | Fryer | E8 | RVT - Cost of Equipment | 0 | 0 | 0 | 0 | 0 | 0 | 0 | 0 | 0 | 0 | 0 | 0 | 0 | 0 | 0 | 0 | 0 | 0 | 0 | 0 | 0 | 0 | 0 | 0 | 0 | 0 | 0 | 0 | 0 | 0 | 0 | 0 | 0
F1_Commercial_School_Existing_Food Preparation_Natural Gas_Fryer_E9 | F1 | Commercial | School | Existing | Food Preparation | Natural Gas | Fryer | E9 | RVT - Cost of Equipment | 0 | 0 | 0 | 0 | 0 | 0 | 0 | 0 | 0 | 0 | 0 | 0 | 0 | 0 | 0 | 0 | 0 | 0 | 0 | 0 | 0 | 0 | 0 | 0 | 0 | 0 | 0 | 0 | 0 | 0 | 0 | 0 | 0
F1_Commercial_School_Existing_Food Preparation_Natural Gas_Fryer_E10 | F1 | Commercial | School | Existing | Food Preparation | Natural Gas | Fryer | E10 | RVT - Cost of Equipment | 0 | 0 | 0 | 0 | 0 | 0 | 0 | 0 | 0 | 0 | 0 | 0 | 0 | 0 | 0 | 0 | 0 | 0 | 0 | 0 | 0 | 0 | 0 | 0 | 0 | 0 | 0 | 0 | 0 | 0 | 0 | 0 | 0
F2_Commercial_School_Existing_Food Preparation_Natural Gas_Fryer_E1 | F2 | Commercial | School | Existing | Food Preparation | Natural Gas | Fryer | E1 | RVT - Cost of Operation | 0.057377 | 0.057555 | 0.057884 | 0 | 0 | 0 | 0 | 0 | 0 | 0 | 0 | 0 | 0 | 0 | 0 | 0 | 0 | 0 | 0 | 0 | 0 | 0 | 0 | 0 | 0 | 0 | 0 | 0 | 0 | 0 | 0 | 0 | 0
F2_Commercial_School_Existing_Food Preparation_Natural Gas_Fryer_E2 | F2 | Commercial | School | Existing | Food Preparation | Natural Gas | Fryer | E2 | RVT - Cost of Operation | 0.035167 | 0.035276 | 0.035477 | 0.035754 | 0.036152 | 0.036701 | 0.037138 | 0.037568 | 0.03801 | 0.03846 | 0.038843 | 0.039132 | 0.039377 | 0.0396 | 0.039858 | 0.040092 | 0.040383 | 0.040751 | 0.04119 | 0.041698 | 0.042264 | 0.042821 | 0.04335 | 0.043824 | 0.044245 | 0.044628 | 0.044901 | 0.045128 | 0.045338 | 0.045518 | 0.045696 | 0.045775 | 0.045775
F2_Commercial_School_Existing_Food Preparation_Natural Gas_Fryer_E3 | F2 | Commercial | School | Existing | Food Preparation | Natural Gas | Fryer | E3 | RVT - Cost of Operation | 0 | 0 | 0 | 0 | 0 | 0 | 0 | 0 | 0 | 0 | 0 | 0 | 0 | 0 | 0 | 0 | 0 | 0 | 0 | 0 | 0 | 0 | 0 | 0 | 0 | 0 | 0 | 0 | 0 | 0 | 0 | 0 | 0
F2_Commercial_School_Existing_Food Preparation_Natural Gas_Fryer_E4 | F2 | Commercial | School | Existing | Food Preparation | Natural Gas | Fryer | E4 | RVT - Cost of Operation | 0 | 0 | 0 | 0 | 0 | 0 | 0 | 0 | 0 | 0 | 0 | 0 | 0 | 0 | 0 | 0 | 0 | 0 | 0 | 0 | 0 | 0 | 0 | 0 | 0 | 0 | 0 | 0 | 0 | 0 | 0 | 0 | 0
F2_Commercial_School_Existing_Food Preparation_Natural Gas_Fryer_E5 | F2 | Commercial | School | Existing | Food Preparation | Natural Gas | Fryer | E5 | RVT - Cost of Operation | 0 | 0 | 0 | 0 | 0 | 0 | 0 | 0 | 0 | 0 | 0 | 0 | 0 | 0 | 0 | 0 | 0 | 0 | 0 | 0 | 0 | 0 | 0 | 0 | 0 | 0 | 0 | 0 | 0 | 0 | 0 | 0 | 0
F2_Commercial_School_Existing_Food Preparation_Natural Gas_Fryer_E6 | F2 | Commercial | School | Existing | Food Preparation | Natural Gas | Fryer | E6 | RVT - Cost of Operation | 0 | 0 | 0 | 0 | 0 | 0 | 0 | 0 | 0 | 0 | 0 | 0 | 0 | 0 | 0 | 0 | 0 | 0 | 0 | 0 | 0 | 0 | 0 | 0 | 0 | 0 | 0 | 0 | 0 | 0 | 0 | 0 | 0
F2_Commercial_School_Existing_Food Preparation_Natural Gas_Fryer_E7 | F2 | Commercial | School | Existing | Food Preparation | Natural Gas | Fryer | E7 | RVT - Cost of Operation | 0 | 0 | 0 | 0 | 0 | 0 | 0 | 0 | 0 | 0 | 0 | 0 | 0 | 0 | 0 | 0 | 0 | 0 | 0 | 0 | 0 | 0 | 0 | 0 | 0 | 0 | 0 | 0 | 0 | 0 | 0 | 0 | 0
F2_Commercial_School_Existing_Food Preparation_Natural Gas_Fryer_E8 | F2 | Commercial | School | Existing | Food Preparation | Natural Gas | Fryer | E8 | RVT - Cost of Operation | 0 | 0 | 0 | 0 | 0 | 0 | 0 | 0 | 0 | 0 | 0 | 0 | 0 | 0 | 0 | 0 | 0 | 0 | 0 | 0 | 0 | 0 | 0 | 0 | 0 | 0 | 0 | 0 | 0 | 0 | 0 | 0 | 0
F2_Commercial_School_Existing_Food Preparation_Natural Gas_Fryer_E9 | F2 | Commercial | School | Existing | Food Preparation | Natural Gas | Fryer | E9 | RVT - Cost of Operation | 0 | 0 | 0 | 0 | 0 | 0 | 0 | 0 | 0 | 0 | 0 | 0 | 0 | 0 | 0 | 0 | 0 | 0 | 0 | 0 | 0 | 0 | 0 | 0 | 0 | 0 | 0 | 0 | 0 | 0 | 0 | 0 | 0
F2_Commercial_School_Existing_Food Preparation_Natural Gas_Fryer_E10 | F2 | Commercial | School | Existing | Food Preparation | Natural Gas | Fryer | E10 | RVT - Cost of Operation | 0 | 0 | 0 | 0 | 0 | 0 | 0 | 0 | 0 | 0 | 0 | 0 | 0 | 0 | 0 | 0 | 0 | 0 | 0 | 0 | 0 | 0 | 0 | 0 | 0 | 0 | 0 | 0 | 0 | 0 | 0 | 0 | 0
F3_Commercial_School_Existing_Food Preparation_Natural Gas_Fryer_E1 | F3 | Commercial | School | Existing | Food Preparation | Natural Gas | Fryer | E1 | System - kBTUs of Consumption | 0.022853 | 0.022853 | 0.022853 | 0 | 0 | 0 | 0 | 0 | 0 | 0 | 0 | 0 | 0 | 0 | 0 | 0 | 0 | 0 | 0 | 0 | 0 | 0 | 0 | 0 | 0 | 0 | 0 | 0 | 0 | 0 | 0 | 0 | 0
F3_Commercial_School_Existing_Food Preparation_Natural Gas_Fryer_E2 | F3 | Commercial | School | Existing | Food Preparation | Natural Gas | Fryer | E2 | System - kBTUs of Consumption | 0.028726 | 0.028726 | 0.028726 | 0.028726 | 0.028726 | 0.028726 | 0.028726 | 0.028726 | 0.028726 | 0.028726 | 0.028726 | 0.028726 | 0.028726 | 0.028726 | 0.028726 | 0.028726 | 0.028726 | 0.028726 | 0.028726 | 0.028726 | 0.028726 | 0.028726 | 0.028726 | 0.028726 | 0.028726 | 0.028726 | 0.028726 | 0.028726 | 0.028726 | 0.028726 | 0.028726 | 0.028726 | 0.028726
F3_Commercial_School_Existing_Food Preparation_Natural Gas_Fryer_E3 | F3 | Commercial | School | Existing | Food Preparation | Natural Gas | Fryer | E3 | System - kBTUs of Consumption | 0 | 0 | 0 | 0 | 0 | 0 | 0 | 0 | 0 | 0 | 0 | 0 | 0 | 0 | 0 | 0 | 0 | 0 | 0 | 0 | 0 | 0 | 0 | 0 | 0 | 0 | 0 | 0 | 0 | 0 | 0 | 0 | 0
F3_Commercial_School_Existing_Food Preparation_Natural Gas_Fryer_E4 | F3 | Commercial | School | Existing | Food Preparation | Natural Gas | Fryer | E4 | System - kBTUs of Consumption | 0 | 0 | 0 | 0 | 0 | 0 | 0 | 0 | 0 | 0 | 0 | 0 | 0 | 0 | 0 | 0 | 0 | 0 | 0 | 0 | 0 | 0 | 0 | 0 | 0 | 0 | 0 | 0 | 0 | 0 | 0 | 0 | 0
F3_Commercial_School_Existing_Food Preparation_Natural Gas_Fryer_E5 | F3 | Commercial | School | Existing | Food Preparation | Natural Gas | Fryer | E5 | System - kBTUs of Consumption | 0 | 0 | 0 | 0 | 0 | 0 | 0 | 0 | 0 | 0 | 0 | 0 | 0 | 0 | 0 | 0 | 0 | 0 | 0 | 0 | 0 | 0 | 0 | 0 | 0 | 0 | 0 | 0 | 0 | 0 | 0 | 0 | 0
F3_Commercial_School_Existing_Food Preparation_Natural Gas_Fryer_E6 | F3 | Commercial | School | Existing | Food Preparation | Natural Gas | Fryer | E6 | System - kBTUs of Consumption | 0 | 0 | 0 | 0 | 0 | 0 | 0 | 0 | 0 | 0 | 0 | 0 | 0 | 0 | 0 | 0 | 0 | 0 | 0 | 0 | 0 | 0 | 0 | 0 | 0 | 0 | 0 | 0 | 0 | 0 | 0 | 0 | 0
F3_Commercial_School_Existing_Food Preparation_Natural Gas_Fryer_E7 | F3 | Commercial | School | Existing | Food Preparation | Natural Gas | Fryer | E7 | System - kBTUs of Consumption | 0 | 0 | 0 | 0 | 0 | 0 | 0 | 0 | 0 | 0 | 0 | 0 | 0 | 0 | 0 | 0 | 0 | 0 | 0 | 0 | 0 | 0 | 0 | 0 | 0 | 0 | 0 | 0 | 0 | 0 | 0 | 0 | 0
F3_Commercial_School_Existing_Food Preparation_Natural Gas_Fryer_E8 | F3 | Commercial | School | Existing | Food Preparation | Natural Gas | Fryer | E8 | System - kBTUs of Consumption | 0 | 0 | 0 | 0 | 0 | 0 | 0 | 0 | 0 | 0 | 0 | 0 | 0 | 0 | 0 | 0 | 0 | 0 | 0 | 0 | 0 | 0 | 0 | 0 | 0 | 0 | 0 | 0 | 0 | 0 | 0 | 0 | 0
F3_Commercial_School_Existing_Food Preparation_Natural Gas_Fryer_E9 | F3 | Commercial | School | Existing | Food Preparation | Natural Gas | Fryer | E9 | System - kBTUs of Consumption | 0 | 0 | 0 | 0 | 0 | 0 | 0 | 0 | 0 | 0 | 0 | 0 | 0 | 0 | 0 | 0 | 0 | 0 | 0 | 0 | 0 | 0 | 0 | 0 | 0 | 0 | 0 | 0 | 0 | 0 | 0 | 0 | 0
F3_Commercial_School_Existing_Food Preparation_Natural Gas_Fryer_E10 | F3 | Commercial | School | Existing | Food Preparation | Natural Gas | Fryer | E10 | System - kBTUs of Consumption | 0 | 0 | 0 | 0 | 0 | 0 | 0 | 0 | 0 | 0 | 0 | 0 | 0 | 0 | 0 | 0 | 0 | 0 | 0 | 0 | 0 | 0 | 0 | 0 | 0 | 0 | 0 | 0 | 0 | 0 | 0 | 0 | 0
F4_Commercial_School_Existing_Food Preparation_Natural Gas_Fryer_E1 | F4 | Commercial | School | Existing | Food Preparation | Natural Gas | Fryer | E1 | Utility - Cost of Equipment | 0.057377 | 0.057555 | 0.057884 | 0 | 0 | 0 | 0 | 0 | 0 | 0 | 0 | 0 | 0 | 0 | 0 | 0 | 0 | 0 | 0 | 0 | 0 | 0 | 0 | 0 | 0 | 0 | 0 | 0 | 0 | 0 | 0 | 0 | 0
F4_Commercial_School_Existing_Food Preparation_Natural Gas_Fryer_E2 | F4 | Commercial | School | Existing | Food Preparation | Natural Gas | Fryer | E2 | Utility - Cost of Equipment | 0.035167 | 0.035276 | 0.035477 | 0.035754 | 0.036152 | 0.036701 | 0.037138 | 0.037568 | 0.03801 | 0.03846 | 0.038843 | 0.039132 | 0.039377 | 0.0396 | 0.039858 | 0.040092 | 0.040383 | 0.040751 | 0.04119 | 0.041698 | 0.042264 | 0.042821 | 0.04335 | 0.043824 | 0.044245 | 0.044628 | 0.044901 | 0.045128 | 0.045338 | 0.045518 | 0.045696 | 0.045775 | 0.045775
F4_Commercial_School_Existing_Food Preparation_Natural Gas_Fryer_E3 | F4 | Commercial | School | Existing | Food Preparation | Natural Gas | Fryer | E3 | Utility - Cost of Equipment | 0 | 0 | 0 | 0 | 0 | 0 | 0 | 0 | 0 | 0 | 0 | 0 | 0 | 0 | 0 | 0 | 0 | 0 | 0 | 0 | 0 | 0 | 0 | 0 | 0 | 0 | 0 | 0 | 0 | 0 | 0 | 0 | 0
F4_Commercial_School_Existing_Food Preparation_Natural Gas_Fryer_E4 | F4 | Commercial | School | Existing | Food Preparation | Natural Gas | Fryer | E4 | Utility - Cost of Equipment | 0 | 0 | 0 | 0 | 0 | 0 | 0 | 0 | 0 | 0 | 0 | 0 | 0 | 0 | 0 | 0 | 0 | 0 | 0 | 0 | 0 | 0 | 0 | 0 | 0 | 0 | 0 | 0 | 0 | 0 | 0 | 0 | 0
F4_Commercial_School_Existing_Food Preparation_Natural Gas_Fryer_E5 | F4 | Commercial | School | Existing | Food Preparation | Natural Gas | Fryer | E5 | Utility - Cost of Equipment | 0 | 0 | 0 | 0 | 0 | 0 | 0 | 0 | 0 | 0 | 0 | 0 | 0 | 0 | 0 | 0 | 0 | 0 | 0 | 0 | 0 | 0 | 0 | 0 | 0 | 0 | 0 | 0 | 0 | 0 | 0 | 0 | 0
F4_Commercial_School_Existing_Food Preparation_Natural Gas_Fryer_E6 | F4 | Commercial | School | Existing | Food Preparation | Natural Gas | Fryer | E6 | Utility - Cost of Equipment | 0 | 0 | 0 | 0 | 0 | 0 | 0 | 0 | 0 | 0 | 0 | 0 | 0 | 0 | 0 | 0 | 0 | 0 | 0 | 0 | 0 | 0 | 0 | 0 | 0 | 0 | 0 | 0 | 0 | 0 | 0 | 0 | 0
F4_Commercial_School_Existing_Food Preparation_Natural Gas_Fryer_E7 | F4 | Commercial | School | Existing | Food Preparation | Natural Gas | Fryer | E7 | Utility - Cost of Equipment | 0 | 0 | 0 | 0 | 0 | 0 | 0 | 0 | 0 | 0 | 0 | 0 | 0 | 0 | 0 | 0 | 0 | 0 | 0 | 0 | 0 | 0 | 0 | 0 | 0 | 0 | 0 | 0 | 0 | 0 | 0 | 0 | 0
F4_Commercial_School_Existing_Food Preparation_Natural Gas_Fryer_E8 | F4 | Commercial | School | Existing | Food Preparation | Natural Gas | Fryer | E8 | Utility - Cost of Equipment | 0 | 0 | 0 | 0 | 0 | 0 | 0 | 0 | 0 | 0 | 0 | 0 | 0 | 0 | 0 | 0 | 0 | 0 | 0 | 0 | 0 | 0 | 0 | 0 | 0 | 0 | 0 | 0 | 0 | 0 | 0 | 0 | 0
F4_Commercial_School_Existing_Food Preparation_Natural Gas_Fryer_E9 | F4 | Commercial | School | Existing | Food Preparation | Natural Gas | Fryer | E9 | Utility - Cost of Equipment | 0 | 0 | 0 | 0 | 0 | 0 | 0 | 0 | 0 | 0 | 0 | 0 | 0 | 0 | 0 | 0 | 0 | 0 | 0 | 0 | 0 | 0 | 0 | 0 | 0 | 0 | 0 | 0 | 0 | 0 | 0 | 0 | 0
F4_Commercial_School_Existing_Food Preparation_Natural Gas_Fryer_E10 | F4 | Commercial | School | Existing | Food Preparation | Natural Gas | Fryer | E10 | Utility - Cost of Equipment | 0 | 0 | 0 | 0 | 0 | 0 | 0 | 0 | 0 | 0 | 0 | 0 | 0 | 0 | 0 | 0 | 0 | 0 | 0 | 0 | 0 | 0 | 0 | 0 | 0 | 0 | 0 | 0 | 0 | 0 | 0 | 0 | 0
F5_Commercial_School_Existing_Food Preparation_Natural Gas_Fryer_E1 | F5 | Commercial | School | Existing | Food Preparation | Natural Gas | Fryer | E1 | Utility - Cost of Operation | 0.022853 | 0.022853 | 0.022853 | 0 | 0 | 0 | 0 | 0 | 0 | 0 | 0 | 0 | 0 | 0 | 0 | 0 | 0 | 0 | 0 | 0 | 0 | 0 | 0 | 0 | 0 | 0 | 0 | 0 | 0 | 0 | 0 | 0 | 0
F5_Commercial_School_Existing_Food Preparation_Natural Gas_Fryer_E2 | F5 | Commercial | School | Existing | Food Preparation | Natural Gas | Fryer | E2 | Utility - Cost of Operation | 0.028726 | 0.028726 | 0.028726 | 0.028726 | 0.028726 | 0.028726 | 0.028726 | 0.028726 | 0.028726 | 0.028726 | 0.028726 | 0.028726 | 0.028726 | 0.028726 | 0.028726 | 0.028726 | 0.028726 | 0.028726 | 0.028726 | 0.028726 | 0.028726 | 0.028726 | 0.028726 | 0.028726 | 0.028726 | 0.028726 | 0.028726 | 0.028726 | 0.028726 | 0.028726 | 0.028726 | 0.028726 | 0.028726
F5_Commercial_School_Existing_Food Preparation_Natural Gas_Fryer_E3 | F5 | Commercial | School | Existing | Food Preparation | Natural Gas | Fryer | E3 | Utility - Cost of Operation | 0 | 0 | 0 | 0 | 0 | 0 | 0 | 0 | 0 | 0 | 0 | 0 | 0 | 0 | 0 | 0 | 0 | 0 | 0 | 0 | 0 | 0 | 0 | 0 | 0 | 0 | 0 | 0 | 0 | 0 | 0 | 0 | 0
F5_Commercial_School_Existing_Food Preparation_Natural Gas_Fryer_E4 | F5 | Commercial | School | Existing | Food Preparation | Natural Gas | Fryer | E4 | Utility - Cost of Operation | 0 | 0 | 0 | 0 | 0 | 0 | 0 | 0 | 0 | 0 | 0 | 0 | 0 | 0 | 0 | 0 | 0 | 0 | 0 | 0 | 0 | 0 | 0 | 0 | 0 | 0 | 0 | 0 | 0 | 0 | 0 | 0 | 0
F5_Commercial_School_Existing_Food Preparation_Natural Gas_Fryer_E5 | F5 | Commercial | School | Existing | Food Preparation | Natural Gas | Fryer | E5 | Utility - Cost of Operation | 0 | 0 | 0 | 0 | 0 | 0 | 0 | 0 | 0 | 0 | 0 | 0 | 0 | 0 | 0 | 0 | 0 | 0 | 0 | 0 | 0 | 0 | 0 | 0 | 0 | 0 | 0 | 0 | 0 | 0 | 0 | 0 | 0
F5_Commercial_School_Existing_Food Preparation_Natural Gas_Fryer_E6 | F5 | Commercial | School | Existing | Food Preparation | Natural Gas | Fryer | E6 | Utility - Cost of Operation | 0 | 0 | 0 | 0 | 0 | 0 | 0 | 0 | 0 | 0 | 0 | 0 | 0 | 0 | 0 | 0 | 0 | 0 | 0 | 0 | 0 | 0 | 0 | 0 | 0 | 0 | 0 | 0 | 0 | 0 | 0 | 0 | 0
F5_Commercial_School_Existing_Food Preparation_Natural Gas_Fryer_E7 | F5 | Commercial | School | Existing | Food Preparation | Natural Gas | Fryer | E7 | Utility - Cost of Operation | 0 | 0 | 0 | 0 | 0 | 0 | 0 | 0 | 0 | 0 | 0 | 0 | 0 | 0 | 0 | 0 | 0 | 0 | 0 | 0 | 0 | 0 | 0 | 0 | 0 | 0 | 0 | 0 | 0 | 0 | 0 | 0 | 0
F5_Commercial_School_Existing_Food Preparation_Natural Gas_Fryer_E8 | F5 | Commercial | School | Existing | Food Preparation | Natural Gas | Fryer | E8 | Utility - Cost of Operation | 0 | 0 | 0 | 0 | 0 | 0 | 0 | 0 | 0 | 0 | 0 | 0 | 0 | 0 | 0 | 0 | 0 | 0 | 0 | 0 | 0 | 0 | 0 | 0 | 0 | 0 | 0 | 0 | 0 | 0 | 0 | 0 | 0
F5_Commercial_School_Existing_Food Preparation_Natural Gas_Fryer_E9 | F5 | Commercial | School | Existing | Food Preparation | Natural Gas | Fryer | E9 | Utility - Cost of Operation | 0 | 0 | 0 | 0 | 0 | 0 | 0 | 0 | 0 | 0 | 0 | 0 | 0 | 0 | 0 | 0 | 0 | 0 | 0 | 0 | 0 | 0 | 0 | 0 | 0 | 0 | 0 | 0 | 0 | 0 | 0 | 0 | 0
F5_Commercial_School_Existing_Food Preparation_Natural Gas_Fryer_E10 | F5 | Commercial | School | Existing | Food Preparation | Natural Gas | Fryer | E10 | Utility - Cost of Operation | 0 | 0 | 0 | 0 | 0 | 0 | 0 | 0 | 0 | 0 | 0 | 0 | 0 | 0 | 0 | 0 | 0 | 0 | 0 | 0 | 0 | 0 | 0 | 0 | 0 | 0 | 0 | 0 | 0 | 0 | 0 | 0 | 0
F6_Commercial_School_Existing_Food Preparation_Natural Gas_Fryer_E1 | F6 | Commercial | School | Existing | Food Preparation | Natural Gas | Fryer | E1 | Utility - Value of Sales | 0.034903 | 0.034903 | 0.034903 | 0 | 0 | 0 | 0 | 0 | 0 | 0 | 0 | 0 | 0 | 0 | 0 | 0 | 0 | 0 | 0 | 0 | 0 | 0 | 0 | 0 | 0 | 0 | 0 | 0 | 0 | 0 | 0 | 0 | 0
F6_Commercial_School_Existing_Food Preparation_Natural Gas_Fryer_E2 | F6 | Commercial | School | Existing | Food Preparation | Natural Gas | Fryer | E2 | Utility - Value of Sales | 0.021392 | 0.021392 | 0.021392 | 0.021392 | 0.021392 | 0.021392 | 0.021392 | 0.021392 | 0.021392 | 0.021392 | 0.021392 | 0.021392 | 0.021392 | 0.021392 | 0.021392 | 0.021392 | 0.021392 | 0.021392 | 0.021392 | 0.021392 | 0.021392 | 0.021392 | 0.021392 | 0.021392 | 0.021392 | 0.021392 | 0.021392 | 0.021392 | 0.021392 | 0.021392 | 0.021392 | 0.021392 | 0.021392
F6_Commercial_School_Existing_Food Preparation_Natural Gas_Fryer_E3 | F6 | Commercial | School | Existing | Food Preparation | Natural Gas | Fryer | E3 | Utility - Value of Sales | 0 | 0 | 0 | 0 | 0 | 0 | 0 | 0 | 0 | 0 | 0 | 0 | 0 | 0 | 0 | 0 | 0 | 0 | 0 | 0 | 0 | 0 | 0 | 0 | 0 | 0 | 0 | 0 | 0 | 0 | 0 | 0 | 0
F6_Commercial_School_Existing_Food Preparation_Natural Gas_Fryer_E4 | F6 | Commercial | School | Existing | Food Preparation | Natural Gas | Fryer | E4 | Utility - Value of Sales | 0 | 0 | 0 | 0 | 0 | 0 | 0 | 0 | 0 | 0 | 0 | 0 | 0 | 0 | 0 | 0 | 0 | 0 | 0 | 0 | 0 | 0 | 0 | 0 | 0 | 0 | 0 | 0 | 0 | 0 | 0 | 0 | 0
F6_Commercial_School_Existing_Food Preparation_Natural Gas_Fryer_E5 | F6 | Commercial | School | Existing | Food Preparation | Natural Gas | Fryer | E5 | Utility - Value of Sales | 0 | 0 | 0 | 0 | 0 | 0 | 0 | 0 | 0 | 0 | 0 | 0 | 0 | 0 | 0 | 0 | 0 | 0 | 0 | 0 | 0 | 0 | 0 | 0 | 0 | 0 | 0 | 0 | 0 | 0 | 0 | 0 | 0
F6_Commercial_School_Existing_Food Preparation_Natural Gas_Fryer_E6 | F6 | Commercial | School | Existing | Food Preparation | Natural Gas | Fryer | E6 | Utility - Value of Sales | 0 | 0 | 0 | 0 | 0 | 0 | 0 | 0 | 0 | 0 | 0 | 0 | 0 | 0 | 0 | 0 | 0 | 0 | 0 | 0 | 0 | 0 | 0 | 0 | 0 | 0 | 0 | 0 | 0 | 0 | 0 | 0 | 0
F6_Commercial_School_Existing_Food Preparation_Natural Gas_Fryer_E7 | F6 | Commercial | School | Existing | Food Preparation | Natural Gas | Fryer | E7 | Utility - Value of Sales | 0 | 0 | 0 | 0 | 0 | 0 | 0 | 0 | 0 | 0 | 0 | 0 | 0 | 0 | 0 | 0 | 0 | 0 | 0 | 0 | 0 | 0 | 0 | 0 | 0 | 0 | 0 | 0 | 0 | 0 | 0 | 0 | 0
F6_Commercial_School_Existing_Food Preparation_Natural Gas_Fryer_E8 | F6 | Commercial | School | Existing | Food Preparation | Natural Gas | Fryer | E8 | Utility - Value of Sales | 0 | 0 | 0 | 0 | 0 | 0 | 0 | 0 | 0 | 0 | 0 | 0 | 0 | 0 | 0 | 0 | 0 | 0 | 0 | 0 | 0 | 0 | 0 | 0 | 0 | 0 | 0 | 0 | 0 | 0 | 0 | 0 | 0
F6_Commercial_School_Existing_Food Preparation_Natural Gas_Fryer_E9 | F6 | Commercial | School | Existing | Food Preparation | Natural Gas | Fryer | E9 | Utility - Value of Sales | 0 | 0 | 0 | 0 | 0 | 0 | 0 | 0 | 0 | 0 | 0 | 0 | 0 | 0 | 0 | 0 | 0 | 0 | 0 | 0 | 0 | 0 | 0 | 0 | 0 | 0 | 0 | 0 | 0 | 0 | 0 | 0 | 0
F6_Commercial_School_Existing_Food Preparation_Natural Gas_Fryer_E10 | F6 | Commercial | School | Existing | Food Preparation | Natural Gas | Fryer | E10 | Utility - Value of Sales | 0 | 0 | 0 | 0 | 0 | 0 | 0 | 0 | 0 | 0 | 0 | 0 | 0 | 0 | 0 | 0 | 0 | 0 | 0 | 0 | 0 | 0 | 0 | 0 | 0 | 0 | 0 | 0 | 0 | 0 | 0 | 0 | 0
F1_Commercial_School_Existing_Food Preparation_Natural Gas_Broiler_E1 | F1 | Commercial | School | Existing | Food Preparation | Natural Gas | Broiler | E1 | RVT - Cost of Equipment | 0.053639 | 0.054048 | 0.054505 | 0.055007 | 0.05558 | 0.056242 | 0.05678 | 0.057296 | 0.05782 | 0.058365 | 0.058885 | 0.059363 | 0.059852 | 0.060365 | 0.060931 | 0.061485 | 0.062072 | 0.062693 | 0.063339 | 0.064 | 0.064664 | 0.065286 | 0.065847 | 0.066344 | 0.066773 | 0.067142 | 0.067398 | 0.067588 | 0.067753 | 0.067894 | 0.068034 | 0.068095 | 0.068095
F1_Commercial_School_Existing_Food Preparation_Natural Gas_Broiler_E2 | F1 | Commercial | School | Existing | Food Preparation | Natural Gas | Broiler | E2 | RVT - Cost of Equipment | 0.034482 | 0.034745 | 0.035039 | 0.035362 | 0.03573 | 0.036156 | 0.036501 | 0.036833 | 0.03717 | 0.03752 | 0.037855 | 0.038162 | 0.038476 | 0.038806 | 0.03917 | 0.039526 | 0.039904 | 0.040302 | 0.040718 | 0.041143 | 0.041569 | 0.041969 | 0.04233 | 0.042649 | 0.042925 | 0.043163 | 0.043327 | 0.04345 | 0.043556 | 0.043646 | 0.043736 | 0.043776 | 0.043776
F1_Commercial_School_Existing_Food Preparation_Natural Gas_Broiler_E3 | F1 | Commercial | School | Existing | Food Preparation | Natural Gas | Broiler | E3 | RVT - Cost of Equipment | 0 | 0 | 0 | 0 | 0 | 0 | 0 | 0 | 0 | 0 | 0 | 0 | 0 | 0 | 0 | 0 | 0 | 0 | 0 | 0 | 0 | 0 | 0 | 0 | 0 | 0 | 0 | 0 | 0 | 0 | 0 | 0 | 0
F1_Commercial_School_Existing_Food Preparation_Natural Gas_Broiler_E4 | F1 | Commercial | School | Existing | Food Preparation | Natural Gas | Broiler | E4 | RVT - Cost of Equipment | 0 | 0 | 0 | 0 | 0 | 0 | 0 | 0 | 0 | 0 | 0 | 0 | 0 | 0 | 0 | 0 | 0 | 0 | 0 | 0 | 0 | 0 | 0 | 0 | 0 | 0 | 0 | 0 | 0 | 0 | 0 | 0 | 0
F1_Commercial_School_Existing_Food Preparation_Natural Gas_Broiler_E5 | F1 | Commercial | School | Existing | Food Preparation | Natural Gas | Broiler | E5 | RVT - Cost of Equipment | 0 | 0 | 0 | 0 | 0 | 0 | 0 | 0 | 0 | 0 | 0 | 0 | 0 | 0 | 0 | 0 | 0 | 0 | 0 | 0 | 0 | 0 | 0 | 0 | 0 | 0 | 0 | 0 | 0 | 0 | 0 | 0 | 0
F1_Commercial_School_Existing_Food Preparation_Natural Gas_Broiler_E6 | F1 | Commercial | School | Existing | Food Preparation | Natural Gas | Broiler | E6 | RVT - Cost of Equipment | 0 | 0 | 0 | 0 | 0 | 0 | 0 | 0 | 0 | 0 | 0 | 0 | 0 | 0 | 0 | 0 | 0 | 0 | 0 | 0 | 0 | 0 | 0 | 0 | 0 | 0 | 0 | 0 | 0 | 0 | 0 | 0 | 0
F1_Commercial_School_Existing_Food Preparation_Natural Gas_Broiler_E7 | F1 | Commercial | School | Existing | Food Preparation | Natural Gas | Broiler | E7 | RVT - Cost of Equipment | 0 | 0 | 0 | 0 | 0 | 0 | 0 | 0 | 0 | 0 | 0 | 0 | 0 | 0 | 0 | 0 | 0 | 0 | 0 | 0 | 0 | 0 | 0 | 0 | 0 | 0 | 0 | 0 | 0 | 0 | 0 | 0 | 0
F1_Commercial_School_Existing_Food Preparation_Natural Gas_Broiler_E8 | F1 | Commercial | School | Existing | Food Preparation | Natural Gas | Broiler | E8 | RVT - Cost of Equipment | 0 | 0 | 0 | 0 | 0 | 0 | 0 | 0 | 0 | 0 | 0 | 0 | 0 | 0 | 0 | 0 | 0 | 0 | 0 | 0 | 0 | 0 | 0 | 0 | 0 | 0 | 0 | 0 | 0 | 0 | 0 | 0 | 0
F1_Commercial_School_Existing_Food Preparation_Natural Gas_Broiler_E9 | F1 | Commercial | School | Existing | Food Preparation | Natural Gas | Broiler | E9 | RVT - Cost of Equipment | 0 | 0 | 0 | 0 | 0 | 0 | 0 | 0 | 0 | 0 | 0 | 0 | 0 | 0 | 0 | 0 | 0 | 0 | 0 | 0 | 0 | 0 | 0 | 0 | 0 | 0 | 0 | 0 | 0 | 0 | 0 | 0 | 0
F1_Commercial_School_Existing_Food Preparation_Natural Gas_Broiler_E10 | F1 | Commercial | School | Existing | Food Preparation | Natural Gas | Broiler | E10 | RVT - Cost of Equipment | 0 | 0 | 0 | 0 | 0 | 0 | 0 | 0 | 0 | 0 | 0 | 0 | 0 | 0 | 0 | 0 | 0 | 0 | 0 | 0 | 0 | 0 | 0 | 0 | 0 | 0 | 0 | 0 | 0 | 0 | 0 | 0 | 0
F2_Commercial_School_Existing_Food Preparation_Natural Gas_Broiler_E1 | F2 | Commercial | School | Existing | Food Preparation | Natural Gas | Broiler | E1 | RVT - Cost of Operation | 0.064263 | 0.064752 | 0.0653 | 0.065902 | 0.066588 | 0.067382 | 0.068026 | 0.068644 | 0.069272 | 0.069925 | 0.070549 | 0.071121 | 0.071706 | 0.072321 | 0.072999 | 0.073663 | 0.074367 | 0.07511 | 0.075885 | 0.076676 | 0.077471 | 0.078216 | 0.078889 | 0.079484 | 0.079998 | 0.08044 | 0.080747 | 0.080975 | 0.081173 | 0.081342 | 0.081509 | 0.081583 | 0.081583
F2_Commercial_School_Existing_Food Preparation_Natural Gas_Broiler_E2 | F2 | Commercial | School | Existing | Food Preparation | Natural Gas | Broiler | E2 | RVT - Cost of Operation | 0.041312 | 0.041627 | 0.041979 | 0.042365 | 0.042807 | 0.043317 | 0.043731 | 0.044128 | 0.044532 | 0.044952 | 0.045353 | 0.045721 | 0.046097 | 0.046492 | 0.046928 | 0.047355 | 0.047807 | 0.048285 | 0.048783 | 0.049291 | 0.049803 | 0.050282 | 0.050715 | 0.051097 | 0.051427 | 0.051712 | 0.051909 | 0.052055 | 0.052183 | 0.052291 | 0.052399 | 0.052446 | 0.052446
F2_Commercial_School_Existing_Food Preparation_Natural Gas_Broiler_E3 | F2 | Commercial | School | Existing | Food Preparation | Natural Gas | Broiler | E3 | RVT - Cost of Operation | 0 | 0 | 0 | 0 | 0 | 0 | 0 | 0 | 0 | 0 | 0 | 0 | 0 | 0 | 0 | 0 | 0 | 0 | 0 | 0 | 0 | 0 | 0 | 0 | 0 | 0 | 0 | 0 | 0 | 0 | 0 | 0 | 0
F2_Commercial_School_Existing_Food Preparation_Natural Gas_Broiler_E4 | F2 | Commercial | School | Existing | Food Preparation | Natural Gas | Broiler | E4 | RVT - Cost of Operation | 0 | 0 | 0 | 0 | 0 | 0 | 0 | 0 | 0 | 0 | 0 | 0 | 0 | 0 | 0 | 0 | 0 | 0 | 0 | 0 | 0 | 0 | 0 | 0 | 0 | 0 | 0 | 0 | 0 | 0 | 0 | 0 | 0
F2_Commercial_School_Existing_Food Preparation_Natural Gas_Broiler_E5 | F2 | Commercial | School | Existing | Food Preparation | Natural Gas | Broiler | E5 | RVT - Cost of Operation | 0 | 0 | 0 | 0 | 0 | 0 | 0 | 0 | 0 | 0 | 0 | 0 | 0 | 0 | 0 | 0 | 0 | 0 | 0 | 0 | 0 | 0 | 0 | 0 | 0 | 0 | 0 | 0 | 0 | 0 | 0 | 0 | 0
F2_Commercial_School_Existing_Food Preparation_Natural Gas_Broiler_E6 | F2 | Commercial | School | Existing | Food Preparation | Natural Gas | Broiler | E6 | RVT - Cost of Operation | 0 | 0 | 0 | 0 | 0 | 0 | 0 | 0 | 0 | 0 | 0 | 0 | 0 | 0 | 0 | 0 | 0 | 0 | 0 | 0 | 0 | 0 | 0 | 0 | 0 | 0 | 0 | 0 | 0 | 0 | 0 | 0 | 0
F2_Commercial_School_Existing_Food Preparation_Natural Gas_Broiler_E7 | F2 | Commercial | School | Existing | Food Preparation | Natural Gas | Broiler | E7 | RVT - Cost of Operation | 0 | 0 | 0 | 0 | 0 | 0 | 0 | 0 | 0 | 0 | 0 | 0 | 0 | 0 | 0 | 0 | 0 | 0 | 0 | 0 | 0 | 0 | 0 | 0 | 0 | 0 | 0 | 0 | 0 | 0 | 0 | 0 | 0
F2_Commercial_School_Existing_Food Preparation_Natural Gas_Broiler_E8 | F2 | Commercial | School | Existing | Food Preparation | Natural Gas | Broiler | E8 | RVT - Cost of Operation | 0 | 0 | 0 | 0 | 0 | 0 | 0 | 0 | 0 | 0 | 0 | 0 | 0 | 0 | 0 | 0 | 0 | 0 | 0 | 0 | 0 | 0 | 0 | 0 | 0 | 0 | 0 | 0 | 0 | 0 | 0 | 0 | 0
F2_Commercial_School_Existing_Food Preparation_Natural Gas_Broiler_E9 | F2 | Commercial | School | Existing | Food Preparation | Natural Gas | Broiler | E9 | RVT - Cost of Operation | 0 | 0 | 0 | 0 | 0 | 0 | 0 | 0 | 0 | 0 | 0 | 0 | 0 | 0 | 0 | 0 | 0 | 0 | 0 | 0 | 0 | 0 | 0 | 0 | 0 | 0 | 0 | 0 | 0 | 0 | 0 | 0 | 0
F2_Commercial_School_Existing_Food Preparation_Natural Gas_Broiler_E10 | F2 | Commercial | School | Existing | Food Preparation | Natural Gas | Broiler | E10 | RVT - Cost of Operation | 0 | 0 | 0 | 0 | 0 | 0 | 0 | 0 | 0 | 0 | 0 | 0 | 0 | 0 | 0 | 0 | 0 | 0 | 0 | 0 | 0 | 0 | 0 | 0 | 0 | 0 | 0 | 0 | 0 | 0 | 0 | 0 | 0
F3_Commercial_School_Existing_Food Preparation_Natural Gas_Broiler_E1 | F3 | Commercial | School | Existing | Food Preparation | Natural Gas | Broiler | E1 | System - kBTUs of Consumption | 0.017828 | 0.017828 | 0.017828 | 0.017828 | 0.017828 | 0.017828 | 0.017828 | 0.017828 | 0.017828 | 0.017828 | 0.017828 | 0.017828 | 0.017828 | 0.017828 | 0.017828 | 0.017828 | 0.017828 | 0.017828 | 0.017828 | 0.017828 | 0.017828 | 0.017828 | 0.017828 | 0.017828 | 0.017828 | 0.017828 | 0.017828 | 0.017828 | 0.017828 | 0.017828 | 0.017828 | 0.017828 | 0.017828
F3_Commercial_School_Existing_Food Preparation_Natural Gas_Broiler_E2 | F3 | Commercial | School | Existing | Food Preparation | Natural Gas | Broiler | E2 | System - kBTUs of Consumption | 0.024959 | 0.024959 | 0.024959 | 0.024959 | 0.024959 | 0.024959 | 0.024959 | 0.024959 | 0.024959 | 0.024959 | 0.024959 | 0.024959 | 0.024959 | 0.024959 | 0.024959 | 0.024959 | 0.024959 | 0.024959 | 0.024959 | 0.024959 | 0.024959 | 0.024959 | 0.024959 | 0.024959 | 0.024959 | 0.024959 | 0.024959 | 0.024959 | 0.024959 | 0.024959 | 0.024959 | 0.024959 | 0.024959
F3_Commercial_School_Existing_Food Preparation_Natural Gas_Broiler_E3 | F3 | Commercial | School | Existing | Food Preparation | Natural Gas | Broiler | E3 | System - kBTUs of Consumption | 0 | 0 | 0 | 0 | 0 | 0 | 0 | 0 | 0 | 0 | 0 | 0 | 0 | 0 | 0 | 0 | 0 | 0 | 0 | 0 | 0 | 0 | 0 | 0 | 0 | 0 | 0 | 0 | 0 | 0 | 0 | 0 | 0
F3_Commercial_School_Existing_Food Preparation_Natural Gas_Broiler_E4 | F3 | Commercial | School | Existing | Food Preparation | Natural Gas | Broiler | E4 | System - kBTUs of Consumption | 0 | 0 | 0 | 0 | 0 | 0 | 0 | 0 | 0 | 0 | 0 | 0 | 0 | 0 | 0 | 0 | 0 | 0 | 0 | 0 | 0 | 0 | 0 | 0 | 0 | 0 | 0 | 0 | 0 | 0 | 0 | 0 | 0
F3_Commercial_School_Existing_Food Preparation_Natural Gas_Broiler_E5 | F3 | Commercial | School | Existing | Food Preparation | Natural Gas | Broiler | E5 | System - kBTUs of Consumption | 0 | 0 | 0 | 0 | 0 | 0 | 0 | 0 | 0 | 0 | 0 | 0 | 0 | 0 | 0 | 0 | 0 | 0 | 0 | 0 | 0 | 0 | 0 | 0 | 0 | 0 | 0 | 0 | 0 | 0 | 0 | 0 | 0
F3_Commercial_School_Existing_Food Preparation_Natural Gas_Broiler_E6 | F3 | Commercial | School | Existing | Food Preparation | Natural Gas | Broiler | E6 | System - kBTUs of Consumption | 0 | 0 | 0 | 0 | 0 | 0 | 0 | 0 | 0 | 0 | 0 | 0 | 0 | 0 | 0 | 0 | 0 | 0 | 0 | 0 | 0 | 0 | 0 | 0 | 0 | 0 | 0 | 0 | 0 | 0 | 0 | 0 | 0
F3_Commercial_School_Existing_Food Preparation_Natural Gas_Broiler_E7 | F3 | Commercial | School | Existing | Food Preparation | Natural Gas | Broiler | E7 | System - kBTUs of Consumption | 0 | 0 | 0 | 0 | 0 | 0 | 0 | 0 | 0 | 0 | 0 | 0 | 0 | 0 | 0 | 0 | 0 | 0 | 0 | 0 | 0 | 0 | 0 | 0 | 0 | 0 | 0 | 0 | 0 | 0 | 0 | 0 | 0
F3_Commercial_School_Existing_Food Preparation_Natural Gas_Broiler_E8 | F3 | Commercial | School | Existing | Food Preparation | Natural Gas | Broiler | E8 | System - kBTUs of Consumption | 0 | 0 | 0 | 0 | 0 | 0 | 0 | 0 | 0 | 0 | 0 | 0 | 0 | 0 | 0 | 0 | 0 | 0 | 0 | 0 | 0 | 0 | 0 | 0 | 0 | 0 | 0 | 0 | 0 | 0 | 0 | 0 | 0
F3_Commercial_School_Existing_Food Preparation_Natural Gas_Broiler_E9 | F3 | Commercial | School | Existing | Food Preparation | Natural Gas | Broiler | E9 | System - kBTUs of Consumption | 0 | 0 | 0 | 0 | 0 | 0 | 0 | 0 | 0 | 0 | 0 | 0 | 0 | 0 | 0 | 0 | 0 | 0 | 0 | 0 | 0 | 0 | 0 | 0 | 0 | 0 | 0 | 0 | 0 | 0 | 0 | 0 | 0
F3_Commercial_School_Existing_Food Preparation_Natural Gas_Broiler_E10 | F3 | Commercial | School | Existing | Food Preparation | Natural Gas | Broiler | E10 | System - kBTUs of Consumption | 0 | 0 | 0 | 0 | 0 | 0 | 0 | 0 | 0 | 0 | 0 | 0 | 0 | 0 | 0 | 0 | 0 | 0 | 0 | 0 | 0 | 0 | 0 | 0 | 0 | 0 | 0 | 0 | 0 | 0 | 0 | 0 | 0
F4_Commercial_School_Existing_Food Preparation_Natural Gas_Broiler_E1 | F4 | Commercial | School | Existing | Food Preparation | Natural Gas | Broiler | E1 | Utility - Cost of Equipment | 0.064263 | 0.064752 | 0.0653 | 0.065902 | 0.066588 | 0.067382 | 0.068026 | 0.068644 | 0.069272 | 0.069925 | 0.070549 | 0.071121 | 0.071706 | 0.072321 | 0.072999 | 0.073663 | 0.074367 | 0.07511 | 0.075885 | 0.076676 | 0.077471 | 0.078216 | 0.078889 | 0.079484 | 0.079998 | 0.08044 | 0.080747 | 0.080975 | 0.081173 | 0.081342 | 0.081509 | 0.081583 | 0.081583
F4_Commercial_School_Existing_Food Preparation_Natural Gas_Broiler_E2 | F4 | Commercial | School | Existing | Food Preparation | Natural Gas | Broiler | E2 | Utility - Cost of Equipment | 0.041312 | 0.041627 | 0.041979 | 0.042365 | 0.042807 | 0.043317 | 0.043731 | 0.044128 | 0.044532 | 0.044952 | 0.045353 | 0.045721 | 0.046097 | 0.046492 | 0.046928 | 0.047355 | 0.047807 | 0.048285 | 0.048783 | 0.049291 | 0.049803 | 0.050282 | 0.050715 | 0.051097 | 0.051427 | 0.051712 | 0.051909 | 0.052055 | 0.052183 | 0.052291 | 0.052399 | 0.052446 | 0.052446
F4_Commercial_School_Existing_Food Preparation_Natural Gas_Broiler_E3 | F4 | Commercial | School | Existing | Food Preparation | Natural Gas | Broiler | E3 | Utility - Cost of Equipment | 0 | 0 | 0 | 0 | 0 | 0 | 0 | 0 | 0 | 0 | 0 | 0 | 0 | 0 | 0 | 0 | 0 | 0 | 0 | 0 | 0 | 0 | 0 | 0 | 0 | 0 | 0 | 0 | 0 | 0 | 0 | 0 | 0
F4_Commercial_School_Existing_Food Preparation_Natural Gas_Broiler_E4 | F4 | Commercial | School | Existing | Food Preparation | Natural Gas | Broiler | E4 | Utility - Cost of Equipment | 0 | 0 | 0 | 0 | 0 | 0 | 0 | 0 | 0 | 0 | 0 | 0 | 0 | 0 | 0 | 0 | 0 | 0 | 0 | 0 | 0 | 0 | 0 | 0 | 0 | 0 | 0 | 0 | 0 | 0 | 0 | 0 | 0
F4_Commercial_School_Existing_Food Preparation_Natural Gas_Broiler_E5 | F4 | Commercial | School | Existing | Food Preparation | Natural Gas | Broiler | E5 | Utility - Cost of Equipment | 0 | 0 | 0 | 0 | 0 | 0 | 0 | 0 | 0 | 0 | 0 | 0 | 0 | 0 | 0 | 0 | 0 | 0 | 0 | 0 | 0 | 0 | 0 | 0 | 0 | 0 | 0 | 0 | 0 | 0 | 0 | 0 | 0
F4_Commercial_School_Existing_Food Preparation_Natural Gas_Broiler_E6 | F4 | Commercial | School | Existing | Food Preparation | Natural Gas | Broiler | E6 | Utility - Cost of Equipment | 0 | 0 | 0 | 0 | 0 | 0 | 0 | 0 | 0 | 0 | 0 | 0 | 0 | 0 | 0 | 0 | 0 | 0 | 0 | 0 | 0 | 0 | 0 | 0 | 0 | 0 | 0 | 0 | 0 | 0 | 0 | 0 | 0
F4_Commercial_School_Existing_Food Preparation_Natural Gas_Broiler_E7 | F4 | Commercial | School | Existing | Food Preparation | Natural Gas | Broiler | E7 | Utility - Cost of Equipment | 0 | 0 | 0 | 0 | 0 | 0 | 0 | 0 | 0 | 0 | 0 | 0 | 0 | 0 | 0 | 0 | 0 | 0 | 0 | 0 | 0 | 0 | 0 | 0 | 0 | 0 | 0 | 0 | 0 | 0 | 0 | 0 | 0
F4_Commercial_School_Existing_Food Preparation_Natural Gas_Broiler_E8 | F4 | Commercial | School | Existing | Food Preparation | Natural Gas | Broiler | E8 | Utility - Cost of Equipment | 0 | 0 | 0 | 0 | 0 | 0 | 0 | 0 | 0 | 0 | 0 | 0 | 0 | 0 | 0 | 0 | 0 | 0 | 0 | 0 | 0 | 0 | 0 | 0 | 0 | 0 | 0 | 0 | 0 | 0 | 0 | 0 | 0
F4_Commercial_School_Existing_Food Preparation_Natural Gas_Broiler_E9 | F4 | Commercial | School | Existing | Food Preparation | Natural Gas | Broiler | E9 | Utility - Cost of Equipment | 0 | 0 | 0 | 0 | 0 | 0 | 0 | 0 | 0 | 0 | 0 | 0 | 0 | 0 | 0 | 0 | 0 | 0 | 0 | 0 | 0 | 0 | 0 | 0 | 0 | 0 | 0 | 0 | 0 | 0 | 0 | 0 | 0
F4_Commercial_School_Existing_Food Preparation_Natural Gas_Broiler_E10 | F4 | Commercial | School | Existing | Food Preparation | Natural Gas | Broiler | E10 | Utility - Cost of Equipment | 0 | 0 | 0 | 0 | 0 | 0 | 0 | 0 | 0 | 0 | 0 | 0 | 0 | 0 | 0 | 0 | 0 | 0 | 0 | 0 | 0 | 0 | 0 | 0 | 0 | 0 | 0 | 0 | 0 | 0 | 0 | 0 | 0
F5_Commercial_School_Existing_Food Preparation_Natural Gas_Broiler_E1 | F5 | Commercial | School | Existing | Food Preparation | Natural Gas | Broiler | E1 | Utility - Cost of Operation | 0.017828 | 0.017828 | 0.017828 | 0.017828 | 0.017828 | 0.017828 | 0.017828 | 0.017828 | 0.017828 | 0.017828 | 0.017828 | 0.017828 | 0.017828 | 0.017828 | 0.017828 | 0.017828 | 0.017828 | 0.017828 | 0.017828 | 0.017828 | 0.017828 | 0.017828 | 0.017828 | 0.017828 | 0.017828 | 0.017828 | 0.017828 | 0.017828 | 0.017828 | 0.017828 | 0.017828 | 0.017828 | 0.017828
F5_Commercial_School_Existing_Food Preparation_Natural Gas_Broiler_E2 | F5 | Commercial | School | Existing | Food Preparation | Natural Gas | Broiler | E2 | Utility - Cost of Operation | 0.024959 | 0.024959 | 0.024959 | 0.024959 | 0.024959 | 0.024959 | 0.024959 | 0.024959 | 0.024959 | 0.024959 | 0.024959 | 0.024959 | 0.024959 | 0.024959 | 0.024959 | 0.024959 | 0.024959 | 0.024959 | 0.024959 | 0.024959 | 0.024959 | 0.024959 | 0.024959 | 0.024959 | 0.024959 | 0.024959 | 0.024959 | 0.024959 | 0.024959 | 0.024959 | 0.024959 | 0.024959 | 0.024959
F5_Commercial_School_Existing_Food Preparation_Natural Gas_Broiler_E3 | F5 | Commercial | School | Existing | Food Preparation | Natural Gas | Broiler | E3 | Utility - Cost of Operation | 0 | 0 | 0 | 0 | 0 | 0 | 0 | 0 | 0 | 0 | 0 | 0 | 0 | 0 | 0 | 0 | 0 | 0 | 0 | 0 | 0 | 0 | 0 | 0 | 0 | 0 | 0 | 0 | 0 | 0 | 0 | 0 | 0
F5_Commercial_School_Existing_Food Preparation_Natural Gas_Broiler_E4 | F5 | Commercial | School | Existing | Food Preparation | Natural Gas | Broiler | E4 | Utility - Cost of Operation | 0 | 0 | 0 | 0 | 0 | 0 | 0 | 0 | 0 | 0 | 0 | 0 | 0 | 0 | 0 | 0 | 0 | 0 | 0 | 0 | 0 | 0 | 0 | 0 | 0 | 0 | 0 | 0 | 0 | 0 | 0 | 0 | 0
F5_Commercial_School_Existing_Food Preparation_Natural Gas_Broiler_E5 | F5 | Commercial | School | Existing | Food Preparation | Natural Gas | Broiler | E5 | Utility - Cost of Operation | 0 | 0 | 0 | 0 | 0 | 0 | 0 | 0 | 0 | 0 | 0 | 0 | 0 | 0 | 0 | 0 | 0 | 0 | 0 | 0 | 0 | 0 | 0 | 0 | 0 | 0 | 0 | 0 | 0 | 0 | 0 | 0 | 0
F5_Commercial_School_Existing_Food Preparation_Natural Gas_Broiler_E6 | F5 | Commercial | School | Existing | Food Preparation | Natural Gas | Broiler | E6 | Utility - Cost of Operation | 0 | 0 | 0 | 0 | 0 | 0 | 0 | 0 | 0 | 0 | 0 | 0 | 0 | 0 | 0 | 0 | 0 | 0 | 0 | 0 | 0 | 0 | 0 | 0 | 0 | 0 | 0 | 0 | 0 | 0 | 0 | 0 | 0
F5_Commercial_School_Existing_Food Preparation_Natural Gas_Broiler_E7 | F5 | Commercial | School | Existing | Food Preparation | Natural Gas | Broiler | E7 | Utility - Cost of Operation | 0 | 0 | 0 | 0 | 0 | 0 | 0 | 0 | 0 | 0 | 0 | 0 | 0 | 0 | 0 | 0 | 0 | 0 | 0 | 0 | 0 | 0 | 0 | 0 | 0 | 0 | 0 | 0 | 0 | 0 | 0 | 0 | 0
F5_Commercial_School_Existing_Food Preparation_Natural Gas_Broiler_E8 | F5 | Commercial | School | Existing | Food Preparation | Natural Gas | Broiler | E8 | Utility - Cost of Operation | 0 | 0 | 0 | 0 | 0 | 0 | 0 | 0 | 0 | 0 | 0 | 0 | 0 | 0 | 0 | 0 | 0 | 0 | 0 | 0 | 0 | 0 | 0 | 0 | 0 | 0 | 0 | 0 | 0 | 0 | 0 | 0 | 0
F5_Commercial_School_Existing_Food Preparation_Natural Gas_Broiler_E9 | F5 | Commercial | School | Existing | Food Preparation | Natural Gas | Broiler | E9 | Utility - Cost of Operation | 0 | 0 | 0 | 0 | 0 | 0 | 0 | 0 | 0 | 0 | 0 | 0 | 0 | 0 | 0 | 0 | 0 | 0 | 0 | 0 | 0 | 0 | 0 | 0 | 0 | 0 | 0 | 0 | 0 | 0 | 0 | 0 | 0
F5_Commercial_School_Existing_Food Preparation_Natural Gas_Broiler_E10 | F5 | Commercial | School | Existing | Food Preparation | Natural Gas | Broiler | E10 | Utility - Cost of Operation | 0 | 0 | 0 | 0 | 0 | 0 | 0 | 0 | 0 | 0 | 0 | 0 | 0 | 0 | 0 | 0 | 0 | 0 | 0 | 0 | 0 | 0 | 0 | 0 | 0 | 0 | 0 | 0 | 0 | 0 | 0 | 0 | 0
F6_Commercial_School_Existing_Food Preparation_Natural Gas_Broiler_E1 | F6 | Commercial | School | Existing | Food Preparation | Natural Gas | Broiler | E1 | Utility - Value of Sales | 0.03806 | 0.03806 | 0.03806 | 0.03806 | 0.03806 | 0.03806 | 0.03806 | 0.03806 | 0.03806 | 0.03806 | 0.03806 | 0.03806 | 0.03806 | 0.03806 | 0.03806 | 0.03806 | 0.03806 | 0.03806 | 0.03806 | 0.03806 | 0.03806 | 0.03806 | 0.03806 | 0.03806 | 0.03806 | 0.03806 | 0.03806 | 0.03806 | 0.03806 | 0.03806 | 0.03806 | 0.03806 | 0.03806
F6_Commercial_School_Existing_Food Preparation_Natural Gas_Broiler_E2 | F6 | Commercial | School | Existing | Food Preparation | Natural Gas | Broiler | E2 | Utility - Value of Sales | 0.024467 | 0.024467 | 0.024467 | 0.024467 | 0.024467 | 0.024467 | 0.024467 | 0.024467 | 0.024467 | 0.024467 | 0.024467 | 0.024467 | 0.024467 | 0.024467 | 0.024467 | 0.024467 | 0.024467 | 0.024467 | 0.024467 | 0.024467 | 0.024467 | 0.024467 | 0.024467 | 0.024467 | 0.024467 | 0.024467 | 0.024467 | 0.024467 | 0.024467 | 0.024467 | 0.024467 | 0.024467 | 0.024467
F6_Commercial_School_Existing_Food Preparation_Natural Gas_Broiler_E3 | F6 | Commercial | School | Existing | Food Preparation | Natural Gas | Broiler | E3 | Utility - Value of Sales | 0 | 0 | 0 | 0 | 0 | 0 | 0 | 0 | 0 | 0 | 0 | 0 | 0 | 0 | 0 | 0 | 0 | 0 | 0 | 0 | 0 | 0 | 0 | 0 | 0 | 0 | 0 | 0 | 0 | 0 | 0 | 0 | 0
F6_Commercial_School_Existing_Food Preparation_Natural Gas_Broiler_E4 | F6 | Commercial | School | Existing | Food Preparation | Natural Gas | Broiler | E4 | Utility - Value of Sales | 0 | 0 | 0 | 0 | 0 | 0 | 0 | 0 | 0 | 0 | 0 | 0 | 0 | 0 | 0 | 0 | 0 | 0 | 0 | 0 | 0 | 0 | 0 | 0 | 0 | 0 | 0 | 0 | 0 | 0 | 0 | 0 | 0
F6_Commercial_School_Existing_Food Preparation_Natural Gas_Broiler_E5 | F6 | Commercial | School | Existing | Food Preparation | Natural Gas | Broiler | E5 | Utility - Value of Sales | 0 | 0 | 0 | 0 | 0 | 0 | 0 | 0 | 0 | 0 | 0 | 0 | 0 | 0 | 0 | 0 | 0 | 0 | 0 | 0 | 0 | 0 | 0 | 0 | 0 | 0 | 0 | 0 | 0 | 0 | 0 | 0 | 0
F6_Commercial_School_Existing_Food Preparation_Natural Gas_Broiler_E6 | F6 | Commercial | School | Existing | Food Preparation | Natural Gas | Broiler | E6 | Utility - Value of Sales | 0 | 0 | 0 | 0 | 0 | 0 | 0 | 0 | 0 | 0 | 0 | 0 | 0 | 0 | 0 | 0 | 0 | 0 | 0 | 0 | 0 | 0 | 0 | 0 | 0 | 0 | 0 | 0 | 0 | 0 | 0 | 0 | 0
F6_Commercial_School_Existing_Food Preparation_Natural Gas_Broiler_E7 | F6 | Commercial | School | Existing | Food Preparation | Natural Gas | Broiler | E7 | Utility - Value of Sales | 0 | 0 | 0 | 0 | 0 | 0 | 0 | 0 | 0 | 0 | 0 | 0 | 0 | 0 | 0 | 0 | 0 | 0 | 0 | 0 | 0 | 0 | 0 | 0 | 0 | 0 | 0 | 0 | 0 | 0 | 0 | 0 | 0
F6_Commercial_School_Existing_Food Preparation_Natural Gas_Broiler_E8 | F6 | Commercial | School | Existing | Food Preparation | Natural Gas | Broiler | E8 | Utility - Value of Sales | 0 | 0 | 0 | 0 | 0 | 0 | 0 | 0 | 0 | 0 | 0 | 0 | 0 | 0 | 0 | 0 | 0 | 0 | 0 | 0 | 0 | 0 | 0 | 0 | 0 | 0 | 0 | 0 | 0 | 0 | 0 | 0 | 0
F6_Commercial_School_Existing_Food Preparation_Natural Gas_Broiler_E9 | F6 | Commercial | School | Existing | Food Preparation | Natural Gas | Broiler | E9 | Utility - Value of Sales | 0 | 0 | 0 | 0 | 0 | 0 | 0 | 0 | 0 | 0 | 0 | 0 | 0 | 0 | 0 | 0 | 0 | 0 | 0 | 0 | 0 | 0 | 0 | 0 | 0 | 0 | 0 | 0 | 0 | 0 | 0 | 0 | 0
F6_Commercial_School_Existing_Food Preparation_Natural Gas_Broiler_E10 | F6 | Commercial | School | Existing | Food Preparation | Natural Gas | Broiler | E10 | Utility - Value of Sales | 0 | 0 | 0 | 0 | 0 | 0 | 0 | 0 | 0 | 0 | 0 | 0 | 0 | 0 | 0 | 0 | 0 | 0 | 0 | 0 | 0 | 0 | 0 | 0 | 0 | 0 | 0 | 0 | 0 | 0 | 0 | 0 | 0
F1_Commercial_School_Existing_Food Preparation_Natural Gas_Griddle_E1 | F1 | Commercial | School | Existing | Food Preparation | Natural Gas | Griddle | E1 | RVT - Cost of Equipment | 0.0331 | 0.033352 | 0.033634 | 0.033944 | 0.034298 | 0.034707 | 0.035039 | 0.035357 | 0.03568 | 0.036017 | 0.036338 | 0.036633 | 0.036934 | 0.037251 | 0.0376 | 0.037942 | 0.038305 | 0.038687 | 0.039086 | 0.039494 | 0.039904 | 0.040287 | 0.040634 | 0.04094 | 0.041205 | 0.041433 | 0.041591 | 0.041708 | 0.04181 | 0.041897 | 0.041983 | 0.042021 | 0.042021
F1_Commercial_School_Existing_Food Preparation_Natural Gas_Griddle_E2 | F1 | Commercial | School | Existing | Food Preparation | Natural Gas | Griddle | E2 | RVT - Cost of Equipment | 0.030337 | 0.030568 | 0.030827 | 0.031111 | 0.031435 | 0.03181 | 0.032113 | 0.032405 | 0.032701 | 0.03301 | 0.033304 | 0.033574 | 0.033851 | 0.034141 | 0.034461 | 0.034775 | 0.035107 | 0.035458 | 0.035823 | 0.036197 | 0.036572 | 0.036924 | 0.037242 | 0.037523 | 0.037765 | 0.037974 | 0.038119 | 0.038226 | 0.03832 | 0.038399 | 0.038478 | 0.038513 | 0.038513
F1_Commercial_School_Existing_Food Preparation_Natural Gas_Griddle_E3 | F1 | Commercial | School | Existing | Food Preparation | Natural Gas | Griddle | E3 | RVT - Cost of Equipment | 0 | 0 | 0 | 0 | 0 | 0 | 0 | 0 | 0 | 0 | 0 | 0 | 0 | 0 | 0 | 0 | 0 | 0 | 0 | 0 | 0 | 0 | 0 | 0 | 0 | 0 | 0 | 0 | 0 | 0 | 0 | 0 | 0
F1_Commercial_School_Existing_Food Preparation_Natural Gas_Griddle_E4 | F1 | Commercial | School | Existing | Food Preparation | Natural Gas | Griddle | E4 | RVT - Cost of Equipment | 0 | 0 | 0 | 0 | 0 | 0 | 0 | 0 | 0 | 0 | 0 | 0 | 0 | 0 | 0 | 0 | 0 | 0 | 0 | 0 | 0 | 0 | 0 | 0 | 0 | 0 | 0 | 0 | 0 | 0 | 0 | 0 | 0
F1_Commercial_School_Existing_Food Preparation_Natural Gas_Griddle_E5 | F1 | Commercial | School | Existing | Food Preparation | Natural Gas | Griddle | E5 | RVT - Cost of Equipment | 0 | 0 | 0 | 0 | 0 | 0 | 0 | 0 | 0 | 0 | 0 | 0 | 0 | 0 | 0 | 0 | 0 | 0 | 0 | 0 | 0 | 0 | 0 | 0 | 0 | 0 | 0 | 0 | 0 | 0 | 0 | 0 | 0
F1_Commercial_School_Existing_Food Preparation_Natural Gas_Griddle_E6 | F1 | Commercial | School | Existing | Food Preparation | Natural Gas | Griddle | E6 | RVT - Cost of Equipment | 0 | 0 | 0 | 0 | 0 | 0 | 0 | 0 | 0 | 0 | 0 | 0 | 0 | 0 | 0 | 0 | 0 | 0 | 0 | 0 | 0 | 0 | 0 | 0 | 0 | 0 | 0 | 0 | 0 | 0 | 0 | 0 | 0
F1_Commercial_School_Existing_Food Preparation_Natural Gas_Griddle_E7 | F1 | Commercial | School | Existing | Food Preparation | Natural Gas | Griddle | E7 | RVT - Cost of Equipment | 0 | 0 | 0 | 0 | 0 | 0 | 0 | 0 | 0 | 0 | 0 | 0 | 0 | 0 | 0 | 0 | 0 | 0 | 0 | 0 | 0 | 0 | 0 | 0 | 0 | 0 | 0 | 0 | 0 | 0 | 0 | 0 | 0
F1_Commercial_School_Existing_Food Preparation_Natural Gas_Griddle_E8 | F1 | Commercial | School | Existing | Food Preparation | Natural Gas | Griddle | E8 | RVT - Cost of Equipment | 0 | 0 | 0 | 0 | 0 | 0 | 0 | 0 | 0 | 0 | 0 | 0 | 0 | 0 | 0 | 0 | 0 | 0 | 0 | 0 | 0 | 0 | 0 | 0 | 0 | 0 | 0 | 0 | 0 | 0 | 0 | 0 | 0
F1_Commercial_School_Existing_Food Preparation_Natural Gas_Griddle_E9 | F1 | Commercial | School | Existing | Food Preparation | Natural Gas | Griddle | E9 | RVT - Cost of Equipment | 0 | 0 | 0 | 0 | 0 | 0 | 0 | 0 | 0 | 0 | 0 | 0 | 0 | 0 | 0 | 0 | 0 | 0 | 0 | 0 | 0 | 0 | 0 | 0 | 0 | 0 | 0 | 0 | 0 | 0 | 0 | 0 | 0
F1_Commercial_School_Existing_Food Preparation_Natural Gas_Griddle_E10 | F1 | Commercial | School | Existing | Food Preparation | Natural Gas | Griddle | E10 | RVT - Cost of Equipment | 0 | 0 | 0 | 0 | 0 | 0 | 0 | 0 | 0 | 0 | 0 | 0 | 0 | 0 | 0 | 0 | 0 | 0 | 0 | 0 | 0 | 0 | 0 | 0 | 0 | 0 | 0 | 0 | 0 | 0 | 0 | 0 | 0
F2_Commercial_School_Existing_Food Preparation_Natural Gas_Griddle_E1 | F2 | Commercial | School | Existing | Food Preparation | Natural Gas | Griddle | E1 | RVT - Cost of Operation | 0.039656 | 0.039958 | 0.040296 | 0.040668 | 0.041091 | 0.041581 | 0.041979 | 0.04236 | 0.042747 | 0.04315 | 0.043535 | 0.043888 | 0.04425 | 0.044629 | 0.045048 | 0.045457 | 0.045891 | 0.04635 | 0.046828 | 0.047316 | 0.047807 | 0.048267 | 0.048682 | 0.049049 | 0.049366 | 0.049639 | 0.049828 | 0.049969 | 0.050091 | 0.050196 | 0.050299 | 0.050344 | 0.050344
F2_Commercial_School_Existing_Food Preparation_Natural Gas_Griddle_E2 | F2 | Commercial | School | Existing | Food Preparation | Natural Gas | Griddle | E2 | RVT - Cost of Operation | 0.036346 | 0.036623 | 0.036932 | 0.037273 | 0.037661 | 0.03811 | 0.038474 | 0.038824 | 0.039178 | 0.039548 | 0.039901 | 0.040224 | 0.040555 | 0.040903 | 0.041287 | 0.041662 | 0.04206 | 0.04248 | 0.042919 | 0.043366 | 0.043816 | 0.044238 | 0.044618 | 0.044954 | 0.045245 | 0.045495 | 0.045669 | 0.045798 | 0.04591 | 0.046005 | 0.0461 | 0.046141 | 0.046141
F2_Commercial_School_Existing_Food Preparation_Natural Gas_Griddle_E3 | F2 | Commercial | School | Existing | Food Preparation | Natural Gas | Griddle | E3 | RVT - Cost of Operation | 0 | 0 | 0 | 0 | 0 | 0 | 0 | 0 | 0 | 0 | 0 | 0 | 0 | 0 | 0 | 0 | 0 | 0 | 0 | 0 | 0 | 0 | 0 | 0 | 0 | 0 | 0 | 0 | 0 | 0 | 0 | 0 | 0
F2_Commercial_School_Existing_Food Preparation_Natural Gas_Griddle_E4 | F2 | Commercial | School | Existing | Food Preparation | Natural Gas | Griddle | E4 | RVT - Cost of Operation | 0 | 0 | 0 | 0 | 0 | 0 | 0 | 0 | 0 | 0 | 0 | 0 | 0 | 0 | 0 | 0 | 0 | 0 | 0 | 0 | 0 | 0 | 0 | 0 | 0 | 0 | 0 | 0 | 0 | 0 | 0 | 0 | 0
F2_Commercial_School_Existing_Food Preparation_Natural Gas_Griddle_E5 | F2 | Commercial | School | Existing | Food Preparation | Natural Gas | Griddle | E5 | RVT - Cost of Operation | 0 | 0 | 0 | 0 | 0 | 0 | 0 | 0 | 0 | 0 | 0 | 0 | 0 | 0 | 0 | 0 | 0 | 0 | 0 | 0 | 0 | 0 | 0 | 0 | 0 | 0 | 0 | 0 | 0 | 0 | 0 | 0 | 0
F2_Commercial_School_Existing_Food Preparation_Natural Gas_Griddle_E6 | F2 | Commercial | School | Existing | Food Preparation | Natural Gas | Griddle | E6 | RVT - Cost of Operation | 0 | 0 | 0 | 0 | 0 | 0 | 0 | 0 | 0 | 0 | 0 | 0 | 0 | 0 | 0 | 0 | 0 | 0 | 0 | 0 | 0 | 0 | 0 | 0 | 0 | 0 | 0 | 0 | 0 | 0 | 0 | 0 | 0
F2_Commercial_School_Existing_Food Preparation_Natural Gas_Griddle_E7 | F2 | Commercial | School | Existing | Food Preparation | Natural Gas | Griddle | E7 | RVT - Cost of Operation | 0 | 0 | 0 | 0 | 0 | 0 | 0 | 0 | 0 | 0 | 0 | 0 | 0 | 0 | 0 | 0 | 0 | 0 | 0 | 0 | 0 | 0 | 0 | 0 | 0 | 0 | 0 | 0 | 0 | 0 | 0 | 0 | 0
F2_Commercial_School_Existing_Food Preparation_Natural Gas_Griddle_E8 | F2 | Commercial | School | Existing | Food Preparation | Natural Gas | Griddle | E8 | RVT - Cost of Operation | 0 | 0 | 0 | 0 | 0 | 0 | 0 | 0 | 0 | 0 | 0 | 0 | 0 | 0 | 0 | 0 | 0 | 0 | 0 | 0 | 0 | 0 | 0 | 0 | 0 | 0 | 0 | 0 | 0 | 0 | 0 | 0 | 0
F2_Commercial_School_Existing_Food Preparation_Natural Gas_Griddle_E9 | F2 | Commercial | School | Existing | Food Preparation | Natural Gas | Griddle | E9 | RVT - Cost of Operation | 0 | 0 | 0 | 0 | 0 | 0 | 0 | 0 | 0 | 0 | 0 | 0 | 0 | 0 | 0 | 0 | 0 | 0 | 0 | 0 | 0 | 0 | 0 | 0 | 0 | 0 | 0 | 0 | 0 | 0 | 0 | 0 | 0
F2_Commercial_School_Existing_Food Preparation_Natural Gas_Griddle_E10 | F2 | Commercial | School | Existing | Food Preparation | Natural Gas | Griddle | E10 | RVT - Cost of Operation | 0 | 0 | 0 | 0 | 0 | 0 | 0 | 0 | 0 | 0 | 0 | 0 | 0 | 0 | 0 | 0 | 0 | 0 | 0 | 0 | 0 | 0 | 0 | 0 | 0 | 0 | 0 | 0 | 0 | 0 | 0 | 0 | 0
F3_Commercial_School_Existing_Food Preparation_Natural Gas_Griddle_E1 | F3 | Commercial | School | Existing | Food Preparation | Natural Gas | Griddle | E1 | System - kBTUs of Consumption | 0.011921 | 0.011921 | 0.011921 | 0.011921 | 0.011921 | 0.011921 | 0.011921 | 0.011921 | 0.011921 | 0.011921 | 0.011921 | 0.011921 | 0.011921 | 0.011921 | 0.011921 | 0.011921 | 0.011921 | 0.011921 | 0.011921 | 0.011921 | 0.011921 | 0.011921 | 0.011921 | 0.011921 | 0.011921 | 0.011921 | 0.011921 | 0.011921 | 0.011921 | 0.011921 | 0.011921 | 0.011921 | 0.011921
F3_Commercial_School_Existing_Food Preparation_Natural Gas_Griddle_E2 | F3 | Commercial | School | Existing | Food Preparation | Natural Gas | Griddle | E2 | System - kBTUs of Consumption | 0.014814 | 0.014814 | 0.014814 | 0.014814 | 0.014814 | 0.014814 | 0.014814 | 0.014814 | 0.014814 | 0.014814 | 0.014814 | 0.014814 | 0.014814 | 0.014814 | 0.014814 | 0.014814 | 0.014814 | 0.014814 | 0.014814 | 0.014814 | 0.014814 | 0.014814 | 0.014814 | 0.014814 | 0.014814 | 0.014814 | 0.014814 | 0.014814 | 0.014814 | 0.014814 | 0.014814 | 0.014814 | 0.014814
F3_Commercial_School_Existing_Food Preparation_Natural Gas_Griddle_E3 | F3 | Commercial | School | Existing | Food Preparation | Natural Gas | Griddle | E3 | System - kBTUs of Consumption | 0 | 0 | 0 | 0 | 0 | 0 | 0 | 0 | 0 | 0 | 0 | 0 | 0 | 0 | 0 | 0 | 0 | 0 | 0 | 0 | 0 | 0 | 0 | 0 | 0 | 0 | 0 | 0 | 0 | 0 | 0 | 0 | 0
F3_Commercial_School_Existing_Food Preparation_Natural Gas_Griddle_E4 | F3 | Commercial | School | Existing | Food Preparation | Natural Gas | Griddle | E4 | System - kBTUs of Consumption | 0 | 0 | 0 | 0 | 0 | 0 | 0 | 0 | 0 | 0 | 0 | 0 | 0 | 0 | 0 | 0 | 0 | 0 | 0 | 0 | 0 | 0 | 0 | 0 | 0 | 0 | 0 | 0 | 0 | 0 | 0 | 0 | 0
F3_Commercial_School_Existing_Food Preparation_Natural Gas_Griddle_E5 | F3 | Commercial | School | Existing | Food Preparation | Natural Gas | Griddle | E5 | System - kBTUs of Consumption | 0 | 0 | 0 | 0 | 0 | 0 | 0 | 0 | 0 | 0 | 0 | 0 | 0 | 0 | 0 | 0 | 0 | 0 | 0 | 0 | 0 | 0 | 0 | 0 | 0 | 0 | 0 | 0 | 0 | 0 | 0 | 0 | 0
F3_Commercial_School_Existing_Food Preparation_Natural Gas_Griddle_E6 | F3 | Commercial | School | Existing | Food Preparation | Natural Gas | Griddle | E6 | System - kBTUs of Consumption | 0 | 0 | 0 | 0 | 0 | 0 | 0 | 0 | 0 | 0 | 0 | 0 | 0 | 0 | 0 | 0 | 0 | 0 | 0 | 0 | 0 | 0 | 0 | 0 | 0 | 0 | 0 | 0 | 0 | 0 | 0 | 0 | 0
F3_Commercial_School_Existing_Food Preparation_Natural Gas_Griddle_E7 | F3 | Commercial | School | Existing | Food Preparation | Natural Gas | Griddle | E7 | System - kBTUs of Consumption | 0 | 0 | 0 | 0 | 0 | 0 | 0 | 0 | 0 | 0 | 0 | 0 | 0 | 0 | 0 | 0 | 0 | 0 | 0 | 0 | 0 | 0 | 0 | 0 | 0 | 0 | 0 | 0 | 0 | 0 | 0 | 0 | 0
F3_Commercial_School_Existing_Food Preparation_Natural Gas_Griddle_E8 | F3 | Commercial | School | Existing | Food Preparation | Natural Gas | Griddle | E8 | System - kBTUs of Consumption | 0 | 0 | 0 | 0 | 0 | 0 | 0 | 0 | 0 | 0 | 0 | 0 | 0 | 0 | 0 | 0 | 0 | 0 | 0 | 0 | 0 | 0 | 0 | 0 | 0 | 0 | 0 | 0 | 0 | 0 | 0 | 0 | 0
F3_Commercial_School_Existing_Food Preparation_Natural Gas_Griddle_E9 | F3 | Commercial | School | Existing | Food Preparation | Natural Gas | Griddle | E9 | System - kBTUs of Consumption | 0 | 0 | 0 | 0 | 0 | 0 | 0 | 0 | 0 | 0 | 0 | 0 | 0 | 0 | 0 | 0 | 0 | 0 | 0 | 0 | 0 | 0 | 0 | 0 | 0 | 0 | 0 | 0 | 0 | 0 | 0 | 0 | 0
F3_Commercial_School_Existing_Food Preparation_Natural Gas_Griddle_E10 | F3 | Commercial | School | Existing | Food Preparation | Natural Gas | Griddle | E10 | System - kBTUs of Consumption | 0 | 0 | 0 | 0 | 0 | 0 | 0 | 0 | 0 | 0 | 0 | 0 | 0 | 0 | 0 | 0 | 0 | 0 | 0 | 0 | 0 | 0 | 0 | 0 | 0 | 0 | 0 | 0 | 0 | 0 | 0 | 0 | 0
F4_Commercial_School_Existing_Food Preparation_Natural Gas_Griddle_E1 | F4 | Commercial | School | Existing | Food Preparation | Natural Gas | Griddle | E1 | Utility - Cost of Equipment | 0.039656 | 0.039958 | 0.040296 | 0.040668 | 0.041091 | 0.041581 | 0.041979 | 0.04236 | 0.042747 | 0.04315 | 0.043535 | 0.043888 | 0.04425 | 0.044629 | 0.045048 | 0.045457 | 0.045891 | 0.04635 | 0.046828 | 0.047316 | 0.047807 | 0.048267 | 0.048682 | 0.049049 | 0.049366 | 0.049639 | 0.049828 | 0.049969 | 0.050091 | 0.050196 | 0.050299 | 0.050344 | 0.050344
F4_Commercial_School_Existing_Food Preparation_Natural Gas_Griddle_E2 | F4 | Commercial | School | Existing | Food Preparation | Natural Gas | Griddle | E2 | Utility - Cost of Equipment | 0.036346 | 0.036623 | 0.036932 | 0.037273 | 0.037661 | 0.03811 | 0.038474 | 0.038824 | 0.039178 | 0.039548 | 0.039901 | 0.040224 | 0.040555 | 0.040903 | 0.041287 | 0.041662 | 0.04206 | 0.04248 | 0.042919 | 0.043366 | 0.043816 | 0.044238 | 0.044618 | 0.044954 | 0.045245 | 0.045495 | 0.045669 | 0.045798 | 0.04591 | 0.046005 | 0.0461 | 0.046141 | 0.046141
F4_Commercial_School_Existing_Food Preparation_Natural Gas_Griddle_E3 | F4 | Commercial | School | Existing | Food Preparation | Natural Gas | Griddle | E3 | Utility - Cost of Equipment | 0 | 0 | 0 | 0 | 0 | 0 | 0 | 0 | 0 | 0 | 0 | 0 | 0 | 0 | 0 | 0 | 0 | 0 | 0 | 0 | 0 | 0 | 0 | 0 | 0 | 0 | 0 | 0 | 0 | 0 | 0 | 0 | 0
F4_Commercial_School_Existing_Food Preparation_Natural Gas_Griddle_E4 | F4 | Commercial | School | Existing | Food Preparation | Natural Gas | Griddle | E4 | Utility - Cost of Equipment | 0 | 0 | 0 | 0 | 0 | 0 | 0 | 0 | 0 | 0 | 0 | 0 | 0 | 0 | 0 | 0 | 0 | 0 | 0 | 0 | 0 | 0 | 0 | 0 | 0 | 0 | 0 | 0 | 0 | 0 | 0 | 0 | 0
F4_Commercial_School_Existing_Food Preparation_Natural Gas_Griddle_E5 | F4 | Commercial | School | Existing | Food Preparation | Natural Gas | Griddle | E5 | Utility - Cost of Equipment | 0 | 0 | 0 | 0 | 0 | 0 | 0 | 0 | 0 | 0 | 0 | 0 | 0 | 0 | 0 | 0 | 0 | 0 | 0 | 0 | 0 | 0 | 0 | 0 | 0 | 0 | 0 | 0 | 0 | 0 | 0 | 0 | 0
F4_Commercial_School_Existing_Food Preparation_Natural Gas_Griddle_E6 | F4 | Commercial | School | Existing | Food Preparation | Natural Gas | Griddle | E6 | Utility - Cost of Equipment | 0 | 0 | 0 | 0 | 0 | 0 | 0 | 0 | 0 | 0 | 0 | 0 | 0 | 0 | 0 | 0 | 0 | 0 | 0 | 0 | 0 | 0 | 0 | 0 | 0 | 0 | 0 | 0 | 0 | 0 | 0 | 0 | 0
F4_Commercial_School_Existing_Food Preparation_Natural Gas_Griddle_E7 | F4 | Commercial | School | Existing | Food Preparation | Natural Gas | Griddle | E7 | Utility - Cost of Equipment | 0 | 0 | 0 | 0 | 0 | 0 | 0 | 0 | 0 | 0 | 0 | 0 | 0 | 0 | 0 | 0 | 0 | 0 | 0 | 0 | 0 | 0 | 0 | 0 | 0 | 0 | 0 | 0 | 0 | 0 | 0 | 0 | 0
F4_Commercial_School_Existing_Food Preparation_Natural Gas_Griddle_E8 | F4 | Commercial | School | Existing | Food Preparation | Natural Gas | Griddle | E8 | Utility - Cost of Equipment | 0 | 0 | 0 | 0 | 0 | 0 | 0 | 0 | 0 | 0 | 0 | 0 | 0 | 0 | 0 | 0 | 0 | 0 | 0 | 0 | 0 | 0 | 0 | 0 | 0 | 0 | 0 | 0 | 0 | 0 | 0 | 0 | 0
F4_Commercial_School_Existing_Food Preparation_Natural Gas_Griddle_E9 | F4 | Commercial | School | Existing | Food Preparation | Natural Gas | Griddle | E9 | Utility - Cost of Equipment | 0 | 0 | 0 | 0 | 0 | 0 | 0 | 0 | 0 | 0 | 0 | 0 | 0 | 0 | 0 | 0 | 0 | 0 | 0 | 0 | 0 | 0 | 0 | 0 | 0 | 0 | 0 | 0 | 0 | 0 | 0 | 0 | 0
F4_Commercial_School_Existing_Food Preparation_Natural Gas_Griddle_E10 | F4 | Commercial | School | Existing | Food Preparation | Natural Gas | Griddle | E10 | Utility - Cost of Equipment | 0 | 0 | 0 | 0 | 0 | 0 | 0 | 0 | 0 | 0 | 0 | 0 | 0 | 0 | 0 | 0 | 0 | 0 | 0 | 0 | 0 | 0 | 0 | 0 | 0 | 0 | 0 | 0 | 0 | 0 | 0 | 0 | 0
F5_Commercial_School_Existing_Food Preparation_Natural Gas_Griddle_E1 | F5 | Commercial | School | Existing | Food Preparation | Natural Gas | Griddle | E1 | Utility - Cost of Operation | 0.011921 | 0.011921 | 0.011921 | 0.011921 | 0.011921 | 0.011921 | 0.011921 | 0.011921 | 0.011921 | 0.011921 | 0.011921 | 0.011921 | 0.011921 | 0.011921 | 0.011921 | 0.011921 | 0.011921 | 0.011921 | 0.011921 | 0.011921 | 0.011921 | 0.011921 | 0.011921 | 0.011921 | 0.011921 | 0.011921 | 0.011921 | 0.011921 | 0.011921 | 0.011921 | 0.011921 | 0.011921 | 0.011921
F5_Commercial_School_Existing_Food Preparation_Natural Gas_Griddle_E2 | F5 | Commercial | School | Existing | Food Preparation | Natural Gas | Griddle | E2 | Utility - Cost of Operation | 0.014814 | 0.014814 | 0.014814 | 0.014814 | 0.014814 | 0.014814 | 0.014814 | 0.014814 | 0.014814 | 0.014814 | 0.014814 | 0.014814 | 0.014814 | 0.014814 | 0.014814 | 0.014814 | 0.014814 | 0.014814 | 0.014814 | 0.014814 | 0.014814 | 0.014814 | 0.014814 | 0.014814 | 0.014814 | 0.014814 | 0.014814 | 0.014814 | 0.014814 | 0.014814 | 0.014814 | 0.014814 | 0.014814
F5_Commercial_School_Existing_Food Preparation_Natural Gas_Griddle_E3 | F5 | Commercial | School | Existing | Food Preparation | Natural Gas | Griddle | E3 | Utility - Cost of Operation | 0 | 0 | 0 | 0 | 0 | 0 | 0 | 0 | 0 | 0 | 0 | 0 | 0 | 0 | 0 | 0 | 0 | 0 | 0 | 0 | 0 | 0 | 0 | 0 | 0 | 0 | 0 | 0 | 0 | 0 | 0 | 0 | 0
F5_Commercial_School_Existing_Food Preparation_Natural Gas_Griddle_E4 | F5 | Commercial | School | Existing | Food Preparation | Natural Gas | Griddle | E4 | Utility - Cost of Operation | 0 | 0 | 0 | 0 | 0 | 0 | 0 | 0 | 0 | 0 | 0 | 0 | 0 | 0 | 0 | 0 | 0 | 0 | 0 | 0 | 0 | 0 | 0 | 0 | 0 | 0 | 0 | 0 | 0 | 0 | 0 | 0 | 0
F5_Commercial_School_Existing_Food Preparation_Natural Gas_Griddle_E5 | F5 | Commercial | School | Existing | Food Preparation | Natural Gas | Griddle | E5 | Utility - Cost of Operation | 0 | 0 | 0 | 0 | 0 | 0 | 0 | 0 | 0 | 0 | 0 | 0 | 0 | 0 | 0 | 0 | 0 | 0 | 0 | 0 | 0 | 0 | 0 | 0 | 0 | 0 | 0 | 0 | 0 | 0 | 0 | 0 | 0
F5_Commercial_School_Existing_Food Preparation_Natural Gas_Griddle_E6 | F5 | Commercial | School | Existing | Food Preparation | Natural Gas | Griddle | E6 | Utility - Cost of Operation | 0 | 0 | 0 | 0 | 0 | 0 | 0 | 0 | 0 | 0 | 0 | 0 | 0 | 0 | 0 | 0 | 0 | 0 | 0 | 0 | 0 | 0 | 0 | 0 | 0 | 0 | 0 | 0 | 0 | 0 | 0 | 0 | 0
F5_Commercial_School_Existing_Food Preparation_Natural Gas_Griddle_E7 | F5 | Commercial | School | Existing | Food Preparation | Natural Gas | Griddle | E7 | Utility - Cost of Operation | 0 | 0 | 0 | 0 | 0 | 0 | 0 | 0 | 0 | 0 | 0 | 0 | 0 | 0 | 0 | 0 | 0 | 0 | 0 | 0 | 0 | 0 | 0 | 0 | 0 | 0 | 0 | 0 | 0 | 0 | 0 | 0 | 0
F5_Commercial_School_Existing_Food Preparation_Natural Gas_Griddle_E8 | F5 | Commercial | School | Existing | Food Preparation | Natural Gas | Griddle | E8 | Utility - Cost of Operation | 0 | 0 | 0 | 0 | 0 | 0 | 0 | 0 | 0 | 0 | 0 | 0 | 0 | 0 | 0 | 0 | 0 | 0 | 0 | 0 | 0 | 0 | 0 | 0 | 0 | 0 | 0 | 0 | 0 | 0 | 0 | 0 | 0
F5_Commercial_School_Existing_Food Preparation_Natural Gas_Griddle_E9 | F5 | Commercial | School | Existing | Food Preparation | Natural Gas | Griddle | E9 | Utility - Cost of Operation | 0 | 0 | 0 | 0 | 0 | 0 | 0 | 0 | 0 | 0 | 0 | 0 | 0 | 0 | 0 | 0 | 0 | 0 | 0 | 0 | 0 | 0 | 0 | 0 | 0 | 0 | 0 | 0 | 0 | 0 | 0 | 0 | 0
F5_Commercial_School_Existing_Food Preparation_Natural Gas_Griddle_E10 | F5 | Commercial | School | Existing | Food Preparation | Natural Gas | Griddle | E10 | Utility - Cost of Operation | 0 | 0 | 0 | 0 | 0 | 0 | 0 | 0 | 0 | 0 | 0 | 0 | 0 | 0 | 0 | 0 | 0 | 0 | 0 | 0 | 0 | 0 | 0 | 0 | 0 | 0 | 0 | 0 | 0 | 0 | 0 | 0 | 0
F6_Commercial_School_Existing_Food Preparation_Natural Gas_Griddle_E1 | F6 | Commercial | School | Existing | Food Preparation | Natural Gas | Griddle | E1 | Utility - Value of Sales | 0.023486 | 0.023486 | 0.023486 | 0.023486 | 0.023486 | 0.023486 | 0.023486 | 0.023486 | 0.023486 | 0.023486 | 0.023486 | 0.023486 | 0.023486 | 0.023486 | 0.023486 | 0.023486 | 0.023486 | 0.023486 | 0.023486 | 0.023486 | 0.023486 | 0.023486 | 0.023486 | 0.023486 | 0.023486 | 0.023486 | 0.023486 | 0.023486 | 0.023486 | 0.023486 | 0.023486 | 0.023486 | 0.023486
F6_Commercial_School_Existing_Food Preparation_Natural Gas_Griddle_E2 | F6 | Commercial | School | Existing | Food Preparation | Natural Gas | Griddle | E2 | Utility - Value of Sales | 0.021526 | 0.021526 | 0.021526 | 0.021526 | 0.021526 | 0.021526 | 0.021526 | 0.021526 | 0.021526 | 0.021526 | 0.021526 | 0.021526 | 0.021526 | 0.021526 | 0.021526 | 0.021526 | 0.021526 | 0.021526 | 0.021526 | 0.021526 | 0.021526 | 0.021526 | 0.021526 | 0.021526 | 0.021526 | 0.021526 | 0.021526 | 0.021526 | 0.021526 | 0.021526 | 0.021526 | 0.021526 | 0.021526
F6_Commercial_School_Existing_Food Preparation_Natural Gas_Griddle_E3 | F6 | Commercial | School | Existing | Food Preparation | Natural Gas | Griddle | E3 | Utility - Value of Sales | 0 | 0 | 0 | 0 | 0 | 0 | 0 | 0 | 0 | 0 | 0 | 0 | 0 | 0 | 0 | 0 | 0 | 0 | 0 | 0 | 0 | 0 | 0 | 0 | 0 | 0 | 0 | 0 | 0 | 0 | 0 | 0 | 0
F6_Commercial_School_Existing_Food Preparation_Natural Gas_Griddle_E4 | F6 | Commercial | School | Existing | Food Preparation | Natural Gas | Griddle | E4 | Utility - Value of Sales | 0 | 0 | 0 | 0 | 0 | 0 | 0 | 0 | 0 | 0 | 0 | 0 | 0 | 0 | 0 | 0 | 0 | 0 | 0 | 0 | 0 | 0 | 0 | 0 | 0 | 0 | 0 | 0 | 0 | 0 | 0 | 0 | 0
F6_Commercial_School_Existing_Food Preparation_Natural Gas_Griddle_E5 | F6 | Commercial | School | Existing | Food Preparation | Natural Gas | Griddle | E5 | Utility - Value of Sales | 0 | 0 | 0 | 0 | 0 | 0 | 0 | 0 | 0 | 0 | 0 | 0 | 0 | 0 | 0 | 0 | 0 | 0 | 0 | 0 | 0 | 0 | 0 | 0 | 0 | 0 | 0 | 0 | 0 | 0 | 0 | 0 | 0
F6_Commercial_School_Existing_Food Preparation_Natural Gas_Griddle_E6 | F6 | Commercial | School | Existing | Food Preparation | Natural Gas | Griddle | E6 | Utility - Value of Sales | 0 | 0 | 0 | 0 | 0 | 0 | 0 | 0 | 0 | 0 | 0 | 0 | 0 | 0 | 0 | 0 | 0 | 0 | 0 | 0 | 0 | 0 | 0 | 0 | 0 | 0 | 0 | 0 | 0 | 0 | 0 | 0 | 0
F6_Commercial_School_Existing_Food Preparation_Natural Gas_Griddle_E7 | F6 | Commercial | School | Existing | Food Preparation | Natural Gas | Griddle | E7 | Utility - Value of Sales | 0 | 0 | 0 | 0 | 0 | 0 | 0 | 0 | 0 | 0 | 0 | 0 | 0 | 0 | 0 | 0 | 0 | 0 | 0 | 0 | 0 | 0 | 0 | 0 | 0 | 0 | 0 | 0 | 0 | 0 | 0 | 0 | 0
F6_Commercial_School_Existing_Food Preparation_Natural Gas_Griddle_E8 | F6 | Commercial | School | Existing | Food Preparation | Natural Gas | Griddle | E8 | Utility - Value of Sales | 0 | 0 | 0 | 0 | 0 | 0 | 0 | 0 | 0 | 0 | 0 | 0 | 0 | 0 | 0 | 0 | 0 | 0 | 0 | 0 | 0 | 0 | 0 | 0 | 0 | 0 | 0 | 0 | 0 | 0 | 0 | 0 | 0
F6_Commercial_School_Existing_Food Preparation_Natural Gas_Griddle_E9 | F6 | Commercial | School | Existing | Food Preparation | Natural Gas | Griddle | E9 | Utility - Value of Sales | 0 | 0 | 0 | 0 | 0 | 0 | 0 | 0 | 0 | 0 | 0 | 0 | 0 | 0 | 0 | 0 | 0 | 0 | 0 | 0 | 0 | 0 | 0 | 0 | 0 | 0 | 0 | 0 | 0 | 0 | 0 | 0 | 0
F6_Commercial_School_Existing_Food Preparation_Natural Gas_Griddle_E10 | F6 | Commercial | School | Existing | Food Preparation | Natural Gas | Griddle | E10 | Utility - Value of Sales | 0 | 0 | 0 | 0 | 0 | 0 | 0 | 0 | 0 | 0 | 0 | 0 | 0 | 0 | 0 | 0 | 0 | 0 | 0 | 0 | 0 | 0 | 0 | 0 | 0 | 0 | 0 | 0 | 0 | 0 | 0 | 0 | 0
F1_Commercial_School_Existing_Food Preparation_Natural Gas_Range_E1 | F1 | Commercial | School | Existing | Food Preparation | Natural Gas | Range | E1 | RVT - Cost of Equipment | 0.038932 | 0.039206 | 0.039531 | 0.039909 | 0.040354 | 0.040874 | 0.041291 | 0.041688 | 0.042079 | 0.042474 | 0.042836 | 0.043152 | 0.043471 | 0.043808 | 0.044197 | 0.044586 | 0.045016 | 0.045485 | 0.045985 | 0.046501 | 0.047025 | 0.047518 | 0.047968 | 0.048379 | 0.04874 | 0.049051 | 0.049267 | 0.049427 | 0.049566 | 0.049685 | 0.049802 | 0.049854 | 0.049854
F1_Commercial_School_Existing_Food Preparation_Natural Gas_Range_E2 | F1 | Commercial | School | Existing | Food Preparation | Natural Gas | Range | E2 | RVT - Cost of Equipment | 0.029199 | 0.029404 | 0.029648 | 0.029932 | 0.030265 | 0.030656 | 0.030968 | 0.031266 | 0.031559 | 0.031855 | 0.032127 | 0.032364 | 0.032603 | 0.032856 | 0.033148 | 0.03344 | 0.033762 | 0.034114 | 0.034489 | 0.034876 | 0.035269 | 0.035638 | 0.035976 | 0.036284 | 0.036555 | 0.036788 | 0.03695 | 0.03707 | 0.037175 | 0.037264 | 0.037352 | 0.037391 | 0.037391
F1_Commercial_School_Existing_Food Preparation_Natural Gas_Range_E3 | F1 | Commercial | School | Existing | Food Preparation | Natural Gas | Range | E3 | RVT - Cost of Equipment | 0 | 0 | 0 | 0 | 0 | 0 | 0 | 0 | 0 | 0 | 0 | 0 | 0 | 0 | 0 | 0 | 0 | 0 | 0 | 0 | 0 | 0 | 0 | 0 | 0 | 0 | 0 | 0 | 0 | 0 | 0 | 0 | 0
F1_Commercial_School_Existing_Food Preparation_Natural Gas_Range_E4 | F1 | Commercial | School | Existing | Food Preparation | Natural Gas | Range | E4 | RVT - Cost of Equipment | 0 | 0 | 0 | 0 | 0 | 0 | 0 | 0 | 0 | 0 | 0 | 0 | 0 | 0 | 0 | 0 | 0 | 0 | 0 | 0 | 0 | 0 | 0 | 0 | 0 | 0 | 0 | 0 | 0 | 0 | 0 | 0 | 0
F1_Commercial_School_Existing_Food Preparation_Natural Gas_Range_E5 | F1 | Commercial | School | Existing | Food Preparation | Natural Gas | Range | E5 | RVT - Cost of Equipment | 0 | 0 | 0 | 0 | 0 | 0 | 0 | 0 | 0 | 0 | 0 | 0 | 0 | 0 | 0 | 0 | 0 | 0 | 0 | 0 | 0 | 0 | 0 | 0 | 0 | 0 | 0 | 0 | 0 | 0 | 0 | 0 | 0
F1_Commercial_School_Existing_Food Preparation_Natural Gas_Range_E6 | F1 | Commercial | School | Existing | Food Preparation | Natural Gas | Range | E6 | RVT - Cost of Equipment | 0 | 0 | 0 | 0 | 0 | 0 | 0 | 0 | 0 | 0 | 0 | 0 | 0 | 0 | 0 | 0 | 0 | 0 | 0 | 0 | 0 | 0 | 0 | 0 | 0 | 0 | 0 | 0 | 0 | 0 | 0 | 0 | 0
F1_Commercial_School_Existing_Food Preparation_Natural Gas_Range_E7 | F1 | Commercial | School | Existing | Food Preparation | Natural Gas | Range | E7 | RVT - Cost of Equipment | 0 | 0 | 0 | 0 | 0 | 0 | 0 | 0 | 0 | 0 | 0 | 0 | 0 | 0 | 0 | 0 | 0 | 0 | 0 | 0 | 0 | 0 | 0 | 0 | 0 | 0 | 0 | 0 | 0 | 0 | 0 | 0 | 0
F1_Commercial_School_Existing_Food Preparation_Natural Gas_Range_E8 | F1 | Commercial | School | Existing | Food Preparation | Natural Gas | Range | E8 | RVT - Cost of Equipment | 0 | 0 | 0 | 0 | 0 | 0 | 0 | 0 | 0 | 0 | 0 | 0 | 0 | 0 | 0 | 0 | 0 | 0 | 0 | 0 | 0 | 0 | 0 | 0 | 0 | 0 | 0 | 0 | 0 | 0 | 0 | 0 | 0
F1_Commercial_School_Existing_Food Preparation_Natural Gas_Range_E9 | F1 | Commercial | School | Existing | Food Preparation | Natural Gas | Range | E9 | RVT - Cost of Equipment | 0 | 0 | 0 | 0 | 0 | 0 | 0 | 0 | 0 | 0 | 0 | 0 | 0 | 0 | 0 | 0 | 0 | 0 | 0 | 0 | 0 | 0 | 0 | 0 | 0 | 0 | 0 | 0 | 0 | 0 | 0 | 0 | 0
F1_Commercial_School_Existing_Food Preparation_Natural Gas_Range_E10 | F1 | Commercial | School | Existing | Food Preparation | Natural Gas | Range | E10 | RVT - Cost of Equipment | 0 | 0 | 0 | 0 | 0 | 0 | 0 | 0 | 0 | 0 | 0 | 0 | 0 | 0 | 0 | 0 | 0 | 0 | 0 | 0 | 0 | 0 | 0 | 0 | 0 | 0 | 0 | 0 | 0 | 0 | 0 | 0 | 0
F2_Commercial_School_Existing_Food Preparation_Natural Gas_Range_E1 | F2 | Commercial | School | Existing | Food Preparation | Natural Gas | Range | E1 | RVT - Cost of Operation | 0.046643 | 0.046971 | 0.047361 | 0.047814 | 0.048347 | 0.04897 | 0.04947 | 0.049945 | 0.050413 | 0.050886 | 0.05132 | 0.051699 | 0.052081 | 0.052485 | 0.052951 | 0.053417 | 0.053932 | 0.054494 | 0.055093 | 0.055711 | 0.056339 | 0.056929 | 0.057469 | 0.057961 | 0.058394 | 0.058766 | 0.059025 | 0.059217 | 0.059383 | 0.059526 | 0.059666 | 0.059729 | 0.059729
F2_Commercial_School_Existing_Food Preparation_Natural Gas_Range_E2 | F2 | Commercial | School | Existing | Food Preparation | Natural Gas | Range | E2 | RVT - Cost of Operation | 0.034982 | 0.035228 | 0.035521 | 0.035861 | 0.03626 | 0.036728 | 0.037102 | 0.037459 | 0.03781 | 0.038165 | 0.03849 | 0.038774 | 0.039061 | 0.039364 | 0.039713 | 0.040063 | 0.040449 | 0.040871 | 0.04132 | 0.041783 | 0.042255 | 0.042697 | 0.043101 | 0.043471 | 0.043795 | 0.044075 | 0.044268 | 0.044413 | 0.044538 | 0.044644 | 0.04475 | 0.044796 | 0.044796
F2_Commercial_School_Existing_Food Preparation_Natural Gas_Range_E3 | F2 | Commercial | School | Existing | Food Preparation | Natural Gas | Range | E3 | RVT - Cost of Operation | 0 | 0 | 0 | 0 | 0 | 0 | 0 | 0 | 0 | 0 | 0 | 0 | 0 | 0 | 0 | 0 | 0 | 0 | 0 | 0 | 0 | 0 | 0 | 0 | 0 | 0 | 0 | 0 | 0 | 0 | 0 | 0 | 0
F2_Commercial_School_Existing_Food Preparation_Natural Gas_Range_E4 | F2 | Commercial | School | Existing | Food Preparation | Natural Gas | Range | E4 | RVT - Cost of Operation | 0 | 0 | 0 | 0 | 0 | 0 | 0 | 0 | 0 | 0 | 0 | 0 | 0 | 0 | 0 | 0 | 0 | 0 | 0 | 0 | 0 | 0 | 0 | 0 | 0 | 0 | 0 | 0 | 0 | 0 | 0 | 0 | 0
F2_Commercial_School_Existing_Food Preparation_Natural Gas_Range_E5 | F2 | Commercial | School | Existing | Food Preparation | Natural Gas | Range | E5 | RVT - Cost of Operation | 0 | 0 | 0 | 0 | 0 | 0 | 0 | 0 | 0 | 0 | 0 | 0 | 0 | 0 | 0 | 0 | 0 | 0 | 0 | 0 | 0 | 0 | 0 | 0 | 0 | 0 | 0 | 0 | 0 | 0 | 0 | 0 | 0
F2_Commercial_School_Existing_Food Preparation_Natural Gas_Range_E6 | F2 | Commercial | School | Existing | Food Preparation | Natural Gas | Range | E6 | RVT - Cost of Operation | 0 | 0 | 0 | 0 | 0 | 0 | 0 | 0 | 0 | 0 | 0 | 0 | 0 | 0 | 0 | 0 | 0 | 0 | 0 | 0 | 0 | 0 | 0 | 0 | 0 | 0 | 0 | 0 | 0 | 0 | 0 | 0 | 0
F2_Commercial_School_Existing_Food Preparation_Natural Gas_Range_E7 | F2 | Commercial | School | Existing | Food Preparation | Natural Gas | Range | E7 | RVT - Cost of Operation | 0 | 0 | 0 | 0 | 0 | 0 | 0 | 0 | 0 | 0 | 0 | 0 | 0 | 0 | 0 | 0 | 0 | 0 | 0 | 0 | 0 | 0 | 0 | 0 | 0 | 0 | 0 | 0 | 0 | 0 | 0 | 0 | 0
F2_Commercial_School_Existing_Food Preparation_Natural Gas_Range_E8 | F2 | Commercial | School | Existing | Food Preparation | Natural Gas | Range | E8 | RVT - Cost of Operation | 0 | 0 | 0 | 0 | 0 | 0 | 0 | 0 | 0 | 0 | 0 | 0 | 0 | 0 | 0 | 0 | 0 | 0 | 0 | 0 | 0 | 0 | 0 | 0 | 0 | 0 | 0 | 0 | 0 | 0 | 0 | 0 | 0
F2_Commercial_School_Existing_Food Preparation_Natural Gas_Range_E9 | F2 | Commercial | School | Existing | Food Preparation | Natural Gas | Range | E9 | RVT - Cost of Operation | 0 | 0 | 0 | 0 | 0 | 0 | 0 | 0 | 0 | 0 | 0 | 0 | 0 | 0 | 0 | 0 | 0 | 0 | 0 | 0 | 0 | 0 | 0 | 0 | 0 | 0 | 0 | 0 | 0 | 0 | 0 | 0 | 0
F2_Commercial_School_Existing_Food Preparation_Natural Gas_Range_E10 | F2 | Commercial | School | Existing | Food Preparation | Natural Gas | Range | E10 | RVT - Cost of Operation | 0 | 0 | 0 | 0 | 0 | 0 | 0 | 0 | 0 | 0 | 0 | 0 | 0 | 0 | 0 | 0 | 0 | 0 | 0 | 0 | 0 | 0 | 0 | 0 | 0 | 0 | 0 | 0 | 0 | 0 | 0 | 0 | 0
F3_Commercial_School_Existing_Food Preparation_Natural Gas_Range_E1 | F3 | Commercial | School | Existing | Food Preparation | Natural Gas | Range | E1 | System - kBTUs of Consumption | 0.022822 | 0.022822 | 0.022822 | 0.022822 | 0.022822 | 0.022822 | 0.022822 | 0.022822 | 0.022822 | 0.022822 | 0.022822 | 0.022822 | 0.022822 | 0.022822 | 0.022822 | 0.022822 | 0.022822 | 0.022822 | 0.022822 | 0.022822 | 0.022822 | 0.022822 | 0.022822 | 0.022822 | 0.022822 | 0.022822 | 0.022822 | 0.022822 | 0.022822 | 0.022822 | 0.022822 | 0.022822 | 0.022822
F3_Commercial_School_Existing_Food Preparation_Natural Gas_Range_E2 | F3 | Commercial | School | Existing | Food Preparation | Natural Gas | Range | E2 | System - kBTUs of Consumption | 0.022825 | 0.022825 | 0.022825 | 0.022825 | 0.022825 | 0.022825 | 0.022825 | 0.022825 | 0.022825 | 0.022825 | 0.022825 | 0.022825 | 0.022825 | 0.022825 | 0.022825 | 0.022825 | 0.022825 | 0.022825 | 0.022825 | 0.022825 | 0.022825 | 0.022825 | 0.022825 | 0.022825 | 0.022825 | 0.022825 | 0.022825 | 0.022825 | 0.022825 | 0.022825 | 0.022825 | 0.022825 | 0.022825
F3_Commercial_School_Existing_Food Preparation_Natural Gas_Range_E3 | F3 | Commercial | School | Existing | Food Preparation | Natural Gas | Range | E3 | System - kBTUs of Consumption | 0 | 0 | 0 | 0 | 0 | 0 | 0 | 0 | 0 | 0 | 0 | 0 | 0 | 0 | 0 | 0 | 0 | 0 | 0 | 0 | 0 | 0 | 0 | 0 | 0 | 0 | 0 | 0 | 0 | 0 | 0 | 0 | 0
F3_Commercial_School_Existing_Food Preparation_Natural Gas_Range_E4 | F3 | Commercial | School | Existing | Food Preparation | Natural Gas | Range | E4 | System - kBTUs of Consumption | 0 | 0 | 0 | 0 | 0 | 0 | 0 | 0 | 0 | 0 | 0 | 0 | 0 | 0 | 0 | 0 | 0 | 0 | 0 | 0 | 0 | 0 | 0 | 0 | 0 | 0 | 0 | 0 | 0 | 0 | 0 | 0 | 0
F3_Commercial_School_Existing_Food Preparation_Natural Gas_Range_E5 | F3 | Commercial | School | Existing | Food Preparation | Natural Gas | Range | E5 | System - kBTUs of Consumption | 0 | 0 | 0 | 0 | 0 | 0 | 0 | 0 | 0 | 0 | 0 | 0 | 0 | 0 | 0 | 0 | 0 | 0 | 0 | 0 | 0 | 0 | 0 | 0 | 0 | 0 | 0 | 0 | 0 | 0 | 0 | 0 | 0
F3_Commercial_School_Existing_Food Preparation_Natural Gas_Range_E6 | F3 | Commercial | School | Existing | Food Preparation | Natural Gas | Range | E6 | System - kBTUs of Consumption | 0 | 0 | 0 | 0 | 0 | 0 | 0 | 0 | 0 | 0 | 0 | 0 | 0 | 0 | 0 | 0 | 0 | 0 | 0 | 0 | 0 | 0 | 0 | 0 | 0 | 0 | 0 | 0 | 0 | 0 | 0 | 0 | 0
F3_Commercial_School_Existing_Food Preparation_Natural Gas_Range_E7 | F3 | Commercial | School | Existing | Food Preparation | Natural Gas | Range | E7 | System - kBTUs of Consumption | 0 | 0 | 0 | 0 | 0 | 0 | 0 | 0 | 0 | 0 | 0 | 0 | 0 | 0 | 0 | 0 | 0 | 0 | 0 | 0 | 0 | 0 | 0 | 0 | 0 | 0 | 0 | 0 | 0 | 0 | 0 | 0 | 0
F3_Commercial_School_Existing_Food Preparation_Natural Gas_Range_E8 | F3 | Commercial | School | Existing | Food Preparation | Natural Gas | Range | E8 | System - kBTUs of Consumption | 0 | 0 | 0 | 0 | 0 | 0 | 0 | 0 | 0 | 0 | 0 | 0 | 0 | 0 | 0 | 0 | 0 | 0 | 0 | 0 | 0 | 0 | 0 | 0 | 0 | 0 | 0 | 0 | 0 | 0 | 0 | 0 | 0
F3_Commercial_School_Existing_Food Preparation_Natural Gas_Range_E9 | F3 | Commercial | School | Existing | Food Preparation | Natural Gas | Range | E9 | System - kBTUs of Consumption | 0 | 0 | 0 | 0 | 0 | 0 | 0 | 0 | 0 | 0 | 0 | 0 | 0 | 0 | 0 | 0 | 0 | 0 | 0 | 0 | 0 | 0 | 0 | 0 | 0 | 0 | 0 | 0 | 0 | 0 | 0 | 0 | 0
F3_Commercial_School_Existing_Food Preparation_Natural Gas_Range_E10 | F3 | Commercial | School | Existing | Food Preparation | Natural Gas | Range | E10 | System - kBTUs of Consumption | 0 | 0 | 0 | 0 | 0 | 0 | 0 | 0 | 0 | 0 | 0 | 0 | 0 | 0 | 0 | 0 | 0 | 0 | 0 | 0 | 0 | 0 | 0 | 0 | 0 | 0 | 0 | 0 | 0 | 0 | 0 | 0 | 0
F4_Commercial_School_Existing_Food Preparation_Natural Gas_Range_E1 | F4 | Commercial | School | Existing | Food Preparation | Natural Gas | Range | E1 | Utility - Cost of Equipment | 0.046643 | 0.046971 | 0.047361 | 0.047814 | 0.048347 | 0.04897 | 0.04947 | 0.049945 | 0.050413 | 0.050886 | 0.05132 | 0.051699 | 0.052081 | 0.052485 | 0.052951 | 0.053417 | 0.053932 | 0.054494 | 0.055093 | 0.055711 | 0.056339 | 0.056929 | 0.057469 | 0.057961 | 0.058394 | 0.058766 | 0.059025 | 0.059217 | 0.059383 | 0.059526 | 0.059666 | 0.059729 | 0.059729
F4_Commercial_School_Existing_Food Preparation_Natural Gas_Range_E2 | F4 | Commercial | School | Existing | Food Preparation | Natural Gas | Range | E2 | Utility - Cost of Equipment | 0.034982 | 0.035228 | 0.035521 | 0.035861 | 0.03626 | 0.036728 | 0.037102 | 0.037459 | 0.03781 | 0.038165 | 0.03849 | 0.038774 | 0.039061 | 0.039364 | 0.039713 | 0.040063 | 0.040449 | 0.040871 | 0.04132 | 0.041783 | 0.042255 | 0.042697 | 0.043101 | 0.043471 | 0.043795 | 0.044075 | 0.044268 | 0.044413 | 0.044538 | 0.044644 | 0.04475 | 0.044796 | 0.044796
F4_Commercial_School_Existing_Food Preparation_Natural Gas_Range_E3 | F4 | Commercial | School | Existing | Food Preparation | Natural Gas | Range | E3 | Utility - Cost of Equipment | 0 | 0 | 0 | 0 | 0 | 0 | 0 | 0 | 0 | 0 | 0 | 0 | 0 | 0 | 0 | 0 | 0 | 0 | 0 | 0 | 0 | 0 | 0 | 0 | 0 | 0 | 0 | 0 | 0 | 0 | 0 | 0 | 0
F4_Commercial_School_Existing_Food Preparation_Natural Gas_Range_E4 | F4 | Commercial | School | Existing | Food Preparation | Natural Gas | Range | E4 | Utility - Cost of Equipment | 0 | 0 | 0 | 0 | 0 | 0 | 0 | 0 | 0 | 0 | 0 | 0 | 0 | 0 | 0 | 0 | 0 | 0 | 0 | 0 | 0 | 0 | 0 | 0 | 0 | 0 | 0 | 0 | 0 | 0 | 0 | 0 | 0
F4_Commercial_School_Existing_Food Preparation_Natural Gas_Range_E5 | F4 | Commercial | School | Existing | Food Preparation | Natural Gas | Range | E5 | Utility - Cost of Equipment | 0 | 0 | 0 | 0 | 0 | 0 | 0 | 0 | 0 | 0 | 0 | 0 | 0 | 0 | 0 | 0 | 0 | 0 | 0 | 0 | 0 | 0 | 0 | 0 | 0 | 0 | 0 | 0 | 0 | 0 | 0 | 0 | 0
F4_Commercial_School_Existing_Food Preparation_Natural Gas_Range_E6 | F4 | Commercial | School | Existing | Food Preparation | Natural Gas | Range | E6 | Utility - Cost of Equipment | 0 | 0 | 0 | 0 | 0 | 0 | 0 | 0 | 0 | 0 | 0 | 0 | 0 | 0 | 0 | 0 | 0 | 0 | 0 | 0 | 0 | 0 | 0 | 0 | 0 | 0 | 0 | 0 | 0 | 0 | 0 | 0 | 0
F4_Commercial_School_Existing_Food Preparation_Natural Gas_Range_E7 | F4 | Commercial | School | Existing | Food Preparation | Natural Gas | Range | E7 | Utility - Cost of Equipment | 0 | 0 | 0 | 0 | 0 | 0 | 0 | 0 | 0 | 0 | 0 | 0 | 0 | 0 | 0 | 0 | 0 | 0 | 0 | 0 | 0 | 0 | 0 | 0 | 0 | 0 | 0 | 0 | 0 | 0 | 0 | 0 | 0
F4_Commercial_School_Existing_Food Preparation_Natural Gas_Range_E8 | F4 | Commercial | School | Existing | Food Preparation | Natural Gas | Range | E8 | Utility - Cost of Equipment | 0 | 0 | 0 | 0 | 0 | 0 | 0 | 0 | 0 | 0 | 0 | 0 | 0 | 0 | 0 | 0 | 0 | 0 | 0 | 0 | 0 | 0 | 0 | 0 | 0 | 0 | 0 | 0 | 0 | 0 | 0 | 0 | 0
F4_Commercial_School_Existing_Food Preparation_Natural Gas_Range_E9 | F4 | Commercial | School | Existing | Food Preparation | Natural Gas | Range | E9 | Utility - Cost of Equipment | 0 | 0 | 0 | 0 | 0 | 0 | 0 | 0 | 0 | 0 | 0 | 0 | 0 | 0 | 0 | 0 | 0 | 0 | 0 | 0 | 0 | 0 | 0 | 0 | 0 | 0 | 0 | 0 | 0 | 0 | 0 | 0 | 0
F4_Commercial_School_Existing_Food Preparation_Natural Gas_Range_E10 | F4 | Commercial | School | Existing | Food Preparation | Natural Gas | Range | E10 | Utility - Cost of Equipment | 0 | 0 | 0 | 0 | 0 | 0 | 0 | 0 | 0 | 0 | 0 | 0 | 0 | 0 | 0 | 0 | 0 | 0 | 0 | 0 | 0 | 0 | 0 | 0 | 0 | 0 | 0 | 0 | 0 | 0 | 0 | 0 | 0
F5_Commercial_School_Existing_Food Preparation_Natural Gas_Range_E1 | F5 | Commercial | School | Existing | Food Preparation | Natural Gas | Range | E1 | Utility - Cost of Operation | 0.022822 | 0.022822 | 0.022822 | 0.022822 | 0.022822 | 0.022822 | 0.022822 | 0.022822 | 0.022822 | 0.022822 | 0.022822 | 0.022822 | 0.022822 | 0.022822 | 0.022822 | 0.022822 | 0.022822 | 0.022822 | 0.022822 | 0.022822 | 0.022822 | 0.022822 | 0.022822 | 0.022822 | 0.022822 | 0.022822 | 0.022822 | 0.022822 | 0.022822 | 0.022822 | 0.022822 | 0.022822 | 0.022822
F5_Commercial_School_Existing_Food Preparation_Natural Gas_Range_E2 | F5 | Commercial | School | Existing | Food Preparation | Natural Gas | Range | E2 | Utility - Cost of Operation | 0.022825 | 0.022825 | 0.022825 | 0.022825 | 0.022825 | 0.022825 | 0.022825 | 0.022825 | 0.022825 | 0.022825 | 0.022825 | 0.022825 | 0.022825 | 0.022825 | 0.022825 | 0.022825 | 0.022825 | 0.022825 | 0.022825 | 0.022825 | 0.022825 | 0.022825 | 0.022825 | 0.022825 | 0.022825 | 0.022825 | 0.022825 | 0.022825 | 0.022825 | 0.022825 | 0.022825 | 0.022825 | 0.022825
F5_Commercial_School_Existing_Food Preparation_Natural Gas_Range_E3 | F5 | Commercial | School | Existing | Food Preparation | Natural Gas | Range | E3 | Utility - Cost of Operation | 0 | 0 | 0 | 0 | 0 | 0 | 0 | 0 | 0 | 0 | 0 | 0 | 0 | 0 | 0 | 0 | 0 | 0 | 0 | 0 | 0 | 0 | 0 | 0 | 0 | 0 | 0 | 0 | 0 | 0 | 0 | 0 | 0
F5_Commercial_School_Existing_Food Preparation_Natural Gas_Range_E4 | F5 | Commercial | School | Existing | Food Preparation | Natural Gas | Range | E4 | Utility - Cost of Operation | 0 | 0 | 0 | 0 | 0 | 0 | 0 | 0 | 0 | 0 | 0 | 0 | 0 | 0 | 0 | 0 | 0 | 0 | 0 | 0 | 0 | 0 | 0 | 0 | 0 | 0 | 0 | 0 | 0 | 0 | 0 | 0 | 0
F5_Commercial_School_Existing_Food Preparation_Natural Gas_Range_E5 | F5 | Commercial | School | Existing | Food Preparation | Natural Gas | Range | E5 | Utility - Cost of Operation | 0 | 0 | 0 | 0 | 0 | 0 | 0 | 0 | 0 | 0 | 0 | 0 | 0 | 0 | 0 | 0 | 0 | 0 | 0 | 0 | 0 | 0 | 0 | 0 | 0 | 0 | 0 | 0 | 0 | 0 | 0 | 0 | 0
F5_Commercial_School_Existing_Food Preparation_Natural Gas_Range_E6 | F5 | Commercial | School | Existing | Food Preparation | Natural Gas | Range | E6 | Utility - Cost of Operation | 0 | 0 | 0 | 0 | 0 | 0 | 0 | 0 | 0 | 0 | 0 | 0 | 0 | 0 | 0 | 0 | 0 | 0 | 0 | 0 | 0 | 0 | 0 | 0 | 0 | 0 | 0 | 0 | 0 | 0 | 0 | 0 | 0
F5_Commercial_School_Existing_Food Preparation_Natural Gas_Range_E7 | F5 | Commercial | School | Existing | Food Preparation | Natural Gas | Range | E7 | Utility - Cost of Operation | 0 | 0 | 0 | 0 | 0 | 0 | 0 | 0 | 0 | 0 | 0 | 0 | 0 | 0 | 0 | 0 | 0 | 0 | 0 | 0 | 0 | 0 | 0 | 0 | 0 | 0 | 0 | 0 | 0 | 0 | 0 | 0 | 0
F5_Commercial_School_Existing_Food Preparation_Natural Gas_Range_E8 | F5 | Commercial | School | Existing | Food Preparation | Natural Gas | Range | E8 | Utility - Cost of Operation | 0 | 0 | 0 | 0 | 0 | 0 | 0 | 0 | 0 | 0 | 0 | 0 | 0 | 0 | 0 | 0 | 0 | 0 | 0 | 0 | 0 | 0 | 0 | 0 | 0 | 0 | 0 | 0 | 0 | 0 | 0 | 0 | 0
F5_Commercial_School_Existing_Food Preparation_Natural Gas_Range_E9 | F5 | Commercial | School | Existing | Food Preparation | Natural Gas | Range | E9 | Utility - Cost of Operation | 0 | 0 | 0 | 0 | 0 | 0 | 0 | 0 | 0 | 0 | 0 | 0 | 0 | 0 | 0 | 0 | 0 | 0 | 0 | 0 | 0 | 0 | 0 | 0 | 0 | 0 | 0 | 0 | 0 | 0 | 0 | 0 | 0
F5_Commercial_School_Existing_Food Preparation_Natural Gas_Range_E10 | F5 | Commercial | School | Existing | Food Preparation | Natural Gas | Range | E10 | Utility - Cost of Operation | 0 | 0 | 0 | 0 | 0 | 0 | 0 | 0 | 0 | 0 | 0 | 0 | 0 | 0 | 0 | 0 | 0 | 0 | 0 | 0 | 0 | 0 | 0 | 0 | 0 | 0 | 0 | 0 | 0 | 0 | 0 | 0 | 0
F6_Commercial_School_Existing_Food Preparation_Natural Gas_Range_E1 | F6 | Commercial | School | Existing | Food Preparation | Natural Gas | Range | E1 | Utility - Value of Sales | 0.027886 | 0.027886 | 0.027886 | 0.027886 | 0.027886 | 0.027886 | 0.027886 | 0.027886 | 0.027886 | 0.027886 | 0.027886 | 0.027886 | 0.027886 | 0.027886 | 0.027886 | 0.027886 | 0.027886 | 0.027886 | 0.027886 | 0.027886 | 0.027886 | 0.027886 | 0.027886 | 0.027886 | 0.027886 | 0.027886 | 0.027886 | 0.027886 | 0.027886 | 0.027886 | 0.027886 | 0.027886 | 0.027886
F6_Commercial_School_Existing_Food Preparation_Natural Gas_Range_E2 | F6 | Commercial | School | Existing | Food Preparation | Natural Gas | Range | E2 | Utility - Value of Sales | 0.020914 | 0.020914 | 0.020914 | 0.020914 | 0.020914 | 0.020914 | 0.020914 | 0.020914 | 0.020914 | 0.020914 | 0.020914 | 0.020914 | 0.020914 | 0.020914 | 0.020914 | 0.020914 | 0.020914 | 0.020914 | 0.020914 | 0.020914 | 0.020914 | 0.020914 | 0.020914 | 0.020914 | 0.020914 | 0.020914 | 0.020914 | 0.020914 | 0.020914 | 0.020914 | 0.020914 | 0.020914 | 0.020914
F6_Commercial_School_Existing_Food Preparation_Natural Gas_Range_E3 | F6 | Commercial | School | Existing | Food Preparation | Natural Gas | Range | E3 | Utility - Value of Sales | 0 | 0 | 0 | 0 | 0 | 0 | 0 | 0 | 0 | 0 | 0 | 0 | 0 | 0 | 0 | 0 | 0 | 0 | 0 | 0 | 0 | 0 | 0 | 0 | 0 | 0 | 0 | 0 | 0 | 0 | 0 | 0 | 0
F6_Commercial_School_Existing_Food Preparation_Natural Gas_Range_E4 | F6 | Commercial | School | Existing | Food Preparation | Natural Gas | Range | E4 | Utility - Value of Sales | 0 | 0 | 0 | 0 | 0 | 0 | 0 | 0 | 0 | 0 | 0 | 0 | 0 | 0 | 0 | 0 | 0 | 0 | 0 | 0 | 0 | 0 | 0 | 0 | 0 | 0 | 0 | 0 | 0 | 0 | 0 | 0 | 0
F6_Commercial_School_Existing_Food Preparation_Natural Gas_Range_E5 | F6 | Commercial | School | Existing | Food Preparation | Natural Gas | Range | E5 | Utility - Value of Sales | 0 | 0 | 0 | 0 | 0 | 0 | 0 | 0 | 0 | 0 | 0 | 0 | 0 | 0 | 0 | 0 | 0 | 0 | 0 | 0 | 0 | 0 | 0 | 0 | 0 | 0 | 0 | 0 | 0 | 0 | 0 | 0 | 0
F6_Commercial_School_Existing_Food Preparation_Natural Gas_Range_E6 | F6 | Commercial | School | Existing | Food Preparation | Natural Gas | Range | E6 | Utility - Value of Sales | 0 | 0 | 0 | 0 | 0 | 0 | 0 | 0 | 0 | 0 | 0 | 0 | 0 | 0 | 0 | 0 | 0 | 0 | 0 | 0 | 0 | 0 | 0 | 0 | 0 | 0 | 0 | 0 | 0 | 0 | 0 | 0 | 0
F6_Commercial_School_Existing_Food Preparation_Natural Gas_Range_E7 | F6 | Commercial | School | Existing | Food Preparation | Natural Gas | Range | E7 | Utility - Value of Sales | 0 | 0 | 0 | 0 | 0 | 0 | 0 | 0 | 0 | 0 | 0 | 0 | 0 | 0 | 0 | 0 | 0 | 0 | 0 | 0 | 0 | 0 | 0 | 0 | 0 | 0 | 0 | 0 | 0 | 0 | 0 | 0 | 0
F6_Commercial_School_Existing_Food Preparation_Natural Gas_Range_E8 | F6 | Commercial | School | Existing | Food Preparation | Natural Gas | Range | E8 | Utility - Value of Sales | 0 | 0 | 0 | 0 | 0 | 0 | 0 | 0 | 0 | 0 | 0 | 0 | 0 | 0 | 0 | 0 | 0 | 0 | 0 | 0 | 0 | 0 | 0 | 0 | 0 | 0 | 0 | 0 | 0 | 0 | 0 | 0 | 0
F6_Commercial_School_Existing_Food Preparation_Natural Gas_Range_E9 | F6 | Commercial | School | Existing | Food Preparation | Natural Gas | Range | E9 | Utility - Value of Sales | 0 | 0 | 0 | 0 | 0 | 0 | 0 | 0 | 0 | 0 | 0 | 0 | 0 | 0 | 0 | 0 | 0 | 0 | 0 | 0 | 0 | 0 | 0 | 0 | 0 | 0 | 0 | 0 | 0 | 0 | 0 | 0 | 0
F6_Commercial_School_Existing_Food Preparation_Natural Gas_Range_E10 | F6 | Commercial | School | Existing | Food Preparation | Natural Gas | Range | E10 | Utility - Value of Sales | 0 | 0 | 0 | 0 | 0 | 0 | 0 | 0 | 0 | 0 | 0 | 0 | 0 | 0 | 0 | 0 | 0 | 0 | 0 | 0 | 0 | 0 | 0 | 0 | 0 | 0 | 0 | 0 | 0 | 0 | 0 | 0 | 0
F1_Commercial_School_Existing_Food Preparation_Natural Gas_Steamer_E1 | F1 | Commercial | School | Existing | Food Preparation | Natural Gas | Steamer | E1 | RVT - Cost of Equipment | 0.077606 | 0.078171 | 0.078814 | 0 | 0 | 0 | 0 | 0 | 0 | 0 | 0 | 0 | 0 | 0 | 0 | 0 | 0 | 0 | 0 | 0 | 0 | 0 | 0 | 0 | 0 | 0 | 0 | 0 | 0 | 0 | 0 | 0 | 0
F1_Commercial_School_Existing_Food Preparation_Natural Gas_Steamer_E2 | F1 | Commercial | School | Existing | Food Preparation | Natural Gas | Steamer | E2 | RVT - Cost of Equipment | 0.033667 | 0.033913 | 0.034191 | 0.034503 | 0.034862 | 0.035279 | 0.035623 | 0.035958 | 0.036297 | 0.036648 | 0.03698 | 0.037281 | 0.037584 | 0.037898 | 0.038243 | 0.038578 | 0.038939 | 0.039323 | 0.039727 | 0.040139 | 0.040551 | 0.040932 | 0.041277 | 0.041588 | 0.041858 | 0.042091 | 0.042253 | 0.042373 | 0.042477 | 0.042566 | 0.042654 | 0.042693 | 0.042693
F1_Commercial_School_Existing_Food Preparation_Natural Gas_Steamer_E3 | F1 | Commercial | School | Existing | Food Preparation | Natural Gas | Steamer | E3 | RVT - Cost of Equipment | 0 | 0 | 0 | 0 | 0 | 0 | 0 | 0 | 0 | 0 | 0 | 0 | 0 | 0 | 0 | 0 | 0 | 0 | 0 | 0 | 0 | 0 | 0 | 0 | 0 | 0 | 0 | 0 | 0 | 0 | 0 | 0 | 0
F1_Commercial_School_Existing_Food Preparation_Natural Gas_Steamer_E4 | F1 | Commercial | School | Existing | Food Preparation | Natural Gas | Steamer | E4 | RVT - Cost of Equipment | 0 | 0 | 0 | 0 | 0 | 0 | 0 | 0 | 0 | 0 | 0 | 0 | 0 | 0 | 0 | 0 | 0 | 0 | 0 | 0 | 0 | 0 | 0 | 0 | 0 | 0 | 0 | 0 | 0 | 0 | 0 | 0 | 0
F1_Commercial_School_Existing_Food Preparation_Natural Gas_Steamer_E5 | F1 | Commercial | School | Existing | Food Preparation | Natural Gas | Steamer | E5 | RVT - Cost of Equipment | 0 | 0 | 0 | 0 | 0 | 0 | 0 | 0 | 0 | 0 | 0 | 0 | 0 | 0 | 0 | 0 | 0 | 0 | 0 | 0 | 0 | 0 | 0 | 0 | 0 | 0 | 0 | 0 | 0 | 0 | 0 | 0 | 0
F1_Commercial_School_Existing_Food Preparation_Natural Gas_Steamer_E6 | F1 | Commercial | School | Existing | Food Preparation | Natural Gas | Steamer | E6 | RVT - Cost of Equipment | 0 | 0 | 0 | 0 | 0 | 0 | 0 | 0 | 0 | 0 | 0 | 0 | 0 | 0 | 0 | 0 | 0 | 0 | 0 | 0 | 0 | 0 | 0 | 0 | 0 | 0 | 0 | 0 | 0 | 0 | 0 | 0 | 0
F1_Commercial_School_Existing_Food Preparation_Natural Gas_Steamer_E7 | F1 | Commercial | School | Existing | Food Preparation | Natural Gas | Steamer | E7 | RVT - Cost of Equipment | 0 | 0 | 0 | 0 | 0 | 0 | 0 | 0 | 0 | 0 | 0 | 0 | 0 | 0 | 0 | 0 | 0 | 0 | 0 | 0 | 0 | 0 | 0 | 0 | 0 | 0 | 0 | 0 | 0 | 0 | 0 | 0 | 0
F1_Commercial_School_Existing_Food Preparation_Natural Gas_Steamer_E8 | F1 | Commercial | School | Existing | Food Preparation | Natural Gas | Steamer | E8 | RVT - Cost of Equipment | 0 | 0 | 0 | 0 | 0 | 0 | 0 | 0 | 0 | 0 | 0 | 0 | 0 | 0 | 0 | 0 | 0 | 0 | 0 | 0 | 0 | 0 | 0 | 0 | 0 | 0 | 0 | 0 | 0 | 0 | 0 | 0 | 0
F1_Commercial_School_Existing_Food Preparation_Natural Gas_Steamer_E9 | F1 | Commercial | School | Existing | Food Preparation | Natural Gas | Steamer | E9 | RVT - Cost of Equipment | 0 | 0 | 0 | 0 | 0 | 0 | 0 | 0 | 0 | 0 | 0 | 0 | 0 | 0 | 0 | 0 | 0 | 0 | 0 | 0 | 0 | 0 | 0 | 0 | 0 | 0 | 0 | 0 | 0 | 0 | 0 | 0 | 0
F1_Commercial_School_Existing_Food Preparation_Natural Gas_Steamer_E10 | F1 | Commercial | School | Existing | Food Preparation | Natural Gas | Steamer | E10 | RVT - Cost of Equipment | 0 | 0 | 0 | 0 | 0 | 0 | 0 | 0 | 0 | 0 | 0 | 0 | 0 | 0 | 0 | 0 | 0 | 0 | 0 | 0 | 0 | 0 | 0 | 0 | 0 | 0 | 0 | 0 | 0 | 0 | 0 | 0 | 0
F2_Commercial_School_Existing_Food Preparation_Natural Gas_Steamer_E1 | F2 | Commercial | School | Existing | Food Preparation | Natural Gas | Steamer | E1 | RVT - Cost of Operation | 0.092977 | 0.093654 | 0.094425 | 0 | 0 | 0 | 0 | 0 | 0 | 0 | 0 | 0 | 0 | 0 | 0 | 0 | 0 | 0 | 0 | 0 | 0 | 0 | 0 | 0 | 0 | 0 | 0 | 0 | 0 | 0 | 0 | 0 | 0
F2_Commercial_School_Existing_Food Preparation_Natural Gas_Steamer_E2 | F2 | Commercial | School | Existing | Food Preparation | Natural Gas | Steamer | E2 | RVT - Cost of Operation | 0.040336 | 0.040629 | 0.040964 | 0.041337 | 0.041767 | 0.042267 | 0.042679 | 0.04308 | 0.043487 | 0.043906 | 0.044304 | 0.044665 | 0.045028 | 0.045405 | 0.045817 | 0.046219 | 0.046651 | 0.047112 | 0.047596 | 0.048089 | 0.048582 | 0.049039 | 0.049453 | 0.049825 | 0.050149 | 0.050428 | 0.050622 | 0.050766 | 0.050891 | 0.050997 | 0.051103 | 0.051149 | 0.051149
F2_Commercial_School_Existing_Food Preparation_Natural Gas_Steamer_E3 | F2 | Commercial | School | Existing | Food Preparation | Natural Gas | Steamer | E3 | RVT - Cost of Operation | 0 | 0 | 0 | 0 | 0 | 0 | 0 | 0 | 0 | 0 | 0 | 0 | 0 | 0 | 0 | 0 | 0 | 0 | 0 | 0 | 0 | 0 | 0 | 0 | 0 | 0 | 0 | 0 | 0 | 0 | 0 | 0 | 0
F2_Commercial_School_Existing_Food Preparation_Natural Gas_Steamer_E4 | F2 | Commercial | School | Existing | Food Preparation | Natural Gas | Steamer | E4 | RVT - Cost of Operation | 0 | 0 | 0 | 0 | 0 | 0 | 0 | 0 | 0 | 0 | 0 | 0 | 0 | 0 | 0 | 0 | 0 | 0 | 0 | 0 | 0 | 0 | 0 | 0 | 0 | 0 | 0 | 0 | 0 | 0 | 0 | 0 | 0
F2_Commercial_School_Existing_Food Preparation_Natural Gas_Steamer_E5 | F2 | Commercial | School | Existing | Food Preparation | Natural Gas | Steamer | E5 | RVT - Cost of Operation | 0 | 0 | 0 | 0 | 0 | 0 | 0 | 0 | 0 | 0 | 0 | 0 | 0 | 0 | 0 | 0 | 0 | 0 | 0 | 0 | 0 | 0 | 0 | 0 | 0 | 0 | 0 | 0 | 0 | 0 | 0 | 0 | 0
F2_Commercial_School_Existing_Food Preparation_Natural Gas_Steamer_E6 | F2 | Commercial | School | Existing | Food Preparation | Natural Gas | Steamer | E6 | RVT - Cost of Operation | 0 | 0 | 0 | 0 | 0 | 0 | 0 | 0 | 0 | 0 | 0 | 0 | 0 | 0 | 0 | 0 | 0 | 0 | 0 | 0 | 0 | 0 | 0 | 0 | 0 | 0 | 0 | 0 | 0 | 0 | 0 | 0 | 0
F2_Commercial_School_Existing_Food Preparation_Natural Gas_Steamer_E7 | F2 | Commercial | School | Existing | Food Preparation | Natural Gas | Steamer | E7 | RVT - Cost of Operation | 0 | 0 | 0 | 0 | 0 | 0 | 0 | 0 | 0 | 0 | 0 | 0 | 0 | 0 | 0 | 0 | 0 | 0 | 0 | 0 | 0 | 0 | 0 | 0 | 0 | 0 | 0 | 0 | 0 | 0 | 0 | 0 | 0
F2_Commercial_School_Existing_Food Preparation_Natural Gas_Steamer_E8 | F2 | Commercial | School | Existing | Food Preparation | Natural Gas | Steamer | E8 | RVT - Cost of Operation | 0 | 0 | 0 | 0 | 0 | 0 | 0 | 0 | 0 | 0 | 0 | 0 | 0 | 0 | 0 | 0 | 0 | 0 | 0 | 0 | 0 | 0 | 0 | 0 | 0 | 0 | 0 | 0 | 0 | 0 | 0 | 0 | 0
F2_Commercial_School_Existing_Food Preparation_Natural Gas_Steamer_E9 | F2 | Commercial | School | Existing | Food Preparation | Natural Gas | Steamer | E9 | RVT - Cost of Operation | 0 | 0 | 0 | 0 | 0 | 0 | 0 | 0 | 0 | 0 | 0 | 0 | 0 | 0 | 0 | 0 | 0 | 0 | 0 | 0 | 0 | 0 | 0 | 0 | 0 | 0 | 0 | 0 | 0 | 0 | 0 | 0 | 0
F2_Commercial_School_Existing_Food Preparation_Natural Gas_Steamer_E10 | F2 | Commercial | School | Existing | Food Preparation | Natural Gas | Steamer | E10 | RVT - Cost of Operation | 0 | 0 | 0 | 0 | 0 | 0 | 0 | 0 | 0 | 0 | 0 | 0 | 0 | 0 | 0 | 0 | 0 | 0 | 0 | 0 | 0 | 0 | 0 | 0 | 0 | 0 | 0 | 0 | 0 | 0 | 0 | 0 | 0
F3_Commercial_School_Existing_Food Preparation_Natural Gas_Steamer_E1 | F3 | Commercial | School | Existing | Food Preparation | Natural Gas | Steamer | E1 | System - kBTUs of Consumption | 0.058818 | 0.058818 | 0.058818 | 0 | 0 | 0 | 0 | 0 | 0 | 0 | 0 | 0 | 0 | 0 | 0 | 0 | 0 | 0 | 0 | 0 | 0 | 0 | 0 | 0 | 0 | 0 | 0 | 0 | 0 | 0 | 0 | 0 | 0
F3_Commercial_School_Existing_Food Preparation_Natural Gas_Steamer_E2 | F3 | Commercial | School | Existing | Food Preparation | Natural Gas | Steamer | E2 | System - kBTUs of Consumption | 0.068906 | 0.068906 | 0.068906 | 0.068906 | 0.068906 | 0.068906 | 0.068906 | 0.068906 | 0.068906 | 0.068906 | 0.068906 | 0.068906 | 0.068906 | 0.068906 | 0.068906 | 0.068906 | 0.068906 | 0.068906 | 0.068906 | 0.068906 | 0.068906 | 0.068906 | 0.068906 | 0.068906 | 0.068906 | 0.068906 | 0.068906 | 0.068906 | 0.068906 | 0.068906 | 0.068906 | 0.068906 | 0.068906
F3_Commercial_School_Existing_Food Preparation_Natural Gas_Steamer_E3 | F3 | Commercial | School | Existing | Food Preparation | Natural Gas | Steamer | E3 | System - kBTUs of Consumption | 0 | 0 | 0 | 0 | 0 | 0 | 0 | 0 | 0 | 0 | 0 | 0 | 0 | 0 | 0 | 0 | 0 | 0 | 0 | 0 | 0 | 0 | 0 | 0 | 0 | 0 | 0 | 0 | 0 | 0 | 0 | 0 | 0
F3_Commercial_School_Existing_Food Preparation_Natural Gas_Steamer_E4 | F3 | Commercial | School | Existing | Food Preparation | Natural Gas | Steamer | E4 | System - kBTUs of Consumption | 0 | 0 | 0 | 0 | 0 | 0 | 0 | 0 | 0 | 0 | 0 | 0 | 0 | 0 | 0 | 0 | 0 | 0 | 0 | 0 | 0 | 0 | 0 | 0 | 0 | 0 | 0 | 0 | 0 | 0 | 0 | 0 | 0
F3_Commercial_School_Existing_Food Preparation_Natural Gas_Steamer_E5 | F3 | Commercial | School | Existing | Food Preparation | Natural Gas | Steamer | E5 | System - kBTUs of Consumption | 0 | 0 | 0 | 0 | 0 | 0 | 0 | 0 | 0 | 0 | 0 | 0 | 0 | 0 | 0 | 0 | 0 | 0 | 0 | 0 | 0 | 0 | 0 | 0 | 0 | 0 | 0 | 0 | 0 | 0 | 0 | 0 | 0
F3_Commercial_School_Existing_Food Preparation_Natural Gas_Steamer_E6 | F3 | Commercial | School | Existing | Food Preparation | Natural Gas | Steamer | E6 | System - kBTUs of Consumption | 0 | 0 | 0 | 0 | 0 | 0 | 0 | 0 | 0 | 0 | 0 | 0 | 0 | 0 | 0 | 0 | 0 | 0 | 0 | 0 | 0 | 0 | 0 | 0 | 0 | 0 | 0 | 0 | 0 | 0 | 0 | 0 | 0
F3_Commercial_School_Existing_Food Preparation_Natural Gas_Steamer_E7 | F3 | Commercial | School | Existing | Food Preparation | Natural Gas | Steamer | E7 | System - kBTUs of Consumption | 0 | 0 | 0 | 0 | 0 | 0 | 0 | 0 | 0 | 0 | 0 | 0 | 0 | 0 | 0 | 0 | 0 | 0 | 0 | 0 | 0 | 0 | 0 | 0 | 0 | 0 | 0 | 0 | 0 | 0 | 0 | 0 | 0
F3_Commercial_School_Existing_Food Preparation_Natural Gas_Steamer_E8 | F3 | Commercial | School | Existing | Food Preparation | Natural Gas | Steamer | E8 | System - kBTUs of Consumption | 0 | 0 | 0 | 0 | 0 | 0 | 0 | 0 | 0 | 0 | 0 | 0 | 0 | 0 | 0 | 0 | 0 | 0 | 0 | 0 | 0 | 0 | 0 | 0 | 0 | 0 | 0 | 0 | 0 | 0 | 0 | 0 | 0
F3_Commercial_School_Existing_Food Preparation_Natural Gas_Steamer_E9 | F3 | Commercial | School | Existing | Food Preparation | Natural Gas | Steamer | E9 | System - kBTUs of Consumption | 0 | 0 | 0 | 0 | 0 | 0 | 0 | 0 | 0 | 0 | 0 | 0 | 0 | 0 | 0 | 0 | 0 | 0 | 0 | 0 | 0 | 0 | 0 | 0 | 0 | 0 | 0 | 0 | 0 | 0 | 0 | 0 | 0
F3_Commercial_School_Existing_Food Preparation_Natural Gas_Steamer_E10 | F3 | Commercial | School | Existing | Food Preparation | Natural Gas | Steamer | E10 | System - kBTUs of Consumption | 0 | 0 | 0 | 0 | 0 | 0 | 0 | 0 | 0 | 0 | 0 | 0 | 0 | 0 | 0 | 0 | 0 | 0 | 0 | 0 | 0 | 0 | 0 | 0 | 0 | 0 | 0 | 0 | 0 | 0 | 0 | 0 | 0
F4_Commercial_School_Existing_Food Preparation_Natural Gas_Steamer_E1 | F4 | Commercial | School | Existing | Food Preparation | Natural Gas | Steamer | E1 | Utility - Cost of Equipment | 0.092977 | 0.093654 | 0.094425 | 0 | 0 | 0 | 0 | 0 | 0 | 0 | 0 | 0 | 0 | 0 | 0 | 0 | 0 | 0 | 0 | 0 | 0 | 0 | 0 | 0 | 0 | 0 | 0 | 0 | 0 | 0 | 0 | 0 | 0
F4_Commercial_School_Existing_Food Preparation_Natural Gas_Steamer_E2 | F4 | Commercial | School | Existing | Food Preparation | Natural Gas | Steamer | E2 | Utility - Cost of Equipment | 0.040336 | 0.040629 | 0.040964 | 0.041337 | 0.041767 | 0.042267 | 0.042679 | 0.04308 | 0.043487 | 0.043906 | 0.044304 | 0.044665 | 0.045028 | 0.045405 | 0.045817 | 0.046219 | 0.046651 | 0.047112 | 0.047596 | 0.048089 | 0.048582 | 0.049039 | 0.049453 | 0.049825 | 0.050149 | 0.050428 | 0.050622 | 0.050766 | 0.050891 | 0.050997 | 0.051103 | 0.051149 | 0.051149
F4_Commercial_School_Existing_Food Preparation_Natural Gas_Steamer_E3 | F4 | Commercial | School | Existing | Food Preparation | Natural Gas | Steamer | E3 | Utility - Cost of Equipment | 0 | 0 | 0 | 0 | 0 | 0 | 0 | 0 | 0 | 0 | 0 | 0 | 0 | 0 | 0 | 0 | 0 | 0 | 0 | 0 | 0 | 0 | 0 | 0 | 0 | 0 | 0 | 0 | 0 | 0 | 0 | 0 | 0
F4_Commercial_School_Existing_Food Preparation_Natural Gas_Steamer_E4 | F4 | Commercial | School | Existing | Food Preparation | Natural Gas | Steamer | E4 | Utility - Cost of Equipment | 0 | 0 | 0 | 0 | 0 | 0 | 0 | 0 | 0 | 0 | 0 | 0 | 0 | 0 | 0 | 0 | 0 | 0 | 0 | 0 | 0 | 0 | 0 | 0 | 0 | 0 | 0 | 0 | 0 | 0 | 0 | 0 | 0
F4_Commercial_School_Existing_Food Preparation_Natural Gas_Steamer_E5 | F4 | Commercial | School | Existing | Food Preparation | Natural Gas | Steamer | E5 | Utility - Cost of Equipment | 0 | 0 | 0 | 0 | 0 | 0 | 0 | 0 | 0 | 0 | 0 | 0 | 0 | 0 | 0 | 0 | 0 | 0 | 0 | 0 | 0 | 0 | 0 | 0 | 0 | 0 | 0 | 0 | 0 | 0 | 0 | 0 | 0
F4_Commercial_School_Existing_Food Preparation_Natural Gas_Steamer_E6 | F4 | Commercial | School | Existing | Food Preparation | Natural Gas | Steamer | E6 | Utility - Cost of Equipment | 0 | 0 | 0 | 0 | 0 | 0 | 0 | 0 | 0 | 0 | 0 | 0 | 0 | 0 | 0 | 0 | 0 | 0 | 0 | 0 | 0 | 0 | 0 | 0 | 0 | 0 | 0 | 0 | 0 | 0 | 0 | 0 | 0
F4_Commercial_School_Existing_Food Preparation_Natural Gas_Steamer_E7 | F4 | Commercial | School | Existing | Food Preparation | Natural Gas | Steamer | E7 | Utility - Cost of Equipment | 0 | 0 | 0 | 0 | 0 | 0 | 0 | 0 | 0 | 0 | 0 | 0 | 0 | 0 | 0 | 0 | 0 | 0 | 0 | 0 | 0 | 0 | 0 | 0 | 0 | 0 | 0 | 0 | 0 | 0 | 0 | 0 | 0
F4_Commercial_School_Existing_Food Preparation_Natural Gas_Steamer_E8 | F4 | Commercial | School | Existing | Food Preparation | Natural Gas | Steamer | E8 | Utility - Cost of Equipment | 0 | 0 | 0 | 0 | 0 | 0 | 0 | 0 | 0 | 0 | 0 | 0 | 0 | 0 | 0 | 0 | 0 | 0 | 0 | 0 | 0 | 0 | 0 | 0 | 0 | 0 | 0 | 0 | 0 | 0 | 0 | 0 | 0
F4_Commercial_School_Existing_Food Preparation_Natural Gas_Steamer_E9 | F4 | Commercial | School | Existing | Food Preparation | Natural Gas | Steamer | E9 | Utility - Cost of Equipment | 0 | 0 | 0 | 0 | 0 | 0 | 0 | 0 | 0 | 0 | 0 | 0 | 0 | 0 | 0 | 0 | 0 | 0 | 0 | 0 | 0 | 0 | 0 | 0 | 0 | 0 | 0 | 0 | 0 | 0 | 0 | 0 | 0
F4_Commercial_School_Existing_Food Preparation_Natural Gas_Steamer_E10 | F4 | Commercial | School | Existing | Food Preparation | Natural Gas | Steamer | E10 | Utility - Cost of Equipment | 0 | 0 | 0 | 0 | 0 | 0 | 0 | 0 | 0 | 0 | 0 | 0 | 0 | 0 | 0 | 0 | 0 | 0 | 0 | 0 | 0 | 0 | 0 | 0 | 0 | 0 | 0 | 0 | 0 | 0 | 0 | 0 | 0
F5_Commercial_School_Existing_Food Preparation_Natural Gas_Steamer_E1 | F5 | Commercial | School | Existing | Food Preparation | Natural Gas | Steamer | E1 | Utility - Cost of Operation | 0.058818 | 0.058818 | 0.058818 | 0 | 0 | 0 | 0 | 0 | 0 | 0 | 0 | 0 | 0 | 0 | 0 | 0 | 0 | 0 | 0 | 0 | 0 | 0 | 0 | 0 | 0 | 0 | 0 | 0 | 0 | 0 | 0 | 0 | 0
F5_Commercial_School_Existing_Food Preparation_Natural Gas_Steamer_E2 | F5 | Commercial | School | Existing | Food Preparation | Natural Gas | Steamer | E2 | Utility - Cost of Operation | 0.068906 | 0.068906 | 0.068906 | 0.068906 | 0.068906 | 0.068906 | 0.068906 | 0.068906 | 0.068906 | 0.068906 | 0.068906 | 0.068906 | 0.068906 | 0.068906 | 0.068906 | 0.068906 | 0.068906 | 0.068906 | 0.068906 | 0.068906 | 0.068906 | 0.068906 | 0.068906 | 0.068906 | 0.068906 | 0.068906 | 0.068906 | 0.068906 | 0.068906 | 0.068906 | 0.068906 | 0.068906 | 0.068906
F5_Commercial_School_Existing_Food Preparation_Natural Gas_Steamer_E3 | F5 | Commercial | School | Existing | Food Preparation | Natural Gas | Steamer | E3 | Utility - Cost of Operation | 0 | 0 | 0 | 0 | 0 | 0 | 0 | 0 | 0 | 0 | 0 | 0 | 0 | 0 | 0 | 0 | 0 | 0 | 0 | 0 | 0 | 0 | 0 | 0 | 0 | 0 | 0 | 0 | 0 | 0 | 0 | 0 | 0
F5_Commercial_School_Existing_Food Preparation_Natural Gas_Steamer_E4 | F5 | Commercial | School | Existing | Food Preparation | Natural Gas | Steamer | E4 | Utility - Cost of Operation | 0 | 0 | 0 | 0 | 0 | 0 | 0 | 0 | 0 | 0 | 0 | 0 | 0 | 0 | 0 | 0 | 0 | 0 | 0 | 0 | 0 | 0 | 0 | 0 | 0 | 0 | 0 | 0 | 0 | 0 | 0 | 0 | 0
F5_Commercial_School_Existing_Food Preparation_Natural Gas_Steamer_E5 | F5 | Commercial | School | Existing | Food Preparation | Natural Gas | Steamer | E5 | Utility - Cost of Operation | 0 | 0 | 0 | 0 | 0 | 0 | 0 | 0 | 0 | 0 | 0 | 0 | 0 | 0 | 0 | 0 | 0 | 0 | 0 | 0 | 0 | 0 | 0 | 0 | 0 | 0 | 0 | 0 | 0 | 0 | 0 | 0 | 0
F5_Commercial_School_Existing_Food Preparation_Natural Gas_Steamer_E6 | F5 | Commercial | School | Existing | Food Preparation | Natural Gas | Steamer | E6 | Utility - Cost of Operation | 0 | 0 | 0 | 0 | 0 | 0 | 0 | 0 | 0 | 0 | 0 | 0 | 0 | 0 | 0 | 0 | 0 | 0 | 0 | 0 | 0 | 0 | 0 | 0 | 0 | 0 | 0 | 0 | 0 | 0 | 0 | 0 | 0
F5_Commercial_School_Existing_Food Preparation_Natural Gas_Steamer_E7 | F5 | Commercial | School | Existing | Food Preparation | Natural Gas | Steamer | E7 | Utility - Cost of Operation | 0 | 0 | 0 | 0 | 0 | 0 | 0 | 0 | 0 | 0 | 0 | 0 | 0 | 0 | 0 | 0 | 0 | 0 | 0 | 0 | 0 | 0 | 0 | 0 | 0 | 0 | 0 | 0 | 0 | 0 | 0 | 0 | 0
F5_Commercial_School_Existing_Food Preparation_Natural Gas_Steamer_E8 | F5 | Commercial | School | Existing | Food Preparation | Natural Gas | Steamer | E8 | Utility - Cost of Operation | 0 | 0 | 0 | 0 | 0 | 0 | 0 | 0 | 0 | 0 | 0 | 0 | 0 | 0 | 0 | 0 | 0 | 0 | 0 | 0 | 0 | 0 | 0 | 0 | 0 | 0 | 0 | 0 | 0 | 0 | 0 | 0 | 0
F5_Commercial_School_Existing_Food Preparation_Natural Gas_Steamer_E9 | F5 | Commercial | School | Existing | Food Preparation | Natural Gas | Steamer | E9 | Utility - Cost of Operation | 0 | 0 | 0 | 0 | 0 | 0 | 0 | 0 | 0 | 0 | 0 | 0 | 0 | 0 | 0 | 0 | 0 | 0 | 0 | 0 | 0 | 0 | 0 | 0 | 0 | 0 | 0 | 0 | 0 | 0 | 0 | 0 | 0
F5_Commercial_School_Existing_Food Preparation_Natural Gas_Steamer_E10 | F5 | Commercial | School | Existing | Food Preparation | Natural Gas | Steamer | E10 | Utility - Cost of Operation | 0 | 0 | 0 | 0 | 0 | 0 | 0 | 0 | 0 | 0 | 0 | 0 | 0 | 0 | 0 | 0 | 0 | 0 | 0 | 0 | 0 | 0 | 0 | 0 | 0 | 0 | 0 | 0 | 0 | 0 | 0 | 0 | 0
F6_Commercial_School_Existing_Food Preparation_Natural Gas_Steamer_E1 | F6 | Commercial | School | Existing | Food Preparation | Natural Gas | Steamer | E1 | Utility - Value of Sales | 0.055383 | 0.055383 | 0.055383 | 0 | 0 | 0 | 0 | 0 | 0 | 0 | 0 | 0 | 0 | 0 | 0 | 0 | 0 | 0 | 0 | 0 | 0 | 0 | 0 | 0 | 0 | 0 | 0 | 0 | 0 | 0 | 0 | 0 | 0
F6_Commercial_School_Existing_Food Preparation_Natural Gas_Steamer_E2 | F6 | Commercial | School | Existing | Food Preparation | Natural Gas | Steamer | E2 | Utility - Value of Sales | 0.024026 | 0.024026 | 0.024026 | 0.024026 | 0.024026 | 0.024026 | 0.024026 | 0.024026 | 0.024026 | 0.024026 | 0.024026 | 0.024026 | 0.024026 | 0.024026 | 0.024026 | 0.024026 | 0.024026 | 0.024026 | 0.024026 | 0.024026 | 0.024026 | 0.024026 | 0.024026 | 0.024026 | 0.024026 | 0.024026 | 0.024026 | 0.024026 | 0.024026 | 0.024026 | 0.024026 | 0.024026 | 0.024026
F6_Commercial_School_Existing_Food Preparation_Natural Gas_Steamer_E3 | F6 | Commercial | School | Existing | Food Preparation | Natural Gas | Steamer | E3 | Utility - Value of Sales | 0 | 0 | 0 | 0 | 0 | 0 | 0 | 0 | 0 | 0 | 0 | 0 | 0 | 0 | 0 | 0 | 0 | 0 | 0 | 0 | 0 | 0 | 0 | 0 | 0 | 0 | 0 | 0 | 0 | 0 | 0 | 0 | 0
F6_Commercial_School_Existing_Food Preparation_Natural Gas_Steamer_E4 | F6 | Commercial | School | Existing | Food Preparation | Natural Gas | Steamer | E4 | Utility - Value of Sales | 0 | 0 | 0 | 0 | 0 | 0 | 0 | 0 | 0 | 0 | 0 | 0 | 0 | 0 | 0 | 0 | 0 | 0 | 0 | 0 | 0 | 0 | 0 | 0 | 0 | 0 | 0 | 0 | 0 | 0 | 0 | 0 | 0
F6_Commercial_School_Existing_Food Preparation_Natural Gas_Steamer_E5 | F6 | Commercial | School | Existing | Food Preparation | Natural Gas | Steamer | E5 | Utility - Value of Sales | 0 | 0 | 0 | 0 | 0 | 0 | 0 | 0 | 0 | 0 | 0 | 0 | 0 | 0 | 0 | 0 | 0 | 0 | 0 | 0 | 0 | 0 | 0 | 0 | 0 | 0 | 0 | 0 | 0 | 0 | 0 | 0 | 0
F6_Commercial_School_Existing_Food Preparation_Natural Gas_Steamer_E6 | F6 | Commercial | School | Existing | Food Preparation | Natural Gas | Steamer | E6 | Utility - Value of Sales | 0 | 0 | 0 | 0 | 0 | 0 | 0 | 0 | 0 | 0 | 0 | 0 | 0 | 0 | 0 | 0 | 0 | 0 | 0 | 0 | 0 | 0 | 0 | 0 | 0 | 0 | 0 | 0 | 0 | 0 | 0 | 0 | 0
F6_Commercial_School_Existing_Food Preparation_Natural Gas_Steamer_E7 | F6 | Commercial | School | Existing | Food Preparation | Natural Gas | Steamer | E7 | Utility - Value of Sales | 0 | 0 | 0 | 0 | 0 | 0 | 0 | 0 | 0 | 0 | 0 | 0 | 0 | 0 | 0 | 0 | 0 | 0 | 0 | 0 | 0 | 0 | 0 | 0 | 0 | 0 | 0 | 0 | 0 | 0 | 0 | 0 | 0
F6_Commercial_School_Existing_Food Preparation_Natural Gas_Steamer_E8 | F6 | Commercial | School | Existing | Food Preparation | Natural Gas | Steamer | E8 | Utility - Value of Sales | 0 | 0 | 0 | 0 | 0 | 0 | 0 | 0 | 0 | 0 | 0 | 0 | 0 | 0 | 0 | 0 | 0 | 0 | 0 | 0 | 0 | 0 | 0 | 0 | 0 | 0 | 0 | 0 | 0 | 0 | 0 | 0 | 0
F6_Commercial_School_Existing_Food Preparation_Natural Gas_Steamer_E9 | F6 | Commercial | School | Existing | Food Preparation | Natural Gas | Steamer | E9 | Utility - Value of Sales | 0 | 0 | 0 | 0 | 0 | 0 | 0 | 0 | 0 | 0 | 0 | 0 | 0 | 0 | 0 | 0 | 0 | 0 | 0 | 0 | 0 | 0 | 0 | 0 | 0 | 0 | 0 | 0 | 0 | 0 | 0 | 0 | 0
F6_Commercial_School_Existing_Food Preparation_Natural Gas_Steamer_E10 | F6 | Commercial | School | Existing | Food Preparation | Natural Gas | Steamer | E10 | Utility - Value of Sales | 0 | 0 | 0 | 0 | 0 | 0 | 0 | 0 | 0 | 0 | 0 | 0 | 0 | 0 | 0 | 0 | 0 | 0 | 0 | 0 | 0 | 0 | 0 | 0 | 0 | 0 | 0 | 0 | 0 | 0 | 0 | 0 | 0
F1_Commercial_School_Existing_Food Preparation_Natural Gas_Food Prep Other_E1 | F1 | Commercial | School | Existing | Food Preparation | Natural Gas | Food Prep Other | E1 | RVT - Cost of Equipment | 0.013851 | 0.013948 | 0.014064 | 0.014199 | 0.014357 | 0.014542 | 0.014691 | 0.014832 | 0.014971 | 0.015111 | 0.01524 | 0.015353 | 0.015466 | 0.015586 | 0.015724 | 0.015863 | 0.016016 | 0.016183 | 0.01636 | 0.016544 | 0.016731 | 0.016906 | 0.017066 | 0.017212 | 0.017341 | 0.017451 | 0.017528 | 0.017585 | 0.017634 | 0.017677 | 0.017719 | 0.017737 | 0.017737
F1_Commercial_School_Existing_Food Preparation_Natural Gas_Food Prep Other_E2 | F1 | Commercial | School | Existing | Food Preparation | Natural Gas | Food Prep Other | E2 | RVT - Cost of Equipment | 0.013851 | 0.013948 | 0.014064 | 0.014199 | 0.014357 | 0.014542 | 0.014691 | 0.014832 | 0.014971 | 0.015111 | 0.01524 | 0.015353 | 0.015466 | 0.015586 | 0.015724 | 0.015863 | 0.016016 | 0.016183 | 0.01636 | 0.016544 | 0.016731 | 0.016906 | 0.017066 | 0.017212 | 0.017341 | 0.017451 | 0.017528 | 0.017585 | 0.017634 | 0.017677 | 0.017719 | 0.017737 | 0.017737
F1_Commercial_School_Existing_Food Preparation_Natural Gas_Food Prep Other_E3 | F1 | Commercial | School | Existing | Food Preparation | Natural Gas | Food Prep Other | E3 | RVT - Cost of Equipment | 0 | 0 | 0 | 0 | 0 | 0 | 0 | 0 | 0 | 0 | 0 | 0 | 0 | 0 | 0 | 0 | 0 | 0 | 0 | 0 | 0 | 0 | 0 | 0 | 0 | 0 | 0 | 0 | 0 | 0 | 0 | 0 | 0
F1_Commercial_School_Existing_Food Preparation_Natural Gas_Food Prep Other_E4 | F1 | Commercial | School | Existing | Food Preparation | Natural Gas | Food Prep Other | E4 | RVT - Cost of Equipment | 0 | 0 | 0 | 0 | 0 | 0 | 0 | 0 | 0 | 0 | 0 | 0 | 0 | 0 | 0 | 0 | 0 | 0 | 0 | 0 | 0 | 0 | 0 | 0 | 0 | 0 | 0 | 0 | 0 | 0 | 0 | 0 | 0
F1_Commercial_School_Existing_Food Preparation_Natural Gas_Food Prep Other_E5 | F1 | Commercial | School | Existing | Food Preparation | Natural Gas | Food Prep Other | E5 | RVT - Cost of Equipment | 0 | 0 | 0 | 0 | 0 | 0 | 0 | 0 | 0 | 0 | 0 | 0 | 0 | 0 | 0 | 0 | 0 | 0 | 0 | 0 | 0 | 0 | 0 | 0 | 0 | 0 | 0 | 0 | 0 | 0 | 0 | 0 | 0
F1_Commercial_School_Existing_Food Preparation_Natural Gas_Food Prep Other_E6 | F1 | Commercial | School | Existing | Food Preparation | Natural Gas | Food Prep Other | E6 | RVT - Cost of Equipment | 0 | 0 | 0 | 0 | 0 | 0 | 0 | 0 | 0 | 0 | 0 | 0 | 0 | 0 | 0 | 0 | 0 | 0 | 0 | 0 | 0 | 0 | 0 | 0 | 0 | 0 | 0 | 0 | 0 | 0 | 0 | 0 | 0
F1_Commercial_School_Existing_Food Preparation_Natural Gas_Food Prep Other_E7 | F1 | Commercial | School | Existing | Food Preparation | Natural Gas | Food Prep Other | E7 | RVT - Cost of Equipment | 0 | 0 | 0 | 0 | 0 | 0 | 0 | 0 | 0 | 0 | 0 | 0 | 0 | 0 | 0 | 0 | 0 | 0 | 0 | 0 | 0 | 0 | 0 | 0 | 0 | 0 | 0 | 0 | 0 | 0 | 0 | 0 | 0
F1_Commercial_School_Existing_Food Preparation_Natural Gas_Food Prep Other_E8 | F1 | Commercial | School | Existing | Food Preparation | Natural Gas | Food Prep Other | E8 | RVT - Cost of Equipment | 0 | 0 | 0 | 0 | 0 | 0 | 0 | 0 | 0 | 0 | 0 | 0 | 0 | 0 | 0 | 0 | 0 | 0 | 0 | 0 | 0 | 0 | 0 | 0 | 0 | 0 | 0 | 0 | 0 | 0 | 0 | 0 | 0
F1_Commercial_School_Existing_Food Preparation_Natural Gas_Food Prep Other_E9 | F1 | Commercial | School | Existing | Food Preparation | Natural Gas | Food Prep Other | E9 | RVT - Cost of Equipment | 0 | 0 | 0 | 0 | 0 | 0 | 0 | 0 | 0 | 0 | 0 | 0 | 0 | 0 | 0 | 0 | 0 | 0 | 0 | 0 | 0 | 0 | 0 | 0 | 0 | 0 | 0 | 0 | 0 | 0 | 0 | 0 | 0
F1_Commercial_School_Existing_Food Preparation_Natural Gas_Food Prep Other_E10 | F1 | Commercial | School | Existing | Food Preparation | Natural Gas | Food Prep Other | E10 | RVT - Cost of Equipment | 0 | 0 | 0 | 0 | 0 | 0 | 0 | 0 | 0 | 0 | 0 | 0 | 0 | 0 | 0 | 0 | 0 | 0 | 0 | 0 | 0 | 0 | 0 | 0 | 0 | 0 | 0 | 0 | 0 | 0 | 0 | 0 | 0
F2_Commercial_School_Existing_Food Preparation_Natural Gas_Food Prep Other_E1 | F2 | Commercial | School | Existing | Food Preparation | Natural Gas | Food Prep Other | E1 | RVT - Cost of Operation | 0.016595 | 0.016711 | 0.01685 | 0.017011 | 0.017201 | 0.017423 | 0.0176 | 0.017769 | 0.017936 | 0.018104 | 0.018258 | 0.018393 | 0.018529 | 0.018673 | 0.018839 | 0.019005 | 0.019188 | 0.019388 | 0.019601 | 0.019821 | 0.020044 | 0.020254 | 0.020446 | 0.020621 | 0.020775 | 0.020908 | 0.021 | 0.021068 | 0.021127 | 0.021178 | 0.021228 | 0.02125 | 0.02125
F2_Commercial_School_Existing_Food Preparation_Natural Gas_Food Prep Other_E2 | F2 | Commercial | School | Existing | Food Preparation | Natural Gas | Food Prep Other | E2 | RVT - Cost of Operation | 0.016595 | 0.016711 | 0.01685 | 0.017011 | 0.017201 | 0.017423 | 0.0176 | 0.017769 | 0.017936 | 0.018104 | 0.018258 | 0.018393 | 0.018529 | 0.018673 | 0.018839 | 0.019005 | 0.019188 | 0.019388 | 0.019601 | 0.019821 | 0.020044 | 0.020254 | 0.020446 | 0.020621 | 0.020775 | 0.020908 | 0.021 | 0.021068 | 0.021127 | 0.021178 | 0.021228 | 0.02125 | 0.02125
F2_Commercial_School_Existing_Food Preparation_Natural Gas_Food Prep Other_E3 | F2 | Commercial | School | Existing | Food Preparation | Natural Gas | Food Prep Other | E3 | RVT - Cost of Operation | 0 | 0 | 0 | 0 | 0 | 0 | 0 | 0 | 0 | 0 | 0 | 0 | 0 | 0 | 0 | 0 | 0 | 0 | 0 | 0 | 0 | 0 | 0 | 0 | 0 | 0 | 0 | 0 | 0 | 0 | 0 | 0 | 0
F2_Commercial_School_Existing_Food Preparation_Natural Gas_Food Prep Other_E4 | F2 | Commercial | School | Existing | Food Preparation | Natural Gas | Food Prep Other | E4 | RVT - Cost of Operation | 0 | 0 | 0 | 0 | 0 | 0 | 0 | 0 | 0 | 0 | 0 | 0 | 0 | 0 | 0 | 0 | 0 | 0 | 0 | 0 | 0 | 0 | 0 | 0 | 0 | 0 | 0 | 0 | 0 | 0 | 0 | 0 | 0
F2_Commercial_School_Existing_Food Preparation_Natural Gas_Food Prep Other_E5 | F2 | Commercial | School | Existing | Food Preparation | Natural Gas | Food Prep Other | E5 | RVT - Cost of Operation | 0 | 0 | 0 | 0 | 0 | 0 | 0 | 0 | 0 | 0 | 0 | 0 | 0 | 0 | 0 | 0 | 0 | 0 | 0 | 0 | 0 | 0 | 0 | 0 | 0 | 0 | 0 | 0 | 0 | 0 | 0 | 0 | 0
F2_Commercial_School_Existing_Food Preparation_Natural Gas_Food Prep Other_E6 | F2 | Commercial | School | Existing | Food Preparation | Natural Gas | Food Prep Other | E6 | RVT - Cost of Operation | 0 | 0 | 0 | 0 | 0 | 0 | 0 | 0 | 0 | 0 | 0 | 0 | 0 | 0 | 0 | 0 | 0 | 0 | 0 | 0 | 0 | 0 | 0 | 0 | 0 | 0 | 0 | 0 | 0 | 0 | 0 | 0 | 0
F2_Commercial_School_Existing_Food Preparation_Natural Gas_Food Prep Other_E7 | F2 | Commercial | School | Existing | Food Preparation | Natural Gas | Food Prep Other | E7 | RVT - Cost of Operation | 0 | 0 | 0 | 0 | 0 | 0 | 0 | 0 | 0 | 0 | 0 | 0 | 0 | 0 | 0 | 0 | 0 | 0 | 0 | 0 | 0 | 0 | 0 | 0 | 0 | 0 | 0 | 0 | 0 | 0 | 0 | 0 | 0
F2_Commercial_School_Existing_Food Preparation_Natural Gas_Food Prep Other_E8 | F2 | Commercial | School | Existing | Food Preparation | Natural Gas | Food Prep Other | E8 | RVT - Cost of Operation | 0 | 0 | 0 | 0 | 0 | 0 | 0 | 0 | 0 | 0 | 0 | 0 | 0 | 0 | 0 | 0 | 0 | 0 | 0 | 0 | 0 | 0 | 0 | 0 | 0 | 0 | 0 | 0 | 0 | 0 | 0 | 0 | 0
F2_Commercial_School_Existing_Food Preparation_Natural Gas_Food Prep Other_E9 | F2 | Commercial | School | Existing | Food Preparation | Natural Gas | Food Prep Other | E9 | RVT - Cost of Operation | 0 | 0 | 0 | 0 | 0 | 0 | 0 | 0 | 0 | 0 | 0 | 0 | 0 | 0 | 0 | 0 | 0 | 0 | 0 | 0 | 0 | 0 | 0 | 0 | 0 | 0 | 0 | 0 | 0 | 0 | 0 | 0 | 0
F2_Commercial_School_Existing_Food Preparation_Natural Gas_Food Prep Other_E10 | F2 | Commercial | School | Existing | Food Preparation | Natural Gas | Food Prep Other | E10 | RVT - Cost of Operation | 0 | 0 | 0 | 0 | 0 | 0 | 0 | 0 | 0 | 0 | 0 | 0 | 0 | 0 | 0 | 0 | 0 | 0 | 0 | 0 | 0 | 0 | 0 | 0 | 0 | 0 | 0 | 0 | 0 | 0 | 0 | 0 | 0
F3_Commercial_School_Existing_Food Preparation_Natural Gas_Food Prep Other_E1 | F3 | Commercial | School | Existing | Food Preparation | Natural Gas | Food Prep Other | E1 | System - kBTUs of Consumption | 0.0010268 | 0.0010268 | 0.0010268 | 0.0010268 | 0.0010268 | 0.0010268 | 0.0010268 | 0.0010268 | 0.0010268 | 0.0010268 | 0.0010268 | 0.0010268 | 0.0010268 | 0.0010268 | 0.0010268 | 0.0010268 | 0.0010268 | 0.0010268 | 0.0010268 | 0.0010268 | 0.0010268 | 0.0010268 | 0.0010268 | 0.0010268 | 0.0010268 | 0.0010268 | 0.0010268 | 0.0010268 | 0.0010268 | 0.0010268 | 0.0010268 | 0.0010268 | 0.0010268
F3_Commercial_School_Existing_Food Preparation_Natural Gas_Food Prep Other_E2 | F3 | Commercial | School | Existing | Food Preparation | Natural Gas | Food Prep Other | E2 | System - kBTUs of Consumption | 0.0010278 | 0.0010278 | 0.0010278 | 0.0010278 | 0.0010278 | 0.0010278 | 0.0010278 | 0.0010278 | 0.0010278 | 0.0010278 | 0.0010278 | 0.0010278 | 0.0010278 | 0.0010278 | 0.0010278 | 0.0010278 | 0.0010278 | 0.0010278 | 0.0010278 | 0.0010278 | 0.0010278 | 0.0010278 | 0.0010278 | 0.0010278 | 0.0010278 | 0.0010278 | 0.0010278 | 0.0010278 | 0.0010278 | 0.0010278 | 0.0010278 | 0.0010278 | 0.0010278
F3_Commercial_School_Existing_Food Preparation_Natural Gas_Food Prep Other_E3 | F3 | Commercial | School | Existing | Food Preparation | Natural Gas | Food Prep Other | E3 | System - kBTUs of Consumption | 0 | 0 | 0 | 0 | 0 | 0 | 0 | 0 | 0 | 0 | 0 | 0 | 0 | 0 | 0 | 0 | 0 | 0 | 0 | 0 | 0 | 0 | 0 | 0 | 0 | 0 | 0 | 0 | 0 | 0 | 0 | 0 | 0
F3_Commercial_School_Existing_Food Preparation_Natural Gas_Food Prep Other_E4 | F3 | Commercial | School | Existing | Food Preparation | Natural Gas | Food Prep Other | E4 | System - kBTUs of Consumption | 0 | 0 | 0 | 0 | 0 | 0 | 0 | 0 | 0 | 0 | 0 | 0 | 0 | 0 | 0 | 0 | 0 | 0 | 0 | 0 | 0 | 0 | 0 | 0 | 0 | 0 | 0 | 0 | 0 | 0 | 0 | 0 | 0
F3_Commercial_School_Existing_Food Preparation_Natural Gas_Food Prep Other_E5 | F3 | Commercial | School | Existing | Food Preparation | Natural Gas | Food Prep Other | E5 | System - kBTUs of Consumption | 0 | 0 | 0 | 0 | 0 | 0 | 0 | 0 | 0 | 0 | 0 | 0 | 0 | 0 | 0 | 0 | 0 | 0 | 0 | 0 | 0 | 0 | 0 | 0 | 0 | 0 | 0 | 0 | 0 | 0 | 0 | 0 | 0
F3_Commercial_School_Existing_Food Preparation_Natural Gas_Food Prep Other_E6 | F3 | Commercial | School | Existing | Food Preparation | Natural Gas | Food Prep Other | E6 | System - kBTUs of Consumption | 0 | 0 | 0 | 0 | 0 | 0 | 0 | 0 | 0 | 0 | 0 | 0 | 0 | 0 | 0 | 0 | 0 | 0 | 0 | 0 | 0 | 0 | 0 | 0 | 0 | 0 | 0 | 0 | 0 | 0 | 0 | 0 | 0
F3_Commercial_School_Existing_Food Preparation_Natural Gas_Food Prep Other_E7 | F3 | Commercial | School | Existing | Food Preparation | Natural Gas | Food Prep Other | E7 | System - kBTUs of Consumption | 0 | 0 | 0 | 0 | 0 | 0 | 0 | 0 | 0 | 0 | 0 | 0 | 0 | 0 | 0 | 0 | 0 | 0 | 0 | 0 | 0 | 0 | 0 | 0 | 0 | 0 | 0 | 0 | 0 | 0 | 0 | 0 | 0
F3_Commercial_School_Existing_Food Preparation_Natural Gas_Food Prep Other_E8 | F3 | Commercial | School | Existing | Food Preparation | Natural Gas | Food Prep Other | E8 | System - kBTUs of Consumption | 0 | 0 | 0 | 0 | 0 | 0 | 0 | 0 | 0 | 0 | 0 | 0 | 0 | 0 | 0 | 0 | 0 | 0 | 0 | 0 | 0 | 0 | 0 | 0 | 0 | 0 | 0 | 0 | 0 | 0 | 0 | 0 | 0
F3_Commercial_School_Existing_Food Preparation_Natural Gas_Food Prep Other_E9 | F3 | Commercial | School | Existing | Food Preparation | Natural Gas | Food Prep Other | E9 | System - kBTUs of Consumption | 0 | 0 | 0 | 0 | 0 | 0 | 0 | 0 | 0 | 0 | 0 | 0 | 0 | 0 | 0 | 0 | 0 | 0 | 0 | 0 | 0 | 0 | 0 | 0 | 0 | 0 | 0 | 0 | 0 | 0 | 0 | 0 | 0
F3_Commercial_School_Existing_Food Preparation_Natural Gas_Food Prep Other_E10 | F3 | Commercial | School | Existing | Food Preparation | Natural Gas | Food Prep Other | E10 | System - kBTUs of Consumption | 0 | 0 | 0 | 0 | 0 | 0 | 0 | 0 | 0 | 0 | 0 | 0 | 0 | 0 | 0 | 0 | 0 | 0 | 0 | 0 | 0 | 0 | 0 | 0 | 0 | 0 | 0 | 0 | 0 | 0 | 0 | 0 | 0
F4_Commercial_School_Existing_Food Preparation_Natural Gas_Food Prep Other_E1 | F4 | Commercial | School | Existing | Food Preparation | Natural Gas | Food Prep Other | E1 | Utility - Cost of Equipment | 0.016595 | 0.016711 | 0.01685 | 0.017011 | 0.017201 | 0.017423 | 0.0176 | 0.017769 | 0.017936 | 0.018104 | 0.018258 | 0.018393 | 0.018529 | 0.018673 | 0.018839 | 0.019005 | 0.019188 | 0.019388 | 0.019601 | 0.019821 | 0.020044 | 0.020254 | 0.020446 | 0.020621 | 0.020775 | 0.020908 | 0.021 | 0.021068 | 0.021127 | 0.021178 | 0.021228 | 0.02125 | 0.02125
F4_Commercial_School_Existing_Food Preparation_Natural Gas_Food Prep Other_E2 | F4 | Commercial | School | Existing | Food Preparation | Natural Gas | Food Prep Other | E2 | Utility - Cost of Equipment | 0.016595 | 0.016711 | 0.01685 | 0.017011 | 0.017201 | 0.017423 | 0.0176 | 0.017769 | 0.017936 | 0.018104 | 0.018258 | 0.018393 | 0.018529 | 0.018673 | 0.018839 | 0.019005 | 0.019188 | 0.019388 | 0.019601 | 0.019821 | 0.020044 | 0.020254 | 0.020446 | 0.020621 | 0.020775 | 0.020908 | 0.021 | 0.021068 | 0.021127 | 0.021178 | 0.021228 | 0.02125 | 0.02125
F4_Commercial_School_Existing_Food Preparation_Natural Gas_Food Prep Other_E3 | F4 | Commercial | School | Existing | Food Preparation | Natural Gas | Food Prep Other | E3 | Utility - Cost of Equipment | 0 | 0 | 0 | 0 | 0 | 0 | 0 | 0 | 0 | 0 | 0 | 0 | 0 | 0 | 0 | 0 | 0 | 0 | 0 | 0 | 0 | 0 | 0 | 0 | 0 | 0 | 0 | 0 | 0 | 0 | 0 | 0 | 0
F4_Commercial_School_Existing_Food Preparation_Natural Gas_Food Prep Other_E4 | F4 | Commercial | School | Existing | Food Preparation | Natural Gas | Food Prep Other | E4 | Utility - Cost of Equipment | 0 | 0 | 0 | 0 | 0 | 0 | 0 | 0 | 0 | 0 | 0 | 0 | 0 | 0 | 0 | 0 | 0 | 0 | 0 | 0 | 0 | 0 | 0 | 0 | 0 | 0 | 0 | 0 | 0 | 0 | 0 | 0 | 0
F4_Commercial_School_Existing_Food Preparation_Natural Gas_Food Prep Other_E5 | F4 | Commercial | School | Existing | Food Preparation | Natural Gas | Food Prep Other | E5 | Utility - Cost of Equipment | 0 | 0 | 0 | 0 | 0 | 0 | 0 | 0 | 0 | 0 | 0 | 0 | 0 | 0 | 0 | 0 | 0 | 0 | 0 | 0 | 0 | 0 | 0 | 0 | 0 | 0 | 0 | 0 | 0 | 0 | 0 | 0 | 0
F4_Commercial_School_Existing_Food Preparation_Natural Gas_Food Prep Other_E6 | F4 | Commercial | School | Existing | Food Preparation | Natural Gas | Food Prep Other | E6 | Utility - Cost of Equipment | 0 | 0 | 0 | 0 | 0 | 0 | 0 | 0 | 0 | 0 | 0 | 0 | 0 | 0 | 0 | 0 | 0 | 0 | 0 | 0 | 0 | 0 | 0 | 0 | 0 | 0 | 0 | 0 | 0 | 0 | 0 | 0 | 0
F4_Commercial_School_Existing_Food Preparation_Natural Gas_Food Prep Other_E7 | F4 | Commercial | School | Existing | Food Preparation | Natural Gas | Food Prep Other | E7 | Utility - Cost of Equipment | 0 | 0 | 0 | 0 | 0 | 0 | 0 | 0 | 0 | 0 | 0 | 0 | 0 | 0 | 0 | 0 | 0 | 0 | 0 | 0 | 0 | 0 | 0 | 0 | 0 | 0 | 0 | 0 | 0 | 0 | 0 | 0 | 0
F4_Commercial_School_Existing_Food Preparation_Natural Gas_Food Prep Other_E8 | F4 | Commercial | School | Existing | Food Preparation | Natural Gas | Food Prep Other | E8 | Utility - Cost of Equipment | 0 | 0 | 0 | 0 | 0 | 0 | 0 | 0 | 0 | 0 | 0 | 0 | 0 | 0 | 0 | 0 | 0 | 0 | 0 | 0 | 0 | 0 | 0 | 0 | 0 | 0 | 0 | 0 | 0 | 0 | 0 | 0 | 0
F4_Commercial_School_Existing_Food Preparation_Natural Gas_Food Prep Other_E9 | F4 | Commercial | School | Existing | Food Preparation | Natural Gas | Food Prep Other | E9 | Utility - Cost of Equipment | 0 | 0 | 0 | 0 | 0 | 0 | 0 | 0 | 0 | 0 | 0 | 0 | 0 | 0 | 0 | 0 | 0 | 0 | 0 | 0 | 0 | 0 | 0 | 0 | 0 | 0 | 0 | 0 | 0 | 0 | 0 | 0 | 0
F4_Commercial_School_Existing_Food Preparation_Natural Gas_Food Prep Other_E10 | F4 | Commercial | School | Existing | Food Preparation | Natural Gas | Food Prep Other | E10 | Utility - Cost of Equipment | 0 | 0 | 0 | 0 | 0 | 0 | 0 | 0 | 0 | 0 | 0 | 0 | 0 | 0 | 0 | 0 | 0 | 0 | 0 | 0 | 0 | 0 | 0 | 0 | 0 | 0 | 0 | 0 | 0 | 0 | 0 | 0 | 0
F5_Commercial_School_Existing_Food Preparation_Natural Gas_Food Prep Other_E1 | F5 | Commercial | School | Existing | Food Preparation | Natural Gas | Food Prep Other | E1 | Utility - Cost of Operation | 0.0010268 | 0.0010268 | 0.0010268 | 0.0010268 | 0.0010268 | 0.0010268 | 0.0010268 | 0.0010268 | 0.0010268 | 0.0010268 | 0.0010268 | 0.0010268 | 0.0010268 | 0.0010268 | 0.0010268 | 0.0010268 | 0.0010268 | 0.0010268 | 0.0010268 | 0.0010268 | 0.0010268 | 0.0010268 | 0.0010268 | 0.0010268 | 0.0010268 | 0.0010268 | 0.0010268 | 0.0010268 | 0.0010268 | 0.0010268 | 0.0010268 | 0.0010268 | 0.0010268
F5_Commercial_School_Existing_Food Preparation_Natural Gas_Food Prep Other_E2 | F5 | Commercial | School | Existing | Food Preparation | Natural Gas | Food Prep Other | E2 | Utility - Cost of Operation | 0.0010278 | 0.0010278 | 0.0010278 | 0.0010278 | 0.0010278 | 0.0010278 | 0.0010278 | 0.0010278 | 0.0010278 | 0.0010278 | 0.0010278 | 0.0010278 | 0.0010278 | 0.0010278 | 0.0010278 | 0.0010278 | 0.0010278 | 0.0010278 | 0.0010278 | 0.0010278 | 0.0010278 | 0.0010278 | 0.0010278 | 0.0010278 | 0.0010278 | 0.0010278 | 0.0010278 | 0.0010278 | 0.0010278 | 0.0010278 | 0.0010278 | 0.0010278 | 0.0010278
F5_Commercial_School_Existing_Food Preparation_Natural Gas_Food Prep Other_E3 | F5 | Commercial | School | Existing | Food Preparation | Natural Gas | Food Prep Other | E3 | Utility - Cost of Operation | 0 | 0 | 0 | 0 | 0 | 0 | 0 | 0 | 0 | 0 | 0 | 0 | 0 | 0 | 0 | 0 | 0 | 0 | 0 | 0 | 0 | 0 | 0 | 0 | 0 | 0 | 0 | 0 | 0 | 0 | 0 | 0 | 0
F5_Commercial_School_Existing_Food Preparation_Natural Gas_Food Prep Other_E4 | F5 | Commercial | School | Existing | Food Preparation | Natural Gas | Food Prep Other | E4 | Utility - Cost of Operation | 0 | 0 | 0 | 0 | 0 | 0 | 0 | 0 | 0 | 0 | 0 | 0 | 0 | 0 | 0 | 0 | 0 | 0 | 0 | 0 | 0 | 0 | 0 | 0 | 0 | 0 | 0 | 0 | 0 | 0 | 0 | 0 | 0
F5_Commercial_School_Existing_Food Preparation_Natural Gas_Food Prep Other_E5 | F5 | Commercial | School | Existing | Food Preparation | Natural Gas | Food Prep Other | E5 | Utility - Cost of Operation | 0 | 0 | 0 | 0 | 0 | 0 | 0 | 0 | 0 | 0 | 0 | 0 | 0 | 0 | 0 | 0 | 0 | 0 | 0 | 0 | 0 | 0 | 0 | 0 | 0 | 0 | 0 | 0 | 0 | 0 | 0 | 0 | 0
F5_Commercial_School_Existing_Food Preparation_Natural Gas_Food Prep Other_E6 | F5 | Commercial | School | Existing | Food Preparation | Natural Gas | Food Prep Other | E6 | Utility - Cost of Operation | 0 | 0 | 0 | 0 | 0 | 0 | 0 | 0 | 0 | 0 | 0 | 0 | 0 | 0 | 0 | 0 | 0 | 0 | 0 | 0 | 0 | 0 | 0 | 0 | 0 | 0 | 0 | 0 | 0 | 0 | 0 | 0 | 0
F5_Commercial_School_Existing_Food Preparation_Natural Gas_Food Prep Other_E7 | F5 | Commercial | School | Existing | Food Preparation | Natural Gas | Food Prep Other | E7 | Utility - Cost of Operation | 0 | 0 | 0 | 0 | 0 | 0 | 0 | 0 | 0 | 0 | 0 | 0 | 0 | 0 | 0 | 0 | 0 | 0 | 0 | 0 | 0 | 0 | 0 | 0 | 0 | 0 | 0 | 0 | 0 | 0 | 0 | 0 | 0
F5_Commercial_School_Existing_Food Preparation_Natural Gas_Food Prep Other_E8 | F5 | Commercial | School | Existing | Food Preparation | Natural Gas | Food Prep Other | E8 | Utility - Cost of Operation | 0 | 0 | 0 | 0 | 0 | 0 | 0 | 0 | 0 | 0 | 0 | 0 | 0 | 0 | 0 | 0 | 0 | 0 | 0 | 0 | 0 | 0 | 0 | 0 | 0 | 0 | 0 | 0 | 0 | 0 | 0 | 0 | 0
F5_Commercial_School_Existing_Food Preparation_Natural Gas_Food Prep Other_E9 | F5 | Commercial | School | Existing | Food Preparation | Natural Gas | Food Prep Other | E9 | Utility - Cost of Operation | 0 | 0 | 0 | 0 | 0 | 0 | 0 | 0 | 0 | 0 | 0 | 0 | 0 | 0 | 0 | 0 | 0 | 0 | 0 | 0 | 0 | 0 | 0 | 0 | 0 | 0 | 0 | 0 | 0 | 0 | 0 | 0 | 0
F5_Commercial_School_Existing_Food Preparation_Natural Gas_Food Prep Other_E10 | F5 | Commercial | School | Existing | Food Preparation | Natural Gas | Food Prep Other | E10 | Utility - Cost of Operation | 0 | 0 | 0 | 0 | 0 | 0 | 0 | 0 | 0 | 0 | 0 | 0 | 0 | 0 | 0 | 0 | 0 | 0 | 0 | 0 | 0 | 0 | 0 | 0 | 0 | 0 | 0 | 0 | 0 | 0 | 0 | 0 | 0
F6_Commercial_School_Existing_Food Preparation_Natural Gas_Food Prep Other_E1 | F6 | Commercial | School | Existing | Food Preparation | Natural Gas | Food Prep Other | E1 | Utility - Value of Sales | 0.0099211 | 0.0099211 | 0.0099211 | 0.0099211 | 0.0099211 | 0.0099211 | 0.0099211 | 0.0099211 | 0.0099211 | 0.0099211 | 0.0099211 | 0.0099211 | 0.0099211 | 0.0099211 | 0.0099211 | 0.0099211 | 0.0099211 | 0.0099211 | 0.0099211 | 0.0099211 | 0.0099211 | 0.0099211 | 0.0099211 | 0.0099211 | 0.0099211 | 0.0099211 | 0.0099211 | 0.0099211 | 0.0099211 | 0.0099211 | 0.0099211 | 0.0099211 | 0.0099211
F6_Commercial_School_Existing_Food Preparation_Natural Gas_Food Prep Other_E2 | F6 | Commercial | School | Existing | Food Preparation | Natural Gas | Food Prep Other | E2 | Utility - Value of Sales | 0.0099211 | 0.0099211 | 0.0099211 | 0.0099211 | 0.0099211 | 0.0099211 | 0.0099211 | 0.0099211 | 0.0099211 | 0.0099211 | 0.0099211 | 0.0099211 | 0.0099211 | 0.0099211 | 0.0099211 | 0.0099211 | 0.0099211 | 0.0099211 | 0.0099211 | 0.0099211 | 0.0099211 | 0.0099211 | 0.0099211 | 0.0099211 | 0.0099211 | 0.0099211 | 0.0099211 | 0.0099211 | 0.0099211 | 0.0099211 | 0.0099211 | 0.0099211 | 0.0099211
F6_Commercial_School_Existing_Food Preparation_Natural Gas_Food Prep Other_E3 | F6 | Commercial | School | Existing | Food Preparation | Natural Gas | Food Prep Other | E3 | Utility - Value of Sales | 0 | 0 | 0 | 0 | 0 | 0 | 0 | 0 | 0 | 0 | 0 | 0 | 0 | 0 | 0 | 0 | 0 | 0 | 0 | 0 | 0 | 0 | 0 | 0 | 0 | 0 | 0 | 0 | 0 | 0 | 0 | 0 | 0
F6_Commercial_School_Existing_Food Preparation_Natural Gas_Food Prep Other_E4 | F6 | Commercial | School | Existing | Food Preparation | Natural Gas | Food Prep Other | E4 | Utility - Value of Sales | 0 | 0 | 0 | 0 | 0 | 0 | 0 | 0 | 0 | 0 | 0 | 0 | 0 | 0 | 0 | 0 | 0 | 0 | 0 | 0 | 0 | 0 | 0 | 0 | 0 | 0 | 0 | 0 | 0 | 0 | 0 | 0 | 0
F6_Commercial_School_Existing_Food Preparation_Natural Gas_Food Prep Other_E5 | F6 | Commercial | School | Existing | Food Preparation | Natural Gas | Food Prep Other | E5 | Utility - Value of Sales | 0 | 0 | 0 | 0 | 0 | 0 | 0 | 0 | 0 | 0 | 0 | 0 | 0 | 0 | 0 | 0 | 0 | 0 | 0 | 0 | 0 | 0 | 0 | 0 | 0 | 0 | 0 | 0 | 0 | 0 | 0 | 0 | 0
F6_Commercial_School_Existing_Food Preparation_Natural Gas_Food Prep Other_E6 | F6 | Commercial | School | Existing | Food Preparation | Natural Gas | Food Prep Other | E6 | Utility - Value of Sales | 0 | 0 | 0 | 0 | 0 | 0 | 0 | 0 | 0 | 0 | 0 | 0 | 0 | 0 | 0 | 0 | 0 | 0 | 0 | 0 | 0 | 0 | 0 | 0 | 0 | 0 | 0 | 0 | 0 | 0 | 0 | 0 | 0
F6_Commercial_School_Existing_Food Preparation_Natural Gas_Food Prep Other_E7 | F6 | Commercial | School | Existing | Food Preparation | Natural Gas | Food Prep Other | E7 | Utility - Value of Sales | 0 | 0 | 0 | 0 | 0 | 0 | 0 | 0 | 0 | 0 | 0 | 0 | 0 | 0 | 0 | 0 | 0 | 0 | 0 | 0 | 0 | 0 | 0 | 0 | 0 | 0 | 0 | 0 | 0 | 0 | 0 | 0 | 0
F6_Commercial_School_Existing_Food Preparation_Natural Gas_Food Prep Other_E8 | F6 | Commercial | School | Existing | Food Preparation | Natural Gas | Food Prep Other | E8 | Utility - Value of Sales | 0 | 0 | 0 | 0 | 0 | 0 | 0 | 0 | 0 | 0 | 0 | 0 | 0 | 0 | 0 | 0 | 0 | 0 | 0 | 0 | 0 | 0 | 0 | 0 | 0 | 0 | 0 | 0 | 0 | 0 | 0 | 0 | 0
F6_Commercial_School_Existing_Food Preparation_Natural Gas_Food Prep Other_E9 | F6 | Commercial | School | Existing | Food Preparation | Natural Gas | Food Prep Other | E9 | Utility - Value of Sales | 0 | 0 | 0 | 0 | 0 | 0 | 0 | 0 | 0 | 0 | 0 | 0 | 0 | 0 | 0 | 0 | 0 | 0 | 0 | 0 | 0 | 0 | 0 | 0 | 0 | 0 | 0 | 0 | 0 | 0 | 0 | 0 | 0
F6_Commercial_School_Existing_Food Preparation_Natural Gas_Food Prep Other_E10 | F6 | Commercial | School | Existing | Food Preparation | Natural Gas | Food Prep Other | E10 | Utility - Value of Sales | 0 | 0 | 0 | 0 | 0 | 0 | 0 | 0 | 0 | 0 | 0 | 0 | 0 | 0 | 0 | 0 | 0 | 0 | 0 | 0 | 0 | 0 | 0 | 0 | 0 | 0 | 0 | 0 | 0 | 0 | 0 | 0 | 0
F1_Commercial_School_Existing_Miscellaneous_Natural Gas_Pool Heater_E1 | F1 | Commercial | School | Existing | Miscellaneous | Natural Gas | Pool Heater | E1 | RVT - Cost of Equipment | 0 | 0 | 0 | 0 | 0 | 0 | 0 | 0 | 0 | 0 | 0 | 0 | 0 | 0 | 0 | 0 | 0 | 0 | 0 | 0 | 0 | 0 | 0 | 0 | 0 | 0 | 0 | 0 | 0 | 0 | 0 | 0 | 0
F1_Commercial_School_Existing_Miscellaneous_Natural Gas_Pool Heater_E2 | F1 | Commercial | School | Existing | Miscellaneous | Natural Gas | Pool Heater | E2 | RVT - Cost of Equipment | 0 | 0 | 0 | 0 | 0 | 0 | 0 | 0 | 0 | 0 | 0 | 0 | 0 | 0 | 0 | 0 | 0 | 0 | 0 | 0 | 0 | 0 | 0 | 0 | 0 | 0 | 0 | 0 | 0 | 0 | 0 | 0 | 0
F1_Commercial_School_Existing_Miscellaneous_Natural Gas_Pool Heater_E3 | F1 | Commercial | School | Existing | Miscellaneous | Natural Gas | Pool Heater | E3 | RVT - Cost of Equipment | 0 | 0 | 0 | 0 | 0 | 0 | 0 | 0 | 0 | 0 | 0 | 0 | 0 | 0 | 0 | 0 | 0 | 0 | 0 | 0 | 0 | 0 | 0 | 0 | 0 | 0 | 0 | 0 | 0 | 0 | 0 | 0 | 0
F1_Commercial_School_Existing_Miscellaneous_Natural Gas_Pool Heater_E4 | F1 | Commercial | School | Existing | Miscellaneous | Natural Gas | Pool Heater | E4 | RVT - Cost of Equipment | 0 | 0 | 0 | 0 | 0 | 0 | 0 | 0 | 0 | 0 | 0 | 0 | 0 | 0 | 0 | 0 | 0 | 0 | 0 | 0 | 0 | 0 | 0 | 0 | 0 | 0 | 0 | 0 | 0 | 0 | 0 | 0 | 0
F1_Commercial_School_Existing_Miscellaneous_Natural Gas_Pool Heater_E5 | F1 | Commercial | School | Existing | Miscellaneous | Natural Gas | Pool Heater | E5 | RVT - Cost of Equipment | 0 | 0 | 0 | 0 | 0 | 0 | 0 | 0 | 0 | 0 | 0 | 0 | 0 | 0 | 0 | 0 | 0 | 0 | 0 | 0 | 0 | 0 | 0 | 0 | 0 | 0 | 0 | 0 | 0 | 0 | 0 | 0 | 0
F1_Commercial_School_Existing_Miscellaneous_Natural Gas_Pool Heater_E6 | F1 | Commercial | School | Existing | Miscellaneous | Natural Gas | Pool Heater | E6 | RVT - Cost of Equipment | 0 | 0 | 0 | 0 | 0 | 0 | 0 | 0 | 0 | 0 | 0 | 0 | 0 | 0 | 0 | 0 | 0 | 0 | 0 | 0 | 0 | 0 | 0 | 0 | 0 | 0 | 0 | 0 | 0 | 0 | 0 | 0 | 0
F1_Commercial_School_Existing_Miscellaneous_Natural Gas_Pool Heater_E7 | F1 | Commercial | School | Existing | Miscellaneous | Natural Gas | Pool Heater | E7 | RVT - Cost of Equipment | 0 | 0 | 0 | 0 | 0 | 0 | 0 | 0 | 0 | 0 | 0 | 0 | 0 | 0 | 0 | 0 | 0 | 0 | 0 | 0 | 0 | 0 | 0 | 0 | 0 | 0 | 0 | 0 | 0 | 0 | 0 | 0 | 0
F1_Commercial_School_Existing_Miscellaneous_Natural Gas_Pool Heater_E8 | F1 | Commercial | School | Existing | Miscellaneous | Natural Gas | Pool Heater | E8 | RVT - Cost of Equipment | 0 | 0 | 0 | 0 | 0 | 0 | 0 | 0 | 0 | 0 | 0 | 0 | 0 | 0 | 0 | 0 | 0 | 0 | 0 | 0 | 0 | 0 | 0 | 0 | 0 | 0 | 0 | 0 | 0 | 0 | 0 | 0 | 0
F1_Commercial_School_Existing_Miscellaneous_Natural Gas_Pool Heater_E9 | F1 | Commercial | School | Existing | Miscellaneous | Natural Gas | Pool Heater | E9 | RVT - Cost of Equipment | 0 | 0 | 0 | 0 | 0 | 0 | 0 | 0 | 0 | 0 | 0 | 0 | 0 | 0 | 0 | 0 | 0 | 0 | 0 | 0 | 0 | 0 | 0 | 0 | 0 | 0 | 0 | 0 | 0 | 0 | 0 | 0 | 0
F1_Commercial_School_Existing_Miscellaneous_Natural Gas_Pool Heater_E10 | F1 | Commercial | School | Existing | Miscellaneous | Natural Gas | Pool Heater | E10 | RVT - Cost of Equipment | 0 | 0 | 0 | 0 | 0 | 0 | 0 | 0 | 0 | 0 | 0 | 0 | 0 | 0 | 0 | 0 | 0 | 0 | 0 | 0 | 0 | 0 | 0 | 0 | 0 | 0 | 0 | 0 | 0 | 0 | 0 | 0 | 0
F2_Commercial_School_Existing_Miscellaneous_Natural Gas_Pool Heater_E1 | F2 | Commercial | School | Existing | Miscellaneous | Natural Gas | Pool Heater | E1 | RVT - Cost of Operation | 0 | 0 | 0 | 0 | 0 | 0 | 0 | 0 | 0 | 0 | 0 | 0 | 0 | 0 | 0 | 0 | 0 | 0 | 0 | 0 | 0 | 0 | 0 | 0 | 0 | 0 | 0 | 0 | 0 | 0 | 0 | 0 | 0
F2_Commercial_School_Existing_Miscellaneous_Natural Gas_Pool Heater_E2 | F2 | Commercial | School | Existing | Miscellaneous | Natural Gas | Pool Heater | E2 | RVT - Cost of Operation | 0 | 0 | 0 | 0 | 0 | 0 | 0 | 0 | 0 | 0 | 0 | 0 | 0 | 0 | 0 | 0 | 0 | 0 | 0 | 0 | 0 | 0 | 0 | 0 | 0 | 0 | 0 | 0 | 0 | 0 | 0 | 0 | 0
F2_Commercial_School_Existing_Miscellaneous_Natural Gas_Pool Heater_E3 | F2 | Commercial | School | Existing | Miscellaneous | Natural Gas | Pool Heater | E3 | RVT - Cost of Operation | 0 | 0 | 0 | 0 | 0 | 0 | 0 | 0 | 0 | 0 | 0 | 0 | 0 | 0 | 0 | 0 | 0 | 0 | 0 | 0 | 0 | 0 | 0 | 0 | 0 | 0 | 0 | 0 | 0 | 0 | 0 | 0 | 0
F2_Commercial_School_Existing_Miscellaneous_Natural Gas_Pool Heater_E4 | F2 | Commercial | School | Existing | Miscellaneous | Natural Gas | Pool Heater | E4 | RVT - Cost of Operation | 0 | 0 | 0 | 0 | 0 | 0 | 0 | 0 | 0 | 0 | 0 | 0 | 0 | 0 | 0 | 0 | 0 | 0 | 0 | 0 | 0 | 0 | 0 | 0 | 0 | 0 | 0 | 0 | 0 | 0 | 0 | 0 | 0
F2_Commercial_School_Existing_Miscellaneous_Natural Gas_Pool Heater_E5 | F2 | Commercial | School | Existing | Miscellaneous | Natural Gas | Pool Heater | E5 | RVT - Cost of Operation | 0 | 0 | 0 | 0 | 0 | 0 | 0 | 0 | 0 | 0 | 0 | 0 | 0 | 0 | 0 | 0 | 0 | 0 | 0 | 0 | 0 | 0 | 0 | 0 | 0 | 0 | 0 | 0 | 0 | 0 | 0 | 0 | 0
F2_Commercial_School_Existing_Miscellaneous_Natural Gas_Pool Heater_E6 | F2 | Commercial | School | Existing | Miscellaneous | Natural Gas | Pool Heater | E6 | RVT - Cost of Operation | 0 | 0 | 0 | 0 | 0 | 0 | 0 | 0 | 0 | 0 | 0 | 0 | 0 | 0 | 0 | 0 | 0 | 0 | 0 | 0 | 0 | 0 | 0 | 0 | 0 | 0 | 0 | 0 | 0 | 0 | 0 | 0 | 0
F2_Commercial_School_Existing_Miscellaneous_Natural Gas_Pool Heater_E7 | F2 | Commercial | School | Existing | Miscellaneous | Natural Gas | Pool Heater | E7 | RVT - Cost of Operation | 0 | 0 | 0 | 0 | 0 | 0 | 0 | 0 | 0 | 0 | 0 | 0 | 0 | 0 | 0 | 0 | 0 | 0 | 0 | 0 | 0 | 0 | 0 | 0 | 0 | 0 | 0 | 0 | 0 | 0 | 0 | 0 | 0
F2_Commercial_School_Existing_Miscellaneous_Natural Gas_Pool Heater_E8 | F2 | Commercial | School | Existing | Miscellaneous | Natural Gas | Pool Heater | E8 | RVT - Cost of Operation | 0 | 0 | 0 | 0 | 0 | 0 | 0 | 0 | 0 | 0 | 0 | 0 | 0 | 0 | 0 | 0 | 0 | 0 | 0 | 0 | 0 | 0 | 0 | 0 | 0 | 0 | 0 | 0 | 0 | 0 | 0 | 0 | 0
F2_Commercial_School_Existing_Miscellaneous_Natural Gas_Pool Heater_E9 | F2 | Commercial | School | Existing | Miscellaneous | Natural Gas | Pool Heater | E9 | RVT - Cost of Operation | 0 | 0 | 0 | 0 | 0 | 0 | 0 | 0 | 0 | 0 | 0 | 0 | 0 | 0 | 0 | 0 | 0 | 0 | 0 | 0 | 0 | 0 | 0 | 0 | 0 | 0 | 0 | 0 | 0 | 0 | 0 | 0 | 0
F2_Commercial_School_Existing_Miscellaneous_Natural Gas_Pool Heater_E10 | F2 | Commercial | School | Existing | Miscellaneous | Natural Gas | Pool Heater | E10 | RVT - Cost of Operation | 0 | 0 | 0 | 0 | 0 | 0 | 0 | 0 | 0 | 0 | 0 | 0 | 0 | 0 | 0 | 0 | 0 | 0 | 0 | 0 | 0 | 0 | 0 | 0 | 0 | 0 | 0 | 0 | 0 | 0 | 0 | 0 | 0
F3_Commercial_School_Existing_Miscellaneous_Natural Gas_Pool Heater_E1 | F3 | Commercial | School | Existing | Miscellaneous | Natural Gas | Pool Heater | E1 | System - kBTUs of Consumption | 0.00043815 | 0.00043815 | 0.00043815 | 0.00043815 | 0.00043815 | 0.00043815 | 0.00043815 | 0.00043815 | 0.00043815 | 0.00043815 | 0.00043815 | 0.00043815 | 0.00043815 | 0.00043815 | 0.00043815 | 0.00043815 | 0.00043815 | 0.00043815 | 0.00043815 | 0.00043815 | 0.00043815 | 0.00043815 | 0.00043815 | 0.00043815 | 0.00043815 | 0.00043815 | 0.00043815 | 0.00043815 | 0.00043815 | 0.00043815 | 0.00043815 | 0.00043815 | 0.00043815
F3_Commercial_School_Existing_Miscellaneous_Natural Gas_Pool Heater_E2 | F3 | Commercial | School | Existing | Miscellaneous | Natural Gas | Pool Heater | E2 | System - kBTUs of Consumption | 0.00071742 | 0.00071742 | 0.00071742 | 0.00071742 | 0.00071742 | 0.00071742 | 0.00071742 | 0.00071742 | 0.00071742 | 0.00071742 | 0.00071742 | 0.00071742 | 0.00071742 | 0.00071742 | 0.00071742 | 0.00071742 | 0.00071742 | 0.00071742 | 0.00071742 | 0.00071742 | 0.00071742 | 0.00071742 | 0.00071742 | 0.00071742 | 0.00071742 | 0.00071742 | 0.00071742 | 0.00071742 | 0.00071742 | 0.00071742 | 0.00071742 | 0.00071742 | 0.00071742
F3_Commercial_School_Existing_Miscellaneous_Natural Gas_Pool Heater_E3 | F3 | Commercial | School | Existing | Miscellaneous | Natural Gas | Pool Heater | E3 | System - kBTUs of Consumption | 0 | 0 | 0 | 0 | 0 | 0 | 0 | 0 | 0 | 0 | 0 | 0 | 0 | 0 | 0 | 0 | 0 | 0 | 0 | 0 | 0 | 0 | 0 | 0 | 0 | 0 | 0 | 0 | 0 | 0 | 0 | 0 | 0
F3_Commercial_School_Existing_Miscellaneous_Natural Gas_Pool Heater_E4 | F3 | Commercial | School | Existing | Miscellaneous | Natural Gas | Pool Heater | E4 | System - kBTUs of Consumption | 0 | 0 | 0 | 0 | 0 | 0 | 0 | 0 | 0 | 0 | 0 | 0 | 0 | 0 | 0 | 0 | 0 | 0 | 0 | 0 | 0 | 0 | 0 | 0 | 0 | 0 | 0 | 0 | 0 | 0 | 0 | 0 | 0
F3_Commercial_School_Existing_Miscellaneous_Natural Gas_Pool Heater_E5 | F3 | Commercial | School | Existing | Miscellaneous | Natural Gas | Pool Heater | E5 | System - kBTUs of Consumption | 0 | 0 | 0 | 0 | 0 | 0 | 0 | 0 | 0 | 0 | 0 | 0 | 0 | 0 | 0 | 0 | 0 | 0 | 0 | 0 | 0 | 0 | 0 | 0 | 0 | 0 | 0 | 0 | 0 | 0 | 0 | 0 | 0
F3_Commercial_School_Existing_Miscellaneous_Natural Gas_Pool Heater_E6 | F3 | Commercial | School | Existing | Miscellaneous | Natural Gas | Pool Heater | E6 | System - kBTUs of Consumption | 0 | 0 | 0 | 0 | 0 | 0 | 0 | 0 | 0 | 0 | 0 | 0 | 0 | 0 | 0 | 0 | 0 | 0 | 0 | 0 | 0 | 0 | 0 | 0 | 0 | 0 | 0 | 0 | 0 | 0 | 0 | 0 | 0
F3_Commercial_School_Existing_Miscellaneous_Natural Gas_Pool Heater_E7 | F3 | Commercial | School | Existing | Miscellaneous | Natural Gas | Pool Heater | E7 | System - kBTUs of Consumption | 0 | 0 | 0 | 0 | 0 | 0 | 0 | 0 | 0 | 0 | 0 | 0 | 0 | 0 | 0 | 0 | 0 | 0 | 0 | 0 | 0 | 0 | 0 | 0 | 0 | 0 | 0 | 0 | 0 | 0 | 0 | 0 | 0
F3_Commercial_School_Existing_Miscellaneous_Natural Gas_Pool Heater_E8 | F3 | Commercial | School | Existing | Miscellaneous | Natural Gas | Pool Heater | E8 | System - kBTUs of Consumption | 0 | 0 | 0 | 0 | 0 | 0 | 0 | 0 | 0 | 0 | 0 | 0 | 0 | 0 | 0 | 0 | 0 | 0 | 0 | 0 | 0 | 0 | 0 | 0 | 0 | 0 | 0 | 0 | 0 | 0 | 0 | 0 | 0
F3_Commercial_School_Existing_Miscellaneous_Natural Gas_Pool Heater_E9 | F3 | Commercial | School | Existing | Miscellaneous | Natural Gas | Pool Heater | E9 | System - kBTUs of Consumption | 0 | 0 | 0 | 0 | 0 | 0 | 0 | 0 | 0 | 0 | 0 | 0 | 0 | 0 | 0 | 0 | 0 | 0 | 0 | 0 | 0 | 0 | 0 | 0 | 0 | 0 | 0 | 0 | 0 | 0 | 0 | 0 | 0
F3_Commercial_School_Existing_Miscellaneous_Natural Gas_Pool Heater_E10 | F3 | Commercial | School | Existing | Miscellaneous | Natural Gas | Pool Heater | E10 | System - kBTUs of Consumption | 0 | 0 | 0 | 0 | 0 | 0 | 0 | 0 | 0 | 0 | 0 | 0 | 0 | 0 | 0 | 0 | 0 | 0 | 0 | 0 | 0 | 0 | 0 | 0 | 0 | 0 | 0 | 0 | 0 | 0 | 0 | 0 | 0
F4_Commercial_School_Existing_Miscellaneous_Natural Gas_Pool Heater_E1 | F4 | Commercial | School | Existing | Miscellaneous | Natural Gas | Pool Heater | E1 | Utility - Cost of Equipment | 0 | 0 | 0 | 0 | 0 | 0 | 0 | 0 | 0 | 0 | 0 | 0 | 0 | 0 | 0 | 0 | 0 | 0 | 0 | 0 | 0 | 0 | 0 | 0 | 0 | 0 | 0 | 0 | 0 | 0 | 0 | 0 | 0
F4_Commercial_School_Existing_Miscellaneous_Natural Gas_Pool Heater_E2 | F4 | Commercial | School | Existing | Miscellaneous | Natural Gas | Pool Heater | E2 | Utility - Cost of Equipment | 0 | 0 | 0 | 0 | 0 | 0 | 0 | 0 | 0 | 0 | 0 | 0 | 0 | 0 | 0 | 0 | 0 | 0 | 0 | 0 | 0 | 0 | 0 | 0 | 0 | 0 | 0 | 0 | 0 | 0 | 0 | 0 | 0
F4_Commercial_School_Existing_Miscellaneous_Natural Gas_Pool Heater_E3 | F4 | Commercial | School | Existing | Miscellaneous | Natural Gas | Pool Heater | E3 | Utility - Cost of Equipment | 0 | 0 | 0 | 0 | 0 | 0 | 0 | 0 | 0 | 0 | 0 | 0 | 0 | 0 | 0 | 0 | 0 | 0 | 0 | 0 | 0 | 0 | 0 | 0 | 0 | 0 | 0 | 0 | 0 | 0 | 0 | 0 | 0
F4_Commercial_School_Existing_Miscellaneous_Natural Gas_Pool Heater_E4 | F4 | Commercial | School | Existing | Miscellaneous | Natural Gas | Pool Heater | E4 | Utility - Cost of Equipment | 0 | 0 | 0 | 0 | 0 | 0 | 0 | 0 | 0 | 0 | 0 | 0 | 0 | 0 | 0 | 0 | 0 | 0 | 0 | 0 | 0 | 0 | 0 | 0 | 0 | 0 | 0 | 0 | 0 | 0 | 0 | 0 | 0
F4_Commercial_School_Existing_Miscellaneous_Natural Gas_Pool Heater_E5 | F4 | Commercial | School | Existing | Miscellaneous | Natural Gas | Pool Heater | E5 | Utility - Cost of Equipment | 0 | 0 | 0 | 0 | 0 | 0 | 0 | 0 | 0 | 0 | 0 | 0 | 0 | 0 | 0 | 0 | 0 | 0 | 0 | 0 | 0 | 0 | 0 | 0 | 0 | 0 | 0 | 0 | 0 | 0 | 0 | 0 | 0
F4_Commercial_School_Existing_Miscellaneous_Natural Gas_Pool Heater_E6 | F4 | Commercial | School | Existing | Miscellaneous | Natural Gas | Pool Heater | E6 | Utility - Cost of Equipment | 0 | 0 | 0 | 0 | 0 | 0 | 0 | 0 | 0 | 0 | 0 | 0 | 0 | 0 | 0 | 0 | 0 | 0 | 0 | 0 | 0 | 0 | 0 | 0 | 0 | 0 | 0 | 0 | 0 | 0 | 0 | 0 | 0
F4_Commercial_School_Existing_Miscellaneous_Natural Gas_Pool Heater_E7 | F4 | Commercial | School | Existing | Miscellaneous | Natural Gas | Pool Heater | E7 | Utility - Cost of Equipment | 0 | 0 | 0 | 0 | 0 | 0 | 0 | 0 | 0 | 0 | 0 | 0 | 0 | 0 | 0 | 0 | 0 | 0 | 0 | 0 | 0 | 0 | 0 | 0 | 0 | 0 | 0 | 0 | 0 | 0 | 0 | 0 | 0
F4_Commercial_School_Existing_Miscellaneous_Natural Gas_Pool Heater_E8 | F4 | Commercial | School | Existing | Miscellaneous | Natural Gas | Pool Heater | E8 | Utility - Cost of Equipment | 0 | 0 | 0 | 0 | 0 | 0 | 0 | 0 | 0 | 0 | 0 | 0 | 0 | 0 | 0 | 0 | 0 | 0 | 0 | 0 | 0 | 0 | 0 | 0 | 0 | 0 | 0 | 0 | 0 | 0 | 0 | 0 | 0
F4_Commercial_School_Existing_Miscellaneous_Natural Gas_Pool Heater_E9 | F4 | Commercial | School | Existing | Miscellaneous | Natural Gas | Pool Heater | E9 | Utility - Cost of Equipment | 0 | 0 | 0 | 0 | 0 | 0 | 0 | 0 | 0 | 0 | 0 | 0 | 0 | 0 | 0 | 0 | 0 | 0 | 0 | 0 | 0 | 0 | 0 | 0 | 0 | 0 | 0 | 0 | 0 | 0 | 0 | 0 | 0
F4_Commercial_School_Existing_Miscellaneous_Natural Gas_Pool Heater_E10 | F4 | Commercial | School | Existing | Miscellaneous | Natural Gas | Pool Heater | E10 | Utility - Cost of Equipment | 0 | 0 | 0 | 0 | 0 | 0 | 0 | 0 | 0 | 0 | 0 | 0 | 0 | 0 | 0 | 0 | 0 | 0 | 0 | 0 | 0 | 0 | 0 | 0 | 0 | 0 | 0 | 0 | 0 | 0 | 0 | 0 | 0
F5_Commercial_School_Existing_Miscellaneous_Natural Gas_Pool Heater_E1 | F5 | Commercial | School | Existing | Miscellaneous | Natural Gas | Pool Heater | E1 | Utility - Cost of Operation | 0.00043815 | 0.00043815 | 0.00043815 | 0.00043815 | 0.00043815 | 0.00043815 | 0.00043815 | 0.00043815 | 0.00043815 | 0.00043815 | 0.00043815 | 0.00043815 | 0.00043815 | 0.00043815 | 0.00043815 | 0.00043815 | 0.00043815 | 0.00043815 | 0.00043815 | 0.00043815 | 0.00043815 | 0.00043815 | 0.00043815 | 0.00043815 | 0.00043815 | 0.00043815 | 0.00043815 | 0.00043815 | 0.00043815 | 0.00043815 | 0.00043815 | 0.00043815 | 0.00043815
F5_Commercial_School_Existing_Miscellaneous_Natural Gas_Pool Heater_E2 | F5 | Commercial | School | Existing | Miscellaneous | Natural Gas | Pool Heater | E2 | Utility - Cost of Operation | 0.00071742 | 0.00071742 | 0.00071742 | 0.00071742 | 0.00071742 | 0.00071742 | 0.00071742 | 0.00071742 | 0.00071742 | 0.00071742 | 0.00071742 | 0.00071742 | 0.00071742 | 0.00071742 | 0.00071742 | 0.00071742 | 0.00071742 | 0.00071742 | 0.00071742 | 0.00071742 | 0.00071742 | 0.00071742 | 0.00071742 | 0.00071742 | 0.00071742 | 0.00071742 | 0.00071742 | 0.00071742 | 0.00071742 | 0.00071742 | 0.00071742 | 0.00071742 | 0.00071742
F5_Commercial_School_Existing_Miscellaneous_Natural Gas_Pool Heater_E3 | F5 | Commercial | School | Existing | Miscellaneous | Natural Gas | Pool Heater | E3 | Utility - Cost of Operation | 0 | 0 | 0 | 0 | 0 | 0 | 0 | 0 | 0 | 0 | 0 | 0 | 0 | 0 | 0 | 0 | 0 | 0 | 0 | 0 | 0 | 0 | 0 | 0 | 0 | 0 | 0 | 0 | 0 | 0 | 0 | 0 | 0
F5_Commercial_School_Existing_Miscellaneous_Natural Gas_Pool Heater_E4 | F5 | Commercial | School | Existing | Miscellaneous | Natural Gas | Pool Heater | E4 | Utility - Cost of Operation | 0 | 0 | 0 | 0 | 0 | 0 | 0 | 0 | 0 | 0 | 0 | 0 | 0 | 0 | 0 | 0 | 0 | 0 | 0 | 0 | 0 | 0 | 0 | 0 | 0 | 0 | 0 | 0 | 0 | 0 | 0 | 0 | 0
F5_Commercial_School_Existing_Miscellaneous_Natural Gas_Pool Heater_E5 | F5 | Commercial | School | Existing | Miscellaneous | Natural Gas | Pool Heater | E5 | Utility - Cost of Operation | 0 | 0 | 0 | 0 | 0 | 0 | 0 | 0 | 0 | 0 | 0 | 0 | 0 | 0 | 0 | 0 | 0 | 0 | 0 | 0 | 0 | 0 | 0 | 0 | 0 | 0 | 0 | 0 | 0 | 0 | 0 | 0 | 0
F5_Commercial_School_Existing_Miscellaneous_Natural Gas_Pool Heater_E6 | F5 | Commercial | School | Existing | Miscellaneous | Natural Gas | Pool Heater | E6 | Utility - Cost of Operation | 0 | 0 | 0 | 0 | 0 | 0 | 0 | 0 | 0 | 0 | 0 | 0 | 0 | 0 | 0 | 0 | 0 | 0 | 0 | 0 | 0 | 0 | 0 | 0 | 0 | 0 | 0 | 0 | 0 | 0 | 0 | 0 | 0
F5_Commercial_School_Existing_Miscellaneous_Natural Gas_Pool Heater_E7 | F5 | Commercial | School | Existing | Miscellaneous | Natural Gas | Pool Heater | E7 | Utility - Cost of Operation | 0 | 0 | 0 | 0 | 0 | 0 | 0 | 0 | 0 | 0 | 0 | 0 | 0 | 0 | 0 | 0 | 0 | 0 | 0 | 0 | 0 | 0 | 0 | 0 | 0 | 0 | 0 | 0 | 0 | 0 | 0 | 0 | 0
F5_Commercial_School_Existing_Miscellaneous_Natural Gas_Pool Heater_E8 | F5 | Commercial | School | Existing | Miscellaneous | Natural Gas | Pool Heater | E8 | Utility - Cost of Operation | 0 | 0 | 0 | 0 | 0 | 0 | 0 | 0 | 0 | 0 | 0 | 0 | 0 | 0 | 0 | 0 | 0 | 0 | 0 | 0 | 0 | 0 | 0 | 0 | 0 | 0 | 0 | 0 | 0 | 0 | 0 | 0 | 0
F5_Commercial_School_Existing_Miscellaneous_Natural Gas_Pool Heater_E9 | F5 | Commercial | School | Existing | Miscellaneous | Natural Gas | Pool Heater | E9 | Utility - Cost of Operation | 0 | 0 | 0 | 0 | 0 | 0 | 0 | 0 | 0 | 0 | 0 | 0 | 0 | 0 | 0 | 0 | 0 | 0 | 0 | 0 | 0 | 0 | 0 | 0 | 0 | 0 | 0 | 0 | 0 | 0 | 0 | 0 | 0
F5_Commercial_School_Existing_Miscellaneous_Natural Gas_Pool Heater_E10 | F5 | Commercial | School | Existing | Miscellaneous | Natural Gas | Pool Heater | E10 | Utility - Cost of Operation | 0 | 0 | 0 | 0 | 0 | 0 | 0 | 0 | 0 | 0 | 0 | 0 | 0 | 0 | 0 | 0 | 0 | 0 | 0 | 0 | 0 | 0 | 0 | 0 | 0 | 0 | 0 | 0 | 0 | 0 | 0 | 0 | 0
F6_Commercial_School_Existing_Miscellaneous_Natural Gas_Pool Heater_E1 | F6 | Commercial | School | Existing | Miscellaneous | Natural Gas | Pool Heater | E1 | Utility - Value of Sales | 0.0017375 | 0.0017375 | 0.0017375 | 0.0017375 | 0.0017375 | 0.0017375 | 0.0017375 | 0.0017375 | 0.0017375 | 0.0017375 | 0.0017375 | 0.0017375 | 0.0017375 | 0.0017375 | 0.0017375 | 0.0017375 | 0.0017375 | 0.0017375 | 0.0017375 | 0.0017375 | 0.0017375 | 0.0017375 | 0.0017375 | 0.0017375 | 0.0017375 | 0.0017375 | 0.0017375 | 0.0017375 | 0.0017375 | 0.0017375 | 0.0017375 | 0.0017375 | 0.0017375
F6_Commercial_School_Existing_Miscellaneous_Natural Gas_Pool Heater_E2 | F6 | Commercial | School | Existing | Miscellaneous | Natural Gas | Pool Heater | E2 | Utility - Value of Sales | 0.0014769 | 0.0014769 | 0.0014769 | 0.0014769 | 0.0014769 | 0.0014769 | 0.0014769 | 0.0014769 | 0.0014769 | 0.0014769 | 0.0014769 | 0.0014769 | 0.0014769 | 0.0014769 | 0.0014769 | 0.0014769 | 0.0014769 | 0.0014769 | 0.0014769 | 0.0014769 | 0.0014769 | 0.0014769 | 0.0014769 | 0.0014769 | 0.0014769 | 0.0014769 | 0.0014769 | 0.0014769 | 0.0014769 | 0.0014769 | 0.0014769 | 0.0014769 | 0.0014769
F6_Commercial_School_Existing_Miscellaneous_Natural Gas_Pool Heater_E3 | F6 | Commercial | School | Existing | Miscellaneous | Natural Gas | Pool Heater | E3 | Utility - Value of Sales | 0 | 0 | 0 | 0 | 0 | 0 | 0 | 0 | 0 | 0 | 0 | 0 | 0 | 0 | 0 | 0 | 0 | 0 | 0 | 0 | 0 | 0 | 0 | 0 | 0 | 0 | 0 | 0 | 0 | 0 | 0 | 0 | 0
F6_Commercial_School_Existing_Miscellaneous_Natural Gas_Pool Heater_E4 | F6 | Commercial | School | Existing | Miscellaneous | Natural Gas | Pool Heater | E4 | Utility - Value of Sales | 0 | 0 | 0 | 0 | 0 | 0 | 0 | 0 | 0 | 0 | 0 | 0 | 0 | 0 | 0 | 0 | 0 | 0 | 0 | 0 | 0 | 0 | 0 | 0 | 0 | 0 | 0 | 0 | 0 | 0 | 0 | 0 | 0
F6_Commercial_School_Existing_Miscellaneous_Natural Gas_Pool Heater_E5 | F6 | Commercial | School | Existing | Miscellaneous | Natural Gas | Pool Heater | E5 | Utility - Value of Sales | 0 | 0 | 0 | 0 | 0 | 0 | 0 | 0 | 0 | 0 | 0 | 0 | 0 | 0 | 0 | 0 | 0 | 0 | 0 | 0 | 0 | 0 | 0 | 0 | 0 | 0 | 0 | 0 | 0 | 0 | 0 | 0 | 0
F6_Commercial_School_Existing_Miscellaneous_Natural Gas_Pool Heater_E6 | F6 | Commercial | School | Existing | Miscellaneous | Natural Gas | Pool Heater | E6 | Utility - Value of Sales | 0 | 0 | 0 | 0 | 0 | 0 | 0 | 0 | 0 | 0 | 0 | 0 | 0 | 0 | 0 | 0 | 0 | 0 | 0 | 0 | 0 | 0 | 0 | 0 | 0 | 0 | 0 | 0 | 0 | 0 | 0 | 0 | 0
F6_Commercial_School_Existing_Miscellaneous_Natural Gas_Pool Heater_E7 | F6 | Commercial | School | Existing | Miscellaneous | Natural Gas | Pool Heater | E7 | Utility - Value of Sales | 0 | 0 | 0 | 0 | 0 | 0 | 0 | 0 | 0 | 0 | 0 | 0 | 0 | 0 | 0 | 0 | 0 | 0 | 0 | 0 | 0 | 0 | 0 | 0 | 0 | 0 | 0 | 0 | 0 | 0 | 0 | 0 | 0
F6_Commercial_School_Existing_Miscellaneous_Natural Gas_Pool Heater_E8 | F6 | Commercial | School | Existing | Miscellaneous | Natural Gas | Pool Heater | E8 | Utility - Value of Sales | 0 | 0 | 0 | 0 | 0 | 0 | 0 | 0 | 0 | 0 | 0 | 0 | 0 | 0 | 0 | 0 | 0 | 0 | 0 | 0 | 0 | 0 | 0 | 0 | 0 | 0 | 0 | 0 | 0 | 0 | 0 | 0 | 0
F6_Commercial_School_Existing_Miscellaneous_Natural Gas_Pool Heater_E9 | F6 | Commercial | School | Existing | Miscellaneous | Natural Gas | Pool Heater | E9 | Utility - Value of Sales | 0 | 0 | 0 | 0 | 0 | 0 | 0 | 0 | 0 | 0 | 0 | 0 | 0 | 0 | 0 | 0 | 0 | 0 | 0 | 0 | 0 | 0 | 0 | 0 | 0 | 0 | 0 | 0 | 0 | 0 | 0 | 0 | 0
F6_Commercial_School_Existing_Miscellaneous_Natural Gas_Pool Heater_E10 | F6 | Commercial | School | Existing | Miscellaneous | Natural Gas | Pool Heater | E10 | Utility - Value of Sales | 0 | 0 | 0 | 0 | 0 | 0 | 0 | 0 | 0 | 0 | 0 | 0 | 0 | 0 | 0 | 0 | 0 | 0 | 0 | 0 | 0 | 0 | 0 | 0 | 0 | 0 | 0 | 0 | 0 | 0 | 0 | 0 | 0
F1_Commercial_School_Existing_Miscellaneous_Natural Gas_Miscellaneous_E1 | F1 | Commercial | School | Existing | Miscellaneous | Natural Gas | Miscellaneous | E1 | RVT - Cost of Equipment | 0 | 0 | 0 | 0 | 0 | 0 | 0 | 0 | 0 | 0 | 0 | 0 | 0 | 0 | 0 | 0 | 0 | 0 | 0 | 0 | 0 | 0 | 0 | 0 | 0 | 0 | 0 | 0 | 0 | 0 | 0 | 0 | 0
F1_Commercial_School_Existing_Miscellaneous_Natural Gas_Miscellaneous_E2 | F1 | Commercial | School | Existing | Miscellaneous | Natural Gas | Miscellaneous | E2 | RVT - Cost of Equipment | 0 | 0 | 0 | 0 | 0 | 0 | 0 | 0 | 0 | 0 | 0 | 0 | 0 | 0 | 0 | 0 | 0 | 0 | 0 | 0 | 0 | 0 | 0 | 0 | 0 | 0 | 0 | 0 | 0 | 0 | 0 | 0 | 0
F1_Commercial_School_Existing_Miscellaneous_Natural Gas_Miscellaneous_E3 | F1 | Commercial | School | Existing | Miscellaneous | Natural Gas | Miscellaneous | E3 | RVT - Cost of Equipment | 0 | 0 | 0 | 0 | 0 | 0 | 0 | 0 | 0 | 0 | 0 | 0 | 0 | 0 | 0 | 0 | 0 | 0 | 0 | 0 | 0 | 0 | 0 | 0 | 0 | 0 | 0 | 0 | 0 | 0 | 0 | 0 | 0
F1_Commercial_School_Existing_Miscellaneous_Natural Gas_Miscellaneous_E4 | F1 | Commercial | School | Existing | Miscellaneous | Natural Gas | Miscellaneous | E4 | RVT - Cost of Equipment | 0 | 0 | 0 | 0 | 0 | 0 | 0 | 0 | 0 | 0 | 0 | 0 | 0 | 0 | 0 | 0 | 0 | 0 | 0 | 0 | 0 | 0 | 0 | 0 | 0 | 0 | 0 | 0 | 0 | 0 | 0 | 0 | 0
F1_Commercial_School_Existing_Miscellaneous_Natural Gas_Miscellaneous_E5 | F1 | Commercial | School | Existing | Miscellaneous | Natural Gas | Miscellaneous | E5 | RVT - Cost of Equipment | 0 | 0 | 0 | 0 | 0 | 0 | 0 | 0 | 0 | 0 | 0 | 0 | 0 | 0 | 0 | 0 | 0 | 0 | 0 | 0 | 0 | 0 | 0 | 0 | 0 | 0 | 0 | 0 | 0 | 0 | 0 | 0 | 0
F1_Commercial_School_Existing_Miscellaneous_Natural Gas_Miscellaneous_E6 | F1 | Commercial | School | Existing | Miscellaneous | Natural Gas | Miscellaneous | E6 | RVT - Cost of Equipment | 0 | 0 | 0 | 0 | 0 | 0 | 0 | 0 | 0 | 0 | 0 | 0 | 0 | 0 | 0 | 0 | 0 | 0 | 0 | 0 | 0 | 0 | 0 | 0 | 0 | 0 | 0 | 0 | 0 | 0 | 0 | 0 | 0
F1_Commercial_School_Existing_Miscellaneous_Natural Gas_Miscellaneous_E7 | F1 | Commercial | School | Existing | Miscellaneous | Natural Gas | Miscellaneous | E7 | RVT - Cost of Equipment | 0 | 0 | 0 | 0 | 0 | 0 | 0 | 0 | 0 | 0 | 0 | 0 | 0 | 0 | 0 | 0 | 0 | 0 | 0 | 0 | 0 | 0 | 0 | 0 | 0 | 0 | 0 | 0 | 0 | 0 | 0 | 0 | 0
F1_Commercial_School_Existing_Miscellaneous_Natural Gas_Miscellaneous_E8 | F1 | Commercial | School | Existing | Miscellaneous | Natural Gas | Miscellaneous | E8 | RVT - Cost of Equipment | 0 | 0 | 0 | 0 | 0 | 0 | 0 | 0 | 0 | 0 | 0 | 0 | 0 | 0 | 0 | 0 | 0 | 0 | 0 | 0 | 0 | 0 | 0 | 0 | 0 | 0 | 0 | 0 | 0 | 0 | 0 | 0 | 0
F1_Commercial_School_Existing_Miscellaneous_Natural Gas_Miscellaneous_E9 | F1 | Commercial | School | Existing | Miscellaneous | Natural Gas | Miscellaneous | E9 | RVT - Cost of Equipment | 0 | 0 | 0 | 0 | 0 | 0 | 0 | 0 | 0 | 0 | 0 | 0 | 0 | 0 | 0 | 0 | 0 | 0 | 0 | 0 | 0 | 0 | 0 | 0 | 0 | 0 | 0 | 0 | 0 | 0 | 0 | 0 | 0
F1_Commercial_School_Existing_Miscellaneous_Natural Gas_Miscellaneous_E10 | F1 | Commercial | School | Existing | Miscellaneous | Natural Gas | Miscellaneous | E10 | RVT - Cost of Equipment | 0 | 0 | 0 | 0 | 0 | 0 | 0 | 0 | 0 | 0 | 0 | 0 | 0 | 0 | 0 | 0 | 0 | 0 | 0 | 0 | 0 | 0 | 0 | 0 | 0 | 0 | 0 | 0 | 0 | 0 | 0 | 0 | 0
F2_Commercial_School_Existing_Miscellaneous_Natural Gas_Miscellaneous_E1 | F2 | Commercial | School | Existing | Miscellaneous | Natural Gas | Miscellaneous | E1 | RVT - Cost of Operation | 0 | 0 | 0 | 0 | 0 | 0 | 0 | 0 | 0 | 0 | 0 | 0 | 0 | 0 | 0 | 0 | 0 | 0 | 0 | 0 | 0 | 0 | 0 | 0 | 0 | 0 | 0 | 0 | 0 | 0 | 0 | 0 | 0
F2_Commercial_School_Existing_Miscellaneous_Natural Gas_Miscellaneous_E2 | F2 | Commercial | School | Existing | Miscellaneous | Natural Gas | Miscellaneous | E2 | RVT - Cost of Operation | 0 | 0 | 0 | 0 | 0 | 0 | 0 | 0 | 0 | 0 | 0 | 0 | 0 | 0 | 0 | 0 | 0 | 0 | 0 | 0 | 0 | 0 | 0 | 0 | 0 | 0 | 0 | 0 | 0 | 0 | 0 | 0 | 0
F2_Commercial_School_Existing_Miscellaneous_Natural Gas_Miscellaneous_E3 | F2 | Commercial | School | Existing | Miscellaneous | Natural Gas | Miscellaneous | E3 | RVT - Cost of Operation | 0 | 0 | 0 | 0 | 0 | 0 | 0 | 0 | 0 | 0 | 0 | 0 | 0 | 0 | 0 | 0 | 0 | 0 | 0 | 0 | 0 | 0 | 0 | 0 | 0 | 0 | 0 | 0 | 0 | 0 | 0 | 0 | 0
F2_Commercial_School_Existing_Miscellaneous_Natural Gas_Miscellaneous_E4 | F2 | Commercial | School | Existing | Miscellaneous | Natural Gas | Miscellaneous | E4 | RVT - Cost of Operation | 0 | 0 | 0 | 0 | 0 | 0 | 0 | 0 | 0 | 0 | 0 | 0 | 0 | 0 | 0 | 0 | 0 | 0 | 0 | 0 | 0 | 0 | 0 | 0 | 0 | 0 | 0 | 0 | 0 | 0 | 0 | 0 | 0
F2_Commercial_School_Existing_Miscellaneous_Natural Gas_Miscellaneous_E5 | F2 | Commercial | School | Existing | Miscellaneous | Natural Gas | Miscellaneous | E5 | RVT - Cost of Operation | 0 | 0 | 0 | 0 | 0 | 0 | 0 | 0 | 0 | 0 | 0 | 0 | 0 | 0 | 0 | 0 | 0 | 0 | 0 | 0 | 0 | 0 | 0 | 0 | 0 | 0 | 0 | 0 | 0 | 0 | 0 | 0 | 0
F2_Commercial_School_Existing_Miscellaneous_Natural Gas_Miscellaneous_E6 | F2 | Commercial | School | Existing | Miscellaneous | Natural Gas | Miscellaneous | E6 | RVT - Cost of Operation | 0 | 0 | 0 | 0 | 0 | 0 | 0 | 0 | 0 | 0 | 0 | 0 | 0 | 0 | 0 | 0 | 0 | 0 | 0 | 0 | 0 | 0 | 0 | 0 | 0 | 0 | 0 | 0 | 0 | 0 | 0 | 0 | 0
F2_Commercial_School_Existing_Miscellaneous_Natural Gas_Miscellaneous_E7 | F2 | Commercial | School | Existing | Miscellaneous | Natural Gas | Miscellaneous | E7 | RVT - Cost of Operation | 0 | 0 | 0 | 0 | 0 | 0 | 0 | 0 | 0 | 0 | 0 | 0 | 0 | 0 | 0 | 0 | 0 | 0 | 0 | 0 | 0 | 0 | 0 | 0 | 0 | 0 | 0 | 0 | 0 | 0 | 0 | 0 | 0
F2_Commercial_School_Existing_Miscellaneous_Natural Gas_Miscellaneous_E8 | F2 | Commercial | School | Existing | Miscellaneous | Natural Gas | Miscellaneous | E8 | RVT - Cost of Operation | 0 | 0 | 0 | 0 | 0 | 0 | 0 | 0 | 0 | 0 | 0 | 0 | 0 | 0 | 0 | 0 | 0 | 0 | 0 | 0 | 0 | 0 | 0 | 0 | 0 | 0 | 0 | 0 | 0 | 0 | 0 | 0 | 0
F2_Commercial_School_Existing_Miscellaneous_Natural Gas_Miscellaneous_E9 | F2 | Commercial | School | Existing | Miscellaneous | Natural Gas | Miscellaneous | E9 | RVT - Cost of Operation | 0 | 0 | 0 | 0 | 0 | 0 | 0 | 0 | 0 | 0 | 0 | 0 | 0 | 0 | 0 | 0 | 0 | 0 | 0 | 0 | 0 | 0 | 0 | 0 | 0 | 0 | 0 | 0 | 0 | 0 | 0 | 0 | 0
F2_Commercial_School_Existing_Miscellaneous_Natural Gas_Miscellaneous_E10 | F2 | Commercial | School | Existing | Miscellaneous | Natural Gas | Miscellaneous | E10 | RVT - Cost of Operation | 0 | 0 | 0 | 0 | 0 | 0 | 0 | 0 | 0 | 0 | 0 | 0 | 0 | 0 | 0 | 0 | 0 | 0 | 0 | 0 | 0 | 0 | 0 | 0 | 0 | 0 | 0 | 0 | 0 | 0 | 0 | 0 | 0
F3_Commercial_School_Existing_Miscellaneous_Natural Gas_Miscellaneous_E1 | F3 | Commercial | School | Existing | Miscellaneous | Natural Gas | Miscellaneous | E1 | System - kBTUs of Consumption | 0.0022295 | 0.0022295 | 0.0022295 | 0.0022295 | 0.0022295 | 0.0022295 | 0.0022295 | 0.0022295 | 0.0022295 | 0.0022295 | 0.0022295 | 0.0022295 | 0.0022295 | 0.0022295 | 0.0022295 | 0.0022295 | 0.0022295 | 0.0022295 | 0.0022295 | 0.0022295 | 0.0022295 | 0.0022295 | 0.0022295 | 0.0022295 | 0.0022295 | 0.0022295 | 0.0022295 | 0.0022295 | 0.0022295 | 0.0022295 | 0.0022295 | 0.0022295 | 0.0022295
F3_Commercial_School_Existing_Miscellaneous_Natural Gas_Miscellaneous_E2 | F3 | Commercial | School | Existing | Miscellaneous | Natural Gas | Miscellaneous | E2 | System - kBTUs of Consumption | 0 | 0 | 0 | 0 | 0 | 0 | 0 | 0 | 0 | 0 | 0 | 0 | 0 | 0 | 0 | 0 | 0 | 0 | 0 | 0 | 0 | 0 | 0 | 0 | 0 | 0 | 0 | 0 | 0 | 0 | 0 | 0 | 0
F3_Commercial_School_Existing_Miscellaneous_Natural Gas_Miscellaneous_E3 | F3 | Commercial | School | Existing | Miscellaneous | Natural Gas | Miscellaneous | E3 | System - kBTUs of Consumption | 0 | 0 | 0 | 0 | 0 | 0 | 0 | 0 | 0 | 0 | 0 | 0 | 0 | 0 | 0 | 0 | 0 | 0 | 0 | 0 | 0 | 0 | 0 | 0 | 0 | 0 | 0 | 0 | 0 | 0 | 0 | 0 | 0
F3_Commercial_School_Existing_Miscellaneous_Natural Gas_Miscellaneous_E4 | F3 | Commercial | School | Existing | Miscellaneous | Natural Gas | Miscellaneous | E4 | System - kBTUs of Consumption | 0 | 0 | 0 | 0 | 0 | 0 | 0 | 0 | 0 | 0 | 0 | 0 | 0 | 0 | 0 | 0 | 0 | 0 | 0 | 0 | 0 | 0 | 0 | 0 | 0 | 0 | 0 | 0 | 0 | 0 | 0 | 0 | 0
F3_Commercial_School_Existing_Miscellaneous_Natural Gas_Miscellaneous_E5 | F3 | Commercial | School | Existing | Miscellaneous | Natural Gas | Miscellaneous | E5 | System - kBTUs of Consumption | 0 | 0 | 0 | 0 | 0 | 0 | 0 | 0 | 0 | 0 | 0 | 0 | 0 | 0 | 0 | 0 | 0 | 0 | 0 | 0 | 0 | 0 | 0 | 0 | 0 | 0 | 0 | 0 | 0 | 0 | 0 | 0 | 0
F3_Commercial_School_Existing_Miscellaneous_Natural Gas_Miscellaneous_E6 | F3 | Commercial | School | Existing | Miscellaneous | Natural Gas | Miscellaneous | E6 | System - kBTUs of Consumption | 0 | 0 | 0 | 0 | 0 | 0 | 0 | 0 | 0 | 0 | 0 | 0 | 0 | 0 | 0 | 0 | 0 | 0 | 0 | 0 | 0 | 0 | 0 | 0 | 0 | 0 | 0 | 0 | 0 | 0 | 0 | 0 | 0
F3_Commercial_School_Existing_Miscellaneous_Natural Gas_Miscellaneous_E7 | F3 | Commercial | School | Existing | Miscellaneous | Natural Gas | Miscellaneous | E7 | System - kBTUs of Consumption | 0 | 0 | 0 | 0 | 0 | 0 | 0 | 0 | 0 | 0 | 0 | 0 | 0 | 0 | 0 | 0 | 0 | 0 | 0 | 0 | 0 | 0 | 0 | 0 | 0 | 0 | 0 | 0 | 0 | 0 | 0 | 0 | 0
F3_Commercial_School_Existing_Miscellaneous_Natural Gas_Miscellaneous_E8 | F3 | Commercial | School | Existing | Miscellaneous | Natural Gas | Miscellaneous | E8 | System - kBTUs of Consumption | 0 | 0 | 0 | 0 | 0 | 0 | 0 | 0 | 0 | 0 | 0 | 0 | 0 | 0 | 0 | 0 | 0 | 0 | 0 | 0 | 0 | 0 | 0 | 0 | 0 | 0 | 0 | 0 | 0 | 0 | 0 | 0 | 0
F3_Commercial_School_Existing_Miscellaneous_Natural Gas_Miscellaneous_E9 | F3 | Commercial | School | Existing | Miscellaneous | Natural Gas | Miscellaneous | E9 | System - kBTUs of Consumption | 0 | 0 | 0 | 0 | 0 | 0 | 0 | 0 | 0 | 0 | 0 | 0 | 0 | 0 | 0 | 0 | 0 | 0 | 0 | 0 | 0 | 0 | 0 | 0 | 0 | 0 | 0 | 0 | 0 | 0 | 0 | 0 | 0
F3_Commercial_School_Existing_Miscellaneous_Natural Gas_Miscellaneous_E10 | F3 | Commercial | School | Existing | Miscellaneous | Natural Gas | Miscellaneous | E10 | System - kBTUs of Consumption | 0 | 0 | 0 | 0 | 0 | 0 | 0 | 0 | 0 | 0 | 0 | 0 | 0 | 0 | 0 | 0 | 0 | 0 | 0 | 0 | 0 | 0 | 0 | 0 | 0 | 0 | 0 | 0 | 0 | 0 | 0 | 0 | 0
F4_Commercial_School_Existing_Miscellaneous_Natural Gas_Miscellaneous_E1 | F4 | Commercial | School | Existing | Miscellaneous | Natural Gas | Miscellaneous | E1 | Utility - Cost of Equipment | 0 | 0 | 0 | 0 | 0 | 0 | 0 | 0 | 0 | 0 | 0 | 0 | 0 | 0 | 0 | 0 | 0 | 0 | 0 | 0 | 0 | 0 | 0 | 0 | 0 | 0 | 0 | 0 | 0 | 0 | 0 | 0 | 0
F4_Commercial_School_Existing_Miscellaneous_Natural Gas_Miscellaneous_E2 | F4 | Commercial | School | Existing | Miscellaneous | Natural Gas | Miscellaneous | E2 | Utility - Cost of Equipment | 0 | 0 | 0 | 0 | 0 | 0 | 0 | 0 | 0 | 0 | 0 | 0 | 0 | 0 | 0 | 0 | 0 | 0 | 0 | 0 | 0 | 0 | 0 | 0 | 0 | 0 | 0 | 0 | 0 | 0 | 0 | 0 | 0
F4_Commercial_School_Existing_Miscellaneous_Natural Gas_Miscellaneous_E3 | F4 | Commercial | School | Existing | Miscellaneous | Natural Gas | Miscellaneous | E3 | Utility - Cost of Equipment | 0 | 0 | 0 | 0 | 0 | 0 | 0 | 0 | 0 | 0 | 0 | 0 | 0 | 0 | 0 | 0 | 0 | 0 | 0 | 0 | 0 | 0 | 0 | 0 | 0 | 0 | 0 | 0 | 0 | 0 | 0 | 0 | 0
F4_Commercial_School_Existing_Miscellaneous_Natural Gas_Miscellaneous_E4 | F4 | Commercial | School | Existing | Miscellaneous | Natural Gas | Miscellaneous | E4 | Utility - Cost of Equipment | 0 | 0 | 0 | 0 | 0 | 0 | 0 | 0 | 0 | 0 | 0 | 0 | 0 | 0 | 0 | 0 | 0 | 0 | 0 | 0 | 0 | 0 | 0 | 0 | 0 | 0 | 0 | 0 | 0 | 0 | 0 | 0 | 0
F4_Commercial_School_Existing_Miscellaneous_Natural Gas_Miscellaneous_E5 | F4 | Commercial | School | Existing | Miscellaneous | Natural Gas | Miscellaneous | E5 | Utility - Cost of Equipment | 0 | 0 | 0 | 0 | 0 | 0 | 0 | 0 | 0 | 0 | 0 | 0 | 0 | 0 | 0 | 0 | 0 | 0 | 0 | 0 | 0 | 0 | 0 | 0 | 0 | 0 | 0 | 0 | 0 | 0 | 0 | 0 | 0
F4_Commercial_School_Existing_Miscellaneous_Natural Gas_Miscellaneous_E6 | F4 | Commercial | School | Existing | Miscellaneous | Natural Gas | Miscellaneous | E6 | Utility - Cost of Equipment | 0 | 0 | 0 | 0 | 0 | 0 | 0 | 0 | 0 | 0 | 0 | 0 | 0 | 0 | 0 | 0 | 0 | 0 | 0 | 0 | 0 | 0 | 0 | 0 | 0 | 0 | 0 | 0 | 0 | 0 | 0 | 0 | 0
F4_Commercial_School_Existing_Miscellaneous_Natural Gas_Miscellaneous_E7 | F4 | Commercial | School | Existing | Miscellaneous | Natural Gas | Miscellaneous | E7 | Utility - Cost of Equipment | 0 | 0 | 0 | 0 | 0 | 0 | 0 | 0 | 0 | 0 | 0 | 0 | 0 | 0 | 0 | 0 | 0 | 0 | 0 | 0 | 0 | 0 | 0 | 0 | 0 | 0 | 0 | 0 | 0 | 0 | 0 | 0 | 0
F4_Commercial_School_Existing_Miscellaneous_Natural Gas_Miscellaneous_E8 | F4 | Commercial | School | Existing | Miscellaneous | Natural Gas | Miscellaneous | E8 | Utility - Cost of Equipment | 0 | 0 | 0 | 0 | 0 | 0 | 0 | 0 | 0 | 0 | 0 | 0 | 0 | 0 | 0 | 0 | 0 | 0 | 0 | 0 | 0 | 0 | 0 | 0 | 0 | 0 | 0 | 0 | 0 | 0 | 0 | 0 | 0
F4_Commercial_School_Existing_Miscellaneous_Natural Gas_Miscellaneous_E9 | F4 | Commercial | School | Existing | Miscellaneous | Natural Gas | Miscellaneous | E9 | Utility - Cost of Equipment | 0 | 0 | 0 | 0 | 0 | 0 | 0 | 0 | 0 | 0 | 0 | 0 | 0 | 0 | 0 | 0 | 0 | 0 | 0 | 0 | 0 | 0 | 0 | 0 | 0 | 0 | 0 | 0 | 0 | 0 | 0 | 0 | 0
F4_Commercial_School_Existing_Miscellaneous_Natural Gas_Miscellaneous_E10 | F4 | Commercial | School | Existing | Miscellaneous | Natural Gas | Miscellaneous | E10 | Utility - Cost of Equipment | 0 | 0 | 0 | 0 | 0 | 0 | 0 | 0 | 0 | 0 | 0 | 0 | 0 | 0 | 0 | 0 | 0 | 0 | 0 | 0 | 0 | 0 | 0 | 0 | 0 | 0 | 0 | 0 | 0 | 0 | 0 | 0 | 0
F5_Commercial_School_Existing_Miscellaneous_Natural Gas_Miscellaneous_E1 | F5 | Commercial | School | Existing | Miscellaneous | Natural Gas | Miscellaneous | E1 | Utility - Cost of Operation | 0.0022295 | 0.0022295 | 0.0022295 | 0.0022295 | 0.0022295 | 0.0022295 | 0.0022295 | 0.0022295 | 0.0022295 | 0.0022295 | 0.0022295 | 0.0022295 | 0.0022295 | 0.0022295 | 0.0022295 | 0.0022295 | 0.0022295 | 0.0022295 | 0.0022295 | 0.0022295 | 0.0022295 | 0.0022295 | 0.0022295 | 0.0022295 | 0.0022295 | 0.0022295 | 0.0022295 | 0.0022295 | 0.0022295 | 0.0022295 | 0.0022295 | 0.0022295 | 0.0022295
F5_Commercial_School_Existing_Miscellaneous_Natural Gas_Miscellaneous_E2 | F5 | Commercial | School | Existing | Miscellaneous | Natural Gas | Miscellaneous | E2 | Utility - Cost of Operation | 0 | 0 | 0 | 0 | 0 | 0 | 0 | 0 | 0 | 0 | 0 | 0 | 0 | 0 | 0 | 0 | 0 | 0 | 0 | 0 | 0 | 0 | 0 | 0 | 0 | 0 | 0 | 0 | 0 | 0 | 0 | 0 | 0
F5_Commercial_School_Existing_Miscellaneous_Natural Gas_Miscellaneous_E3 | F5 | Commercial | School | Existing | Miscellaneous | Natural Gas | Miscellaneous | E3 | Utility - Cost of Operation | 0 | 0 | 0 | 0 | 0 | 0 | 0 | 0 | 0 | 0 | 0 | 0 | 0 | 0 | 0 | 0 | 0 | 0 | 0 | 0 | 0 | 0 | 0 | 0 | 0 | 0 | 0 | 0 | 0 | 0 | 0 | 0 | 0
F5_Commercial_School_Existing_Miscellaneous_Natural Gas_Miscellaneous_E4 | F5 | Commercial | School | Existing | Miscellaneous | Natural Gas | Miscellaneous | E4 | Utility - Cost of Operation | 0 | 0 | 0 | 0 | 0 | 0 | 0 | 0 | 0 | 0 | 0 | 0 | 0 | 0 | 0 | 0 | 0 | 0 | 0 | 0 | 0 | 0 | 0 | 0 | 0 | 0 | 0 | 0 | 0 | 0 | 0 | 0 | 0
F5_Commercial_School_Existing_Miscellaneous_Natural Gas_Miscellaneous_E5 | F5 | Commercial | School | Existing | Miscellaneous | Natural Gas | Miscellaneous | E5 | Utility - Cost of Operation | 0 | 0 | 0 | 0 | 0 | 0 | 0 | 0 | 0 | 0 | 0 | 0 | 0 | 0 | 0 | 0 | 0 | 0 | 0 | 0 | 0 | 0 | 0 | 0 | 0 | 0 | 0 | 0 | 0 | 0 | 0 | 0 | 0
F5_Commercial_School_Existing_Miscellaneous_Natural Gas_Miscellaneous_E6 | F5 | Commercial | School | Existing | Miscellaneous | Natural Gas | Miscellaneous | E6 | Utility - Cost of Operation | 0 | 0 | 0 | 0 | 0 | 0 | 0 | 0 | 0 | 0 | 0 | 0 | 0 | 0 | 0 | 0 | 0 | 0 | 0 | 0 | 0 | 0 | 0 | 0 | 0 | 0 | 0 | 0 | 0 | 0 | 0 | 0 | 0
F5_Commercial_School_Existing_Miscellaneous_Natural Gas_Miscellaneous_E7 | F5 | Commercial | School | Existing | Miscellaneous | Natural Gas | Miscellaneous | E7 | Utility - Cost of Operation | 0 | 0 | 0 | 0 | 0 | 0 | 0 | 0 | 0 | 0 | 0 | 0 | 0 | 0 | 0 | 0 | 0 | 0 | 0 | 0 | 0 | 0 | 0 | 0 | 0 | 0 | 0 | 0 | 0 | 0 | 0 | 0 | 0
F5_Commercial_School_Existing_Miscellaneous_Natural Gas_Miscellaneous_E8 | F5 | Commercial | School | Existing | Miscellaneous | Natural Gas | Miscellaneous | E8 | Utility - Cost of Operation | 0 | 0 | 0 | 0 | 0 | 0 | 0 | 0 | 0 | 0 | 0 | 0 | 0 | 0 | 0 | 0 | 0 | 0 | 0 | 0 | 0 | 0 | 0 | 0 | 0 | 0 | 0 | 0 | 0 | 0 | 0 | 0 | 0
F5_Commercial_School_Existing_Miscellaneous_Natural Gas_Miscellaneous_E9 | F5 | Commercial | School | Existing | Miscellaneous | Natural Gas | Miscellaneous | E9 | Utility - Cost of Operation | 0 | 0 | 0 | 0 | 0 | 0 | 0 | 0 | 0 | 0 | 0 | 0 | 0 | 0 | 0 | 0 | 0 | 0 | 0 | 0 | 0 | 0 | 0 | 0 | 0 | 0 | 0 | 0 | 0 | 0 | 0 | 0 | 0
F5_Commercial_School_Existing_Miscellaneous_Natural Gas_Miscellaneous_E10 | F5 | Commercial | School | Existing | Miscellaneous | Natural Gas | Miscellaneous | E10 | Utility - Cost of Operation | 0 | 0 | 0 | 0 | 0 | 0 | 0 | 0 | 0 | 0 | 0 | 0 | 0 | 0 | 0 | 0 | 0 | 0 | 0 | 0 | 0 | 0 | 0 | 0 | 0 | 0 | 0 | 0 | 0 | 0 | 0 | 0 | 0
F6_Commercial_School_Existing_Miscellaneous_Natural Gas_Miscellaneous_E1 | F6 | Commercial | School | Existing | Miscellaneous | Natural Gas | Miscellaneous | E1 | Utility - Value of Sales | 0.0093446 | 0.0093446 | 0.0093446 | 0.0093446 | 0.0093446 | 0.0093446 | 0.0093446 | 0.0093446 | 0.0093446 | 0.0093446 | 0.0093446 | 0.0093446 | 0.0093446 | 0.0093446 | 0.0093446 | 0.0093446 | 0.0093446 | 0.0093446 | 0.0093446 | 0.0093446 | 0.0093446 | 0.0093446 | 0.0093446 | 0.0093446 | 0.0093446 | 0.0093446 | 0.0093446 | 0.0093446 | 0.0093446 | 0.0093446 | 0.0093446 | 0.0093446 | 0.0093446
F6_Commercial_School_Existing_Miscellaneous_Natural Gas_Miscellaneous_E2 | F6 | Commercial | School | Existing | Miscellaneous | Natural Gas | Miscellaneous | E2 | Utility - Value of Sales | 0 | 0 | 0 | 0 | 0 | 0 | 0 | 0 | 0 | 0 | 0 | 0 | 0 | 0 | 0 | 0 | 0 | 0 | 0 | 0 | 0 | 0 | 0 | 0 | 0 | 0 | 0 | 0 | 0 | 0 | 0 | 0 | 0
F6_Commercial_School_Existing_Miscellaneous_Natural Gas_Miscellaneous_E3 | F6 | Commercial | School | Existing | Miscellaneous | Natural Gas | Miscellaneous | E3 | Utility - Value of Sales | 0 | 0 | 0 | 0 | 0 | 0 | 0 | 0 | 0 | 0 | 0 | 0 | 0 | 0 | 0 | 0 | 0 | 0 | 0 | 0 | 0 | 0 | 0 | 0 | 0 | 0 | 0 | 0 | 0 | 0 | 0 | 0 | 0
F6_Commercial_School_Existing_Miscellaneous_Natural Gas_Miscellaneous_E4 | F6 | Commercial | School | Existing | Miscellaneous | Natural Gas | Miscellaneous | E4 | Utility - Value of Sales | 0 | 0 | 0 | 0 | 0 | 0 | 0 | 0 | 0 | 0 | 0 | 0 | 0 | 0 | 0 | 0 | 0 | 0 | 0 | 0 | 0 | 0 | 0 | 0 | 0 | 0 | 0 | 0 | 0 | 0 | 0 | 0 | 0
F6_Commercial_School_Existing_Miscellaneous_Natural Gas_Miscellaneous_E5 | F6 | Commercial | School | Existing | Miscellaneous | Natural Gas | Miscellaneous | E5 | Utility - Value of Sales | 0 | 0 | 0 | 0 | 0 | 0 | 0 | 0 | 0 | 0 | 0 | 0 | 0 | 0 | 0 | 0 | 0 | 0 | 0 | 0 | 0 | 0 | 0 | 0 | 0 | 0 | 0 | 0 | 0 | 0 | 0 | 0 | 0
F6_Commercial_School_Existing_Miscellaneous_Natural Gas_Miscellaneous_E6 | F6 | Commercial | School | Existing | Miscellaneous | Natural Gas | Miscellaneous | E6 | Utility - Value of Sales | 0 | 0 | 0 | 0 | 0 | 0 | 0 | 0 | 0 | 0 | 0 | 0 | 0 | 0 | 0 | 0 | 0 | 0 | 0 | 0 | 0 | 0 | 0 | 0 | 0 | 0 | 0 | 0 | 0 | 0 | 0 | 0 | 0
F6_Commercial_School_Existing_Miscellaneous_Natural Gas_Miscellaneous_E7 | F6 | Commercial | School | Existing | Miscellaneous | Natural Gas | Miscellaneous | E7 | Utility - Value of Sales | 0 | 0 | 0 | 0 | 0 | 0 | 0 | 0 | 0 | 0 | 0 | 0 | 0 | 0 | 0 | 0 | 0 | 0 | 0 | 0 | 0 | 0 | 0 | 0 | 0 | 0 | 0 | 0 | 0 | 0 | 0 | 0 | 0
F6_Commercial_School_Existing_Miscellaneous_Natural Gas_Miscellaneous_E8 | F6 | Commercial | School | Existing | Miscellaneous | Natural Gas | Miscellaneous | E8 | Utility - Value of Sales | 0 | 0 | 0 | 0 | 0 | 0 | 0 | 0 | 0 | 0 | 0 | 0 | 0 | 0 | 0 | 0 | 0 | 0 | 0 | 0 | 0 | 0 | 0 | 0 | 0 | 0 | 0 | 0 | 0 | 0 | 0 | 0 | 0
F6_Commercial_School_Existing_Miscellaneous_Natural Gas_Miscellaneous_E9 | F6 | Commercial | School | Existing | Miscellaneous | Natural Gas | Miscellaneous | E9 | Utility - Value of Sales | 0 | 0 | 0 | 0 | 0 | 0 | 0 | 0 | 0 | 0 | 0 | 0 | 0 | 0 | 0 | 0 | 0 | 0 | 0 | 0 | 0 | 0 | 0 | 0 | 0 | 0 | 0 | 0 | 0 | 0 | 0 | 0 | 0
F6_Commercial_School_Existing_Miscellaneous_Natural Gas_Miscellaneous_E10 | F6 | Commercial | School | Existing | Miscellaneous | Natural Gas | Miscellaneous | E10 | Utility - Value of Sales | 0 | 0 | 0 | 0 | 0 | 0 | 0 | 0 | 0 | 0 | 0 | 0 | 0 | 0 | 0 | 0 | 0 | 0 | 0 | 0 | 0 | 0 | 0 | 0 | 0 | 0 | 0 | 0 | 0 | 0 | 0 | 0 | 0
F1_Commercial_School_New_Space Heating_Natural Gas_Furnace_E1 | F1 | Commercial | School | New | Space Heating | Natural Gas | Furnace | E1 | RVT - Cost of Equipment | 0.47414 | 0.47457 | 0.47503 | 0.47571 | 0.4767 | 0.47819 | 0.47923 | 0.48004 | 0.48094 | 0.48177 | 0.48234 | 0.48269 | 0.48301 | 0.48329 | 0.48366 | 0.48381 | 0.48408 | 0.48458 | 0.4851 | 0.48572 | 0.48644 | 0.48705 | 0.48753 | 0.48789 | 0.48813 | 0.4882 | 0.48807 | 0.48781 | 0.4876 | 0.4875 | 0.48757 | 0.4876 | 0.4876
F1_Commercial_School_New_Space Heating_Natural Gas_Furnace_E2 | F1 | Commercial | School | New | Space Heating | Natural Gas | Furnace | E2 | RVT - Cost of Equipment | 0.42148 | 0.42186 | 0.42227 | 0.42288 | 0.42375 | 0.42508 | 0.426 | 0.42672 | 0.42752 | 0.42826 | 0.42877 | 0.42908 | 0.42936 | 0.42961 | 0.42994 | 0.43008 | 0.43031 | 0.43076 | 0.43122 | 0.43177 | 0.43242 | 0.43296 | 0.43338 | 0.4337 | 0.43391 | 0.43397 | 0.43386 | 0.43363 | 0.43344 | 0.43335 | 0.43342 | 0.43344 | 0.43344
F1_Commercial_School_New_Space Heating_Natural Gas_Furnace_E3 | F1 | Commercial | School | New | Space Heating | Natural Gas | Furnace | E3 | RVT - Cost of Equipment | 0.39512 | 0.39547 | 0.39586 | 0.39643 | 0.39725 | 0.39849 | 0.39936 | 0.40003 | 0.40078 | 0.40147 | 0.40195 | 0.40224 | 0.4025 | 0.40274 | 0.40305 | 0.40318 | 0.4034 | 0.40381 | 0.40425 | 0.40476 | 0.40537 | 0.40588 | 0.40627 | 0.40657 | 0.40677 | 0.40683 | 0.40672 | 0.40651 | 0.40633 | 0.40625 | 0.40631 | 0.40633 | 0.40633
F1_Commercial_School_New_Space Heating_Natural Gas_Furnace_E4 | F1 | Commercial | School | New | Space Heating | Natural Gas | Furnace | E4 | RVT - Cost of Equipment | 0.39226 | 0.3926 | 0.39297 | 0.39355 | 0.39443 | 0.39585 | 0.39677 | 0.39744 | 0.39822 | 0.39896 | 0.39945 | 0.39975 | 0.40005 | 0.40036 | 0.40078 | 0.40097 | 0.40129 | 0.40187 | 0.40245 | 0.40312 | 0.40391 | 0.40457 | 0.40508 | 0.40548 | 0.40574 | 0.40581 | 0.40567 | 0.40539 | 0.40516 | 0.40505 | 0.40513 | 0.40516 | 0.40516
F1_Commercial_School_New_Space Heating_Natural Gas_Furnace_E5 | F1 | Commercial | School | New | Space Heating | Natural Gas | Furnace | E5 | RVT - Cost of Equipment | 0 | 0 | 0 | 0 | 0 | 0 | 0 | 0 | 0 | 0 | 0 | 0 | 0 | 0 | 0 | 0 | 0 | 0 | 0 | 0 | 0 | 0 | 0 | 0 | 0 | 0 | 0 | 0 | 0 | 0 | 0 | 0 | 0
F1_Commercial_School_New_Space Heating_Natural Gas_Furnace_E6 | F1 | Commercial | School | New | Space Heating | Natural Gas | Furnace | E6 | RVT - Cost of Equipment | 0 | 0 | 0 | 0 | 0 | 0 | 0 | 0 | 0 | 0 | 0 | 0 | 0 | 0 | 0 | 0 | 0 | 0 | 0 | 0 | 0 | 0 | 0 | 0 | 0 | 0 | 0 | 0 | 0 | 0 | 0 | 0 | 0
F1_Commercial_School_New_Space Heating_Natural Gas_Furnace_E7 | F1 | Commercial | School | New | Space Heating | Natural Gas | Furnace | E7 | RVT - Cost of Equipment | 0 | 0 | 0 | 0 | 0 | 0 | 0 | 0 | 0 | 0 | 0 | 0 | 0 | 0 | 0 | 0 | 0 | 0 | 0 | 0 | 0 | 0 | 0 | 0 | 0 | 0 | 0 | 0 | 0 | 0 | 0 | 0 | 0
F1_Commercial_School_New_Space Heating_Natural Gas_Furnace_E8 | F1 | Commercial | School | New | Space Heating | Natural Gas | Furnace | E8 | RVT - Cost of Equipment | 0 | 0 | 0 | 0 | 0 | 0 | 0 | 0 | 0 | 0 | 0 | 0 | 0 | 0 | 0 | 0 | 0 | 0 | 0 | 0 | 0 | 0 | 0 | 0 | 0 | 0 | 0 | 0 | 0 | 0 | 0 | 0 | 0
F1_Commercial_School_New_Space Heating_Natural Gas_Furnace_E9 | F1 | Commercial | School | New | Space Heating | Natural Gas | Furnace | E9 | RVT - Cost of Equipment | 0 | 0 | 0 | 0 | 0 | 0 | 0 | 0 | 0 | 0 | 0 | 0 | 0 | 0 | 0 | 0 | 0 | 0 | 0 | 0 | 0 | 0 | 0 | 0 | 0 | 0 | 0 | 0 | 0 | 0 | 0 | 0 | 0
F1_Commercial_School_New_Space Heating_Natural Gas_Furnace_E10 | F1 | Commercial | School | New | Space Heating | Natural Gas | Furnace | E10 | RVT - Cost of Equipment | 0 | 0 | 0 | 0 | 0 | 0 | 0 | 0 | 0 | 0 | 0 | 0 | 0 | 0 | 0 | 0 | 0 | 0 | 0 | 0 | 0 | 0 | 0 | 0 | 0 | 0 | 0 | 0 | 0 | 0 | 0 | 0 | 0
F2_Commercial_School_New_Space Heating_Natural Gas_Furnace_E1 | F2 | Commercial | School | New | Space Heating | Natural Gas | Furnace | E1 | RVT - Cost of Operation | 0.56806 | 0.56856 | 0.56911 | 0.56994 | 0.57111 | 0.5729 | 0.57415 | 0.57512 | 0.57619 | 0.57719 | 0.57787 | 0.5783 | 0.57867 | 0.57901 | 0.57946 | 0.57964 | 0.57996 | 0.58055 | 0.58119 | 0.58192 | 0.58279 | 0.58352 | 0.58409 | 0.58452 | 0.58481 | 0.58489 | 0.58474 | 0.58442 | 0.58418 | 0.58406 | 0.58414 | 0.58418 | 0.58418
F2_Commercial_School_New_Space Heating_Natural Gas_Furnace_E2 | F2 | Commercial | School | New | Space Heating | Natural Gas | Furnace | E2 | RVT - Cost of Operation | 0.50496 | 0.50541 | 0.5059 | 0.50664 | 0.50768 | 0.50927 | 0.51038 | 0.51124 | 0.5122 | 0.51308 | 0.51369 | 0.51407 | 0.5144 | 0.5147 | 0.5151 | 0.51526 | 0.51554 | 0.51607 | 0.51663 | 0.51729 | 0.51806 | 0.51871 | 0.51922 | 0.5196 | 0.51985 | 0.51993 | 0.51979 | 0.51951 | 0.51929 | 0.51919 | 0.51926 | 0.51929 | 0.51929
F2_Commercial_School_New_Space Heating_Natural Gas_Furnace_E3 | F2 | Commercial | School | New | Space Heating | Natural Gas | Furnace | E3 | RVT - Cost of Operation | 0.47338 | 0.4738 | 0.47426 | 0.47495 | 0.47593 | 0.47742 | 0.47846 | 0.47927 | 0.48016 | 0.48099 | 0.48156 | 0.48191 | 0.48223 | 0.48251 | 0.48288 | 0.48303 | 0.4833 | 0.48379 | 0.48432 | 0.48493 | 0.48566 | 0.48627 | 0.48674 | 0.4871 | 0.48734 | 0.48741 | 0.48728 | 0.48702 | 0.48681 | 0.48671 | 0.48679 | 0.48681 | 0.48681
F2_Commercial_School_New_Space Heating_Natural Gas_Furnace_E4 | F2 | Commercial | School | New | Space Heating | Natural Gas | Furnace | E4 | RVT - Cost of Operation | 0.46996 | 0.47037 | 0.4708 | 0.4715 | 0.47255 | 0.47426 | 0.47536 | 0.47616 | 0.4771 | 0.47798 | 0.47857 | 0.47893 | 0.47929 | 0.47966 | 0.48016 | 0.48039 | 0.48078 | 0.48146 | 0.48216 | 0.48297 | 0.48391 | 0.4847 | 0.48532 | 0.48579 | 0.4861 | 0.48619 | 0.48602 | 0.48568 | 0.48541 | 0.48528 | 0.48538 | 0.48541 | 0.48541
F2_Commercial_School_New_Space Heating_Natural Gas_Furnace_E5 | F2 | Commercial | School | New | Space Heating | Natural Gas | Furnace | E5 | RVT - Cost of Operation | 0 | 0 | 0 | 0 | 0 | 0 | 0 | 0 | 0 | 0 | 0 | 0 | 0 | 0 | 0 | 0 | 0 | 0 | 0 | 0 | 0 | 0 | 0 | 0 | 0 | 0 | 0 | 0 | 0 | 0 | 0 | 0 | 0
F2_Commercial_School_New_Space Heating_Natural Gas_Furnace_E6 | F2 | Commercial | School | New | Space Heating | Natural Gas | Furnace | E6 | RVT - Cost of Operation | 0 | 0 | 0 | 0 | 0 | 0 | 0 | 0 | 0 | 0 | 0 | 0 | 0 | 0 | 0 | 0 | 0 | 0 | 0 | 0 | 0 | 0 | 0 | 0 | 0 | 0 | 0 | 0 | 0 | 0 | 0 | 0 | 0
F2_Commercial_School_New_Space Heating_Natural Gas_Furnace_E7 | F2 | Commercial | School | New | Space Heating | Natural Gas | Furnace | E7 | RVT - Cost of Operation | 0 | 0 | 0 | 0 | 0 | 0 | 0 | 0 | 0 | 0 | 0 | 0 | 0 | 0 | 0 | 0 | 0 | 0 | 0 | 0 | 0 | 0 | 0 | 0 | 0 | 0 | 0 | 0 | 0 | 0 | 0 | 0 | 0
F2_Commercial_School_New_Space Heating_Natural Gas_Furnace_E8 | F2 | Commercial | School | New | Space Heating | Natural Gas | Furnace | E8 | RVT - Cost of Operation | 0 | 0 | 0 | 0 | 0 | 0 | 0 | 0 | 0 | 0 | 0 | 0 | 0 | 0 | 0 | 0 | 0 | 0 | 0 | 0 | 0 | 0 | 0 | 0 | 0 | 0 | 0 | 0 | 0 | 0 | 0 | 0 | 0
F2_Commercial_School_New_Space Heating_Natural Gas_Furnace_E9 | F2 | Commercial | School | New | Space Heating | Natural Gas | Furnace | E9 | RVT - Cost of Operation | 0 | 0 | 0 | 0 | 0 | 0 | 0 | 0 | 0 | 0 | 0 | 0 | 0 | 0 | 0 | 0 | 0 | 0 | 0 | 0 | 0 | 0 | 0 | 0 | 0 | 0 | 0 | 0 | 0 | 0 | 0 | 0 | 0
F2_Commercial_School_New_Space Heating_Natural Gas_Furnace_E10 | F2 | Commercial | School | New | Space Heating | Natural Gas | Furnace | E10 | RVT - Cost of Operation | 0 | 0 | 0 | 0 | 0 | 0 | 0 | 0 | 0 | 0 | 0 | 0 | 0 | 0 | 0 | 0 | 0 | 0 | 0 | 0 | 0 | 0 | 0 | 0 | 0 | 0 | 0 | 0 | 0 | 0 | 0 | 0 | 0
F3_Commercial_School_New_Space Heating_Natural Gas_Furnace_E1 | F3 | Commercial | School | New | Space Heating | Natural Gas | Furnace | E1 | System - kBTUs of Consumption | 0.039593 | 0.039593 | 0.039593 | 0.039593 | 0.039593 | 0.039593 | 0.039593 | 0.039593 | 0.039593 | 0.039593 | 0.039593 | 0.039593 | 0.039593 | 0.039593 | 0.039593 | 0.039593 | 0.039593 | 0.039593 | 0.039593 | 0.039593 | 0.039593 | 0.039593 | 0.039593 | 0.039593 | 0.039593 | 0.039593 | 0.039593 | 0.039593 | 0.039593 | 0.039593 | 0.039593 | 0.039593 | 0.039593
F3_Commercial_School_New_Space Heating_Natural Gas_Furnace_E2 | F3 | Commercial | School | New | Space Heating | Natural Gas | Furnace | E2 | System - kBTUs of Consumption | 0.048174 | 0.048174 | 0.048174 | 0.048174 | 0.048174 | 0.048174 | 0.048174 | 0.048174 | 0.048174 | 0.048174 | 0.048174 | 0.048174 | 0.048174 | 0.048174 | 0.048174 | 0.048174 | 0.048174 | 0.048174 | 0.048174 | 0.048174 | 0.048174 | 0.048174 | 0.048174 | 0.048174 | 0.048174 | 0.048174 | 0.048174 | 0.048174 | 0.048174 | 0.048174 | 0.048174 | 0.048174 | 0.048174
F3_Commercial_School_New_Space Heating_Natural Gas_Furnace_E3 | F3 | Commercial | School | New | Space Heating | Natural Gas | Furnace | E3 | System - kBTUs of Consumption | 0.056754 | 0.056754 | 0.056754 | 0.056754 | 0.056754 | 0.056754 | 0.056754 | 0.056754 | 0.056754 | 0.056754 | 0.056754 | 0.056754 | 0.056754 | 0.056754 | 0.056754 | 0.056754 | 0.056754 | 0.056754 | 0.056754 | 0.056754 | 0.056754 | 0.056754 | 0.056754 | 0.056754 | 0.056754 | 0.056754 | 0.056754 | 0.056754 | 0.056754 | 0.056754 | 0.056754 | 0.056754 | 0.056754
F3_Commercial_School_New_Space Heating_Natural Gas_Furnace_E4 | F3 | Commercial | School | New | Space Heating | Natural Gas | Furnace | E4 | System - kBTUs of Consumption | 1.1222 | 1.1222 | 1.1222 | 1.1222 | 1.1222 | 1.1222 | 1.1222 | 1.1222 | 1.1222 | 1.1222 | 1.1222 | 1.1222 | 1.1222 | 1.1222 | 1.1222 | 1.1222 | 1.1222 | 1.1222 | 1.1222 | 1.1222 | 1.1222 | 1.1222 | 1.1222 | 1.1222 | 1.1222 | 1.1222 | 1.1222 | 1.1222 | 1.1222 | 1.1222 | 1.1222 | 1.1222 | 1.1222
F3_Commercial_School_New_Space Heating_Natural Gas_Furnace_E5 | F3 | Commercial | School | New | Space Heating | Natural Gas | Furnace | E5 | System - kBTUs of Consumption | 0 | 0 | 0 | 0 | 0 | 0 | 0 | 0 | 0 | 0 | 0 | 0 | 0 | 0 | 0 | 0 | 0 | 0 | 0 | 0 | 0 | 0 | 0 | 0 | 0 | 0 | 0 | 0 | 0 | 0 | 0 | 0 | 0
F3_Commercial_School_New_Space Heating_Natural Gas_Furnace_E6 | F3 | Commercial | School | New | Space Heating | Natural Gas | Furnace | E6 | System - kBTUs of Consumption | 0 | 0 | 0 | 0 | 0 | 0 | 0 | 0 | 0 | 0 | 0 | 0 | 0 | 0 | 0 | 0 | 0 | 0 | 0 | 0 | 0 | 0 | 0 | 0 | 0 | 0 | 0 | 0 | 0 | 0 | 0 | 0 | 0
F3_Commercial_School_New_Space Heating_Natural Gas_Furnace_E7 | F3 | Commercial | School | New | Space Heating | Natural Gas | Furnace | E7 | System - kBTUs of Consumption | 0 | 0 | 0 | 0 | 0 | 0 | 0 | 0 | 0 | 0 | 0 | 0 | 0 | 0 | 0 | 0 | 0 | 0 | 0 | 0 | 0 | 0 | 0 | 0 | 0 | 0 | 0 | 0 | 0 | 0 | 0 | 0 | 0
F3_Commercial_School_New_Space Heating_Natural Gas_Furnace_E8 | F3 | Commercial | School | New | Space Heating | Natural Gas | Furnace | E8 | System - kBTUs of Consumption | 0 | 0 | 0 | 0 | 0 | 0 | 0 | 0 | 0 | 0 | 0 | 0 | 0 | 0 | 0 | 0 | 0 | 0 | 0 | 0 | 0 | 0 | 0 | 0 | 0 | 0 | 0 | 0 | 0 | 0 | 0 | 0 | 0
F3_Commercial_School_New_Space Heating_Natural Gas_Furnace_E9 | F3 | Commercial | School | New | Space Heating | Natural Gas | Furnace | E9 | System - kBTUs of Consumption | 0 | 0 | 0 | 0 | 0 | 0 | 0 | 0 | 0 | 0 | 0 | 0 | 0 | 0 | 0 | 0 | 0 | 0 | 0 | 0 | 0 | 0 | 0 | 0 | 0 | 0 | 0 | 0 | 0 | 0 | 0 | 0 | 0
F3_Commercial_School_New_Space Heating_Natural Gas_Furnace_E10 | F3 | Commercial | School | New | Space Heating | Natural Gas | Furnace | E10 | System - kBTUs of Consumption | 0 | 0 | 0 | 0 | 0 | 0 | 0 | 0 | 0 | 0 | 0 | 0 | 0 | 0 | 0 | 0 | 0 | 0 | 0 | 0 | 0 | 0 | 0 | 0 | 0 | 0 | 0 | 0 | 0 | 0 | 0 | 0 | 0
F4_Commercial_School_New_Space Heating_Natural Gas_Furnace_E1 | F4 | Commercial | School | New | Space Heating | Natural Gas | Furnace | E1 | Utility - Cost of Equipment | 0.56806 | 0.56856 | 0.56911 | 0.56994 | 0.57111 | 0.5729 | 0.57415 | 0.57512 | 0.57619 | 0.57719 | 0.57787 | 0.5783 | 0.57867 | 0.57901 | 0.57946 | 0.57964 | 0.57996 | 0.58055 | 0.58119 | 0.58192 | 0.58279 | 0.58352 | 0.58409 | 0.58452 | 0.58481 | 0.58489 | 0.58474 | 0.58442 | 0.58418 | 0.58406 | 0.58414 | 0.58418 | 0.58418
F4_Commercial_School_New_Space Heating_Natural Gas_Furnace_E2 | F4 | Commercial | School | New | Space Heating | Natural Gas | Furnace | E2 | Utility - Cost of Equipment | 0.50496 | 0.50541 | 0.5059 | 0.50664 | 0.50768 | 0.50927 | 0.51038 | 0.51124 | 0.5122 | 0.51308 | 0.51369 | 0.51407 | 0.5144 | 0.5147 | 0.5151 | 0.51526 | 0.51554 | 0.51607 | 0.51663 | 0.51729 | 0.51806 | 0.51871 | 0.51922 | 0.5196 | 0.51985 | 0.51993 | 0.51979 | 0.51951 | 0.51929 | 0.51919 | 0.51926 | 0.51929 | 0.51929
F4_Commercial_School_New_Space Heating_Natural Gas_Furnace_E3 | F4 | Commercial | School | New | Space Heating | Natural Gas | Furnace | E3 | Utility - Cost of Equipment | 0.47338 | 0.4738 | 0.47426 | 0.47495 | 0.47593 | 0.47742 | 0.47846 | 0.47927 | 0.48016 | 0.48099 | 0.48156 | 0.48191 | 0.48223 | 0.48251 | 0.48288 | 0.48303 | 0.4833 | 0.48379 | 0.48432 | 0.48493 | 0.48566 | 0.48627 | 0.48674 | 0.4871 | 0.48734 | 0.48741 | 0.48728 | 0.48702 | 0.48681 | 0.48671 | 0.48679 | 0.48681 | 0.48681
F4_Commercial_School_New_Space Heating_Natural Gas_Furnace_E4 | F4 | Commercial | School | New | Space Heating | Natural Gas | Furnace | E4 | Utility - Cost of Equipment | 0.46996 | 0.47037 | 0.4708 | 0.4715 | 0.47255 | 0.47426 | 0.47536 | 0.47616 | 0.4771 | 0.47798 | 0.47857 | 0.47893 | 0.47929 | 0.47966 | 0.48016 | 0.48039 | 0.48078 | 0.48146 | 0.48216 | 0.48297 | 0.48391 | 0.4847 | 0.48532 | 0.48579 | 0.4861 | 0.48619 | 0.48602 | 0.48568 | 0.48541 | 0.48528 | 0.48538 | 0.48541 | 0.48541
F4_Commercial_School_New_Space Heating_Natural Gas_Furnace_E5 | F4 | Commercial | School | New | Space Heating | Natural Gas | Furnace | E5 | Utility - Cost of Equipment | 0 | 0 | 0 | 0 | 0 | 0 | 0 | 0 | 0 | 0 | 0 | 0 | 0 | 0 | 0 | 0 | 0 | 0 | 0 | 0 | 0 | 0 | 0 | 0 | 0 | 0 | 0 | 0 | 0 | 0 | 0 | 0 | 0
F4_Commercial_School_New_Space Heating_Natural Gas_Furnace_E6 | F4 | Commercial | School | New | Space Heating | Natural Gas | Furnace | E6 | Utility - Cost of Equipment | 0 | 0 | 0 | 0 | 0 | 0 | 0 | 0 | 0 | 0 | 0 | 0 | 0 | 0 | 0 | 0 | 0 | 0 | 0 | 0 | 0 | 0 | 0 | 0 | 0 | 0 | 0 | 0 | 0 | 0 | 0 | 0 | 0
F4_Commercial_School_New_Space Heating_Natural Gas_Furnace_E7 | F4 | Commercial | School | New | Space Heating | Natural Gas | Furnace | E7 | Utility - Cost of Equipment | 0 | 0 | 0 | 0 | 0 | 0 | 0 | 0 | 0 | 0 | 0 | 0 | 0 | 0 | 0 | 0 | 0 | 0 | 0 | 0 | 0 | 0 | 0 | 0 | 0 | 0 | 0 | 0 | 0 | 0 | 0 | 0 | 0
F4_Commercial_School_New_Space Heating_Natural Gas_Furnace_E8 | F4 | Commercial | School | New | Space Heating | Natural Gas | Furnace | E8 | Utility - Cost of Equipment | 0 | 0 | 0 | 0 | 0 | 0 | 0 | 0 | 0 | 0 | 0 | 0 | 0 | 0 | 0 | 0 | 0 | 0 | 0 | 0 | 0 | 0 | 0 | 0 | 0 | 0 | 0 | 0 | 0 | 0 | 0 | 0 | 0
F4_Commercial_School_New_Space Heating_Natural Gas_Furnace_E9 | F4 | Commercial | School | New | Space Heating | Natural Gas | Furnace | E9 | Utility - Cost of Equipment | 0 | 0 | 0 | 0 | 0 | 0 | 0 | 0 | 0 | 0 | 0 | 0 | 0 | 0 | 0 | 0 | 0 | 0 | 0 | 0 | 0 | 0 | 0 | 0 | 0 | 0 | 0 | 0 | 0 | 0 | 0 | 0 | 0
F4_Commercial_School_New_Space Heating_Natural Gas_Furnace_E10 | F4 | Commercial | School | New | Space Heating | Natural Gas | Furnace | E10 | Utility - Cost of Equipment | 0 | 0 | 0 | 0 | 0 | 0 | 0 | 0 | 0 | 0 | 0 | 0 | 0 | 0 | 0 | 0 | 0 | 0 | 0 | 0 | 0 | 0 | 0 | 0 | 0 | 0 | 0 | 0 | 0 | 0 | 0 | 0 | 0
F5_Commercial_School_New_Space Heating_Natural Gas_Furnace_E1 | F5 | Commercial | School | New | Space Heating | Natural Gas | Furnace | E1 | Utility - Cost of Operation | 0.039593 | 0.039593 | 0.039593 | 0.039593 | 0.039593 | 0.039593 | 0.039593 | 0.039593 | 0.039593 | 0.039593 | 0.039593 | 0.039593 | 0.039593 | 0.039593 | 0.039593 | 0.039593 | 0.039593 | 0.039593 | 0.039593 | 0.039593 | 0.039593 | 0.039593 | 0.039593 | 0.039593 | 0.039593 | 0.039593 | 0.039593 | 0.039593 | 0.039593 | 0.039593 | 0.039593 | 0.039593 | 0.039593
F5_Commercial_School_New_Space Heating_Natural Gas_Furnace_E2 | F5 | Commercial | School | New | Space Heating | Natural Gas | Furnace | E2 | Utility - Cost of Operation | 0.048174 | 0.048174 | 0.048174 | 0.048174 | 0.048174 | 0.048174 | 0.048174 | 0.048174 | 0.048174 | 0.048174 | 0.048174 | 0.048174 | 0.048174 | 0.048174 | 0.048174 | 0.048174 | 0.048174 | 0.048174 | 0.048174 | 0.048174 | 0.048174 | 0.048174 | 0.048174 | 0.048174 | 0.048174 | 0.048174 | 0.048174 | 0.048174 | 0.048174 | 0.048174 | 0.048174 | 0.048174 | 0.048174
F5_Commercial_School_New_Space Heating_Natural Gas_Furnace_E3 | F5 | Commercial | School | New | Space Heating | Natural Gas | Furnace | E3 | Utility - Cost of Operation | 0.056754 | 0.056754 | 0.056754 | 0.056754 | 0.056754 | 0.056754 | 0.056754 | 0.056754 | 0.056754 | 0.056754 | 0.056754 | 0.056754 | 0.056754 | 0.056754 | 0.056754 | 0.056754 | 0.056754 | 0.056754 | 0.056754 | 0.056754 | 0.056754 | 0.056754 | 0.056754 | 0.056754 | 0.056754 | 0.056754 | 0.056754 | 0.056754 | 0.056754 | 0.056754 | 0.056754 | 0.056754 | 0.056754
F5_Commercial_School_New_Space Heating_Natural Gas_Furnace_E4 | F5 | Commercial | School | New | Space Heating | Natural Gas | Furnace | E4 | Utility - Cost of Operation | 1.1222 | 1.1222 | 1.1222 | 1.1222 | 1.1222 | 1.1222 | 1.1222 | 1.1222 | 1.1222 | 1.1222 | 1.1222 | 1.1222 | 1.1222 | 1.1222 | 1.1222 | 1.1222 | 1.1222 | 1.1222 | 1.1222 | 1.1222 | 1.1222 | 1.1222 | 1.1222 | 1.1222 | 1.1222 | 1.1222 | 1.1222 | 1.1222 | 1.1222 | 1.1222 | 1.1222 | 1.1222 | 1.1222
F5_Commercial_School_New_Space Heating_Natural Gas_Furnace_E5 | F5 | Commercial | School | New | Space Heating | Natural Gas | Furnace | E5 | Utility - Cost of Operation | 0 | 0 | 0 | 0 | 0 | 0 | 0 | 0 | 0 | 0 | 0 | 0 | 0 | 0 | 0 | 0 | 0 | 0 | 0 | 0 | 0 | 0 | 0 | 0 | 0 | 0 | 0 | 0 | 0 | 0 | 0 | 0 | 0
F5_Commercial_School_New_Space Heating_Natural Gas_Furnace_E6 | F5 | Commercial | School | New | Space Heating | Natural Gas | Furnace | E6 | Utility - Cost of Operation | 0 | 0 | 0 | 0 | 0 | 0 | 0 | 0 | 0 | 0 | 0 | 0 | 0 | 0 | 0 | 0 | 0 | 0 | 0 | 0 | 0 | 0 | 0 | 0 | 0 | 0 | 0 | 0 | 0 | 0 | 0 | 0 | 0
F5_Commercial_School_New_Space Heating_Natural Gas_Furnace_E7 | F5 | Commercial | School | New | Space Heating | Natural Gas | Furnace | E7 | Utility - Cost of Operation | 0 | 0 | 0 | 0 | 0 | 0 | 0 | 0 | 0 | 0 | 0 | 0 | 0 | 0 | 0 | 0 | 0 | 0 | 0 | 0 | 0 | 0 | 0 | 0 | 0 | 0 | 0 | 0 | 0 | 0 | 0 | 0 | 0
F5_Commercial_School_New_Space Heating_Natural Gas_Furnace_E8 | F5 | Commercial | School | New | Space Heating | Natural Gas | Furnace | E8 | Utility - Cost of Operation | 0 | 0 | 0 | 0 | 0 | 0 | 0 | 0 | 0 | 0 | 0 | 0 | 0 | 0 | 0 | 0 | 0 | 0 | 0 | 0 | 0 | 0 | 0 | 0 | 0 | 0 | 0 | 0 | 0 | 0 | 0 | 0 | 0
F5_Commercial_School_New_Space Heating_Natural Gas_Furnace_E9 | F5 | Commercial | School | New | Space Heating | Natural Gas | Furnace | E9 | Utility - Cost of Operation | 0 | 0 | 0 | 0 | 0 | 0 | 0 | 0 | 0 | 0 | 0 | 0 | 0 | 0 | 0 | 0 | 0 | 0 | 0 | 0 | 0 | 0 | 0 | 0 | 0 | 0 | 0 | 0 | 0 | 0 | 0 | 0 | 0
F5_Commercial_School_New_Space Heating_Natural Gas_Furnace_E10 | F5 | Commercial | School | New | Space Heating | Natural Gas | Furnace | E10 | Utility - Cost of Operation | 0 | 0 | 0 | 0 | 0 | 0 | 0 | 0 | 0 | 0 | 0 | 0 | 0 | 0 | 0 | 0 | 0 | 0 | 0 | 0 | 0 | 0 | 0 | 0 | 0 | 0 | 0 | 0 | 0 | 0 | 0 | 0 | 0
F6_Commercial_School_New_Space Heating_Natural Gas_Furnace_E1 | F6 | Commercial | School | New | Space Heating | Natural Gas | Furnace | E1 | Utility - Value of Sales | 0.24982 | 0.24848 | 0.24709 | 0.24569 | 0.24429 | 0.24291 | 0.24154 | 0.24019 | 0.23886 | 0.23756 | 0.23629 | 0.23506 | 0.23388 | 0.23273 | 0.23164 | 0.23061 | 0.22964 | 0.22873 | 0.22788 | 0.22709 | 0.22636 | 0.22569 | 0.22508 | 0.22453 | 0.22405 | 0.22362 | 0.22326 | 0.22295 | 0.22271 | 0.22253 | 0.22241 | 0.22235 | 0.22235
F6_Commercial_School_New_Space Heating_Natural Gas_Furnace_E2 | F6 | Commercial | School | New | Space Heating | Natural Gas | Furnace | E2 | Utility - Value of Sales | 0.22208 | 0.22089 | 0.21964 | 0.2184 | 0.21716 | 0.21593 | 0.21471 | 0.21351 | 0.21233 | 0.21117 | 0.21005 | 0.20896 | 0.2079 | 0.20689 | 0.20592 | 0.205 | 0.20413 | 0.20332 | 0.20257 | 0.20186 | 0.20122 | 0.20062 | 0.20008 | 0.1996 | 0.19916 | 0.19879 | 0.19846 | 0.19819 | 0.19797 | 0.19781 | 0.1977 | 0.19765 | 0.19765
F6_Commercial_School_New_Space Heating_Natural Gas_Furnace_E3 | F6 | Commercial | School | New | Space Heating | Natural Gas | Furnace | E3 | Utility - Value of Sales | 0.20819 | 0.20707 | 0.20591 | 0.20474 | 0.20358 | 0.20242 | 0.20128 | 0.20016 | 0.19905 | 0.19797 | 0.19691 | 0.19589 | 0.1949 | 0.19395 | 0.19304 | 0.19218 | 0.19137 | 0.19061 | 0.1899 | 0.18924 | 0.18863 | 0.18807 | 0.18757 | 0.18711 | 0.18671 | 0.18635 | 0.18605 | 0.18579 | 0.18559 | 0.18544 | 0.18534 | 0.18529 | 0.18529
F6_Commercial_School_New_Space Heating_Natural Gas_Furnace_E4 | F6 | Commercial | School | New | Space Heating | Natural Gas | Furnace | E4 | Utility - Value of Sales | 0.21278 | 0.2117 | 0.21053 | 0.20936 | 0.2082 | 0.20703 | 0.20587 | 0.2047 | 0.20354 | 0.20237 | 0.20121 | 0.20004 | 0.19888 | 0.19772 | 0.19657 | 0.19545 | 0.19436 | 0.1933 | 0.19228 | 0.19131 | 0.1904 | 0.18956 | 0.18878 | 0.18808 | 0.18746 | 0.18692 | 0.18645 | 0.18606 | 0.18575 | 0.18552 | 0.18536 | 0.18529 | 0.18529
F6_Commercial_School_New_Space Heating_Natural Gas_Furnace_E5 | F6 | Commercial | School | New | Space Heating | Natural Gas | Furnace | E5 | Utility - Value of Sales | 0 | 0 | 0 | 0 | 0 | 0 | 0 | 0 | 0 | 0 | 0 | 0 | 0 | 0 | 0 | 0 | 0 | 0 | 0 | 0 | 0 | 0 | 0 | 0 | 0 | 0 | 0 | 0 | 0 | 0 | 0 | 0 | 0
F6_Commercial_School_New_Space Heating_Natural Gas_Furnace_E6 | F6 | Commercial | School | New | Space Heating | Natural Gas | Furnace | E6 | Utility - Value of Sales | 0 | 0 | 0 | 0 | 0 | 0 | 0 | 0 | 0 | 0 | 0 | 0 | 0 | 0 | 0 | 0 | 0 | 0 | 0 | 0 | 0 | 0 | 0 | 0 | 0 | 0 | 0 | 0 | 0 | 0 | 0 | 0 | 0
F6_Commercial_School_New_Space Heating_Natural Gas_Furnace_E7 | F6 | Commercial | School | New | Space Heating | Natural Gas | Furnace | E7 | Utility - Value of Sales | 0 | 0 | 0 | 0 | 0 | 0 | 0 | 0 | 0 | 0 | 0 | 0 | 0 | 0 | 0 | 0 | 0 | 0 | 0 | 0 | 0 | 0 | 0 | 0 | 0 | 0 | 0 | 0 | 0 | 0 | 0 | 0 | 0
F6_Commercial_School_New_Space Heating_Natural Gas_Furnace_E8 | F6 | Commercial | School | New | Space Heating | Natural Gas | Furnace | E8 | Utility - Value of Sales | 0 | 0 | 0 | 0 | 0 | 0 | 0 | 0 | 0 | 0 | 0 | 0 | 0 | 0 | 0 | 0 | 0 | 0 | 0 | 0 | 0 | 0 | 0 | 0 | 0 | 0 | 0 | 0 | 0 | 0 | 0 | 0 | 0
F6_Commercial_School_New_Space Heating_Natural Gas_Furnace_E9 | F6 | Commercial | School | New | Space Heating | Natural Gas | Furnace | E9 | Utility - Value of Sales | 0 | 0 | 0 | 0 | 0 | 0 | 0 | 0 | 0 | 0 | 0 | 0 | 0 | 0 | 0 | 0 | 0 | 0 | 0 | 0 | 0 | 0 | 0 | 0 | 0 | 0 | 0 | 0 | 0 | 0 | 0 | 0 | 0
F6_Commercial_School_New_Space Heating_Natural Gas_Furnace_E10 | F6 | Commercial | School | New | Space Heating | Natural Gas | Furnace | E10 | Utility - Value of Sales | 0 | 0 | 0 | 0 | 0 | 0 | 0 | 0 | 0 | 0 | 0 | 0 | 0 | 0 | 0 | 0 | 0 | 0 | 0 | 0 | 0 | 0 | 0 | 0 | 0 | 0 | 0 | 0 | 0 | 0 | 0 | 0 | 0
F1_Commercial_School_New_Space Heating_Natural Gas_Boiler_E1 | F1 | Commercial | School | New | Space Heating | Natural Gas | Boiler | E1 | RVT - Cost of Equipment | 1.3685 | 1.3698 | 1.3712 | 1.3733 | 1.3761 | 1.3803 | 1.3832 | 1.3855 | 1.3879 | 1.3902 | 1.3917 | 1.3926 | 1.3935 | 1.3943 | 1.3953 | 1.3957 | 1.3964 | 1.3978 | 1.3993 | 1.401 | 1.403 | 1.4046 | 1.4059 | 1.4069 | 1.4076 | 1.4078 | 1.4074 | 1.4067 | 1.4061 | 1.4059 | 1.4061 | 1.4061 | 1.4061
F1_Commercial_School_New_Space Heating_Natural Gas_Boiler_E2 | F1 | Commercial | School | New | Space Heating | Natural Gas | Boiler | E2 | RVT - Cost of Equipment | 1.288 | 1.2892 | 1.2906 | 1.2925 | 1.2952 | 1.2991 | 1.3019 | 1.304 | 1.3063 | 1.3084 | 1.3098 | 1.3107 | 1.3115 | 1.3123 | 1.3132 | 1.3136 | 1.3143 | 1.3156 | 1.317 | 1.3185 | 1.3204 | 1.322 | 1.3232 | 1.3242 | 1.3248 | 1.325 | 1.3246 | 1.3239 | 1.3234 | 1.3232 | 1.3233 | 1.3234 | 1.3234
F1_Commercial_School_New_Space Heating_Natural Gas_Boiler_E3 | F1 | Commercial | School | New | Space Heating | Natural Gas | Boiler | E3 | RVT - Cost of Equipment | 1.1286 | 1.1297 | 1.1309 | 1.1326 | 1.1349 | 1.1384 | 1.1408 | 1.1427 | 1.1447 | 1.1465 | 1.1478 | 1.1486 | 1.1493 | 1.1499 | 1.1508 | 1.1511 | 1.1517 | 1.1528 | 1.154 | 1.1554 | 1.1571 | 1.1585 | 1.1595 | 1.1603 | 1.1609 | 1.161 | 1.1608 | 1.1602 | 1.1597 | 1.1595 | 1.1596 | 1.1597 | 1.1597
F1_Commercial_School_New_Space Heating_Natural Gas_Boiler_E4 | F1 | Commercial | School | New | Space Heating | Natural Gas | Boiler | E4 | RVT - Cost of Equipment | 0.83282 | 0.83355 | 0.83432 | 0.83556 | 0.83742 | 0.84044 | 0.8424 | 0.84381 | 0.84548 | 0.84704 | 0.84808 | 0.84872 | 0.84937 | 0.85001 | 0.8509 | 0.85131 | 0.852 | 0.85321 | 0.85446 | 0.85588 | 0.85754 | 0.85895 | 0.86004 | 0.86088 | 0.86143 | 0.86159 | 0.8613 | 0.86069 | 0.86021 | 0.85998 | 0.86015 | 0.86021 | 0.86021
F1_Commercial_School_New_Space Heating_Natural Gas_Boiler_E5 | F1 | Commercial | School | New | Space Heating | Natural Gas | Boiler | E5 | RVT - Cost of Equipment | 0 | 0 | 0 | 0 | 0 | 0 | 0 | 0 | 0 | 0 | 0 | 0 | 0 | 0 | 0 | 0 | 0 | 0 | 0 | 0 | 0 | 0 | 0 | 0 | 0 | 0 | 0 | 0 | 0 | 0 | 0 | 0 | 0
F1_Commercial_School_New_Space Heating_Natural Gas_Boiler_E6 | F1 | Commercial | School | New | Space Heating | Natural Gas | Boiler | E6 | RVT - Cost of Equipment | 0 | 0 | 0 | 0 | 0 | 0 | 0 | 0 | 0 | 0 | 0 | 0 | 0 | 0 | 0 | 0 | 0 | 0 | 0 | 0 | 0 | 0 | 0 | 0 | 0 | 0 | 0 | 0 | 0 | 0 | 0 | 0 | 0
F1_Commercial_School_New_Space Heating_Natural Gas_Boiler_E7 | F1 | Commercial | School | New | Space Heating | Natural Gas | Boiler | E7 | RVT - Cost of Equipment | 0 | 0 | 0 | 0 | 0 | 0 | 0 | 0 | 0 | 0 | 0 | 0 | 0 | 0 | 0 | 0 | 0 | 0 | 0 | 0 | 0 | 0 | 0 | 0 | 0 | 0 | 0 | 0 | 0 | 0 | 0 | 0 | 0
F1_Commercial_School_New_Space Heating_Natural Gas_Boiler_E8 | F1 | Commercial | School | New | Space Heating | Natural Gas | Boiler | E8 | RVT - Cost of Equipment | 0 | 0 | 0 | 0 | 0 | 0 | 0 | 0 | 0 | 0 | 0 | 0 | 0 | 0 | 0 | 0 | 0 | 0 | 0 | 0 | 0 | 0 | 0 | 0 | 0 | 0 | 0 | 0 | 0 | 0 | 0 | 0 | 0
F1_Commercial_School_New_Space Heating_Natural Gas_Boiler_E9 | F1 | Commercial | School | New | Space Heating | Natural Gas | Boiler | E9 | RVT - Cost of Equipment | 0 | 0 | 0 | 0 | 0 | 0 | 0 | 0 | 0 | 0 | 0 | 0 | 0 | 0 | 0 | 0 | 0 | 0 | 0 | 0 | 0 | 0 | 0 | 0 | 0 | 0 | 0 | 0 | 0 | 0 | 0 | 0 | 0
F1_Commercial_School_New_Space Heating_Natural Gas_Boiler_E10 | F1 | Commercial | School | New | Space Heating | Natural Gas | Boiler | E10 | RVT - Cost of Equipment | 0 | 0 | 0 | 0 | 0 | 0 | 0 | 0 | 0 | 0 | 0 | 0 | 0 | 0 | 0 | 0 | 0 | 0 | 0 | 0 | 0 | 0 | 0 | 0 | 0 | 0 | 0 | 0 | 0 | 0 | 0 | 0 | 0
F2_Commercial_School_New_Space Heating_Natural Gas_Boiler_E1 | F2 | Commercial | School | New | Space Heating | Natural Gas | Boiler | E1 | RVT - Cost of Operation | 1.6395 | 1.6411 | 1.6428 | 1.6453 | 1.6487 | 1.6537 | 1.6572 | 1.6599 | 1.6628 | 1.6655 | 1.6673 | 1.6685 | 1.6695 | 1.6704 | 1.6717 | 1.6722 | 1.673 | 1.6747 | 1.6764 | 1.6784 | 1.6808 | 1.6828 | 1.6844 | 1.6856 | 1.6864 | 1.6866 | 1.6862 | 1.6853 | 1.6846 | 1.6843 | 1.6845 | 1.6846 | 1.6846
F2_Commercial_School_New_Space Heating_Natural Gas_Boiler_E2 | F2 | Commercial | School | New | Space Heating | Natural Gas | Boiler | E2 | RVT - Cost of Operation | 1.5431 | 1.5446 | 1.5462 | 1.5485 | 1.5517 | 1.5564 | 1.5597 | 1.5623 | 1.565 | 1.5675 | 1.5692 | 1.5703 | 1.5713 | 1.5722 | 1.5733 | 1.5738 | 1.5746 | 1.5762 | 1.5778 | 1.5797 | 1.582 | 1.5838 | 1.5853 | 1.5864 | 1.5872 | 1.5874 | 1.587 | 1.5862 | 1.5855 | 1.5852 | 1.5855 | 1.5855 | 1.5855
F2_Commercial_School_New_Space Heating_Natural Gas_Boiler_E3 | F2 | Commercial | School | New | Space Heating | Natural Gas | Boiler | E3 | RVT - Cost of Operation | 1.3522 | 1.3535 | 1.3549 | 1.3569 | 1.3597 | 1.3639 | 1.3668 | 1.369 | 1.3714 | 1.3736 | 1.3751 | 1.376 | 1.3769 | 1.3777 | 1.3787 | 1.3791 | 1.3798 | 1.3812 | 1.3826 | 1.3843 | 1.3863 | 1.3879 | 1.3892 | 1.3902 | 1.3908 | 1.391 | 1.3907 | 1.3899 | 1.3894 | 1.3891 | 1.3893 | 1.3894 | 1.3894
F2_Commercial_School_New_Space Heating_Natural Gas_Boiler_E4 | F2 | Commercial | School | New | Space Heating | Natural Gas | Boiler | E4 | RVT - Cost of Operation | 0.99777 | 0.99864 | 0.99957 | 1.0011 | 1.0033 | 1.0069 | 1.0092 | 1.0109 | 1.0129 | 1.0148 | 1.0161 | 1.0168 | 1.0176 | 1.0184 | 1.0194 | 1.0199 | 1.0207 | 1.0222 | 1.0237 | 1.0254 | 1.0274 | 1.0291 | 1.0304 | 1.0314 | 1.032 | 1.0322 | 1.0319 | 1.0312 | 1.0306 | 1.0303 | 1.0305 | 1.0306 | 1.0306
F2_Commercial_School_New_Space Heating_Natural Gas_Boiler_E5 | F2 | Commercial | School | New | Space Heating | Natural Gas | Boiler | E5 | RVT - Cost of Operation | 0 | 0 | 0 | 0 | 0 | 0 | 0 | 0 | 0 | 0 | 0 | 0 | 0 | 0 | 0 | 0 | 0 | 0 | 0 | 0 | 0 | 0 | 0 | 0 | 0 | 0 | 0 | 0 | 0 | 0 | 0 | 0 | 0
F2_Commercial_School_New_Space Heating_Natural Gas_Boiler_E6 | F2 | Commercial | School | New | Space Heating | Natural Gas | Boiler | E6 | RVT - Cost of Operation | 0 | 0 | 0 | 0 | 0 | 0 | 0 | 0 | 0 | 0 | 0 | 0 | 0 | 0 | 0 | 0 | 0 | 0 | 0 | 0 | 0 | 0 | 0 | 0 | 0 | 0 | 0 | 0 | 0 | 0 | 0 | 0 | 0
F2_Commercial_School_New_Space Heating_Natural Gas_Boiler_E7 | F2 | Commercial | School | New | Space Heating | Natural Gas | Boiler | E7 | RVT - Cost of Operation | 0 | 0 | 0 | 0 | 0 | 0 | 0 | 0 | 0 | 0 | 0 | 0 | 0 | 0 | 0 | 0 | 0 | 0 | 0 | 0 | 0 | 0 | 0 | 0 | 0 | 0 | 0 | 0 | 0 | 0 | 0 | 0 | 0
F2_Commercial_School_New_Space Heating_Natural Gas_Boiler_E8 | F2 | Commercial | School | New | Space Heating | Natural Gas | Boiler | E8 | RVT - Cost of Operation | 0 | 0 | 0 | 0 | 0 | 0 | 0 | 0 | 0 | 0 | 0 | 0 | 0 | 0 | 0 | 0 | 0 | 0 | 0 | 0 | 0 | 0 | 0 | 0 | 0 | 0 | 0 | 0 | 0 | 0 | 0 | 0 | 0
F2_Commercial_School_New_Space Heating_Natural Gas_Boiler_E9 | F2 | Commercial | School | New | Space Heating | Natural Gas | Boiler | E9 | RVT - Cost of Operation | 0 | 0 | 0 | 0 | 0 | 0 | 0 | 0 | 0 | 0 | 0 | 0 | 0 | 0 | 0 | 0 | 0 | 0 | 0 | 0 | 0 | 0 | 0 | 0 | 0 | 0 | 0 | 0 | 0 | 0 | 0 | 0 | 0
F2_Commercial_School_New_Space Heating_Natural Gas_Boiler_E10 | F2 | Commercial | School | New | Space Heating | Natural Gas | Boiler | E10 | RVT - Cost of Operation | 0 | 0 | 0 | 0 | 0 | 0 | 0 | 0 | 0 | 0 | 0 | 0 | 0 | 0 | 0 | 0 | 0 | 0 | 0 | 0 | 0 | 0 | 0 | 0 | 0 | 0 | 0 | 0 | 0 | 0 | 0 | 0 | 0
F3_Commercial_School_New_Space Heating_Natural Gas_Boiler_E1 | F3 | Commercial | School | New | Space Heating | Natural Gas | Boiler | E1 | System - kBTUs of Consumption | 0.21835 | 0.21835 | 0.21835 | 0.21835 | 0.21835 | 0.21835 | 0.21835 | 0.21835 | 0.21835 | 0.21835 | 0.21835 | 0.21835 | 0.21835 | 0.21835 | 0.21835 | 0.21835 | 0.21835 | 0.21835 | 0.21835 | 0.21835 | 0.21835 | 0.21835 | 0.21835 | 0.21835 | 0.21835 | 0.21835 | 0.21835 | 0.21835 | 0.21835 | 0.21835 | 0.21835 | 0.21835 | 0.21835
F3_Commercial_School_New_Space Heating_Natural Gas_Boiler_E2 | F3 | Commercial | School | New | Space Heating | Natural Gas | Boiler | E2 | System - kBTUs of Consumption | 0.24652 | 0.24652 | 0.24652 | 0.24652 | 0.24652 | 0.24652 | 0.24652 | 0.24652 | 0.24652 | 0.24652 | 0.24652 | 0.24652 | 0.24652 | 0.24652 | 0.24652 | 0.24652 | 0.24652 | 0.24652 | 0.24652 | 0.24652 | 0.24652 | 0.24652 | 0.24652 | 0.24652 | 0.24652 | 0.24652 | 0.24652 | 0.24652 | 0.24652 | 0.24652 | 0.24652 | 0.24652 | 0.24652
F3_Commercial_School_New_Space Heating_Natural Gas_Boiler_E3 | F3 | Commercial | School | New | Space Heating | Natural Gas | Boiler | E3 | System - kBTUs of Consumption | 0.30309 | 0.30309 | 0.30309 | 0.30309 | 0.30309 | 0.30309 | 0.30309 | 0.30309 | 0.30309 | 0.30309 | 0.30309 | 0.30309 | 0.30309 | 0.30309 | 0.30309 | 0.30309 | 0.30309 | 0.30309 | 0.30309 | 0.30309 | 0.30309 | 0.30309 | 0.30309 | 0.30309 | 0.30309 | 0.30309 | 0.30309 | 0.30309 | 0.30309 | 0.30309 | 0.30309 | 0.30309 | 0.30309
F3_Commercial_School_New_Space Heating_Natural Gas_Boiler_E4 | F3 | Commercial | School | New | Space Heating | Natural Gas | Boiler | E4 | System - kBTUs of Consumption | 1.1627 | 1.1627 | 1.1627 | 1.1627 | 1.1627 | 1.1627 | 1.1627 | 1.1627 | 1.1627 | 1.1627 | 1.1627 | 1.1627 | 1.1627 | 1.1627 | 1.1627 | 1.1627 | 1.1627 | 1.1627 | 1.1627 | 1.1627 | 1.1627 | 1.1627 | 1.1627 | 1.1627 | 1.1627 | 1.1627 | 1.1627 | 1.1627 | 1.1627 | 1.1627 | 1.1627 | 1.1627 | 1.1627
F3_Commercial_School_New_Space Heating_Natural Gas_Boiler_E5 | F3 | Commercial | School | New | Space Heating | Natural Gas | Boiler | E5 | System - kBTUs of Consumption | 0 | 0 | 0 | 0 | 0 | 0 | 0 | 0 | 0 | 0 | 0 | 0 | 0 | 0 | 0 | 0 | 0 | 0 | 0 | 0 | 0 | 0 | 0 | 0 | 0 | 0 | 0 | 0 | 0 | 0 | 0 | 0 | 0
F3_Commercial_School_New_Space Heating_Natural Gas_Boiler_E6 | F3 | Commercial | School | New | Space Heating | Natural Gas | Boiler | E6 | System - kBTUs of Consumption | 0 | 0 | 0 | 0 | 0 | 0 | 0 | 0 | 0 | 0 | 0 | 0 | 0 | 0 | 0 | 0 | 0 | 0 | 0 | 0 | 0 | 0 | 0 | 0 | 0 | 0 | 0 | 0 | 0 | 0 | 0 | 0 | 0
F3_Commercial_School_New_Space Heating_Natural Gas_Boiler_E7 | F3 | Commercial | School | New | Space Heating | Natural Gas | Boiler | E7 | System - kBTUs of Consumption | 0 | 0 | 0 | 0 | 0 | 0 | 0 | 0 | 0 | 0 | 0 | 0 | 0 | 0 | 0 | 0 | 0 | 0 | 0 | 0 | 0 | 0 | 0 | 0 | 0 | 0 | 0 | 0 | 0 | 0 | 0 | 0 | 0
F3_Commercial_School_New_Space Heating_Natural Gas_Boiler_E8 | F3 | Commercial | School | New | Space Heating | Natural Gas | Boiler | E8 | System - kBTUs of Consumption | 0 | 0 | 0 | 0 | 0 | 0 | 0 | 0 | 0 | 0 | 0 | 0 | 0 | 0 | 0 | 0 | 0 | 0 | 0 | 0 | 0 | 0 | 0 | 0 | 0 | 0 | 0 | 0 | 0 | 0 | 0 | 0 | 0
F3_Commercial_School_New_Space Heating_Natural Gas_Boiler_E9 | F3 | Commercial | School | New | Space Heating | Natural Gas | Boiler | E9 | System - kBTUs of Consumption | 0 | 0 | 0 | 0 | 0 | 0 | 0 | 0 | 0 | 0 | 0 | 0 | 0 | 0 | 0 | 0 | 0 | 0 | 0 | 0 | 0 | 0 | 0 | 0 | 0 | 0 | 0 | 0 | 0 | 0 | 0 | 0 | 0
F3_Commercial_School_New_Space Heating_Natural Gas_Boiler_E10 | F3 | Commercial | School | New | Space Heating | Natural Gas | Boiler | E10 | System - kBTUs of Consumption | 0 | 0 | 0 | 0 | 0 | 0 | 0 | 0 | 0 | 0 | 0 | 0 | 0 | 0 | 0 | 0 | 0 | 0 | 0 | 0 | 0 | 0 | 0 | 0 | 0 | 0 | 0 | 0 | 0 | 0 | 0 | 0 | 0
F4_Commercial_School_New_Space Heating_Natural Gas_Boiler_E1 | F4 | Commercial | School | New | Space Heating | Natural Gas | Boiler | E1 | Utility - Cost of Equipment | 1.6395 | 1.6411 | 1.6428 | 1.6453 | 1.6487 | 1.6537 | 1.6572 | 1.6599 | 1.6628 | 1.6655 | 1.6673 | 1.6685 | 1.6695 | 1.6704 | 1.6717 | 1.6722 | 1.673 | 1.6747 | 1.6764 | 1.6784 | 1.6808 | 1.6828 | 1.6844 | 1.6856 | 1.6864 | 1.6866 | 1.6862 | 1.6853 | 1.6846 | 1.6843 | 1.6845 | 1.6846 | 1.6846
F4_Commercial_School_New_Space Heating_Natural Gas_Boiler_E2 | F4 | Commercial | School | New | Space Heating | Natural Gas | Boiler | E2 | Utility - Cost of Equipment | 1.5431 | 1.5446 | 1.5462 | 1.5485 | 1.5517 | 1.5564 | 1.5597 | 1.5623 | 1.565 | 1.5675 | 1.5692 | 1.5703 | 1.5713 | 1.5722 | 1.5733 | 1.5738 | 1.5746 | 1.5762 | 1.5778 | 1.5797 | 1.582 | 1.5838 | 1.5853 | 1.5864 | 1.5872 | 1.5874 | 1.587 | 1.5862 | 1.5855 | 1.5852 | 1.5855 | 1.5855 | 1.5855
F4_Commercial_School_New_Space Heating_Natural Gas_Boiler_E3 | F4 | Commercial | School | New | Space Heating | Natural Gas | Boiler | E3 | Utility - Cost of Equipment | 1.3522 | 1.3535 | 1.3549 | 1.3569 | 1.3597 | 1.3639 | 1.3668 | 1.369 | 1.3714 | 1.3736 | 1.3751 | 1.376 | 1.3769 | 1.3777 | 1.3787 | 1.3791 | 1.3798 | 1.3812 | 1.3826 | 1.3843 | 1.3863 | 1.3879 | 1.3892 | 1.3902 | 1.3908 | 1.391 | 1.3907 | 1.3899 | 1.3894 | 1.3891 | 1.3893 | 1.3894 | 1.3894
F4_Commercial_School_New_Space Heating_Natural Gas_Boiler_E4 | F4 | Commercial | School | New | Space Heating | Natural Gas | Boiler | E4 | Utility - Cost of Equipment | 0.99777 | 0.99864 | 0.99957 | 1.0011 | 1.0033 | 1.0069 | 1.0092 | 1.0109 | 1.0129 | 1.0148 | 1.0161 | 1.0168 | 1.0176 | 1.0184 | 1.0194 | 1.0199 | 1.0207 | 1.0222 | 1.0237 | 1.0254 | 1.0274 | 1.0291 | 1.0304 | 1.0314 | 1.032 | 1.0322 | 1.0319 | 1.0312 | 1.0306 | 1.0303 | 1.0305 | 1.0306 | 1.0306
F4_Commercial_School_New_Space Heating_Natural Gas_Boiler_E5 | F4 | Commercial | School | New | Space Heating | Natural Gas | Boiler | E5 | Utility - Cost of Equipment | 0 | 0 | 0 | 0 | 0 | 0 | 0 | 0 | 0 | 0 | 0 | 0 | 0 | 0 | 0 | 0 | 0 | 0 | 0 | 0 | 0 | 0 | 0 | 0 | 0 | 0 | 0 | 0 | 0 | 0 | 0 | 0 | 0
F4_Commercial_School_New_Space Heating_Natural Gas_Boiler_E6 | F4 | Commercial | School | New | Space Heating | Natural Gas | Boiler | E6 | Utility - Cost of Equipment | 0 | 0 | 0 | 0 | 0 | 0 | 0 | 0 | 0 | 0 | 0 | 0 | 0 | 0 | 0 | 0 | 0 | 0 | 0 | 0 | 0 | 0 | 0 | 0 | 0 | 0 | 0 | 0 | 0 | 0 | 0 | 0 | 0
F4_Commercial_School_New_Space Heating_Natural Gas_Boiler_E7 | F4 | Commercial | School | New | Space Heating | Natural Gas | Boiler | E7 | Utility - Cost of Equipment | 0 | 0 | 0 | 0 | 0 | 0 | 0 | 0 | 0 | 0 | 0 | 0 | 0 | 0 | 0 | 0 | 0 | 0 | 0 | 0 | 0 | 0 | 0 | 0 | 0 | 0 | 0 | 0 | 0 | 0 | 0 | 0 | 0
F4_Commercial_School_New_Space Heating_Natural Gas_Boiler_E8 | F4 | Commercial | School | New | Space Heating | Natural Gas | Boiler | E8 | Utility - Cost of Equipment | 0 | 0 | 0 | 0 | 0 | 0 | 0 | 0 | 0 | 0 | 0 | 0 | 0 | 0 | 0 | 0 | 0 | 0 | 0 | 0 | 0 | 0 | 0 | 0 | 0 | 0 | 0 | 0 | 0 | 0 | 0 | 0 | 0
F4_Commercial_School_New_Space Heating_Natural Gas_Boiler_E9 | F4 | Commercial | School | New | Space Heating | Natural Gas | Boiler | E9 | Utility - Cost of Equipment | 0 | 0 | 0 | 0 | 0 | 0 | 0 | 0 | 0 | 0 | 0 | 0 | 0 | 0 | 0 | 0 | 0 | 0 | 0 | 0 | 0 | 0 | 0 | 0 | 0 | 0 | 0 | 0 | 0 | 0 | 0 | 0 | 0
F4_Commercial_School_New_Space Heating_Natural Gas_Boiler_E10 | F4 | Commercial | School | New | Space Heating | Natural Gas | Boiler | E10 | Utility - Cost of Equipment | 0 | 0 | 0 | 0 | 0 | 0 | 0 | 0 | 0 | 0 | 0 | 0 | 0 | 0 | 0 | 0 | 0 | 0 | 0 | 0 | 0 | 0 | 0 | 0 | 0 | 0 | 0 | 0 | 0 | 0 | 0 | 0 | 0
F5_Commercial_School_New_Space Heating_Natural Gas_Boiler_E1 | F5 | Commercial | School | New | Space Heating | Natural Gas | Boiler | E1 | Utility - Cost of Operation | 0.21835 | 0.21835 | 0.21835 | 0.21835 | 0.21835 | 0.21835 | 0.21835 | 0.21835 | 0.21835 | 0.21835 | 0.21835 | 0.21835 | 0.21835 | 0.21835 | 0.21835 | 0.21835 | 0.21835 | 0.21835 | 0.21835 | 0.21835 | 0.21835 | 0.21835 | 0.21835 | 0.21835 | 0.21835 | 0.21835 | 0.21835 | 0.21835 | 0.21835 | 0.21835 | 0.21835 | 0.21835 | 0.21835
F5_Commercial_School_New_Space Heating_Natural Gas_Boiler_E2 | F5 | Commercial | School | New | Space Heating | Natural Gas | Boiler | E2 | Utility - Cost of Operation | 0.24652 | 0.24652 | 0.24652 | 0.24652 | 0.24652 | 0.24652 | 0.24652 | 0.24652 | 0.24652 | 0.24652 | 0.24652 | 0.24652 | 0.24652 | 0.24652 | 0.24652 | 0.24652 | 0.24652 | 0.24652 | 0.24652 | 0.24652 | 0.24652 | 0.24652 | 0.24652 | 0.24652 | 0.24652 | 0.24652 | 0.24652 | 0.24652 | 0.24652 | 0.24652 | 0.24652 | 0.24652 | 0.24652
F5_Commercial_School_New_Space Heating_Natural Gas_Boiler_E3 | F5 | Commercial | School | New | Space Heating | Natural Gas | Boiler | E3 | Utility - Cost of Operation | 0.30309 | 0.30309 | 0.30309 | 0.30309 | 0.30309 | 0.30309 | 0.30309 | 0.30309 | 0.30309 | 0.30309 | 0.30309 | 0.30309 | 0.30309 | 0.30309 | 0.30309 | 0.30309 | 0.30309 | 0.30309 | 0.30309 | 0.30309 | 0.30309 | 0.30309 | 0.30309 | 0.30309 | 0.30309 | 0.30309 | 0.30309 | 0.30309 | 0.30309 | 0.30309 | 0.30309 | 0.30309 | 0.30309
F5_Commercial_School_New_Space Heating_Natural Gas_Boiler_E4 | F5 | Commercial | School | New | Space Heating | Natural Gas | Boiler | E4 | Utility - Cost of Operation | 1.1627 | 1.1627 | 1.1627 | 1.1627 | 1.1627 | 1.1627 | 1.1627 | 1.1627 | 1.1627 | 1.1627 | 1.1627 | 1.1627 | 1.1627 | 1.1627 | 1.1627 | 1.1627 | 1.1627 | 1.1627 | 1.1627 | 1.1627 | 1.1627 | 1.1627 | 1.1627 | 1.1627 | 1.1627 | 1.1627 | 1.1627 | 1.1627 | 1.1627 | 1.1627 | 1.1627 | 1.1627 | 1.1627
F5_Commercial_School_New_Space Heating_Natural Gas_Boiler_E5 | F5 | Commercial | School | New | Space Heating | Natural Gas | Boiler | E5 | Utility - Cost of Operation | 0 | 0 | 0 | 0 | 0 | 0 | 0 | 0 | 0 | 0 | 0 | 0 | 0 | 0 | 0 | 0 | 0 | 0 | 0 | 0 | 0 | 0 | 0 | 0 | 0 | 0 | 0 | 0 | 0 | 0 | 0 | 0 | 0
F5_Commercial_School_New_Space Heating_Natural Gas_Boiler_E6 | F5 | Commercial | School | New | Space Heating | Natural Gas | Boiler | E6 | Utility - Cost of Operation | 0 | 0 | 0 | 0 | 0 | 0 | 0 | 0 | 0 | 0 | 0 | 0 | 0 | 0 | 0 | 0 | 0 | 0 | 0 | 0 | 0 | 0 | 0 | 0 | 0 | 0 | 0 | 0 | 0 | 0 | 0 | 0 | 0
F5_Commercial_School_New_Space Heating_Natural Gas_Boiler_E7 | F5 | Commercial | School | New | Space Heating | Natural Gas | Boiler | E7 | Utility - Cost of Operation | 0 | 0 | 0 | 0 | 0 | 0 | 0 | 0 | 0 | 0 | 0 | 0 | 0 | 0 | 0 | 0 | 0 | 0 | 0 | 0 | 0 | 0 | 0 | 0 | 0 | 0 | 0 | 0 | 0 | 0 | 0 | 0 | 0
F5_Commercial_School_New_Space Heating_Natural Gas_Boiler_E8 | F5 | Commercial | School | New | Space Heating | Natural Gas | Boiler | E8 | Utility - Cost of Operation | 0 | 0 | 0 | 0 | 0 | 0 | 0 | 0 | 0 | 0 | 0 | 0 | 0 | 0 | 0 | 0 | 0 | 0 | 0 | 0 | 0 | 0 | 0 | 0 | 0 | 0 | 0 | 0 | 0 | 0 | 0 | 0 | 0
F5_Commercial_School_New_Space Heating_Natural Gas_Boiler_E9 | F5 | Commercial | School | New | Space Heating | Natural Gas | Boiler | E9 | Utility - Cost of Operation | 0 | 0 | 0 | 0 | 0 | 0 | 0 | 0 | 0 | 0 | 0 | 0 | 0 | 0 | 0 | 0 | 0 | 0 | 0 | 0 | 0 | 0 | 0 | 0 | 0 | 0 | 0 | 0 | 0 | 0 | 0 | 0 | 0
F5_Commercial_School_New_Space Heating_Natural Gas_Boiler_E10 | F5 | Commercial | School | New | Space Heating | Natural Gas | Boiler | E10 | Utility - Cost of Operation | 0 | 0 | 0 | 0 | 0 | 0 | 0 | 0 | 0 | 0 | 0 | 0 | 0 | 0 | 0 | 0 | 0 | 0 | 0 | 0 | 0 | 0 | 0 | 0 | 0 | 0 | 0 | 0 | 0 | 0 | 0 | 0 | 0
F6_Commercial_School_New_Space Heating_Natural Gas_Boiler_E1 | F6 | Commercial | School | New | Space Heating | Natural Gas | Boiler | E1 | Utility - Value of Sales | 0.71466 | 0.7108 | 0.70678 | 0.70277 | 0.69879 | 0.69486 | 0.69099 | 0.68719 | 0.68347 | 0.67986 | 0.67637 | 0.67301 | 0.66979 | 0.66674 | 0.66384 | 0.66111 | 0.65854 | 0.65613 | 0.65388 | 0.65179 | 0.64986 | 0.64809 | 0.64648 | 0.64504 | 0.64375 | 0.64262 | 0.64166 | 0.64086 | 0.64021 | 0.63973 | 0.63941 | 0.63925 | 0.63925
F6_Commercial_School_New_Space Heating_Natural Gas_Boiler_E2 | F6 | Commercial | School | New | Space Heating | Natural Gas | Boiler | E2 | Utility - Value of Sales | 0.67262 | 0.66899 | 0.6652 | 0.66143 | 0.65769 | 0.65399 | 0.65034 | 0.64676 | 0.64327 | 0.63987 | 0.63658 | 0.63342 | 0.63039 | 0.62752 | 0.62479 | 0.62222 | 0.6198 | 0.61753 | 0.61541 | 0.61345 | 0.61163 | 0.60997 | 0.60845 | 0.60709 | 0.60588 | 0.60482 | 0.60392 | 0.60316 | 0.60255 | 0.6021 | 0.6018 | 0.60165 | 0.60165
F6_Commercial_School_New_Space Heating_Natural Gas_Boiler_E3 | F6 | Commercial | School | New | Space Heating | Natural Gas | Boiler | E3 | Utility - Value of Sales | 0.58941 | 0.58622 | 0.58291 | 0.5796 | 0.57633 | 0.57308 | 0.56989 | 0.56675 | 0.56369 | 0.56071 | 0.55783 | 0.55506 | 0.55241 | 0.54989 | 0.5475 | 0.54525 | 0.54312 | 0.54114 | 0.53928 | 0.53756 | 0.53597 | 0.53451 | 0.53318 | 0.53199 | 0.53093 | 0.53 | 0.5292 | 0.52854 | 0.52801 | 0.52761 | 0.52735 | 0.52721 | 0.52721
F6_Commercial_School_New_Space Heating_Natural Gas_Boiler_E4 | F6 | Commercial | School | New | Space Heating | Natural Gas | Boiler | E4 | Utility - Value of Sales | 0.45177 | 0.44946 | 0.44698 | 0.44451 | 0.44203 | 0.43956 | 0.43708 | 0.43461 | 0.43213 | 0.42966 | 0.42719 | 0.42471 | 0.42224 | 0.41978 | 0.41735 | 0.41497 | 0.41264 | 0.4104 | 0.40824 | 0.40618 | 0.40425 | 0.40245 | 0.4008 | 0.39932 | 0.398 | 0.39685 | 0.39586 | 0.39503 | 0.39437 | 0.39388 | 0.39355 | 0.39338 | 0.39338
F6_Commercial_School_New_Space Heating_Natural Gas_Boiler_E5 | F6 | Commercial | School | New | Space Heating | Natural Gas | Boiler | E5 | Utility - Value of Sales | 0 | 0 | 0 | 0 | 0 | 0 | 0 | 0 | 0 | 0 | 0 | 0 | 0 | 0 | 0 | 0 | 0 | 0 | 0 | 0 | 0 | 0 | 0 | 0 | 0 | 0 | 0 | 0 | 0 | 0 | 0 | 0 | 0
F6_Commercial_School_New_Space Heating_Natural Gas_Boiler_E6 | F6 | Commercial | School | New | Space Heating | Natural Gas | Boiler | E6 | Utility - Value of Sales | 0 | 0 | 0 | 0 | 0 | 0 | 0 | 0 | 0 | 0 | 0 | 0 | 0 | 0 | 0 | 0 | 0 | 0 | 0 | 0 | 0 | 0 | 0 | 0 | 0 | 0 | 0 | 0 | 0 | 0 | 0 | 0 | 0
F6_Commercial_School_New_Space Heating_Natural Gas_Boiler_E7 | F6 | Commercial | School | New | Space Heating | Natural Gas | Boiler | E7 | Utility - Value of Sales | 0 | 0 | 0 | 0 | 0 | 0 | 0 | 0 | 0 | 0 | 0 | 0 | 0 | 0 | 0 | 0 | 0 | 0 | 0 | 0 | 0 | 0 | 0 | 0 | 0 | 0 | 0 | 0 | 0 | 0 | 0 | 0 | 0
F6_Commercial_School_New_Space Heating_Natural Gas_Boiler_E8 | F6 | Commercial | School | New | Space Heating | Natural Gas | Boiler | E8 | Utility - Value of Sales | 0 | 0 | 0 | 0 | 0 | 0 | 0 | 0 | 0 | 0 | 0 | 0 | 0 | 0 | 0 | 0 | 0 | 0 | 0 | 0 | 0 | 0 | 0 | 0 | 0 | 0 | 0 | 0 | 0 | 0 | 0 | 0 | 0
F6_Commercial_School_New_Space Heating_Natural Gas_Boiler_E9 | F6 | Commercial | School | New | Space Heating | Natural Gas | Boiler | E9 | Utility - Value of Sales | 0 | 0 | 0 | 0 | 0 | 0 | 0 | 0 | 0 | 0 | 0 | 0 | 0 | 0 | 0 | 0 | 0 | 0 | 0 | 0 | 0 | 0 | 0 | 0 | 0 | 0 | 0 | 0 | 0 | 0 | 0 | 0 | 0
F6_Commercial_School_New_Space Heating_Natural Gas_Boiler_E10 | F6 | Commercial | School | New | Space Heating | Natural Gas | Boiler | E10 | Utility - Value of Sales | 0 | 0 | 0 | 0 | 0 | 0 | 0 | 0 | 0 | 0 | 0 | 0 | 0 | 0 | 0 | 0 | 0 | 0 | 0 | 0 | 0 | 0 | 0 | 0 | 0 | 0 | 0 | 0 | 0 | 0 | 0 | 0 | 0
F1_Commercial_School_New_Space Heating_Natural Gas_Unit Heater_E1 | F1 | Commercial | School | New | Space Heating | Natural Gas | Unit Heater | E1 | RVT - Cost of Equipment | 0.27037 | 0.27067 | 0.27101 | 0.27151 | 0.27223 | 0.27336 | 0.27402 | 0.27442 | 0.2749 | 0.27533 | 0.27557 | 0.27569 | 0.27586 | 0.27607 | 0.27642 | 0.27662 | 0.27691 | 0.2774 | 0.27789 | 0.27842 | 0.27905 | 0.27958 | 0.28 | 0.28031 | 0.28052 | 0.28058 | 0.28047 | 0.28024 | 0.28006 | 0.27997 | 0.28004 | 0.28006 | 0.28006
F1_Commercial_School_New_Space Heating_Natural Gas_Unit Heater_E2 | F1 | Commercial | School | New | Space Heating | Natural Gas | Unit Heater | E2 | RVT - Cost of Equipment | 0.2575 | 0.25779 | 0.25811 | 0.25859 | 0.25927 | 0.26035 | 0.26098 | 0.26136 | 0.26182 | 0.26222 | 0.26245 | 0.26257 | 0.26273 | 0.26293 | 0.26327 | 0.26345 | 0.26373 | 0.2642 | 0.26466 | 0.26517 | 0.26577 | 0.26627 | 0.26667 | 0.26697 | 0.26717 | 0.26723 | 0.26712 | 0.2669 | 0.26673 | 0.26665 | 0.26671 | 0.26673 | 0.26673
F1_Commercial_School_New_Space Heating_Natural Gas_Unit Heater_E3 | F1 | Commercial | School | New | Space Heating | Natural Gas | Unit Heater | E3 | RVT - Cost of Equipment | 0.22951 | 0.22971 | 0.22992 | 0.23025 | 0.23075 | 0.23156 | 0.23208 | 0.23246 | 0.23291 | 0.23334 | 0.23365 | 0.23384 | 0.23403 | 0.23422 | 0.23448 | 0.2346 | 0.23479 | 0.23511 | 0.23545 | 0.23583 | 0.23629 | 0.23668 | 0.23698 | 0.23721 | 0.23736 | 0.23741 | 0.23733 | 0.23716 | 0.23703 | 0.23696 | 0.23701 | 0.23703 | 0.23703
F1_Commercial_School_New_Space Heating_Natural Gas_Unit Heater_E4 | F1 | Commercial | School | New | Space Heating | Natural Gas | Unit Heater | E4 | RVT - Cost of Equipment | 0 | 0 | 0 | 0 | 0 | 0 | 0 | 0 | 0 | 0 | 0 | 0 | 0 | 0 | 0 | 0 | 0 | 0 | 0 | 0 | 0 | 0 | 0 | 0 | 0 | 0 | 0 | 0 | 0 | 0 | 0 | 0 | 0
F1_Commercial_School_New_Space Heating_Natural Gas_Unit Heater_E5 | F1 | Commercial | School | New | Space Heating | Natural Gas | Unit Heater | E5 | RVT - Cost of Equipment | 0 | 0 | 0 | 0 | 0 | 0 | 0 | 0 | 0 | 0 | 0 | 0 | 0 | 0 | 0 | 0 | 0 | 0 | 0 | 0 | 0 | 0 | 0 | 0 | 0 | 0 | 0 | 0 | 0 | 0 | 0 | 0 | 0
F1_Commercial_School_New_Space Heating_Natural Gas_Unit Heater_E6 | F1 | Commercial | School | New | Space Heating | Natural Gas | Unit Heater | E6 | RVT - Cost of Equipment | 0 | 0 | 0 | 0 | 0 | 0 | 0 | 0 | 0 | 0 | 0 | 0 | 0 | 0 | 0 | 0 | 0 | 0 | 0 | 0 | 0 | 0 | 0 | 0 | 0 | 0 | 0 | 0 | 0 | 0 | 0 | 0 | 0
F1_Commercial_School_New_Space Heating_Natural Gas_Unit Heater_E7 | F1 | Commercial | School | New | Space Heating | Natural Gas | Unit Heater | E7 | RVT - Cost of Equipment | 0 | 0 | 0 | 0 | 0 | 0 | 0 | 0 | 0 | 0 | 0 | 0 | 0 | 0 | 0 | 0 | 0 | 0 | 0 | 0 | 0 | 0 | 0 | 0 | 0 | 0 | 0 | 0 | 0 | 0 | 0 | 0 | 0
F1_Commercial_School_New_Space Heating_Natural Gas_Unit Heater_E8 | F1 | Commercial | School | New | Space Heating | Natural Gas | Unit Heater | E8 | RVT - Cost of Equipment | 0 | 0 | 0 | 0 | 0 | 0 | 0 | 0 | 0 | 0 | 0 | 0 | 0 | 0 | 0 | 0 | 0 | 0 | 0 | 0 | 0 | 0 | 0 | 0 | 0 | 0 | 0 | 0 | 0 | 0 | 0 | 0 | 0
F1_Commercial_School_New_Space Heating_Natural Gas_Unit Heater_E9 | F1 | Commercial | School | New | Space Heating | Natural Gas | Unit Heater | E9 | RVT - Cost of Equipment | 0 | 0 | 0 | 0 | 0 | 0 | 0 | 0 | 0 | 0 | 0 | 0 | 0 | 0 | 0 | 0 | 0 | 0 | 0 | 0 | 0 | 0 | 0 | 0 | 0 | 0 | 0 | 0 | 0 | 0 | 0 | 0 | 0
F1_Commercial_School_New_Space Heating_Natural Gas_Unit Heater_E10 | F1 | Commercial | School | New | Space Heating | Natural Gas | Unit Heater | E10 | RVT - Cost of Equipment | 0 | 0 | 0 | 0 | 0 | 0 | 0 | 0 | 0 | 0 | 0 | 0 | 0 | 0 | 0 | 0 | 0 | 0 | 0 | 0 | 0 | 0 | 0 | 0 | 0 | 0 | 0 | 0 | 0 | 0 | 0 | 0 | 0
F2_Commercial_School_New_Space Heating_Natural Gas_Unit Heater_E1 | F2 | Commercial | School | New | Space Heating | Natural Gas | Unit Heater | E1 | RVT - Cost of Operation | 0.32392 | 0.32428 | 0.32469 | 0.32529 | 0.32615 | 0.3275 | 0.32829 | 0.32878 | 0.32935 | 0.32986 | 0.33015 | 0.33029 | 0.33049 | 0.33075 | 0.33117 | 0.3314 | 0.33176 | 0.33234 | 0.33292 | 0.33357 | 0.33432 | 0.33495 | 0.33545 | 0.33583 | 0.33608 | 0.33616 | 0.33602 | 0.33575 | 0.33553 | 0.33542 | 0.3355 | 0.33553 | 0.33553
F2_Commercial_School_New_Space Heating_Natural Gas_Unit Heater_E2 | F2 | Commercial | School | New | Space Heating | Natural Gas | Unit Heater | E2 | RVT - Cost of Operation | 0.3085 | 0.30885 | 0.30923 | 0.30981 | 0.31063 | 0.31191 | 0.31267 | 0.31313 | 0.31367 | 0.31416 | 0.31444 | 0.31457 | 0.31476 | 0.31501 | 0.31541 | 0.31563 | 0.31597 | 0.31653 | 0.31708 | 0.31769 | 0.31841 | 0.31901 | 0.31949 | 0.31985 | 0.32009 | 0.32016 | 0.32003 | 0.31977 | 0.31956 | 0.31946 | 0.31953 | 0.31956 | 0.31956
F2_Commercial_School_New_Space Heating_Natural Gas_Unit Heater_E3 | F2 | Commercial | School | New | Space Heating | Natural Gas | Unit Heater | E3 | RVT - Cost of Operation | 0.27496 | 0.27521 | 0.27546 | 0.27586 | 0.27646 | 0.27743 | 0.27804 | 0.2785 | 0.27904 | 0.27956 | 0.27992 | 0.28016 | 0.28039 | 0.28062 | 0.28092 | 0.28107 | 0.28129 | 0.28168 | 0.28208 | 0.28255 | 0.2831 | 0.28356 | 0.28392 | 0.28419 | 0.28438 | 0.28443 | 0.28433 | 0.28413 | 0.28397 | 0.2839 | 0.28395 | 0.28398 | 0.28398
F2_Commercial_School_New_Space Heating_Natural Gas_Unit Heater_E4 | F2 | Commercial | School | New | Space Heating | Natural Gas | Unit Heater | E4 | RVT - Cost of Operation | 0 | 0 | 0 | 0 | 0 | 0 | 0 | 0 | 0 | 0 | 0 | 0 | 0 | 0 | 0 | 0 | 0 | 0 | 0 | 0 | 0 | 0 | 0 | 0 | 0 | 0 | 0 | 0 | 0 | 0 | 0 | 0 | 0
F2_Commercial_School_New_Space Heating_Natural Gas_Unit Heater_E5 | F2 | Commercial | School | New | Space Heating | Natural Gas | Unit Heater | E5 | RVT - Cost of Operation | 0 | 0 | 0 | 0 | 0 | 0 | 0 | 0 | 0 | 0 | 0 | 0 | 0 | 0 | 0 | 0 | 0 | 0 | 0 | 0 | 0 | 0 | 0 | 0 | 0 | 0 | 0 | 0 | 0 | 0 | 0 | 0 | 0
F2_Commercial_School_New_Space Heating_Natural Gas_Unit Heater_E6 | F2 | Commercial | School | New | Space Heating | Natural Gas | Unit Heater | E6 | RVT - Cost of Operation | 0 | 0 | 0 | 0 | 0 | 0 | 0 | 0 | 0 | 0 | 0 | 0 | 0 | 0 | 0 | 0 | 0 | 0 | 0 | 0 | 0 | 0 | 0 | 0 | 0 | 0 | 0 | 0 | 0 | 0 | 0 | 0 | 0
F2_Commercial_School_New_Space Heating_Natural Gas_Unit Heater_E7 | F2 | Commercial | School | New | Space Heating | Natural Gas | Unit Heater | E7 | RVT - Cost of Operation | 0 | 0 | 0 | 0 | 0 | 0 | 0 | 0 | 0 | 0 | 0 | 0 | 0 | 0 | 0 | 0 | 0 | 0 | 0 | 0 | 0 | 0 | 0 | 0 | 0 | 0 | 0 | 0 | 0 | 0 | 0 | 0 | 0
F2_Commercial_School_New_Space Heating_Natural Gas_Unit Heater_E8 | F2 | Commercial | School | New | Space Heating | Natural Gas | Unit Heater | E8 | RVT - Cost of Operation | 0 | 0 | 0 | 0 | 0 | 0 | 0 | 0 | 0 | 0 | 0 | 0 | 0 | 0 | 0 | 0 | 0 | 0 | 0 | 0 | 0 | 0 | 0 | 0 | 0 | 0 | 0 | 0 | 0 | 0 | 0 | 0 | 0
F2_Commercial_School_New_Space Heating_Natural Gas_Unit Heater_E9 | F2 | Commercial | School | New | Space Heating | Natural Gas | Unit Heater | E9 | RVT - Cost of Operation | 0 | 0 | 0 | 0 | 0 | 0 | 0 | 0 | 0 | 0 | 0 | 0 | 0 | 0 | 0 | 0 | 0 | 0 | 0 | 0 | 0 | 0 | 0 | 0 | 0 | 0 | 0 | 0 | 0 | 0 | 0 | 0 | 0
F2_Commercial_School_New_Space Heating_Natural Gas_Unit Heater_E10 | F2 | Commercial | School | New | Space Heating | Natural Gas | Unit Heater | E10 | RVT - Cost of Operation | 0 | 0 | 0 | 0 | 0 | 0 | 0 | 0 | 0 | 0 | 0 | 0 | 0 | 0 | 0 | 0 | 0 | 0 | 0 | 0 | 0 | 0 | 0 | 0 | 0 | 0 | 0 | 0 | 0 | 0 | 0 | 0 | 0
F3_Commercial_School_New_Space Heating_Natural Gas_Unit Heater_E1 | F3 | Commercial | School | New | Space Heating | Natural Gas | Unit Heater | E1 | System - kBTUs of Consumption | 0.012463 | 0.012463 | 0.012463 | 0.012463 | 0.012463 | 0.012463 | 0.012463 | 0.012463 | 0.012463 | 0.012463 | 0.012463 | 0.012463 | 0.012463 | 0.012463 | 0.012463 | 0.012463 | 0.012463 | 0.012463 | 0.012463 | 0.012463 | 0.012463 | 0.012463 | 0.012463 | 0.012463 | 0.012463 | 0.012463 | 0.012463 | 0.012463 | 0.012463 | 0.012463 | 0.012463 | 0.012463 | 0.012463
F3_Commercial_School_New_Space Heating_Natural Gas_Unit Heater_E2 | F3 | Commercial | School | New | Space Heating | Natural Gas | Unit Heater | E2 | System - kBTUs of Consumption | 0.019954 | 0.019954 | 0.019954 | 0.019954 | 0.019954 | 0.019954 | 0.019954 | 0.019954 | 0.019954 | 0.019954 | 0.019954 | 0.019954 | 0.019954 | 0.019954 | 0.019954 | 0.019954 | 0.019954 | 0.019954 | 0.019954 | 0.019954 | 0.019954 | 0.019954 | 0.019954 | 0.019954 | 0.019954 | 0.019954 | 0.019954 | 0.019954 | 0.019954 | 0.019954 | 0.019954 | 0.019954 | 0.019954
F3_Commercial_School_New_Space Heating_Natural Gas_Unit Heater_E3 | F3 | Commercial | School | New | Space Heating | Natural Gas | Unit Heater | E3 | System - kBTUs of Consumption | 0.014815 | 0.014815 | 0.014815 | 0.014815 | 0.014815 | 0.014815 | 0.014815 | 0.014815 | 0.014815 | 0.014815 | 0.014815 | 0.014815 | 0.014815 | 0.014815 | 0.014815 | 0.014815 | 0.014815 | 0.014815 | 0.014815 | 0.014815 | 0.014815 | 0.014815 | 0.014815 | 0.014815 | 0.014815 | 0.014815 | 0.014815 | 0.014815 | 0.014815 | 0.014815 | 0.014815 | 0.014815 | 0.014815
F3_Commercial_School_New_Space Heating_Natural Gas_Unit Heater_E4 | F3 | Commercial | School | New | Space Heating | Natural Gas | Unit Heater | E4 | System - kBTUs of Consumption | 0 | 0 | 0 | 0 | 0 | 0 | 0 | 0 | 0 | 0 | 0 | 0 | 0 | 0 | 0 | 0 | 0 | 0 | 0 | 0 | 0 | 0 | 0 | 0 | 0 | 0 | 0 | 0 | 0 | 0 | 0 | 0 | 0
F3_Commercial_School_New_Space Heating_Natural Gas_Unit Heater_E5 | F3 | Commercial | School | New | Space Heating | Natural Gas | Unit Heater | E5 | System - kBTUs of Consumption | 0 | 0 | 0 | 0 | 0 | 0 | 0 | 0 | 0 | 0 | 0 | 0 | 0 | 0 | 0 | 0 | 0 | 0 | 0 | 0 | 0 | 0 | 0 | 0 | 0 | 0 | 0 | 0 | 0 | 0 | 0 | 0 | 0
F3_Commercial_School_New_Space Heating_Natural Gas_Unit Heater_E6 | F3 | Commercial | School | New | Space Heating | Natural Gas | Unit Heater | E6 | System - kBTUs of Consumption | 0 | 0 | 0 | 0 | 0 | 0 | 0 | 0 | 0 | 0 | 0 | 0 | 0 | 0 | 0 | 0 | 0 | 0 | 0 | 0 | 0 | 0 | 0 | 0 | 0 | 0 | 0 | 0 | 0 | 0 | 0 | 0 | 0
F3_Commercial_School_New_Space Heating_Natural Gas_Unit Heater_E7 | F3 | Commercial | School | New | Space Heating | Natural Gas | Unit Heater | E7 | System - kBTUs of Consumption | 0 | 0 | 0 | 0 | 0 | 0 | 0 | 0 | 0 | 0 | 0 | 0 | 0 | 0 | 0 | 0 | 0 | 0 | 0 | 0 | 0 | 0 | 0 | 0 | 0 | 0 | 0 | 0 | 0 | 0 | 0 | 0 | 0
F3_Commercial_School_New_Space Heating_Natural Gas_Unit Heater_E8 | F3 | Commercial | School | New | Space Heating | Natural Gas | Unit Heater | E8 | System - kBTUs of Consumption | 0 | 0 | 0 | 0 | 0 | 0 | 0 | 0 | 0 | 0 | 0 | 0 | 0 | 0 | 0 | 0 | 0 | 0 | 0 | 0 | 0 | 0 | 0 | 0 | 0 | 0 | 0 | 0 | 0 | 0 | 0 | 0 | 0
F3_Commercial_School_New_Space Heating_Natural Gas_Unit Heater_E9 | F3 | Commercial | School | New | Space Heating | Natural Gas | Unit Heater | E9 | System - kBTUs of Consumption | 0 | 0 | 0 | 0 | 0 | 0 | 0 | 0 | 0 | 0 | 0 | 0 | 0 | 0 | 0 | 0 | 0 | 0 | 0 | 0 | 0 | 0 | 0 | 0 | 0 | 0 | 0 | 0 | 0 | 0 | 0 | 0 | 0
F3_Commercial_School_New_Space Heating_Natural Gas_Unit Heater_E10 | F3 | Commercial | School | New | Space Heating | Natural Gas | Unit Heater | E10 | System - kBTUs of Consumption | 0 | 0 | 0 | 0 | 0 | 0 | 0 | 0 | 0 | 0 | 0 | 0 | 0 | 0 | 0 | 0 | 0 | 0 | 0 | 0 | 0 | 0 | 0 | 0 | 0 | 0 | 0 | 0 | 0 | 0 | 0 | 0 | 0
F4_Commercial_School_New_Space Heating_Natural Gas_Unit Heater_E1 | F4 | Commercial | School | New | Space Heating | Natural Gas | Unit Heater | E1 | Utility - Cost of Equipment | 0.32392 | 0.32428 | 0.32469 | 0.32529 | 0.32615 | 0.3275 | 0.32829 | 0.32878 | 0.32935 | 0.32986 | 0.33015 | 0.33029 | 0.33049 | 0.33075 | 0.33117 | 0.3314 | 0.33176 | 0.33234 | 0.33292 | 0.33357 | 0.33432 | 0.33495 | 0.33545 | 0.33583 | 0.33608 | 0.33616 | 0.33602 | 0.33575 | 0.33553 | 0.33542 | 0.3355 | 0.33553 | 0.33553
F4_Commercial_School_New_Space Heating_Natural Gas_Unit Heater_E2 | F4 | Commercial | School | New | Space Heating | Natural Gas | Unit Heater | E2 | Utility - Cost of Equipment | 0.3085 | 0.30885 | 0.30923 | 0.30981 | 0.31063 | 0.31191 | 0.31267 | 0.31313 | 0.31367 | 0.31416 | 0.31444 | 0.31457 | 0.31476 | 0.31501 | 0.31541 | 0.31563 | 0.31597 | 0.31653 | 0.31708 | 0.31769 | 0.31841 | 0.31901 | 0.31949 | 0.31985 | 0.32009 | 0.32016 | 0.32003 | 0.31977 | 0.31956 | 0.31946 | 0.31953 | 0.31956 | 0.31956
F4_Commercial_School_New_Space Heating_Natural Gas_Unit Heater_E3 | F4 | Commercial | School | New | Space Heating | Natural Gas | Unit Heater | E3 | Utility - Cost of Equipment | 0.27496 | 0.27521 | 0.27546 | 0.27586 | 0.27646 | 0.27743 | 0.27804 | 0.2785 | 0.27904 | 0.27956 | 0.27992 | 0.28016 | 0.28039 | 0.28062 | 0.28092 | 0.28107 | 0.28129 | 0.28168 | 0.28208 | 0.28255 | 0.2831 | 0.28356 | 0.28392 | 0.28419 | 0.28438 | 0.28443 | 0.28433 | 0.28413 | 0.28397 | 0.2839 | 0.28395 | 0.28398 | 0.28398
F4_Commercial_School_New_Space Heating_Natural Gas_Unit Heater_E4 | F4 | Commercial | School | New | Space Heating | Natural Gas | Unit Heater | E4 | Utility - Cost of Equipment | 0 | 0 | 0 | 0 | 0 | 0 | 0 | 0 | 0 | 0 | 0 | 0 | 0 | 0 | 0 | 0 | 0 | 0 | 0 | 0 | 0 | 0 | 0 | 0 | 0 | 0 | 0 | 0 | 0 | 0 | 0 | 0 | 0
F4_Commercial_School_New_Space Heating_Natural Gas_Unit Heater_E5 | F4 | Commercial | School | New | Space Heating | Natural Gas | Unit Heater | E5 | Utility - Cost of Equipment | 0 | 0 | 0 | 0 | 0 | 0 | 0 | 0 | 0 | 0 | 0 | 0 | 0 | 0 | 0 | 0 | 0 | 0 | 0 | 0 | 0 | 0 | 0 | 0 | 0 | 0 | 0 | 0 | 0 | 0 | 0 | 0 | 0
F4_Commercial_School_New_Space Heating_Natural Gas_Unit Heater_E6 | F4 | Commercial | School | New | Space Heating | Natural Gas | Unit Heater | E6 | Utility - Cost of Equipment | 0 | 0 | 0 | 0 | 0 | 0 | 0 | 0 | 0 | 0 | 0 | 0 | 0 | 0 | 0 | 0 | 0 | 0 | 0 | 0 | 0 | 0 | 0 | 0 | 0 | 0 | 0 | 0 | 0 | 0 | 0 | 0 | 0
F4_Commercial_School_New_Space Heating_Natural Gas_Unit Heater_E7 | F4 | Commercial | School | New | Space Heating | Natural Gas | Unit Heater | E7 | Utility - Cost of Equipment | 0 | 0 | 0 | 0 | 0 | 0 | 0 | 0 | 0 | 0 | 0 | 0 | 0 | 0 | 0 | 0 | 0 | 0 | 0 | 0 | 0 | 0 | 0 | 0 | 0 | 0 | 0 | 0 | 0 | 0 | 0 | 0 | 0
F4_Commercial_School_New_Space Heating_Natural Gas_Unit Heater_E8 | F4 | Commercial | School | New | Space Heating | Natural Gas | Unit Heater | E8 | Utility - Cost of Equipment | 0 | 0 | 0 | 0 | 0 | 0 | 0 | 0 | 0 | 0 | 0 | 0 | 0 | 0 | 0 | 0 | 0 | 0 | 0 | 0 | 0 | 0 | 0 | 0 | 0 | 0 | 0 | 0 | 0 | 0 | 0 | 0 | 0
F4_Commercial_School_New_Space Heating_Natural Gas_Unit Heater_E9 | F4 | Commercial | School | New | Space Heating | Natural Gas | Unit Heater | E9 | Utility - Cost of Equipment | 0 | 0 | 0 | 0 | 0 | 0 | 0 | 0 | 0 | 0 | 0 | 0 | 0 | 0 | 0 | 0 | 0 | 0 | 0 | 0 | 0 | 0 | 0 | 0 | 0 | 0 | 0 | 0 | 0 | 0 | 0 | 0 | 0
F4_Commercial_School_New_Space Heating_Natural Gas_Unit Heater_E10 | F4 | Commercial | School | New | Space Heating | Natural Gas | Unit Heater | E10 | Utility - Cost of Equipment | 0 | 0 | 0 | 0 | 0 | 0 | 0 | 0 | 0 | 0 | 0 | 0 | 0 | 0 | 0 | 0 | 0 | 0 | 0 | 0 | 0 | 0 | 0 | 0 | 0 | 0 | 0 | 0 | 0 | 0 | 0 | 0 | 0
F5_Commercial_School_New_Space Heating_Natural Gas_Unit Heater_E1 | F5 | Commercial | School | New | Space Heating | Natural Gas | Unit Heater | E1 | Utility - Cost of Operation | 0.012463 | 0.012463 | 0.012463 | 0.012463 | 0.012463 | 0.012463 | 0.012463 | 0.012463 | 0.012463 | 0.012463 | 0.012463 | 0.012463 | 0.012463 | 0.012463 | 0.012463 | 0.012463 | 0.012463 | 0.012463 | 0.012463 | 0.012463 | 0.012463 | 0.012463 | 0.012463 | 0.012463 | 0.012463 | 0.012463 | 0.012463 | 0.012463 | 0.012463 | 0.012463 | 0.012463 | 0.012463 | 0.012463
F5_Commercial_School_New_Space Heating_Natural Gas_Unit Heater_E2 | F5 | Commercial | School | New | Space Heating | Natural Gas | Unit Heater | E2 | Utility - Cost of Operation | 0.019954 | 0.019954 | 0.019954 | 0.019954 | 0.019954 | 0.019954 | 0.019954 | 0.019954 | 0.019954 | 0.019954 | 0.019954 | 0.019954 | 0.019954 | 0.019954 | 0.019954 | 0.019954 | 0.019954 | 0.019954 | 0.019954 | 0.019954 | 0.019954 | 0.019954 | 0.019954 | 0.019954 | 0.019954 | 0.019954 | 0.019954 | 0.019954 | 0.019954 | 0.019954 | 0.019954 | 0.019954 | 0.019954
F5_Commercial_School_New_Space Heating_Natural Gas_Unit Heater_E3 | F5 | Commercial | School | New | Space Heating | Natural Gas | Unit Heater | E3 | Utility - Cost of Operation | 0.014815 | 0.014815 | 0.014815 | 0.014815 | 0.014815 | 0.014815 | 0.014815 | 0.014815 | 0.014815 | 0.014815 | 0.014815 | 0.014815 | 0.014815 | 0.014815 | 0.014815 | 0.014815 | 0.014815 | 0.014815 | 0.014815 | 0.014815 | 0.014815 | 0.014815 | 0.014815 | 0.014815 | 0.014815 | 0.014815 | 0.014815 | 0.014815 | 0.014815 | 0.014815 | 0.014815 | 0.014815 | 0.014815
F5_Commercial_School_New_Space Heating_Natural Gas_Unit Heater_E4 | F5 | Commercial | School | New | Space Heating | Natural Gas | Unit Heater | E4 | Utility - Cost of Operation | 0 | 0 | 0 | 0 | 0 | 0 | 0 | 0 | 0 | 0 | 0 | 0 | 0 | 0 | 0 | 0 | 0 | 0 | 0 | 0 | 0 | 0 | 0 | 0 | 0 | 0 | 0 | 0 | 0 | 0 | 0 | 0 | 0
F5_Commercial_School_New_Space Heating_Natural Gas_Unit Heater_E5 | F5 | Commercial | School | New | Space Heating | Natural Gas | Unit Heater | E5 | Utility - Cost of Operation | 0 | 0 | 0 | 0 | 0 | 0 | 0 | 0 | 0 | 0 | 0 | 0 | 0 | 0 | 0 | 0 | 0 | 0 | 0 | 0 | 0 | 0 | 0 | 0 | 0 | 0 | 0 | 0 | 0 | 0 | 0 | 0 | 0
F5_Commercial_School_New_Space Heating_Natural Gas_Unit Heater_E6 | F5 | Commercial | School | New | Space Heating | Natural Gas | Unit Heater | E6 | Utility - Cost of Operation | 0 | 0 | 0 | 0 | 0 | 0 | 0 | 0 | 0 | 0 | 0 | 0 | 0 | 0 | 0 | 0 | 0 | 0 | 0 | 0 | 0 | 0 | 0 | 0 | 0 | 0 | 0 | 0 | 0 | 0 | 0 | 0 | 0
F5_Commercial_School_New_Space Heating_Natural Gas_Unit Heater_E7 | F5 | Commercial | School | New | Space Heating | Natural Gas | Unit Heater | E7 | Utility - Cost of Operation | 0 | 0 | 0 | 0 | 0 | 0 | 0 | 0 | 0 | 0 | 0 | 0 | 0 | 0 | 0 | 0 | 0 | 0 | 0 | 0 | 0 | 0 | 0 | 0 | 0 | 0 | 0 | 0 | 0 | 0 | 0 | 0 | 0
F5_Commercial_School_New_Space Heating_Natural Gas_Unit Heater_E8 | F5 | Commercial | School | New | Space Heating | Natural Gas | Unit Heater | E8 | Utility - Cost of Operation | 0 | 0 | 0 | 0 | 0 | 0 | 0 | 0 | 0 | 0 | 0 | 0 | 0 | 0 | 0 | 0 | 0 | 0 | 0 | 0 | 0 | 0 | 0 | 0 | 0 | 0 | 0 | 0 | 0 | 0 | 0 | 0 | 0
F5_Commercial_School_New_Space Heating_Natural Gas_Unit Heater_E9 | F5 | Commercial | School | New | Space Heating | Natural Gas | Unit Heater | E9 | Utility - Cost of Operation | 0 | 0 | 0 | 0 | 0 | 0 | 0 | 0 | 0 | 0 | 0 | 0 | 0 | 0 | 0 | 0 | 0 | 0 | 0 | 0 | 0 | 0 | 0 | 0 | 0 | 0 | 0 | 0 | 0 | 0 | 0 | 0 | 0
F5_Commercial_School_New_Space Heating_Natural Gas_Unit Heater_E10 | F5 | Commercial | School | New | Space Heating | Natural Gas | Unit Heater | E10 | Utility - Cost of Operation | 0 | 0 | 0 | 0 | 0 | 0 | 0 | 0 | 0 | 0 | 0 | 0 | 0 | 0 | 0 | 0 | 0 | 0 | 0 | 0 | 0 | 0 | 0 | 0 | 0 | 0 | 0 | 0 | 0 | 0 | 0 | 0 | 0
F6_Commercial_School_New_Space Heating_Natural Gas_Unit Heater_E1 | F6 | Commercial | School | New | Space Heating | Natural Gas | Unit Heater | E1 | Utility - Value of Sales | 0.1473 | 0.14657 | 0.14577 | 0.14497 | 0.14417 | 0.14337 | 0.14257 | 0.14177 | 0.14097 | 0.14017 | 0.13938 | 0.13858 | 0.13778 | 0.13698 | 0.13618 | 0.13538 | 0.13458 | 0.13378 | 0.13298 | 0.1322 | 0.13144 | 0.13072 | 0.13006 | 0.12946 | 0.12892 | 0.12846 | 0.12806 | 0.12773 | 0.12746 | 0.12726 | 0.12713 | 0.12706 | 0.12706
F6_Commercial_School_New_Space Heating_Natural Gas_Unit Heater_E2 | F6 | Commercial | School | New | Space Heating | Natural Gas | Unit Heater | E2 | Utility - Value of Sales | 0.14029 | 0.13959 | 0.13883 | 0.13807 | 0.13731 | 0.13655 | 0.13579 | 0.13503 | 0.13426 | 0.1335 | 0.13274 | 0.13198 | 0.13122 | 0.13046 | 0.1297 | 0.12894 | 0.12818 | 0.12742 | 0.12665 | 0.12591 | 0.12518 | 0.1245 | 0.12387 | 0.12329 | 0.12279 | 0.12234 | 0.12196 | 0.12165 | 0.12139 | 0.1212 | 0.12108 | 0.12101 | 0.12101
F6_Commercial_School_New_Space Heating_Natural Gas_Unit Heater_E3 | F6 | Commercial | School | New | Space Heating | Natural Gas | Unit Heater | E3 | Utility - Value of Sales | 0.1241 | 0.12347 | 0.12279 | 0.12211 | 0.12143 | 0.12075 | 0.12007 | 0.11939 | 0.11871 | 0.11804 | 0.11736 | 0.11668 | 0.116 | 0.11532 | 0.11464 | 0.11398 | 0.11333 | 0.1127 | 0.1121 | 0.11153 | 0.11099 | 0.11049 | 0.11004 | 0.10963 | 0.10927 | 0.10895 | 0.10868 | 0.10845 | 0.10827 | 0.10814 | 0.10805 | 0.108 | 0.108
F6_Commercial_School_New_Space Heating_Natural Gas_Unit Heater_E4 | F6 | Commercial | School | New | Space Heating | Natural Gas | Unit Heater | E4 | Utility - Value of Sales | 0 | 0 | 0 | 0 | 0 | 0 | 0 | 0 | 0 | 0 | 0 | 0 | 0 | 0 | 0 | 0 | 0 | 0 | 0 | 0 | 0 | 0 | 0 | 0 | 0 | 0 | 0 | 0 | 0 | 0 | 0 | 0 | 0
F6_Commercial_School_New_Space Heating_Natural Gas_Unit Heater_E5 | F6 | Commercial | School | New | Space Heating | Natural Gas | Unit Heater | E5 | Utility - Value of Sales | 0 | 0 | 0 | 0 | 0 | 0 | 0 | 0 | 0 | 0 | 0 | 0 | 0 | 0 | 0 | 0 | 0 | 0 | 0 | 0 | 0 | 0 | 0 | 0 | 0 | 0 | 0 | 0 | 0 | 0 | 0 | 0 | 0
F6_Commercial_School_New_Space Heating_Natural Gas_Unit Heater_E6 | F6 | Commercial | School | New | Space Heating | Natural Gas | Unit Heater | E6 | Utility - Value of Sales | 0 | 0 | 0 | 0 | 0 | 0 | 0 | 0 | 0 | 0 | 0 | 0 | 0 | 0 | 0 | 0 | 0 | 0 | 0 | 0 | 0 | 0 | 0 | 0 | 0 | 0 | 0 | 0 | 0 | 0 | 0 | 0 | 0
F6_Commercial_School_New_Space Heating_Natural Gas_Unit Heater_E7 | F6 | Commercial | School | New | Space Heating | Natural Gas | Unit Heater | E7 | Utility - Value of Sales | 0 | 0 | 0 | 0 | 0 | 0 | 0 | 0 | 0 | 0 | 0 | 0 | 0 | 0 | 0 | 0 | 0 | 0 | 0 | 0 | 0 | 0 | 0 | 0 | 0 | 0 | 0 | 0 | 0 | 0 | 0 | 0 | 0
F6_Commercial_School_New_Space Heating_Natural Gas_Unit Heater_E8 | F6 | Commercial | School | New | Space Heating | Natural Gas | Unit Heater | E8 | Utility - Value of Sales | 0 | 0 | 0 | 0 | 0 | 0 | 0 | 0 | 0 | 0 | 0 | 0 | 0 | 0 | 0 | 0 | 0 | 0 | 0 | 0 | 0 | 0 | 0 | 0 | 0 | 0 | 0 | 0 | 0 | 0 | 0 | 0 | 0
F6_Commercial_School_New_Space Heating_Natural Gas_Unit Heater_E9 | F6 | Commercial | School | New | Space Heating | Natural Gas | Unit Heater | E9 | Utility - Value of Sales | 0 | 0 | 0 | 0 | 0 | 0 | 0 | 0 | 0 | 0 | 0 | 0 | 0 | 0 | 0 | 0 | 0 | 0 | 0 | 0 | 0 | 0 | 0 | 0 | 0 | 0 | 0 | 0 | 0 | 0 | 0 | 0 | 0
F6_Commercial_School_New_Space Heating_Natural Gas_Unit Heater_E10 | F6 | Commercial | School | New | Space Heating | Natural Gas | Unit Heater | E10 | Utility - Value of Sales | 0 | 0 | 0 | 0 | 0 | 0 | 0 | 0 | 0 | 0 | 0 | 0 | 0 | 0 | 0 | 0 | 0 | 0 | 0 | 0 | 0 | 0 | 0 | 0 | 0 | 0 | 0 | 0 | 0 | 0 | 0 | 0 | 0
F1_Commercial_School_New_Water Heating_Natural Gas_Water Heater_E1 | F1 | Commercial | School | New | Water Heating | Natural Gas | Water Heater | E1 | RVT - Cost of Equipment | 0.15223 | 0.15363 | 0.15528 | 0.1572 | 0.15944 | 0.1621 | 0.16424 | 0.16626 | 0.16825 | 0.17026 | 0.17208 | 0.17369 | 0.17531 | 0.17701 | 0.17898 | 0.18094 | 0.18309 | 0.18547 | 0.18798 | 0.19058 | 0.19323 | 0.19572 | 0.198 | 0.20008 | 0.20192 | 0.20348 | 0.20458 | 0.20539 | 0.20609 | 0.20668 | 0.20727 | 0.20754 | 0.20754
F1_Commercial_School_New_Water Heating_Natural Gas_Water Heater_E2 | F1 | Commercial | School | New | Water Heating | Natural Gas | Water Heater | E2 | RVT - Cost of Equipment | 0.15035 | 0.15173 | 0.15336 | 0.15526 | 0.15747 | 0.16009 | 0.16221 | 0.16421 | 0.16617 | 0.16815 | 0.16996 | 0.17155 | 0.17314 | 0.17483 | 0.17677 | 0.1787 | 0.18083 | 0.18318 | 0.18566 | 0.18823 | 0.19085 | 0.19331 | 0.19556 | 0.19761 | 0.19943 | 0.20097 | 0.20206 | 0.20286 | 0.20354 | 0.20413 | 0.20471 | 0.20497 | 0.20497
F1_Commercial_School_New_Water Heating_Natural Gas_Water Heater_E3 | F1 | Commercial | School | New | Water Heating | Natural Gas | Water Heater | E3 | RVT - Cost of Equipment | 0.13839 | 0.13966 | 0.14116 | 0.14291 | 0.14495 | 0.14736 | 0.14931 | 0.15114 | 0.15296 | 0.15478 | 0.15644 | 0.1579 | 0.15937 | 0.16092 | 0.16271 | 0.16449 | 0.16644 | 0.1686 | 0.17089 | 0.17325 | 0.17567 | 0.17793 | 0.18 | 0.18189 | 0.18356 | 0.18499 | 0.18598 | 0.18672 | 0.18735 | 0.18789 | 0.18843 | 0.18867 | 0.18867
F1_Commercial_School_New_Water Heating_Natural Gas_Water Heater_E4 | F1 | Commercial | School | New | Water Heating | Natural Gas | Water Heater | E4 | RVT - Cost of Equipment | 0.12956 | 0.13075 | 0.13215 | 0.13379 | 0.1357 | 0.13795 | 0.13978 | 0.1415 | 0.14319 | 0.1449 | 0.14646 | 0.14782 | 0.1492 | 0.15065 | 0.15232 | 0.15399 | 0.15582 | 0.15784 | 0.15998 | 0.16219 | 0.16445 | 0.16657 | 0.16851 | 0.17028 | 0.17185 | 0.17318 | 0.17411 | 0.1748 | 0.17539 | 0.1759 | 0.1764 | 0.17663 | 0.17663
F1_Commercial_School_New_Water Heating_Natural Gas_Water Heater_E5 | F1 | Commercial | School | New | Water Heating | Natural Gas | Water Heater | E5 | RVT - Cost of Equipment | 0.12686 | 0.12802 | 0.1294 | 0.131 | 0.13287 | 0.13508 | 0.13687 | 0.13855 | 0.14021 | 0.14188 | 0.1434 | 0.14474 | 0.14609 | 0.14751 | 0.14915 | 0.15078 | 0.15257 | 0.15455 | 0.15665 | 0.15882 | 0.16103 | 0.1631 | 0.165 | 0.16674 | 0.16827 | 0.16957 | 0.17049 | 0.17116 | 0.17174 | 0.17224 | 0.17273 | 0.17295 | 0.17295
F1_Commercial_School_New_Water Heating_Natural Gas_Water Heater_E6 | F1 | Commercial | School | New | Water Heating | Natural Gas | Water Heater | E6 | RVT - Cost of Equipment | 0.12427 | 0.12541 | 0.12676 | 0.12833 | 0.13016 | 0.13232 | 0.13407 | 0.13572 | 0.13735 | 0.13898 | 0.14048 | 0.14179 | 0.14311 | 0.1445 | 0.14611 | 0.1477 | 0.14946 | 0.1514 | 0.15345 | 0.15557 | 0.15774 | 0.15977 | 0.16164 | 0.16333 | 0.16483 | 0.16611 | 0.16701 | 0.16767 | 0.16824 | 0.16872 | 0.1692 | 0.16942 | 0.16942
F1_Commercial_School_New_Water Heating_Natural Gas_Water Heater_E7 | F1 | Commercial | School | New | Water Heating | Natural Gas | Water Heater | E7 | RVT - Cost of Equipment | 0.1167 | 0.11784 | 0.1191 | 0.12048 | 0.12204 | 0.12386 | 0.12538 | 0.12685 | 0.12835 | 0.12991 | 0.13141 | 0.13281 | 0.13422 | 0.13567 | 0.13724 | 0.13876 | 0.14036 | 0.14206 | 0.1438 | 0.14556 | 0.14733 | 0.14898 | 0.15046 | 0.15177 | 0.15291 | 0.15388 | 0.15456 | 0.15506 | 0.15549 | 0.15586 | 0.15622 | 0.15639 | 0.15639
F1_Commercial_School_New_Water Heating_Natural Gas_Water Heater_E8 | F1 | Commercial | School | New | Water Heating | Natural Gas | Water Heater | E8 | RVT - Cost of Equipment | 0 | 0 | 0 | 0 | 0 | 0 | 0 | 0 | 0 | 0 | 0 | 0 | 0 | 0 | 0 | 0 | 0 | 0 | 0 | 0 | 0 | 0 | 0 | 0 | 0 | 0 | 0 | 0 | 0 | 0 | 0 | 0 | 0
F1_Commercial_School_New_Water Heating_Natural Gas_Water Heater_E9 | F1 | Commercial | School | New | Water Heating | Natural Gas | Water Heater | E9 | RVT - Cost of Equipment | 0 | 0 | 0 | 0 | 0 | 0 | 0 | 0 | 0 | 0 | 0 | 0 | 0 | 0 | 0 | 0 | 0 | 0 | 0 | 0 | 0 | 0 | 0 | 0 | 0 | 0 | 0 | 0 | 0 | 0 | 0 | 0 | 0
F1_Commercial_School_New_Water Heating_Natural Gas_Water Heater_E10 | F1 | Commercial | School | New | Water Heating | Natural Gas | Water Heater | E10 | RVT - Cost of Equipment | 0 | 0 | 0 | 0 | 0 | 0 | 0 | 0 | 0 | 0 | 0 | 0 | 0 | 0 | 0 | 0 | 0 | 0 | 0 | 0 | 0 | 0 | 0 | 0 | 0 | 0 | 0 | 0 | 0 | 0 | 0 | 0 | 0
F2_Commercial_School_New_Water Heating_Natural Gas_Water Heater_E1 | F2 | Commercial | School | New | Water Heating | Natural Gas | Water Heater | E1 | RVT - Cost of Operation | 0.18239 | 0.18405 | 0.18604 | 0.18834 | 0.19102 | 0.1942 | 0.19677 | 0.19919 | 0.20158 | 0.20398 | 0.20617 | 0.20809 | 0.21003 | 0.21207 | 0.21443 | 0.21677 | 0.21935 | 0.2222 | 0.22521 | 0.22833 | 0.2315 | 0.23449 | 0.23722 | 0.23971 | 0.24191 | 0.24379 | 0.2451 | 0.24607 | 0.24691 | 0.24762 | 0.24832 | 0.24864 | 0.24864
F2_Commercial_School_New_Water Heating_Natural Gas_Water Heater_E2 | F2 | Commercial | School | New | Water Heating | Natural Gas | Water Heater | E2 | RVT - Cost of Operation | 0.18013 | 0.18178 | 0.18374 | 0.18601 | 0.18866 | 0.1918 | 0.19434 | 0.19673 | 0.19909 | 0.20146 | 0.20362 | 0.20552 | 0.20744 | 0.20945 | 0.21178 | 0.2141 | 0.21664 | 0.21946 | 0.22243 | 0.22551 | 0.22865 | 0.23159 | 0.23429 | 0.23675 | 0.23893 | 0.24078 | 0.24208 | 0.24304 | 0.24386 | 0.24456 | 0.24526 | 0.24557 | 0.24557
F2_Commercial_School_New_Water Heating_Natural Gas_Water Heater_E3 | F2 | Commercial | School | New | Water Heating | Natural Gas | Water Heater | E3 | RVT - Cost of Operation | 0.16581 | 0.16732 | 0.16912 | 0.17122 | 0.17366 | 0.17655 | 0.17888 | 0.18108 | 0.18325 | 0.18543 | 0.18743 | 0.18918 | 0.19094 | 0.19279 | 0.19494 | 0.19707 | 0.19941 | 0.202 | 0.20474 | 0.20757 | 0.21046 | 0.21317 | 0.21566 | 0.21792 | 0.21992 | 0.22162 | 0.22282 | 0.2237 | 0.22446 | 0.22511 | 0.22575 | 0.22604 | 0.22604
F2_Commercial_School_New_Water Heating_Natural Gas_Water Heater_E4 | F2 | Commercial | School | New | Water Heating | Natural Gas | Water Heater | E4 | RVT - Cost of Operation | 0.15522 | 0.15664 | 0.15833 | 0.16029 | 0.16257 | 0.16528 | 0.16746 | 0.16952 | 0.17155 | 0.1736 | 0.17546 | 0.1771 | 0.17875 | 0.18049 | 0.18249 | 0.18449 | 0.18668 | 0.18911 | 0.19167 | 0.19432 | 0.19703 | 0.19956 | 0.20189 | 0.20401 | 0.20588 | 0.20748 | 0.2086 | 0.20942 | 0.21013 | 0.21074 | 0.21134 | 0.21161 | 0.21161
F2_Commercial_School_New_Water Heating_Natural Gas_Water Heater_E5 | F2 | Commercial | School | New | Water Heating | Natural Gas | Water Heater | E5 | RVT - Cost of Operation | 0.15199 | 0.15338 | 0.15503 | 0.15695 | 0.15919 | 0.16183 | 0.16398 | 0.16599 | 0.16798 | 0.16998 | 0.17181 | 0.17341 | 0.17502 | 0.17673 | 0.17869 | 0.18064 | 0.18279 | 0.18517 | 0.18768 | 0.19027 | 0.19292 | 0.19541 | 0.19768 | 0.19976 | 0.20159 | 0.20316 | 0.20425 | 0.20506 | 0.20576 | 0.20635 | 0.20694 | 0.2072 | 0.2072
F2_Commercial_School_New_Water Heating_Natural Gas_Water Heater_E6 | F2 | Commercial | School | New | Water Heating | Natural Gas | Water Heater | E6 | RVT - Cost of Operation | 0.14889 | 0.15025 | 0.15187 | 0.15375 | 0.15594 | 0.15853 | 0.16063 | 0.1626 | 0.16455 | 0.16651 | 0.1683 | 0.16987 | 0.17145 | 0.17312 | 0.17505 | 0.17696 | 0.17906 | 0.18139 | 0.18385 | 0.18639 | 0.18898 | 0.19142 | 0.19365 | 0.19568 | 0.19748 | 0.19901 | 0.20008 | 0.20088 | 0.20156 | 0.20214 | 0.20271 | 0.20297 | 0.20297
F2_Commercial_School_New_Water Heating_Natural Gas_Water Heater_E7 | F2 | Commercial | School | New | Water Heating | Natural Gas | Water Heater | E7 | RVT - Cost of Operation | 0.13981 | 0.14118 | 0.14269 | 0.14435 | 0.14621 | 0.14839 | 0.15022 | 0.15197 | 0.15378 | 0.15565 | 0.15744 | 0.15911 | 0.16081 | 0.16254 | 0.16442 | 0.16624 | 0.16816 | 0.17019 | 0.17228 | 0.1744 | 0.17651 | 0.17849 | 0.18026 | 0.18183 | 0.18319 | 0.18435 | 0.18517 | 0.18577 | 0.18629 | 0.18673 | 0.18716 | 0.18736 | 0.18736
F2_Commercial_School_New_Water Heating_Natural Gas_Water Heater_E8 | F2 | Commercial | School | New | Water Heating | Natural Gas | Water Heater | E8 | RVT - Cost of Operation | 0 | 0 | 0 | 0 | 0 | 0 | 0 | 0 | 0 | 0 | 0 | 0 | 0 | 0 | 0 | 0 | 0 | 0 | 0 | 0 | 0 | 0 | 0 | 0 | 0 | 0 | 0 | 0 | 0 | 0 | 0 | 0 | 0
F2_Commercial_School_New_Water Heating_Natural Gas_Water Heater_E9 | F2 | Commercial | School | New | Water Heating | Natural Gas | Water Heater | E9 | RVT - Cost of Operation | 0 | 0 | 0 | 0 | 0 | 0 | 0 | 0 | 0 | 0 | 0 | 0 | 0 | 0 | 0 | 0 | 0 | 0 | 0 | 0 | 0 | 0 | 0 | 0 | 0 | 0 | 0 | 0 | 0 | 0 | 0 | 0 | 0
F2_Commercial_School_New_Water Heating_Natural Gas_Water Heater_E10 | F2 | Commercial | School | New | Water Heating | Natural Gas | Water Heater | E10 | RVT - Cost of Operation | 0 | 0 | 0 | 0 | 0 | 0 | 0 | 0 | 0 | 0 | 0 | 0 | 0 | 0 | 0 | 0 | 0 | 0 | 0 | 0 | 0 | 0 | 0 | 0 | 0 | 0 | 0 | 0 | 0 | 0 | 0 | 0 | 0
F3_Commercial_School_New_Water Heating_Natural Gas_Water Heater_E1 | F3 | Commercial | School | New | Water Heating | Natural Gas | Water Heater | E1 | System - kBTUs of Consumption | 0.027462 | 0.027462 | 0.027462 | 0.027462 | 0.027462 | 0.027462 | 0.027462 | 0.027462 | 0.027462 | 0.027462 | 0.027462 | 0.027462 | 0.027462 | 0.027462 | 0.027462 | 0.027462 | 0.027462 | 0.027462 | 0.027462 | 0.027462 | 0.027462 | 0.027462 | 0.027462 | 0.027462 | 0.027462 | 0.027462 | 0.027462 | 0.027462 | 0.027462 | 0.027462 | 0.027462 | 0.027462 | 0.027462
F3_Commercial_School_New_Water Heating_Natural Gas_Water Heater_E2 | F3 | Commercial | School | New | Water Heating | Natural Gas | Water Heater | E2 | System - kBTUs of Consumption | 0.027455 | 0.027455 | 0.027455 | 0.027455 | 0.027455 | 0.027455 | 0.027455 | 0.027455 | 0.027455 | 0.027455 | 0.027455 | 0.027455 | 0.027455 | 0.027455 | 0.027455 | 0.027455 | 0.027455 | 0.027455 | 0.027455 | 0.027455 | 0.027455 | 0.027455 | 0.027455 | 0.027455 | 0.027455 | 0.027455 | 0.027455 | 0.027455 | 0.027455 | 0.027455 | 0.027455 | 0.027455 | 0.027455
F3_Commercial_School_New_Water Heating_Natural Gas_Water Heater_E3 | F3 | Commercial | School | New | Water Heating | Natural Gas | Water Heater | E3 | System - kBTUs of Consumption | 0.027911 | 0.027911 | 0.027911 | 0.027911 | 0.027911 | 0.027911 | 0.027911 | 0.027911 | 0.027911 | 0.027911 | 0.027911 | 0.027911 | 0.027911 | 0.027911 | 0.027911 | 0.027911 | 0.027911 | 0.027911 | 0.027911 | 0.027911 | 0.027911 | 0.027911 | 0.027911 | 0.027911 | 0.027911 | 0.027911 | 0.027911 | 0.027911 | 0.027911 | 0.027911 | 0.027911 | 0.027911 | 0.027911
F3_Commercial_School_New_Water Heating_Natural Gas_Water Heater_E4 | F3 | Commercial | School | New | Water Heating | Natural Gas | Water Heater | E4 | System - kBTUs of Consumption | 0.028367 | 0.028367 | 0.028367 | 0.028367 | 0.028367 | 0.028367 | 0.028367 | 0.028367 | 0.028367 | 0.028367 | 0.028367 | 0.028367 | 0.028367 | 0.028367 | 0.028367 | 0.028367 | 0.028367 | 0.028367 | 0.028367 | 0.028367 | 0.028367 | 0.028367 | 0.028367 | 0.028367 | 0.028367 | 0.028367 | 0.028367 | 0.028367 | 0.028367 | 0.028367 | 0.028367 | 0.028367 | 0.028367
F3_Commercial_School_New_Water Heating_Natural Gas_Water Heater_E5 | F3 | Commercial | School | New | Water Heating | Natural Gas | Water Heater | E5 | System - kBTUs of Consumption | 0.028971 | 0.028971 | 0.028971 | 0.028971 | 0.028971 | 0.028971 | 0.028971 | 0.028971 | 0.028971 | 0.028971 | 0.028971 | 0.028971 | 0.028971 | 0.028971 | 0.028971 | 0.028971 | 0.028971 | 0.028971 | 0.028971 | 0.028971 | 0.028971 | 0.028971 | 0.028971 | 0.028971 | 0.028971 | 0.028971 | 0.028971 | 0.028971 | 0.028971 | 0.028971 | 0.028971 | 0.028971 | 0.028971
F3_Commercial_School_New_Water Heating_Natural Gas_Water Heater_E6 | F3 | Commercial | School | New | Water Heating | Natural Gas | Water Heater | E6 | System - kBTUs of Consumption | 0.024474 | 0.024474 | 0.024474 | 0.024474 | 0.024474 | 0.024474 | 0.024474 | 0.024474 | 0.024474 | 0.024474 | 0.024474 | 0.024474 | 0.024474 | 0.024474 | 0.024474 | 0.024474 | 0.024474 | 0.024474 | 0.024474 | 0.024474 | 0.024474 | 0.024474 | 0.024474 | 0.024474 | 0.024474 | 0.024474 | 0.024474 | 0.024474 | 0.024474 | 0.024474 | 0.024474 | 0.024474 | 0.024474
F3_Commercial_School_New_Water Heating_Natural Gas_Water Heater_E7 | F3 | Commercial | School | New | Water Heating | Natural Gas | Water Heater | E7 | System - kBTUs of Consumption | 0.030903 | 0.030903 | 0.030903 | 0.030903 | 0.030903 | 0.030903 | 0.030903 | 0.030903 | 0.030903 | 0.030903 | 0.030903 | 0.030903 | 0.030903 | 0.030903 | 0.030903 | 0.030903 | 0.030903 | 0.030903 | 0.030903 | 0.030903 | 0.030903 | 0.030903 | 0.030903 | 0.030903 | 0.030903 | 0.030903 | 0.030903 | 0.030903 | 0.030903 | 0.030903 | 0.030903 | 0.030903 | 0.030903
F3_Commercial_School_New_Water Heating_Natural Gas_Water Heater_E8 | F3 | Commercial | School | New | Water Heating | Natural Gas | Water Heater | E8 | System - kBTUs of Consumption | 0 | 0 | 0 | 0 | 0 | 0 | 0 | 0 | 0 | 0 | 0 | 0 | 0 | 0 | 0 | 0 | 0 | 0 | 0 | 0 | 0 | 0 | 0 | 0 | 0 | 0 | 0 | 0 | 0 | 0 | 0 | 0 | 0
F3_Commercial_School_New_Water Heating_Natural Gas_Water Heater_E9 | F3 | Commercial | School | New | Water Heating | Natural Gas | Water Heater | E9 | System - kBTUs of Consumption | 0 | 0 | 0 | 0 | 0 | 0 | 0 | 0 | 0 | 0 | 0 | 0 | 0 | 0 | 0 | 0 | 0 | 0 | 0 | 0 | 0 | 0 | 0 | 0 | 0 | 0 | 0 | 0 | 0 | 0 | 0 | 0 | 0
F3_Commercial_School_New_Water Heating_Natural Gas_Water Heater_E10 | F3 | Commercial | School | New | Water Heating | Natural Gas | Water Heater | E10 | System - kBTUs of Consumption | 0 | 0 | 0 | 0 | 0 | 0 | 0 | 0 | 0 | 0 | 0 | 0 | 0 | 0 | 0 | 0 | 0 | 0 | 0 | 0 | 0 | 0 | 0 | 0 | 0 | 0 | 0 | 0 | 0 | 0 | 0 | 0 | 0
F4_Commercial_School_New_Water Heating_Natural Gas_Water Heater_E1 | F4 | Commercial | School | New | Water Heating | Natural Gas | Water Heater | E1 | Utility - Cost of Equipment | 0.18239 | 0.18405 | 0.18604 | 0.18834 | 0.19102 | 0.1942 | 0.19677 | 0.19919 | 0.20158 | 0.20398 | 0.20617 | 0.20809 | 0.21003 | 0.21207 | 0.21443 | 0.21677 | 0.21935 | 0.2222 | 0.22521 | 0.22833 | 0.2315 | 0.23449 | 0.23722 | 0.23971 | 0.24191 | 0.24379 | 0.2451 | 0.24607 | 0.24691 | 0.24762 | 0.24832 | 0.24864 | 0.24864
F4_Commercial_School_New_Water Heating_Natural Gas_Water Heater_E2 | F4 | Commercial | School | New | Water Heating | Natural Gas | Water Heater | E2 | Utility - Cost of Equipment | 0.18013 | 0.18178 | 0.18374 | 0.18601 | 0.18866 | 0.1918 | 0.19434 | 0.19673 | 0.19909 | 0.20146 | 0.20362 | 0.20552 | 0.20744 | 0.20945 | 0.21178 | 0.2141 | 0.21664 | 0.21946 | 0.22243 | 0.22551 | 0.22865 | 0.23159 | 0.23429 | 0.23675 | 0.23893 | 0.24078 | 0.24208 | 0.24304 | 0.24386 | 0.24456 | 0.24526 | 0.24557 | 0.24557
F4_Commercial_School_New_Water Heating_Natural Gas_Water Heater_E3 | F4 | Commercial | School | New | Water Heating | Natural Gas | Water Heater | E3 | Utility - Cost of Equipment | 0.16581 | 0.16732 | 0.16912 | 0.17122 | 0.17366 | 0.17655 | 0.17888 | 0.18108 | 0.18325 | 0.18543 | 0.18743 | 0.18918 | 0.19094 | 0.19279 | 0.19494 | 0.19707 | 0.19941 | 0.202 | 0.20474 | 0.20757 | 0.21046 | 0.21317 | 0.21566 | 0.21792 | 0.21992 | 0.22162 | 0.22282 | 0.2237 | 0.22446 | 0.22511 | 0.22575 | 0.22604 | 0.22604
F4_Commercial_School_New_Water Heating_Natural Gas_Water Heater_E4 | F4 | Commercial | School | New | Water Heating | Natural Gas | Water Heater | E4 | Utility - Cost of Equipment | 0.15522 | 0.15664 | 0.15833 | 0.16029 | 0.16257 | 0.16528 | 0.16746 | 0.16952 | 0.17155 | 0.1736 | 0.17546 | 0.1771 | 0.17875 | 0.18049 | 0.18249 | 0.18449 | 0.18668 | 0.18911 | 0.19167 | 0.19432 | 0.19703 | 0.19956 | 0.20189 | 0.20401 | 0.20588 | 0.20748 | 0.2086 | 0.20942 | 0.21013 | 0.21074 | 0.21134 | 0.21161 | 0.21161
F4_Commercial_School_New_Water Heating_Natural Gas_Water Heater_E5 | F4 | Commercial | School | New | Water Heating | Natural Gas | Water Heater | E5 | Utility - Cost of Equipment | 0.15199 | 0.15338 | 0.15503 | 0.15695 | 0.15919 | 0.16183 | 0.16398 | 0.16599 | 0.16798 | 0.16998 | 0.17181 | 0.17341 | 0.17502 | 0.17673 | 0.17869 | 0.18064 | 0.18279 | 0.18517 | 0.18768 | 0.19027 | 0.19292 | 0.19541 | 0.19768 | 0.19976 | 0.20159 | 0.20316 | 0.20425 | 0.20506 | 0.20576 | 0.20635 | 0.20694 | 0.2072 | 0.2072
F4_Commercial_School_New_Water Heating_Natural Gas_Water Heater_E6 | F4 | Commercial | School | New | Water Heating | Natural Gas | Water Heater | E6 | Utility - Cost of Equipment | 0.14889 | 0.15025 | 0.15187 | 0.15375 | 0.15594 | 0.15853 | 0.16063 | 0.1626 | 0.16455 | 0.16651 | 0.1683 | 0.16987 | 0.17145 | 0.17312 | 0.17505 | 0.17696 | 0.17906 | 0.18139 | 0.18385 | 0.18639 | 0.18898 | 0.19142 | 0.19365 | 0.19568 | 0.19748 | 0.19901 | 0.20008 | 0.20088 | 0.20156 | 0.20214 | 0.20271 | 0.20297 | 0.20297
F4_Commercial_School_New_Water Heating_Natural Gas_Water Heater_E7 | F4 | Commercial | School | New | Water Heating | Natural Gas | Water Heater | E7 | Utility - Cost of Equipment | 0.13981 | 0.14118 | 0.14269 | 0.14435 | 0.14621 | 0.14839 | 0.15022 | 0.15197 | 0.15378 | 0.15565 | 0.15744 | 0.15911 | 0.16081 | 0.16254 | 0.16442 | 0.16624 | 0.16816 | 0.17019 | 0.17228 | 0.1744 | 0.17651 | 0.17849 | 0.18026 | 0.18183 | 0.18319 | 0.18435 | 0.18517 | 0.18577 | 0.18629 | 0.18673 | 0.18716 | 0.18736 | 0.18736
F4_Commercial_School_New_Water Heating_Natural Gas_Water Heater_E8 | F4 | Commercial | School | New | Water Heating | Natural Gas | Water Heater | E8 | Utility - Cost of Equipment | 0 | 0 | 0 | 0 | 0 | 0 | 0 | 0 | 0 | 0 | 0 | 0 | 0 | 0 | 0 | 0 | 0 | 0 | 0 | 0 | 0 | 0 | 0 | 0 | 0 | 0 | 0 | 0 | 0 | 0 | 0 | 0 | 0
F4_Commercial_School_New_Water Heating_Natural Gas_Water Heater_E9 | F4 | Commercial | School | New | Water Heating | Natural Gas | Water Heater | E9 | Utility - Cost of Equipment | 0 | 0 | 0 | 0 | 0 | 0 | 0 | 0 | 0 | 0 | 0 | 0 | 0 | 0 | 0 | 0 | 0 | 0 | 0 | 0 | 0 | 0 | 0 | 0 | 0 | 0 | 0 | 0 | 0 | 0 | 0 | 0 | 0
F4_Commercial_School_New_Water Heating_Natural Gas_Water Heater_E10 | F4 | Commercial | School | New | Water Heating | Natural Gas | Water Heater | E10 | Utility - Cost of Equipment | 0 | 0 | 0 | 0 | 0 | 0 | 0 | 0 | 0 | 0 | 0 | 0 | 0 | 0 | 0 | 0 | 0 | 0 | 0 | 0 | 0 | 0 | 0 | 0 | 0 | 0 | 0 | 0 | 0 | 0 | 0 | 0 | 0
F5_Commercial_School_New_Water Heating_Natural Gas_Water Heater_E1 | F5 | Commercial | School | New | Water Heating | Natural Gas | Water Heater | E1 | Utility - Cost of Operation | 0.027462 | 0.027462 | 0.027462 | 0.027462 | 0.027462 | 0.027462 | 0.027462 | 0.027462 | 0.027462 | 0.027462 | 0.027462 | 0.027462 | 0.027462 | 0.027462 | 0.027462 | 0.027462 | 0.027462 | 0.027462 | 0.027462 | 0.027462 | 0.027462 | 0.027462 | 0.027462 | 0.027462 | 0.027462 | 0.027462 | 0.027462 | 0.027462 | 0.027462 | 0.027462 | 0.027462 | 0.027462 | 0.027462
F5_Commercial_School_New_Water Heating_Natural Gas_Water Heater_E2 | F5 | Commercial | School | New | Water Heating | Natural Gas | Water Heater | E2 | Utility - Cost of Operation | 0.027455 | 0.027455 | 0.027455 | 0.027455 | 0.027455 | 0.027455 | 0.027455 | 0.027455 | 0.027455 | 0.027455 | 0.027455 | 0.027455 | 0.027455 | 0.027455 | 0.027455 | 0.027455 | 0.027455 | 0.027455 | 0.027455 | 0.027455 | 0.027455 | 0.027455 | 0.027455 | 0.027455 | 0.027455 | 0.027455 | 0.027455 | 0.027455 | 0.027455 | 0.027455 | 0.027455 | 0.027455 | 0.027455
F5_Commercial_School_New_Water Heating_Natural Gas_Water Heater_E3 | F5 | Commercial | School | New | Water Heating | Natural Gas | Water Heater | E3 | Utility - Cost of Operation | 0.027911 | 0.027911 | 0.027911 | 0.027911 | 0.027911 | 0.027911 | 0.027911 | 0.027911 | 0.027911 | 0.027911 | 0.027911 | 0.027911 | 0.027911 | 0.027911 | 0.027911 | 0.027911 | 0.027911 | 0.027911 | 0.027911 | 0.027911 | 0.027911 | 0.027911 | 0.027911 | 0.027911 | 0.027911 | 0.027911 | 0.027911 | 0.027911 | 0.027911 | 0.027911 | 0.027911 | 0.027911 | 0.027911
F5_Commercial_School_New_Water Heating_Natural Gas_Water Heater_E4 | F5 | Commercial | School | New | Water Heating | Natural Gas | Water Heater | E4 | Utility - Cost of Operation | 0.028367 | 0.028367 | 0.028367 | 0.028367 | 0.028367 | 0.028367 | 0.028367 | 0.028367 | 0.028367 | 0.028367 | 0.028367 | 0.028367 | 0.028367 | 0.028367 | 0.028367 | 0.028367 | 0.028367 | 0.028367 | 0.028367 | 0.028367 | 0.028367 | 0.028367 | 0.028367 | 0.028367 | 0.028367 | 0.028367 | 0.028367 | 0.028367 | 0.028367 | 0.028367 | 0.028367 | 0.028367 | 0.028367
F5_Commercial_School_New_Water Heating_Natural Gas_Water Heater_E5 | F5 | Commercial | School | New | Water Heating | Natural Gas | Water Heater | E5 | Utility - Cost of Operation | 0.028971 | 0.028971 | 0.028971 | 0.028971 | 0.028971 | 0.028971 | 0.028971 | 0.028971 | 0.028971 | 0.028971 | 0.028971 | 0.028971 | 0.028971 | 0.028971 | 0.028971 | 0.028971 | 0.028971 | 0.028971 | 0.028971 | 0.028971 | 0.028971 | 0.028971 | 0.028971 | 0.028971 | 0.028971 | 0.028971 | 0.028971 | 0.028971 | 0.028971 | 0.028971 | 0.028971 | 0.028971 | 0.028971
F5_Commercial_School_New_Water Heating_Natural Gas_Water Heater_E6 | F5 | Commercial | School | New | Water Heating | Natural Gas | Water Heater | E6 | Utility - Cost of Operation | 0.024474 | 0.024474 | 0.024474 | 0.024474 | 0.024474 | 0.024474 | 0.024474 | 0.024474 | 0.024474 | 0.024474 | 0.024474 | 0.024474 | 0.024474 | 0.024474 | 0.024474 | 0.024474 | 0.024474 | 0.024474 | 0.024474 | 0.024474 | 0.024474 | 0.024474 | 0.024474 | 0.024474 | 0.024474 | 0.024474 | 0.024474 | 0.024474 | 0.024474 | 0.024474 | 0.024474 | 0.024474 | 0.024474
F5_Commercial_School_New_Water Heating_Natural Gas_Water Heater_E7 | F5 | Commercial | School | New | Water Heating | Natural Gas | Water Heater | E7 | Utility - Cost of Operation | 0.030903 | 0.030903 | 0.030903 | 0.030903 | 0.030903 | 0.030903 | 0.030903 | 0.030903 | 0.030903 | 0.030903 | 0.030903 | 0.030903 | 0.030903 | 0.030903 | 0.030903 | 0.030903 | 0.030903 | 0.030903 | 0.030903 | 0.030903 | 0.030903 | 0.030903 | 0.030903 | 0.030903 | 0.030903 | 0.030903 | 0.030903 | 0.030903 | 0.030903 | 0.030903 | 0.030903 | 0.030903 | 0.030903
F5_Commercial_School_New_Water Heating_Natural Gas_Water Heater_E8 | F5 | Commercial | School | New | Water Heating | Natural Gas | Water Heater | E8 | Utility - Cost of Operation | 0 | 0 | 0 | 0 | 0 | 0 | 0 | 0 | 0 | 0 | 0 | 0 | 0 | 0 | 0 | 0 | 0 | 0 | 0 | 0 | 0 | 0 | 0 | 0 | 0 | 0 | 0 | 0 | 0 | 0 | 0 | 0 | 0
F5_Commercial_School_New_Water Heating_Natural Gas_Water Heater_E9 | F5 | Commercial | School | New | Water Heating | Natural Gas | Water Heater | E9 | Utility - Cost of Operation | 0 | 0 | 0 | 0 | 0 | 0 | 0 | 0 | 0 | 0 | 0 | 0 | 0 | 0 | 0 | 0 | 0 | 0 | 0 | 0 | 0 | 0 | 0 | 0 | 0 | 0 | 0 | 0 | 0 | 0 | 0 | 0 | 0
F5_Commercial_School_New_Water Heating_Natural Gas_Water Heater_E10 | F5 | Commercial | School | New | Water Heating | Natural Gas | Water Heater | E10 | Utility - Cost of Operation | 0 | 0 | 0 | 0 | 0 | 0 | 0 | 0 | 0 | 0 | 0 | 0 | 0 | 0 | 0 | 0 | 0 | 0 | 0 | 0 | 0 | 0 | 0 | 0 | 0 | 0 | 0 | 0 | 0 | 0 | 0 | 0 | 0
F6_Commercial_School_New_Water Heating_Natural Gas_Water Heater_E1 | F6 | Commercial | School | New | Water Heating | Natural Gas | Water Heater | E1 | Utility - Value of Sales | 0.14148 | 0.14148 | 0.14148 | 0.14148 | 0.14148 | 0.14148 | 0.14148 | 0.14148 | 0.14148 | 0.14148 | 0.14148 | 0.14148 | 0.14148 | 0.14148 | 0.14148 | 0.14148 | 0.14148 | 0.14148 | 0.14148 | 0.14148 | 0.14148 | 0.14148 | 0.14148 | 0.14148 | 0.14148 | 0.14148 | 0.14148 | 0.14148 | 0.14148 | 0.14148 | 0.14148 | 0.14148 | 0.14148
F6_Commercial_School_New_Water Heating_Natural Gas_Water Heater_E2 | F6 | Commercial | School | New | Water Heating | Natural Gas | Water Heater | E2 | Utility - Value of Sales | 0.13973 | 0.13973 | 0.13973 | 0.13973 | 0.13973 | 0.13973 | 0.13973 | 0.13973 | 0.13973 | 0.13973 | 0.13973 | 0.13973 | 0.13973 | 0.13973 | 0.13973 | 0.13973 | 0.13973 | 0.13973 | 0.13973 | 0.13973 | 0.13973 | 0.13973 | 0.13973 | 0.13973 | 0.13973 | 0.13973 | 0.13973 | 0.13973 | 0.13973 | 0.13973 | 0.13973 | 0.13973 | 0.13973
F6_Commercial_School_New_Water Heating_Natural Gas_Water Heater_E3 | F6 | Commercial | School | New | Water Heating | Natural Gas | Water Heater | E3 | Utility - Value of Sales | 0.12861 | 0.12861 | 0.12861 | 0.12861 | 0.12861 | 0.12861 | 0.12861 | 0.12861 | 0.12861 | 0.12861 | 0.12861 | 0.12861 | 0.12861 | 0.12861 | 0.12861 | 0.12861 | 0.12861 | 0.12861 | 0.12861 | 0.12861 | 0.12861 | 0.12861 | 0.12861 | 0.12861 | 0.12861 | 0.12861 | 0.12861 | 0.12861 | 0.12861 | 0.12861 | 0.12861 | 0.12861 | 0.12861
F6_Commercial_School_New_Water Heating_Natural Gas_Water Heater_E4 | F6 | Commercial | School | New | Water Heating | Natural Gas | Water Heater | E4 | Utility - Value of Sales | 0.1204 | 0.1204 | 0.1204 | 0.1204 | 0.1204 | 0.1204 | 0.1204 | 0.1204 | 0.1204 | 0.1204 | 0.1204 | 0.1204 | 0.1204 | 0.1204 | 0.1204 | 0.1204 | 0.1204 | 0.1204 | 0.1204 | 0.1204 | 0.1204 | 0.1204 | 0.1204 | 0.1204 | 0.1204 | 0.1204 | 0.1204 | 0.1204 | 0.1204 | 0.1204 | 0.1204 | 0.1204 | 0.1204
F6_Commercial_School_New_Water Heating_Natural Gas_Water Heater_E5 | F6 | Commercial | School | New | Water Heating | Natural Gas | Water Heater | E5 | Utility - Value of Sales | 0.1179 | 0.1179 | 0.1179 | 0.1179 | 0.1179 | 0.1179 | 0.1179 | 0.1179 | 0.1179 | 0.1179 | 0.1179 | 0.1179 | 0.1179 | 0.1179 | 0.1179 | 0.1179 | 0.1179 | 0.1179 | 0.1179 | 0.1179 | 0.1179 | 0.1179 | 0.1179 | 0.1179 | 0.1179 | 0.1179 | 0.1179 | 0.1179 | 0.1179 | 0.1179 | 0.1179 | 0.1179 | 0.1179
F6_Commercial_School_New_Water Heating_Natural Gas_Water Heater_E6 | F6 | Commercial | School | New | Water Heating | Natural Gas | Water Heater | E6 | Utility - Value of Sales | 0.11549 | 0.11549 | 0.11549 | 0.11549 | 0.11549 | 0.11549 | 0.11549 | 0.11549 | 0.11549 | 0.11549 | 0.11549 | 0.11549 | 0.11549 | 0.11549 | 0.11549 | 0.11549 | 0.11549 | 0.11549 | 0.11549 | 0.11549 | 0.11549 | 0.11549 | 0.11549 | 0.11549 | 0.11549 | 0.11549 | 0.11549 | 0.11549 | 0.11549 | 0.11549 | 0.11549 | 0.11549 | 0.11549
F6_Commercial_School_New_Water Heating_Natural Gas_Water Heater_E7 | F6 | Commercial | School | New | Water Heating | Natural Gas | Water Heater | E7 | Utility - Value of Sales | 0.10677 | 0.10677 | 0.10677 | 0.10677 | 0.10677 | 0.10677 | 0.10677 | 0.10677 | 0.10677 | 0.10677 | 0.10677 | 0.10677 | 0.10677 | 0.10677 | 0.10677 | 0.10677 | 0.10677 | 0.10677 | 0.10677 | 0.10677 | 0.10677 | 0.10677 | 0.10677 | 0.10677 | 0.10677 | 0.10677 | 0.10677 | 0.10677 | 0.10677 | 0.10677 | 0.10677 | 0.10677 | 0.10677
F6_Commercial_School_New_Water Heating_Natural Gas_Water Heater_E8 | F6 | Commercial | School | New | Water Heating | Natural Gas | Water Heater | E8 | Utility - Value of Sales | 0 | 0 | 0 | 0 | 0 | 0 | 0 | 0 | 0 | 0 | 0 | 0 | 0 | 0 | 0 | 0 | 0 | 0 | 0 | 0 | 0 | 0 | 0 | 0 | 0 | 0 | 0 | 0 | 0 | 0 | 0 | 0 | 0
F6_Commercial_School_New_Water Heating_Natural Gas_Water Heater_E9 | F6 | Commercial | School | New | Water Heating | Natural Gas | Water Heater | E9 | Utility - Value of Sales | 0 | 0 | 0 | 0 | 0 | 0 | 0 | 0 | 0 | 0 | 0 | 0 | 0 | 0 | 0 | 0 | 0 | 0 | 0 | 0 | 0 | 0 | 0 | 0 | 0 | 0 | 0 | 0 | 0 | 0 | 0 | 0 | 0
F6_Commercial_School_New_Water Heating_Natural Gas_Water Heater_E10 | F6 | Commercial | School | New | Water Heating | Natural Gas | Water Heater | E10 | Utility - Value of Sales | 0 | 0 | 0 | 0 | 0 | 0 | 0 | 0 | 0 | 0 | 0 | 0 | 0 | 0 | 0 | 0 | 0 | 0 | 0 | 0 | 0 | 0 | 0 | 0 | 0 | 0 | 0 | 0 | 0 | 0 | 0 | 0 | 0
F1_Commercial_School_New_Food Preparation_Natural Gas_Oven_E1 | F1 | Commercial | School | New | Food Preparation | Natural Gas | Oven | E1 | RVT - Cost of Equipment | 0.029643 | 0.029869 | 0.030121 | 0.030399 | 0.030715 | 0.031082 | 0.031379 | 0.031664 | 0.031953 | 0.032255 | 0.032542 | 0.032806 | 0.033076 | 0.03336 | 0.033673 | 0.033979 | 0.034304 | 0.034646 | 0.035004 | 0.035369 | 0.035735 | 0.036079 | 0.03639 | 0.036664 | 0.036901 | 0.037105 | 0.037246 | 0.037352 | 0.037443 | 0.037521 | 0.037598 | 0.037632 | 0.037632
F1_Commercial_School_New_Food Preparation_Natural Gas_Oven_E2 | F1 | Commercial | School | New | Food Preparation | Natural Gas | Oven | E2 | RVT - Cost of Equipment | 0.025755 | 0.025952 | 0.026171 | 0.026412 | 0.026687 | 0.027005 | 0.027264 | 0.027511 | 0.027763 | 0.028025 | 0.028275 | 0.028504 | 0.028738 | 0.028985 | 0.029257 | 0.029523 | 0.029805 | 0.030103 | 0.030413 | 0.03073 | 0.031049 | 0.031348 | 0.031617 | 0.031856 | 0.032062 | 0.032239 | 0.032362 | 0.032453 | 0.032533 | 0.0326 | 0.032667 | 0.032697 | 0.032697
F1_Commercial_School_New_Food Preparation_Natural Gas_Oven_E3 | F1 | Commercial | School | New | Food Preparation | Natural Gas | Oven | E3 | RVT - Cost of Equipment | 0 | 0 | 0 | 0 | 0 | 0 | 0 | 0 | 0 | 0 | 0 | 0 | 0 | 0 | 0 | 0 | 0 | 0 | 0 | 0 | 0 | 0 | 0 | 0 | 0 | 0 | 0 | 0 | 0 | 0 | 0 | 0 | 0
F1_Commercial_School_New_Food Preparation_Natural Gas_Oven_E4 | F1 | Commercial | School | New | Food Preparation | Natural Gas | Oven | E4 | RVT - Cost of Equipment | 0 | 0 | 0 | 0 | 0 | 0 | 0 | 0 | 0 | 0 | 0 | 0 | 0 | 0 | 0 | 0 | 0 | 0 | 0 | 0 | 0 | 0 | 0 | 0 | 0 | 0 | 0 | 0 | 0 | 0 | 0 | 0 | 0
F1_Commercial_School_New_Food Preparation_Natural Gas_Oven_E5 | F1 | Commercial | School | New | Food Preparation | Natural Gas | Oven | E5 | RVT - Cost of Equipment | 0 | 0 | 0 | 0 | 0 | 0 | 0 | 0 | 0 | 0 | 0 | 0 | 0 | 0 | 0 | 0 | 0 | 0 | 0 | 0 | 0 | 0 | 0 | 0 | 0 | 0 | 0 | 0 | 0 | 0 | 0 | 0 | 0
F1_Commercial_School_New_Food Preparation_Natural Gas_Oven_E6 | F1 | Commercial | School | New | Food Preparation | Natural Gas | Oven | E6 | RVT - Cost of Equipment | 0 | 0 | 0 | 0 | 0 | 0 | 0 | 0 | 0 | 0 | 0 | 0 | 0 | 0 | 0 | 0 | 0 | 0 | 0 | 0 | 0 | 0 | 0 | 0 | 0 | 0 | 0 | 0 | 0 | 0 | 0 | 0 | 0
F1_Commercial_School_New_Food Preparation_Natural Gas_Oven_E7 | F1 | Commercial | School | New | Food Preparation | Natural Gas | Oven | E7 | RVT - Cost of Equipment | 0 | 0 | 0 | 0 | 0 | 0 | 0 | 0 | 0 | 0 | 0 | 0 | 0 | 0 | 0 | 0 | 0 | 0 | 0 | 0 | 0 | 0 | 0 | 0 | 0 | 0 | 0 | 0 | 0 | 0 | 0 | 0 | 0
F1_Commercial_School_New_Food Preparation_Natural Gas_Oven_E8 | F1 | Commercial | School | New | Food Preparation | Natural Gas | Oven | E8 | RVT - Cost of Equipment | 0 | 0 | 0 | 0 | 0 | 0 | 0 | 0 | 0 | 0 | 0 | 0 | 0 | 0 | 0 | 0 | 0 | 0 | 0 | 0 | 0 | 0 | 0 | 0 | 0 | 0 | 0 | 0 | 0 | 0 | 0 | 0 | 0
F1_Commercial_School_New_Food Preparation_Natural Gas_Oven_E9 | F1 | Commercial | School | New | Food Preparation | Natural Gas | Oven | E9 | RVT - Cost of Equipment | 0 | 0 | 0 | 0 | 0 | 0 | 0 | 0 | 0 | 0 | 0 | 0 | 0 | 0 | 0 | 0 | 0 | 0 | 0 | 0 | 0 | 0 | 0 | 0 | 0 | 0 | 0 | 0 | 0 | 0 | 0 | 0 | 0
F1_Commercial_School_New_Food Preparation_Natural Gas_Oven_E10 | F1 | Commercial | School | New | Food Preparation | Natural Gas | Oven | E10 | RVT - Cost of Equipment | 0 | 0 | 0 | 0 | 0 | 0 | 0 | 0 | 0 | 0 | 0 | 0 | 0 | 0 | 0 | 0 | 0 | 0 | 0 | 0 | 0 | 0 | 0 | 0 | 0 | 0 | 0 | 0 | 0 | 0 | 0 | 0 | 0
F2_Commercial_School_New_Food Preparation_Natural Gas_Oven_E1 | F2 | Commercial | School | New | Food Preparation | Natural Gas | Oven | E1 | RVT - Cost of Operation | 0.035514 | 0.035785 | 0.036087 | 0.03642 | 0.036799 | 0.037238 | 0.037594 | 0.037935 | 0.038282 | 0.038643 | 0.038988 | 0.039304 | 0.039628 | 0.039967 | 0.040342 | 0.040709 | 0.041098 | 0.041508 | 0.041937 | 0.042374 | 0.042813 | 0.043225 | 0.043597 | 0.043926 | 0.04421 | 0.044454 | 0.044624 | 0.04475 | 0.044859 | 0.044952 | 0.045045 | 0.045086 | 0.045086
F2_Commercial_School_New_Food Preparation_Natural Gas_Oven_E2 | F2 | Commercial | School | New | Food Preparation | Natural Gas | Oven | E2 | RVT - Cost of Operation | 0.030857 | 0.031092 | 0.031355 | 0.031644 | 0.031973 | 0.032354 | 0.032664 | 0.03296 | 0.033262 | 0.033575 | 0.033875 | 0.03415 | 0.034431 | 0.034726 | 0.035052 | 0.03537 | 0.035708 | 0.036065 | 0.036437 | 0.036817 | 0.037199 | 0.037557 | 0.03788 | 0.038165 | 0.038412 | 0.038624 | 0.038772 | 0.038881 | 0.038976 | 0.039057 | 0.039137 | 0.039173 | 0.039173
F2_Commercial_School_New_Food Preparation_Natural Gas_Oven_E3 | F2 | Commercial | School | New | Food Preparation | Natural Gas | Oven | E3 | RVT - Cost of Operation | 0 | 0 | 0 | 0 | 0 | 0 | 0 | 0 | 0 | 0 | 0 | 0 | 0 | 0 | 0 | 0 | 0 | 0 | 0 | 0 | 0 | 0 | 0 | 0 | 0 | 0 | 0 | 0 | 0 | 0 | 0 | 0 | 0
F2_Commercial_School_New_Food Preparation_Natural Gas_Oven_E4 | F2 | Commercial | School | New | Food Preparation | Natural Gas | Oven | E4 | RVT - Cost of Operation | 0 | 0 | 0 | 0 | 0 | 0 | 0 | 0 | 0 | 0 | 0 | 0 | 0 | 0 | 0 | 0 | 0 | 0 | 0 | 0 | 0 | 0 | 0 | 0 | 0 | 0 | 0 | 0 | 0 | 0 | 0 | 0 | 0
F2_Commercial_School_New_Food Preparation_Natural Gas_Oven_E5 | F2 | Commercial | School | New | Food Preparation | Natural Gas | Oven | E5 | RVT - Cost of Operation | 0 | 0 | 0 | 0 | 0 | 0 | 0 | 0 | 0 | 0 | 0 | 0 | 0 | 0 | 0 | 0 | 0 | 0 | 0 | 0 | 0 | 0 | 0 | 0 | 0 | 0 | 0 | 0 | 0 | 0 | 0 | 0 | 0
F2_Commercial_School_New_Food Preparation_Natural Gas_Oven_E6 | F2 | Commercial | School | New | Food Preparation | Natural Gas | Oven | E6 | RVT - Cost of Operation | 0 | 0 | 0 | 0 | 0 | 0 | 0 | 0 | 0 | 0 | 0 | 0 | 0 | 0 | 0 | 0 | 0 | 0 | 0 | 0 | 0 | 0 | 0 | 0 | 0 | 0 | 0 | 0 | 0 | 0 | 0 | 0 | 0
F2_Commercial_School_New_Food Preparation_Natural Gas_Oven_E7 | F2 | Commercial | School | New | Food Preparation | Natural Gas | Oven | E7 | RVT - Cost of Operation | 0 | 0 | 0 | 0 | 0 | 0 | 0 | 0 | 0 | 0 | 0 | 0 | 0 | 0 | 0 | 0 | 0 | 0 | 0 | 0 | 0 | 0 | 0 | 0 | 0 | 0 | 0 | 0 | 0 | 0 | 0 | 0 | 0
F2_Commercial_School_New_Food Preparation_Natural Gas_Oven_E8 | F2 | Commercial | School | New | Food Preparation | Natural Gas | Oven | E8 | RVT - Cost of Operation | 0 | 0 | 0 | 0 | 0 | 0 | 0 | 0 | 0 | 0 | 0 | 0 | 0 | 0 | 0 | 0 | 0 | 0 | 0 | 0 | 0 | 0 | 0 | 0 | 0 | 0 | 0 | 0 | 0 | 0 | 0 | 0 | 0
F2_Commercial_School_New_Food Preparation_Natural Gas_Oven_E9 | F2 | Commercial | School | New | Food Preparation | Natural Gas | Oven | E9 | RVT - Cost of Operation | 0 | 0 | 0 | 0 | 0 | 0 | 0 | 0 | 0 | 0 | 0 | 0 | 0 | 0 | 0 | 0 | 0 | 0 | 0 | 0 | 0 | 0 | 0 | 0 | 0 | 0 | 0 | 0 | 0 | 0 | 0 | 0 | 0
F2_Commercial_School_New_Food Preparation_Natural Gas_Oven_E10 | F2 | Commercial | School | New | Food Preparation | Natural Gas | Oven | E10 | RVT - Cost of Operation | 0 | 0 | 0 | 0 | 0 | 0 | 0 | 0 | 0 | 0 | 0 | 0 | 0 | 0 | 0 | 0 | 0 | 0 | 0 | 0 | 0 | 0 | 0 | 0 | 0 | 0 | 0 | 0 | 0 | 0 | 0 | 0 | 0
F3_Commercial_School_New_Food Preparation_Natural Gas_Oven_E1 | F3 | Commercial | School | New | Food Preparation | Natural Gas | Oven | E1 | System - kBTUs of Consumption | 0.022798 | 0.022798 | 0.022798 | 0.022798 | 0.022798 | 0.022798 | 0.022798 | 0.022798 | 0.022798 | 0.022798 | 0.022798 | 0.022798 | 0.022798 | 0.022798 | 0.022798 | 0.022798 | 0.022798 | 0.022798 | 0.022798 | 0.022798 | 0.022798 | 0.022798 | 0.022798 | 0.022798 | 0.022798 | 0.022798 | 0.022798 | 0.022798 | 0.022798 | 0.022798 | 0.022798 | 0.022798 | 0.022798
F3_Commercial_School_New_Food Preparation_Natural Gas_Oven_E2 | F3 | Commercial | School | New | Food Preparation | Natural Gas | Oven | E2 | System - kBTUs of Consumption | 0.024016 | 0.024016 | 0.024016 | 0.024016 | 0.024016 | 0.024016 | 0.024016 | 0.024016 | 0.024016 | 0.024016 | 0.024016 | 0.024016 | 0.024016 | 0.024016 | 0.024016 | 0.024016 | 0.024016 | 0.024016 | 0.024016 | 0.024016 | 0.024016 | 0.024016 | 0.024016 | 0.024016 | 0.024016 | 0.024016 | 0.024016 | 0.024016 | 0.024016 | 0.024016 | 0.024016 | 0.024016 | 0.024016
F3_Commercial_School_New_Food Preparation_Natural Gas_Oven_E3 | F3 | Commercial | School | New | Food Preparation | Natural Gas | Oven | E3 | System - kBTUs of Consumption | 0 | 0 | 0 | 0 | 0 | 0 | 0 | 0 | 0 | 0 | 0 | 0 | 0 | 0 | 0 | 0 | 0 | 0 | 0 | 0 | 0 | 0 | 0 | 0 | 0 | 0 | 0 | 0 | 0 | 0 | 0 | 0 | 0
F3_Commercial_School_New_Food Preparation_Natural Gas_Oven_E4 | F3 | Commercial | School | New | Food Preparation | Natural Gas | Oven | E4 | System - kBTUs of Consumption | 0 | 0 | 0 | 0 | 0 | 0 | 0 | 0 | 0 | 0 | 0 | 0 | 0 | 0 | 0 | 0 | 0 | 0 | 0 | 0 | 0 | 0 | 0 | 0 | 0 | 0 | 0 | 0 | 0 | 0 | 0 | 0 | 0
F3_Commercial_School_New_Food Preparation_Natural Gas_Oven_E5 | F3 | Commercial | School | New | Food Preparation | Natural Gas | Oven | E5 | System - kBTUs of Consumption | 0 | 0 | 0 | 0 | 0 | 0 | 0 | 0 | 0 | 0 | 0 | 0 | 0 | 0 | 0 | 0 | 0 | 0 | 0 | 0 | 0 | 0 | 0 | 0 | 0 | 0 | 0 | 0 | 0 | 0 | 0 | 0 | 0
F3_Commercial_School_New_Food Preparation_Natural Gas_Oven_E6 | F3 | Commercial | School | New | Food Preparation | Natural Gas | Oven | E6 | System - kBTUs of Consumption | 0 | 0 | 0 | 0 | 0 | 0 | 0 | 0 | 0 | 0 | 0 | 0 | 0 | 0 | 0 | 0 | 0 | 0 | 0 | 0 | 0 | 0 | 0 | 0 | 0 | 0 | 0 | 0 | 0 | 0 | 0 | 0 | 0
F3_Commercial_School_New_Food Preparation_Natural Gas_Oven_E7 | F3 | Commercial | School | New | Food Preparation | Natural Gas | Oven | E7 | System - kBTUs of Consumption | 0 | 0 | 0 | 0 | 0 | 0 | 0 | 0 | 0 | 0 | 0 | 0 | 0 | 0 | 0 | 0 | 0 | 0 | 0 | 0 | 0 | 0 | 0 | 0 | 0 | 0 | 0 | 0 | 0 | 0 | 0 | 0 | 0
F3_Commercial_School_New_Food Preparation_Natural Gas_Oven_E8 | F3 | Commercial | School | New | Food Preparation | Natural Gas | Oven | E8 | System - kBTUs of Consumption | 0 | 0 | 0 | 0 | 0 | 0 | 0 | 0 | 0 | 0 | 0 | 0 | 0 | 0 | 0 | 0 | 0 | 0 | 0 | 0 | 0 | 0 | 0 | 0 | 0 | 0 | 0 | 0 | 0 | 0 | 0 | 0 | 0
F3_Commercial_School_New_Food Preparation_Natural Gas_Oven_E9 | F3 | Commercial | School | New | Food Preparation | Natural Gas | Oven | E9 | System - kBTUs of Consumption | 0 | 0 | 0 | 0 | 0 | 0 | 0 | 0 | 0 | 0 | 0 | 0 | 0 | 0 | 0 | 0 | 0 | 0 | 0 | 0 | 0 | 0 | 0 | 0 | 0 | 0 | 0 | 0 | 0 | 0 | 0 | 0 | 0
F3_Commercial_School_New_Food Preparation_Natural Gas_Oven_E10 | F3 | Commercial | School | New | Food Preparation | Natural Gas | Oven | E10 | System - kBTUs of Consumption | 0 | 0 | 0 | 0 | 0 | 0 | 0 | 0 | 0 | 0 | 0 | 0 | 0 | 0 | 0 | 0 | 0 | 0 | 0 | 0 | 0 | 0 | 0 | 0 | 0 | 0 | 0 | 0 | 0 | 0 | 0 | 0 | 0
F4_Commercial_School_New_Food Preparation_Natural Gas_Oven_E1 | F4 | Commercial | School | New | Food Preparation | Natural Gas | Oven | E1 | Utility - Cost of Equipment | 0.035514 | 0.035785 | 0.036087 | 0.03642 | 0.036799 | 0.037238 | 0.037594 | 0.037935 | 0.038282 | 0.038643 | 0.038988 | 0.039304 | 0.039628 | 0.039967 | 0.040342 | 0.040709 | 0.041098 | 0.041508 | 0.041937 | 0.042374 | 0.042813 | 0.043225 | 0.043597 | 0.043926 | 0.04421 | 0.044454 | 0.044624 | 0.04475 | 0.044859 | 0.044952 | 0.045045 | 0.045086 | 0.045086
F4_Commercial_School_New_Food Preparation_Natural Gas_Oven_E2 | F4 | Commercial | School | New | Food Preparation | Natural Gas | Oven | E2 | Utility - Cost of Equipment | 0.030857 | 0.031092 | 0.031355 | 0.031644 | 0.031973 | 0.032354 | 0.032664 | 0.03296 | 0.033262 | 0.033575 | 0.033875 | 0.03415 | 0.034431 | 0.034726 | 0.035052 | 0.03537 | 0.035708 | 0.036065 | 0.036437 | 0.036817 | 0.037199 | 0.037557 | 0.03788 | 0.038165 | 0.038412 | 0.038624 | 0.038772 | 0.038881 | 0.038976 | 0.039057 | 0.039137 | 0.039173 | 0.039173
F4_Commercial_School_New_Food Preparation_Natural Gas_Oven_E3 | F4 | Commercial | School | New | Food Preparation | Natural Gas | Oven | E3 | Utility - Cost of Equipment | 0 | 0 | 0 | 0 | 0 | 0 | 0 | 0 | 0 | 0 | 0 | 0 | 0 | 0 | 0 | 0 | 0 | 0 | 0 | 0 | 0 | 0 | 0 | 0 | 0 | 0 | 0 | 0 | 0 | 0 | 0 | 0 | 0
F4_Commercial_School_New_Food Preparation_Natural Gas_Oven_E4 | F4 | Commercial | School | New | Food Preparation | Natural Gas | Oven | E4 | Utility - Cost of Equipment | 0 | 0 | 0 | 0 | 0 | 0 | 0 | 0 | 0 | 0 | 0 | 0 | 0 | 0 | 0 | 0 | 0 | 0 | 0 | 0 | 0 | 0 | 0 | 0 | 0 | 0 | 0 | 0 | 0 | 0 | 0 | 0 | 0
F4_Commercial_School_New_Food Preparation_Natural Gas_Oven_E5 | F4 | Commercial | School | New | Food Preparation | Natural Gas | Oven | E5 | Utility - Cost of Equipment | 0 | 0 | 0 | 0 | 0 | 0 | 0 | 0 | 0 | 0 | 0 | 0 | 0 | 0 | 0 | 0 | 0 | 0 | 0 | 0 | 0 | 0 | 0 | 0 | 0 | 0 | 0 | 0 | 0 | 0 | 0 | 0 | 0
F4_Commercial_School_New_Food Preparation_Natural Gas_Oven_E6 | F4 | Commercial | School | New | Food Preparation | Natural Gas | Oven | E6 | Utility - Cost of Equipment | 0 | 0 | 0 | 0 | 0 | 0 | 0 | 0 | 0 | 0 | 0 | 0 | 0 | 0 | 0 | 0 | 0 | 0 | 0 | 0 | 0 | 0 | 0 | 0 | 0 | 0 | 0 | 0 | 0 | 0 | 0 | 0 | 0
F4_Commercial_School_New_Food Preparation_Natural Gas_Oven_E7 | F4 | Commercial | School | New | Food Preparation | Natural Gas | Oven | E7 | Utility - Cost of Equipment | 0 | 0 | 0 | 0 | 0 | 0 | 0 | 0 | 0 | 0 | 0 | 0 | 0 | 0 | 0 | 0 | 0 | 0 | 0 | 0 | 0 | 0 | 0 | 0 | 0 | 0 | 0 | 0 | 0 | 0 | 0 | 0 | 0
F4_Commercial_School_New_Food Preparation_Natural Gas_Oven_E8 | F4 | Commercial | School | New | Food Preparation | Natural Gas | Oven | E8 | Utility - Cost of Equipment | 0 | 0 | 0 | 0 | 0 | 0 | 0 | 0 | 0 | 0 | 0 | 0 | 0 | 0 | 0 | 0 | 0 | 0 | 0 | 0 | 0 | 0 | 0 | 0 | 0 | 0 | 0 | 0 | 0 | 0 | 0 | 0 | 0
F4_Commercial_School_New_Food Preparation_Natural Gas_Oven_E9 | F4 | Commercial | School | New | Food Preparation | Natural Gas | Oven | E9 | Utility - Cost of Equipment | 0 | 0 | 0 | 0 | 0 | 0 | 0 | 0 | 0 | 0 | 0 | 0 | 0 | 0 | 0 | 0 | 0 | 0 | 0 | 0 | 0 | 0 | 0 | 0 | 0 | 0 | 0 | 0 | 0 | 0 | 0 | 0 | 0
F4_Commercial_School_New_Food Preparation_Natural Gas_Oven_E10 | F4 | Commercial | School | New | Food Preparation | Natural Gas | Oven | E10 | Utility - Cost of Equipment | 0 | 0 | 0 | 0 | 0 | 0 | 0 | 0 | 0 | 0 | 0 | 0 | 0 | 0 | 0 | 0 | 0 | 0 | 0 | 0 | 0 | 0 | 0 | 0 | 0 | 0 | 0 | 0 | 0 | 0 | 0 | 0 | 0
F5_Commercial_School_New_Food Preparation_Natural Gas_Oven_E1 | F5 | Commercial | School | New | Food Preparation | Natural Gas | Oven | E1 | Utility - Cost of Operation | 0.022798 | 0.022798 | 0.022798 | 0.022798 | 0.022798 | 0.022798 | 0.022798 | 0.022798 | 0.022798 | 0.022798 | 0.022798 | 0.022798 | 0.022798 | 0.022798 | 0.022798 | 0.022798 | 0.022798 | 0.022798 | 0.022798 | 0.022798 | 0.022798 | 0.022798 | 0.022798 | 0.022798 | 0.022798 | 0.022798 | 0.022798 | 0.022798 | 0.022798 | 0.022798 | 0.022798 | 0.022798 | 0.022798
F5_Commercial_School_New_Food Preparation_Natural Gas_Oven_E2 | F5 | Commercial | School | New | Food Preparation | Natural Gas | Oven | E2 | Utility - Cost of Operation | 0.024016 | 0.024016 | 0.024016 | 0.024016 | 0.024016 | 0.024016 | 0.024016 | 0.024016 | 0.024016 | 0.024016 | 0.024016 | 0.024016 | 0.024016 | 0.024016 | 0.024016 | 0.024016 | 0.024016 | 0.024016 | 0.024016 | 0.024016 | 0.024016 | 0.024016 | 0.024016 | 0.024016 | 0.024016 | 0.024016 | 0.024016 | 0.024016 | 0.024016 | 0.024016 | 0.024016 | 0.024016 | 0.024016
F5_Commercial_School_New_Food Preparation_Natural Gas_Oven_E3 | F5 | Commercial | School | New | Food Preparation | Natural Gas | Oven | E3 | Utility - Cost of Operation | 0 | 0 | 0 | 0 | 0 | 0 | 0 | 0 | 0 | 0 | 0 | 0 | 0 | 0 | 0 | 0 | 0 | 0 | 0 | 0 | 0 | 0 | 0 | 0 | 0 | 0 | 0 | 0 | 0 | 0 | 0 | 0 | 0
F5_Commercial_School_New_Food Preparation_Natural Gas_Oven_E4 | F5 | Commercial | School | New | Food Preparation | Natural Gas | Oven | E4 | Utility - Cost of Operation | 0 | 0 | 0 | 0 | 0 | 0 | 0 | 0 | 0 | 0 | 0 | 0 | 0 | 0 | 0 | 0 | 0 | 0 | 0 | 0 | 0 | 0 | 0 | 0 | 0 | 0 | 0 | 0 | 0 | 0 | 0 | 0 | 0
F5_Commercial_School_New_Food Preparation_Natural Gas_Oven_E5 | F5 | Commercial | School | New | Food Preparation | Natural Gas | Oven | E5 | Utility - Cost of Operation | 0 | 0 | 0 | 0 | 0 | 0 | 0 | 0 | 0 | 0 | 0 | 0 | 0 | 0 | 0 | 0 | 0 | 0 | 0 | 0 | 0 | 0 | 0 | 0 | 0 | 0 | 0 | 0 | 0 | 0 | 0 | 0 | 0
F5_Commercial_School_New_Food Preparation_Natural Gas_Oven_E6 | F5 | Commercial | School | New | Food Preparation | Natural Gas | Oven | E6 | Utility - Cost of Operation | 0 | 0 | 0 | 0 | 0 | 0 | 0 | 0 | 0 | 0 | 0 | 0 | 0 | 0 | 0 | 0 | 0 | 0 | 0 | 0 | 0 | 0 | 0 | 0 | 0 | 0 | 0 | 0 | 0 | 0 | 0 | 0 | 0
F5_Commercial_School_New_Food Preparation_Natural Gas_Oven_E7 | F5 | Commercial | School | New | Food Preparation | Natural Gas | Oven | E7 | Utility - Cost of Operation | 0 | 0 | 0 | 0 | 0 | 0 | 0 | 0 | 0 | 0 | 0 | 0 | 0 | 0 | 0 | 0 | 0 | 0 | 0 | 0 | 0 | 0 | 0 | 0 | 0 | 0 | 0 | 0 | 0 | 0 | 0 | 0 | 0
F5_Commercial_School_New_Food Preparation_Natural Gas_Oven_E8 | F5 | Commercial | School | New | Food Preparation | Natural Gas | Oven | E8 | Utility - Cost of Operation | 0 | 0 | 0 | 0 | 0 | 0 | 0 | 0 | 0 | 0 | 0 | 0 | 0 | 0 | 0 | 0 | 0 | 0 | 0 | 0 | 0 | 0 | 0 | 0 | 0 | 0 | 0 | 0 | 0 | 0 | 0 | 0 | 0
F5_Commercial_School_New_Food Preparation_Natural Gas_Oven_E9 | F5 | Commercial | School | New | Food Preparation | Natural Gas | Oven | E9 | Utility - Cost of Operation | 0 | 0 | 0 | 0 | 0 | 0 | 0 | 0 | 0 | 0 | 0 | 0 | 0 | 0 | 0 | 0 | 0 | 0 | 0 | 0 | 0 | 0 | 0 | 0 | 0 | 0 | 0 | 0 | 0 | 0 | 0 | 0 | 0
F5_Commercial_School_New_Food Preparation_Natural Gas_Oven_E10 | F5 | Commercial | School | New | Food Preparation | Natural Gas | Oven | E10 | Utility - Cost of Operation | 0 | 0 | 0 | 0 | 0 | 0 | 0 | 0 | 0 | 0 | 0 | 0 | 0 | 0 | 0 | 0 | 0 | 0 | 0 | 0 | 0 | 0 | 0 | 0 | 0 | 0 | 0 | 0 | 0 | 0 | 0 | 0 | 0
F6_Commercial_School_New_Food Preparation_Natural Gas_Oven_E1 | F6 | Commercial | School | New | Food Preparation | Natural Gas | Oven | E1 | Utility - Value of Sales | 0.021033 | 0.021033 | 0.021033 | 0.021033 | 0.021033 | 0.021033 | 0.021033 | 0.021033 | 0.021033 | 0.021033 | 0.021033 | 0.021033 | 0.021033 | 0.021033 | 0.021033 | 0.021033 | 0.021033 | 0.021033 | 0.021033 | 0.021033 | 0.021033 | 0.021033 | 0.021033 | 0.021033 | 0.021033 | 0.021033 | 0.021033 | 0.021033 | 0.021033 | 0.021033 | 0.021033 | 0.021033 | 0.021033
F6_Commercial_School_New_Food Preparation_Natural Gas_Oven_E2 | F6 | Commercial | School | New | Food Preparation | Natural Gas | Oven | E2 | Utility - Value of Sales | 0.018275 | 0.018275 | 0.018275 | 0.018275 | 0.018275 | 0.018275 | 0.018275 | 0.018275 | 0.018275 | 0.018275 | 0.018275 | 0.018275 | 0.018275 | 0.018275 | 0.018275 | 0.018275 | 0.018275 | 0.018275 | 0.018275 | 0.018275 | 0.018275 | 0.018275 | 0.018275 | 0.018275 | 0.018275 | 0.018275 | 0.018275 | 0.018275 | 0.018275 | 0.018275 | 0.018275 | 0.018275 | 0.018275
F6_Commercial_School_New_Food Preparation_Natural Gas_Oven_E3 | F6 | Commercial | School | New | Food Preparation | Natural Gas | Oven | E3 | Utility - Value of Sales | 0 | 0 | 0 | 0 | 0 | 0 | 0 | 0 | 0 | 0 | 0 | 0 | 0 | 0 | 0 | 0 | 0 | 0 | 0 | 0 | 0 | 0 | 0 | 0 | 0 | 0 | 0 | 0 | 0 | 0 | 0 | 0 | 0
F6_Commercial_School_New_Food Preparation_Natural Gas_Oven_E4 | F6 | Commercial | School | New | Food Preparation | Natural Gas | Oven | E4 | Utility - Value of Sales | 0 | 0 | 0 | 0 | 0 | 0 | 0 | 0 | 0 | 0 | 0 | 0 | 0 | 0 | 0 | 0 | 0 | 0 | 0 | 0 | 0 | 0 | 0 | 0 | 0 | 0 | 0 | 0 | 0 | 0 | 0 | 0 | 0
F6_Commercial_School_New_Food Preparation_Natural Gas_Oven_E5 | F6 | Commercial | School | New | Food Preparation | Natural Gas | Oven | E5 | Utility - Value of Sales | 0 | 0 | 0 | 0 | 0 | 0 | 0 | 0 | 0 | 0 | 0 | 0 | 0 | 0 | 0 | 0 | 0 | 0 | 0 | 0 | 0 | 0 | 0 | 0 | 0 | 0 | 0 | 0 | 0 | 0 | 0 | 0 | 0
F6_Commercial_School_New_Food Preparation_Natural Gas_Oven_E6 | F6 | Commercial | School | New | Food Preparation | Natural Gas | Oven | E6 | Utility - Value of Sales | 0 | 0 | 0 | 0 | 0 | 0 | 0 | 0 | 0 | 0 | 0 | 0 | 0 | 0 | 0 | 0 | 0 | 0 | 0 | 0 | 0 | 0 | 0 | 0 | 0 | 0 | 0 | 0 | 0 | 0 | 0 | 0 | 0
F6_Commercial_School_New_Food Preparation_Natural Gas_Oven_E7 | F6 | Commercial | School | New | Food Preparation | Natural Gas | Oven | E7 | Utility - Value of Sales | 0 | 0 | 0 | 0 | 0 | 0 | 0 | 0 | 0 | 0 | 0 | 0 | 0 | 0 | 0 | 0 | 0 | 0 | 0 | 0 | 0 | 0 | 0 | 0 | 0 | 0 | 0 | 0 | 0 | 0 | 0 | 0 | 0
F6_Commercial_School_New_Food Preparation_Natural Gas_Oven_E8 | F6 | Commercial | School | New | Food Preparation | Natural Gas | Oven | E8 | Utility - Value of Sales | 0 | 0 | 0 | 0 | 0 | 0 | 0 | 0 | 0 | 0 | 0 | 0 | 0 | 0 | 0 | 0 | 0 | 0 | 0 | 0 | 0 | 0 | 0 | 0 | 0 | 0 | 0 | 0 | 0 | 0 | 0 | 0 | 0
F6_Commercial_School_New_Food Preparation_Natural Gas_Oven_E9 | F6 | Commercial | School | New | Food Preparation | Natural Gas | Oven | E9 | Utility - Value of Sales | 0 | 0 | 0 | 0 | 0 | 0 | 0 | 0 | 0 | 0 | 0 | 0 | 0 | 0 | 0 | 0 | 0 | 0 | 0 | 0 | 0 | 0 | 0 | 0 | 0 | 0 | 0 | 0 | 0 | 0 | 0 | 0 | 0
F6_Commercial_School_New_Food Preparation_Natural Gas_Oven_E10 | F6 | Commercial | School | New | Food Preparation | Natural Gas | Oven | E10 | Utility - Value of Sales | 0 | 0 | 0 | 0 | 0 | 0 | 0 | 0 | 0 | 0 | 0 | 0 | 0 | 0 | 0 | 0 | 0 | 0 | 0 | 0 | 0 | 0 | 0 | 0 | 0 | 0 | 0 | 0 | 0 | 0 | 0 | 0 | 0
F1_Commercial_School_New_Food Preparation_Natural Gas_Conveyor Oven_E1 | F1 | Commercial | School | New | Food Preparation | Natural Gas | Conveyor Oven | E1 | RVT - Cost of Equipment | 0.055628 | 0.056033 | 0.056473 | 0.056956 | 0.057509 | 0.058149 | 0.058713 | 0.059282 | 0.059871 | 0.060484 | 0.061073 | 0.061617 | 0.06215 | 0.062682 | 0.063238 | 0.063767 | 0.064313 | 0.064871 | 0.065433 | 0.065992 | 0.06654 | 0.067042 | 0.067489 | 0.067884 | 0.068225 | 0.068519 | 0.068723 | 0.068874 | 0.069006 | 0.069118 | 0.069229 | 0.069278 | 0.069278
F1_Commercial_School_New_Food Preparation_Natural Gas_Conveyor Oven_E2 | F1 | Commercial | School | New | Food Preparation | Natural Gas | Conveyor Oven | E2 | RVT - Cost of Equipment | 0.042286 | 0.042594 | 0.042928 | 0.043295 | 0.043715 | 0.044202 | 0.044631 | 0.045063 | 0.045511 | 0.045977 | 0.046425 | 0.046838 | 0.047244 | 0.047648 | 0.048071 | 0.048473 | 0.048888 | 0.049312 | 0.04974 | 0.050164 | 0.050581 | 0.050962 | 0.051302 | 0.051602 | 0.051862 | 0.052085 | 0.05224 | 0.052355 | 0.052455 | 0.05254 | 0.052625 | 0.052662 | 0.052662
F1_Commercial_School_New_Food Preparation_Natural Gas_Conveyor Oven_E3 | F1 | Commercial | School | New | Food Preparation | Natural Gas | Conveyor Oven | E3 | RVT - Cost of Equipment | 0 | 0 | 0 | 0 | 0 | 0 | 0 | 0 | 0 | 0 | 0 | 0 | 0 | 0 | 0 | 0 | 0 | 0 | 0 | 0 | 0 | 0 | 0 | 0 | 0 | 0 | 0 | 0 | 0 | 0 | 0 | 0 | 0
F1_Commercial_School_New_Food Preparation_Natural Gas_Conveyor Oven_E4 | F1 | Commercial | School | New | Food Preparation | Natural Gas | Conveyor Oven | E4 | RVT - Cost of Equipment | 0 | 0 | 0 | 0 | 0 | 0 | 0 | 0 | 0 | 0 | 0 | 0 | 0 | 0 | 0 | 0 | 0 | 0 | 0 | 0 | 0 | 0 | 0 | 0 | 0 | 0 | 0 | 0 | 0 | 0 | 0 | 0 | 0
F1_Commercial_School_New_Food Preparation_Natural Gas_Conveyor Oven_E5 | F1 | Commercial | School | New | Food Preparation | Natural Gas | Conveyor Oven | E5 | RVT - Cost of Equipment | 0 | 0 | 0 | 0 | 0 | 0 | 0 | 0 | 0 | 0 | 0 | 0 | 0 | 0 | 0 | 0 | 0 | 0 | 0 | 0 | 0 | 0 | 0 | 0 | 0 | 0 | 0 | 0 | 0 | 0 | 0 | 0 | 0
F1_Commercial_School_New_Food Preparation_Natural Gas_Conveyor Oven_E6 | F1 | Commercial | School | New | Food Preparation | Natural Gas | Conveyor Oven | E6 | RVT - Cost of Equipment | 0 | 0 | 0 | 0 | 0 | 0 | 0 | 0 | 0 | 0 | 0 | 0 | 0 | 0 | 0 | 0 | 0 | 0 | 0 | 0 | 0 | 0 | 0 | 0 | 0 | 0 | 0 | 0 | 0 | 0 | 0 | 0 | 0
F1_Commercial_School_New_Food Preparation_Natural Gas_Conveyor Oven_E7 | F1 | Commercial | School | New | Food Preparation | Natural Gas | Conveyor Oven | E7 | RVT - Cost of Equipment | 0 | 0 | 0 | 0 | 0 | 0 | 0 | 0 | 0 | 0 | 0 | 0 | 0 | 0 | 0 | 0 | 0 | 0 | 0 | 0 | 0 | 0 | 0 | 0 | 0 | 0 | 0 | 0 | 0 | 0 | 0 | 0 | 0
F1_Commercial_School_New_Food Preparation_Natural Gas_Conveyor Oven_E8 | F1 | Commercial | School | New | Food Preparation | Natural Gas | Conveyor Oven | E8 | RVT - Cost of Equipment | 0 | 0 | 0 | 0 | 0 | 0 | 0 | 0 | 0 | 0 | 0 | 0 | 0 | 0 | 0 | 0 | 0 | 0 | 0 | 0 | 0 | 0 | 0 | 0 | 0 | 0 | 0 | 0 | 0 | 0 | 0 | 0 | 0
F1_Commercial_School_New_Food Preparation_Natural Gas_Conveyor Oven_E9 | F1 | Commercial | School | New | Food Preparation | Natural Gas | Conveyor Oven | E9 | RVT - Cost of Equipment | 0 | 0 | 0 | 0 | 0 | 0 | 0 | 0 | 0 | 0 | 0 | 0 | 0 | 0 | 0 | 0 | 0 | 0 | 0 | 0 | 0 | 0 | 0 | 0 | 0 | 0 | 0 | 0 | 0 | 0 | 0 | 0 | 0
F1_Commercial_School_New_Food Preparation_Natural Gas_Conveyor Oven_E10 | F1 | Commercial | School | New | Food Preparation | Natural Gas | Conveyor Oven | E10 | RVT - Cost of Equipment | 0 | 0 | 0 | 0 | 0 | 0 | 0 | 0 | 0 | 0 | 0 | 0 | 0 | 0 | 0 | 0 | 0 | 0 | 0 | 0 | 0 | 0 | 0 | 0 | 0 | 0 | 0 | 0 | 0 | 0 | 0 | 0 | 0
F2_Commercial_School_New_Food Preparation_Natural Gas_Conveyor Oven_E1 | F2 | Commercial | School | New | Food Preparation | Natural Gas | Conveyor Oven | E1 | RVT - Cost of Operation | 0.066646 | 0.067131 | 0.067659 | 0.068237 | 0.068899 | 0.069666 | 0.070342 | 0.071023 | 0.071729 | 0.072463 | 0.07317 | 0.073821 | 0.07446 | 0.075097 | 0.075763 | 0.076398 | 0.077051 | 0.077719 | 0.078394 | 0.079063 | 0.079719 | 0.08032 | 0.080856 | 0.081329 | 0.081738 | 0.08209 | 0.082334 | 0.082516 | 0.082674 | 0.082808 | 0.082941 | 0.083 | 0.083
F2_Commercial_School_New_Food Preparation_Natural Gas_Conveyor Oven_E2 | F2 | Commercial | School | New | Food Preparation | Natural Gas | Conveyor Oven | E2 | RVT - Cost of Operation | 0.050661 | 0.05103 | 0.051431 | 0.051871 | 0.052374 | 0.052957 | 0.053471 | 0.053989 | 0.054525 | 0.055083 | 0.05562 | 0.056116 | 0.056601 | 0.057085 | 0.057592 | 0.058074 | 0.05857 | 0.059079 | 0.059591 | 0.0601 | 0.060599 | 0.061056 | 0.061463 | 0.061823 | 0.062134 | 0.062401 | 0.062587 | 0.062725 | 0.062845 | 0.062947 | 0.063048 | 0.063093 | 0.063093
F2_Commercial_School_New_Food Preparation_Natural Gas_Conveyor Oven_E3 | F2 | Commercial | School | New | Food Preparation | Natural Gas | Conveyor Oven | E3 | RVT - Cost of Operation | 0 | 0 | 0 | 0 | 0 | 0 | 0 | 0 | 0 | 0 | 0 | 0 | 0 | 0 | 0 | 0 | 0 | 0 | 0 | 0 | 0 | 0 | 0 | 0 | 0 | 0 | 0 | 0 | 0 | 0 | 0 | 0 | 0
F2_Commercial_School_New_Food Preparation_Natural Gas_Conveyor Oven_E4 | F2 | Commercial | School | New | Food Preparation | Natural Gas | Conveyor Oven | E4 | RVT - Cost of Operation | 0 | 0 | 0 | 0 | 0 | 0 | 0 | 0 | 0 | 0 | 0 | 0 | 0 | 0 | 0 | 0 | 0 | 0 | 0 | 0 | 0 | 0 | 0 | 0 | 0 | 0 | 0 | 0 | 0 | 0 | 0 | 0 | 0
F2_Commercial_School_New_Food Preparation_Natural Gas_Conveyor Oven_E5 | F2 | Commercial | School | New | Food Preparation | Natural Gas | Conveyor Oven | E5 | RVT - Cost of Operation | 0 | 0 | 0 | 0 | 0 | 0 | 0 | 0 | 0 | 0 | 0 | 0 | 0 | 0 | 0 | 0 | 0 | 0 | 0 | 0 | 0 | 0 | 0 | 0 | 0 | 0 | 0 | 0 | 0 | 0 | 0 | 0 | 0
F2_Commercial_School_New_Food Preparation_Natural Gas_Conveyor Oven_E6 | F2 | Commercial | School | New | Food Preparation | Natural Gas | Conveyor Oven | E6 | RVT - Cost of Operation | 0 | 0 | 0 | 0 | 0 | 0 | 0 | 0 | 0 | 0 | 0 | 0 | 0 | 0 | 0 | 0 | 0 | 0 | 0 | 0 | 0 | 0 | 0 | 0 | 0 | 0 | 0 | 0 | 0 | 0 | 0 | 0 | 0
F2_Commercial_School_New_Food Preparation_Natural Gas_Conveyor Oven_E7 | F2 | Commercial | School | New | Food Preparation | Natural Gas | Conveyor Oven | E7 | RVT - Cost of Operation | 0 | 0 | 0 | 0 | 0 | 0 | 0 | 0 | 0 | 0 | 0 | 0 | 0 | 0 | 0 | 0 | 0 | 0 | 0 | 0 | 0 | 0 | 0 | 0 | 0 | 0 | 0 | 0 | 0 | 0 | 0 | 0 | 0
F2_Commercial_School_New_Food Preparation_Natural Gas_Conveyor Oven_E8 | F2 | Commercial | School | New | Food Preparation | Natural Gas | Conveyor Oven | E8 | RVT - Cost of Operation | 0 | 0 | 0 | 0 | 0 | 0 | 0 | 0 | 0 | 0 | 0 | 0 | 0 | 0 | 0 | 0 | 0 | 0 | 0 | 0 | 0 | 0 | 0 | 0 | 0 | 0 | 0 | 0 | 0 | 0 | 0 | 0 | 0
F2_Commercial_School_New_Food Preparation_Natural Gas_Conveyor Oven_E9 | F2 | Commercial | School | New | Food Preparation | Natural Gas | Conveyor Oven | E9 | RVT - Cost of Operation | 0 | 0 | 0 | 0 | 0 | 0 | 0 | 0 | 0 | 0 | 0 | 0 | 0 | 0 | 0 | 0 | 0 | 0 | 0 | 0 | 0 | 0 | 0 | 0 | 0 | 0 | 0 | 0 | 0 | 0 | 0 | 0 | 0
F2_Commercial_School_New_Food Preparation_Natural Gas_Conveyor Oven_E10 | F2 | Commercial | School | New | Food Preparation | Natural Gas | Conveyor Oven | E10 | RVT - Cost of Operation | 0 | 0 | 0 | 0 | 0 | 0 | 0 | 0 | 0 | 0 | 0 | 0 | 0 | 0 | 0 | 0 | 0 | 0 | 0 | 0 | 0 | 0 | 0 | 0 | 0 | 0 | 0 | 0 | 0 | 0 | 0 | 0 | 0
F3_Commercial_School_New_Food Preparation_Natural Gas_Conveyor Oven_E1 | F3 | Commercial | School | New | Food Preparation | Natural Gas | Conveyor Oven | E1 | System - kBTUs of Consumption | 0.012536 | 0.012536 | 0.012536 | 0.012536 | 0.012536 | 0.012536 | 0.012536 | 0.012536 | 0.012536 | 0.012536 | 0.012536 | 0.012536 | 0.012536 | 0.012536 | 0.012536 | 0.012536 | 0.012536 | 0.012536 | 0.012536 | 0.012536 | 0.012536 | 0.012536 | 0.012536 | 0.012536 | 0.012536 | 0.012536 | 0.012536 | 0.012536 | 0.012536 | 0.012536 | 0.012536 | 0.012536 | 0.012536
F3_Commercial_School_New_Food Preparation_Natural Gas_Conveyor Oven_E2 | F3 | Commercial | School | New | Food Preparation | Natural Gas | Conveyor Oven | E2 | System - kBTUs of Consumption | 0.015282 | 0.015282 | 0.015282 | 0.015282 | 0.015282 | 0.015282 | 0.015282 | 0.015282 | 0.015282 | 0.015282 | 0.015282 | 0.015282 | 0.015282 | 0.015282 | 0.015282 | 0.015282 | 0.015282 | 0.015282 | 0.015282 | 0.015282 | 0.015282 | 0.015282 | 0.015282 | 0.015282 | 0.015282 | 0.015282 | 0.015282 | 0.015282 | 0.015282 | 0.015282 | 0.015282 | 0.015282 | 0.015282
F3_Commercial_School_New_Food Preparation_Natural Gas_Conveyor Oven_E3 | F3 | Commercial | School | New | Food Preparation | Natural Gas | Conveyor Oven | E3 | System - kBTUs of Consumption | 0 | 0 | 0 | 0 | 0 | 0 | 0 | 0 | 0 | 0 | 0 | 0 | 0 | 0 | 0 | 0 | 0 | 0 | 0 | 0 | 0 | 0 | 0 | 0 | 0 | 0 | 0 | 0 | 0 | 0 | 0 | 0 | 0
F3_Commercial_School_New_Food Preparation_Natural Gas_Conveyor Oven_E4 | F3 | Commercial | School | New | Food Preparation | Natural Gas | Conveyor Oven | E4 | System - kBTUs of Consumption | 0 | 0 | 0 | 0 | 0 | 0 | 0 | 0 | 0 | 0 | 0 | 0 | 0 | 0 | 0 | 0 | 0 | 0 | 0 | 0 | 0 | 0 | 0 | 0 | 0 | 0 | 0 | 0 | 0 | 0 | 0 | 0 | 0
F3_Commercial_School_New_Food Preparation_Natural Gas_Conveyor Oven_E5 | F3 | Commercial | School | New | Food Preparation | Natural Gas | Conveyor Oven | E5 | System - kBTUs of Consumption | 0 | 0 | 0 | 0 | 0 | 0 | 0 | 0 | 0 | 0 | 0 | 0 | 0 | 0 | 0 | 0 | 0 | 0 | 0 | 0 | 0 | 0 | 0 | 0 | 0 | 0 | 0 | 0 | 0 | 0 | 0 | 0 | 0
F3_Commercial_School_New_Food Preparation_Natural Gas_Conveyor Oven_E6 | F3 | Commercial | School | New | Food Preparation | Natural Gas | Conveyor Oven | E6 | System - kBTUs of Consumption | 0 | 0 | 0 | 0 | 0 | 0 | 0 | 0 | 0 | 0 | 0 | 0 | 0 | 0 | 0 | 0 | 0 | 0 | 0 | 0 | 0 | 0 | 0 | 0 | 0 | 0 | 0 | 0 | 0 | 0 | 0 | 0 | 0
F3_Commercial_School_New_Food Preparation_Natural Gas_Conveyor Oven_E7 | F3 | Commercial | School | New | Food Preparation | Natural Gas | Conveyor Oven | E7 | System - kBTUs of Consumption | 0 | 0 | 0 | 0 | 0 | 0 | 0 | 0 | 0 | 0 | 0 | 0 | 0 | 0 | 0 | 0 | 0 | 0 | 0 | 0 | 0 | 0 | 0 | 0 | 0 | 0 | 0 | 0 | 0 | 0 | 0 | 0 | 0
F3_Commercial_School_New_Food Preparation_Natural Gas_Conveyor Oven_E8 | F3 | Commercial | School | New | Food Preparation | Natural Gas | Conveyor Oven | E8 | System - kBTUs of Consumption | 0 | 0 | 0 | 0 | 0 | 0 | 0 | 0 | 0 | 0 | 0 | 0 | 0 | 0 | 0 | 0 | 0 | 0 | 0 | 0 | 0 | 0 | 0 | 0 | 0 | 0 | 0 | 0 | 0 | 0 | 0 | 0 | 0
F3_Commercial_School_New_Food Preparation_Natural Gas_Conveyor Oven_E9 | F3 | Commercial | School | New | Food Preparation | Natural Gas | Conveyor Oven | E9 | System - kBTUs of Consumption | 0 | 0 | 0 | 0 | 0 | 0 | 0 | 0 | 0 | 0 | 0 | 0 | 0 | 0 | 0 | 0 | 0 | 0 | 0 | 0 | 0 | 0 | 0 | 0 | 0 | 0 | 0 | 0 | 0 | 0 | 0 | 0 | 0
F3_Commercial_School_New_Food Preparation_Natural Gas_Conveyor Oven_E10 | F3 | Commercial | School | New | Food Preparation | Natural Gas | Conveyor Oven | E10 | System - kBTUs of Consumption | 0 | 0 | 0 | 0 | 0 | 0 | 0 | 0 | 0 | 0 | 0 | 0 | 0 | 0 | 0 | 0 | 0 | 0 | 0 | 0 | 0 | 0 | 0 | 0 | 0 | 0 | 0 | 0 | 0 | 0 | 0 | 0 | 0
F4_Commercial_School_New_Food Preparation_Natural Gas_Conveyor Oven_E1 | F4 | Commercial | School | New | Food Preparation | Natural Gas | Conveyor Oven | E1 | Utility - Cost of Equipment | 0.066646 | 0.067131 | 0.067659 | 0.068237 | 0.068899 | 0.069666 | 0.070342 | 0.071023 | 0.071729 | 0.072463 | 0.07317 | 0.073821 | 0.07446 | 0.075097 | 0.075763 | 0.076398 | 0.077051 | 0.077719 | 0.078394 | 0.079063 | 0.079719 | 0.08032 | 0.080856 | 0.081329 | 0.081738 | 0.08209 | 0.082334 | 0.082516 | 0.082674 | 0.082808 | 0.082941 | 0.083 | 0.083
F4_Commercial_School_New_Food Preparation_Natural Gas_Conveyor Oven_E2 | F4 | Commercial | School | New | Food Preparation | Natural Gas | Conveyor Oven | E2 | Utility - Cost of Equipment | 0.050661 | 0.05103 | 0.051431 | 0.051871 | 0.052374 | 0.052957 | 0.053471 | 0.053989 | 0.054525 | 0.055083 | 0.05562 | 0.056116 | 0.056601 | 0.057085 | 0.057592 | 0.058074 | 0.05857 | 0.059079 | 0.059591 | 0.0601 | 0.060599 | 0.061056 | 0.061463 | 0.061823 | 0.062134 | 0.062401 | 0.062587 | 0.062725 | 0.062845 | 0.062947 | 0.063048 | 0.063093 | 0.063093
F4_Commercial_School_New_Food Preparation_Natural Gas_Conveyor Oven_E3 | F4 | Commercial | School | New | Food Preparation | Natural Gas | Conveyor Oven | E3 | Utility - Cost of Equipment | 0 | 0 | 0 | 0 | 0 | 0 | 0 | 0 | 0 | 0 | 0 | 0 | 0 | 0 | 0 | 0 | 0 | 0 | 0 | 0 | 0 | 0 | 0 | 0 | 0 | 0 | 0 | 0 | 0 | 0 | 0 | 0 | 0
F4_Commercial_School_New_Food Preparation_Natural Gas_Conveyor Oven_E4 | F4 | Commercial | School | New | Food Preparation | Natural Gas | Conveyor Oven | E4 | Utility - Cost of Equipment | 0 | 0 | 0 | 0 | 0 | 0 | 0 | 0 | 0 | 0 | 0 | 0 | 0 | 0 | 0 | 0 | 0 | 0 | 0 | 0 | 0 | 0 | 0 | 0 | 0 | 0 | 0 | 0 | 0 | 0 | 0 | 0 | 0
F4_Commercial_School_New_Food Preparation_Natural Gas_Conveyor Oven_E5 | F4 | Commercial | School | New | Food Preparation | Natural Gas | Conveyor Oven | E5 | Utility - Cost of Equipment | 0 | 0 | 0 | 0 | 0 | 0 | 0 | 0 | 0 | 0 | 0 | 0 | 0 | 0 | 0 | 0 | 0 | 0 | 0 | 0 | 0 | 0 | 0 | 0 | 0 | 0 | 0 | 0 | 0 | 0 | 0 | 0 | 0
F4_Commercial_School_New_Food Preparation_Natural Gas_Conveyor Oven_E6 | F4 | Commercial | School | New | Food Preparation | Natural Gas | Conveyor Oven | E6 | Utility - Cost of Equipment | 0 | 0 | 0 | 0 | 0 | 0 | 0 | 0 | 0 | 0 | 0 | 0 | 0 | 0 | 0 | 0 | 0 | 0 | 0 | 0 | 0 | 0 | 0 | 0 | 0 | 0 | 0 | 0 | 0 | 0 | 0 | 0 | 0
F4_Commercial_School_New_Food Preparation_Natural Gas_Conveyor Oven_E7 | F4 | Commercial | School | New | Food Preparation | Natural Gas | Conveyor Oven | E7 | Utility - Cost of Equipment | 0 | 0 | 0 | 0 | 0 | 0 | 0 | 0 | 0 | 0 | 0 | 0 | 0 | 0 | 0 | 0 | 0 | 0 | 0 | 0 | 0 | 0 | 0 | 0 | 0 | 0 | 0 | 0 | 0 | 0 | 0 | 0 | 0
F4_Commercial_School_New_Food Preparation_Natural Gas_Conveyor Oven_E8 | F4 | Commercial | School | New | Food Preparation | Natural Gas | Conveyor Oven | E8 | Utility - Cost of Equipment | 0 | 0 | 0 | 0 | 0 | 0 | 0 | 0 | 0 | 0 | 0 | 0 | 0 | 0 | 0 | 0 | 0 | 0 | 0 | 0 | 0 | 0 | 0 | 0 | 0 | 0 | 0 | 0 | 0 | 0 | 0 | 0 | 0
F4_Commercial_School_New_Food Preparation_Natural Gas_Conveyor Oven_E9 | F4 | Commercial | School | New | Food Preparation | Natural Gas | Conveyor Oven | E9 | Utility - Cost of Equipment | 0 | 0 | 0 | 0 | 0 | 0 | 0 | 0 | 0 | 0 | 0 | 0 | 0 | 0 | 0 | 0 | 0 | 0 | 0 | 0 | 0 | 0 | 0 | 0 | 0 | 0 | 0 | 0 | 0 | 0 | 0 | 0 | 0
F4_Commercial_School_New_Food Preparation_Natural Gas_Conveyor Oven_E10 | F4 | Commercial | School | New | Food Preparation | Natural Gas | Conveyor Oven | E10 | Utility - Cost of Equipment | 0 | 0 | 0 | 0 | 0 | 0 | 0 | 0 | 0 | 0 | 0 | 0 | 0 | 0 | 0 | 0 | 0 | 0 | 0 | 0 | 0 | 0 | 0 | 0 | 0 | 0 | 0 | 0 | 0 | 0 | 0 | 0 | 0
F5_Commercial_School_New_Food Preparation_Natural Gas_Conveyor Oven_E1 | F5 | Commercial | School | New | Food Preparation | Natural Gas | Conveyor Oven | E1 | Utility - Cost of Operation | 0.012536 | 0.012536 | 0.012536 | 0.012536 | 0.012536 | 0.012536 | 0.012536 | 0.012536 | 0.012536 | 0.012536 | 0.012536 | 0.012536 | 0.012536 | 0.012536 | 0.012536 | 0.012536 | 0.012536 | 0.012536 | 0.012536 | 0.012536 | 0.012536 | 0.012536 | 0.012536 | 0.012536 | 0.012536 | 0.012536 | 0.012536 | 0.012536 | 0.012536 | 0.012536 | 0.012536 | 0.012536 | 0.012536
F5_Commercial_School_New_Food Preparation_Natural Gas_Conveyor Oven_E2 | F5 | Commercial | School | New | Food Preparation | Natural Gas | Conveyor Oven | E2 | Utility - Cost of Operation | 0.015282 | 0.015282 | 0.015282 | 0.015282 | 0.015282 | 0.015282 | 0.015282 | 0.015282 | 0.015282 | 0.015282 | 0.015282 | 0.015282 | 0.015282 | 0.015282 | 0.015282 | 0.015282 | 0.015282 | 0.015282 | 0.015282 | 0.015282 | 0.015282 | 0.015282 | 0.015282 | 0.015282 | 0.015282 | 0.015282 | 0.015282 | 0.015282 | 0.015282 | 0.015282 | 0.015282 | 0.015282 | 0.015282
F5_Commercial_School_New_Food Preparation_Natural Gas_Conveyor Oven_E3 | F5 | Commercial | School | New | Food Preparation | Natural Gas | Conveyor Oven | E3 | Utility - Cost of Operation | 0 | 0 | 0 | 0 | 0 | 0 | 0 | 0 | 0 | 0 | 0 | 0 | 0 | 0 | 0 | 0 | 0 | 0 | 0 | 0 | 0 | 0 | 0 | 0 | 0 | 0 | 0 | 0 | 0 | 0 | 0 | 0 | 0
F5_Commercial_School_New_Food Preparation_Natural Gas_Conveyor Oven_E4 | F5 | Commercial | School | New | Food Preparation | Natural Gas | Conveyor Oven | E4 | Utility - Cost of Operation | 0 | 0 | 0 | 0 | 0 | 0 | 0 | 0 | 0 | 0 | 0 | 0 | 0 | 0 | 0 | 0 | 0 | 0 | 0 | 0 | 0 | 0 | 0 | 0 | 0 | 0 | 0 | 0 | 0 | 0 | 0 | 0 | 0
F5_Commercial_School_New_Food Preparation_Natural Gas_Conveyor Oven_E5 | F5 | Commercial | School | New | Food Preparation | Natural Gas | Conveyor Oven | E5 | Utility - Cost of Operation | 0 | 0 | 0 | 0 | 0 | 0 | 0 | 0 | 0 | 0 | 0 | 0 | 0 | 0 | 0 | 0 | 0 | 0 | 0 | 0 | 0 | 0 | 0 | 0 | 0 | 0 | 0 | 0 | 0 | 0 | 0 | 0 | 0
F5_Commercial_School_New_Food Preparation_Natural Gas_Conveyor Oven_E6 | F5 | Commercial | School | New | Food Preparation | Natural Gas | Conveyor Oven | E6 | Utility - Cost of Operation | 0 | 0 | 0 | 0 | 0 | 0 | 0 | 0 | 0 | 0 | 0 | 0 | 0 | 0 | 0 | 0 | 0 | 0 | 0 | 0 | 0 | 0 | 0 | 0 | 0 | 0 | 0 | 0 | 0 | 0 | 0 | 0 | 0
F5_Commercial_School_New_Food Preparation_Natural Gas_Conveyor Oven_E7 | F5 | Commercial | School | New | Food Preparation | Natural Gas | Conveyor Oven | E7 | Utility - Cost of Operation | 0 | 0 | 0 | 0 | 0 | 0 | 0 | 0 | 0 | 0 | 0 | 0 | 0 | 0 | 0 | 0 | 0 | 0 | 0 | 0 | 0 | 0 | 0 | 0 | 0 | 0 | 0 | 0 | 0 | 0 | 0 | 0 | 0
F5_Commercial_School_New_Food Preparation_Natural Gas_Conveyor Oven_E8 | F5 | Commercial | School | New | Food Preparation | Natural Gas | Conveyor Oven | E8 | Utility - Cost of Operation | 0 | 0 | 0 | 0 | 0 | 0 | 0 | 0 | 0 | 0 | 0 | 0 | 0 | 0 | 0 | 0 | 0 | 0 | 0 | 0 | 0 | 0 | 0 | 0 | 0 | 0 | 0 | 0 | 0 | 0 | 0 | 0 | 0
F5_Commercial_School_New_Food Preparation_Natural Gas_Conveyor Oven_E9 | F5 | Commercial | School | New | Food Preparation | Natural Gas | Conveyor Oven | E9 | Utility - Cost of Operation | 0 | 0 | 0 | 0 | 0 | 0 | 0 | 0 | 0 | 0 | 0 | 0 | 0 | 0 | 0 | 0 | 0 | 0 | 0 | 0 | 0 | 0 | 0 | 0 | 0 | 0 | 0 | 0 | 0 | 0 | 0 | 0 | 0
F5_Commercial_School_New_Food Preparation_Natural Gas_Conveyor Oven_E10 | F5 | Commercial | School | New | Food Preparation | Natural Gas | Conveyor Oven | E10 | Utility - Cost of Operation | 0 | 0 | 0 | 0 | 0 | 0 | 0 | 0 | 0 | 0 | 0 | 0 | 0 | 0 | 0 | 0 | 0 | 0 | 0 | 0 | 0 | 0 | 0 | 0 | 0 | 0 | 0 | 0 | 0 | 0 | 0 | 0 | 0
F6_Commercial_School_New_Food Preparation_Natural Gas_Conveyor Oven_E1 | F6 | Commercial | School | New | Food Preparation | Natural Gas | Conveyor Oven | E1 | Utility - Value of Sales | 0.038678 | 0.038678 | 0.038678 | 0.038678 | 0.038678 | 0.038678 | 0.038678 | 0.038678 | 0.038678 | 0.038678 | 0.038678 | 0.038678 | 0.038678 | 0.038678 | 0.038678 | 0.038678 | 0.038678 | 0.038678 | 0.038678 | 0.038678 | 0.038678 | 0.038678 | 0.038678 | 0.038678 | 0.038678 | 0.038678 | 0.038678 | 0.038678 | 0.038678 | 0.038678 | 0.038678 | 0.038678 | 0.038678
F6_Commercial_School_New_Food Preparation_Natural Gas_Conveyor Oven_E2 | F6 | Commercial | School | New | Food Preparation | Natural Gas | Conveyor Oven | E2 | Utility - Value of Sales | 0.029401 | 0.029401 | 0.029401 | 0.029401 | 0.029401 | 0.029401 | 0.029401 | 0.029401 | 0.029401 | 0.029401 | 0.029401 | 0.029401 | 0.029401 | 0.029401 | 0.029401 | 0.029401 | 0.029401 | 0.029401 | 0.029401 | 0.029401 | 0.029401 | 0.029401 | 0.029401 | 0.029401 | 0.029401 | 0.029401 | 0.029401 | 0.029401 | 0.029401 | 0.029401 | 0.029401 | 0.029401 | 0.029401
F6_Commercial_School_New_Food Preparation_Natural Gas_Conveyor Oven_E3 | F6 | Commercial | School | New | Food Preparation | Natural Gas | Conveyor Oven | E3 | Utility - Value of Sales | 0 | 0 | 0 | 0 | 0 | 0 | 0 | 0 | 0 | 0 | 0 | 0 | 0 | 0 | 0 | 0 | 0 | 0 | 0 | 0 | 0 | 0 | 0 | 0 | 0 | 0 | 0 | 0 | 0 | 0 | 0 | 0 | 0
F6_Commercial_School_New_Food Preparation_Natural Gas_Conveyor Oven_E4 | F6 | Commercial | School | New | Food Preparation | Natural Gas | Conveyor Oven | E4 | Utility - Value of Sales | 0 | 0 | 0 | 0 | 0 | 0 | 0 | 0 | 0 | 0 | 0 | 0 | 0 | 0 | 0 | 0 | 0 | 0 | 0 | 0 | 0 | 0 | 0 | 0 | 0 | 0 | 0 | 0 | 0 | 0 | 0 | 0 | 0
F6_Commercial_School_New_Food Preparation_Natural Gas_Conveyor Oven_E5 | F6 | Commercial | School | New | Food Preparation | Natural Gas | Conveyor Oven | E5 | Utility - Value of Sales | 0 | 0 | 0 | 0 | 0 | 0 | 0 | 0 | 0 | 0 | 0 | 0 | 0 | 0 | 0 | 0 | 0 | 0 | 0 | 0 | 0 | 0 | 0 | 0 | 0 | 0 | 0 | 0 | 0 | 0 | 0 | 0 | 0
F6_Commercial_School_New_Food Preparation_Natural Gas_Conveyor Oven_E6 | F6 | Commercial | School | New | Food Preparation | Natural Gas | Conveyor Oven | E6 | Utility - Value of Sales | 0 | 0 | 0 | 0 | 0 | 0 | 0 | 0 | 0 | 0 | 0 | 0 | 0 | 0 | 0 | 0 | 0 | 0 | 0 | 0 | 0 | 0 | 0 | 0 | 0 | 0 | 0 | 0 | 0 | 0 | 0 | 0 | 0
F6_Commercial_School_New_Food Preparation_Natural Gas_Conveyor Oven_E7 | F6 | Commercial | School | New | Food Preparation | Natural Gas | Conveyor Oven | E7 | Utility - Value of Sales | 0 | 0 | 0 | 0 | 0 | 0 | 0 | 0 | 0 | 0 | 0 | 0 | 0 | 0 | 0 | 0 | 0 | 0 | 0 | 0 | 0 | 0 | 0 | 0 | 0 | 0 | 0 | 0 | 0 | 0 | 0 | 0 | 0
F6_Commercial_School_New_Food Preparation_Natural Gas_Conveyor Oven_E8 | F6 | Commercial | School | New | Food Preparation | Natural Gas | Conveyor Oven | E8 | Utility - Value of Sales | 0 | 0 | 0 | 0 | 0 | 0 | 0 | 0 | 0 | 0 | 0 | 0 | 0 | 0 | 0 | 0 | 0 | 0 | 0 | 0 | 0 | 0 | 0 | 0 | 0 | 0 | 0 | 0 | 0 | 0 | 0 | 0 | 0
F6_Commercial_School_New_Food Preparation_Natural Gas_Conveyor Oven_E9 | F6 | Commercial | School | New | Food Preparation | Natural Gas | Conveyor Oven | E9 | Utility - Value of Sales | 0 | 0 | 0 | 0 | 0 | 0 | 0 | 0 | 0 | 0 | 0 | 0 | 0 | 0 | 0 | 0 | 0 | 0 | 0 | 0 | 0 | 0 | 0 | 0 | 0 | 0 | 0 | 0 | 0 | 0 | 0 | 0 | 0
F6_Commercial_School_New_Food Preparation_Natural Gas_Conveyor Oven_E10 | F6 | Commercial | School | New | Food Preparation | Natural Gas | Conveyor Oven | E10 | Utility - Value of Sales | 0 | 0 | 0 | 0 | 0 | 0 | 0 | 0 | 0 | 0 | 0 | 0 | 0 | 0 | 0 | 0 | 0 | 0 | 0 | 0 | 0 | 0 | 0 | 0 | 0 | 0 | 0 | 0 | 0 | 0 | 0 | 0 | 0
F1_Commercial_School_New_Food Preparation_Natural Gas_Double Rack Oven_E1 | F1 | Commercial | School | New | Food Preparation | Natural Gas | Double Rack Oven | E1 | RVT - Cost of Equipment | 0.097145 | 0.097885 | 0.098712 | 0.099622 | 0.10066 | 0.10186 | 0.10283 | 0.10377 | 0.10472 | 0.1057 | 0.10665 | 0.10751 | 0.1084 | 0.10933 | 0.11035 | 0.11135 | 0.11242 | 0.11354 | 0.11471 | 0.11591 | 0.11711 | 0.11824 | 0.11926 | 0.12015 | 0.12093 | 0.1216 | 0.12206 | 0.12241 | 0.12271 | 0.12296 | 0.12321 | 0.12333 | 0.12333
F1_Commercial_School_New_Food Preparation_Natural Gas_Double Rack Oven_E2 | F1 | Commercial | School | New | Food Preparation | Natural Gas | Double Rack Oven | E2 | RVT - Cost of Equipment | 0.052988 | 0.053392 | 0.053843 | 0.054339 | 0.054905 | 0.05556 | 0.056091 | 0.056601 | 0.057118 | 0.057657 | 0.058171 | 0.058643 | 0.059125 | 0.059632 | 0.060192 | 0.060739 | 0.061319 | 0.061932 | 0.062571 | 0.063223 | 0.063879 | 0.064493 | 0.065048 | 0.065539 | 0.065963 | 0.066327 | 0.06658 | 0.066768 | 0.066931 | 0.06707 | 0.067208 | 0.067269 | 0.067269
F1_Commercial_School_New_Food Preparation_Natural Gas_Double Rack Oven_E3 | F1 | Commercial | School | New | Food Preparation | Natural Gas | Double Rack Oven | E3 | RVT - Cost of Equipment | 0 | 0 | 0 | 0 | 0 | 0 | 0 | 0 | 0 | 0 | 0 | 0 | 0 | 0 | 0 | 0 | 0 | 0 | 0 | 0 | 0 | 0 | 0 | 0 | 0 | 0 | 0 | 0 | 0 | 0 | 0 | 0 | 0
F1_Commercial_School_New_Food Preparation_Natural Gas_Double Rack Oven_E4 | F1 | Commercial | School | New | Food Preparation | Natural Gas | Double Rack Oven | E4 | RVT - Cost of Equipment | 0 | 0 | 0 | 0 | 0 | 0 | 0 | 0 | 0 | 0 | 0 | 0 | 0 | 0 | 0 | 0 | 0 | 0 | 0 | 0 | 0 | 0 | 0 | 0 | 0 | 0 | 0 | 0 | 0 | 0 | 0 | 0 | 0
F1_Commercial_School_New_Food Preparation_Natural Gas_Double Rack Oven_E5 | F1 | Commercial | School | New | Food Preparation | Natural Gas | Double Rack Oven | E5 | RVT - Cost of Equipment | 0 | 0 | 0 | 0 | 0 | 0 | 0 | 0 | 0 | 0 | 0 | 0 | 0 | 0 | 0 | 0 | 0 | 0 | 0 | 0 | 0 | 0 | 0 | 0 | 0 | 0 | 0 | 0 | 0 | 0 | 0 | 0 | 0
F1_Commercial_School_New_Food Preparation_Natural Gas_Double Rack Oven_E6 | F1 | Commercial | School | New | Food Preparation | Natural Gas | Double Rack Oven | E6 | RVT - Cost of Equipment | 0 | 0 | 0 | 0 | 0 | 0 | 0 | 0 | 0 | 0 | 0 | 0 | 0 | 0 | 0 | 0 | 0 | 0 | 0 | 0 | 0 | 0 | 0 | 0 | 0 | 0 | 0 | 0 | 0 | 0 | 0 | 0 | 0
F1_Commercial_School_New_Food Preparation_Natural Gas_Double Rack Oven_E7 | F1 | Commercial | School | New | Food Preparation | Natural Gas | Double Rack Oven | E7 | RVT - Cost of Equipment | 0 | 0 | 0 | 0 | 0 | 0 | 0 | 0 | 0 | 0 | 0 | 0 | 0 | 0 | 0 | 0 | 0 | 0 | 0 | 0 | 0 | 0 | 0 | 0 | 0 | 0 | 0 | 0 | 0 | 0 | 0 | 0 | 0
F1_Commercial_School_New_Food Preparation_Natural Gas_Double Rack Oven_E8 | F1 | Commercial | School | New | Food Preparation | Natural Gas | Double Rack Oven | E8 | RVT - Cost of Equipment | 0 | 0 | 0 | 0 | 0 | 0 | 0 | 0 | 0 | 0 | 0 | 0 | 0 | 0 | 0 | 0 | 0 | 0 | 0 | 0 | 0 | 0 | 0 | 0 | 0 | 0 | 0 | 0 | 0 | 0 | 0 | 0 | 0
F1_Commercial_School_New_Food Preparation_Natural Gas_Double Rack Oven_E9 | F1 | Commercial | School | New | Food Preparation | Natural Gas | Double Rack Oven | E9 | RVT - Cost of Equipment | 0 | 0 | 0 | 0 | 0 | 0 | 0 | 0 | 0 | 0 | 0 | 0 | 0 | 0 | 0 | 0 | 0 | 0 | 0 | 0 | 0 | 0 | 0 | 0 | 0 | 0 | 0 | 0 | 0 | 0 | 0 | 0 | 0
F1_Commercial_School_New_Food Preparation_Natural Gas_Double Rack Oven_E10 | F1 | Commercial | School | New | Food Preparation | Natural Gas | Double Rack Oven | E10 | RVT - Cost of Equipment | 0 | 0 | 0 | 0 | 0 | 0 | 0 | 0 | 0 | 0 | 0 | 0 | 0 | 0 | 0 | 0 | 0 | 0 | 0 | 0 | 0 | 0 | 0 | 0 | 0 | 0 | 0 | 0 | 0 | 0 | 0 | 0 | 0
F2_Commercial_School_New_Food Preparation_Natural Gas_Double Rack Oven_E1 | F2 | Commercial | School | New | Food Preparation | Natural Gas | Double Rack Oven | E1 | RVT - Cost of Operation | 0.11639 | 0.11727 | 0.11826 | 0.11935 | 0.1206 | 0.12203 | 0.1232 | 0.12432 | 0.12546 | 0.12664 | 0.12777 | 0.12881 | 0.12987 | 0.13098 | 0.13221 | 0.13341 | 0.13468 | 0.13603 | 0.13743 | 0.13887 | 0.14031 | 0.14166 | 0.14288 | 0.14395 | 0.14488 | 0.14568 | 0.14624 | 0.14665 | 0.14701 | 0.14732 | 0.14762 | 0.14775 | 0.14775
F2_Commercial_School_New_Food Preparation_Natural Gas_Double Rack Oven_E2 | F2 | Commercial | School | New | Food Preparation | Natural Gas | Double Rack Oven | E2 | RVT - Cost of Operation | 0.063483 | 0.063967 | 0.064508 | 0.065102 | 0.06578 | 0.066565 | 0.067201 | 0.067811 | 0.068431 | 0.069077 | 0.069693 | 0.070258 | 0.070836 | 0.071443 | 0.072114 | 0.072769 | 0.073464 | 0.074198 | 0.074964 | 0.075745 | 0.076531 | 0.077267 | 0.077932 | 0.078519 | 0.079027 | 0.079464 | 0.079767 | 0.079992 | 0.080188 | 0.080355 | 0.08052 | 0.080593 | 0.080593
F2_Commercial_School_New_Food Preparation_Natural Gas_Double Rack Oven_E3 | F2 | Commercial | School | New | Food Preparation | Natural Gas | Double Rack Oven | E3 | RVT - Cost of Operation | 0 | 0 | 0 | 0 | 0 | 0 | 0 | 0 | 0 | 0 | 0 | 0 | 0 | 0 | 0 | 0 | 0 | 0 | 0 | 0 | 0 | 0 | 0 | 0 | 0 | 0 | 0 | 0 | 0 | 0 | 0 | 0 | 0
F2_Commercial_School_New_Food Preparation_Natural Gas_Double Rack Oven_E4 | F2 | Commercial | School | New | Food Preparation | Natural Gas | Double Rack Oven | E4 | RVT - Cost of Operation | 0 | 0 | 0 | 0 | 0 | 0 | 0 | 0 | 0 | 0 | 0 | 0 | 0 | 0 | 0 | 0 | 0 | 0 | 0 | 0 | 0 | 0 | 0 | 0 | 0 | 0 | 0 | 0 | 0 | 0 | 0 | 0 | 0
F2_Commercial_School_New_Food Preparation_Natural Gas_Double Rack Oven_E5 | F2 | Commercial | School | New | Food Preparation | Natural Gas | Double Rack Oven | E5 | RVT - Cost of Operation | 0 | 0 | 0 | 0 | 0 | 0 | 0 | 0 | 0 | 0 | 0 | 0 | 0 | 0 | 0 | 0 | 0 | 0 | 0 | 0 | 0 | 0 | 0 | 0 | 0 | 0 | 0 | 0 | 0 | 0 | 0 | 0 | 0
F2_Commercial_School_New_Food Preparation_Natural Gas_Double Rack Oven_E6 | F2 | Commercial | School | New | Food Preparation | Natural Gas | Double Rack Oven | E6 | RVT - Cost of Operation | 0 | 0 | 0 | 0 | 0 | 0 | 0 | 0 | 0 | 0 | 0 | 0 | 0 | 0 | 0 | 0 | 0 | 0 | 0 | 0 | 0 | 0 | 0 | 0 | 0 | 0 | 0 | 0 | 0 | 0 | 0 | 0 | 0
F2_Commercial_School_New_Food Preparation_Natural Gas_Double Rack Oven_E7 | F2 | Commercial | School | New | Food Preparation | Natural Gas | Double Rack Oven | E7 | RVT - Cost of Operation | 0 | 0 | 0 | 0 | 0 | 0 | 0 | 0 | 0 | 0 | 0 | 0 | 0 | 0 | 0 | 0 | 0 | 0 | 0 | 0 | 0 | 0 | 0 | 0 | 0 | 0 | 0 | 0 | 0 | 0 | 0 | 0 | 0
F2_Commercial_School_New_Food Preparation_Natural Gas_Double Rack Oven_E8 | F2 | Commercial | School | New | Food Preparation | Natural Gas | Double Rack Oven | E8 | RVT - Cost of Operation | 0 | 0 | 0 | 0 | 0 | 0 | 0 | 0 | 0 | 0 | 0 | 0 | 0 | 0 | 0 | 0 | 0 | 0 | 0 | 0 | 0 | 0 | 0 | 0 | 0 | 0 | 0 | 0 | 0 | 0 | 0 | 0 | 0
F2_Commercial_School_New_Food Preparation_Natural Gas_Double Rack Oven_E9 | F2 | Commercial | School | New | Food Preparation | Natural Gas | Double Rack Oven | E9 | RVT - Cost of Operation | 0 | 0 | 0 | 0 | 0 | 0 | 0 | 0 | 0 | 0 | 0 | 0 | 0 | 0 | 0 | 0 | 0 | 0 | 0 | 0 | 0 | 0 | 0 | 0 | 0 | 0 | 0 | 0 | 0 | 0 | 0 | 0 | 0
F2_Commercial_School_New_Food Preparation_Natural Gas_Double Rack Oven_E10 | F2 | Commercial | School | New | Food Preparation | Natural Gas | Double Rack Oven | E10 | RVT - Cost of Operation | 0 | 0 | 0 | 0 | 0 | 0 | 0 | 0 | 0 | 0 | 0 | 0 | 0 | 0 | 0 | 0 | 0 | 0 | 0 | 0 | 0 | 0 | 0 | 0 | 0 | 0 | 0 | 0 | 0 | 0 | 0 | 0 | 0
F3_Commercial_School_New_Food Preparation_Natural Gas_Double Rack Oven_E1 | F3 | Commercial | School | New | Food Preparation | Natural Gas | Double Rack Oven | E1 | System - kBTUs of Consumption | 0.023534 | 0.023534 | 0.023534 | 0.023534 | 0.023534 | 0.023534 | 0.023534 | 0.023534 | 0.023534 | 0.023534 | 0.023534 | 0.023534 | 0.023534 | 0.023534 | 0.023534 | 0.023534 | 0.023534 | 0.023534 | 0.023534 | 0.023534 | 0.023534 | 0.023534 | 0.023534 | 0.023534 | 0.023534 | 0.023534 | 0.023534 | 0.023534 | 0.023534 | 0.023534 | 0.023534 | 0.023534 | 0.023534
F3_Commercial_School_New_Food Preparation_Natural Gas_Double Rack Oven_E2 | F3 | Commercial | School | New | Food Preparation | Natural Gas | Double Rack Oven | E2 | System - kBTUs of Consumption | 0.031298 | 0.031298 | 0.031298 | 0.031298 | 0.031298 | 0.031298 | 0.031298 | 0.031298 | 0.031298 | 0.031298 | 0.031298 | 0.031298 | 0.031298 | 0.031298 | 0.031298 | 0.031298 | 0.031298 | 0.031298 | 0.031298 | 0.031298 | 0.031298 | 0.031298 | 0.031298 | 0.031298 | 0.031298 | 0.031298 | 0.031298 | 0.031298 | 0.031298 | 0.031298 | 0.031298 | 0.031298 | 0.031298
F3_Commercial_School_New_Food Preparation_Natural Gas_Double Rack Oven_E3 | F3 | Commercial | School | New | Food Preparation | Natural Gas | Double Rack Oven | E3 | System - kBTUs of Consumption | 0 | 0 | 0 | 0 | 0 | 0 | 0 | 0 | 0 | 0 | 0 | 0 | 0 | 0 | 0 | 0 | 0 | 0 | 0 | 0 | 0 | 0 | 0 | 0 | 0 | 0 | 0 | 0 | 0 | 0 | 0 | 0 | 0
F3_Commercial_School_New_Food Preparation_Natural Gas_Double Rack Oven_E4 | F3 | Commercial | School | New | Food Preparation | Natural Gas | Double Rack Oven | E4 | System - kBTUs of Consumption | 0 | 0 | 0 | 0 | 0 | 0 | 0 | 0 | 0 | 0 | 0 | 0 | 0 | 0 | 0 | 0 | 0 | 0 | 0 | 0 | 0 | 0 | 0 | 0 | 0 | 0 | 0 | 0 | 0 | 0 | 0 | 0 | 0
F3_Commercial_School_New_Food Preparation_Natural Gas_Double Rack Oven_E5 | F3 | Commercial | School | New | Food Preparation | Natural Gas | Double Rack Oven | E5 | System - kBTUs of Consumption | 0 | 0 | 0 | 0 | 0 | 0 | 0 | 0 | 0 | 0 | 0 | 0 | 0 | 0 | 0 | 0 | 0 | 0 | 0 | 0 | 0 | 0 | 0 | 0 | 0 | 0 | 0 | 0 | 0 | 0 | 0 | 0 | 0
F3_Commercial_School_New_Food Preparation_Natural Gas_Double Rack Oven_E6 | F3 | Commercial | School | New | Food Preparation | Natural Gas | Double Rack Oven | E6 | System - kBTUs of Consumption | 0 | 0 | 0 | 0 | 0 | 0 | 0 | 0 | 0 | 0 | 0 | 0 | 0 | 0 | 0 | 0 | 0 | 0 | 0 | 0 | 0 | 0 | 0 | 0 | 0 | 0 | 0 | 0 | 0 | 0 | 0 | 0 | 0
F3_Commercial_School_New_Food Preparation_Natural Gas_Double Rack Oven_E7 | F3 | Commercial | School | New | Food Preparation | Natural Gas | Double Rack Oven | E7 | System - kBTUs of Consumption | 0 | 0 | 0 | 0 | 0 | 0 | 0 | 0 | 0 | 0 | 0 | 0 | 0 | 0 | 0 | 0 | 0 | 0 | 0 | 0 | 0 | 0 | 0 | 0 | 0 | 0 | 0 | 0 | 0 | 0 | 0 | 0 | 0
F3_Commercial_School_New_Food Preparation_Natural Gas_Double Rack Oven_E8 | F3 | Commercial | School | New | Food Preparation | Natural Gas | Double Rack Oven | E8 | System - kBTUs of Consumption | 0 | 0 | 0 | 0 | 0 | 0 | 0 | 0 | 0 | 0 | 0 | 0 | 0 | 0 | 0 | 0 | 0 | 0 | 0 | 0 | 0 | 0 | 0 | 0 | 0 | 0 | 0 | 0 | 0 | 0 | 0 | 0 | 0
F3_Commercial_School_New_Food Preparation_Natural Gas_Double Rack Oven_E9 | F3 | Commercial | School | New | Food Preparation | Natural Gas | Double Rack Oven | E9 | System - kBTUs of Consumption | 0 | 0 | 0 | 0 | 0 | 0 | 0 | 0 | 0 | 0 | 0 | 0 | 0 | 0 | 0 | 0 | 0 | 0 | 0 | 0 | 0 | 0 | 0 | 0 | 0 | 0 | 0 | 0 | 0 | 0 | 0 | 0 | 0
F3_Commercial_School_New_Food Preparation_Natural Gas_Double Rack Oven_E10 | F3 | Commercial | School | New | Food Preparation | Natural Gas | Double Rack Oven | E10 | System - kBTUs of Consumption | 0 | 0 | 0 | 0 | 0 | 0 | 0 | 0 | 0 | 0 | 0 | 0 | 0 | 0 | 0 | 0 | 0 | 0 | 0 | 0 | 0 | 0 | 0 | 0 | 0 | 0 | 0 | 0 | 0 | 0 | 0 | 0 | 0
F4_Commercial_School_New_Food Preparation_Natural Gas_Double Rack Oven_E1 | F4 | Commercial | School | New | Food Preparation | Natural Gas | Double Rack Oven | E1 | Utility - Cost of Equipment | 0.11639 | 0.11727 | 0.11826 | 0.11935 | 0.1206 | 0.12203 | 0.1232 | 0.12432 | 0.12546 | 0.12664 | 0.12777 | 0.12881 | 0.12987 | 0.13098 | 0.13221 | 0.13341 | 0.13468 | 0.13603 | 0.13743 | 0.13887 | 0.14031 | 0.14166 | 0.14288 | 0.14395 | 0.14488 | 0.14568 | 0.14624 | 0.14665 | 0.14701 | 0.14732 | 0.14762 | 0.14775 | 0.14775
F4_Commercial_School_New_Food Preparation_Natural Gas_Double Rack Oven_E2 | F4 | Commercial | School | New | Food Preparation | Natural Gas | Double Rack Oven | E2 | Utility - Cost of Equipment | 0.063483 | 0.063967 | 0.064508 | 0.065102 | 0.06578 | 0.066565 | 0.067201 | 0.067811 | 0.068431 | 0.069077 | 0.069693 | 0.070258 | 0.070836 | 0.071443 | 0.072114 | 0.072769 | 0.073464 | 0.074198 | 0.074964 | 0.075745 | 0.076531 | 0.077267 | 0.077932 | 0.078519 | 0.079027 | 0.079464 | 0.079767 | 0.079992 | 0.080188 | 0.080355 | 0.08052 | 0.080593 | 0.080593
F4_Commercial_School_New_Food Preparation_Natural Gas_Double Rack Oven_E3 | F4 | Commercial | School | New | Food Preparation | Natural Gas | Double Rack Oven | E3 | Utility - Cost of Equipment | 0 | 0 | 0 | 0 | 0 | 0 | 0 | 0 | 0 | 0 | 0 | 0 | 0 | 0 | 0 | 0 | 0 | 0 | 0 | 0 | 0 | 0 | 0 | 0 | 0 | 0 | 0 | 0 | 0 | 0 | 0 | 0 | 0
F4_Commercial_School_New_Food Preparation_Natural Gas_Double Rack Oven_E4 | F4 | Commercial | School | New | Food Preparation | Natural Gas | Double Rack Oven | E4 | Utility - Cost of Equipment | 0 | 0 | 0 | 0 | 0 | 0 | 0 | 0 | 0 | 0 | 0 | 0 | 0 | 0 | 0 | 0 | 0 | 0 | 0 | 0 | 0 | 0 | 0 | 0 | 0 | 0 | 0 | 0 | 0 | 0 | 0 | 0 | 0
F4_Commercial_School_New_Food Preparation_Natural Gas_Double Rack Oven_E5 | F4 | Commercial | School | New | Food Preparation | Natural Gas | Double Rack Oven | E5 | Utility - Cost of Equipment | 0 | 0 | 0 | 0 | 0 | 0 | 0 | 0 | 0 | 0 | 0 | 0 | 0 | 0 | 0 | 0 | 0 | 0 | 0 | 0 | 0 | 0 | 0 | 0 | 0 | 0 | 0 | 0 | 0 | 0 | 0 | 0 | 0
F4_Commercial_School_New_Food Preparation_Natural Gas_Double Rack Oven_E6 | F4 | Commercial | School | New | Food Preparation | Natural Gas | Double Rack Oven | E6 | Utility - Cost of Equipment | 0 | 0 | 0 | 0 | 0 | 0 | 0 | 0 | 0 | 0 | 0 | 0 | 0 | 0 | 0 | 0 | 0 | 0 | 0 | 0 | 0 | 0 | 0 | 0 | 0 | 0 | 0 | 0 | 0 | 0 | 0 | 0 | 0
F4_Commercial_School_New_Food Preparation_Natural Gas_Double Rack Oven_E7 | F4 | Commercial | School | New | Food Preparation | Natural Gas | Double Rack Oven | E7 | Utility - Cost of Equipment | 0 | 0 | 0 | 0 | 0 | 0 | 0 | 0 | 0 | 0 | 0 | 0 | 0 | 0 | 0 | 0 | 0 | 0 | 0 | 0 | 0 | 0 | 0 | 0 | 0 | 0 | 0 | 0 | 0 | 0 | 0 | 0 | 0
F4_Commercial_School_New_Food Preparation_Natural Gas_Double Rack Oven_E8 | F4 | Commercial | School | New | Food Preparation | Natural Gas | Double Rack Oven | E8 | Utility - Cost of Equipment | 0 | 0 | 0 | 0 | 0 | 0 | 0 | 0 | 0 | 0 | 0 | 0 | 0 | 0 | 0 | 0 | 0 | 0 | 0 | 0 | 0 | 0 | 0 | 0 | 0 | 0 | 0 | 0 | 0 | 0 | 0 | 0 | 0
F4_Commercial_School_New_Food Preparation_Natural Gas_Double Rack Oven_E9 | F4 | Commercial | School | New | Food Preparation | Natural Gas | Double Rack Oven | E9 | Utility - Cost of Equipment | 0 | 0 | 0 | 0 | 0 | 0 | 0 | 0 | 0 | 0 | 0 | 0 | 0 | 0 | 0 | 0 | 0 | 0 | 0 | 0 | 0 | 0 | 0 | 0 | 0 | 0 | 0 | 0 | 0 | 0 | 0 | 0 | 0
F4_Commercial_School_New_Food Preparation_Natural Gas_Double Rack Oven_E10 | F4 | Commercial | School | New | Food Preparation | Natural Gas | Double Rack Oven | E10 | Utility - Cost of Equipment | 0 | 0 | 0 | 0 | 0 | 0 | 0 | 0 | 0 | 0 | 0 | 0 | 0 | 0 | 0 | 0 | 0 | 0 | 0 | 0 | 0 | 0 | 0 | 0 | 0 | 0 | 0 | 0 | 0 | 0 | 0 | 0 | 0
F5_Commercial_School_New_Food Preparation_Natural Gas_Double Rack Oven_E1 | F5 | Commercial | School | New | Food Preparation | Natural Gas | Double Rack Oven | E1 | Utility - Cost of Operation | 0.023534 | 0.023534 | 0.023534 | 0.023534 | 0.023534 | 0.023534 | 0.023534 | 0.023534 | 0.023534 | 0.023534 | 0.023534 | 0.023534 | 0.023534 | 0.023534 | 0.023534 | 0.023534 | 0.023534 | 0.023534 | 0.023534 | 0.023534 | 0.023534 | 0.023534 | 0.023534 | 0.023534 | 0.023534 | 0.023534 | 0.023534 | 0.023534 | 0.023534 | 0.023534 | 0.023534 | 0.023534 | 0.023534
F5_Commercial_School_New_Food Preparation_Natural Gas_Double Rack Oven_E2 | F5 | Commercial | School | New | Food Preparation | Natural Gas | Double Rack Oven | E2 | Utility - Cost of Operation | 0.031298 | 0.031298 | 0.031298 | 0.031298 | 0.031298 | 0.031298 | 0.031298 | 0.031298 | 0.031298 | 0.031298 | 0.031298 | 0.031298 | 0.031298 | 0.031298 | 0.031298 | 0.031298 | 0.031298 | 0.031298 | 0.031298 | 0.031298 | 0.031298 | 0.031298 | 0.031298 | 0.031298 | 0.031298 | 0.031298 | 0.031298 | 0.031298 | 0.031298 | 0.031298 | 0.031298 | 0.031298 | 0.031298
F5_Commercial_School_New_Food Preparation_Natural Gas_Double Rack Oven_E3 | F5 | Commercial | School | New | Food Preparation | Natural Gas | Double Rack Oven | E3 | Utility - Cost of Operation | 0 | 0 | 0 | 0 | 0 | 0 | 0 | 0 | 0 | 0 | 0 | 0 | 0 | 0 | 0 | 0 | 0 | 0 | 0 | 0 | 0 | 0 | 0 | 0 | 0 | 0 | 0 | 0 | 0 | 0 | 0 | 0 | 0
F5_Commercial_School_New_Food Preparation_Natural Gas_Double Rack Oven_E4 | F5 | Commercial | School | New | Food Preparation | Natural Gas | Double Rack Oven | E4 | Utility - Cost of Operation | 0 | 0 | 0 | 0 | 0 | 0 | 0 | 0 | 0 | 0 | 0 | 0 | 0 | 0 | 0 | 0 | 0 | 0 | 0 | 0 | 0 | 0 | 0 | 0 | 0 | 0 | 0 | 0 | 0 | 0 | 0 | 0 | 0
F5_Commercial_School_New_Food Preparation_Natural Gas_Double Rack Oven_E5 | F5 | Commercial | School | New | Food Preparation | Natural Gas | Double Rack Oven | E5 | Utility - Cost of Operation | 0 | 0 | 0 | 0 | 0 | 0 | 0 | 0 | 0 | 0 | 0 | 0 | 0 | 0 | 0 | 0 | 0 | 0 | 0 | 0 | 0 | 0 | 0 | 0 | 0 | 0 | 0 | 0 | 0 | 0 | 0 | 0 | 0
F5_Commercial_School_New_Food Preparation_Natural Gas_Double Rack Oven_E6 | F5 | Commercial | School | New | Food Preparation | Natural Gas | Double Rack Oven | E6 | Utility - Cost of Operation | 0 | 0 | 0 | 0 | 0 | 0 | 0 | 0 | 0 | 0 | 0 | 0 | 0 | 0 | 0 | 0 | 0 | 0 | 0 | 0 | 0 | 0 | 0 | 0 | 0 | 0 | 0 | 0 | 0 | 0 | 0 | 0 | 0
F5_Commercial_School_New_Food Preparation_Natural Gas_Double Rack Oven_E7 | F5 | Commercial | School | New | Food Preparation | Natural Gas | Double Rack Oven | E7 | Utility - Cost of Operation | 0 | 0 | 0 | 0 | 0 | 0 | 0 | 0 | 0 | 0 | 0 | 0 | 0 | 0 | 0 | 0 | 0 | 0 | 0 | 0 | 0 | 0 | 0 | 0 | 0 | 0 | 0 | 0 | 0 | 0 | 0 | 0 | 0
F5_Commercial_School_New_Food Preparation_Natural Gas_Double Rack Oven_E8 | F5 | Commercial | School | New | Food Preparation | Natural Gas | Double Rack Oven | E8 | Utility - Cost of Operation | 0 | 0 | 0 | 0 | 0 | 0 | 0 | 0 | 0 | 0 | 0 | 0 | 0 | 0 | 0 | 0 | 0 | 0 | 0 | 0 | 0 | 0 | 0 | 0 | 0 | 0 | 0 | 0 | 0 | 0 | 0 | 0 | 0
F5_Commercial_School_New_Food Preparation_Natural Gas_Double Rack Oven_E9 | F5 | Commercial | School | New | Food Preparation | Natural Gas | Double Rack Oven | E9 | Utility - Cost of Operation | 0 | 0 | 0 | 0 | 0 | 0 | 0 | 0 | 0 | 0 | 0 | 0 | 0 | 0 | 0 | 0 | 0 | 0 | 0 | 0 | 0 | 0 | 0 | 0 | 0 | 0 | 0 | 0 | 0 | 0 | 0 | 0 | 0
F5_Commercial_School_New_Food Preparation_Natural Gas_Double Rack Oven_E10 | F5 | Commercial | School | New | Food Preparation | Natural Gas | Double Rack Oven | E10 | Utility - Cost of Operation | 0 | 0 | 0 | 0 | 0 | 0 | 0 | 0 | 0 | 0 | 0 | 0 | 0 | 0 | 0 | 0 | 0 | 0 | 0 | 0 | 0 | 0 | 0 | 0 | 0 | 0 | 0 | 0 | 0 | 0 | 0 | 0 | 0
F6_Commercial_School_New_Food Preparation_Natural Gas_Double Rack Oven_E1 | F6 | Commercial | School | New | Food Preparation | Natural Gas | Double Rack Oven | E1 | Utility - Value of Sales | 0.068929 | 0.068929 | 0.068929 | 0.068929 | 0.068929 | 0.068929 | 0.068929 | 0.068929 | 0.068929 | 0.068929 | 0.068929 | 0.068929 | 0.068929 | 0.068929 | 0.068929 | 0.068929 | 0.068929 | 0.068929 | 0.068929 | 0.068929 | 0.068929 | 0.068929 | 0.068929 | 0.068929 | 0.068929 | 0.068929 | 0.068929 | 0.068929 | 0.068929 | 0.068929 | 0.068929 | 0.068929 | 0.068929
F6_Commercial_School_New_Food Preparation_Natural Gas_Double Rack Oven_E2 | F6 | Commercial | School | New | Food Preparation | Natural Gas | Double Rack Oven | E2 | Utility - Value of Sales | 0.037598 | 0.037598 | 0.037598 | 0.037598 | 0.037598 | 0.037598 | 0.037598 | 0.037598 | 0.037598 | 0.037598 | 0.037598 | 0.037598 | 0.037598 | 0.037598 | 0.037598 | 0.037598 | 0.037598 | 0.037598 | 0.037598 | 0.037598 | 0.037598 | 0.037598 | 0.037598 | 0.037598 | 0.037598 | 0.037598 | 0.037598 | 0.037598 | 0.037598 | 0.037598 | 0.037598 | 0.037598 | 0.037598
F6_Commercial_School_New_Food Preparation_Natural Gas_Double Rack Oven_E3 | F6 | Commercial | School | New | Food Preparation | Natural Gas | Double Rack Oven | E3 | Utility - Value of Sales | 0 | 0 | 0 | 0 | 0 | 0 | 0 | 0 | 0 | 0 | 0 | 0 | 0 | 0 | 0 | 0 | 0 | 0 | 0 | 0 | 0 | 0 | 0 | 0 | 0 | 0 | 0 | 0 | 0 | 0 | 0 | 0 | 0
F6_Commercial_School_New_Food Preparation_Natural Gas_Double Rack Oven_E4 | F6 | Commercial | School | New | Food Preparation | Natural Gas | Double Rack Oven | E4 | Utility - Value of Sales | 0 | 0 | 0 | 0 | 0 | 0 | 0 | 0 | 0 | 0 | 0 | 0 | 0 | 0 | 0 | 0 | 0 | 0 | 0 | 0 | 0 | 0 | 0 | 0 | 0 | 0 | 0 | 0 | 0 | 0 | 0 | 0 | 0
F6_Commercial_School_New_Food Preparation_Natural Gas_Double Rack Oven_E5 | F6 | Commercial | School | New | Food Preparation | Natural Gas | Double Rack Oven | E5 | Utility - Value of Sales | 0 | 0 | 0 | 0 | 0 | 0 | 0 | 0 | 0 | 0 | 0 | 0 | 0 | 0 | 0 | 0 | 0 | 0 | 0 | 0 | 0 | 0 | 0 | 0 | 0 | 0 | 0 | 0 | 0 | 0 | 0 | 0 | 0
F6_Commercial_School_New_Food Preparation_Natural Gas_Double Rack Oven_E6 | F6 | Commercial | School | New | Food Preparation | Natural Gas | Double Rack Oven | E6 | Utility - Value of Sales | 0 | 0 | 0 | 0 | 0 | 0 | 0 | 0 | 0 | 0 | 0 | 0 | 0 | 0 | 0 | 0 | 0 | 0 | 0 | 0 | 0 | 0 | 0 | 0 | 0 | 0 | 0 | 0 | 0 | 0 | 0 | 0 | 0
F6_Commercial_School_New_Food Preparation_Natural Gas_Double Rack Oven_E7 | F6 | Commercial | School | New | Food Preparation | Natural Gas | Double Rack Oven | E7 | Utility - Value of Sales | 0 | 0 | 0 | 0 | 0 | 0 | 0 | 0 | 0 | 0 | 0 | 0 | 0 | 0 | 0 | 0 | 0 | 0 | 0 | 0 | 0 | 0 | 0 | 0 | 0 | 0 | 0 | 0 | 0 | 0 | 0 | 0 | 0
F6_Commercial_School_New_Food Preparation_Natural Gas_Double Rack Oven_E8 | F6 | Commercial | School | New | Food Preparation | Natural Gas | Double Rack Oven | E8 | Utility - Value of Sales | 0 | 0 | 0 | 0 | 0 | 0 | 0 | 0 | 0 | 0 | 0 | 0 | 0 | 0 | 0 | 0 | 0 | 0 | 0 | 0 | 0 | 0 | 0 | 0 | 0 | 0 | 0 | 0 | 0 | 0 | 0 | 0 | 0
F6_Commercial_School_New_Food Preparation_Natural Gas_Double Rack Oven_E9 | F6 | Commercial | School | New | Food Preparation | Natural Gas | Double Rack Oven | E9 | Utility - Value of Sales | 0 | 0 | 0 | 0 | 0 | 0 | 0 | 0 | 0 | 0 | 0 | 0 | 0 | 0 | 0 | 0 | 0 | 0 | 0 | 0 | 0 | 0 | 0 | 0 | 0 | 0 | 0 | 0 | 0 | 0 | 0 | 0 | 0
F6_Commercial_School_New_Food Preparation_Natural Gas_Double Rack Oven_E10 | F6 | Commercial | School | New | Food Preparation | Natural Gas | Double Rack Oven | E10 | Utility - Value of Sales | 0 | 0 | 0 | 0 | 0 | 0 | 0 | 0 | 0 | 0 | 0 | 0 | 0 | 0 | 0 | 0 | 0 | 0 | 0 | 0 | 0 | 0 | 0 | 0 | 0 | 0 | 0 | 0 | 0 | 0 | 0 | 0 | 0
F1_Commercial_School_New_Food Preparation_Natural Gas_Fryer_E1 | F1 | Commercial | School | New | Food Preparation | Natural Gas | Fryer | E1 | RVT - Cost of Equipment | 0.047891 | 0.04804 | 0.048315 | 0 | 0 | 0 | 0 | 0 | 0 | 0 | 0 | 0 | 0 | 0 | 0 | 0 | 0 | 0 | 0 | 0 | 0 | 0 | 0 | 0 | 0 | 0 | 0 | 0 | 0 | 0 | 0 | 0 | 0
F1_Commercial_School_New_Food Preparation_Natural Gas_Fryer_E2 | F1 | Commercial | School | New | Food Preparation | Natural Gas | Fryer | E2 | RVT - Cost of Equipment | 0.029353 | 0.029444 | 0.029612 | 0.029843 | 0.030176 | 0.030634 | 0.030998 | 0.031358 | 0.031726 | 0.032102 | 0.032422 | 0.032663 | 0.032867 | 0.033053 | 0.033269 | 0.033464 | 0.033706 | 0.034014 | 0.034381 | 0.034804 | 0.035277 | 0.035742 | 0.036183 | 0.036579 | 0.03693 | 0.03725 | 0.037478 | 0.037667 | 0.037843 | 0.037993 | 0.038141 | 0.038207 | 0.038207
F1_Commercial_School_New_Food Preparation_Natural Gas_Fryer_E3 | F1 | Commercial | School | New | Food Preparation | Natural Gas | Fryer | E3 | RVT - Cost of Equipment | 0 | 0 | 0 | 0 | 0 | 0 | 0 | 0 | 0 | 0 | 0 | 0 | 0 | 0 | 0 | 0 | 0 | 0 | 0 | 0 | 0 | 0 | 0 | 0 | 0 | 0 | 0 | 0 | 0 | 0 | 0 | 0 | 0
F1_Commercial_School_New_Food Preparation_Natural Gas_Fryer_E4 | F1 | Commercial | School | New | Food Preparation | Natural Gas | Fryer | E4 | RVT - Cost of Equipment | 0 | 0 | 0 | 0 | 0 | 0 | 0 | 0 | 0 | 0 | 0 | 0 | 0 | 0 | 0 | 0 | 0 | 0 | 0 | 0 | 0 | 0 | 0 | 0 | 0 | 0 | 0 | 0 | 0 | 0 | 0 | 0 | 0
F1_Commercial_School_New_Food Preparation_Natural Gas_Fryer_E5 | F1 | Commercial | School | New | Food Preparation | Natural Gas | Fryer | E5 | RVT - Cost of Equipment | 0 | 0 | 0 | 0 | 0 | 0 | 0 | 0 | 0 | 0 | 0 | 0 | 0 | 0 | 0 | 0 | 0 | 0 | 0 | 0 | 0 | 0 | 0 | 0 | 0 | 0 | 0 | 0 | 0 | 0 | 0 | 0 | 0
F1_Commercial_School_New_Food Preparation_Natural Gas_Fryer_E6 | F1 | Commercial | School | New | Food Preparation | Natural Gas | Fryer | E6 | RVT - Cost of Equipment | 0 | 0 | 0 | 0 | 0 | 0 | 0 | 0 | 0 | 0 | 0 | 0 | 0 | 0 | 0 | 0 | 0 | 0 | 0 | 0 | 0 | 0 | 0 | 0 | 0 | 0 | 0 | 0 | 0 | 0 | 0 | 0 | 0
F1_Commercial_School_New_Food Preparation_Natural Gas_Fryer_E7 | F1 | Commercial | School | New | Food Preparation | Natural Gas | Fryer | E7 | RVT - Cost of Equipment | 0 | 0 | 0 | 0 | 0 | 0 | 0 | 0 | 0 | 0 | 0 | 0 | 0 | 0 | 0 | 0 | 0 | 0 | 0 | 0 | 0 | 0 | 0 | 0 | 0 | 0 | 0 | 0 | 0 | 0 | 0 | 0 | 0
F1_Commercial_School_New_Food Preparation_Natural Gas_Fryer_E8 | F1 | Commercial | School | New | Food Preparation | Natural Gas | Fryer | E8 | RVT - Cost of Equipment | 0 | 0 | 0 | 0 | 0 | 0 | 0 | 0 | 0 | 0 | 0 | 0 | 0 | 0 | 0 | 0 | 0 | 0 | 0 | 0 | 0 | 0 | 0 | 0 | 0 | 0 | 0 | 0 | 0 | 0 | 0 | 0 | 0
F1_Commercial_School_New_Food Preparation_Natural Gas_Fryer_E9 | F1 | Commercial | School | New | Food Preparation | Natural Gas | Fryer | E9 | RVT - Cost of Equipment | 0 | 0 | 0 | 0 | 0 | 0 | 0 | 0 | 0 | 0 | 0 | 0 | 0 | 0 | 0 | 0 | 0 | 0 | 0 | 0 | 0 | 0 | 0 | 0 | 0 | 0 | 0 | 0 | 0 | 0 | 0 | 0 | 0
F1_Commercial_School_New_Food Preparation_Natural Gas_Fryer_E10 | F1 | Commercial | School | New | Food Preparation | Natural Gas | Fryer | E10 | RVT - Cost of Equipment | 0 | 0 | 0 | 0 | 0 | 0 | 0 | 0 | 0 | 0 | 0 | 0 | 0 | 0 | 0 | 0 | 0 | 0 | 0 | 0 | 0 | 0 | 0 | 0 | 0 | 0 | 0 | 0 | 0 | 0 | 0 | 0 | 0
F2_Commercial_School_New_Food Preparation_Natural Gas_Fryer_E1 | F2 | Commercial | School | New | Food Preparation | Natural Gas | Fryer | E1 | RVT - Cost of Operation | 0.057377 | 0.057555 | 0.057884 | 0 | 0 | 0 | 0 | 0 | 0 | 0 | 0 | 0 | 0 | 0 | 0 | 0 | 0 | 0 | 0 | 0 | 0 | 0 | 0 | 0 | 0 | 0 | 0 | 0 | 0 | 0 | 0 | 0 | 0
F2_Commercial_School_New_Food Preparation_Natural Gas_Fryer_E2 | F2 | Commercial | School | New | Food Preparation | Natural Gas | Fryer | E2 | RVT - Cost of Operation | 0.035167 | 0.035276 | 0.035477 | 0.035754 | 0.036152 | 0.036701 | 0.037138 | 0.037568 | 0.03801 | 0.03846 | 0.038843 | 0.039132 | 0.039377 | 0.0396 | 0.039858 | 0.040092 | 0.040383 | 0.040751 | 0.04119 | 0.041698 | 0.042264 | 0.042821 | 0.04335 | 0.043824 | 0.044245 | 0.044628 | 0.044901 | 0.045128 | 0.045338 | 0.045518 | 0.045696 | 0.045775 | 0.045775
F2_Commercial_School_New_Food Preparation_Natural Gas_Fryer_E3 | F2 | Commercial | School | New | Food Preparation | Natural Gas | Fryer | E3 | RVT - Cost of Operation | 0 | 0 | 0 | 0 | 0 | 0 | 0 | 0 | 0 | 0 | 0 | 0 | 0 | 0 | 0 | 0 | 0 | 0 | 0 | 0 | 0 | 0 | 0 | 0 | 0 | 0 | 0 | 0 | 0 | 0 | 0 | 0 | 0
F2_Commercial_School_New_Food Preparation_Natural Gas_Fryer_E4 | F2 | Commercial | School | New | Food Preparation | Natural Gas | Fryer | E4 | RVT - Cost of Operation | 0 | 0 | 0 | 0 | 0 | 0 | 0 | 0 | 0 | 0 | 0 | 0 | 0 | 0 | 0 | 0 | 0 | 0 | 0 | 0 | 0 | 0 | 0 | 0 | 0 | 0 | 0 | 0 | 0 | 0 | 0 | 0 | 0
F2_Commercial_School_New_Food Preparation_Natural Gas_Fryer_E5 | F2 | Commercial | School | New | Food Preparation | Natural Gas | Fryer | E5 | RVT - Cost of Operation | 0 | 0 | 0 | 0 | 0 | 0 | 0 | 0 | 0 | 0 | 0 | 0 | 0 | 0 | 0 | 0 | 0 | 0 | 0 | 0 | 0 | 0 | 0 | 0 | 0 | 0 | 0 | 0 | 0 | 0 | 0 | 0 | 0
F2_Commercial_School_New_Food Preparation_Natural Gas_Fryer_E6 | F2 | Commercial | School | New | Food Preparation | Natural Gas | Fryer | E6 | RVT - Cost of Operation | 0 | 0 | 0 | 0 | 0 | 0 | 0 | 0 | 0 | 0 | 0 | 0 | 0 | 0 | 0 | 0 | 0 | 0 | 0 | 0 | 0 | 0 | 0 | 0 | 0 | 0 | 0 | 0 | 0 | 0 | 0 | 0 | 0
F2_Commercial_School_New_Food Preparation_Natural Gas_Fryer_E7 | F2 | Commercial | School | New | Food Preparation | Natural Gas | Fryer | E7 | RVT - Cost of Operation | 0 | 0 | 0 | 0 | 0 | 0 | 0 | 0 | 0 | 0 | 0 | 0 | 0 | 0 | 0 | 0 | 0 | 0 | 0 | 0 | 0 | 0 | 0 | 0 | 0 | 0 | 0 | 0 | 0 | 0 | 0 | 0 | 0
F2_Commercial_School_New_Food Preparation_Natural Gas_Fryer_E8 | F2 | Commercial | School | New | Food Preparation | Natural Gas | Fryer | E8 | RVT - Cost of Operation | 0 | 0 | 0 | 0 | 0 | 0 | 0 | 0 | 0 | 0 | 0 | 0 | 0 | 0 | 0 | 0 | 0 | 0 | 0 | 0 | 0 | 0 | 0 | 0 | 0 | 0 | 0 | 0 | 0 | 0 | 0 | 0 | 0
F2_Commercial_School_New_Food Preparation_Natural Gas_Fryer_E9 | F2 | Commercial | School | New | Food Preparation | Natural Gas | Fryer | E9 | RVT - Cost of Operation | 0 | 0 | 0 | 0 | 0 | 0 | 0 | 0 | 0 | 0 | 0 | 0 | 0 | 0 | 0 | 0 | 0 | 0 | 0 | 0 | 0 | 0 | 0 | 0 | 0 | 0 | 0 | 0 | 0 | 0 | 0 | 0 | 0
F2_Commercial_School_New_Food Preparation_Natural Gas_Fryer_E10 | F2 | Commercial | School | New | Food Preparation | Natural Gas | Fryer | E10 | RVT - Cost of Operation | 0 | 0 | 0 | 0 | 0 | 0 | 0 | 0 | 0 | 0 | 0 | 0 | 0 | 0 | 0 | 0 | 0 | 0 | 0 | 0 | 0 | 0 | 0 | 0 | 0 | 0 | 0 | 0 | 0 | 0 | 0 | 0 | 0
F3_Commercial_School_New_Food Preparation_Natural Gas_Fryer_E1 | F3 | Commercial | School | New | Food Preparation | Natural Gas | Fryer | E1 | System - kBTUs of Consumption | 0.022853 | 0.022853 | 0.022853 | 0 | 0 | 0 | 0 | 0 | 0 | 0 | 0 | 0 | 0 | 0 | 0 | 0 | 0 | 0 | 0 | 0 | 0 | 0 | 0 | 0 | 0 | 0 | 0 | 0 | 0 | 0 | 0 | 0 | 0
F3_Commercial_School_New_Food Preparation_Natural Gas_Fryer_E2 | F3 | Commercial | School | New | Food Preparation | Natural Gas | Fryer | E2 | System - kBTUs of Consumption | 0.028726 | 0.028726 | 0.028726 | 0.028726 | 0.028726 | 0.028726 | 0.028726 | 0.028726 | 0.028726 | 0.028726 | 0.028726 | 0.028726 | 0.028726 | 0.028726 | 0.028726 | 0.028726 | 0.028726 | 0.028726 | 0.028726 | 0.028726 | 0.028726 | 0.028726 | 0.028726 | 0.028726 | 0.028726 | 0.028726 | 0.028726 | 0.028726 | 0.028726 | 0.028726 | 0.028726 | 0.028726 | 0.028726
F3_Commercial_School_New_Food Preparation_Natural Gas_Fryer_E3 | F3 | Commercial | School | New | Food Preparation | Natural Gas | Fryer | E3 | System - kBTUs of Consumption | 0 | 0 | 0 | 0 | 0 | 0 | 0 | 0 | 0 | 0 | 0 | 0 | 0 | 0 | 0 | 0 | 0 | 0 | 0 | 0 | 0 | 0 | 0 | 0 | 0 | 0 | 0 | 0 | 0 | 0 | 0 | 0 | 0
F3_Commercial_School_New_Food Preparation_Natural Gas_Fryer_E4 | F3 | Commercial | School | New | Food Preparation | Natural Gas | Fryer | E4 | System - kBTUs of Consumption | 0 | 0 | 0 | 0 | 0 | 0 | 0 | 0 | 0 | 0 | 0 | 0 | 0 | 0 | 0 | 0 | 0 | 0 | 0 | 0 | 0 | 0 | 0 | 0 | 0 | 0 | 0 | 0 | 0 | 0 | 0 | 0 | 0
F3_Commercial_School_New_Food Preparation_Natural Gas_Fryer_E5 | F3 | Commercial | School | New | Food Preparation | Natural Gas | Fryer | E5 | System - kBTUs of Consumption | 0 | 0 | 0 | 0 | 0 | 0 | 0 | 0 | 0 | 0 | 0 | 0 | 0 | 0 | 0 | 0 | 0 | 0 | 0 | 0 | 0 | 0 | 0 | 0 | 0 | 0 | 0 | 0 | 0 | 0 | 0 | 0 | 0
F3_Commercial_School_New_Food Preparation_Natural Gas_Fryer_E6 | F3 | Commercial | School | New | Food Preparation | Natural Gas | Fryer | E6 | System - kBTUs of Consumption | 0 | 0 | 0 | 0 | 0 | 0 | 0 | 0 | 0 | 0 | 0 | 0 | 0 | 0 | 0 | 0 | 0 | 0 | 0 | 0 | 0 | 0 | 0 | 0 | 0 | 0 | 0 | 0 | 0 | 0 | 0 | 0 | 0
F3_Commercial_School_New_Food Preparation_Natural Gas_Fryer_E7 | F3 | Commercial | School | New | Food Preparation | Natural Gas | Fryer | E7 | System - kBTUs of Consumption | 0 | 0 | 0 | 0 | 0 | 0 | 0 | 0 | 0 | 0 | 0 | 0 | 0 | 0 | 0 | 0 | 0 | 0 | 0 | 0 | 0 | 0 | 0 | 0 | 0 | 0 | 0 | 0 | 0 | 0 | 0 | 0 | 0
F3_Commercial_School_New_Food Preparation_Natural Gas_Fryer_E8 | F3 | Commercial | School | New | Food Preparation | Natural Gas | Fryer | E8 | System - kBTUs of Consumption | 0 | 0 | 0 | 0 | 0 | 0 | 0 | 0 | 0 | 0 | 0 | 0 | 0 | 0 | 0 | 0 | 0 | 0 | 0 | 0 | 0 | 0 | 0 | 0 | 0 | 0 | 0 | 0 | 0 | 0 | 0 | 0 | 0
F3_Commercial_School_New_Food Preparation_Natural Gas_Fryer_E9 | F3 | Commercial | School | New | Food Preparation | Natural Gas | Fryer | E9 | System - kBTUs of Consumption | 0 | 0 | 0 | 0 | 0 | 0 | 0 | 0 | 0 | 0 | 0 | 0 | 0 | 0 | 0 | 0 | 0 | 0 | 0 | 0 | 0 | 0 | 0 | 0 | 0 | 0 | 0 | 0 | 0 | 0 | 0 | 0 | 0
F3_Commercial_School_New_Food Preparation_Natural Gas_Fryer_E10 | F3 | Commercial | School | New | Food Preparation | Natural Gas | Fryer | E10 | System - kBTUs of Consumption | 0 | 0 | 0 | 0 | 0 | 0 | 0 | 0 | 0 | 0 | 0 | 0 | 0 | 0 | 0 | 0 | 0 | 0 | 0 | 0 | 0 | 0 | 0 | 0 | 0 | 0 | 0 | 0 | 0 | 0 | 0 | 0 | 0
F4_Commercial_School_New_Food Preparation_Natural Gas_Fryer_E1 | F4 | Commercial | School | New | Food Preparation | Natural Gas | Fryer | E1 | Utility - Cost of Equipment | 0.057377 | 0.057555 | 0.057884 | 0 | 0 | 0 | 0 | 0 | 0 | 0 | 0 | 0 | 0 | 0 | 0 | 0 | 0 | 0 | 0 | 0 | 0 | 0 | 0 | 0 | 0 | 0 | 0 | 0 | 0 | 0 | 0 | 0 | 0
F4_Commercial_School_New_Food Preparation_Natural Gas_Fryer_E2 | F4 | Commercial | School | New | Food Preparation | Natural Gas | Fryer | E2 | Utility - Cost of Equipment | 0.035167 | 0.035276 | 0.035477 | 0.035754 | 0.036152 | 0.036701 | 0.037138 | 0.037568 | 0.03801 | 0.03846 | 0.038843 | 0.039132 | 0.039377 | 0.0396 | 0.039858 | 0.040092 | 0.040383 | 0.040751 | 0.04119 | 0.041698 | 0.042264 | 0.042821 | 0.04335 | 0.043824 | 0.044245 | 0.044628 | 0.044901 | 0.045128 | 0.045338 | 0.045518 | 0.045696 | 0.045775 | 0.045775
F4_Commercial_School_New_Food Preparation_Natural Gas_Fryer_E3 | F4 | Commercial | School | New | Food Preparation | Natural Gas | Fryer | E3 | Utility - Cost of Equipment | 0 | 0 | 0 | 0 | 0 | 0 | 0 | 0 | 0 | 0 | 0 | 0 | 0 | 0 | 0 | 0 | 0 | 0 | 0 | 0 | 0 | 0 | 0 | 0 | 0 | 0 | 0 | 0 | 0 | 0 | 0 | 0 | 0
F4_Commercial_School_New_Food Preparation_Natural Gas_Fryer_E4 | F4 | Commercial | School | New | Food Preparation | Natural Gas | Fryer | E4 | Utility - Cost of Equipment | 0 | 0 | 0 | 0 | 0 | 0 | 0 | 0 | 0 | 0 | 0 | 0 | 0 | 0 | 0 | 0 | 0 | 0 | 0 | 0 | 0 | 0 | 0 | 0 | 0 | 0 | 0 | 0 | 0 | 0 | 0 | 0 | 0
F4_Commercial_School_New_Food Preparation_Natural Gas_Fryer_E5 | F4 | Commercial | School | New | Food Preparation | Natural Gas | Fryer | E5 | Utility - Cost of Equipment | 0 | 0 | 0 | 0 | 0 | 0 | 0 | 0 | 0 | 0 | 0 | 0 | 0 | 0 | 0 | 0 | 0 | 0 | 0 | 0 | 0 | 0 | 0 | 0 | 0 | 0 | 0 | 0 | 0 | 0 | 0 | 0 | 0
F4_Commercial_School_New_Food Preparation_Natural Gas_Fryer_E6 | F4 | Commercial | School | New | Food Preparation | Natural Gas | Fryer | E6 | Utility - Cost of Equipment | 0 | 0 | 0 | 0 | 0 | 0 | 0 | 0 | 0 | 0 | 0 | 0 | 0 | 0 | 0 | 0 | 0 | 0 | 0 | 0 | 0 | 0 | 0 | 0 | 0 | 0 | 0 | 0 | 0 | 0 | 0 | 0 | 0
F4_Commercial_School_New_Food Preparation_Natural Gas_Fryer_E7 | F4 | Commercial | School | New | Food Preparation | Natural Gas | Fryer | E7 | Utility - Cost of Equipment | 0 | 0 | 0 | 0 | 0 | 0 | 0 | 0 | 0 | 0 | 0 | 0 | 0 | 0 | 0 | 0 | 0 | 0 | 0 | 0 | 0 | 0 | 0 | 0 | 0 | 0 | 0 | 0 | 0 | 0 | 0 | 0 | 0
F4_Commercial_School_New_Food Preparation_Natural Gas_Fryer_E8 | F4 | Commercial | School | New | Food Preparation | Natural Gas | Fryer | E8 | Utility - Cost of Equipment | 0 | 0 | 0 | 0 | 0 | 0 | 0 | 0 | 0 | 0 | 0 | 0 | 0 | 0 | 0 | 0 | 0 | 0 | 0 | 0 | 0 | 0 | 0 | 0 | 0 | 0 | 0 | 0 | 0 | 0 | 0 | 0 | 0
F4_Commercial_School_New_Food Preparation_Natural Gas_Fryer_E9 | F4 | Commercial | School | New | Food Preparation | Natural Gas | Fryer | E9 | Utility - Cost of Equipment | 0 | 0 | 0 | 0 | 0 | 0 | 0 | 0 | 0 | 0 | 0 | 0 | 0 | 0 | 0 | 0 | 0 | 0 | 0 | 0 | 0 | 0 | 0 | 0 | 0 | 0 | 0 | 0 | 0 | 0 | 0 | 0 | 0
F4_Commercial_School_New_Food Preparation_Natural Gas_Fryer_E10 | F4 | Commercial | School | New | Food Preparation | Natural Gas | Fryer | E10 | Utility - Cost of Equipment | 0 | 0 | 0 | 0 | 0 | 0 | 0 | 0 | 0 | 0 | 0 | 0 | 0 | 0 | 0 | 0 | 0 | 0 | 0 | 0 | 0 | 0 | 0 | 0 | 0 | 0 | 0 | 0 | 0 | 0 | 0 | 0 | 0
F5_Commercial_School_New_Food Preparation_Natural Gas_Fryer_E1 | F5 | Commercial | School | New | Food Preparation | Natural Gas | Fryer | E1 | Utility - Cost of Operation | 0.022853 | 0.022853 | 0.022853 | 0 | 0 | 0 | 0 | 0 | 0 | 0 | 0 | 0 | 0 | 0 | 0 | 0 | 0 | 0 | 0 | 0 | 0 | 0 | 0 | 0 | 0 | 0 | 0 | 0 | 0 | 0 | 0 | 0 | 0
F5_Commercial_School_New_Food Preparation_Natural Gas_Fryer_E2 | F5 | Commercial | School | New | Food Preparation | Natural Gas | Fryer | E2 | Utility - Cost of Operation | 0.028726 | 0.028726 | 0.028726 | 0.028726 | 0.028726 | 0.028726 | 0.028726 | 0.028726 | 0.028726 | 0.028726 | 0.028726 | 0.028726 | 0.028726 | 0.028726 | 0.028726 | 0.028726 | 0.028726 | 0.028726 | 0.028726 | 0.028726 | 0.028726 | 0.028726 | 0.028726 | 0.028726 | 0.028726 | 0.028726 | 0.028726 | 0.028726 | 0.028726 | 0.028726 | 0.028726 | 0.028726 | 0.028726
F5_Commercial_School_New_Food Preparation_Natural Gas_Fryer_E3 | F5 | Commercial | School | New | Food Preparation | Natural Gas | Fryer | E3 | Utility - Cost of Operation | 0 | 0 | 0 | 0 | 0 | 0 | 0 | 0 | 0 | 0 | 0 | 0 | 0 | 0 | 0 | 0 | 0 | 0 | 0 | 0 | 0 | 0 | 0 | 0 | 0 | 0 | 0 | 0 | 0 | 0 | 0 | 0 | 0
F5_Commercial_School_New_Food Preparation_Natural Gas_Fryer_E4 | F5 | Commercial | School | New | Food Preparation | Natural Gas | Fryer | E4 | Utility - Cost of Operation | 0 | 0 | 0 | 0 | 0 | 0 | 0 | 0 | 0 | 0 | 0 | 0 | 0 | 0 | 0 | 0 | 0 | 0 | 0 | 0 | 0 | 0 | 0 | 0 | 0 | 0 | 0 | 0 | 0 | 0 | 0 | 0 | 0
F5_Commercial_School_New_Food Preparation_Natural Gas_Fryer_E5 | F5 | Commercial | School | New | Food Preparation | Natural Gas | Fryer | E5 | Utility - Cost of Operation | 0 | 0 | 0 | 0 | 0 | 0 | 0 | 0 | 0 | 0 | 0 | 0 | 0 | 0 | 0 | 0 | 0 | 0 | 0 | 0 | 0 | 0 | 0 | 0 | 0 | 0 | 0 | 0 | 0 | 0 | 0 | 0 | 0
F5_Commercial_School_New_Food Preparation_Natural Gas_Fryer_E6 | F5 | Commercial | School | New | Food Preparation | Natural Gas | Fryer | E6 | Utility - Cost of Operation | 0 | 0 | 0 | 0 | 0 | 0 | 0 | 0 | 0 | 0 | 0 | 0 | 0 | 0 | 0 | 0 | 0 | 0 | 0 | 0 | 0 | 0 | 0 | 0 | 0 | 0 | 0 | 0 | 0 | 0 | 0 | 0 | 0
F5_Commercial_School_New_Food Preparation_Natural Gas_Fryer_E7 | F5 | Commercial | School | New | Food Preparation | Natural Gas | Fryer | E7 | Utility - Cost of Operation | 0 | 0 | 0 | 0 | 0 | 0 | 0 | 0 | 0 | 0 | 0 | 0 | 0 | 0 | 0 | 0 | 0 | 0 | 0 | 0 | 0 | 0 | 0 | 0 | 0 | 0 | 0 | 0 | 0 | 0 | 0 | 0 | 0
F5_Commercial_School_New_Food Preparation_Natural Gas_Fryer_E8 | F5 | Commercial | School | New | Food Preparation | Natural Gas | Fryer | E8 | Utility - Cost of Operation | 0 | 0 | 0 | 0 | 0 | 0 | 0 | 0 | 0 | 0 | 0 | 0 | 0 | 0 | 0 | 0 | 0 | 0 | 0 | 0 | 0 | 0 | 0 | 0 | 0 | 0 | 0 | 0 | 0 | 0 | 0 | 0 | 0
F5_Commercial_School_New_Food Preparation_Natural Gas_Fryer_E9 | F5 | Commercial | School | New | Food Preparation | Natural Gas | Fryer | E9 | Utility - Cost of Operation | 0 | 0 | 0 | 0 | 0 | 0 | 0 | 0 | 0 | 0 | 0 | 0 | 0 | 0 | 0 | 0 | 0 | 0 | 0 | 0 | 0 | 0 | 0 | 0 | 0 | 0 | 0 | 0 | 0 | 0 | 0 | 0 | 0
F5_Commercial_School_New_Food Preparation_Natural Gas_Fryer_E10 | F5 | Commercial | School | New | Food Preparation | Natural Gas | Fryer | E10 | Utility - Cost of Operation | 0 | 0 | 0 | 0 | 0 | 0 | 0 | 0 | 0 | 0 | 0 | 0 | 0 | 0 | 0 | 0 | 0 | 0 | 0 | 0 | 0 | 0 | 0 | 0 | 0 | 0 | 0 | 0 | 0 | 0 | 0 | 0 | 0
F6_Commercial_School_New_Food Preparation_Natural Gas_Fryer_E1 | F6 | Commercial | School | New | Food Preparation | Natural Gas | Fryer | E1 | Utility - Value of Sales | 0.034903 | 0.034903 | 0.034903 | 0 | 0 | 0 | 0 | 0 | 0 | 0 | 0 | 0 | 0 | 0 | 0 | 0 | 0 | 0 | 0 | 0 | 0 | 0 | 0 | 0 | 0 | 0 | 0 | 0 | 0 | 0 | 0 | 0 | 0
F6_Commercial_School_New_Food Preparation_Natural Gas_Fryer_E2 | F6 | Commercial | School | New | Food Preparation | Natural Gas | Fryer | E2 | Utility - Value of Sales | 0.021392 | 0.021392 | 0.021392 | 0.021392 | 0.021392 | 0.021392 | 0.021392 | 0.021392 | 0.021392 | 0.021392 | 0.021392 | 0.021392 | 0.021392 | 0.021392 | 0.021392 | 0.021392 | 0.021392 | 0.021392 | 0.021392 | 0.021392 | 0.021392 | 0.021392 | 0.021392 | 0.021392 | 0.021392 | 0.021392 | 0.021392 | 0.021392 | 0.021392 | 0.021392 | 0.021392 | 0.021392 | 0.021392
F6_Commercial_School_New_Food Preparation_Natural Gas_Fryer_E3 | F6 | Commercial | School | New | Food Preparation | Natural Gas | Fryer | E3 | Utility - Value of Sales | 0 | 0 | 0 | 0 | 0 | 0 | 0 | 0 | 0 | 0 | 0 | 0 | 0 | 0 | 0 | 0 | 0 | 0 | 0 | 0 | 0 | 0 | 0 | 0 | 0 | 0 | 0 | 0 | 0 | 0 | 0 | 0 | 0
F6_Commercial_School_New_Food Preparation_Natural Gas_Fryer_E4 | F6 | Commercial | School | New | Food Preparation | Natural Gas | Fryer | E4 | Utility - Value of Sales | 0 | 0 | 0 | 0 | 0 | 0 | 0 | 0 | 0 | 0 | 0 | 0 | 0 | 0 | 0 | 0 | 0 | 0 | 0 | 0 | 0 | 0 | 0 | 0 | 0 | 0 | 0 | 0 | 0 | 0 | 0 | 0 | 0
F6_Commercial_School_New_Food Preparation_Natural Gas_Fryer_E5 | F6 | Commercial | School | New | Food Preparation | Natural Gas | Fryer | E5 | Utility - Value of Sales | 0 | 0 | 0 | 0 | 0 | 0 | 0 | 0 | 0 | 0 | 0 | 0 | 0 | 0 | 0 | 0 | 0 | 0 | 0 | 0 | 0 | 0 | 0 | 0 | 0 | 0 | 0 | 0 | 0 | 0 | 0 | 0 | 0
F6_Commercial_School_New_Food Preparation_Natural Gas_Fryer_E6 | F6 | Commercial | School | New | Food Preparation | Natural Gas | Fryer | E6 | Utility - Value of Sales | 0 | 0 | 0 | 0 | 0 | 0 | 0 | 0 | 0 | 0 | 0 | 0 | 0 | 0 | 0 | 0 | 0 | 0 | 0 | 0 | 0 | 0 | 0 | 0 | 0 | 0 | 0 | 0 | 0 | 0 | 0 | 0 | 0
F6_Commercial_School_New_Food Preparation_Natural Gas_Fryer_E7 | F6 | Commercial | School | New | Food Preparation | Natural Gas | Fryer | E7 | Utility - Value of Sales | 0 | 0 | 0 | 0 | 0 | 0 | 0 | 0 | 0 | 0 | 0 | 0 | 0 | 0 | 0 | 0 | 0 | 0 | 0 | 0 | 0 | 0 | 0 | 0 | 0 | 0 | 0 | 0 | 0 | 0 | 0 | 0 | 0
F6_Commercial_School_New_Food Preparation_Natural Gas_Fryer_E8 | F6 | Commercial | School | New | Food Preparation | Natural Gas | Fryer | E8 | Utility - Value of Sales | 0 | 0 | 0 | 0 | 0 | 0 | 0 | 0 | 0 | 0 | 0 | 0 | 0 | 0 | 0 | 0 | 0 | 0 | 0 | 0 | 0 | 0 | 0 | 0 | 0 | 0 | 0 | 0 | 0 | 0 | 0 | 0 | 0
F6_Commercial_School_New_Food Preparation_Natural Gas_Fryer_E9 | F6 | Commercial | School | New | Food Preparation | Natural Gas | Fryer | E9 | Utility - Value of Sales | 0 | 0 | 0 | 0 | 0 | 0 | 0 | 0 | 0 | 0 | 0 | 0 | 0 | 0 | 0 | 0 | 0 | 0 | 0 | 0 | 0 | 0 | 0 | 0 | 0 | 0 | 0 | 0 | 0 | 0 | 0 | 0 | 0
F6_Commercial_School_New_Food Preparation_Natural Gas_Fryer_E10 | F6 | Commercial | School | New | Food Preparation | Natural Gas | Fryer | E10 | Utility - Value of Sales | 0 | 0 | 0 | 0 | 0 | 0 | 0 | 0 | 0 | 0 | 0 | 0 | 0 | 0 | 0 | 0 | 0 | 0 | 0 | 0 | 0 | 0 | 0 | 0 | 0 | 0 | 0 | 0 | 0 | 0 | 0 | 0 | 0
F1_Commercial_School_New_Food Preparation_Natural Gas_Broiler_E1 | F1 | Commercial | School | New | Food Preparation | Natural Gas | Broiler | E1 | RVT - Cost of Equipment | 0.053639 | 0.054048 | 0.054505 | 0.055007 | 0.05558 | 0.056242 | 0.05678 | 0.057296 | 0.05782 | 0.058365 | 0.058885 | 0.059363 | 0.059852 | 0.060365 | 0.060931 | 0.061485 | 0.062072 | 0.062693 | 0.063339 | 0.064 | 0.064664 | 0.065286 | 0.065847 | 0.066344 | 0.066773 | 0.067142 | 0.067398 | 0.067588 | 0.067753 | 0.067894 | 0.068034 | 0.068095 | 0.068095
F1_Commercial_School_New_Food Preparation_Natural Gas_Broiler_E2 | F1 | Commercial | School | New | Food Preparation | Natural Gas | Broiler | E2 | RVT - Cost of Equipment | 0.034482 | 0.034745 | 0.035039 | 0.035362 | 0.03573 | 0.036156 | 0.036501 | 0.036833 | 0.03717 | 0.03752 | 0.037855 | 0.038162 | 0.038476 | 0.038806 | 0.03917 | 0.039526 | 0.039904 | 0.040302 | 0.040718 | 0.041143 | 0.041569 | 0.041969 | 0.04233 | 0.042649 | 0.042925 | 0.043163 | 0.043327 | 0.04345 | 0.043556 | 0.043646 | 0.043736 | 0.043776 | 0.043776
F1_Commercial_School_New_Food Preparation_Natural Gas_Broiler_E3 | F1 | Commercial | School | New | Food Preparation | Natural Gas | Broiler | E3 | RVT - Cost of Equipment | 0 | 0 | 0 | 0 | 0 | 0 | 0 | 0 | 0 | 0 | 0 | 0 | 0 | 0 | 0 | 0 | 0 | 0 | 0 | 0 | 0 | 0 | 0 | 0 | 0 | 0 | 0 | 0 | 0 | 0 | 0 | 0 | 0
F1_Commercial_School_New_Food Preparation_Natural Gas_Broiler_E4 | F1 | Commercial | School | New | Food Preparation | Natural Gas | Broiler | E4 | RVT - Cost of Equipment | 0 | 0 | 0 | 0 | 0 | 0 | 0 | 0 | 0 | 0 | 0 | 0 | 0 | 0 | 0 | 0 | 0 | 0 | 0 | 0 | 0 | 0 | 0 | 0 | 0 | 0 | 0 | 0 | 0 | 0 | 0 | 0 | 0
F1_Commercial_School_New_Food Preparation_Natural Gas_Broiler_E5 | F1 | Commercial | School | New | Food Preparation | Natural Gas | Broiler | E5 | RVT - Cost of Equipment | 0 | 0 | 0 | 0 | 0 | 0 | 0 | 0 | 0 | 0 | 0 | 0 | 0 | 0 | 0 | 0 | 0 | 0 | 0 | 0 | 0 | 0 | 0 | 0 | 0 | 0 | 0 | 0 | 0 | 0 | 0 | 0 | 0
F1_Commercial_School_New_Food Preparation_Natural Gas_Broiler_E6 | F1 | Commercial | School | New | Food Preparation | Natural Gas | Broiler | E6 | RVT - Cost of Equipment | 0 | 0 | 0 | 0 | 0 | 0 | 0 | 0 | 0 | 0 | 0 | 0 | 0 | 0 | 0 | 0 | 0 | 0 | 0 | 0 | 0 | 0 | 0 | 0 | 0 | 0 | 0 | 0 | 0 | 0 | 0 | 0 | 0
F1_Commercial_School_New_Food Preparation_Natural Gas_Broiler_E7 | F1 | Commercial | School | New | Food Preparation | Natural Gas | Broiler | E7 | RVT - Cost of Equipment | 0 | 0 | 0 | 0 | 0 | 0 | 0 | 0 | 0 | 0 | 0 | 0 | 0 | 0 | 0 | 0 | 0 | 0 | 0 | 0 | 0 | 0 | 0 | 0 | 0 | 0 | 0 | 0 | 0 | 0 | 0 | 0 | 0
F1_Commercial_School_New_Food Preparation_Natural Gas_Broiler_E8 | F1 | Commercial | School | New | Food Preparation | Natural Gas | Broiler | E8 | RVT - Cost of Equipment | 0 | 0 | 0 | 0 | 0 | 0 | 0 | 0 | 0 | 0 | 0 | 0 | 0 | 0 | 0 | 0 | 0 | 0 | 0 | 0 | 0 | 0 | 0 | 0 | 0 | 0 | 0 | 0 | 0 | 0 | 0 | 0 | 0
F1_Commercial_School_New_Food Preparation_Natural Gas_Broiler_E9 | F1 | Commercial | School | New | Food Preparation | Natural Gas | Broiler | E9 | RVT - Cost of Equipment | 0 | 0 | 0 | 0 | 0 | 0 | 0 | 0 | 0 | 0 | 0 | 0 | 0 | 0 | 0 | 0 | 0 | 0 | 0 | 0 | 0 | 0 | 0 | 0 | 0 | 0 | 0 | 0 | 0 | 0 | 0 | 0 | 0
F1_Commercial_School_New_Food Preparation_Natural Gas_Broiler_E10 | F1 | Commercial | School | New | Food Preparation | Natural Gas | Broiler | E10 | RVT - Cost of Equipment | 0 | 0 | 0 | 0 | 0 | 0 | 0 | 0 | 0 | 0 | 0 | 0 | 0 | 0 | 0 | 0 | 0 | 0 | 0 | 0 | 0 | 0 | 0 | 0 | 0 | 0 | 0 | 0 | 0 | 0 | 0 | 0 | 0
F2_Commercial_School_New_Food Preparation_Natural Gas_Broiler_E1 | F2 | Commercial | School | New | Food Preparation | Natural Gas | Broiler | E1 | RVT - Cost of Operation | 0.064263 | 0.064752 | 0.0653 | 0.065902 | 0.066588 | 0.067382 | 0.068026 | 0.068644 | 0.069272 | 0.069925 | 0.070549 | 0.071121 | 0.071706 | 0.072321 | 0.072999 | 0.073663 | 0.074367 | 0.07511 | 0.075885 | 0.076676 | 0.077471 | 0.078216 | 0.078889 | 0.079484 | 0.079998 | 0.08044 | 0.080747 | 0.080975 | 0.081173 | 0.081342 | 0.081509 | 0.081583 | 0.081583
F2_Commercial_School_New_Food Preparation_Natural Gas_Broiler_E2 | F2 | Commercial | School | New | Food Preparation | Natural Gas | Broiler | E2 | RVT - Cost of Operation | 0.041312 | 0.041627 | 0.041979 | 0.042365 | 0.042807 | 0.043317 | 0.043731 | 0.044128 | 0.044532 | 0.044952 | 0.045353 | 0.045721 | 0.046097 | 0.046492 | 0.046928 | 0.047355 | 0.047807 | 0.048285 | 0.048783 | 0.049291 | 0.049803 | 0.050282 | 0.050715 | 0.051097 | 0.051427 | 0.051712 | 0.051909 | 0.052055 | 0.052183 | 0.052291 | 0.052399 | 0.052446 | 0.052446
F2_Commercial_School_New_Food Preparation_Natural Gas_Broiler_E3 | F2 | Commercial | School | New | Food Preparation | Natural Gas | Broiler | E3 | RVT - Cost of Operation | 0 | 0 | 0 | 0 | 0 | 0 | 0 | 0 | 0 | 0 | 0 | 0 | 0 | 0 | 0 | 0 | 0 | 0 | 0 | 0 | 0 | 0 | 0 | 0 | 0 | 0 | 0 | 0 | 0 | 0 | 0 | 0 | 0
F2_Commercial_School_New_Food Preparation_Natural Gas_Broiler_E4 | F2 | Commercial | School | New | Food Preparation | Natural Gas | Broiler | E4 | RVT - Cost of Operation | 0 | 0 | 0 | 0 | 0 | 0 | 0 | 0 | 0 | 0 | 0 | 0 | 0 | 0 | 0 | 0 | 0 | 0 | 0 | 0 | 0 | 0 | 0 | 0 | 0 | 0 | 0 | 0 | 0 | 0 | 0 | 0 | 0
F2_Commercial_School_New_Food Preparation_Natural Gas_Broiler_E5 | F2 | Commercial | School | New | Food Preparation | Natural Gas | Broiler | E5 | RVT - Cost of Operation | 0 | 0 | 0 | 0 | 0 | 0 | 0 | 0 | 0 | 0 | 0 | 0 | 0 | 0 | 0 | 0 | 0 | 0 | 0 | 0 | 0 | 0 | 0 | 0 | 0 | 0 | 0 | 0 | 0 | 0 | 0 | 0 | 0
F2_Commercial_School_New_Food Preparation_Natural Gas_Broiler_E6 | F2 | Commercial | School | New | Food Preparation | Natural Gas | Broiler | E6 | RVT - Cost of Operation | 0 | 0 | 0 | 0 | 0 | 0 | 0 | 0 | 0 | 0 | 0 | 0 | 0 | 0 | 0 | 0 | 0 | 0 | 0 | 0 | 0 | 0 | 0 | 0 | 0 | 0 | 0 | 0 | 0 | 0 | 0 | 0 | 0
F2_Commercial_School_New_Food Preparation_Natural Gas_Broiler_E7 | F2 | Commercial | School | New | Food Preparation | Natural Gas | Broiler | E7 | RVT - Cost of Operation | 0 | 0 | 0 | 0 | 0 | 0 | 0 | 0 | 0 | 0 | 0 | 0 | 0 | 0 | 0 | 0 | 0 | 0 | 0 | 0 | 0 | 0 | 0 | 0 | 0 | 0 | 0 | 0 | 0 | 0 | 0 | 0 | 0
F2_Commercial_School_New_Food Preparation_Natural Gas_Broiler_E8 | F2 | Commercial | School | New | Food Preparation | Natural Gas | Broiler | E8 | RVT - Cost of Operation | 0 | 0 | 0 | 0 | 0 | 0 | 0 | 0 | 0 | 0 | 0 | 0 | 0 | 0 | 0 | 0 | 0 | 0 | 0 | 0 | 0 | 0 | 0 | 0 | 0 | 0 | 0 | 0 | 0 | 0 | 0 | 0 | 0
F2_Commercial_School_New_Food Preparation_Natural Gas_Broiler_E9 | F2 | Commercial | School | New | Food Preparation | Natural Gas | Broiler | E9 | RVT - Cost of Operation | 0 | 0 | 0 | 0 | 0 | 0 | 0 | 0 | 0 | 0 | 0 | 0 | 0 | 0 | 0 | 0 | 0 | 0 | 0 | 0 | 0 | 0 | 0 | 0 | 0 | 0 | 0 | 0 | 0 | 0 | 0 | 0 | 0
F2_Commercial_School_New_Food Preparation_Natural Gas_Broiler_E10 | F2 | Commercial | School | New | Food Preparation | Natural Gas | Broiler | E10 | RVT - Cost of Operation | 0 | 0 | 0 | 0 | 0 | 0 | 0 | 0 | 0 | 0 | 0 | 0 | 0 | 0 | 0 | 0 | 0 | 0 | 0 | 0 | 0 | 0 | 0 | 0 | 0 | 0 | 0 | 0 | 0 | 0 | 0 | 0 | 0
F3_Commercial_School_New_Food Preparation_Natural Gas_Broiler_E1 | F3 | Commercial | School | New | Food Preparation | Natural Gas | Broiler | E1 | System - kBTUs of Consumption | 0.017828 | 0.017828 | 0.017828 | 0.017828 | 0.017828 | 0.017828 | 0.017828 | 0.017828 | 0.017828 | 0.017828 | 0.017828 | 0.017828 | 0.017828 | 0.017828 | 0.017828 | 0.017828 | 0.017828 | 0.017828 | 0.017828 | 0.017828 | 0.017828 | 0.017828 | 0.017828 | 0.017828 | 0.017828 | 0.017828 | 0.017828 | 0.017828 | 0.017828 | 0.017828 | 0.017828 | 0.017828 | 0.017828
F3_Commercial_School_New_Food Preparation_Natural Gas_Broiler_E2 | F3 | Commercial | School | New | Food Preparation | Natural Gas | Broiler | E2 | System - kBTUs of Consumption | 0.024959 | 0.024959 | 0.024959 | 0.024959 | 0.024959 | 0.024959 | 0.024959 | 0.024959 | 0.024959 | 0.024959 | 0.024959 | 0.024959 | 0.024959 | 0.024959 | 0.024959 | 0.024959 | 0.024959 | 0.024959 | 0.024959 | 0.024959 | 0.024959 | 0.024959 | 0.024959 | 0.024959 | 0.024959 | 0.024959 | 0.024959 | 0.024959 | 0.024959 | 0.024959 | 0.024959 | 0.024959 | 0.024959
F3_Commercial_School_New_Food Preparation_Natural Gas_Broiler_E3 | F3 | Commercial | School | New | Food Preparation | Natural Gas | Broiler | E3 | System - kBTUs of Consumption | 0 | 0 | 0 | 0 | 0 | 0 | 0 | 0 | 0 | 0 | 0 | 0 | 0 | 0 | 0 | 0 | 0 | 0 | 0 | 0 | 0 | 0 | 0 | 0 | 0 | 0 | 0 | 0 | 0 | 0 | 0 | 0 | 0
F3_Commercial_School_New_Food Preparation_Natural Gas_Broiler_E4 | F3 | Commercial | School | New | Food Preparation | Natural Gas | Broiler | E4 | System - kBTUs of Consumption | 0 | 0 | 0 | 0 | 0 | 0 | 0 | 0 | 0 | 0 | 0 | 0 | 0 | 0 | 0 | 0 | 0 | 0 | 0 | 0 | 0 | 0 | 0 | 0 | 0 | 0 | 0 | 0 | 0 | 0 | 0 | 0 | 0
F3_Commercial_School_New_Food Preparation_Natural Gas_Broiler_E5 | F3 | Commercial | School | New | Food Preparation | Natural Gas | Broiler | E5 | System - kBTUs of Consumption | 0 | 0 | 0 | 0 | 0 | 0 | 0 | 0 | 0 | 0 | 0 | 0 | 0 | 0 | 0 | 0 | 0 | 0 | 0 | 0 | 0 | 0 | 0 | 0 | 0 | 0 | 0 | 0 | 0 | 0 | 0 | 0 | 0
F3_Commercial_School_New_Food Preparation_Natural Gas_Broiler_E6 | F3 | Commercial | School | New | Food Preparation | Natural Gas | Broiler | E6 | System - kBTUs of Consumption | 0 | 0 | 0 | 0 | 0 | 0 | 0 | 0 | 0 | 0 | 0 | 0 | 0 | 0 | 0 | 0 | 0 | 0 | 0 | 0 | 0 | 0 | 0 | 0 | 0 | 0 | 0 | 0 | 0 | 0 | 0 | 0 | 0
F3_Commercial_School_New_Food Preparation_Natural Gas_Broiler_E7 | F3 | Commercial | School | New | Food Preparation | Natural Gas | Broiler | E7 | System - kBTUs of Consumption | 0 | 0 | 0 | 0 | 0 | 0 | 0 | 0 | 0 | 0 | 0 | 0 | 0 | 0 | 0 | 0 | 0 | 0 | 0 | 0 | 0 | 0 | 0 | 0 | 0 | 0 | 0 | 0 | 0 | 0 | 0 | 0 | 0
F3_Commercial_School_New_Food Preparation_Natural Gas_Broiler_E8 | F3 | Commercial | School | New | Food Preparation | Natural Gas | Broiler | E8 | System - kBTUs of Consumption | 0 | 0 | 0 | 0 | 0 | 0 | 0 | 0 | 0 | 0 | 0 | 0 | 0 | 0 | 0 | 0 | 0 | 0 | 0 | 0 | 0 | 0 | 0 | 0 | 0 | 0 | 0 | 0 | 0 | 0 | 0 | 0 | 0
F3_Commercial_School_New_Food Preparation_Natural Gas_Broiler_E9 | F3 | Commercial | School | New | Food Preparation | Natural Gas | Broiler | E9 | System - kBTUs of Consumption | 0 | 0 | 0 | 0 | 0 | 0 | 0 | 0 | 0 | 0 | 0 | 0 | 0 | 0 | 0 | 0 | 0 | 0 | 0 | 0 | 0 | 0 | 0 | 0 | 0 | 0 | 0 | 0 | 0 | 0 | 0 | 0 | 0
F3_Commercial_School_New_Food Preparation_Natural Gas_Broiler_E10 | F3 | Commercial | School | New | Food Preparation | Natural Gas | Broiler | E10 | System - kBTUs of Consumption | 0 | 0 | 0 | 0 | 0 | 0 | 0 | 0 | 0 | 0 | 0 | 0 | 0 | 0 | 0 | 0 | 0 | 0 | 0 | 0 | 0 | 0 | 0 | 0 | 0 | 0 | 0 | 0 | 0 | 0 | 0 | 0 | 0
F4_Commercial_School_New_Food Preparation_Natural Gas_Broiler_E1 | F4 | Commercial | School | New | Food Preparation | Natural Gas | Broiler | E1 | Utility - Cost of Equipment | 0.064263 | 0.064752 | 0.0653 | 0.065902 | 0.066588 | 0.067382 | 0.068026 | 0.068644 | 0.069272 | 0.069925 | 0.070549 | 0.071121 | 0.071706 | 0.072321 | 0.072999 | 0.073663 | 0.074367 | 0.07511 | 0.075885 | 0.076676 | 0.077471 | 0.078216 | 0.078889 | 0.079484 | 0.079998 | 0.08044 | 0.080747 | 0.080975 | 0.081173 | 0.081342 | 0.081509 | 0.081583 | 0.081583
F4_Commercial_School_New_Food Preparation_Natural Gas_Broiler_E2 | F4 | Commercial | School | New | Food Preparation | Natural Gas | Broiler | E2 | Utility - Cost of Equipment | 0.041312 | 0.041627 | 0.041979 | 0.042365 | 0.042807 | 0.043317 | 0.043731 | 0.044128 | 0.044532 | 0.044952 | 0.045353 | 0.045721 | 0.046097 | 0.046492 | 0.046928 | 0.047355 | 0.047807 | 0.048285 | 0.048783 | 0.049291 | 0.049803 | 0.050282 | 0.050715 | 0.051097 | 0.051427 | 0.051712 | 0.051909 | 0.052055 | 0.052183 | 0.052291 | 0.052399 | 0.052446 | 0.052446
F4_Commercial_School_New_Food Preparation_Natural Gas_Broiler_E3 | F4 | Commercial | School | New | Food Preparation | Natural Gas | Broiler | E3 | Utility - Cost of Equipment | 0 | 0 | 0 | 0 | 0 | 0 | 0 | 0 | 0 | 0 | 0 | 0 | 0 | 0 | 0 | 0 | 0 | 0 | 0 | 0 | 0 | 0 | 0 | 0 | 0 | 0 | 0 | 0 | 0 | 0 | 0 | 0 | 0
F4_Commercial_School_New_Food Preparation_Natural Gas_Broiler_E4 | F4 | Commercial | School | New | Food Preparation | Natural Gas | Broiler | E4 | Utility - Cost of Equipment | 0 | 0 | 0 | 0 | 0 | 0 | 0 | 0 | 0 | 0 | 0 | 0 | 0 | 0 | 0 | 0 | 0 | 0 | 0 | 0 | 0 | 0 | 0 | 0 | 0 | 0 | 0 | 0 | 0 | 0 | 0 | 0 | 0
F4_Commercial_School_New_Food Preparation_Natural Gas_Broiler_E5 | F4 | Commercial | School | New | Food Preparation | Natural Gas | Broiler | E5 | Utility - Cost of Equipment | 0 | 0 | 0 | 0 | 0 | 0 | 0 | 0 | 0 | 0 | 0 | 0 | 0 | 0 | 0 | 0 | 0 | 0 | 0 | 0 | 0 | 0 | 0 | 0 | 0 | 0 | 0 | 0 | 0 | 0 | 0 | 0 | 0
F4_Commercial_School_New_Food Preparation_Natural Gas_Broiler_E6 | F4 | Commercial | School | New | Food Preparation | Natural Gas | Broiler | E6 | Utility - Cost of Equipment | 0 | 0 | 0 | 0 | 0 | 0 | 0 | 0 | 0 | 0 | 0 | 0 | 0 | 0 | 0 | 0 | 0 | 0 | 0 | 0 | 0 | 0 | 0 | 0 | 0 | 0 | 0 | 0 | 0 | 0 | 0 | 0 | 0
F4_Commercial_School_New_Food Preparation_Natural Gas_Broiler_E7 | F4 | Commercial | School | New | Food Preparation | Natural Gas | Broiler | E7 | Utility - Cost of Equipment | 0 | 0 | 0 | 0 | 0 | 0 | 0 | 0 | 0 | 0 | 0 | 0 | 0 | 0 | 0 | 0 | 0 | 0 | 0 | 0 | 0 | 0 | 0 | 0 | 0 | 0 | 0 | 0 | 0 | 0 | 0 | 0 | 0
F4_Commercial_School_New_Food Preparation_Natural Gas_Broiler_E8 | F4 | Commercial | School | New | Food Preparation | Natural Gas | Broiler | E8 | Utility - Cost of Equipment | 0 | 0 | 0 | 0 | 0 | 0 | 0 | 0 | 0 | 0 | 0 | 0 | 0 | 0 | 0 | 0 | 0 | 0 | 0 | 0 | 0 | 0 | 0 | 0 | 0 | 0 | 0 | 0 | 0 | 0 | 0 | 0 | 0
F4_Commercial_School_New_Food Preparation_Natural Gas_Broiler_E9 | F4 | Commercial | School | New | Food Preparation | Natural Gas | Broiler | E9 | Utility - Cost of Equipment | 0 | 0 | 0 | 0 | 0 | 0 | 0 | 0 | 0 | 0 | 0 | 0 | 0 | 0 | 0 | 0 | 0 | 0 | 0 | 0 | 0 | 0 | 0 | 0 | 0 | 0 | 0 | 0 | 0 | 0 | 0 | 0 | 0
F4_Commercial_School_New_Food Preparation_Natural Gas_Broiler_E10 | F4 | Commercial | School | New | Food Preparation | Natural Gas | Broiler | E10 | Utility - Cost of Equipment | 0 | 0 | 0 | 0 | 0 | 0 | 0 | 0 | 0 | 0 | 0 | 0 | 0 | 0 | 0 | 0 | 0 | 0 | 0 | 0 | 0 | 0 | 0 | 0 | 0 | 0 | 0 | 0 | 0 | 0 | 0 | 0 | 0
F5_Commercial_School_New_Food Preparation_Natural Gas_Broiler_E1 | F5 | Commercial | School | New | Food Preparation | Natural Gas | Broiler | E1 | Utility - Cost of Operation | 0.017828 | 0.017828 | 0.017828 | 0.017828 | 0.017828 | 0.017828 | 0.017828 | 0.017828 | 0.017828 | 0.017828 | 0.017828 | 0.017828 | 0.017828 | 0.017828 | 0.017828 | 0.017828 | 0.017828 | 0.017828 | 0.017828 | 0.017828 | 0.017828 | 0.017828 | 0.017828 | 0.017828 | 0.017828 | 0.017828 | 0.017828 | 0.017828 | 0.017828 | 0.017828 | 0.017828 | 0.017828 | 0.017828
F5_Commercial_School_New_Food Preparation_Natural Gas_Broiler_E2 | F5 | Commercial | School | New | Food Preparation | Natural Gas | Broiler | E2 | Utility - Cost of Operation | 0.024959 | 0.024959 | 0.024959 | 0.024959 | 0.024959 | 0.024959 | 0.024959 | 0.024959 | 0.024959 | 0.024959 | 0.024959 | 0.024959 | 0.024959 | 0.024959 | 0.024959 | 0.024959 | 0.024959 | 0.024959 | 0.024959 | 0.024959 | 0.024959 | 0.024959 | 0.024959 | 0.024959 | 0.024959 | 0.024959 | 0.024959 | 0.024959 | 0.024959 | 0.024959 | 0.024959 | 0.024959 | 0.024959
F5_Commercial_School_New_Food Preparation_Natural Gas_Broiler_E3 | F5 | Commercial | School | New | Food Preparation | Natural Gas | Broiler | E3 | Utility - Cost of Operation | 0 | 0 | 0 | 0 | 0 | 0 | 0 | 0 | 0 | 0 | 0 | 0 | 0 | 0 | 0 | 0 | 0 | 0 | 0 | 0 | 0 | 0 | 0 | 0 | 0 | 0 | 0 | 0 | 0 | 0 | 0 | 0 | 0
F5_Commercial_School_New_Food Preparation_Natural Gas_Broiler_E4 | F5 | Commercial | School | New | Food Preparation | Natural Gas | Broiler | E4 | Utility - Cost of Operation | 0 | 0 | 0 | 0 | 0 | 0 | 0 | 0 | 0 | 0 | 0 | 0 | 0 | 0 | 0 | 0 | 0 | 0 | 0 | 0 | 0 | 0 | 0 | 0 | 0 | 0 | 0 | 0 | 0 | 0 | 0 | 0 | 0
F5_Commercial_School_New_Food Preparation_Natural Gas_Broiler_E5 | F5 | Commercial | School | New | Food Preparation | Natural Gas | Broiler | E5 | Utility - Cost of Operation | 0 | 0 | 0 | 0 | 0 | 0 | 0 | 0 | 0 | 0 | 0 | 0 | 0 | 0 | 0 | 0 | 0 | 0 | 0 | 0 | 0 | 0 | 0 | 0 | 0 | 0 | 0 | 0 | 0 | 0 | 0 | 0 | 0
F5_Commercial_School_New_Food Preparation_Natural Gas_Broiler_E6 | F5 | Commercial | School | New | Food Preparation | Natural Gas | Broiler | E6 | Utility - Cost of Operation | 0 | 0 | 0 | 0 | 0 | 0 | 0 | 0 | 0 | 0 | 0 | 0 | 0 | 0 | 0 | 0 | 0 | 0 | 0 | 0 | 0 | 0 | 0 | 0 | 0 | 0 | 0 | 0 | 0 | 0 | 0 | 0 | 0
F5_Commercial_School_New_Food Preparation_Natural Gas_Broiler_E7 | F5 | Commercial | School | New | Food Preparation | Natural Gas | Broiler | E7 | Utility - Cost of Operation | 0 | 0 | 0 | 0 | 0 | 0 | 0 | 0 | 0 | 0 | 0 | 0 | 0 | 0 | 0 | 0 | 0 | 0 | 0 | 0 | 0 | 0 | 0 | 0 | 0 | 0 | 0 | 0 | 0 | 0 | 0 | 0 | 0
F5_Commercial_School_New_Food Preparation_Natural Gas_Broiler_E8 | F5 | Commercial | School | New | Food Preparation | Natural Gas | Broiler | E8 | Utility - Cost of Operation | 0 | 0 | 0 | 0 | 0 | 0 | 0 | 0 | 0 | 0 | 0 | 0 | 0 | 0 | 0 | 0 | 0 | 0 | 0 | 0 | 0 | 0 | 0 | 0 | 0 | 0 | 0 | 0 | 0 | 0 | 0 | 0 | 0
F5_Commercial_School_New_Food Preparation_Natural Gas_Broiler_E9 | F5 | Commercial | School | New | Food Preparation | Natural Gas | Broiler | E9 | Utility - Cost of Operation | 0 | 0 | 0 | 0 | 0 | 0 | 0 | 0 | 0 | 0 | 0 | 0 | 0 | 0 | 0 | 0 | 0 | 0 | 0 | 0 | 0 | 0 | 0 | 0 | 0 | 0 | 0 | 0 | 0 | 0 | 0 | 0 | 0
F5_Commercial_School_New_Food Preparation_Natural Gas_Broiler_E10 | F5 | Commercial | School | New | Food Preparation | Natural Gas | Broiler | E10 | Utility - Cost of Operation | 0 | 0 | 0 | 0 | 0 | 0 | 0 | 0 | 0 | 0 | 0 | 0 | 0 | 0 | 0 | 0 | 0 | 0 | 0 | 0 | 0 | 0 | 0 | 0 | 0 | 0 | 0 | 0 | 0 | 0 | 0 | 0 | 0
F6_Commercial_School_New_Food Preparation_Natural Gas_Broiler_E1 | F6 | Commercial | School | New | Food Preparation | Natural Gas | Broiler | E1 | Utility - Value of Sales | 0.03806 | 0.03806 | 0.03806 | 0.03806 | 0.03806 | 0.03806 | 0.03806 | 0.03806 | 0.03806 | 0.03806 | 0.03806 | 0.03806 | 0.03806 | 0.03806 | 0.03806 | 0.03806 | 0.03806 | 0.03806 | 0.03806 | 0.03806 | 0.03806 | 0.03806 | 0.03806 | 0.03806 | 0.03806 | 0.03806 | 0.03806 | 0.03806 | 0.03806 | 0.03806 | 0.03806 | 0.03806 | 0.03806
F6_Commercial_School_New_Food Preparation_Natural Gas_Broiler_E2 | F6 | Commercial | School | New | Food Preparation | Natural Gas | Broiler | E2 | Utility - Value of Sales | 0.024467 | 0.024467 | 0.024467 | 0.024467 | 0.024467 | 0.024467 | 0.024467 | 0.024467 | 0.024467 | 0.024467 | 0.024467 | 0.024467 | 0.024467 | 0.024467 | 0.024467 | 0.024467 | 0.024467 | 0.024467 | 0.024467 | 0.024467 | 0.024467 | 0.024467 | 0.024467 | 0.024467 | 0.024467 | 0.024467 | 0.024467 | 0.024467 | 0.024467 | 0.024467 | 0.024467 | 0.024467 | 0.024467
F6_Commercial_School_New_Food Preparation_Natural Gas_Broiler_E3 | F6 | Commercial | School | New | Food Preparation | Natural Gas | Broiler | E3 | Utility - Value of Sales | 0 | 0 | 0 | 0 | 0 | 0 | 0 | 0 | 0 | 0 | 0 | 0 | 0 | 0 | 0 | 0 | 0 | 0 | 0 | 0 | 0 | 0 | 0 | 0 | 0 | 0 | 0 | 0 | 0 | 0 | 0 | 0 | 0
F6_Commercial_School_New_Food Preparation_Natural Gas_Broiler_E4 | F6 | Commercial | School | New | Food Preparation | Natural Gas | Broiler | E4 | Utility - Value of Sales | 0 | 0 | 0 | 0 | 0 | 0 | 0 | 0 | 0 | 0 | 0 | 0 | 0 | 0 | 0 | 0 | 0 | 0 | 0 | 0 | 0 | 0 | 0 | 0 | 0 | 0 | 0 | 0 | 0 | 0 | 0 | 0 | 0
F6_Commercial_School_New_Food Preparation_Natural Gas_Broiler_E5 | F6 | Commercial | School | New | Food Preparation | Natural Gas | Broiler | E5 | Utility - Value of Sales | 0 | 0 | 0 | 0 | 0 | 0 | 0 | 0 | 0 | 0 | 0 | 0 | 0 | 0 | 0 | 0 | 0 | 0 | 0 | 0 | 0 | 0 | 0 | 0 | 0 | 0 | 0 | 0 | 0 | 0 | 0 | 0 | 0
F6_Commercial_School_New_Food Preparation_Natural Gas_Broiler_E6 | F6 | Commercial | School | New | Food Preparation | Natural Gas | Broiler | E6 | Utility - Value of Sales | 0 | 0 | 0 | 0 | 0 | 0 | 0 | 0 | 0 | 0 | 0 | 0 | 0 | 0 | 0 | 0 | 0 | 0 | 0 | 0 | 0 | 0 | 0 | 0 | 0 | 0 | 0 | 0 | 0 | 0 | 0 | 0 | 0
F6_Commercial_School_New_Food Preparation_Natural Gas_Broiler_E7 | F6 | Commercial | School | New | Food Preparation | Natural Gas | Broiler | E7 | Utility - Value of Sales | 0 | 0 | 0 | 0 | 0 | 0 | 0 | 0 | 0 | 0 | 0 | 0 | 0 | 0 | 0 | 0 | 0 | 0 | 0 | 0 | 0 | 0 | 0 | 0 | 0 | 0 | 0 | 0 | 0 | 0 | 0 | 0 | 0
F6_Commercial_School_New_Food Preparation_Natural Gas_Broiler_E8 | F6 | Commercial | School | New | Food Preparation | Natural Gas | Broiler | E8 | Utility - Value of Sales | 0 | 0 | 0 | 0 | 0 | 0 | 0 | 0 | 0 | 0 | 0 | 0 | 0 | 0 | 0 | 0 | 0 | 0 | 0 | 0 | 0 | 0 | 0 | 0 | 0 | 0 | 0 | 0 | 0 | 0 | 0 | 0 | 0
F6_Commercial_School_New_Food Preparation_Natural Gas_Broiler_E9 | F6 | Commercial | School | New | Food Preparation | Natural Gas | Broiler | E9 | Utility - Value of Sales | 0 | 0 | 0 | 0 | 0 | 0 | 0 | 0 | 0 | 0 | 0 | 0 | 0 | 0 | 0 | 0 | 0 | 0 | 0 | 0 | 0 | 0 | 0 | 0 | 0 | 0 | 0 | 0 | 0 | 0 | 0 | 0 | 0
F6_Commercial_School_New_Food Preparation_Natural Gas_Broiler_E10 | F6 | Commercial | School | New | Food Preparation | Natural Gas | Broiler | E10 | Utility - Value of Sales | 0 | 0 | 0 | 0 | 0 | 0 | 0 | 0 | 0 | 0 | 0 | 0 | 0 | 0 | 0 | 0 | 0 | 0 | 0 | 0 | 0 | 0 | 0 | 0 | 0 | 0 | 0 | 0 | 0 | 0 | 0 | 0 | 0
F1_Commercial_School_New_Food Preparation_Natural Gas_Griddle_E1 | F1 | Commercial | School | New | Food Preparation | Natural Gas | Griddle | E1 | RVT - Cost of Equipment | 0.0331 | 0.033352 | 0.033634 | 0.033944 | 0.034298 | 0.034707 | 0.035039 | 0.035357 | 0.03568 | 0.036017 | 0.036338 | 0.036633 | 0.036934 | 0.037251 | 0.0376 | 0.037942 | 0.038305 | 0.038687 | 0.039086 | 0.039494 | 0.039904 | 0.040287 | 0.040634 | 0.04094 | 0.041205 | 0.041433 | 0.041591 | 0.041708 | 0.04181 | 0.041897 | 0.041983 | 0.042021 | 0.042021
F1_Commercial_School_New_Food Preparation_Natural Gas_Griddle_E2 | F1 | Commercial | School | New | Food Preparation | Natural Gas | Griddle | E2 | RVT - Cost of Equipment | 0.030337 | 0.030568 | 0.030827 | 0.031111 | 0.031435 | 0.03181 | 0.032113 | 0.032405 | 0.032701 | 0.03301 | 0.033304 | 0.033574 | 0.033851 | 0.034141 | 0.034461 | 0.034775 | 0.035107 | 0.035458 | 0.035823 | 0.036197 | 0.036572 | 0.036924 | 0.037242 | 0.037523 | 0.037765 | 0.037974 | 0.038119 | 0.038226 | 0.03832 | 0.038399 | 0.038478 | 0.038513 | 0.038513
F1_Commercial_School_New_Food Preparation_Natural Gas_Griddle_E3 | F1 | Commercial | School | New | Food Preparation | Natural Gas | Griddle | E3 | RVT - Cost of Equipment | 0 | 0 | 0 | 0 | 0 | 0 | 0 | 0 | 0 | 0 | 0 | 0 | 0 | 0 | 0 | 0 | 0 | 0 | 0 | 0 | 0 | 0 | 0 | 0 | 0 | 0 | 0 | 0 | 0 | 0 | 0 | 0 | 0
F1_Commercial_School_New_Food Preparation_Natural Gas_Griddle_E4 | F1 | Commercial | School | New | Food Preparation | Natural Gas | Griddle | E4 | RVT - Cost of Equipment | 0 | 0 | 0 | 0 | 0 | 0 | 0 | 0 | 0 | 0 | 0 | 0 | 0 | 0 | 0 | 0 | 0 | 0 | 0 | 0 | 0 | 0 | 0 | 0 | 0 | 0 | 0 | 0 | 0 | 0 | 0 | 0 | 0
F1_Commercial_School_New_Food Preparation_Natural Gas_Griddle_E5 | F1 | Commercial | School | New | Food Preparation | Natural Gas | Griddle | E5 | RVT - Cost of Equipment | 0 | 0 | 0 | 0 | 0 | 0 | 0 | 0 | 0 | 0 | 0 | 0 | 0 | 0 | 0 | 0 | 0 | 0 | 0 | 0 | 0 | 0 | 0 | 0 | 0 | 0 | 0 | 0 | 0 | 0 | 0 | 0 | 0
F1_Commercial_School_New_Food Preparation_Natural Gas_Griddle_E6 | F1 | Commercial | School | New | Food Preparation | Natural Gas | Griddle | E6 | RVT - Cost of Equipment | 0 | 0 | 0 | 0 | 0 | 0 | 0 | 0 | 0 | 0 | 0 | 0 | 0 | 0 | 0 | 0 | 0 | 0 | 0 | 0 | 0 | 0 | 0 | 0 | 0 | 0 | 0 | 0 | 0 | 0 | 0 | 0 | 0
F1_Commercial_School_New_Food Preparation_Natural Gas_Griddle_E7 | F1 | Commercial | School | New | Food Preparation | Natural Gas | Griddle | E7 | RVT - Cost of Equipment | 0 | 0 | 0 | 0 | 0 | 0 | 0 | 0 | 0 | 0 | 0 | 0 | 0 | 0 | 0 | 0 | 0 | 0 | 0 | 0 | 0 | 0 | 0 | 0 | 0 | 0 | 0 | 0 | 0 | 0 | 0 | 0 | 0
F1_Commercial_School_New_Food Preparation_Natural Gas_Griddle_E8 | F1 | Commercial | School | New | Food Preparation | Natural Gas | Griddle | E8 | RVT - Cost of Equipment | 0 | 0 | 0 | 0 | 0 | 0 | 0 | 0 | 0 | 0 | 0 | 0 | 0 | 0 | 0 | 0 | 0 | 0 | 0 | 0 | 0 | 0 | 0 | 0 | 0 | 0 | 0 | 0 | 0 | 0 | 0 | 0 | 0
F1_Commercial_School_New_Food Preparation_Natural Gas_Griddle_E9 | F1 | Commercial | School | New | Food Preparation | Natural Gas | Griddle | E9 | RVT - Cost of Equipment | 0 | 0 | 0 | 0 | 0 | 0 | 0 | 0 | 0 | 0 | 0 | 0 | 0 | 0 | 0 | 0 | 0 | 0 | 0 | 0 | 0 | 0 | 0 | 0 | 0 | 0 | 0 | 0 | 0 | 0 | 0 | 0 | 0
F1_Commercial_School_New_Food Preparation_Natural Gas_Griddle_E10 | F1 | Commercial | School | New | Food Preparation | Natural Gas | Griddle | E10 | RVT - Cost of Equipment | 0 | 0 | 0 | 0 | 0 | 0 | 0 | 0 | 0 | 0 | 0 | 0 | 0 | 0 | 0 | 0 | 0 | 0 | 0 | 0 | 0 | 0 | 0 | 0 | 0 | 0 | 0 | 0 | 0 | 0 | 0 | 0 | 0
F2_Commercial_School_New_Food Preparation_Natural Gas_Griddle_E1 | F2 | Commercial | School | New | Food Preparation | Natural Gas | Griddle | E1 | RVT - Cost of Operation | 0.039656 | 0.039958 | 0.040296 | 0.040668 | 0.041091 | 0.041581 | 0.041979 | 0.04236 | 0.042747 | 0.04315 | 0.043535 | 0.043888 | 0.04425 | 0.044629 | 0.045048 | 0.045457 | 0.045891 | 0.04635 | 0.046828 | 0.047316 | 0.047807 | 0.048267 | 0.048682 | 0.049049 | 0.049366 | 0.049639 | 0.049828 | 0.049969 | 0.050091 | 0.050196 | 0.050299 | 0.050344 | 0.050344
F2_Commercial_School_New_Food Preparation_Natural Gas_Griddle_E2 | F2 | Commercial | School | New | Food Preparation | Natural Gas | Griddle | E2 | RVT - Cost of Operation | 0.036346 | 0.036623 | 0.036932 | 0.037273 | 0.037661 | 0.03811 | 0.038474 | 0.038824 | 0.039178 | 0.039548 | 0.039901 | 0.040224 | 0.040555 | 0.040903 | 0.041287 | 0.041662 | 0.04206 | 0.04248 | 0.042919 | 0.043366 | 0.043816 | 0.044238 | 0.044618 | 0.044954 | 0.045245 | 0.045495 | 0.045669 | 0.045798 | 0.04591 | 0.046005 | 0.0461 | 0.046141 | 0.046141
F2_Commercial_School_New_Food Preparation_Natural Gas_Griddle_E3 | F2 | Commercial | School | New | Food Preparation | Natural Gas | Griddle | E3 | RVT - Cost of Operation | 0 | 0 | 0 | 0 | 0 | 0 | 0 | 0 | 0 | 0 | 0 | 0 | 0 | 0 | 0 | 0 | 0 | 0 | 0 | 0 | 0 | 0 | 0 | 0 | 0 | 0 | 0 | 0 | 0 | 0 | 0 | 0 | 0
F2_Commercial_School_New_Food Preparation_Natural Gas_Griddle_E4 | F2 | Commercial | School | New | Food Preparation | Natural Gas | Griddle | E4 | RVT - Cost of Operation | 0 | 0 | 0 | 0 | 0 | 0 | 0 | 0 | 0 | 0 | 0 | 0 | 0 | 0 | 0 | 0 | 0 | 0 | 0 | 0 | 0 | 0 | 0 | 0 | 0 | 0 | 0 | 0 | 0 | 0 | 0 | 0 | 0
F2_Commercial_School_New_Food Preparation_Natural Gas_Griddle_E5 | F2 | Commercial | School | New | Food Preparation | Natural Gas | Griddle | E5 | RVT - Cost of Operation | 0 | 0 | 0 | 0 | 0 | 0 | 0 | 0 | 0 | 0 | 0 | 0 | 0 | 0 | 0 | 0 | 0 | 0 | 0 | 0 | 0 | 0 | 0 | 0 | 0 | 0 | 0 | 0 | 0 | 0 | 0 | 0 | 0
F2_Commercial_School_New_Food Preparation_Natural Gas_Griddle_E6 | F2 | Commercial | School | New | Food Preparation | Natural Gas | Griddle | E6 | RVT - Cost of Operation | 0 | 0 | 0 | 0 | 0 | 0 | 0 | 0 | 0 | 0 | 0 | 0 | 0 | 0 | 0 | 0 | 0 | 0 | 0 | 0 | 0 | 0 | 0 | 0 | 0 | 0 | 0 | 0 | 0 | 0 | 0 | 0 | 0
F2_Commercial_School_New_Food Preparation_Natural Gas_Griddle_E7 | F2 | Commercial | School | New | Food Preparation | Natural Gas | Griddle | E7 | RVT - Cost of Operation | 0 | 0 | 0 | 0 | 0 | 0 | 0 | 0 | 0 | 0 | 0 | 0 | 0 | 0 | 0 | 0 | 0 | 0 | 0 | 0 | 0 | 0 | 0 | 0 | 0 | 0 | 0 | 0 | 0 | 0 | 0 | 0 | 0
F2_Commercial_School_New_Food Preparation_Natural Gas_Griddle_E8 | F2 | Commercial | School | New | Food Preparation | Natural Gas | Griddle | E8 | RVT - Cost of Operation | 0 | 0 | 0 | 0 | 0 | 0 | 0 | 0 | 0 | 0 | 0 | 0 | 0 | 0 | 0 | 0 | 0 | 0 | 0 | 0 | 0 | 0 | 0 | 0 | 0 | 0 | 0 | 0 | 0 | 0 | 0 | 0 | 0
F2_Commercial_School_New_Food Preparation_Natural Gas_Griddle_E9 | F2 | Commercial | School | New | Food Preparation | Natural Gas | Griddle | E9 | RVT - Cost of Operation | 0 | 0 | 0 | 0 | 0 | 0 | 0 | 0 | 0 | 0 | 0 | 0 | 0 | 0 | 0 | 0 | 0 | 0 | 0 | 0 | 0 | 0 | 0 | 0 | 0 | 0 | 0 | 0 | 0 | 0 | 0 | 0 | 0
F2_Commercial_School_New_Food Preparation_Natural Gas_Griddle_E10 | F2 | Commercial | School | New | Food Preparation | Natural Gas | Griddle | E10 | RVT - Cost of Operation | 0 | 0 | 0 | 0 | 0 | 0 | 0 | 0 | 0 | 0 | 0 | 0 | 0 | 0 | 0 | 0 | 0 | 0 | 0 | 0 | 0 | 0 | 0 | 0 | 0 | 0 | 0 | 0 | 0 | 0 | 0 | 0 | 0
F3_Commercial_School_New_Food Preparation_Natural Gas_Griddle_E1 | F3 | Commercial | School | New | Food Preparation | Natural Gas | Griddle | E1 | System - kBTUs of Consumption | 0.011921 | 0.011921 | 0.011921 | 0.011921 | 0.011921 | 0.011921 | 0.011921 | 0.011921 | 0.011921 | 0.011921 | 0.011921 | 0.011921 | 0.011921 | 0.011921 | 0.011921 | 0.011921 | 0.011921 | 0.011921 | 0.011921 | 0.011921 | 0.011921 | 0.011921 | 0.011921 | 0.011921 | 0.011921 | 0.011921 | 0.011921 | 0.011921 | 0.011921 | 0.011921 | 0.011921 | 0.011921 | 0.011921
F3_Commercial_School_New_Food Preparation_Natural Gas_Griddle_E2 | F3 | Commercial | School | New | Food Preparation | Natural Gas | Griddle | E2 | System - kBTUs of Consumption | 0.014814 | 0.014814 | 0.014814 | 0.014814 | 0.014814 | 0.014814 | 0.014814 | 0.014814 | 0.014814 | 0.014814 | 0.014814 | 0.014814 | 0.014814 | 0.014814 | 0.014814 | 0.014814 | 0.014814 | 0.014814 | 0.014814 | 0.014814 | 0.014814 | 0.014814 | 0.014814 | 0.014814 | 0.014814 | 0.014814 | 0.014814 | 0.014814 | 0.014814 | 0.014814 | 0.014814 | 0.014814 | 0.014814
F3_Commercial_School_New_Food Preparation_Natural Gas_Griddle_E3 | F3 | Commercial | School | New | Food Preparation | Natural Gas | Griddle | E3 | System - kBTUs of Consumption | 0 | 0 | 0 | 0 | 0 | 0 | 0 | 0 | 0 | 0 | 0 | 0 | 0 | 0 | 0 | 0 | 0 | 0 | 0 | 0 | 0 | 0 | 0 | 0 | 0 | 0 | 0 | 0 | 0 | 0 | 0 | 0 | 0
F3_Commercial_School_New_Food Preparation_Natural Gas_Griddle_E4 | F3 | Commercial | School | New | Food Preparation | Natural Gas | Griddle | E4 | System - kBTUs of Consumption | 0 | 0 | 0 | 0 | 0 | 0 | 0 | 0 | 0 | 0 | 0 | 0 | 0 | 0 | 0 | 0 | 0 | 0 | 0 | 0 | 0 | 0 | 0 | 0 | 0 | 0 | 0 | 0 | 0 | 0 | 0 | 0 | 0
F3_Commercial_School_New_Food Preparation_Natural Gas_Griddle_E5 | F3 | Commercial | School | New | Food Preparation | Natural Gas | Griddle | E5 | System - kBTUs of Consumption | 0 | 0 | 0 | 0 | 0 | 0 | 0 | 0 | 0 | 0 | 0 | 0 | 0 | 0 | 0 | 0 | 0 | 0 | 0 | 0 | 0 | 0 | 0 | 0 | 0 | 0 | 0 | 0 | 0 | 0 | 0 | 0 | 0
F3_Commercial_School_New_Food Preparation_Natural Gas_Griddle_E6 | F3 | Commercial | School | New | Food Preparation | Natural Gas | Griddle | E6 | System - kBTUs of Consumption | 0 | 0 | 0 | 0 | 0 | 0 | 0 | 0 | 0 | 0 | 0 | 0 | 0 | 0 | 0 | 0 | 0 | 0 | 0 | 0 | 0 | 0 | 0 | 0 | 0 | 0 | 0 | 0 | 0 | 0 | 0 | 0 | 0
F3_Commercial_School_New_Food Preparation_Natural Gas_Griddle_E7 | F3 | Commercial | School | New | Food Preparation | Natural Gas | Griddle | E7 | System - kBTUs of Consumption | 0 | 0 | 0 | 0 | 0 | 0 | 0 | 0 | 0 | 0 | 0 | 0 | 0 | 0 | 0 | 0 | 0 | 0 | 0 | 0 | 0 | 0 | 0 | 0 | 0 | 0 | 0 | 0 | 0 | 0 | 0 | 0 | 0
F3_Commercial_School_New_Food Preparation_Natural Gas_Griddle_E8 | F3 | Commercial | School | New | Food Preparation | Natural Gas | Griddle | E8 | System - kBTUs of Consumption | 0 | 0 | 0 | 0 | 0 | 0 | 0 | 0 | 0 | 0 | 0 | 0 | 0 | 0 | 0 | 0 | 0 | 0 | 0 | 0 | 0 | 0 | 0 | 0 | 0 | 0 | 0 | 0 | 0 | 0 | 0 | 0 | 0
F3_Commercial_School_New_Food Preparation_Natural Gas_Griddle_E9 | F3 | Commercial | School | New | Food Preparation | Natural Gas | Griddle | E9 | System - kBTUs of Consumption | 0 | 0 | 0 | 0 | 0 | 0 | 0 | 0 | 0 | 0 | 0 | 0 | 0 | 0 | 0 | 0 | 0 | 0 | 0 | 0 | 0 | 0 | 0 | 0 | 0 | 0 | 0 | 0 | 0 | 0 | 0 | 0 | 0
F3_Commercial_School_New_Food Preparation_Natural Gas_Griddle_E10 | F3 | Commercial | School | New | Food Preparation | Natural Gas | Griddle | E10 | System - kBTUs of Consumption | 0 | 0 | 0 | 0 | 0 | 0 | 0 | 0 | 0 | 0 | 0 | 0 | 0 | 0 | 0 | 0 | 0 | 0 | 0 | 0 | 0 | 0 | 0 | 0 | 0 | 0 | 0 | 0 | 0 | 0 | 0 | 0 | 0
F4_Commercial_School_New_Food Preparation_Natural Gas_Griddle_E1 | F4 | Commercial | School | New | Food Preparation | Natural Gas | Griddle | E1 | Utility - Cost of Equipment | 0.039656 | 0.039958 | 0.040296 | 0.040668 | 0.041091 | 0.041581 | 0.041979 | 0.04236 | 0.042747 | 0.04315 | 0.043535 | 0.043888 | 0.04425 | 0.044629 | 0.045048 | 0.045457 | 0.045891 | 0.04635 | 0.046828 | 0.047316 | 0.047807 | 0.048267 | 0.048682 | 0.049049 | 0.049366 | 0.049639 | 0.049828 | 0.049969 | 0.050091 | 0.050196 | 0.050299 | 0.050344 | 0.050344
F4_Commercial_School_New_Food Preparation_Natural Gas_Griddle_E2 | F4 | Commercial | School | New | Food Preparation | Natural Gas | Griddle | E2 | Utility - Cost of Equipment | 0.036346 | 0.036623 | 0.036932 | 0.037273 | 0.037661 | 0.03811 | 0.038474 | 0.038824 | 0.039178 | 0.039548 | 0.039901 | 0.040224 | 0.040555 | 0.040903 | 0.041287 | 0.041662 | 0.04206 | 0.04248 | 0.042919 | 0.043366 | 0.043816 | 0.044238 | 0.044618 | 0.044954 | 0.045245 | 0.045495 | 0.045669 | 0.045798 | 0.04591 | 0.046005 | 0.0461 | 0.046141 | 0.046141
F4_Commercial_School_New_Food Preparation_Natural Gas_Griddle_E3 | F4 | Commercial | School | New | Food Preparation | Natural Gas | Griddle | E3 | Utility - Cost of Equipment | 0 | 0 | 0 | 0 | 0 | 0 | 0 | 0 | 0 | 0 | 0 | 0 | 0 | 0 | 0 | 0 | 0 | 0 | 0 | 0 | 0 | 0 | 0 | 0 | 0 | 0 | 0 | 0 | 0 | 0 | 0 | 0 | 0
F4_Commercial_School_New_Food Preparation_Natural Gas_Griddle_E4 | F4 | Commercial | School | New | Food Preparation | Natural Gas | Griddle | E4 | Utility - Cost of Equipment | 0 | 0 | 0 | 0 | 0 | 0 | 0 | 0 | 0 | 0 | 0 | 0 | 0 | 0 | 0 | 0 | 0 | 0 | 0 | 0 | 0 | 0 | 0 | 0 | 0 | 0 | 0 | 0 | 0 | 0 | 0 | 0 | 0
F4_Commercial_School_New_Food Preparation_Natural Gas_Griddle_E5 | F4 | Commercial | School | New | Food Preparation | Natural Gas | Griddle | E5 | Utility - Cost of Equipment | 0 | 0 | 0 | 0 | 0 | 0 | 0 | 0 | 0 | 0 | 0 | 0 | 0 | 0 | 0 | 0 | 0 | 0 | 0 | 0 | 0 | 0 | 0 | 0 | 0 | 0 | 0 | 0 | 0 | 0 | 0 | 0 | 0
F4_Commercial_School_New_Food Preparation_Natural Gas_Griddle_E6 | F4 | Commercial | School | New | Food Preparation | Natural Gas | Griddle | E6 | Utility - Cost of Equipment | 0 | 0 | 0 | 0 | 0 | 0 | 0 | 0 | 0 | 0 | 0 | 0 | 0 | 0 | 0 | 0 | 0 | 0 | 0 | 0 | 0 | 0 | 0 | 0 | 0 | 0 | 0 | 0 | 0 | 0 | 0 | 0 | 0
F4_Commercial_School_New_Food Preparation_Natural Gas_Griddle_E7 | F4 | Commercial | School | New | Food Preparation | Natural Gas | Griddle | E7 | Utility - Cost of Equipment | 0 | 0 | 0 | 0 | 0 | 0 | 0 | 0 | 0 | 0 | 0 | 0 | 0 | 0 | 0 | 0 | 0 | 0 | 0 | 0 | 0 | 0 | 0 | 0 | 0 | 0 | 0 | 0 | 0 | 0 | 0 | 0 | 0
F4_Commercial_School_New_Food Preparation_Natural Gas_Griddle_E8 | F4 | Commercial | School | New | Food Preparation | Natural Gas | Griddle | E8 | Utility - Cost of Equipment | 0 | 0 | 0 | 0 | 0 | 0 | 0 | 0 | 0 | 0 | 0 | 0 | 0 | 0 | 0 | 0 | 0 | 0 | 0 | 0 | 0 | 0 | 0 | 0 | 0 | 0 | 0 | 0 | 0 | 0 | 0 | 0 | 0
F4_Commercial_School_New_Food Preparation_Natural Gas_Griddle_E9 | F4 | Commercial | School | New | Food Preparation | Natural Gas | Griddle | E9 | Utility - Cost of Equipment | 0 | 0 | 0 | 0 | 0 | 0 | 0 | 0 | 0 | 0 | 0 | 0 | 0 | 0 | 0 | 0 | 0 | 0 | 0 | 0 | 0 | 0 | 0 | 0 | 0 | 0 | 0 | 0 | 0 | 0 | 0 | 0 | 0
F4_Commercial_School_New_Food Preparation_Natural Gas_Griddle_E10 | F4 | Commercial | School | New | Food Preparation | Natural Gas | Griddle | E10 | Utility - Cost of Equipment | 0 | 0 | 0 | 0 | 0 | 0 | 0 | 0 | 0 | 0 | 0 | 0 | 0 | 0 | 0 | 0 | 0 | 0 | 0 | 0 | 0 | 0 | 0 | 0 | 0 | 0 | 0 | 0 | 0 | 0 | 0 | 0 | 0
F5_Commercial_School_New_Food Preparation_Natural Gas_Griddle_E1 | F5 | Commercial | School | New | Food Preparation | Natural Gas | Griddle | E1 | Utility - Cost of Operation | 0.011921 | 0.011921 | 0.011921 | 0.011921 | 0.011921 | 0.011921 | 0.011921 | 0.011921 | 0.011921 | 0.011921 | 0.011921 | 0.011921 | 0.011921 | 0.011921 | 0.011921 | 0.011921 | 0.011921 | 0.011921 | 0.011921 | 0.011921 | 0.011921 | 0.011921 | 0.011921 | 0.011921 | 0.011921 | 0.011921 | 0.011921 | 0.011921 | 0.011921 | 0.011921 | 0.011921 | 0.011921 | 0.011921
F5_Commercial_School_New_Food Preparation_Natural Gas_Griddle_E2 | F5 | Commercial | School | New | Food Preparation | Natural Gas | Griddle | E2 | Utility - Cost of Operation | 0.014814 | 0.014814 | 0.014814 | 0.014814 | 0.014814 | 0.014814 | 0.014814 | 0.014814 | 0.014814 | 0.014814 | 0.014814 | 0.014814 | 0.014814 | 0.014814 | 0.014814 | 0.014814 | 0.014814 | 0.014814 | 0.014814 | 0.014814 | 0.014814 | 0.014814 | 0.014814 | 0.014814 | 0.014814 | 0.014814 | 0.014814 | 0.014814 | 0.014814 | 0.014814 | 0.014814 | 0.014814 | 0.014814
F5_Commercial_School_New_Food Preparation_Natural Gas_Griddle_E3 | F5 | Commercial | School | New | Food Preparation | Natural Gas | Griddle | E3 | Utility - Cost of Operation | 0 | 0 | 0 | 0 | 0 | 0 | 0 | 0 | 0 | 0 | 0 | 0 | 0 | 0 | 0 | 0 | 0 | 0 | 0 | 0 | 0 | 0 | 0 | 0 | 0 | 0 | 0 | 0 | 0 | 0 | 0 | 0 | 0
F5_Commercial_School_New_Food Preparation_Natural Gas_Griddle_E4 | F5 | Commercial | School | New | Food Preparation | Natural Gas | Griddle | E4 | Utility - Cost of Operation | 0 | 0 | 0 | 0 | 0 | 0 | 0 | 0 | 0 | 0 | 0 | 0 | 0 | 0 | 0 | 0 | 0 | 0 | 0 | 0 | 0 | 0 | 0 | 0 | 0 | 0 | 0 | 0 | 0 | 0 | 0 | 0 | 0
F5_Commercial_School_New_Food Preparation_Natural Gas_Griddle_E5 | F5 | Commercial | School | New | Food Preparation | Natural Gas | Griddle | E5 | Utility - Cost of Operation | 0 | 0 | 0 | 0 | 0 | 0 | 0 | 0 | 0 | 0 | 0 | 0 | 0 | 0 | 0 | 0 | 0 | 0 | 0 | 0 | 0 | 0 | 0 | 0 | 0 | 0 | 0 | 0 | 0 | 0 | 0 | 0 | 0
F5_Commercial_School_New_Food Preparation_Natural Gas_Griddle_E6 | F5 | Commercial | School | New | Food Preparation | Natural Gas | Griddle | E6 | Utility - Cost of Operation | 0 | 0 | 0 | 0 | 0 | 0 | 0 | 0 | 0 | 0 | 0 | 0 | 0 | 0 | 0 | 0 | 0 | 0 | 0 | 0 | 0 | 0 | 0 | 0 | 0 | 0 | 0 | 0 | 0 | 0 | 0 | 0 | 0
F5_Commercial_School_New_Food Preparation_Natural Gas_Griddle_E7 | F5 | Commercial | School | New | Food Preparation | Natural Gas | Griddle | E7 | Utility - Cost of Operation | 0 | 0 | 0 | 0 | 0 | 0 | 0 | 0 | 0 | 0 | 0 | 0 | 0 | 0 | 0 | 0 | 0 | 0 | 0 | 0 | 0 | 0 | 0 | 0 | 0 | 0 | 0 | 0 | 0 | 0 | 0 | 0 | 0
F5_Commercial_School_New_Food Preparation_Natural Gas_Griddle_E8 | F5 | Commercial | School | New | Food Preparation | Natural Gas | Griddle | E8 | Utility - Cost of Operation | 0 | 0 | 0 | 0 | 0 | 0 | 0 | 0 | 0 | 0 | 0 | 0 | 0 | 0 | 0 | 0 | 0 | 0 | 0 | 0 | 0 | 0 | 0 | 0 | 0 | 0 | 0 | 0 | 0 | 0 | 0 | 0 | 0
F5_Commercial_School_New_Food Preparation_Natural Gas_Griddle_E9 | F5 | Commercial | School | New | Food Preparation | Natural Gas | Griddle | E9 | Utility - Cost of Operation | 0 | 0 | 0 | 0 | 0 | 0 | 0 | 0 | 0 | 0 | 0 | 0 | 0 | 0 | 0 | 0 | 0 | 0 | 0 | 0 | 0 | 0 | 0 | 0 | 0 | 0 | 0 | 0 | 0 | 0 | 0 | 0 | 0
F5_Commercial_School_New_Food Preparation_Natural Gas_Griddle_E10 | F5 | Commercial | School | New | Food Preparation | Natural Gas | Griddle | E10 | Utility - Cost of Operation | 0 | 0 | 0 | 0 | 0 | 0 | 0 | 0 | 0 | 0 | 0 | 0 | 0 | 0 | 0 | 0 | 0 | 0 | 0 | 0 | 0 | 0 | 0 | 0 | 0 | 0 | 0 | 0 | 0 | 0 | 0 | 0 | 0
F6_Commercial_School_New_Food Preparation_Natural Gas_Griddle_E1 | F6 | Commercial | School | New | Food Preparation | Natural Gas | Griddle | E1 | Utility - Value of Sales | 0.023486 | 0.023486 | 0.023486 | 0.023486 | 0.023486 | 0.023486 | 0.023486 | 0.023486 | 0.023486 | 0.023486 | 0.023486 | 0.023486 | 0.023486 | 0.023486 | 0.023486 | 0.023486 | 0.023486 | 0.023486 | 0.023486 | 0.023486 | 0.023486 | 0.023486 | 0.023486 | 0.023486 | 0.023486 | 0.023486 | 0.023486 | 0.023486 | 0.023486 | 0.023486 | 0.023486 | 0.023486 | 0.023486
F6_Commercial_School_New_Food Preparation_Natural Gas_Griddle_E2 | F6 | Commercial | School | New | Food Preparation | Natural Gas | Griddle | E2 | Utility - Value of Sales | 0.021526 | 0.021526 | 0.021526 | 0.021526 | 0.021526 | 0.021526 | 0.021526 | 0.021526 | 0.021526 | 0.021526 | 0.021526 | 0.021526 | 0.021526 | 0.021526 | 0.021526 | 0.021526 | 0.021526 | 0.021526 | 0.021526 | 0.021526 | 0.021526 | 0.021526 | 0.021526 | 0.021526 | 0.021526 | 0.021526 | 0.021526 | 0.021526 | 0.021526 | 0.021526 | 0.021526 | 0.021526 | 0.021526
F6_Commercial_School_New_Food Preparation_Natural Gas_Griddle_E3 | F6 | Commercial | School | New | Food Preparation | Natural Gas | Griddle | E3 | Utility - Value of Sales | 0 | 0 | 0 | 0 | 0 | 0 | 0 | 0 | 0 | 0 | 0 | 0 | 0 | 0 | 0 | 0 | 0 | 0 | 0 | 0 | 0 | 0 | 0 | 0 | 0 | 0 | 0 | 0 | 0 | 0 | 0 | 0 | 0
F6_Commercial_School_New_Food Preparation_Natural Gas_Griddle_E4 | F6 | Commercial | School | New | Food Preparation | Natural Gas | Griddle | E4 | Utility - Value of Sales | 0 | 0 | 0 | 0 | 0 | 0 | 0 | 0 | 0 | 0 | 0 | 0 | 0 | 0 | 0 | 0 | 0 | 0 | 0 | 0 | 0 | 0 | 0 | 0 | 0 | 0 | 0 | 0 | 0 | 0 | 0 | 0 | 0
F6_Commercial_School_New_Food Preparation_Natural Gas_Griddle_E5 | F6 | Commercial | School | New | Food Preparation | Natural Gas | Griddle | E5 | Utility - Value of Sales | 0 | 0 | 0 | 0 | 0 | 0 | 0 | 0 | 0 | 0 | 0 | 0 | 0 | 0 | 0 | 0 | 0 | 0 | 0 | 0 | 0 | 0 | 0 | 0 | 0 | 0 | 0 | 0 | 0 | 0 | 0 | 0 | 0
F6_Commercial_School_New_Food Preparation_Natural Gas_Griddle_E6 | F6 | Commercial | School | New | Food Preparation | Natural Gas | Griddle | E6 | Utility - Value of Sales | 0 | 0 | 0 | 0 | 0 | 0 | 0 | 0 | 0 | 0 | 0 | 0 | 0 | 0 | 0 | 0 | 0 | 0 | 0 | 0 | 0 | 0 | 0 | 0 | 0 | 0 | 0 | 0 | 0 | 0 | 0 | 0 | 0
F6_Commercial_School_New_Food Preparation_Natural Gas_Griddle_E7 | F6 | Commercial | School | New | Food Preparation | Natural Gas | Griddle | E7 | Utility - Value of Sales | 0 | 0 | 0 | 0 | 0 | 0 | 0 | 0 | 0 | 0 | 0 | 0 | 0 | 0 | 0 | 0 | 0 | 0 | 0 | 0 | 0 | 0 | 0 | 0 | 0 | 0 | 0 | 0 | 0 | 0 | 0 | 0 | 0
F6_Commercial_School_New_Food Preparation_Natural Gas_Griddle_E8 | F6 | Commercial | School | New | Food Preparation | Natural Gas | Griddle | E8 | Utility - Value of Sales | 0 | 0 | 0 | 0 | 0 | 0 | 0 | 0 | 0 | 0 | 0 | 0 | 0 | 0 | 0 | 0 | 0 | 0 | 0 | 0 | 0 | 0 | 0 | 0 | 0 | 0 | 0 | 0 | 0 | 0 | 0 | 0 | 0
F6_Commercial_School_New_Food Preparation_Natural Gas_Griddle_E9 | F6 | Commercial | School | New | Food Preparation | Natural Gas | Griddle | E9 | Utility - Value of Sales | 0 | 0 | 0 | 0 | 0 | 0 | 0 | 0 | 0 | 0 | 0 | 0 | 0 | 0 | 0 | 0 | 0 | 0 | 0 | 0 | 0 | 0 | 0 | 0 | 0 | 0 | 0 | 0 | 0 | 0 | 0 | 0 | 0
F6_Commercial_School_New_Food Preparation_Natural Gas_Griddle_E10 | F6 | Commercial | School | New | Food Preparation | Natural Gas | Griddle | E10 | Utility - Value of Sales | 0 | 0 | 0 | 0 | 0 | 0 | 0 | 0 | 0 | 0 | 0 | 0 | 0 | 0 | 0 | 0 | 0 | 0 | 0 | 0 | 0 | 0 | 0 | 0 | 0 | 0 | 0 | 0 | 0 | 0 | 0 | 0 | 0
F1_Commercial_School_New_Food Preparation_Natural Gas_Range_E1 | F1 | Commercial | School | New | Food Preparation | Natural Gas | Range | E1 | RVT - Cost of Equipment | 0.038932 | 0.039206 | 0.039531 | 0.039909 | 0.040354 | 0.040874 | 0.041291 | 0.041688 | 0.042079 | 0.042474 | 0.042836 | 0.043152 | 0.043471 | 0.043808 | 0.044197 | 0.044586 | 0.045016 | 0.045485 | 0.045985 | 0.046501 | 0.047025 | 0.047518 | 0.047968 | 0.048379 | 0.04874 | 0.049051 | 0.049267 | 0.049427 | 0.049566 | 0.049685 | 0.049802 | 0.049854 | 0.049854
F1_Commercial_School_New_Food Preparation_Natural Gas_Range_E2 | F1 | Commercial | School | New | Food Preparation | Natural Gas | Range | E2 | RVT - Cost of Equipment | 0.029199 | 0.029404 | 0.029648 | 0.029932 | 0.030265 | 0.030656 | 0.030968 | 0.031266 | 0.031559 | 0.031855 | 0.032127 | 0.032364 | 0.032603 | 0.032856 | 0.033148 | 0.03344 | 0.033762 | 0.034114 | 0.034489 | 0.034876 | 0.035269 | 0.035638 | 0.035976 | 0.036284 | 0.036555 | 0.036788 | 0.03695 | 0.03707 | 0.037175 | 0.037264 | 0.037352 | 0.037391 | 0.037391
F1_Commercial_School_New_Food Preparation_Natural Gas_Range_E3 | F1 | Commercial | School | New | Food Preparation | Natural Gas | Range | E3 | RVT - Cost of Equipment | 0 | 0 | 0 | 0 | 0 | 0 | 0 | 0 | 0 | 0 | 0 | 0 | 0 | 0 | 0 | 0 | 0 | 0 | 0 | 0 | 0 | 0 | 0 | 0 | 0 | 0 | 0 | 0 | 0 | 0 | 0 | 0 | 0
F1_Commercial_School_New_Food Preparation_Natural Gas_Range_E4 | F1 | Commercial | School | New | Food Preparation | Natural Gas | Range | E4 | RVT - Cost of Equipment | 0 | 0 | 0 | 0 | 0 | 0 | 0 | 0 | 0 | 0 | 0 | 0 | 0 | 0 | 0 | 0 | 0 | 0 | 0 | 0 | 0 | 0 | 0 | 0 | 0 | 0 | 0 | 0 | 0 | 0 | 0 | 0 | 0
F1_Commercial_School_New_Food Preparation_Natural Gas_Range_E5 | F1 | Commercial | School | New | Food Preparation | Natural Gas | Range | E5 | RVT - Cost of Equipment | 0 | 0 | 0 | 0 | 0 | 0 | 0 | 0 | 0 | 0 | 0 | 0 | 0 | 0 | 0 | 0 | 0 | 0 | 0 | 0 | 0 | 0 | 0 | 0 | 0 | 0 | 0 | 0 | 0 | 0 | 0 | 0 | 0
F1_Commercial_School_New_Food Preparation_Natural Gas_Range_E6 | F1 | Commercial | School | New | Food Preparation | Natural Gas | Range | E6 | RVT - Cost of Equipment | 0 | 0 | 0 | 0 | 0 | 0 | 0 | 0 | 0 | 0 | 0 | 0 | 0 | 0 | 0 | 0 | 0 | 0 | 0 | 0 | 0 | 0 | 0 | 0 | 0 | 0 | 0 | 0 | 0 | 0 | 0 | 0 | 0
F1_Commercial_School_New_Food Preparation_Natural Gas_Range_E7 | F1 | Commercial | School | New | Food Preparation | Natural Gas | Range | E7 | RVT - Cost of Equipment | 0 | 0 | 0 | 0 | 0 | 0 | 0 | 0 | 0 | 0 | 0 | 0 | 0 | 0 | 0 | 0 | 0 | 0 | 0 | 0 | 0 | 0 | 0 | 0 | 0 | 0 | 0 | 0 | 0 | 0 | 0 | 0 | 0
F1_Commercial_School_New_Food Preparation_Natural Gas_Range_E8 | F1 | Commercial | School | New | Food Preparation | Natural Gas | Range | E8 | RVT - Cost of Equipment | 0 | 0 | 0 | 0 | 0 | 0 | 0 | 0 | 0 | 0 | 0 | 0 | 0 | 0 | 0 | 0 | 0 | 0 | 0 | 0 | 0 | 0 | 0 | 0 | 0 | 0 | 0 | 0 | 0 | 0 | 0 | 0 | 0
F1_Commercial_School_New_Food Preparation_Natural Gas_Range_E9 | F1 | Commercial | School | New | Food Preparation | Natural Gas | Range | E9 | RVT - Cost of Equipment | 0 | 0 | 0 | 0 | 0 | 0 | 0 | 0 | 0 | 0 | 0 | 0 | 0 | 0 | 0 | 0 | 0 | 0 | 0 | 0 | 0 | 0 | 0 | 0 | 0 | 0 | 0 | 0 | 0 | 0 | 0 | 0 | 0
F1_Commercial_School_New_Food Preparation_Natural Gas_Range_E10 | F1 | Commercial | School | New | Food Preparation | Natural Gas | Range | E10 | RVT - Cost of Equipment | 0 | 0 | 0 | 0 | 0 | 0 | 0 | 0 | 0 | 0 | 0 | 0 | 0 | 0 | 0 | 0 | 0 | 0 | 0 | 0 | 0 | 0 | 0 | 0 | 0 | 0 | 0 | 0 | 0 | 0 | 0 | 0 | 0
F2_Commercial_School_New_Food Preparation_Natural Gas_Range_E1 | F2 | Commercial | School | New | Food Preparation | Natural Gas | Range | E1 | RVT - Cost of Operation | 0.046643 | 0.046971 | 0.047361 | 0.047814 | 0.048347 | 0.04897 | 0.04947 | 0.049945 | 0.050413 | 0.050886 | 0.05132 | 0.051699 | 0.052081 | 0.052485 | 0.052951 | 0.053417 | 0.053932 | 0.054494 | 0.055093 | 0.055711 | 0.056339 | 0.056929 | 0.057469 | 0.057961 | 0.058394 | 0.058766 | 0.059025 | 0.059217 | 0.059383 | 0.059526 | 0.059666 | 0.059729 | 0.059729
F2_Commercial_School_New_Food Preparation_Natural Gas_Range_E2 | F2 | Commercial | School | New | Food Preparation | Natural Gas | Range | E2 | RVT - Cost of Operation | 0.034982 | 0.035228 | 0.035521 | 0.035861 | 0.03626 | 0.036728 | 0.037102 | 0.037459 | 0.03781 | 0.038165 | 0.03849 | 0.038774 | 0.039061 | 0.039364 | 0.039713 | 0.040063 | 0.040449 | 0.040871 | 0.04132 | 0.041783 | 0.042255 | 0.042697 | 0.043101 | 0.043471 | 0.043795 | 0.044075 | 0.044268 | 0.044413 | 0.044538 | 0.044644 | 0.04475 | 0.044796 | 0.044796
F2_Commercial_School_New_Food Preparation_Natural Gas_Range_E3 | F2 | Commercial | School | New | Food Preparation | Natural Gas | Range | E3 | RVT - Cost of Operation | 0 | 0 | 0 | 0 | 0 | 0 | 0 | 0 | 0 | 0 | 0 | 0 | 0 | 0 | 0 | 0 | 0 | 0 | 0 | 0 | 0 | 0 | 0 | 0 | 0 | 0 | 0 | 0 | 0 | 0 | 0 | 0 | 0
F2_Commercial_School_New_Food Preparation_Natural Gas_Range_E4 | F2 | Commercial | School | New | Food Preparation | Natural Gas | Range | E4 | RVT - Cost of Operation | 0 | 0 | 0 | 0 | 0 | 0 | 0 | 0 | 0 | 0 | 0 | 0 | 0 | 0 | 0 | 0 | 0 | 0 | 0 | 0 | 0 | 0 | 0 | 0 | 0 | 0 | 0 | 0 | 0 | 0 | 0 | 0 | 0
F2_Commercial_School_New_Food Preparation_Natural Gas_Range_E5 | F2 | Commercial | School | New | Food Preparation | Natural Gas | Range | E5 | RVT - Cost of Operation | 0 | 0 | 0 | 0 | 0 | 0 | 0 | 0 | 0 | 0 | 0 | 0 | 0 | 0 | 0 | 0 | 0 | 0 | 0 | 0 | 0 | 0 | 0 | 0 | 0 | 0 | 0 | 0 | 0 | 0 | 0 | 0 | 0
F2_Commercial_School_New_Food Preparation_Natural Gas_Range_E6 | F2 | Commercial | School | New | Food Preparation | Natural Gas | Range | E6 | RVT - Cost of Operation | 0 | 0 | 0 | 0 | 0 | 0 | 0 | 0 | 0 | 0 | 0 | 0 | 0 | 0 | 0 | 0 | 0 | 0 | 0 | 0 | 0 | 0 | 0 | 0 | 0 | 0 | 0 | 0 | 0 | 0 | 0 | 0 | 0
F2_Commercial_School_New_Food Preparation_Natural Gas_Range_E7 | F2 | Commercial | School | New | Food Preparation | Natural Gas | Range | E7 | RVT - Cost of Operation | 0 | 0 | 0 | 0 | 0 | 0 | 0 | 0 | 0 | 0 | 0 | 0 | 0 | 0 | 0 | 0 | 0 | 0 | 0 | 0 | 0 | 0 | 0 | 0 | 0 | 0 | 0 | 0 | 0 | 0 | 0 | 0 | 0
F2_Commercial_School_New_Food Preparation_Natural Gas_Range_E8 | F2 | Commercial | School | New | Food Preparation | Natural Gas | Range | E8 | RVT - Cost of Operation | 0 | 0 | 0 | 0 | 0 | 0 | 0 | 0 | 0 | 0 | 0 | 0 | 0 | 0 | 0 | 0 | 0 | 0 | 0 | 0 | 0 | 0 | 0 | 0 | 0 | 0 | 0 | 0 | 0 | 0 | 0 | 0 | 0
F2_Commercial_School_New_Food Preparation_Natural Gas_Range_E9 | F2 | Commercial | School | New | Food Preparation | Natural Gas | Range | E9 | RVT - Cost of Operation | 0 | 0 | 0 | 0 | 0 | 0 | 0 | 0 | 0 | 0 | 0 | 0 | 0 | 0 | 0 | 0 | 0 | 0 | 0 | 0 | 0 | 0 | 0 | 0 | 0 | 0 | 0 | 0 | 0 | 0 | 0 | 0 | 0
F2_Commercial_School_New_Food Preparation_Natural Gas_Range_E10 | F2 | Commercial | School | New | Food Preparation | Natural Gas | Range | E10 | RVT - Cost of Operation | 0 | 0 | 0 | 0 | 0 | 0 | 0 | 0 | 0 | 0 | 0 | 0 | 0 | 0 | 0 | 0 | 0 | 0 | 0 | 0 | 0 | 0 | 0 | 0 | 0 | 0 | 0 | 0 | 0 | 0 | 0 | 0 | 0
F3_Commercial_School_New_Food Preparation_Natural Gas_Range_E1 | F3 | Commercial | School | New | Food Preparation | Natural Gas | Range | E1 | System - kBTUs of Consumption | 0.022822 | 0.022822 | 0.022822 | 0.022822 | 0.022822 | 0.022822 | 0.022822 | 0.022822 | 0.022822 | 0.022822 | 0.022822 | 0.022822 | 0.022822 | 0.022822 | 0.022822 | 0.022822 | 0.022822 | 0.022822 | 0.022822 | 0.022822 | 0.022822 | 0.022822 | 0.022822 | 0.022822 | 0.022822 | 0.022822 | 0.022822 | 0.022822 | 0.022822 | 0.022822 | 0.022822 | 0.022822 | 0.022822
F3_Commercial_School_New_Food Preparation_Natural Gas_Range_E2 | F3 | Commercial | School | New | Food Preparation | Natural Gas | Range | E2 | System - kBTUs of Consumption | 0.022825 | 0.022825 | 0.022825 | 0.022825 | 0.022825 | 0.022825 | 0.022825 | 0.022825 | 0.022825 | 0.022825 | 0.022825 | 0.022825 | 0.022825 | 0.022825 | 0.022825 | 0.022825 | 0.022825 | 0.022825 | 0.022825 | 0.022825 | 0.022825 | 0.022825 | 0.022825 | 0.022825 | 0.022825 | 0.022825 | 0.022825 | 0.022825 | 0.022825 | 0.022825 | 0.022825 | 0.022825 | 0.022825
F3_Commercial_School_New_Food Preparation_Natural Gas_Range_E3 | F3 | Commercial | School | New | Food Preparation | Natural Gas | Range | E3 | System - kBTUs of Consumption | 0 | 0 | 0 | 0 | 0 | 0 | 0 | 0 | 0 | 0 | 0 | 0 | 0 | 0 | 0 | 0 | 0 | 0 | 0 | 0 | 0 | 0 | 0 | 0 | 0 | 0 | 0 | 0 | 0 | 0 | 0 | 0 | 0
F3_Commercial_School_New_Food Preparation_Natural Gas_Range_E4 | F3 | Commercial | School | New | Food Preparation | Natural Gas | Range | E4 | System - kBTUs of Consumption | 0 | 0 | 0 | 0 | 0 | 0 | 0 | 0 | 0 | 0 | 0 | 0 | 0 | 0 | 0 | 0 | 0 | 0 | 0 | 0 | 0 | 0 | 0 | 0 | 0 | 0 | 0 | 0 | 0 | 0 | 0 | 0 | 0
F3_Commercial_School_New_Food Preparation_Natural Gas_Range_E5 | F3 | Commercial | School | New | Food Preparation | Natural Gas | Range | E5 | System - kBTUs of Consumption | 0 | 0 | 0 | 0 | 0 | 0 | 0 | 0 | 0 | 0 | 0 | 0 | 0 | 0 | 0 | 0 | 0 | 0 | 0 | 0 | 0 | 0 | 0 | 0 | 0 | 0 | 0 | 0 | 0 | 0 | 0 | 0 | 0
F3_Commercial_School_New_Food Preparation_Natural Gas_Range_E6 | F3 | Commercial | School | New | Food Preparation | Natural Gas | Range | E6 | System - kBTUs of Consumption | 0 | 0 | 0 | 0 | 0 | 0 | 0 | 0 | 0 | 0 | 0 | 0 | 0 | 0 | 0 | 0 | 0 | 0 | 0 | 0 | 0 | 0 | 0 | 0 | 0 | 0 | 0 | 0 | 0 | 0 | 0 | 0 | 0
F3_Commercial_School_New_Food Preparation_Natural Gas_Range_E7 | F3 | Commercial | School | New | Food Preparation | Natural Gas | Range | E7 | System - kBTUs of Consumption | 0 | 0 | 0 | 0 | 0 | 0 | 0 | 0 | 0 | 0 | 0 | 0 | 0 | 0 | 0 | 0 | 0 | 0 | 0 | 0 | 0 | 0 | 0 | 0 | 0 | 0 | 0 | 0 | 0 | 0 | 0 | 0 | 0
F3_Commercial_School_New_Food Preparation_Natural Gas_Range_E8 | F3 | Commercial | School | New | Food Preparation | Natural Gas | Range | E8 | System - kBTUs of Consumption | 0 | 0 | 0 | 0 | 0 | 0 | 0 | 0 | 0 | 0 | 0 | 0 | 0 | 0 | 0 | 0 | 0 | 0 | 0 | 0 | 0 | 0 | 0 | 0 | 0 | 0 | 0 | 0 | 0 | 0 | 0 | 0 | 0
F3_Commercial_School_New_Food Preparation_Natural Gas_Range_E9 | F3 | Commercial | School | New | Food Preparation | Natural Gas | Range | E9 | System - kBTUs of Consumption | 0 | 0 | 0 | 0 | 0 | 0 | 0 | 0 | 0 | 0 | 0 | 0 | 0 | 0 | 0 | 0 | 0 | 0 | 0 | 0 | 0 | 0 | 0 | 0 | 0 | 0 | 0 | 0 | 0 | 0 | 0 | 0 | 0
F3_Commercial_School_New_Food Preparation_Natural Gas_Range_E10 | F3 | Commercial | School | New | Food Preparation | Natural Gas | Range | E10 | System - kBTUs of Consumption | 0 | 0 | 0 | 0 | 0 | 0 | 0 | 0 | 0 | 0 | 0 | 0 | 0 | 0 | 0 | 0 | 0 | 0 | 0 | 0 | 0 | 0 | 0 | 0 | 0 | 0 | 0 | 0 | 0 | 0 | 0 | 0 | 0
F4_Commercial_School_New_Food Preparation_Natural Gas_Range_E1 | F4 | Commercial | School | New | Food Preparation | Natural Gas | Range | E1 | Utility - Cost of Equipment | 0.046643 | 0.046971 | 0.047361 | 0.047814 | 0.048347 | 0.04897 | 0.04947 | 0.049945 | 0.050413 | 0.050886 | 0.05132 | 0.051699 | 0.052081 | 0.052485 | 0.052951 | 0.053417 | 0.053932 | 0.054494 | 0.055093 | 0.055711 | 0.056339 | 0.056929 | 0.057469 | 0.057961 | 0.058394 | 0.058766 | 0.059025 | 0.059217 | 0.059383 | 0.059526 | 0.059666 | 0.059729 | 0.059729
F4_Commercial_School_New_Food Preparation_Natural Gas_Range_E2 | F4 | Commercial | School | New | Food Preparation | Natural Gas | Range | E2 | Utility - Cost of Equipment | 0.034982 | 0.035228 | 0.035521 | 0.035861 | 0.03626 | 0.036728 | 0.037102 | 0.037459 | 0.03781 | 0.038165 | 0.03849 | 0.038774 | 0.039061 | 0.039364 | 0.039713 | 0.040063 | 0.040449 | 0.040871 | 0.04132 | 0.041783 | 0.042255 | 0.042697 | 0.043101 | 0.043471 | 0.043795 | 0.044075 | 0.044268 | 0.044413 | 0.044538 | 0.044644 | 0.04475 | 0.044796 | 0.044796
F4_Commercial_School_New_Food Preparation_Natural Gas_Range_E3 | F4 | Commercial | School | New | Food Preparation | Natural Gas | Range | E3 | Utility - Cost of Equipment | 0 | 0 | 0 | 0 | 0 | 0 | 0 | 0 | 0 | 0 | 0 | 0 | 0 | 0 | 0 | 0 | 0 | 0 | 0 | 0 | 0 | 0 | 0 | 0 | 0 | 0 | 0 | 0 | 0 | 0 | 0 | 0 | 0
F4_Commercial_School_New_Food Preparation_Natural Gas_Range_E4 | F4 | Commercial | School | New | Food Preparation | Natural Gas | Range | E4 | Utility - Cost of Equipment | 0 | 0 | 0 | 0 | 0 | 0 | 0 | 0 | 0 | 0 | 0 | 0 | 0 | 0 | 0 | 0 | 0 | 0 | 0 | 0 | 0 | 0 | 0 | 0 | 0 | 0 | 0 | 0 | 0 | 0 | 0 | 0 | 0
F4_Commercial_School_New_Food Preparation_Natural Gas_Range_E5 | F4 | Commercial | School | New | Food Preparation | Natural Gas | Range | E5 | Utility - Cost of Equipment | 0 | 0 | 0 | 0 | 0 | 0 | 0 | 0 | 0 | 0 | 0 | 0 | 0 | 0 | 0 | 0 | 0 | 0 | 0 | 0 | 0 | 0 | 0 | 0 | 0 | 0 | 0 | 0 | 0 | 0 | 0 | 0 | 0
F4_Commercial_School_New_Food Preparation_Natural Gas_Range_E6 | F4 | Commercial | School | New | Food Preparation | Natural Gas | Range | E6 | Utility - Cost of Equipment | 0 | 0 | 0 | 0 | 0 | 0 | 0 | 0 | 0 | 0 | 0 | 0 | 0 | 0 | 0 | 0 | 0 | 0 | 0 | 0 | 0 | 0 | 0 | 0 | 0 | 0 | 0 | 0 | 0 | 0 | 0 | 0 | 0
F4_Commercial_School_New_Food Preparation_Natural Gas_Range_E7 | F4 | Commercial | School | New | Food Preparation | Natural Gas | Range | E7 | Utility - Cost of Equipment | 0 | 0 | 0 | 0 | 0 | 0 | 0 | 0 | 0 | 0 | 0 | 0 | 0 | 0 | 0 | 0 | 0 | 0 | 0 | 0 | 0 | 0 | 0 | 0 | 0 | 0 | 0 | 0 | 0 | 0 | 0 | 0 | 0
F4_Commercial_School_New_Food Preparation_Natural Gas_Range_E8 | F4 | Commercial | School | New | Food Preparation | Natural Gas | Range | E8 | Utility - Cost of Equipment | 0 | 0 | 0 | 0 | 0 | 0 | 0 | 0 | 0 | 0 | 0 | 0 | 0 | 0 | 0 | 0 | 0 | 0 | 0 | 0 | 0 | 0 | 0 | 0 | 0 | 0 | 0 | 0 | 0 | 0 | 0 | 0 | 0
F4_Commercial_School_New_Food Preparation_Natural Gas_Range_E9 | F4 | Commercial | School | New | Food Preparation | Natural Gas | Range | E9 | Utility - Cost of Equipment | 0 | 0 | 0 | 0 | 0 | 0 | 0 | 0 | 0 | 0 | 0 | 0 | 0 | 0 | 0 | 0 | 0 | 0 | 0 | 0 | 0 | 0 | 0 | 0 | 0 | 0 | 0 | 0 | 0 | 0 | 0 | 0 | 0
F4_Commercial_School_New_Food Preparation_Natural Gas_Range_E10 | F4 | Commercial | School | New | Food Preparation | Natural Gas | Range | E10 | Utility - Cost of Equipment | 0 | 0 | 0 | 0 | 0 | 0 | 0 | 0 | 0 | 0 | 0 | 0 | 0 | 0 | 0 | 0 | 0 | 0 | 0 | 0 | 0 | 0 | 0 | 0 | 0 | 0 | 0 | 0 | 0 | 0 | 0 | 0 | 0
F5_Commercial_School_New_Food Preparation_Natural Gas_Range_E1 | F5 | Commercial | School | New | Food Preparation | Natural Gas | Range | E1 | Utility - Cost of Operation | 0.022822 | 0.022822 | 0.022822 | 0.022822 | 0.022822 | 0.022822 | 0.022822 | 0.022822 | 0.022822 | 0.022822 | 0.022822 | 0.022822 | 0.022822 | 0.022822 | 0.022822 | 0.022822 | 0.022822 | 0.022822 | 0.022822 | 0.022822 | 0.022822 | 0.022822 | 0.022822 | 0.022822 | 0.022822 | 0.022822 | 0.022822 | 0.022822 | 0.022822 | 0.022822 | 0.022822 | 0.022822 | 0.022822
F5_Commercial_School_New_Food Preparation_Natural Gas_Range_E2 | F5 | Commercial | School | New | Food Preparation | Natural Gas | Range | E2 | Utility - Cost of Operation | 0.022825 | 0.022825 | 0.022825 | 0.022825 | 0.022825 | 0.022825 | 0.022825 | 0.022825 | 0.022825 | 0.022825 | 0.022825 | 0.022825 | 0.022825 | 0.022825 | 0.022825 | 0.022825 | 0.022825 | 0.022825 | 0.022825 | 0.022825 | 0.022825 | 0.022825 | 0.022825 | 0.022825 | 0.022825 | 0.022825 | 0.022825 | 0.022825 | 0.022825 | 0.022825 | 0.022825 | 0.022825 | 0.022825
F5_Commercial_School_New_Food Preparation_Natural Gas_Range_E3 | F5 | Commercial | School | New | Food Preparation | Natural Gas | Range | E3 | Utility - Cost of Operation | 0 | 0 | 0 | 0 | 0 | 0 | 0 | 0 | 0 | 0 | 0 | 0 | 0 | 0 | 0 | 0 | 0 | 0 | 0 | 0 | 0 | 0 | 0 | 0 | 0 | 0 | 0 | 0 | 0 | 0 | 0 | 0 | 0
F5_Commercial_School_New_Food Preparation_Natural Gas_Range_E4 | F5 | Commercial | School | New | Food Preparation | Natural Gas | Range | E4 | Utility - Cost of Operation | 0 | 0 | 0 | 0 | 0 | 0 | 0 | 0 | 0 | 0 | 0 | 0 | 0 | 0 | 0 | 0 | 0 | 0 | 0 | 0 | 0 | 0 | 0 | 0 | 0 | 0 | 0 | 0 | 0 | 0 | 0 | 0 | 0
F5_Commercial_School_New_Food Preparation_Natural Gas_Range_E5 | F5 | Commercial | School | New | Food Preparation | Natural Gas | Range | E5 | Utility - Cost of Operation | 0 | 0 | 0 | 0 | 0 | 0 | 0 | 0 | 0 | 0 | 0 | 0 | 0 | 0 | 0 | 0 | 0 | 0 | 0 | 0 | 0 | 0 | 0 | 0 | 0 | 0 | 0 | 0 | 0 | 0 | 0 | 0 | 0
F5_Commercial_School_New_Food Preparation_Natural Gas_Range_E6 | F5 | Commercial | School | New | Food Preparation | Natural Gas | Range | E6 | Utility - Cost of Operation | 0 | 0 | 0 | 0 | 0 | 0 | 0 | 0 | 0 | 0 | 0 | 0 | 0 | 0 | 0 | 0 | 0 | 0 | 0 | 0 | 0 | 0 | 0 | 0 | 0 | 0 | 0 | 0 | 0 | 0 | 0 | 0 | 0
F5_Commercial_School_New_Food Preparation_Natural Gas_Range_E7 | F5 | Commercial | School | New | Food Preparation | Natural Gas | Range | E7 | Utility - Cost of Operation | 0 | 0 | 0 | 0 | 0 | 0 | 0 | 0 | 0 | 0 | 0 | 0 | 0 | 0 | 0 | 0 | 0 | 0 | 0 | 0 | 0 | 0 | 0 | 0 | 0 | 0 | 0 | 0 | 0 | 0 | 0 | 0 | 0
F5_Commercial_School_New_Food Preparation_Natural Gas_Range_E8 | F5 | Commercial | School | New | Food Preparation | Natural Gas | Range | E8 | Utility - Cost of Operation | 0 | 0 | 0 | 0 | 0 | 0 | 0 | 0 | 0 | 0 | 0 | 0 | 0 | 0 | 0 | 0 | 0 | 0 | 0 | 0 | 0 | 0 | 0 | 0 | 0 | 0 | 0 | 0 | 0 | 0 | 0 | 0 | 0
F5_Commercial_School_New_Food Preparation_Natural Gas_Range_E9 | F5 | Commercial | School | New | Food Preparation | Natural Gas | Range | E9 | Utility - Cost of Operation | 0 | 0 | 0 | 0 | 0 | 0 | 0 | 0 | 0 | 0 | 0 | 0 | 0 | 0 | 0 | 0 | 0 | 0 | 0 | 0 | 0 | 0 | 0 | 0 | 0 | 0 | 0 | 0 | 0 | 0 | 0 | 0 | 0
F5_Commercial_School_New_Food Preparation_Natural Gas_Range_E10 | F5 | Commercial | School | New | Food Preparation | Natural Gas | Range | E10 | Utility - Cost of Operation | 0 | 0 | 0 | 0 | 0 | 0 | 0 | 0 | 0 | 0 | 0 | 0 | 0 | 0 | 0 | 0 | 0 | 0 | 0 | 0 | 0 | 0 | 0 | 0 | 0 | 0 | 0 | 0 | 0 | 0 | 0 | 0 | 0
F6_Commercial_School_New_Food Preparation_Natural Gas_Range_E1 | F6 | Commercial | School | New | Food Preparation | Natural Gas | Range | E1 | Utility - Value of Sales | 0.027886 | 0.027886 | 0.027886 | 0.027886 | 0.027886 | 0.027886 | 0.027886 | 0.027886 | 0.027886 | 0.027886 | 0.027886 | 0.027886 | 0.027886 | 0.027886 | 0.027886 | 0.027886 | 0.027886 | 0.027886 | 0.027886 | 0.027886 | 0.027886 | 0.027886 | 0.027886 | 0.027886 | 0.027886 | 0.027886 | 0.027886 | 0.027886 | 0.027886 | 0.027886 | 0.027886 | 0.027886 | 0.027886
F6_Commercial_School_New_Food Preparation_Natural Gas_Range_E2 | F6 | Commercial | School | New | Food Preparation | Natural Gas | Range | E2 | Utility - Value of Sales | 0.020914 | 0.020914 | 0.020914 | 0.020914 | 0.020914 | 0.020914 | 0.020914 | 0.020914 | 0.020914 | 0.020914 | 0.020914 | 0.020914 | 0.020914 | 0.020914 | 0.020914 | 0.020914 | 0.020914 | 0.020914 | 0.020914 | 0.020914 | 0.020914 | 0.020914 | 0.020914 | 0.020914 | 0.020914 | 0.020914 | 0.020914 | 0.020914 | 0.020914 | 0.020914 | 0.020914 | 0.020914 | 0.020914
F6_Commercial_School_New_Food Preparation_Natural Gas_Range_E3 | F6 | Commercial | School | New | Food Preparation | Natural Gas | Range | E3 | Utility - Value of Sales | 0 | 0 | 0 | 0 | 0 | 0 | 0 | 0 | 0 | 0 | 0 | 0 | 0 | 0 | 0 | 0 | 0 | 0 | 0 | 0 | 0 | 0 | 0 | 0 | 0 | 0 | 0 | 0 | 0 | 0 | 0 | 0 | 0
F6_Commercial_School_New_Food Preparation_Natural Gas_Range_E4 | F6 | Commercial | School | New | Food Preparation | Natural Gas | Range | E4 | Utility - Value of Sales | 0 | 0 | 0 | 0 | 0 | 0 | 0 | 0 | 0 | 0 | 0 | 0 | 0 | 0 | 0 | 0 | 0 | 0 | 0 | 0 | 0 | 0 | 0 | 0 | 0 | 0 | 0 | 0 | 0 | 0 | 0 | 0 | 0
F6_Commercial_School_New_Food Preparation_Natural Gas_Range_E5 | F6 | Commercial | School | New | Food Preparation | Natural Gas | Range | E5 | Utility - Value of Sales | 0 | 0 | 0 | 0 | 0 | 0 | 0 | 0 | 0 | 0 | 0 | 0 | 0 | 0 | 0 | 0 | 0 | 0 | 0 | 0 | 0 | 0 | 0 | 0 | 0 | 0 | 0 | 0 | 0 | 0 | 0 | 0 | 0
F6_Commercial_School_New_Food Preparation_Natural Gas_Range_E6 | F6 | Commercial | School | New | Food Preparation | Natural Gas | Range | E6 | Utility - Value of Sales | 0 | 0 | 0 | 0 | 0 | 0 | 0 | 0 | 0 | 0 | 0 | 0 | 0 | 0 | 0 | 0 | 0 | 0 | 0 | 0 | 0 | 0 | 0 | 0 | 0 | 0 | 0 | 0 | 0 | 0 | 0 | 0 | 0
F6_Commercial_School_New_Food Preparation_Natural Gas_Range_E7 | F6 | Commercial | School | New | Food Preparation | Natural Gas | Range | E7 | Utility - Value of Sales | 0 | 0 | 0 | 0 | 0 | 0 | 0 | 0 | 0 | 0 | 0 | 0 | 0 | 0 | 0 | 0 | 0 | 0 | 0 | 0 | 0 | 0 | 0 | 0 | 0 | 0 | 0 | 0 | 0 | 0 | 0 | 0 | 0
F6_Commercial_School_New_Food Preparation_Natural Gas_Range_E8 | F6 | Commercial | School | New | Food Preparation | Natural Gas | Range | E8 | Utility - Value of Sales | 0 | 0 | 0 | 0 | 0 | 0 | 0 | 0 | 0 | 0 | 0 | 0 | 0 | 0 | 0 | 0 | 0 | 0 | 0 | 0 | 0 | 0 | 0 | 0 | 0 | 0 | 0 | 0 | 0 | 0 | 0 | 0 | 0
F6_Commercial_School_New_Food Preparation_Natural Gas_Range_E9 | F6 | Commercial | School | New | Food Preparation | Natural Gas | Range | E9 | Utility - Value of Sales | 0 | 0 | 0 | 0 | 0 | 0 | 0 | 0 | 0 | 0 | 0 | 0 | 0 | 0 | 0 | 0 | 0 | 0 | 0 | 0 | 0 | 0 | 0 | 0 | 0 | 0 | 0 | 0 | 0 | 0 | 0 | 0 | 0
F6_Commercial_School_New_Food Preparation_Natural Gas_Range_E10 | F6 | Commercial | School | New | Food Preparation | Natural Gas | Range | E10 | Utility - Value of Sales | 0 | 0 | 0 | 0 | 0 | 0 | 0 | 0 | 0 | 0 | 0 | 0 | 0 | 0 | 0 | 0 | 0 | 0 | 0 | 0 | 0 | 0 | 0 | 0 | 0 | 0 | 0 | 0 | 0 | 0 | 0 | 0 | 0
F1_Commercial_School_New_Food Preparation_Natural Gas_Steamer_E1 | F1 | Commercial | School | New | Food Preparation | Natural Gas | Steamer | E1 | RVT - Cost of Equipment | 0.077606 | 0.078171 | 0.078814 | 0 | 0 | 0 | 0 | 0 | 0 | 0 | 0 | 0 | 0 | 0 | 0 | 0 | 0 | 0 | 0 | 0 | 0 | 0 | 0 | 0 | 0 | 0 | 0 | 0 | 0 | 0 | 0 | 0 | 0
F1_Commercial_School_New_Food Preparation_Natural Gas_Steamer_E2 | F1 | Commercial | School | New | Food Preparation | Natural Gas | Steamer | E2 | RVT - Cost of Equipment | 0.033667 | 0.033913 | 0.034191 | 0.034503 | 0.034862 | 0.035279 | 0.035623 | 0.035958 | 0.036297 | 0.036648 | 0.03698 | 0.037281 | 0.037584 | 0.037898 | 0.038243 | 0.038578 | 0.038939 | 0.039323 | 0.039727 | 0.040139 | 0.040551 | 0.040932 | 0.041277 | 0.041588 | 0.041858 | 0.042091 | 0.042253 | 0.042373 | 0.042477 | 0.042566 | 0.042654 | 0.042693 | 0.042693
F1_Commercial_School_New_Food Preparation_Natural Gas_Steamer_E3 | F1 | Commercial | School | New | Food Preparation | Natural Gas | Steamer | E3 | RVT - Cost of Equipment | 0 | 0 | 0 | 0 | 0 | 0 | 0 | 0 | 0 | 0 | 0 | 0 | 0 | 0 | 0 | 0 | 0 | 0 | 0 | 0 | 0 | 0 | 0 | 0 | 0 | 0 | 0 | 0 | 0 | 0 | 0 | 0 | 0
F1_Commercial_School_New_Food Preparation_Natural Gas_Steamer_E4 | F1 | Commercial | School | New | Food Preparation | Natural Gas | Steamer | E4 | RVT - Cost of Equipment | 0 | 0 | 0 | 0 | 0 | 0 | 0 | 0 | 0 | 0 | 0 | 0 | 0 | 0 | 0 | 0 | 0 | 0 | 0 | 0 | 0 | 0 | 0 | 0 | 0 | 0 | 0 | 0 | 0 | 0 | 0 | 0 | 0
F1_Commercial_School_New_Food Preparation_Natural Gas_Steamer_E5 | F1 | Commercial | School | New | Food Preparation | Natural Gas | Steamer | E5 | RVT - Cost of Equipment | 0 | 0 | 0 | 0 | 0 | 0 | 0 | 0 | 0 | 0 | 0 | 0 | 0 | 0 | 0 | 0 | 0 | 0 | 0 | 0 | 0 | 0 | 0 | 0 | 0 | 0 | 0 | 0 | 0 | 0 | 0 | 0 | 0
F1_Commercial_School_New_Food Preparation_Natural Gas_Steamer_E6 | F1 | Commercial | School | New | Food Preparation | Natural Gas | Steamer | E6 | RVT - Cost of Equipment | 0 | 0 | 0 | 0 | 0 | 0 | 0 | 0 | 0 | 0 | 0 | 0 | 0 | 0 | 0 | 0 | 0 | 0 | 0 | 0 | 0 | 0 | 0 | 0 | 0 | 0 | 0 | 0 | 0 | 0 | 0 | 0 | 0
F1_Commercial_School_New_Food Preparation_Natural Gas_Steamer_E7 | F1 | Commercial | School | New | Food Preparation | Natural Gas | Steamer | E7 | RVT - Cost of Equipment | 0 | 0 | 0 | 0 | 0 | 0 | 0 | 0 | 0 | 0 | 0 | 0 | 0 | 0 | 0 | 0 | 0 | 0 | 0 | 0 | 0 | 0 | 0 | 0 | 0 | 0 | 0 | 0 | 0 | 0 | 0 | 0 | 0
F1_Commercial_School_New_Food Preparation_Natural Gas_Steamer_E8 | F1 | Commercial | School | New | Food Preparation | Natural Gas | Steamer | E8 | RVT - Cost of Equipment | 0 | 0 | 0 | 0 | 0 | 0 | 0 | 0 | 0 | 0 | 0 | 0 | 0 | 0 | 0 | 0 | 0 | 0 | 0 | 0 | 0 | 0 | 0 | 0 | 0 | 0 | 0 | 0 | 0 | 0 | 0 | 0 | 0
F1_Commercial_School_New_Food Preparation_Natural Gas_Steamer_E9 | F1 | Commercial | School | New | Food Preparation | Natural Gas | Steamer | E9 | RVT - Cost of Equipment | 0 | 0 | 0 | 0 | 0 | 0 | 0 | 0 | 0 | 0 | 0 | 0 | 0 | 0 | 0 | 0 | 0 | 0 | 0 | 0 | 0 | 0 | 0 | 0 | 0 | 0 | 0 | 0 | 0 | 0 | 0 | 0 | 0
F1_Commercial_School_New_Food Preparation_Natural Gas_Steamer_E10 | F1 | Commercial | School | New | Food Preparation | Natural Gas | Steamer | E10 | RVT - Cost of Equipment | 0 | 0 | 0 | 0 | 0 | 0 | 0 | 0 | 0 | 0 | 0 | 0 | 0 | 0 | 0 | 0 | 0 | 0 | 0 | 0 | 0 | 0 | 0 | 0 | 0 | 0 | 0 | 0 | 0 | 0 | 0 | 0 | 0
F2_Commercial_School_New_Food Preparation_Natural Gas_Steamer_E1 | F2 | Commercial | School | New | Food Preparation | Natural Gas | Steamer | E1 | RVT - Cost of Operation | 0.092977 | 0.093654 | 0.094425 | 0 | 0 | 0 | 0 | 0 | 0 | 0 | 0 | 0 | 0 | 0 | 0 | 0 | 0 | 0 | 0 | 0 | 0 | 0 | 0 | 0 | 0 | 0 | 0 | 0 | 0 | 0 | 0 | 0 | 0
F2_Commercial_School_New_Food Preparation_Natural Gas_Steamer_E2 | F2 | Commercial | School | New | Food Preparation | Natural Gas | Steamer | E2 | RVT - Cost of Operation | 0.040336 | 0.040629 | 0.040964 | 0.041337 | 0.041767 | 0.042267 | 0.042679 | 0.04308 | 0.043487 | 0.043906 | 0.044304 | 0.044665 | 0.045028 | 0.045405 | 0.045817 | 0.046219 | 0.046651 | 0.047112 | 0.047596 | 0.048089 | 0.048582 | 0.049039 | 0.049453 | 0.049825 | 0.050149 | 0.050428 | 0.050622 | 0.050766 | 0.050891 | 0.050997 | 0.051103 | 0.051149 | 0.051149
F2_Commercial_School_New_Food Preparation_Natural Gas_Steamer_E3 | F2 | Commercial | School | New | Food Preparation | Natural Gas | Steamer | E3 | RVT - Cost of Operation | 0 | 0 | 0 | 0 | 0 | 0 | 0 | 0 | 0 | 0 | 0 | 0 | 0 | 0 | 0 | 0 | 0 | 0 | 0 | 0 | 0 | 0 | 0 | 0 | 0 | 0 | 0 | 0 | 0 | 0 | 0 | 0 | 0
F2_Commercial_School_New_Food Preparation_Natural Gas_Steamer_E4 | F2 | Commercial | School | New | Food Preparation | Natural Gas | Steamer | E4 | RVT - Cost of Operation | 0 | 0 | 0 | 0 | 0 | 0 | 0 | 0 | 0 | 0 | 0 | 0 | 0 | 0 | 0 | 0 | 0 | 0 | 0 | 0 | 0 | 0 | 0 | 0 | 0 | 0 | 0 | 0 | 0 | 0 | 0 | 0 | 0
F2_Commercial_School_New_Food Preparation_Natural Gas_Steamer_E5 | F2 | Commercial | School | New | Food Preparation | Natural Gas | Steamer | E5 | RVT - Cost of Operation | 0 | 0 | 0 | 0 | 0 | 0 | 0 | 0 | 0 | 0 | 0 | 0 | 0 | 0 | 0 | 0 | 0 | 0 | 0 | 0 | 0 | 0 | 0 | 0 | 0 | 0 | 0 | 0 | 0 | 0 | 0 | 0 | 0
F2_Commercial_School_New_Food Preparation_Natural Gas_Steamer_E6 | F2 | Commercial | School | New | Food Preparation | Natural Gas | Steamer | E6 | RVT - Cost of Operation | 0 | 0 | 0 | 0 | 0 | 0 | 0 | 0 | 0 | 0 | 0 | 0 | 0 | 0 | 0 | 0 | 0 | 0 | 0 | 0 | 0 | 0 | 0 | 0 | 0 | 0 | 0 | 0 | 0 | 0 | 0 | 0 | 0
F2_Commercial_School_New_Food Preparation_Natural Gas_Steamer_E7 | F2 | Commercial | School | New | Food Preparation | Natural Gas | Steamer | E7 | RVT - Cost of Operation | 0 | 0 | 0 | 0 | 0 | 0 | 0 | 0 | 0 | 0 | 0 | 0 | 0 | 0 | 0 | 0 | 0 | 0 | 0 | 0 | 0 | 0 | 0 | 0 | 0 | 0 | 0 | 0 | 0 | 0 | 0 | 0 | 0
F2_Commercial_School_New_Food Preparation_Natural Gas_Steamer_E8 | F2 | Commercial | School | New | Food Preparation | Natural Gas | Steamer | E8 | RVT - Cost of Operation | 0 | 0 | 0 | 0 | 0 | 0 | 0 | 0 | 0 | 0 | 0 | 0 | 0 | 0 | 0 | 0 | 0 | 0 | 0 | 0 | 0 | 0 | 0 | 0 | 0 | 0 | 0 | 0 | 0 | 0 | 0 | 0 | 0
F2_Commercial_School_New_Food Preparation_Natural Gas_Steamer_E9 | F2 | Commercial | School | New | Food Preparation | Natural Gas | Steamer | E9 | RVT - Cost of Operation | 0 | 0 | 0 | 0 | 0 | 0 | 0 | 0 | 0 | 0 | 0 | 0 | 0 | 0 | 0 | 0 | 0 | 0 | 0 | 0 | 0 | 0 | 0 | 0 | 0 | 0 | 0 | 0 | 0 | 0 | 0 | 0 | 0
F2_Commercial_School_New_Food Preparation_Natural Gas_Steamer_E10 | F2 | Commercial | School | New | Food Preparation | Natural Gas | Steamer | E10 | RVT - Cost of Operation | 0 | 0 | 0 | 0 | 0 | 0 | 0 | 0 | 0 | 0 | 0 | 0 | 0 | 0 | 0 | 0 | 0 | 0 | 0 | 0 | 0 | 0 | 0 | 0 | 0 | 0 | 0 | 0 | 0 | 0 | 0 | 0 | 0
F3_Commercial_School_New_Food Preparation_Natural Gas_Steamer_E1 | F3 | Commercial | School | New | Food Preparation | Natural Gas | Steamer | E1 | System - kBTUs of Consumption | 0.058818 | 0.058818 | 0.058818 | 0 | 0 | 0 | 0 | 0 | 0 | 0 | 0 | 0 | 0 | 0 | 0 | 0 | 0 | 0 | 0 | 0 | 0 | 0 | 0 | 0 | 0 | 0 | 0 | 0 | 0 | 0 | 0 | 0 | 0
F3_Commercial_School_New_Food Preparation_Natural Gas_Steamer_E2 | F3 | Commercial | School | New | Food Preparation | Natural Gas | Steamer | E2 | System - kBTUs of Consumption | 0.068906 | 0.068906 | 0.068906 | 0.068906 | 0.068906 | 0.068906 | 0.068906 | 0.068906 | 0.068906 | 0.068906 | 0.068906 | 0.068906 | 0.068906 | 0.068906 | 0.068906 | 0.068906 | 0.068906 | 0.068906 | 0.068906 | 0.068906 | 0.068906 | 0.068906 | 0.068906 | 0.068906 | 0.068906 | 0.068906 | 0.068906 | 0.068906 | 0.068906 | 0.068906 | 0.068906 | 0.068906 | 0.068906
F3_Commercial_School_New_Food Preparation_Natural Gas_Steamer_E3 | F3 | Commercial | School | New | Food Preparation | Natural Gas | Steamer | E3 | System - kBTUs of Consumption | 0 | 0 | 0 | 0 | 0 | 0 | 0 | 0 | 0 | 0 | 0 | 0 | 0 | 0 | 0 | 0 | 0 | 0 | 0 | 0 | 0 | 0 | 0 | 0 | 0 | 0 | 0 | 0 | 0 | 0 | 0 | 0 | 0
F3_Commercial_School_New_Food Preparation_Natural Gas_Steamer_E4 | F3 | Commercial | School | New | Food Preparation | Natural Gas | Steamer | E4 | System - kBTUs of Consumption | 0 | 0 | 0 | 0 | 0 | 0 | 0 | 0 | 0 | 0 | 0 | 0 | 0 | 0 | 0 | 0 | 0 | 0 | 0 | 0 | 0 | 0 | 0 | 0 | 0 | 0 | 0 | 0 | 0 | 0 | 0 | 0 | 0
F3_Commercial_School_New_Food Preparation_Natural Gas_Steamer_E5 | F3 | Commercial | School | New | Food Preparation | Natural Gas | Steamer | E5 | System - kBTUs of Consumption | 0 | 0 | 0 | 0 | 0 | 0 | 0 | 0 | 0 | 0 | 0 | 0 | 0 | 0 | 0 | 0 | 0 | 0 | 0 | 0 | 0 | 0 | 0 | 0 | 0 | 0 | 0 | 0 | 0 | 0 | 0 | 0 | 0
F3_Commercial_School_New_Food Preparation_Natural Gas_Steamer_E6 | F3 | Commercial | School | New | Food Preparation | Natural Gas | Steamer | E6 | System - kBTUs of Consumption | 0 | 0 | 0 | 0 | 0 | 0 | 0 | 0 | 0 | 0 | 0 | 0 | 0 | 0 | 0 | 0 | 0 | 0 | 0 | 0 | 0 | 0 | 0 | 0 | 0 | 0 | 0 | 0 | 0 | 0 | 0 | 0 | 0
F3_Commercial_School_New_Food Preparation_Natural Gas_Steamer_E7 | F3 | Commercial | School | New | Food Preparation | Natural Gas | Steamer | E7 | System - kBTUs of Consumption | 0 | 0 | 0 | 0 | 0 | 0 | 0 | 0 | 0 | 0 | 0 | 0 | 0 | 0 | 0 | 0 | 0 | 0 | 0 | 0 | 0 | 0 | 0 | 0 | 0 | 0 | 0 | 0 | 0 | 0 | 0 | 0 | 0
F3_Commercial_School_New_Food Preparation_Natural Gas_Steamer_E8 | F3 | Commercial | School | New | Food Preparation | Natural Gas | Steamer | E8 | System - kBTUs of Consumption | 0 | 0 | 0 | 0 | 0 | 0 | 0 | 0 | 0 | 0 | 0 | 0 | 0 | 0 | 0 | 0 | 0 | 0 | 0 | 0 | 0 | 0 | 0 | 0 | 0 | 0 | 0 | 0 | 0 | 0 | 0 | 0 | 0
F3_Commercial_School_New_Food Preparation_Natural Gas_Steamer_E9 | F3 | Commercial | School | New | Food Preparation | Natural Gas | Steamer | E9 | System - kBTUs of Consumption | 0 | 0 | 0 | 0 | 0 | 0 | 0 | 0 | 0 | 0 | 0 | 0 | 0 | 0 | 0 | 0 | 0 | 0 | 0 | 0 | 0 | 0 | 0 | 0 | 0 | 0 | 0 | 0 | 0 | 0 | 0 | 0 | 0
F3_Commercial_School_New_Food Preparation_Natural Gas_Steamer_E10 | F3 | Commercial | School | New | Food Preparation | Natural Gas | Steamer | E10 | System - kBTUs of Consumption | 0 | 0 | 0 | 0 | 0 | 0 | 0 | 0 | 0 | 0 | 0 | 0 | 0 | 0 | 0 | 0 | 0 | 0 | 0 | 0 | 0 | 0 | 0 | 0 | 0 | 0 | 0 | 0 | 0 | 0 | 0 | 0 | 0
F4_Commercial_School_New_Food Preparation_Natural Gas_Steamer_E1 | F4 | Commercial | School | New | Food Preparation | Natural Gas | Steamer | E1 | Utility - Cost of Equipment | 0.092977 | 0.093654 | 0.094425 | 0 | 0 | 0 | 0 | 0 | 0 | 0 | 0 | 0 | 0 | 0 | 0 | 0 | 0 | 0 | 0 | 0 | 0 | 0 | 0 | 0 | 0 | 0 | 0 | 0 | 0 | 0 | 0 | 0 | 0
F4_Commercial_School_New_Food Preparation_Natural Gas_Steamer_E2 | F4 | Commercial | School | New | Food Preparation | Natural Gas | Steamer | E2 | Utility - Cost of Equipment | 0.040336 | 0.040629 | 0.040964 | 0.041337 | 0.041767 | 0.042267 | 0.042679 | 0.04308 | 0.043487 | 0.043906 | 0.044304 | 0.044665 | 0.045028 | 0.045405 | 0.045817 | 0.046219 | 0.046651 | 0.047112 | 0.047596 | 0.048089 | 0.048582 | 0.049039 | 0.049453 | 0.049825 | 0.050149 | 0.050428 | 0.050622 | 0.050766 | 0.050891 | 0.050997 | 0.051103 | 0.051149 | 0.051149
F4_Commercial_School_New_Food Preparation_Natural Gas_Steamer_E3 | F4 | Commercial | School | New | Food Preparation | Natural Gas | Steamer | E3 | Utility - Cost of Equipment | 0 | 0 | 0 | 0 | 0 | 0 | 0 | 0 | 0 | 0 | 0 | 0 | 0 | 0 | 0 | 0 | 0 | 0 | 0 | 0 | 0 | 0 | 0 | 0 | 0 | 0 | 0 | 0 | 0 | 0 | 0 | 0 | 0
F4_Commercial_School_New_Food Preparation_Natural Gas_Steamer_E4 | F4 | Commercial | School | New | Food Preparation | Natural Gas | Steamer | E4 | Utility - Cost of Equipment | 0 | 0 | 0 | 0 | 0 | 0 | 0 | 0 | 0 | 0 | 0 | 0 | 0 | 0 | 0 | 0 | 0 | 0 | 0 | 0 | 0 | 0 | 0 | 0 | 0 | 0 | 0 | 0 | 0 | 0 | 0 | 0 | 0
F4_Commercial_School_New_Food Preparation_Natural Gas_Steamer_E5 | F4 | Commercial | School | New | Food Preparation | Natural Gas | Steamer | E5 | Utility - Cost of Equipment | 0 | 0 | 0 | 0 | 0 | 0 | 0 | 0 | 0 | 0 | 0 | 0 | 0 | 0 | 0 | 0 | 0 | 0 | 0 | 0 | 0 | 0 | 0 | 0 | 0 | 0 | 0 | 0 | 0 | 0 | 0 | 0 | 0
F4_Commercial_School_New_Food Preparation_Natural Gas_Steamer_E6 | F4 | Commercial | School | New | Food Preparation | Natural Gas | Steamer | E6 | Utility - Cost of Equipment | 0 | 0 | 0 | 0 | 0 | 0 | 0 | 0 | 0 | 0 | 0 | 0 | 0 | 0 | 0 | 0 | 0 | 0 | 0 | 0 | 0 | 0 | 0 | 0 | 0 | 0 | 0 | 0 | 0 | 0 | 0 | 0 | 0
F4_Commercial_School_New_Food Preparation_Natural Gas_Steamer_E7 | F4 | Commercial | School | New | Food Preparation | Natural Gas | Steamer | E7 | Utility - Cost of Equipment | 0 | 0 | 0 | 0 | 0 | 0 | 0 | 0 | 0 | 0 | 0 | 0 | 0 | 0 | 0 | 0 | 0 | 0 | 0 | 0 | 0 | 0 | 0 | 0 | 0 | 0 | 0 | 0 | 0 | 0 | 0 | 0 | 0
F4_Commercial_School_New_Food Preparation_Natural Gas_Steamer_E8 | F4 | Commercial | School | New | Food Preparation | Natural Gas | Steamer | E8 | Utility - Cost of Equipment | 0 | 0 | 0 | 0 | 0 | 0 | 0 | 0 | 0 | 0 | 0 | 0 | 0 | 0 | 0 | 0 | 0 | 0 | 0 | 0 | 0 | 0 | 0 | 0 | 0 | 0 | 0 | 0 | 0 | 0 | 0 | 0 | 0
F4_Commercial_School_New_Food Preparation_Natural Gas_Steamer_E9 | F4 | Commercial | School | New | Food Preparation | Natural Gas | Steamer | E9 | Utility - Cost of Equipment | 0 | 0 | 0 | 0 | 0 | 0 | 0 | 0 | 0 | 0 | 0 | 0 | 0 | 0 | 0 | 0 | 0 | 0 | 0 | 0 | 0 | 0 | 0 | 0 | 0 | 0 | 0 | 0 | 0 | 0 | 0 | 0 | 0
F4_Commercial_School_New_Food Preparation_Natural Gas_Steamer_E10 | F4 | Commercial | School | New | Food Preparation | Natural Gas | Steamer | E10 | Utility - Cost of Equipment | 0 | 0 | 0 | 0 | 0 | 0 | 0 | 0 | 0 | 0 | 0 | 0 | 0 | 0 | 0 | 0 | 0 | 0 | 0 | 0 | 0 | 0 | 0 | 0 | 0 | 0 | 0 | 0 | 0 | 0 | 0 | 0 | 0
F5_Commercial_School_New_Food Preparation_Natural Gas_Steamer_E1 | F5 | Commercial | School | New | Food Preparation | Natural Gas | Steamer | E1 | Utility - Cost of Operation | 0.058818 | 0.058818 | 0.058818 | 0 | 0 | 0 | 0 | 0 | 0 | 0 | 0 | 0 | 0 | 0 | 0 | 0 | 0 | 0 | 0 | 0 | 0 | 0 | 0 | 0 | 0 | 0 | 0 | 0 | 0 | 0 | 0 | 0 | 0
F5_Commercial_School_New_Food Preparation_Natural Gas_Steamer_E2 | F5 | Commercial | School | New | Food Preparation | Natural Gas | Steamer | E2 | Utility - Cost of Operation | 0.068906 | 0.068906 | 0.068906 | 0.068906 | 0.068906 | 0.068906 | 0.068906 | 0.068906 | 0.068906 | 0.068906 | 0.068906 | 0.068906 | 0.068906 | 0.068906 | 0.068906 | 0.068906 | 0.068906 | 0.068906 | 0.068906 | 0.068906 | 0.068906 | 0.068906 | 0.068906 | 0.068906 | 0.068906 | 0.068906 | 0.068906 | 0.068906 | 0.068906 | 0.068906 | 0.068906 | 0.068906 | 0.068906
F5_Commercial_School_New_Food Preparation_Natural Gas_Steamer_E3 | F5 | Commercial | School | New | Food Preparation | Natural Gas | Steamer | E3 | Utility - Cost of Operation | 0 | 0 | 0 | 0 | 0 | 0 | 0 | 0 | 0 | 0 | 0 | 0 | 0 | 0 | 0 | 0 | 0 | 0 | 0 | 0 | 0 | 0 | 0 | 0 | 0 | 0 | 0 | 0 | 0 | 0 | 0 | 0 | 0
F5_Commercial_School_New_Food Preparation_Natural Gas_Steamer_E4 | F5 | Commercial | School | New | Food Preparation | Natural Gas | Steamer | E4 | Utility - Cost of Operation | 0 | 0 | 0 | 0 | 0 | 0 | 0 | 0 | 0 | 0 | 0 | 0 | 0 | 0 | 0 | 0 | 0 | 0 | 0 | 0 | 0 | 0 | 0 | 0 | 0 | 0 | 0 | 0 | 0 | 0 | 0 | 0 | 0
F5_Commercial_School_New_Food Preparation_Natural Gas_Steamer_E5 | F5 | Commercial | School | New | Food Preparation | Natural Gas | Steamer | E5 | Utility - Cost of Operation | 0 | 0 | 0 | 0 | 0 | 0 | 0 | 0 | 0 | 0 | 0 | 0 | 0 | 0 | 0 | 0 | 0 | 0 | 0 | 0 | 0 | 0 | 0 | 0 | 0 | 0 | 0 | 0 | 0 | 0 | 0 | 0 | 0
F5_Commercial_School_New_Food Preparation_Natural Gas_Steamer_E6 | F5 | Commercial | School | New | Food Preparation | Natural Gas | Steamer | E6 | Utility - Cost of Operation | 0 | 0 | 0 | 0 | 0 | 0 | 0 | 0 | 0 | 0 | 0 | 0 | 0 | 0 | 0 | 0 | 0 | 0 | 0 | 0 | 0 | 0 | 0 | 0 | 0 | 0 | 0 | 0 | 0 | 0 | 0 | 0 | 0
F5_Commercial_School_New_Food Preparation_Natural Gas_Steamer_E7 | F5 | Commercial | School | New | Food Preparation | Natural Gas | Steamer | E7 | Utility - Cost of Operation | 0 | 0 | 0 | 0 | 0 | 0 | 0 | 0 | 0 | 0 | 0 | 0 | 0 | 0 | 0 | 0 | 0 | 0 | 0 | 0 | 0 | 0 | 0 | 0 | 0 | 0 | 0 | 0 | 0 | 0 | 0 | 0 | 0
F5_Commercial_School_New_Food Preparation_Natural Gas_Steamer_E8 | F5 | Commercial | School | New | Food Preparation | Natural Gas | Steamer | E8 | Utility - Cost of Operation | 0 | 0 | 0 | 0 | 0 | 0 | 0 | 0 | 0 | 0 | 0 | 0 | 0 | 0 | 0 | 0 | 0 | 0 | 0 | 0 | 0 | 0 | 0 | 0 | 0 | 0 | 0 | 0 | 0 | 0 | 0 | 0 | 0
F5_Commercial_School_New_Food Preparation_Natural Gas_Steamer_E9 | F5 | Commercial | School | New | Food Preparation | Natural Gas | Steamer | E9 | Utility - Cost of Operation | 0 | 0 | 0 | 0 | 0 | 0 | 0 | 0 | 0 | 0 | 0 | 0 | 0 | 0 | 0 | 0 | 0 | 0 | 0 | 0 | 0 | 0 | 0 | 0 | 0 | 0 | 0 | 0 | 0 | 0 | 0 | 0 | 0
F5_Commercial_School_New_Food Preparation_Natural Gas_Steamer_E10 | F5 | Commercial | School | New | Food Preparation | Natural Gas | Steamer | E10 | Utility - Cost of Operation | 0 | 0 | 0 | 0 | 0 | 0 | 0 | 0 | 0 | 0 | 0 | 0 | 0 | 0 | 0 | 0 | 0 | 0 | 0 | 0 | 0 | 0 | 0 | 0 | 0 | 0 | 0 | 0 | 0 | 0 | 0 | 0 | 0
F6_Commercial_School_New_Food Preparation_Natural Gas_Steamer_E1 | F6 | Commercial | School | New | Food Preparation | Natural Gas | Steamer | E1 | Utility - Value of Sales | 0.055383 | 0.055383 | 0.055383 | 0 | 0 | 0 | 0 | 0 | 0 | 0 | 0 | 0 | 0 | 0 | 0 | 0 | 0 | 0 | 0 | 0 | 0 | 0 | 0 | 0 | 0 | 0 | 0 | 0 | 0 | 0 | 0 | 0 | 0
F6_Commercial_School_New_Food Preparation_Natural Gas_Steamer_E2 | F6 | Commercial | School | New | Food Preparation | Natural Gas | Steamer | E2 | Utility - Value of Sales | 0.024026 | 0.024026 | 0.024026 | 0.024026 | 0.024026 | 0.024026 | 0.024026 | 0.024026 | 0.024026 | 0.024026 | 0.024026 | 0.024026 | 0.024026 | 0.024026 | 0.024026 | 0.024026 | 0.024026 | 0.024026 | 0.024026 | 0.024026 | 0.024026 | 0.024026 | 0.024026 | 0.024026 | 0.024026 | 0.024026 | 0.024026 | 0.024026 | 0.024026 | 0.024026 | 0.024026 | 0.024026 | 0.024026
F6_Commercial_School_New_Food Preparation_Natural Gas_Steamer_E3 | F6 | Commercial | School | New | Food Preparation | Natural Gas | Steamer | E3 | Utility - Value of Sales | 0 | 0 | 0 | 0 | 0 | 0 | 0 | 0 | 0 | 0 | 0 | 0 | 0 | 0 | 0 | 0 | 0 | 0 | 0 | 0 | 0 | 0 | 0 | 0 | 0 | 0 | 0 | 0 | 0 | 0 | 0 | 0 | 0
F6_Commercial_School_New_Food Preparation_Natural Gas_Steamer_E4 | F6 | Commercial | School | New | Food Preparation | Natural Gas | Steamer | E4 | Utility - Value of Sales | 0 | 0 | 0 | 0 | 0 | 0 | 0 | 0 | 0 | 0 | 0 | 0 | 0 | 0 | 0 | 0 | 0 | 0 | 0 | 0 | 0 | 0 | 0 | 0 | 0 | 0 | 0 | 0 | 0 | 0 | 0 | 0 | 0
F6_Commercial_School_New_Food Preparation_Natural Gas_Steamer_E5 | F6 | Commercial | School | New | Food Preparation | Natural Gas | Steamer | E5 | Utility - Value of Sales | 0 | 0 | 0 | 0 | 0 | 0 | 0 | 0 | 0 | 0 | 0 | 0 | 0 | 0 | 0 | 0 | 0 | 0 | 0 | 0 | 0 | 0 | 0 | 0 | 0 | 0 | 0 | 0 | 0 | 0 | 0 | 0 | 0
F6_Commercial_School_New_Food Preparation_Natural Gas_Steamer_E6 | F6 | Commercial | School | New | Food Preparation | Natural Gas | Steamer | E6 | Utility - Value of Sales | 0 | 0 | 0 | 0 | 0 | 0 | 0 | 0 | 0 | 0 | 0 | 0 | 0 | 0 | 0 | 0 | 0 | 0 | 0 | 0 | 0 | 0 | 0 | 0 | 0 | 0 | 0 | 0 | 0 | 0 | 0 | 0 | 0
F6_Commercial_School_New_Food Preparation_Natural Gas_Steamer_E7 | F6 | Commercial | School | New | Food Preparation | Natural Gas | Steamer | E7 | Utility - Value of Sales | 0 | 0 | 0 | 0 | 0 | 0 | 0 | 0 | 0 | 0 | 0 | 0 | 0 | 0 | 0 | 0 | 0 | 0 | 0 | 0 | 0 | 0 | 0 | 0 | 0 | 0 | 0 | 0 | 0 | 0 | 0 | 0 | 0
F6_Commercial_School_New_Food Preparation_Natural Gas_Steamer_E8 | F6 | Commercial | School | New | Food Preparation | Natural Gas | Steamer | E8 | Utility - Value of Sales | 0 | 0 | 0 | 0 | 0 | 0 | 0 | 0 | 0 | 0 | 0 | 0 | 0 | 0 | 0 | 0 | 0 | 0 | 0 | 0 | 0 | 0 | 0 | 0 | 0 | 0 | 0 | 0 | 0 | 0 | 0 | 0 | 0
F6_Commercial_School_New_Food Preparation_Natural Gas_Steamer_E9 | F6 | Commercial | School | New | Food Preparation | Natural Gas | Steamer | E9 | Utility - Value of Sales | 0 | 0 | 0 | 0 | 0 | 0 | 0 | 0 | 0 | 0 | 0 | 0 | 0 | 0 | 0 | 0 | 0 | 0 | 0 | 0 | 0 | 0 | 0 | 0 | 0 | 0 | 0 | 0 | 0 | 0 | 0 | 0 | 0
F6_Commercial_School_New_Food Preparation_Natural Gas_Steamer_E10 | F6 | Commercial | School | New | Food Preparation | Natural Gas | Steamer | E10 | Utility - Value of Sales | 0 | 0 | 0 | 0 | 0 | 0 | 0 | 0 | 0 | 0 | 0 | 0 | 0 | 0 | 0 | 0 | 0 | 0 | 0 | 0 | 0 | 0 | 0 | 0 | 0 | 0 | 0 | 0 | 0 | 0 | 0 | 0 | 0
F1_Commercial_School_New_Food Preparation_Natural Gas_Food Prep Other_E1 | F1 | Commercial | School | New | Food Preparation | Natural Gas | Food Prep Other | E1 | RVT - Cost of Equipment | 0.013851 | 0.013948 | 0.014064 | 0.014199 | 0.014357 | 0.014542 | 0.014691 | 0.014832 | 0.014971 | 0.015111 | 0.01524 | 0.015353 | 0.015466 | 0.015586 | 0.015724 | 0.015863 | 0.016016 | 0.016183 | 0.01636 | 0.016544 | 0.016731 | 0.016906 | 0.017066 | 0.017212 | 0.017341 | 0.017451 | 0.017528 | 0.017585 | 0.017634 | 0.017677 | 0.017719 | 0.017737 | 0.017737
F1_Commercial_School_New_Food Preparation_Natural Gas_Food Prep Other_E2 | F1 | Commercial | School | New | Food Preparation | Natural Gas | Food Prep Other | E2 | RVT - Cost of Equipment | 0.013851 | 0.013948 | 0.014064 | 0.014199 | 0.014357 | 0.014542 | 0.014691 | 0.014832 | 0.014971 | 0.015111 | 0.01524 | 0.015353 | 0.015466 | 0.015586 | 0.015724 | 0.015863 | 0.016016 | 0.016183 | 0.01636 | 0.016544 | 0.016731 | 0.016906 | 0.017066 | 0.017212 | 0.017341 | 0.017451 | 0.017528 | 0.017585 | 0.017634 | 0.017677 | 0.017719 | 0.017737 | 0.017737
F1_Commercial_School_New_Food Preparation_Natural Gas_Food Prep Other_E3 | F1 | Commercial | School | New | Food Preparation | Natural Gas | Food Prep Other | E3 | RVT - Cost of Equipment | 0 | 0 | 0 | 0 | 0 | 0 | 0 | 0 | 0 | 0 | 0 | 0 | 0 | 0 | 0 | 0 | 0 | 0 | 0 | 0 | 0 | 0 | 0 | 0 | 0 | 0 | 0 | 0 | 0 | 0 | 0 | 0 | 0
F1_Commercial_School_New_Food Preparation_Natural Gas_Food Prep Other_E4 | F1 | Commercial | School | New | Food Preparation | Natural Gas | Food Prep Other | E4 | RVT - Cost of Equipment | 0 | 0 | 0 | 0 | 0 | 0 | 0 | 0 | 0 | 0 | 0 | 0 | 0 | 0 | 0 | 0 | 0 | 0 | 0 | 0 | 0 | 0 | 0 | 0 | 0 | 0 | 0 | 0 | 0 | 0 | 0 | 0 | 0
F1_Commercial_School_New_Food Preparation_Natural Gas_Food Prep Other_E5 | F1 | Commercial | School | New | Food Preparation | Natural Gas | Food Prep Other | E5 | RVT - Cost of Equipment | 0 | 0 | 0 | 0 | 0 | 0 | 0 | 0 | 0 | 0 | 0 | 0 | 0 | 0 | 0 | 0 | 0 | 0 | 0 | 0 | 0 | 0 | 0 | 0 | 0 | 0 | 0 | 0 | 0 | 0 | 0 | 0 | 0
F1_Commercial_School_New_Food Preparation_Natural Gas_Food Prep Other_E6 | F1 | Commercial | School | New | Food Preparation | Natural Gas | Food Prep Other | E6 | RVT - Cost of Equipment | 0 | 0 | 0 | 0 | 0 | 0 | 0 | 0 | 0 | 0 | 0 | 0 | 0 | 0 | 0 | 0 | 0 | 0 | 0 | 0 | 0 | 0 | 0 | 0 | 0 | 0 | 0 | 0 | 0 | 0 | 0 | 0 | 0
F1_Commercial_School_New_Food Preparation_Natural Gas_Food Prep Other_E7 | F1 | Commercial | School | New | Food Preparation | Natural Gas | Food Prep Other | E7 | RVT - Cost of Equipment | 0 | 0 | 0 | 0 | 0 | 0 | 0 | 0 | 0 | 0 | 0 | 0 | 0 | 0 | 0 | 0 | 0 | 0 | 0 | 0 | 0 | 0 | 0 | 0 | 0 | 0 | 0 | 0 | 0 | 0 | 0 | 0 | 0
F1_Commercial_School_New_Food Preparation_Natural Gas_Food Prep Other_E8 | F1 | Commercial | School | New | Food Preparation | Natural Gas | Food Prep Other | E8 | RVT - Cost of Equipment | 0 | 0 | 0 | 0 | 0 | 0 | 0 | 0 | 0 | 0 | 0 | 0 | 0 | 0 | 0 | 0 | 0 | 0 | 0 | 0 | 0 | 0 | 0 | 0 | 0 | 0 | 0 | 0 | 0 | 0 | 0 | 0 | 0
F1_Commercial_School_New_Food Preparation_Natural Gas_Food Prep Other_E9 | F1 | Commercial | School | New | Food Preparation | Natural Gas | Food Prep Other | E9 | RVT - Cost of Equipment | 0 | 0 | 0 | 0 | 0 | 0 | 0 | 0 | 0 | 0 | 0 | 0 | 0 | 0 | 0 | 0 | 0 | 0 | 0 | 0 | 0 | 0 | 0 | 0 | 0 | 0 | 0 | 0 | 0 | 0 | 0 | 0 | 0
F1_Commercial_School_New_Food Preparation_Natural Gas_Food Prep Other_E10 | F1 | Commercial | School | New | Food Preparation | Natural Gas | Food Prep Other | E10 | RVT - Cost of Equipment | 0 | 0 | 0 | 0 | 0 | 0 | 0 | 0 | 0 | 0 | 0 | 0 | 0 | 0 | 0 | 0 | 0 | 0 | 0 | 0 | 0 | 0 | 0 | 0 | 0 | 0 | 0 | 0 | 0 | 0 | 0 | 0 | 0
F2_Commercial_School_New_Food Preparation_Natural Gas_Food Prep Other_E1 | F2 | Commercial | School | New | Food Preparation | Natural Gas | Food Prep Other | E1 | RVT - Cost of Operation | 0.016595 | 0.016711 | 0.01685 | 0.017011 | 0.017201 | 0.017423 | 0.0176 | 0.017769 | 0.017936 | 0.018104 | 0.018258 | 0.018393 | 0.018529 | 0.018673 | 0.018839 | 0.019005 | 0.019188 | 0.019388 | 0.019601 | 0.019821 | 0.020044 | 0.020254 | 0.020446 | 0.020621 | 0.020775 | 0.020908 | 0.021 | 0.021068 | 0.021127 | 0.021178 | 0.021228 | 0.02125 | 0.02125
F2_Commercial_School_New_Food Preparation_Natural Gas_Food Prep Other_E2 | F2 | Commercial | School | New | Food Preparation | Natural Gas | Food Prep Other | E2 | RVT - Cost of Operation | 0.016595 | 0.016711 | 0.01685 | 0.017011 | 0.017201 | 0.017423 | 0.0176 | 0.017769 | 0.017936 | 0.018104 | 0.018258 | 0.018393 | 0.018529 | 0.018673 | 0.018839 | 0.019005 | 0.019188 | 0.019388 | 0.019601 | 0.019821 | 0.020044 | 0.020254 | 0.020446 | 0.020621 | 0.020775 | 0.020908 | 0.021 | 0.021068 | 0.021127 | 0.021178 | 0.021228 | 0.02125 | 0.02125
F2_Commercial_School_New_Food Preparation_Natural Gas_Food Prep Other_E3 | F2 | Commercial | School | New | Food Preparation | Natural Gas | Food Prep Other | E3 | RVT - Cost of Operation | 0 | 0 | 0 | 0 | 0 | 0 | 0 | 0 | 0 | 0 | 0 | 0 | 0 | 0 | 0 | 0 | 0 | 0 | 0 | 0 | 0 | 0 | 0 | 0 | 0 | 0 | 0 | 0 | 0 | 0 | 0 | 0 | 0
F2_Commercial_School_New_Food Preparation_Natural Gas_Food Prep Other_E4 | F2 | Commercial | School | New | Food Preparation | Natural Gas | Food Prep Other | E4 | RVT - Cost of Operation | 0 | 0 | 0 | 0 | 0 | 0 | 0 | 0 | 0 | 0 | 0 | 0 | 0 | 0 | 0 | 0 | 0 | 0 | 0 | 0 | 0 | 0 | 0 | 0 | 0 | 0 | 0 | 0 | 0 | 0 | 0 | 0 | 0
F2_Commercial_School_New_Food Preparation_Natural Gas_Food Prep Other_E5 | F2 | Commercial | School | New | Food Preparation | Natural Gas | Food Prep Other | E5 | RVT - Cost of Operation | 0 | 0 | 0 | 0 | 0 | 0 | 0 | 0 | 0 | 0 | 0 | 0 | 0 | 0 | 0 | 0 | 0 | 0 | 0 | 0 | 0 | 0 | 0 | 0 | 0 | 0 | 0 | 0 | 0 | 0 | 0 | 0 | 0
F2_Commercial_School_New_Food Preparation_Natural Gas_Food Prep Other_E6 | F2 | Commercial | School | New | Food Preparation | Natural Gas | Food Prep Other | E6 | RVT - Cost of Operation | 0 | 0 | 0 | 0 | 0 | 0 | 0 | 0 | 0 | 0 | 0 | 0 | 0 | 0 | 0 | 0 | 0 | 0 | 0 | 0 | 0 | 0 | 0 | 0 | 0 | 0 | 0 | 0 | 0 | 0 | 0 | 0 | 0
F2_Commercial_School_New_Food Preparation_Natural Gas_Food Prep Other_E7 | F2 | Commercial | School | New | Food Preparation | Natural Gas | Food Prep Other | E7 | RVT - Cost of Operation | 0 | 0 | 0 | 0 | 0 | 0 | 0 | 0 | 0 | 0 | 0 | 0 | 0 | 0 | 0 | 0 | 0 | 0 | 0 | 0 | 0 | 0 | 0 | 0 | 0 | 0 | 0 | 0 | 0 | 0 | 0 | 0 | 0
F2_Commercial_School_New_Food Preparation_Natural Gas_Food Prep Other_E8 | F2 | Commercial | School | New | Food Preparation | Natural Gas | Food Prep Other | E8 | RVT - Cost of Operation | 0 | 0 | 0 | 0 | 0 | 0 | 0 | 0 | 0 | 0 | 0 | 0 | 0 | 0 | 0 | 0 | 0 | 0 | 0 | 0 | 0 | 0 | 0 | 0 | 0 | 0 | 0 | 0 | 0 | 0 | 0 | 0 | 0
F2_Commercial_School_New_Food Preparation_Natural Gas_Food Prep Other_E9 | F2 | Commercial | School | New | Food Preparation | Natural Gas | Food Prep Other | E9 | RVT - Cost of Operation | 0 | 0 | 0 | 0 | 0 | 0 | 0 | 0 | 0 | 0 | 0 | 0 | 0 | 0 | 0 | 0 | 0 | 0 | 0 | 0 | 0 | 0 | 0 | 0 | 0 | 0 | 0 | 0 | 0 | 0 | 0 | 0 | 0
F2_Commercial_School_New_Food Preparation_Natural Gas_Food Prep Other_E10 | F2 | Commercial | School | New | Food Preparation | Natural Gas | Food Prep Other | E10 | RVT - Cost of Operation | 0 | 0 | 0 | 0 | 0 | 0 | 0 | 0 | 0 | 0 | 0 | 0 | 0 | 0 | 0 | 0 | 0 | 0 | 0 | 0 | 0 | 0 | 0 | 0 | 0 | 0 | 0 | 0 | 0 | 0 | 0 | 0 | 0
F3_Commercial_School_New_Food Preparation_Natural Gas_Food Prep Other_E1 | F3 | Commercial | School | New | Food Preparation | Natural Gas | Food Prep Other | E1 | System - kBTUs of Consumption | 0.0010268 | 0.0010268 | 0.0010268 | 0.0010268 | 0.0010268 | 0.0010268 | 0.0010268 | 0.0010268 | 0.0010268 | 0.0010268 | 0.0010268 | 0.0010268 | 0.0010268 | 0.0010268 | 0.0010268 | 0.0010268 | 0.0010268 | 0.0010268 | 0.0010268 | 0.0010268 | 0.0010268 | 0.0010268 | 0.0010268 | 0.0010268 | 0.0010268 | 0.0010268 | 0.0010268 | 0.0010268 | 0.0010268 | 0.0010268 | 0.0010268 | 0.0010268 | 0.0010268
F3_Commercial_School_New_Food Preparation_Natural Gas_Food Prep Other_E2 | F3 | Commercial | School | New | Food Preparation | Natural Gas | Food Prep Other | E2 | System - kBTUs of Consumption | 0.0010278 | 0.0010278 | 0.0010278 | 0.0010278 | 0.0010278 | 0.0010278 | 0.0010278 | 0.0010278 | 0.0010278 | 0.0010278 | 0.0010278 | 0.0010278 | 0.0010278 | 0.0010278 | 0.0010278 | 0.0010278 | 0.0010278 | 0.0010278 | 0.0010278 | 0.0010278 | 0.0010278 | 0.0010278 | 0.0010278 | 0.0010278 | 0.0010278 | 0.0010278 | 0.0010278 | 0.0010278 | 0.0010278 | 0.0010278 | 0.0010278 | 0.0010278 | 0.0010278
F3_Commercial_School_New_Food Preparation_Natural Gas_Food Prep Other_E3 | F3 | Commercial | School | New | Food Preparation | Natural Gas | Food Prep Other | E3 | System - kBTUs of Consumption | 0 | 0 | 0 | 0 | 0 | 0 | 0 | 0 | 0 | 0 | 0 | 0 | 0 | 0 | 0 | 0 | 0 | 0 | 0 | 0 | 0 | 0 | 0 | 0 | 0 | 0 | 0 | 0 | 0 | 0 | 0 | 0 | 0
F3_Commercial_School_New_Food Preparation_Natural Gas_Food Prep Other_E4 | F3 | Commercial | School | New | Food Preparation | Natural Gas | Food Prep Other | E4 | System - kBTUs of Consumption | 0 | 0 | 0 | 0 | 0 | 0 | 0 | 0 | 0 | 0 | 0 | 0 | 0 | 0 | 0 | 0 | 0 | 0 | 0 | 0 | 0 | 0 | 0 | 0 | 0 | 0 | 0 | 0 | 0 | 0 | 0 | 0 | 0
F3_Commercial_School_New_Food Preparation_Natural Gas_Food Prep Other_E5 | F3 | Commercial | School | New | Food Preparation | Natural Gas | Food Prep Other | E5 | System - kBTUs of Consumption | 0 | 0 | 0 | 0 | 0 | 0 | 0 | 0 | 0 | 0 | 0 | 0 | 0 | 0 | 0 | 0 | 0 | 0 | 0 | 0 | 0 | 0 | 0 | 0 | 0 | 0 | 0 | 0 | 0 | 0 | 0 | 0 | 0
F3_Commercial_School_New_Food Preparation_Natural Gas_Food Prep Other_E6 | F3 | Commercial | School | New | Food Preparation | Natural Gas | Food Prep Other | E6 | System - kBTUs of Consumption | 0 | 0 | 0 | 0 | 0 | 0 | 0 | 0 | 0 | 0 | 0 | 0 | 0 | 0 | 0 | 0 | 0 | 0 | 0 | 0 | 0 | 0 | 0 | 0 | 0 | 0 | 0 | 0 | 0 | 0 | 0 | 0 | 0
F3_Commercial_School_New_Food Preparation_Natural Gas_Food Prep Other_E7 | F3 | Commercial | School | New | Food Preparation | Natural Gas | Food Prep Other | E7 | System - kBTUs of Consumption | 0 | 0 | 0 | 0 | 0 | 0 | 0 | 0 | 0 | 0 | 0 | 0 | 0 | 0 | 0 | 0 | 0 | 0 | 0 | 0 | 0 | 0 | 0 | 0 | 0 | 0 | 0 | 0 | 0 | 0 | 0 | 0 | 0
F3_Commercial_School_New_Food Preparation_Natural Gas_Food Prep Other_E8 | F3 | Commercial | School | New | Food Preparation | Natural Gas | Food Prep Other | E8 | System - kBTUs of Consumption | 0 | 0 | 0 | 0 | 0 | 0 | 0 | 0 | 0 | 0 | 0 | 0 | 0 | 0 | 0 | 0 | 0 | 0 | 0 | 0 | 0 | 0 | 0 | 0 | 0 | 0 | 0 | 0 | 0 | 0 | 0 | 0 | 0
F3_Commercial_School_New_Food Preparation_Natural Gas_Food Prep Other_E9 | F3 | Commercial | School | New | Food Preparation | Natural Gas | Food Prep Other | E9 | System - kBTUs of Consumption | 0 | 0 | 0 | 0 | 0 | 0 | 0 | 0 | 0 | 0 | 0 | 0 | 0 | 0 | 0 | 0 | 0 | 0 | 0 | 0 | 0 | 0 | 0 | 0 | 0 | 0 | 0 | 0 | 0 | 0 | 0 | 0 | 0
F3_Commercial_School_New_Food Preparation_Natural Gas_Food Prep Other_E10 | F3 | Commercial | School | New | Food Preparation | Natural Gas | Food Prep Other | E10 | System - kBTUs of Consumption | 0 | 0 | 0 | 0 | 0 | 0 | 0 | 0 | 0 | 0 | 0 | 0 | 0 | 0 | 0 | 0 | 0 | 0 | 0 | 0 | 0 | 0 | 0 | 0 | 0 | 0 | 0 | 0 | 0 | 0 | 0 | 0 | 0
F4_Commercial_School_New_Food Preparation_Natural Gas_Food Prep Other_E1 | F4 | Commercial | School | New | Food Preparation | Natural Gas | Food Prep Other | E1 | Utility - Cost of Equipment | 0.016595 | 0.016711 | 0.01685 | 0.017011 | 0.017201 | 0.017423 | 0.0176 | 0.017769 | 0.017936 | 0.018104 | 0.018258 | 0.018393 | 0.018529 | 0.018673 | 0.018839 | 0.019005 | 0.019188 | 0.019388 | 0.019601 | 0.019821 | 0.020044 | 0.020254 | 0.020446 | 0.020621 | 0.020775 | 0.020908 | 0.021 | 0.021068 | 0.021127 | 0.021178 | 0.021228 | 0.02125 | 0.02125
F4_Commercial_School_New_Food Preparation_Natural Gas_Food Prep Other_E2 | F4 | Commercial | School | New | Food Preparation | Natural Gas | Food Prep Other | E2 | Utility - Cost of Equipment | 0.016595 | 0.016711 | 0.01685 | 0.017011 | 0.017201 | 0.017423 | 0.0176 | 0.017769 | 0.017936 | 0.018104 | 0.018258 | 0.018393 | 0.018529 | 0.018673 | 0.018839 | 0.019005 | 0.019188 | 0.019388 | 0.019601 | 0.019821 | 0.020044 | 0.020254 | 0.020446 | 0.020621 | 0.020775 | 0.020908 | 0.021 | 0.021068 | 0.021127 | 0.021178 | 0.021228 | 0.02125 | 0.02125
F4_Commercial_School_New_Food Preparation_Natural Gas_Food Prep Other_E3 | F4 | Commercial | School | New | Food Preparation | Natural Gas | Food Prep Other | E3 | Utility - Cost of Equipment | 0 | 0 | 0 | 0 | 0 | 0 | 0 | 0 | 0 | 0 | 0 | 0 | 0 | 0 | 0 | 0 | 0 | 0 | 0 | 0 | 0 | 0 | 0 | 0 | 0 | 0 | 0 | 0 | 0 | 0 | 0 | 0 | 0
F4_Commercial_School_New_Food Preparation_Natural Gas_Food Prep Other_E4 | F4 | Commercial | School | New | Food Preparation | Natural Gas | Food Prep Other | E4 | Utility - Cost of Equipment | 0 | 0 | 0 | 0 | 0 | 0 | 0 | 0 | 0 | 0 | 0 | 0 | 0 | 0 | 0 | 0 | 0 | 0 | 0 | 0 | 0 | 0 | 0 | 0 | 0 | 0 | 0 | 0 | 0 | 0 | 0 | 0 | 0
F4_Commercial_School_New_Food Preparation_Natural Gas_Food Prep Other_E5 | F4 | Commercial | School | New | Food Preparation | Natural Gas | Food Prep Other | E5 | Utility - Cost of Equipment | 0 | 0 | 0 | 0 | 0 | 0 | 0 | 0 | 0 | 0 | 0 | 0 | 0 | 0 | 0 | 0 | 0 | 0 | 0 | 0 | 0 | 0 | 0 | 0 | 0 | 0 | 0 | 0 | 0 | 0 | 0 | 0 | 0
F4_Commercial_School_New_Food Preparation_Natural Gas_Food Prep Other_E6 | F4 | Commercial | School | New | Food Preparation | Natural Gas | Food Prep Other | E6 | Utility - Cost of Equipment | 0 | 0 | 0 | 0 | 0 | 0 | 0 | 0 | 0 | 0 | 0 | 0 | 0 | 0 | 0 | 0 | 0 | 0 | 0 | 0 | 0 | 0 | 0 | 0 | 0 | 0 | 0 | 0 | 0 | 0 | 0 | 0 | 0
F4_Commercial_School_New_Food Preparation_Natural Gas_Food Prep Other_E7 | F4 | Commercial | School | New | Food Preparation | Natural Gas | Food Prep Other | E7 | Utility - Cost of Equipment | 0 | 0 | 0 | 0 | 0 | 0 | 0 | 0 | 0 | 0 | 0 | 0 | 0 | 0 | 0 | 0 | 0 | 0 | 0 | 0 | 0 | 0 | 0 | 0 | 0 | 0 | 0 | 0 | 0 | 0 | 0 | 0 | 0
F4_Commercial_School_New_Food Preparation_Natural Gas_Food Prep Other_E8 | F4 | Commercial | School | New | Food Preparation | Natural Gas | Food Prep Other | E8 | Utility - Cost of Equipment | 0 | 0 | 0 | 0 | 0 | 0 | 0 | 0 | 0 | 0 | 0 | 0 | 0 | 0 | 0 | 0 | 0 | 0 | 0 | 0 | 0 | 0 | 0 | 0 | 0 | 0 | 0 | 0 | 0 | 0 | 0 | 0 | 0
F4_Commercial_School_New_Food Preparation_Natural Gas_Food Prep Other_E9 | F4 | Commercial | School | New | Food Preparation | Natural Gas | Food Prep Other | E9 | Utility - Cost of Equipment | 0 | 0 | 0 | 0 | 0 | 0 | 0 | 0 | 0 | 0 | 0 | 0 | 0 | 0 | 0 | 0 | 0 | 0 | 0 | 0 | 0 | 0 | 0 | 0 | 0 | 0 | 0 | 0 | 0 | 0 | 0 | 0 | 0
F4_Commercial_School_New_Food Preparation_Natural Gas_Food Prep Other_E10 | F4 | Commercial | School | New | Food Preparation | Natural Gas | Food Prep Other | E10 | Utility - Cost of Equipment | 0 | 0 | 0 | 0 | 0 | 0 | 0 | 0 | 0 | 0 | 0 | 0 | 0 | 0 | 0 | 0 | 0 | 0 | 0 | 0 | 0 | 0 | 0 | 0 | 0 | 0 | 0 | 0 | 0 | 0 | 0 | 0 | 0
F5_Commercial_School_New_Food Preparation_Natural Gas_Food Prep Other_E1 | F5 | Commercial | School | New | Food Preparation | Natural Gas | Food Prep Other | E1 | Utility - Cost of Operation | 0.0010268 | 0.0010268 | 0.0010268 | 0.0010268 | 0.0010268 | 0.0010268 | 0.0010268 | 0.0010268 | 0.0010268 | 0.0010268 | 0.0010268 | 0.0010268 | 0.0010268 | 0.0010268 | 0.0010268 | 0.0010268 | 0.0010268 | 0.0010268 | 0.0010268 | 0.0010268 | 0.0010268 | 0.0010268 | 0.0010268 | 0.0010268 | 0.0010268 | 0.0010268 | 0.0010268 | 0.0010268 | 0.0010268 | 0.0010268 | 0.0010268 | 0.0010268 | 0.0010268
F5_Commercial_School_New_Food Preparation_Natural Gas_Food Prep Other_E2 | F5 | Commercial | School | New | Food Preparation | Natural Gas | Food Prep Other | E2 | Utility - Cost of Operation | 0.0010278 | 0.0010278 | 0.0010278 | 0.0010278 | 0.0010278 | 0.0010278 | 0.0010278 | 0.0010278 | 0.0010278 | 0.0010278 | 0.0010278 | 0.0010278 | 0.0010278 | 0.0010278 | 0.0010278 | 0.0010278 | 0.0010278 | 0.0010278 | 0.0010278 | 0.0010278 | 0.0010278 | 0.0010278 | 0.0010278 | 0.0010278 | 0.0010278 | 0.0010278 | 0.0010278 | 0.0010278 | 0.0010278 | 0.0010278 | 0.0010278 | 0.0010278 | 0.0010278
F5_Commercial_School_New_Food Preparation_Natural Gas_Food Prep Other_E3 | F5 | Commercial | School | New | Food Preparation | Natural Gas | Food Prep Other | E3 | Utility - Cost of Operation | 0 | 0 | 0 | 0 | 0 | 0 | 0 | 0 | 0 | 0 | 0 | 0 | 0 | 0 | 0 | 0 | 0 | 0 | 0 | 0 | 0 | 0 | 0 | 0 | 0 | 0 | 0 | 0 | 0 | 0 | 0 | 0 | 0
F5_Commercial_School_New_Food Preparation_Natural Gas_Food Prep Other_E4 | F5 | Commercial | School | New | Food Preparation | Natural Gas | Food Prep Other | E4 | Utility - Cost of Operation | 0 | 0 | 0 | 0 | 0 | 0 | 0 | 0 | 0 | 0 | 0 | 0 | 0 | 0 | 0 | 0 | 0 | 0 | 0 | 0 | 0 | 0 | 0 | 0 | 0 | 0 | 0 | 0 | 0 | 0 | 0 | 0 | 0
F5_Commercial_School_New_Food Preparation_Natural Gas_Food Prep Other_E5 | F5 | Commercial | School | New | Food Preparation | Natural Gas | Food Prep Other | E5 | Utility - Cost of Operation | 0 | 0 | 0 | 0 | 0 | 0 | 0 | 0 | 0 | 0 | 0 | 0 | 0 | 0 | 0 | 0 | 0 | 0 | 0 | 0 | 0 | 0 | 0 | 0 | 0 | 0 | 0 | 0 | 0 | 0 | 0 | 0 | 0
F5_Commercial_School_New_Food Preparation_Natural Gas_Food Prep Other_E6 | F5 | Commercial | School | New | Food Preparation | Natural Gas | Food Prep Other | E6 | Utility - Cost of Operation | 0 | 0 | 0 | 0 | 0 | 0 | 0 | 0 | 0 | 0 | 0 | 0 | 0 | 0 | 0 | 0 | 0 | 0 | 0 | 0 | 0 | 0 | 0 | 0 | 0 | 0 | 0 | 0 | 0 | 0 | 0 | 0 | 0
F5_Commercial_School_New_Food Preparation_Natural Gas_Food Prep Other_E7 | F5 | Commercial | School | New | Food Preparation | Natural Gas | Food Prep Other | E7 | Utility - Cost of Operation | 0 | 0 | 0 | 0 | 0 | 0 | 0 | 0 | 0 | 0 | 0 | 0 | 0 | 0 | 0 | 0 | 0 | 0 | 0 | 0 | 0 | 0 | 0 | 0 | 0 | 0 | 0 | 0 | 0 | 0 | 0 | 0 | 0
F5_Commercial_School_New_Food Preparation_Natural Gas_Food Prep Other_E8 | F5 | Commercial | School | New | Food Preparation | Natural Gas | Food Prep Other | E8 | Utility - Cost of Operation | 0 | 0 | 0 | 0 | 0 | 0 | 0 | 0 | 0 | 0 | 0 | 0 | 0 | 0 | 0 | 0 | 0 | 0 | 0 | 0 | 0 | 0 | 0 | 0 | 0 | 0 | 0 | 0 | 0 | 0 | 0 | 0 | 0
F5_Commercial_School_New_Food Preparation_Natural Gas_Food Prep Other_E9 | F5 | Commercial | School | New | Food Preparation | Natural Gas | Food Prep Other | E9 | Utility - Cost of Operation | 0 | 0 | 0 | 0 | 0 | 0 | 0 | 0 | 0 | 0 | 0 | 0 | 0 | 0 | 0 | 0 | 0 | 0 | 0 | 0 | 0 | 0 | 0 | 0 | 0 | 0 | 0 | 0 | 0 | 0 | 0 | 0 | 0
F5_Commercial_School_New_Food Preparation_Natural Gas_Food Prep Other_E10 | F5 | Commercial | School | New | Food Preparation | Natural Gas | Food Prep Other | E10 | Utility - Cost of Operation | 0 | 0 | 0 | 0 | 0 | 0 | 0 | 0 | 0 | 0 | 0 | 0 | 0 | 0 | 0 | 0 | 0 | 0 | 0 | 0 | 0 | 0 | 0 | 0 | 0 | 0 | 0 | 0 | 0 | 0 | 0 | 0 | 0
F6_Commercial_School_New_Food Preparation_Natural Gas_Food Prep Other_E1 | F6 | Commercial | School | New | Food Preparation | Natural Gas | Food Prep Other | E1 | Utility - Value of Sales | 0.0099211 | 0.0099211 | 0.0099211 | 0.0099211 | 0.0099211 | 0.0099211 | 0.0099211 | 0.0099211 | 0.0099211 | 0.0099211 | 0.0099211 | 0.0099211 | 0.0099211 | 0.0099211 | 0.0099211 | 0.0099211 | 0.0099211 | 0.0099211 | 0.0099211 | 0.0099211 | 0.0099211 | 0.0099211 | 0.0099211 | 0.0099211 | 0.0099211 | 0.0099211 | 0.0099211 | 0.0099211 | 0.0099211 | 0.0099211 | 0.0099211 | 0.0099211 | 0.0099211
F6_Commercial_School_New_Food Preparation_Natural Gas_Food Prep Other_E2 | F6 | Commercial | School | New | Food Preparation | Natural Gas | Food Prep Other | E2 | Utility - Value of Sales | 0.0099211 | 0.0099211 | 0.0099211 | 0.0099211 | 0.0099211 | 0.0099211 | 0.0099211 | 0.0099211 | 0.0099211 | 0.0099211 | 0.0099211 | 0.0099211 | 0.0099211 | 0.0099211 | 0.0099211 | 0.0099211 | 0.0099211 | 0.0099211 | 0.0099211 | 0.0099211 | 0.0099211 | 0.0099211 | 0.0099211 | 0.0099211 | 0.0099211 | 0.0099211 | 0.0099211 | 0.0099211 | 0.0099211 | 0.0099211 | 0.0099211 | 0.0099211 | 0.0099211
F6_Commercial_School_New_Food Preparation_Natural Gas_Food Prep Other_E3 | F6 | Commercial | School | New | Food Preparation | Natural Gas | Food Prep Other | E3 | Utility - Value of Sales | 0 | 0 | 0 | 0 | 0 | 0 | 0 | 0 | 0 | 0 | 0 | 0 | 0 | 0 | 0 | 0 | 0 | 0 | 0 | 0 | 0 | 0 | 0 | 0 | 0 | 0 | 0 | 0 | 0 | 0 | 0 | 0 | 0
F6_Commercial_School_New_Food Preparation_Natural Gas_Food Prep Other_E4 | F6 | Commercial | School | New | Food Preparation | Natural Gas | Food Prep Other | E4 | Utility - Value of Sales | 0 | 0 | 0 | 0 | 0 | 0 | 0 | 0 | 0 | 0 | 0 | 0 | 0 | 0 | 0 | 0 | 0 | 0 | 0 | 0 | 0 | 0 | 0 | 0 | 0 | 0 | 0 | 0 | 0 | 0 | 0 | 0 | 0
F6_Commercial_School_New_Food Preparation_Natural Gas_Food Prep Other_E5 | F6 | Commercial | School | New | Food Preparation | Natural Gas | Food Prep Other | E5 | Utility - Value of Sales | 0 | 0 | 0 | 0 | 0 | 0 | 0 | 0 | 0 | 0 | 0 | 0 | 0 | 0 | 0 | 0 | 0 | 0 | 0 | 0 | 0 | 0 | 0 | 0 | 0 | 0 | 0 | 0 | 0 | 0 | 0 | 0 | 0
F6_Commercial_School_New_Food Preparation_Natural Gas_Food Prep Other_E6 | F6 | Commercial | School | New | Food Preparation | Natural Gas | Food Prep Other | E6 | Utility - Value of Sales | 0 | 0 | 0 | 0 | 0 | 0 | 0 | 0 | 0 | 0 | 0 | 0 | 0 | 0 | 0 | 0 | 0 | 0 | 0 | 0 | 0 | 0 | 0 | 0 | 0 | 0 | 0 | 0 | 0 | 0 | 0 | 0 | 0
F6_Commercial_School_New_Food Preparation_Natural Gas_Food Prep Other_E7 | F6 | Commercial | School | New | Food Preparation | Natural Gas | Food Prep Other | E7 | Utility - Value of Sales | 0 | 0 | 0 | 0 | 0 | 0 | 0 | 0 | 0 | 0 | 0 | 0 | 0 | 0 | 0 | 0 | 0 | 0 | 0 | 0 | 0 | 0 | 0 | 0 | 0 | 0 | 0 | 0 | 0 | 0 | 0 | 0 | 0
F6_Commercial_School_New_Food Preparation_Natural Gas_Food Prep Other_E8 | F6 | Commercial | School | New | Food Preparation | Natural Gas | Food Prep Other | E8 | Utility - Value of Sales | 0 | 0 | 0 | 0 | 0 | 0 | 0 | 0 | 0 | 0 | 0 | 0 | 0 | 0 | 0 | 0 | 0 | 0 | 0 | 0 | 0 | 0 | 0 | 0 | 0 | 0 | 0 | 0 | 0 | 0 | 0 | 0 | 0
F6_Commercial_School_New_Food Preparation_Natural Gas_Food Prep Other_E9 | F6 | Commercial | School | New | Food Preparation | Natural Gas | Food Prep Other | E9 | Utility - Value of Sales | 0 | 0 | 0 | 0 | 0 | 0 | 0 | 0 | 0 | 0 | 0 | 0 | 0 | 0 | 0 | 0 | 0 | 0 | 0 | 0 | 0 | 0 | 0 | 0 | 0 | 0 | 0 | 0 | 0 | 0 | 0 | 0 | 0
F6_Commercial_School_New_Food Preparation_Natural Gas_Food Prep Other_E10 | F6 | Commercial | School | New | Food Preparation | Natural Gas | Food Prep Other | E10 | Utility - Value of Sales | 0 | 0 | 0 | 0 | 0 | 0 | 0 | 0 | 0 | 0 | 0 | 0 | 0 | 0 | 0 | 0 | 0 | 0 | 0 | 0 | 0 | 0 | 0 | 0 | 0 | 0 | 0 | 0 | 0 | 0 | 0 | 0 | 0
F1_Commercial_School_New_Miscellaneous_Natural Gas_Pool Heater_E1 | F1 | Commercial | School | New | Miscellaneous | Natural Gas | Pool Heater | E1 | RVT - Cost of Equipment | 0 | 0 | 0 | 0 | 0 | 0 | 0 | 0 | 0 | 0 | 0 | 0 | 0 | 0 | 0 | 0 | 0 | 0 | 0 | 0 | 0 | 0 | 0 | 0 | 0 | 0 | 0 | 0 | 0 | 0 | 0 | 0 | 0
F1_Commercial_School_New_Miscellaneous_Natural Gas_Pool Heater_E2 | F1 | Commercial | School | New | Miscellaneous | Natural Gas | Pool Heater | E2 | RVT - Cost of Equipment | 0 | 0 | 0 | 0 | 0 | 0 | 0 | 0 | 0 | 0 | 0 | 0 | 0 | 0 | 0 | 0 | 0 | 0 | 0 | 0 | 0 | 0 | 0 | 0 | 0 | 0 | 0 | 0 | 0 | 0 | 0 | 0 | 0
F1_Commercial_School_New_Miscellaneous_Natural Gas_Pool Heater_E3 | F1 | Commercial | School | New | Miscellaneous | Natural Gas | Pool Heater | E3 | RVT - Cost of Equipment | 0 | 0 | 0 | 0 | 0 | 0 | 0 | 0 | 0 | 0 | 0 | 0 | 0 | 0 | 0 | 0 | 0 | 0 | 0 | 0 | 0 | 0 | 0 | 0 | 0 | 0 | 0 | 0 | 0 | 0 | 0 | 0 | 0
F1_Commercial_School_New_Miscellaneous_Natural Gas_Pool Heater_E4 | F1 | Commercial | School | New | Miscellaneous | Natural Gas | Pool Heater | E4 | RVT - Cost of Equipment | 0 | 0 | 0 | 0 | 0 | 0 | 0 | 0 | 0 | 0 | 0 | 0 | 0 | 0 | 0 | 0 | 0 | 0 | 0 | 0 | 0 | 0 | 0 | 0 | 0 | 0 | 0 | 0 | 0 | 0 | 0 | 0 | 0
F1_Commercial_School_New_Miscellaneous_Natural Gas_Pool Heater_E5 | F1 | Commercial | School | New | Miscellaneous | Natural Gas | Pool Heater | E5 | RVT - Cost of Equipment | 0 | 0 | 0 | 0 | 0 | 0 | 0 | 0 | 0 | 0 | 0 | 0 | 0 | 0 | 0 | 0 | 0 | 0 | 0 | 0 | 0 | 0 | 0 | 0 | 0 | 0 | 0 | 0 | 0 | 0 | 0 | 0 | 0
F1_Commercial_School_New_Miscellaneous_Natural Gas_Pool Heater_E6 | F1 | Commercial | School | New | Miscellaneous | Natural Gas | Pool Heater | E6 | RVT - Cost of Equipment | 0 | 0 | 0 | 0 | 0 | 0 | 0 | 0 | 0 | 0 | 0 | 0 | 0 | 0 | 0 | 0 | 0 | 0 | 0 | 0 | 0 | 0 | 0 | 0 | 0 | 0 | 0 | 0 | 0 | 0 | 0 | 0 | 0
F1_Commercial_School_New_Miscellaneous_Natural Gas_Pool Heater_E7 | F1 | Commercial | School | New | Miscellaneous | Natural Gas | Pool Heater | E7 | RVT - Cost of Equipment | 0 | 0 | 0 | 0 | 0 | 0 | 0 | 0 | 0 | 0 | 0 | 0 | 0 | 0 | 0 | 0 | 0 | 0 | 0 | 0 | 0 | 0 | 0 | 0 | 0 | 0 | 0 | 0 | 0 | 0 | 0 | 0 | 0
F1_Commercial_School_New_Miscellaneous_Natural Gas_Pool Heater_E8 | F1 | Commercial | School | New | Miscellaneous | Natural Gas | Pool Heater | E8 | RVT - Cost of Equipment | 0 | 0 | 0 | 0 | 0 | 0 | 0 | 0 | 0 | 0 | 0 | 0 | 0 | 0 | 0 | 0 | 0 | 0 | 0 | 0 | 0 | 0 | 0 | 0 | 0 | 0 | 0 | 0 | 0 | 0 | 0 | 0 | 0
F1_Commercial_School_New_Miscellaneous_Natural Gas_Pool Heater_E9 | F1 | Commercial | School | New | Miscellaneous | Natural Gas | Pool Heater | E9 | RVT - Cost of Equipment | 0 | 0 | 0 | 0 | 0 | 0 | 0 | 0 | 0 | 0 | 0 | 0 | 0 | 0 | 0 | 0 | 0 | 0 | 0 | 0 | 0 | 0 | 0 | 0 | 0 | 0 | 0 | 0 | 0 | 0 | 0 | 0 | 0
F1_Commercial_School_New_Miscellaneous_Natural Gas_Pool Heater_E10 | F1 | Commercial | School | New | Miscellaneous | Natural Gas | Pool Heater | E10 | RVT - Cost of Equipment | 0 | 0 | 0 | 0 | 0 | 0 | 0 | 0 | 0 | 0 | 0 | 0 | 0 | 0 | 0 | 0 | 0 | 0 | 0 | 0 | 0 | 0 | 0 | 0 | 0 | 0 | 0 | 0 | 0 | 0 | 0 | 0 | 0
F2_Commercial_School_New_Miscellaneous_Natural Gas_Pool Heater_E1 | F2 | Commercial | School | New | Miscellaneous | Natural Gas | Pool Heater | E1 | RVT - Cost of Operation | 0 | 0 | 0 | 0 | 0 | 0 | 0 | 0 | 0 | 0 | 0 | 0 | 0 | 0 | 0 | 0 | 0 | 0 | 0 | 0 | 0 | 0 | 0 | 0 | 0 | 0 | 0 | 0 | 0 | 0 | 0 | 0 | 0
F2_Commercial_School_New_Miscellaneous_Natural Gas_Pool Heater_E2 | F2 | Commercial | School | New | Miscellaneous | Natural Gas | Pool Heater | E2 | RVT - Cost of Operation | 0 | 0 | 0 | 0 | 0 | 0 | 0 | 0 | 0 | 0 | 0 | 0 | 0 | 0 | 0 | 0 | 0 | 0 | 0 | 0 | 0 | 0 | 0 | 0 | 0 | 0 | 0 | 0 | 0 | 0 | 0 | 0 | 0
F2_Commercial_School_New_Miscellaneous_Natural Gas_Pool Heater_E3 | F2 | Commercial | School | New | Miscellaneous | Natural Gas | Pool Heater | E3 | RVT - Cost of Operation | 0 | 0 | 0 | 0 | 0 | 0 | 0 | 0 | 0 | 0 | 0 | 0 | 0 | 0 | 0 | 0 | 0 | 0 | 0 | 0 | 0 | 0 | 0 | 0 | 0 | 0 | 0 | 0 | 0 | 0 | 0 | 0 | 0
F2_Commercial_School_New_Miscellaneous_Natural Gas_Pool Heater_E4 | F2 | Commercial | School | New | Miscellaneous | Natural Gas | Pool Heater | E4 | RVT - Cost of Operation | 0 | 0 | 0 | 0 | 0 | 0 | 0 | 0 | 0 | 0 | 0 | 0 | 0 | 0 | 0 | 0 | 0 | 0 | 0 | 0 | 0 | 0 | 0 | 0 | 0 | 0 | 0 | 0 | 0 | 0 | 0 | 0 | 0
F2_Commercial_School_New_Miscellaneous_Natural Gas_Pool Heater_E5 | F2 | Commercial | School | New | Miscellaneous | Natural Gas | Pool Heater | E5 | RVT - Cost of Operation | 0 | 0 | 0 | 0 | 0 | 0 | 0 | 0 | 0 | 0 | 0 | 0 | 0 | 0 | 0 | 0 | 0 | 0 | 0 | 0 | 0 | 0 | 0 | 0 | 0 | 0 | 0 | 0 | 0 | 0 | 0 | 0 | 0
F2_Commercial_School_New_Miscellaneous_Natural Gas_Pool Heater_E6 | F2 | Commercial | School | New | Miscellaneous | Natural Gas | Pool Heater | E6 | RVT - Cost of Operation | 0 | 0 | 0 | 0 | 0 | 0 | 0 | 0 | 0 | 0 | 0 | 0 | 0 | 0 | 0 | 0 | 0 | 0 | 0 | 0 | 0 | 0 | 0 | 0 | 0 | 0 | 0 | 0 | 0 | 0 | 0 | 0 | 0
F2_Commercial_School_New_Miscellaneous_Natural Gas_Pool Heater_E7 | F2 | Commercial | School | New | Miscellaneous | Natural Gas | Pool Heater | E7 | RVT - Cost of Operation | 0 | 0 | 0 | 0 | 0 | 0 | 0 | 0 | 0 | 0 | 0 | 0 | 0 | 0 | 0 | 0 | 0 | 0 | 0 | 0 | 0 | 0 | 0 | 0 | 0 | 0 | 0 | 0 | 0 | 0 | 0 | 0 | 0
F2_Commercial_School_New_Miscellaneous_Natural Gas_Pool Heater_E8 | F2 | Commercial | School | New | Miscellaneous | Natural Gas | Pool Heater | E8 | RVT - Cost of Operation | 0 | 0 | 0 | 0 | 0 | 0 | 0 | 0 | 0 | 0 | 0 | 0 | 0 | 0 | 0 | 0 | 0 | 0 | 0 | 0 | 0 | 0 | 0 | 0 | 0 | 0 | 0 | 0 | 0 | 0 | 0 | 0 | 0
F2_Commercial_School_New_Miscellaneous_Natural Gas_Pool Heater_E9 | F2 | Commercial | School | New | Miscellaneous | Natural Gas | Pool Heater | E9 | RVT - Cost of Operation | 0 | 0 | 0 | 0 | 0 | 0 | 0 | 0 | 0 | 0 | 0 | 0 | 0 | 0 | 0 | 0 | 0 | 0 | 0 | 0 | 0 | 0 | 0 | 0 | 0 | 0 | 0 | 0 | 0 | 0 | 0 | 0 | 0
F2_Commercial_School_New_Miscellaneous_Natural Gas_Pool Heater_E10 | F2 | Commercial | School | New | Miscellaneous | Natural Gas | Pool Heater | E10 | RVT - Cost of Operation | 0 | 0 | 0 | 0 | 0 | 0 | 0 | 0 | 0 | 0 | 0 | 0 | 0 | 0 | 0 | 0 | 0 | 0 | 0 | 0 | 0 | 0 | 0 | 0 | 0 | 0 | 0 | 0 | 0 | 0 | 0 | 0 | 0
F3_Commercial_School_New_Miscellaneous_Natural Gas_Pool Heater_E1 | F3 | Commercial | School | New | Miscellaneous | Natural Gas | Pool Heater | E1 | System - kBTUs of Consumption | 0.00043815 | 0.00043815 | 0.00043815 | 0.00043815 | 0.00043815 | 0.00043815 | 0.00043815 | 0.00043815 | 0.00043815 | 0.00043815 | 0.00043815 | 0.00043815 | 0.00043815 | 0.00043815 | 0.00043815 | 0.00043815 | 0.00043815 | 0.00043815 | 0.00043815 | 0.00043815 | 0.00043815 | 0.00043815 | 0.00043815 | 0.00043815 | 0.00043815 | 0.00043815 | 0.00043815 | 0.00043815 | 0.00043815 | 0.00043815 | 0.00043815 | 0.00043815 | 0.00043815
F3_Commercial_School_New_Miscellaneous_Natural Gas_Pool Heater_E2 | F3 | Commercial | School | New | Miscellaneous | Natural Gas | Pool Heater | E2 | System - kBTUs of Consumption | 0.00071742 | 0.00071742 | 0.00071742 | 0.00071742 | 0.00071742 | 0.00071742 | 0.00071742 | 0.00071742 | 0.00071742 | 0.00071742 | 0.00071742 | 0.00071742 | 0.00071742 | 0.00071742 | 0.00071742 | 0.00071742 | 0.00071742 | 0.00071742 | 0.00071742 | 0.00071742 | 0.00071742 | 0.00071742 | 0.00071742 | 0.00071742 | 0.00071742 | 0.00071742 | 0.00071742 | 0.00071742 | 0.00071742 | 0.00071742 | 0.00071742 | 0.00071742 | 0.00071742
F3_Commercial_School_New_Miscellaneous_Natural Gas_Pool Heater_E3 | F3 | Commercial | School | New | Miscellaneous | Natural Gas | Pool Heater | E3 | System - kBTUs of Consumption | 0 | 0 | 0 | 0 | 0 | 0 | 0 | 0 | 0 | 0 | 0 | 0 | 0 | 0 | 0 | 0 | 0 | 0 | 0 | 0 | 0 | 0 | 0 | 0 | 0 | 0 | 0 | 0 | 0 | 0 | 0 | 0 | 0
F3_Commercial_School_New_Miscellaneous_Natural Gas_Pool Heater_E4 | F3 | Commercial | School | New | Miscellaneous | Natural Gas | Pool Heater | E4 | System - kBTUs of Consumption | 0 | 0 | 0 | 0 | 0 | 0 | 0 | 0 | 0 | 0 | 0 | 0 | 0 | 0 | 0 | 0 | 0 | 0 | 0 | 0 | 0 | 0 | 0 | 0 | 0 | 0 | 0 | 0 | 0 | 0 | 0 | 0 | 0
F3_Commercial_School_New_Miscellaneous_Natural Gas_Pool Heater_E5 | F3 | Commercial | School | New | Miscellaneous | Natural Gas | Pool Heater | E5 | System - kBTUs of Consumption | 0 | 0 | 0 | 0 | 0 | 0 | 0 | 0 | 0 | 0 | 0 | 0 | 0 | 0 | 0 | 0 | 0 | 0 | 0 | 0 | 0 | 0 | 0 | 0 | 0 | 0 | 0 | 0 | 0 | 0 | 0 | 0 | 0
F3_Commercial_School_New_Miscellaneous_Natural Gas_Pool Heater_E6 | F3 | Commercial | School | New | Miscellaneous | Natural Gas | Pool Heater | E6 | System - kBTUs of Consumption | 0 | 0 | 0 | 0 | 0 | 0 | 0 | 0 | 0 | 0 | 0 | 0 | 0 | 0 | 0 | 0 | 0 | 0 | 0 | 0 | 0 | 0 | 0 | 0 | 0 | 0 | 0 | 0 | 0 | 0 | 0 | 0 | 0
F3_Commercial_School_New_Miscellaneous_Natural Gas_Pool Heater_E7 | F3 | Commercial | School | New | Miscellaneous | Natural Gas | Pool Heater | E7 | System - kBTUs of Consumption | 0 | 0 | 0 | 0 | 0 | 0 | 0 | 0 | 0 | 0 | 0 | 0 | 0 | 0 | 0 | 0 | 0 | 0 | 0 | 0 | 0 | 0 | 0 | 0 | 0 | 0 | 0 | 0 | 0 | 0 | 0 | 0 | 0
F3_Commercial_School_New_Miscellaneous_Natural Gas_Pool Heater_E8 | F3 | Commercial | School | New | Miscellaneous | Natural Gas | Pool Heater | E8 | System - kBTUs of Consumption | 0 | 0 | 0 | 0 | 0 | 0 | 0 | 0 | 0 | 0 | 0 | 0 | 0 | 0 | 0 | 0 | 0 | 0 | 0 | 0 | 0 | 0 | 0 | 0 | 0 | 0 | 0 | 0 | 0 | 0 | 0 | 0 | 0
F3_Commercial_School_New_Miscellaneous_Natural Gas_Pool Heater_E9 | F3 | Commercial | School | New | Miscellaneous | Natural Gas | Pool Heater | E9 | System - kBTUs of Consumption | 0 | 0 | 0 | 0 | 0 | 0 | 0 | 0 | 0 | 0 | 0 | 0 | 0 | 0 | 0 | 0 | 0 | 0 | 0 | 0 | 0 | 0 | 0 | 0 | 0 | 0 | 0 | 0 | 0 | 0 | 0 | 0 | 0
F3_Commercial_School_New_Miscellaneous_Natural Gas_Pool Heater_E10 | F3 | Commercial | School | New | Miscellaneous | Natural Gas | Pool Heater | E10 | System - kBTUs of Consumption | 0 | 0 | 0 | 0 | 0 | 0 | 0 | 0 | 0 | 0 | 0 | 0 | 0 | 0 | 0 | 0 | 0 | 0 | 0 | 0 | 0 | 0 | 0 | 0 | 0 | 0 | 0 | 0 | 0 | 0 | 0 | 0 | 0
F4_Commercial_School_New_Miscellaneous_Natural Gas_Pool Heater_E1 | F4 | Commercial | School | New | Miscellaneous | Natural Gas | Pool Heater | E1 | Utility - Cost of Equipment | 0 | 0 | 0 | 0 | 0 | 0 | 0 | 0 | 0 | 0 | 0 | 0 | 0 | 0 | 0 | 0 | 0 | 0 | 0 | 0 | 0 | 0 | 0 | 0 | 0 | 0 | 0 | 0 | 0 | 0 | 0 | 0 | 0
F4_Commercial_School_New_Miscellaneous_Natural Gas_Pool Heater_E2 | F4 | Commercial | School | New | Miscellaneous | Natural Gas | Pool Heater | E2 | Utility - Cost of Equipment | 0 | 0 | 0 | 0 | 0 | 0 | 0 | 0 | 0 | 0 | 0 | 0 | 0 | 0 | 0 | 0 | 0 | 0 | 0 | 0 | 0 | 0 | 0 | 0 | 0 | 0 | 0 | 0 | 0 | 0 | 0 | 0 | 0
F4_Commercial_School_New_Miscellaneous_Natural Gas_Pool Heater_E3 | F4 | Commercial | School | New | Miscellaneous | Natural Gas | Pool Heater | E3 | Utility - Cost of Equipment | 0 | 0 | 0 | 0 | 0 | 0 | 0 | 0 | 0 | 0 | 0 | 0 | 0 | 0 | 0 | 0 | 0 | 0 | 0 | 0 | 0 | 0 | 0 | 0 | 0 | 0 | 0 | 0 | 0 | 0 | 0 | 0 | 0
F4_Commercial_School_New_Miscellaneous_Natural Gas_Pool Heater_E4 | F4 | Commercial | School | New | Miscellaneous | Natural Gas | Pool Heater | E4 | Utility - Cost of Equipment | 0 | 0 | 0 | 0 | 0 | 0 | 0 | 0 | 0 | 0 | 0 | 0 | 0 | 0 | 0 | 0 | 0 | 0 | 0 | 0 | 0 | 0 | 0 | 0 | 0 | 0 | 0 | 0 | 0 | 0 | 0 | 0 | 0
F4_Commercial_School_New_Miscellaneous_Natural Gas_Pool Heater_E5 | F4 | Commercial | School | New | Miscellaneous | Natural Gas | Pool Heater | E5 | Utility - Cost of Equipment | 0 | 0 | 0 | 0 | 0 | 0 | 0 | 0 | 0 | 0 | 0 | 0 | 0 | 0 | 0 | 0 | 0 | 0 | 0 | 0 | 0 | 0 | 0 | 0 | 0 | 0 | 0 | 0 | 0 | 0 | 0 | 0 | 0
F4_Commercial_School_New_Miscellaneous_Natural Gas_Pool Heater_E6 | F4 | Commercial | School | New | Miscellaneous | Natural Gas | Pool Heater | E6 | Utility - Cost of Equipment | 0 | 0 | 0 | 0 | 0 | 0 | 0 | 0 | 0 | 0 | 0 | 0 | 0 | 0 | 0 | 0 | 0 | 0 | 0 | 0 | 0 | 0 | 0 | 0 | 0 | 0 | 0 | 0 | 0 | 0 | 0 | 0 | 0
F4_Commercial_School_New_Miscellaneous_Natural Gas_Pool Heater_E7 | F4 | Commercial | School | New | Miscellaneous | Natural Gas | Pool Heater | E7 | Utility - Cost of Equipment | 0 | 0 | 0 | 0 | 0 | 0 | 0 | 0 | 0 | 0 | 0 | 0 | 0 | 0 | 0 | 0 | 0 | 0 | 0 | 0 | 0 | 0 | 0 | 0 | 0 | 0 | 0 | 0 | 0 | 0 | 0 | 0 | 0
F4_Commercial_School_New_Miscellaneous_Natural Gas_Pool Heater_E8 | F4 | Commercial | School | New | Miscellaneous | Natural Gas | Pool Heater | E8 | Utility - Cost of Equipment | 0 | 0 | 0 | 0 | 0 | 0 | 0 | 0 | 0 | 0 | 0 | 0 | 0 | 0 | 0 | 0 | 0 | 0 | 0 | 0 | 0 | 0 | 0 | 0 | 0 | 0 | 0 | 0 | 0 | 0 | 0 | 0 | 0
F4_Commercial_School_New_Miscellaneous_Natural Gas_Pool Heater_E9 | F4 | Commercial | School | New | Miscellaneous | Natural Gas | Pool Heater | E9 | Utility - Cost of Equipment | 0 | 0 | 0 | 0 | 0 | 0 | 0 | 0 | 0 | 0 | 0 | 0 | 0 | 0 | 0 | 0 | 0 | 0 | 0 | 0 | 0 | 0 | 0 | 0 | 0 | 0 | 0 | 0 | 0 | 0 | 0 | 0 | 0
F4_Commercial_School_New_Miscellaneous_Natural Gas_Pool Heater_E10 | F4 | Commercial | School | New | Miscellaneous | Natural Gas | Pool Heater | E10 | Utility - Cost of Equipment | 0 | 0 | 0 | 0 | 0 | 0 | 0 | 0 | 0 | 0 | 0 | 0 | 0 | 0 | 0 | 0 | 0 | 0 | 0 | 0 | 0 | 0 | 0 | 0 | 0 | 0 | 0 | 0 | 0 | 0 | 0 | 0 | 0
F5_Commercial_School_New_Miscellaneous_Natural Gas_Pool Heater_E1 | F5 | Commercial | School | New | Miscellaneous | Natural Gas | Pool Heater | E1 | Utility - Cost of Operation | 0.00043815 | 0.00043815 | 0.00043815 | 0.00043815 | 0.00043815 | 0.00043815 | 0.00043815 | 0.00043815 | 0.00043815 | 0.00043815 | 0.00043815 | 0.00043815 | 0.00043815 | 0.00043815 | 0.00043815 | 0.00043815 | 0.00043815 | 0.00043815 | 0.00043815 | 0.00043815 | 0.00043815 | 0.00043815 | 0.00043815 | 0.00043815 | 0.00043815 | 0.00043815 | 0.00043815 | 0.00043815 | 0.00043815 | 0.00043815 | 0.00043815 | 0.00043815 | 0.00043815
F5_Commercial_School_New_Miscellaneous_Natural Gas_Pool Heater_E2 | F5 | Commercial | School | New | Miscellaneous | Natural Gas | Pool Heater | E2 | Utility - Cost of Operation | 0.00071742 | 0.00071742 | 0.00071742 | 0.00071742 | 0.00071742 | 0.00071742 | 0.00071742 | 0.00071742 | 0.00071742 | 0.00071742 | 0.00071742 | 0.00071742 | 0.00071742 | 0.00071742 | 0.00071742 | 0.00071742 | 0.00071742 | 0.00071742 | 0.00071742 | 0.00071742 | 0.00071742 | 0.00071742 | 0.00071742 | 0.00071742 | 0.00071742 | 0.00071742 | 0.00071742 | 0.00071742 | 0.00071742 | 0.00071742 | 0.00071742 | 0.00071742 | 0.00071742
F5_Commercial_School_New_Miscellaneous_Natural Gas_Pool Heater_E3 | F5 | Commercial | School | New | Miscellaneous | Natural Gas | Pool Heater | E3 | Utility - Cost of Operation | 0 | 0 | 0 | 0 | 0 | 0 | 0 | 0 | 0 | 0 | 0 | 0 | 0 | 0 | 0 | 0 | 0 | 0 | 0 | 0 | 0 | 0 | 0 | 0 | 0 | 0 | 0 | 0 | 0 | 0 | 0 | 0 | 0
F5_Commercial_School_New_Miscellaneous_Natural Gas_Pool Heater_E4 | F5 | Commercial | School | New | Miscellaneous | Natural Gas | Pool Heater | E4 | Utility - Cost of Operation | 0 | 0 | 0 | 0 | 0 | 0 | 0 | 0 | 0 | 0 | 0 | 0 | 0 | 0 | 0 | 0 | 0 | 0 | 0 | 0 | 0 | 0 | 0 | 0 | 0 | 0 | 0 | 0 | 0 | 0 | 0 | 0 | 0
F5_Commercial_School_New_Miscellaneous_Natural Gas_Pool Heater_E5 | F5 | Commercial | School | New | Miscellaneous | Natural Gas | Pool Heater | E5 | Utility - Cost of Operation | 0 | 0 | 0 | 0 | 0 | 0 | 0 | 0 | 0 | 0 | 0 | 0 | 0 | 0 | 0 | 0 | 0 | 0 | 0 | 0 | 0 | 0 | 0 | 0 | 0 | 0 | 0 | 0 | 0 | 0 | 0 | 0 | 0
F5_Commercial_School_New_Miscellaneous_Natural Gas_Pool Heater_E6 | F5 | Commercial | School | New | Miscellaneous | Natural Gas | Pool Heater | E6 | Utility - Cost of Operation | 0 | 0 | 0 | 0 | 0 | 0 | 0 | 0 | 0 | 0 | 0 | 0 | 0 | 0 | 0 | 0 | 0 | 0 | 0 | 0 | 0 | 0 | 0 | 0 | 0 | 0 | 0 | 0 | 0 | 0 | 0 | 0 | 0
F5_Commercial_School_New_Miscellaneous_Natural Gas_Pool Heater_E7 | F5 | Commercial | School | New | Miscellaneous | Natural Gas | Pool Heater | E7 | Utility - Cost of Operation | 0 | 0 | 0 | 0 | 0 | 0 | 0 | 0 | 0 | 0 | 0 | 0 | 0 | 0 | 0 | 0 | 0 | 0 | 0 | 0 | 0 | 0 | 0 | 0 | 0 | 0 | 0 | 0 | 0 | 0 | 0 | 0 | 0
F5_Commercial_School_New_Miscellaneous_Natural Gas_Pool Heater_E8 | F5 | Commercial | School | New | Miscellaneous | Natural Gas | Pool Heater | E8 | Utility - Cost of Operation | 0 | 0 | 0 | 0 | 0 | 0 | 0 | 0 | 0 | 0 | 0 | 0 | 0 | 0 | 0 | 0 | 0 | 0 | 0 | 0 | 0 | 0 | 0 | 0 | 0 | 0 | 0 | 0 | 0 | 0 | 0 | 0 | 0
F5_Commercial_School_New_Miscellaneous_Natural Gas_Pool Heater_E9 | F5 | Commercial | School | New | Miscellaneous | Natural Gas | Pool Heater | E9 | Utility - Cost of Operation | 0 | 0 | 0 | 0 | 0 | 0 | 0 | 0 | 0 | 0 | 0 | 0 | 0 | 0 | 0 | 0 | 0 | 0 | 0 | 0 | 0 | 0 | 0 | 0 | 0 | 0 | 0 | 0 | 0 | 0 | 0 | 0 | 0
F5_Commercial_School_New_Miscellaneous_Natural Gas_Pool Heater_E10 | F5 | Commercial | School | New | Miscellaneous | Natural Gas | Pool Heater | E10 | Utility - Cost of Operation | 0 | 0 | 0 | 0 | 0 | 0 | 0 | 0 | 0 | 0 | 0 | 0 | 0 | 0 | 0 | 0 | 0 | 0 | 0 | 0 | 0 | 0 | 0 | 0 | 0 | 0 | 0 | 0 | 0 | 0 | 0 | 0 | 0
F6_Commercial_School_New_Miscellaneous_Natural Gas_Pool Heater_E1 | F6 | Commercial | School | New | Miscellaneous | Natural Gas | Pool Heater | E1 | Utility - Value of Sales | 0.0017375 | 0.0017375 | 0.0017375 | 0.0017375 | 0.0017375 | 0.0017375 | 0.0017375 | 0.0017375 | 0.0017375 | 0.0017375 | 0.0017375 | 0.0017375 | 0.0017375 | 0.0017375 | 0.0017375 | 0.0017375 | 0.0017375 | 0.0017375 | 0.0017375 | 0.0017375 | 0.0017375 | 0.0017375 | 0.0017375 | 0.0017375 | 0.0017375 | 0.0017375 | 0.0017375 | 0.0017375 | 0.0017375 | 0.0017375 | 0.0017375 | 0.0017375 | 0.0017375
F6_Commercial_School_New_Miscellaneous_Natural Gas_Pool Heater_E2 | F6 | Commercial | School | New | Miscellaneous | Natural Gas | Pool Heater | E2 | Utility - Value of Sales | 0.0014769 | 0.0014769 | 0.0014769 | 0.0014769 | 0.0014769 | 0.0014769 | 0.0014769 | 0.0014769 | 0.0014769 | 0.0014769 | 0.0014769 | 0.0014769 | 0.0014769 | 0.0014769 | 0.0014769 | 0.0014769 | 0.0014769 | 0.0014769 | 0.0014769 | 0.0014769 | 0.0014769 | 0.0014769 | 0.0014769 | 0.0014769 | 0.0014769 | 0.0014769 | 0.0014769 | 0.0014769 | 0.0014769 | 0.0014769 | 0.0014769 | 0.0014769 | 0.0014769
F6_Commercial_School_New_Miscellaneous_Natural Gas_Pool Heater_E3 | F6 | Commercial | School | New | Miscellaneous | Natural Gas | Pool Heater | E3 | Utility - Value of Sales | 0 | 0 | 0 | 0 | 0 | 0 | 0 | 0 | 0 | 0 | 0 | 0 | 0 | 0 | 0 | 0 | 0 | 0 | 0 | 0 | 0 | 0 | 0 | 0 | 0 | 0 | 0 | 0 | 0 | 0 | 0 | 0 | 0
F6_Commercial_School_New_Miscellaneous_Natural Gas_Pool Heater_E4 | F6 | Commercial | School | New | Miscellaneous | Natural Gas | Pool Heater | E4 | Utility - Value of Sales | 0 | 0 | 0 | 0 | 0 | 0 | 0 | 0 | 0 | 0 | 0 | 0 | 0 | 0 | 0 | 0 | 0 | 0 | 0 | 0 | 0 | 0 | 0 | 0 | 0 | 0 | 0 | 0 | 0 | 0 | 0 | 0 | 0
F6_Commercial_School_New_Miscellaneous_Natural Gas_Pool Heater_E5 | F6 | Commercial | School | New | Miscellaneous | Natural Gas | Pool Heater | E5 | Utility - Value of Sales | 0 | 0 | 0 | 0 | 0 | 0 | 0 | 0 | 0 | 0 | 0 | 0 | 0 | 0 | 0 | 0 | 0 | 0 | 0 | 0 | 0 | 0 | 0 | 0 | 0 | 0 | 0 | 0 | 0 | 0 | 0 | 0 | 0
F6_Commercial_School_New_Miscellaneous_Natural Gas_Pool Heater_E6 | F6 | Commercial | School | New | Miscellaneous | Natural Gas | Pool Heater | E6 | Utility - Value of Sales | 0 | 0 | 0 | 0 | 0 | 0 | 0 | 0 | 0 | 0 | 0 | 0 | 0 | 0 | 0 | 0 | 0 | 0 | 0 | 0 | 0 | 0 | 0 | 0 | 0 | 0 | 0 | 0 | 0 | 0 | 0 | 0 | 0
F6_Commercial_School_New_Miscellaneous_Natural Gas_Pool Heater_E7 | F6 | Commercial | School | New | Miscellaneous | Natural Gas | Pool Heater | E7 | Utility - Value of Sales | 0 | 0 | 0 | 0 | 0 | 0 | 0 | 0 | 0 | 0 | 0 | 0 | 0 | 0 | 0 | 0 | 0 | 0 | 0 | 0 | 0 | 0 | 0 | 0 | 0 | 0 | 0 | 0 | 0 | 0 | 0 | 0 | 0
F6_Commercial_School_New_Miscellaneous_Natural Gas_Pool Heater_E8 | F6 | Commercial | School | New | Miscellaneous | Natural Gas | Pool Heater | E8 | Utility - Value of Sales | 0 | 0 | 0 | 0 | 0 | 0 | 0 | 0 | 0 | 0 | 0 | 0 | 0 | 0 | 0 | 0 | 0 | 0 | 0 | 0 | 0 | 0 | 0 | 0 | 0 | 0 | 0 | 0 | 0 | 0 | 0 | 0 | 0
F6_Commercial_School_New_Miscellaneous_Natural Gas_Pool Heater_E9 | F6 | Commercial | School | New | Miscellaneous | Natural Gas | Pool Heater | E9 | Utility - Value of Sales | 0 | 0 | 0 | 0 | 0 | 0 | 0 | 0 | 0 | 0 | 0 | 0 | 0 | 0 | 0 | 0 | 0 | 0 | 0 | 0 | 0 | 0 | 0 | 0 | 0 | 0 | 0 | 0 | 0 | 0 | 0 | 0 | 0
F6_Commercial_School_New_Miscellaneous_Natural Gas_Pool Heater_E10 | F6 | Commercial | School | New | Miscellaneous | Natural Gas | Pool Heater | E10 | Utility - Value of Sales | 0 | 0 | 0 | 0 | 0 | 0 | 0 | 0 | 0 | 0 | 0 | 0 | 0 | 0 | 0 | 0 | 0 | 0 | 0 | 0 | 0 | 0 | 0 | 0 | 0 | 0 | 0 | 0 | 0 | 0 | 0 | 0 | 0
F1_Commercial_School_New_Miscellaneous_Natural Gas_Miscellaneous_E1 | F1 | Commercial | School | New | Miscellaneous | Natural Gas | Miscellaneous | E1 | RVT - Cost of Equipment | 0 | 0 | 0 | 0 | 0 | 0 | 0 | 0 | 0 | 0 | 0 | 0 | 0 | 0 | 0 | 0 | 0 | 0 | 0 | 0 | 0 | 0 | 0 | 0 | 0 | 0 | 0 | 0 | 0 | 0 | 0 | 0 | 0
F1_Commercial_School_New_Miscellaneous_Natural Gas_Miscellaneous_E2 | F1 | Commercial | School | New | Miscellaneous | Natural Gas | Miscellaneous | E2 | RVT - Cost of Equipment | 0 | 0 | 0 | 0 | 0 | 0 | 0 | 0 | 0 | 0 | 0 | 0 | 0 | 0 | 0 | 0 | 0 | 0 | 0 | 0 | 0 | 0 | 0 | 0 | 0 | 0 | 0 | 0 | 0 | 0 | 0 | 0 | 0
F1_Commercial_School_New_Miscellaneous_Natural Gas_Miscellaneous_E3 | F1 | Commercial | School | New | Miscellaneous | Natural Gas | Miscellaneous | E3 | RVT - Cost of Equipment | 0 | 0 | 0 | 0 | 0 | 0 | 0 | 0 | 0 | 0 | 0 | 0 | 0 | 0 | 0 | 0 | 0 | 0 | 0 | 0 | 0 | 0 | 0 | 0 | 0 | 0 | 0 | 0 | 0 | 0 | 0 | 0 | 0
F1_Commercial_School_New_Miscellaneous_Natural Gas_Miscellaneous_E4 | F1 | Commercial | School | New | Miscellaneous | Natural Gas | Miscellaneous | E4 | RVT - Cost of Equipment | 0 | 0 | 0 | 0 | 0 | 0 | 0 | 0 | 0 | 0 | 0 | 0 | 0 | 0 | 0 | 0 | 0 | 0 | 0 | 0 | 0 | 0 | 0 | 0 | 0 | 0 | 0 | 0 | 0 | 0 | 0 | 0 | 0
F1_Commercial_School_New_Miscellaneous_Natural Gas_Miscellaneous_E5 | F1 | Commercial | School | New | Miscellaneous | Natural Gas | Miscellaneous | E5 | RVT - Cost of Equipment | 0 | 0 | 0 | 0 | 0 | 0 | 0 | 0 | 0 | 0 | 0 | 0 | 0 | 0 | 0 | 0 | 0 | 0 | 0 | 0 | 0 | 0 | 0 | 0 | 0 | 0 | 0 | 0 | 0 | 0 | 0 | 0 | 0
F1_Commercial_School_New_Miscellaneous_Natural Gas_Miscellaneous_E6 | F1 | Commercial | School | New | Miscellaneous | Natural Gas | Miscellaneous | E6 | RVT - Cost of Equipment | 0 | 0 | 0 | 0 | 0 | 0 | 0 | 0 | 0 | 0 | 0 | 0 | 0 | 0 | 0 | 0 | 0 | 0 | 0 | 0 | 0 | 0 | 0 | 0 | 0 | 0 | 0 | 0 | 0 | 0 | 0 | 0 | 0
F1_Commercial_School_New_Miscellaneous_Natural Gas_Miscellaneous_E7 | F1 | Commercial | School | New | Miscellaneous | Natural Gas | Miscellaneous | E7 | RVT - Cost of Equipment | 0 | 0 | 0 | 0 | 0 | 0 | 0 | 0 | 0 | 0 | 0 | 0 | 0 | 0 | 0 | 0 | 0 | 0 | 0 | 0 | 0 | 0 | 0 | 0 | 0 | 0 | 0 | 0 | 0 | 0 | 0 | 0 | 0
F1_Commercial_School_New_Miscellaneous_Natural Gas_Miscellaneous_E8 | F1 | Commercial | School | New | Miscellaneous | Natural Gas | Miscellaneous | E8 | RVT - Cost of Equipment | 0 | 0 | 0 | 0 | 0 | 0 | 0 | 0 | 0 | 0 | 0 | 0 | 0 | 0 | 0 | 0 | 0 | 0 | 0 | 0 | 0 | 0 | 0 | 0 | 0 | 0 | 0 | 0 | 0 | 0 | 0 | 0 | 0
F1_Commercial_School_New_Miscellaneous_Natural Gas_Miscellaneous_E9 | F1 | Commercial | School | New | Miscellaneous | Natural Gas | Miscellaneous | E9 | RVT - Cost of Equipment | 0 | 0 | 0 | 0 | 0 | 0 | 0 | 0 | 0 | 0 | 0 | 0 | 0 | 0 | 0 | 0 | 0 | 0 | 0 | 0 | 0 | 0 | 0 | 0 | 0 | 0 | 0 | 0 | 0 | 0 | 0 | 0 | 0
F1_Commercial_School_New_Miscellaneous_Natural Gas_Miscellaneous_E10 | F1 | Commercial | School | New | Miscellaneous | Natural Gas | Miscellaneous | E10 | RVT - Cost of Equipment | 0 | 0 | 0 | 0 | 0 | 0 | 0 | 0 | 0 | 0 | 0 | 0 | 0 | 0 | 0 | 0 | 0 | 0 | 0 | 0 | 0 | 0 | 0 | 0 | 0 | 0 | 0 | 0 | 0 | 0 | 0 | 0 | 0
F2_Commercial_School_New_Miscellaneous_Natural Gas_Miscellaneous_E1 | F2 | Commercial | School | New | Miscellaneous | Natural Gas | Miscellaneous | E1 | RVT - Cost of Operation | 0 | 0 | 0 | 0 | 0 | 0 | 0 | 0 | 0 | 0 | 0 | 0 | 0 | 0 | 0 | 0 | 0 | 0 | 0 | 0 | 0 | 0 | 0 | 0 | 0 | 0 | 0 | 0 | 0 | 0 | 0 | 0 | 0
F2_Commercial_School_New_Miscellaneous_Natural Gas_Miscellaneous_E2 | F2 | Commercial | School | New | Miscellaneous | Natural Gas | Miscellaneous | E2 | RVT - Cost of Operation | 0 | 0 | 0 | 0 | 0 | 0 | 0 | 0 | 0 | 0 | 0 | 0 | 0 | 0 | 0 | 0 | 0 | 0 | 0 | 0 | 0 | 0 | 0 | 0 | 0 | 0 | 0 | 0 | 0 | 0 | 0 | 0 | 0
F2_Commercial_School_New_Miscellaneous_Natural Gas_Miscellaneous_E3 | F2 | Commercial | School | New | Miscellaneous | Natural Gas | Miscellaneous | E3 | RVT - Cost of Operation | 0 | 0 | 0 | 0 | 0 | 0 | 0 | 0 | 0 | 0 | 0 | 0 | 0 | 0 | 0 | 0 | 0 | 0 | 0 | 0 | 0 | 0 | 0 | 0 | 0 | 0 | 0 | 0 | 0 | 0 | 0 | 0 | 0
F2_Commercial_School_New_Miscellaneous_Natural Gas_Miscellaneous_E4 | F2 | Commercial | School | New | Miscellaneous | Natural Gas | Miscellaneous | E4 | RVT - Cost of Operation | 0 | 0 | 0 | 0 | 0 | 0 | 0 | 0 | 0 | 0 | 0 | 0 | 0 | 0 | 0 | 0 | 0 | 0 | 0 | 0 | 0 | 0 | 0 | 0 | 0 | 0 | 0 | 0 | 0 | 0 | 0 | 0 | 0
F2_Commercial_School_New_Miscellaneous_Natural Gas_Miscellaneous_E5 | F2 | Commercial | School | New | Miscellaneous | Natural Gas | Miscellaneous | E5 | RVT - Cost of Operation | 0 | 0 | 0 | 0 | 0 | 0 | 0 | 0 | 0 | 0 | 0 | 0 | 0 | 0 | 0 | 0 | 0 | 0 | 0 | 0 | 0 | 0 | 0 | 0 | 0 | 0 | 0 | 0 | 0 | 0 | 0 | 0 | 0
F2_Commercial_School_New_Miscellaneous_Natural Gas_Miscellaneous_E6 | F2 | Commercial | School | New | Miscellaneous | Natural Gas | Miscellaneous | E6 | RVT - Cost of Operation | 0 | 0 | 0 | 0 | 0 | 0 | 0 | 0 | 0 | 0 | 0 | 0 | 0 | 0 | 0 | 0 | 0 | 0 | 0 | 0 | 0 | 0 | 0 | 0 | 0 | 0 | 0 | 0 | 0 | 0 | 0 | 0 | 0
F2_Commercial_School_New_Miscellaneous_Natural Gas_Miscellaneous_E7 | F2 | Commercial | School | New | Miscellaneous | Natural Gas | Miscellaneous | E7 | RVT - Cost of Operation | 0 | 0 | 0 | 0 | 0 | 0 | 0 | 0 | 0 | 0 | 0 | 0 | 0 | 0 | 0 | 0 | 0 | 0 | 0 | 0 | 0 | 0 | 0 | 0 | 0 | 0 | 0 | 0 | 0 | 0 | 0 | 0 | 0
F2_Commercial_School_New_Miscellaneous_Natural Gas_Miscellaneous_E8 | F2 | Commercial | School | New | Miscellaneous | Natural Gas | Miscellaneous | E8 | RVT - Cost of Operation | 0 | 0 | 0 | 0 | 0 | 0 | 0 | 0 | 0 | 0 | 0 | 0 | 0 | 0 | 0 | 0 | 0 | 0 | 0 | 0 | 0 | 0 | 0 | 0 | 0 | 0 | 0 | 0 | 0 | 0 | 0 | 0 | 0
F2_Commercial_School_New_Miscellaneous_Natural Gas_Miscellaneous_E9 | F2 | Commercial | School | New | Miscellaneous | Natural Gas | Miscellaneous | E9 | RVT - Cost of Operation | 0 | 0 | 0 | 0 | 0 | 0 | 0 | 0 | 0 | 0 | 0 | 0 | 0 | 0 | 0 | 0 | 0 | 0 | 0 | 0 | 0 | 0 | 0 | 0 | 0 | 0 | 0 | 0 | 0 | 0 | 0 | 0 | 0
F2_Commercial_School_New_Miscellaneous_Natural Gas_Miscellaneous_E10 | F2 | Commercial | School | New | Miscellaneous | Natural Gas | Miscellaneous | E10 | RVT - Cost of Operation | 0 | 0 | 0 | 0 | 0 | 0 | 0 | 0 | 0 | 0 | 0 | 0 | 0 | 0 | 0 | 0 | 0 | 0 | 0 | 0 | 0 | 0 | 0 | 0 | 0 | 0 | 0 | 0 | 0 | 0 | 0 | 0 | 0
F3_Commercial_School_New_Miscellaneous_Natural Gas_Miscellaneous_E1 | F3 | Commercial | School | New | Miscellaneous | Natural Gas | Miscellaneous | E1 | System - kBTUs of Consumption | 0.23859 | 0.23859 | 0.23859 | 0.23859 | 0.23859 | 0.23859 | 0.23859 | 0.23859 | 0.23859 | 0.23859 | 0.23859 | 0.23859 | 0.23859 | 0.23859 | 0.23859 | 0.23859 | 0.23859 | 0.23859 | 0.23859 | 0.23859 | 0.23859 | 0.23859 | 0.23859 | 0.23859 | 0.23859 | 0.23859 | 0.23859 | 0.23859 | 0.23859 | 0.23859 | 0.23859 | 0.23859 | 0.23859
F3_Commercial_School_New_Miscellaneous_Natural Gas_Miscellaneous_E2 | F3 | Commercial | School | New | Miscellaneous | Natural Gas | Miscellaneous | E2 | System - kBTUs of Consumption | 0 | 0 | 0 | 0 | 0 | 0 | 0 | 0 | 0 | 0 | 0 | 0 | 0 | 0 | 0 | 0 | 0 | 0 | 0 | 0 | 0 | 0 | 0 | 0 | 0 | 0 | 0 | 0 | 0 | 0 | 0 | 0 | 0
F3_Commercial_School_New_Miscellaneous_Natural Gas_Miscellaneous_E3 | F3 | Commercial | School | New | Miscellaneous | Natural Gas | Miscellaneous | E3 | System - kBTUs of Consumption | 0 | 0 | 0 | 0 | 0 | 0 | 0 | 0 | 0 | 0 | 0 | 0 | 0 | 0 | 0 | 0 | 0 | 0 | 0 | 0 | 0 | 0 | 0 | 0 | 0 | 0 | 0 | 0 | 0 | 0 | 0 | 0 | 0
F3_Commercial_School_New_Miscellaneous_Natural Gas_Miscellaneous_E4 | F3 | Commercial | School | New | Miscellaneous | Natural Gas | Miscellaneous | E4 | System - kBTUs of Consumption | 0 | 0 | 0 | 0 | 0 | 0 | 0 | 0 | 0 | 0 | 0 | 0 | 0 | 0 | 0 | 0 | 0 | 0 | 0 | 0 | 0 | 0 | 0 | 0 | 0 | 0 | 0 | 0 | 0 | 0 | 0 | 0 | 0
F3_Commercial_School_New_Miscellaneous_Natural Gas_Miscellaneous_E5 | F3 | Commercial | School | New | Miscellaneous | Natural Gas | Miscellaneous | E5 | System - kBTUs of Consumption | 0 | 0 | 0 | 0 | 0 | 0 | 0 | 0 | 0 | 0 | 0 | 0 | 0 | 0 | 0 | 0 | 0 | 0 | 0 | 0 | 0 | 0 | 0 | 0 | 0 | 0 | 0 | 0 | 0 | 0 | 0 | 0 | 0
F3_Commercial_School_New_Miscellaneous_Natural Gas_Miscellaneous_E6 | F3 | Commercial | School | New | Miscellaneous | Natural Gas | Miscellaneous | E6 | System - kBTUs of Consumption | 0 | 0 | 0 | 0 | 0 | 0 | 0 | 0 | 0 | 0 | 0 | 0 | 0 | 0 | 0 | 0 | 0 | 0 | 0 | 0 | 0 | 0 | 0 | 0 | 0 | 0 | 0 | 0 | 0 | 0 | 0 | 0 | 0
F3_Commercial_School_New_Miscellaneous_Natural Gas_Miscellaneous_E7 | F3 | Commercial | School | New | Miscellaneous | Natural Gas | Miscellaneous | E7 | System - kBTUs of Consumption | 0 | 0 | 0 | 0 | 0 | 0 | 0 | 0 | 0 | 0 | 0 | 0 | 0 | 0 | 0 | 0 | 0 | 0 | 0 | 0 | 0 | 0 | 0 | 0 | 0 | 0 | 0 | 0 | 0 | 0 | 0 | 0 | 0
F3_Commercial_School_New_Miscellaneous_Natural Gas_Miscellaneous_E8 | F3 | Commercial | School | New | Miscellaneous | Natural Gas | Miscellaneous | E8 | System - kBTUs of Consumption | 0 | 0 | 0 | 0 | 0 | 0 | 0 | 0 | 0 | 0 | 0 | 0 | 0 | 0 | 0 | 0 | 0 | 0 | 0 | 0 | 0 | 0 | 0 | 0 | 0 | 0 | 0 | 0 | 0 | 0 | 0 | 0 | 0
F3_Commercial_School_New_Miscellaneous_Natural Gas_Miscellaneous_E9 | F3 | Commercial | School | New | Miscellaneous | Natural Gas | Miscellaneous | E9 | System - kBTUs of Consumption | 0 | 0 | 0 | 0 | 0 | 0 | 0 | 0 | 0 | 0 | 0 | 0 | 0 | 0 | 0 | 0 | 0 | 0 | 0 | 0 | 0 | 0 | 0 | 0 | 0 | 0 | 0 | 0 | 0 | 0 | 0 | 0 | 0
F3_Commercial_School_New_Miscellaneous_Natural Gas_Miscellaneous_E10 | F3 | Commercial | School | New | Miscellaneous | Natural Gas | Miscellaneous | E10 | System - kBTUs of Consumption | 0 | 0 | 0 | 0 | 0 | 0 | 0 | 0 | 0 | 0 | 0 | 0 | 0 | 0 | 0 | 0 | 0 | 0 | 0 | 0 | 0 | 0 | 0 | 0 | 0 | 0 | 0 | 0 | 0 | 0 | 0 | 0 | 0
F4_Commercial_School_New_Miscellaneous_Natural Gas_Miscellaneous_E1 | F4 | Commercial | School | New | Miscellaneous | Natural Gas | Miscellaneous | E1 | Utility - Cost of Equipment | 0 | 0 | 0 | 0 | 0 | 0 | 0 | 0 | 0 | 0 | 0 | 0 | 0 | 0 | 0 | 0 | 0 | 0 | 0 | 0 | 0 | 0 | 0 | 0 | 0 | 0 | 0 | 0 | 0 | 0 | 0 | 0 | 0
F4_Commercial_School_New_Miscellaneous_Natural Gas_Miscellaneous_E2 | F4 | Commercial | School | New | Miscellaneous | Natural Gas | Miscellaneous | E2 | Utility - Cost of Equipment | 0 | 0 | 0 | 0 | 0 | 0 | 0 | 0 | 0 | 0 | 0 | 0 | 0 | 0 | 0 | 0 | 0 | 0 | 0 | 0 | 0 | 0 | 0 | 0 | 0 | 0 | 0 | 0 | 0 | 0 | 0 | 0 | 0
F4_Commercial_School_New_Miscellaneous_Natural Gas_Miscellaneous_E3 | F4 | Commercial | School | New | Miscellaneous | Natural Gas | Miscellaneous | E3 | Utility - Cost of Equipment | 0 | 0 | 0 | 0 | 0 | 0 | 0 | 0 | 0 | 0 | 0 | 0 | 0 | 0 | 0 | 0 | 0 | 0 | 0 | 0 | 0 | 0 | 0 | 0 | 0 | 0 | 0 | 0 | 0 | 0 | 0 | 0 | 0
F4_Commercial_School_New_Miscellaneous_Natural Gas_Miscellaneous_E4 | F4 | Commercial | School | New | Miscellaneous | Natural Gas | Miscellaneous | E4 | Utility - Cost of Equipment | 0 | 0 | 0 | 0 | 0 | 0 | 0 | 0 | 0 | 0 | 0 | 0 | 0 | 0 | 0 | 0 | 0 | 0 | 0 | 0 | 0 | 0 | 0 | 0 | 0 | 0 | 0 | 0 | 0 | 0 | 0 | 0 | 0
F4_Commercial_School_New_Miscellaneous_Natural Gas_Miscellaneous_E5 | F4 | Commercial | School | New | Miscellaneous | Natural Gas | Miscellaneous | E5 | Utility - Cost of Equipment | 0 | 0 | 0 | 0 | 0 | 0 | 0 | 0 | 0 | 0 | 0 | 0 | 0 | 0 | 0 | 0 | 0 | 0 | 0 | 0 | 0 | 0 | 0 | 0 | 0 | 0 | 0 | 0 | 0 | 0 | 0 | 0 | 0
F4_Commercial_School_New_Miscellaneous_Natural Gas_Miscellaneous_E6 | F4 | Commercial | School | New | Miscellaneous | Natural Gas | Miscellaneous | E6 | Utility - Cost of Equipment | 0 | 0 | 0 | 0 | 0 | 0 | 0 | 0 | 0 | 0 | 0 | 0 | 0 | 0 | 0 | 0 | 0 | 0 | 0 | 0 | 0 | 0 | 0 | 0 | 0 | 0 | 0 | 0 | 0 | 0 | 0 | 0 | 0
F4_Commercial_School_New_Miscellaneous_Natural Gas_Miscellaneous_E7 | F4 | Commercial | School | New | Miscellaneous | Natural Gas | Miscellaneous | E7 | Utility - Cost of Equipment | 0 | 0 | 0 | 0 | 0 | 0 | 0 | 0 | 0 | 0 | 0 | 0 | 0 | 0 | 0 | 0 | 0 | 0 | 0 | 0 | 0 | 0 | 0 | 0 | 0 | 0 | 0 | 0 | 0 | 0 | 0 | 0 | 0
F4_Commercial_School_New_Miscellaneous_Natural Gas_Miscellaneous_E8 | F4 | Commercial | School | New | Miscellaneous | Natural Gas | Miscellaneous | E8 | Utility - Cost of Equipment | 0 | 0 | 0 | 0 | 0 | 0 | 0 | 0 | 0 | 0 | 0 | 0 | 0 | 0 | 0 | 0 | 0 | 0 | 0 | 0 | 0 | 0 | 0 | 0 | 0 | 0 | 0 | 0 | 0 | 0 | 0 | 0 | 0
F4_Commercial_School_New_Miscellaneous_Natural Gas_Miscellaneous_E9 | F4 | Commercial | School | New | Miscellaneous | Natural Gas | Miscellaneous | E9 | Utility - Cost of Equipment | 0 | 0 | 0 | 0 | 0 | 0 | 0 | 0 | 0 | 0 | 0 | 0 | 0 | 0 | 0 | 0 | 0 | 0 | 0 | 0 | 0 | 0 | 0 | 0 | 0 | 0 | 0 | 0 | 0 | 0 | 0 | 0 | 0
F4_Commercial_School_New_Miscellaneous_Natural Gas_Miscellaneous_E10 | F4 | Commercial | School | New | Miscellaneous | Natural Gas | Miscellaneous | E10 | Utility - Cost of Equipment | 0 | 0 | 0 | 0 | 0 | 0 | 0 | 0 | 0 | 0 | 0 | 0 | 0 | 0 | 0 | 0 | 0 | 0 | 0 | 0 | 0 | 0 | 0 | 0 | 0 | 0 | 0 | 0 | 0 | 0 | 0 | 0 | 0
F5_Commercial_School_New_Miscellaneous_Natural Gas_Miscellaneous_E1 | F5 | Commercial | School | New | Miscellaneous | Natural Gas | Miscellaneous | E1 | Utility - Cost of Operation | 0.23859 | 0.23859 | 0.23859 | 0.23859 | 0.23859 | 0.23859 | 0.23859 | 0.23859 | 0.23859 | 0.23859 | 0.23859 | 0.23859 | 0.23859 | 0.23859 | 0.23859 | 0.23859 | 0.23859 | 0.23859 | 0.23859 | 0.23859 | 0.23859 | 0.23859 | 0.23859 | 0.23859 | 0.23859 | 0.23859 | 0.23859 | 0.23859 | 0.23859 | 0.23859 | 0.23859 | 0.23859 | 0.23859
F5_Commercial_School_New_Miscellaneous_Natural Gas_Miscellaneous_E2 | F5 | Commercial | School | New | Miscellaneous | Natural Gas | Miscellaneous | E2 | Utility - Cost of Operation | 0 | 0 | 0 | 0 | 0 | 0 | 0 | 0 | 0 | 0 | 0 | 0 | 0 | 0 | 0 | 0 | 0 | 0 | 0 | 0 | 0 | 0 | 0 | 0 | 0 | 0 | 0 | 0 | 0 | 0 | 0 | 0 | 0
F5_Commercial_School_New_Miscellaneous_Natural Gas_Miscellaneous_E3 | F5 | Commercial | School | New | Miscellaneous | Natural Gas | Miscellaneous | E3 | Utility - Cost of Operation | 0 | 0 | 0 | 0 | 0 | 0 | 0 | 0 | 0 | 0 | 0 | 0 | 0 | 0 | 0 | 0 | 0 | 0 | 0 | 0 | 0 | 0 | 0 | 0 | 0 | 0 | 0 | 0 | 0 | 0 | 0 | 0 | 0
F5_Commercial_School_New_Miscellaneous_Natural Gas_Miscellaneous_E4 | F5 | Commercial | School | New | Miscellaneous | Natural Gas | Miscellaneous | E4 | Utility - Cost of Operation | 0 | 0 | 0 | 0 | 0 | 0 | 0 | 0 | 0 | 0 | 0 | 0 | 0 | 0 | 0 | 0 | 0 | 0 | 0 | 0 | 0 | 0 | 0 | 0 | 0 | 0 | 0 | 0 | 0 | 0 | 0 | 0 | 0
F5_Commercial_School_New_Miscellaneous_Natural Gas_Miscellaneous_E5 | F5 | Commercial | School | New | Miscellaneous | Natural Gas | Miscellaneous | E5 | Utility - Cost of Operation | 0 | 0 | 0 | 0 | 0 | 0 | 0 | 0 | 0 | 0 | 0 | 0 | 0 | 0 | 0 | 0 | 0 | 0 | 0 | 0 | 0 | 0 | 0 | 0 | 0 | 0 | 0 | 0 | 0 | 0 | 0 | 0 | 0
F5_Commercial_School_New_Miscellaneous_Natural Gas_Miscellaneous_E6 | F5 | Commercial | School | New | Miscellaneous | Natural Gas | Miscellaneous | E6 | Utility - Cost of Operation | 0 | 0 | 0 | 0 | 0 | 0 | 0 | 0 | 0 | 0 | 0 | 0 | 0 | 0 | 0 | 0 | 0 | 0 | 0 | 0 | 0 | 0 | 0 | 0 | 0 | 0 | 0 | 0 | 0 | 0 | 0 | 0 | 0
F5_Commercial_School_New_Miscellaneous_Natural Gas_Miscellaneous_E7 | F5 | Commercial | School | New | Miscellaneous | Natural Gas | Miscellaneous | E7 | Utility - Cost of Operation | 0 | 0 | 0 | 0 | 0 | 0 | 0 | 0 | 0 | 0 | 0 | 0 | 0 | 0 | 0 | 0 | 0 | 0 | 0 | 0 | 0 | 0 | 0 | 0 | 0 | 0 | 0 | 0 | 0 | 0 | 0 | 0 | 0
F5_Commercial_School_New_Miscellaneous_Natural Gas_Miscellaneous_E8 | F5 | Commercial | School | New | Miscellaneous | Natural Gas | Miscellaneous | E8 | Utility - Cost of Operation | 0 | 0 | 0 | 0 | 0 | 0 | 0 | 0 | 0 | 0 | 0 | 0 | 0 | 0 | 0 | 0 | 0 | 0 | 0 | 0 | 0 | 0 | 0 | 0 | 0 | 0 | 0 | 0 | 0 | 0 | 0 | 0 | 0
F5_Commercial_School_New_Miscellaneous_Natural Gas_Miscellaneous_E9 | F5 | Commercial | School | New | Miscellaneous | Natural Gas | Miscellaneous | E9 | Utility - Cost of Operation | 0 | 0 | 0 | 0 | 0 | 0 | 0 | 0 | 0 | 0 | 0 | 0 | 0 | 0 | 0 | 0 | 0 | 0 | 0 | 0 | 0 | 0 | 0 | 0 | 0 | 0 | 0 | 0 | 0 | 0 | 0 | 0 | 0
F5_Commercial_School_New_Miscellaneous_Natural Gas_Miscellaneous_E10 | F5 | Commercial | School | New | Miscellaneous | Natural Gas | Miscellaneous | E10 | Utility - Cost of Operation | 0 | 0 | 0 | 0 | 0 | 0 | 0 | 0 | 0 | 0 | 0 | 0 | 0 | 0 | 0 | 0 | 0 | 0 | 0 | 0 | 0 | 0 | 0 | 0 | 0 | 0 | 0 | 0 | 0 | 0 | 0 | 0 | 0
F6_Commercial_School_New_Miscellaneous_Natural Gas_Miscellaneous_E1 | F6 | Commercial | School | New | Miscellaneous | Natural Gas | Miscellaneous | E1 | Utility - Value of Sales | 0.0093446 | 0.0093446 | 0.0093446 | 0.0093446 | 0.0093446 | 0.0093446 | 0.0093446 | 0.0093446 | 0.0093446 | 0.0093446 | 0.0093446 | 0.0093446 | 0.0093446 | 0.0093446 | 0.0093446 | 0.0093446 | 0.0093446 | 0.0093446 | 0.0093446 | 0.0093446 | 0.0093446 | 0.0093446 | 0.0093446 | 0.0093446 | 0.0093446 | 0.0093446 | 0.0093446 | 0.0093446 | 0.0093446 | 0.0093446 | 0.0093446 | 0.0093446 | 0.0093446
F6_Commercial_School_New_Miscellaneous_Natural Gas_Miscellaneous_E2 | F6 | Commercial | School | New | Miscellaneous | Natural Gas | Miscellaneous | E2 | Utility - Value of Sales | 0 | 0 | 0 | 0 | 0 | 0 | 0 | 0 | 0 | 0 | 0 | 0 | 0 | 0 | 0 | 0 | 0 | 0 | 0 | 0 | 0 | 0 | 0 | 0 | 0 | 0 | 0 | 0 | 0 | 0 | 0 | 0 | 0
F6_Commercial_School_New_Miscellaneous_Natural Gas_Miscellaneous_E3 | F6 | Commercial | School | New | Miscellaneous | Natural Gas | Miscellaneous | E3 | Utility - Value of Sales | 0 | 0 | 0 | 0 | 0 | 0 | 0 | 0 | 0 | 0 | 0 | 0 | 0 | 0 | 0 | 0 | 0 | 0 | 0 | 0 | 0 | 0 | 0 | 0 | 0 | 0 | 0 | 0 | 0 | 0 | 0 | 0 | 0
F6_Commercial_School_New_Miscellaneous_Natural Gas_Miscellaneous_E4 | F6 | Commercial | School | New | Miscellaneous | Natural Gas | Miscellaneous | E4 | Utility - Value of Sales | 0 | 0 | 0 | 0 | 0 | 0 | 0 | 0 | 0 | 0 | 0 | 0 | 0 | 0 | 0 | 0 | 0 | 0 | 0 | 0 | 0 | 0 | 0 | 0 | 0 | 0 | 0 | 0 | 0 | 0 | 0 | 0 | 0
F6_Commercial_School_New_Miscellaneous_Natural Gas_Miscellaneous_E5 | F6 | Commercial | School | New | Miscellaneous | Natural Gas | Miscellaneous | E5 | Utility - Value of Sales | 0 | 0 | 0 | 0 | 0 | 0 | 0 | 0 | 0 | 0 | 0 | 0 | 0 | 0 | 0 | 0 | 0 | 0 | 0 | 0 | 0 | 0 | 0 | 0 | 0 | 0 | 0 | 0 | 0 | 0 | 0 | 0 | 0
F6_Commercial_School_New_Miscellaneous_Natural Gas_Miscellaneous_E6 | F6 | Commercial | School | New | Miscellaneous | Natural Gas | Miscellaneous | E6 | Utility - Value of Sales | 0 | 0 | 0 | 0 | 0 | 0 | 0 | 0 | 0 | 0 | 0 | 0 | 0 | 0 | 0 | 0 | 0 | 0 | 0 | 0 | 0 | 0 | 0 | 0 | 0 | 0 | 0 | 0 | 0 | 0 | 0 | 0 | 0
F6_Commercial_School_New_Miscellaneous_Natural Gas_Miscellaneous_E7 | F6 | Commercial | School | New | Miscellaneous | Natural Gas | Miscellaneous | E7 | Utility - Value of Sales | 0 | 0 | 0 | 0 | 0 | 0 | 0 | 0 | 0 | 0 | 0 | 0 | 0 | 0 | 0 | 0 | 0 | 0 | 0 | 0 | 0 | 0 | 0 | 0 | 0 | 0 | 0 | 0 | 0 | 0 | 0 | 0 | 0
F6_Commercial_School_New_Miscellaneous_Natural Gas_Miscellaneous_E8 | F6 | Commercial | School | New | Miscellaneous | Natural Gas | Miscellaneous | E8 | Utility - Value of Sales | 0 | 0 | 0 | 0 | 0 | 0 | 0 | 0 | 0 | 0 | 0 | 0 | 0 | 0 | 0 | 0 | 0 | 0 | 0 | 0 | 0 | 0 | 0 | 0 | 0 | 0 | 0 | 0 | 0 | 0 | 0 | 0 | 0
F6_Commercial_School_New_Miscellaneous_Natural Gas_Miscellaneous_E9 | F6 | Commercial | School | New | Miscellaneous | Natural Gas | Miscellaneous | E9 | Utility - Value of Sales | 0 | 0 | 0 | 0 | 0 | 0 | 0 | 0 | 0 | 0 | 0 | 0 | 0 | 0 | 0 | 0 | 0 | 0 | 0 | 0 | 0 | 0 | 0 | 0 | 0 | 0 | 0 | 0 | 0 | 0 | 0 | 0 | 0
F6_Commercial_School_New_Miscellaneous_Natural Gas_Miscellaneous_E10 | F6 | Commercial | School | New | Miscellaneous | Natural Gas | Miscellaneous | E10 | Utility - Value of Sales | 0 | 0 | 0 | 0 | 0 | 0 | 0 | 0 | 0 | 0 | 0 | 0 | 0 | 0 | 0 | 0 | 0 | 0 | 0 | 0 | 0 | 0 | 0 | 0 | 0 | 0 | 0 | 0 | 0 | 0 | 0 | 0 | 0
F1_Commercial_College_Existing_Space Heating_Natural Gas_Furnace_E1 | F1 | Commercial | College | Existing | Space Heating | Natural Gas | Furnace | E1 | RVT - Cost of Equipment | 0.3439 | 0.34421 | 0.34454 | 0.34504 | 0.34575 | 0.34684 | 0.34759 | 0.34818 | 0.34883 | 0.34943 | 0.34985 | 0.3501 | 0.35033 | 0.35054 | 0.35081 | 0.35092 | 0.35111 | 0.35147 | 0.35185 | 0.3523 | 0.35283 | 0.35327 | 0.35361 | 0.35387 | 0.35405 | 0.3541 | 0.354 | 0.35381 | 0.35366 | 0.35359 | 0.35364 | 0.35366 | 0.35366
F1_Commercial_College_Existing_Space Heating_Natural Gas_Furnace_E2 | F1 | Commercial | College | Existing | Space Heating | Natural Gas | Furnace | E2 | RVT - Cost of Equipment | 0.30569 | 0.30596 | 0.30626 | 0.3067 | 0.30733 | 0.3083 | 0.30897 | 0.30949 | 0.31007 | 0.3106 | 0.31097 | 0.3112 | 0.3114 | 0.31159 | 0.31183 | 0.31192 | 0.31209 | 0.31242 | 0.31276 | 0.31315 | 0.31362 | 0.31401 | 0.31432 | 0.31455 | 0.3147 | 0.31475 | 0.31467 | 0.3145 | 0.31436 | 0.3143 | 0.31435 | 0.31437 | 0.31437
F1_Commercial_College_Existing_Space Heating_Natural Gas_Furnace_E3 | F1 | Commercial | College | Existing | Space Heating | Natural Gas | Furnace | E3 | RVT - Cost of Equipment | 0.28659 | 0.28684 | 0.28712 | 0.28754 | 0.28813 | 0.28903 | 0.28966 | 0.29015 | 0.29069 | 0.29119 | 0.29154 | 0.29175 | 0.29194 | 0.29211 | 0.29234 | 0.29243 | 0.29259 | 0.29289 | 0.29321 | 0.29358 | 0.29402 | 0.29439 | 0.29468 | 0.29489 | 0.29504 | 0.29508 | 0.295 | 0.29484 | 0.29472 | 0.29466 | 0.2947 | 0.29472 | 0.29472
F1_Commercial_College_Existing_Space Heating_Natural Gas_Furnace_E4 | F1 | Commercial | College | Existing | Space Heating | Natural Gas | Furnace | E4 | RVT - Cost of Equipment | 0.21011 | 0.21029 | 0.21048 | 0.2108 | 0.21127 | 0.21203 | 0.21252 | 0.21288 | 0.2133 | 0.21369 | 0.21396 | 0.21412 | 0.21428 | 0.21444 | 0.21467 | 0.21477 | 0.21494 | 0.21525 | 0.21556 | 0.21592 | 0.21634 | 0.2167 | 0.21697 | 0.21718 | 0.21732 | 0.21736 | 0.21729 | 0.21714 | 0.21702 | 0.21696 | 0.217 | 0.21702 | 0.21702
F1_Commercial_College_Existing_Space Heating_Natural Gas_Furnace_E5 | F1 | Commercial | College | Existing | Space Heating | Natural Gas | Furnace | E5 | RVT - Cost of Equipment | 0 | 0 | 0 | 0 | 0 | 0 | 0 | 0 | 0 | 0 | 0 | 0 | 0 | 0 | 0 | 0 | 0 | 0 | 0 | 0 | 0 | 0 | 0 | 0 | 0 | 0 | 0 | 0 | 0 | 0 | 0 | 0 | 0
F1_Commercial_College_Existing_Space Heating_Natural Gas_Furnace_E6 | F1 | Commercial | College | Existing | Space Heating | Natural Gas | Furnace | E6 | RVT - Cost of Equipment | 0 | 0 | 0 | 0 | 0 | 0 | 0 | 0 | 0 | 0 | 0 | 0 | 0 | 0 | 0 | 0 | 0 | 0 | 0 | 0 | 0 | 0 | 0 | 0 | 0 | 0 | 0 | 0 | 0 | 0 | 0 | 0 | 0
F1_Commercial_College_Existing_Space Heating_Natural Gas_Furnace_E7 | F1 | Commercial | College | Existing | Space Heating | Natural Gas | Furnace | E7 | RVT - Cost of Equipment | 0 | 0 | 0 | 0 | 0 | 0 | 0 | 0 | 0 | 0 | 0 | 0 | 0 | 0 | 0 | 0 | 0 | 0 | 0 | 0 | 0 | 0 | 0 | 0 | 0 | 0 | 0 | 0 | 0 | 0 | 0 | 0 | 0
F1_Commercial_College_Existing_Space Heating_Natural Gas_Furnace_E8 | F1 | Commercial | College | Existing | Space Heating | Natural Gas | Furnace | E8 | RVT - Cost of Equipment | 0 | 0 | 0 | 0 | 0 | 0 | 0 | 0 | 0 | 0 | 0 | 0 | 0 | 0 | 0 | 0 | 0 | 0 | 0 | 0 | 0 | 0 | 0 | 0 | 0 | 0 | 0 | 0 | 0 | 0 | 0 | 0 | 0
F1_Commercial_College_Existing_Space Heating_Natural Gas_Furnace_E9 | F1 | Commercial | College | Existing | Space Heating | Natural Gas | Furnace | E9 | RVT - Cost of Equipment | 0 | 0 | 0 | 0 | 0 | 0 | 0 | 0 | 0 | 0 | 0 | 0 | 0 | 0 | 0 | 0 | 0 | 0 | 0 | 0 | 0 | 0 | 0 | 0 | 0 | 0 | 0 | 0 | 0 | 0 | 0 | 0 | 0
F1_Commercial_College_Existing_Space Heating_Natural Gas_Furnace_E10 | F1 | Commercial | College | Existing | Space Heating | Natural Gas | Furnace | E10 | RVT - Cost of Equipment | 0 | 0 | 0 | 0 | 0 | 0 | 0 | 0 | 0 | 0 | 0 | 0 | 0 | 0 | 0 | 0 | 0 | 0 | 0 | 0 | 0 | 0 | 0 | 0 | 0 | 0 | 0 | 0 | 0 | 0 | 0 | 0 | 0
F2_Commercial_College_Existing_Space Heating_Natural Gas_Furnace_E1 | F2 | Commercial | College | Existing | Space Heating | Natural Gas | Furnace | E1 | RVT - Cost of Operation | 0.41202 | 0.41239 | 0.41279 | 0.41338 | 0.41424 | 0.41553 | 0.41644 | 0.41714 | 0.41792 | 0.41864 | 0.41914 | 0.41945 | 0.41972 | 0.41997 | 0.42029 | 0.42042 | 0.42065 | 0.42108 | 0.42154 | 0.42208 | 0.42271 | 0.42324 | 0.42365 | 0.42396 | 0.42417 | 0.42423 | 0.42412 | 0.42389 | 0.42371 | 0.42362 | 0.42369 | 0.42371 | 0.42371
F2_Commercial_College_Existing_Space Heating_Natural Gas_Furnace_E2 | F2 | Commercial | College | Existing | Space Heating | Natural Gas | Furnace | E2 | RVT - Cost of Operation | 0.36624 | 0.36656 | 0.36692 | 0.36745 | 0.36821 | 0.36936 | 0.37017 | 0.37079 | 0.37148 | 0.37212 | 0.37257 | 0.37284 | 0.37308 | 0.3733 | 0.37359 | 0.3737 | 0.37391 | 0.37429 | 0.3747 | 0.37518 | 0.37574 | 0.37621 | 0.37657 | 0.37685 | 0.37704 | 0.37709 | 0.37699 | 0.37679 | 0.37663 | 0.37655 | 0.37661 | 0.37663 | 0.37663
F2_Commercial_College_Existing_Space Heating_Natural Gas_Furnace_E3 | F2 | Commercial | College | Existing | Space Heating | Natural Gas | Furnace | E3 | RVT - Cost of Operation | 0.34335 | 0.34365 | 0.34399 | 0.34449 | 0.3452 | 0.34628 | 0.34703 | 0.34762 | 0.34827 | 0.34887 | 0.34928 | 0.34954 | 0.34977 | 0.34997 | 0.35024 | 0.35035 | 0.35054 | 0.3509 | 0.35129 | 0.35173 | 0.35226 | 0.3527 | 0.35304 | 0.3533 | 0.35348 | 0.35353 | 0.35343 | 0.35324 | 0.35309 | 0.35302 | 0.35307 | 0.35309 | 0.35309
F2_Commercial_College_Existing_Space Heating_Natural Gas_Furnace_E4 | F2 | Commercial | College | Existing | Space Heating | Natural Gas | Furnace | E4 | RVT - Cost of Operation | 0.25172 | 0.25194 | 0.25217 | 0.25255 | 0.25311 | 0.25402 | 0.25461 | 0.25504 | 0.25555 | 0.25602 | 0.25633 | 0.25653 | 0.25672 | 0.25692 | 0.25718 | 0.25731 | 0.25752 | 0.25788 | 0.25826 | 0.25869 | 0.25919 | 0.25962 | 0.25995 | 0.2602 | 0.26037 | 0.26042 | 0.26033 | 0.26014 | 0.26 | 0.25993 | 0.25998 | 0.26 | 0.26
F2_Commercial_College_Existing_Space Heating_Natural Gas_Furnace_E5 | F2 | Commercial | College | Existing | Space Heating | Natural Gas | Furnace | E5 | RVT - Cost of Operation | 0 | 0 | 0 | 0 | 0 | 0 | 0 | 0 | 0 | 0 | 0 | 0 | 0 | 0 | 0 | 0 | 0 | 0 | 0 | 0 | 0 | 0 | 0 | 0 | 0 | 0 | 0 | 0 | 0 | 0 | 0 | 0 | 0
F2_Commercial_College_Existing_Space Heating_Natural Gas_Furnace_E6 | F2 | Commercial | College | Existing | Space Heating | Natural Gas | Furnace | E6 | RVT - Cost of Operation | 0 | 0 | 0 | 0 | 0 | 0 | 0 | 0 | 0 | 0 | 0 | 0 | 0 | 0 | 0 | 0 | 0 | 0 | 0 | 0 | 0 | 0 | 0 | 0 | 0 | 0 | 0 | 0 | 0 | 0 | 0 | 0 | 0
F2_Commercial_College_Existing_Space Heating_Natural Gas_Furnace_E7 | F2 | Commercial | College | Existing | Space Heating | Natural Gas | Furnace | E7 | RVT - Cost of Operation | 0 | 0 | 0 | 0 | 0 | 0 | 0 | 0 | 0 | 0 | 0 | 0 | 0 | 0 | 0 | 0 | 0 | 0 | 0 | 0 | 0 | 0 | 0 | 0 | 0 | 0 | 0 | 0 | 0 | 0 | 0 | 0 | 0
F2_Commercial_College_Existing_Space Heating_Natural Gas_Furnace_E8 | F2 | Commercial | College | Existing | Space Heating | Natural Gas | Furnace | E8 | RVT - Cost of Operation | 0 | 0 | 0 | 0 | 0 | 0 | 0 | 0 | 0 | 0 | 0 | 0 | 0 | 0 | 0 | 0 | 0 | 0 | 0 | 0 | 0 | 0 | 0 | 0 | 0 | 0 | 0 | 0 | 0 | 0 | 0 | 0 | 0
F2_Commercial_College_Existing_Space Heating_Natural Gas_Furnace_E9 | F2 | Commercial | College | Existing | Space Heating | Natural Gas | Furnace | E9 | RVT - Cost of Operation | 0 | 0 | 0 | 0 | 0 | 0 | 0 | 0 | 0 | 0 | 0 | 0 | 0 | 0 | 0 | 0 | 0 | 0 | 0 | 0 | 0 | 0 | 0 | 0 | 0 | 0 | 0 | 0 | 0 | 0 | 0 | 0 | 0
F2_Commercial_College_Existing_Space Heating_Natural Gas_Furnace_E10 | F2 | Commercial | College | Existing | Space Heating | Natural Gas | Furnace | E10 | RVT - Cost of Operation | 0 | 0 | 0 | 0 | 0 | 0 | 0 | 0 | 0 | 0 | 0 | 0 | 0 | 0 | 0 | 0 | 0 | 0 | 0 | 0 | 0 | 0 | 0 | 0 | 0 | 0 | 0 | 0 | 0 | 0 | 0 | 0 | 0
F3_Commercial_College_Existing_Space Heating_Natural Gas_Furnace_E1 | F3 | Commercial | College | Existing | Space Heating | Natural Gas | Furnace | E1 | System - kBTUs of Consumption | 0.039593 | 0.039593 | 0.039593 | 0.039593 | 0.039593 | 0.039593 | 0.039593 | 0.039593 | 0.039593 | 0.039593 | 0.039593 | 0.039593 | 0.039593 | 0.039593 | 0.039593 | 0.039593 | 0.039593 | 0.039593 | 0.039593 | 0.039593 | 0.039593 | 0.039593 | 0.039593 | 0.039593 | 0.039593 | 0.039593 | 0.039593 | 0.039593 | 0.039593 | 0.039593 | 0.039593 | 0.039593 | 0.039593
F3_Commercial_College_Existing_Space Heating_Natural Gas_Furnace_E2 | F3 | Commercial | College | Existing | Space Heating | Natural Gas | Furnace | E2 | System - kBTUs of Consumption | 0.048174 | 0.048174 | 0.048174 | 0.048174 | 0.048174 | 0.048174 | 0.048174 | 0.048174 | 0.048174 | 0.048174 | 0.048174 | 0.048174 | 0.048174 | 0.048174 | 0.048174 | 0.048174 | 0.048174 | 0.048174 | 0.048174 | 0.048174 | 0.048174 | 0.048174 | 0.048174 | 0.048174 | 0.048174 | 0.048174 | 0.048174 | 0.048174 | 0.048174 | 0.048174 | 0.048174 | 0.048174 | 0.048174
F3_Commercial_College_Existing_Space Heating_Natural Gas_Furnace_E3 | F3 | Commercial | College | Existing | Space Heating | Natural Gas | Furnace | E3 | System - kBTUs of Consumption | 0.056754 | 0.056754 | 0.056754 | 0.056754 | 0.056754 | 0.056754 | 0.056754 | 0.056754 | 0.056754 | 0.056754 | 0.056754 | 0.056754 | 0.056754 | 0.056754 | 0.056754 | 0.056754 | 0.056754 | 0.056754 | 0.056754 | 0.056754 | 0.056754 | 0.056754 | 0.056754 | 0.056754 | 0.056754 | 0.056754 | 0.056754 | 0.056754 | 0.056754 | 0.056754 | 0.056754 | 0.056754 | 0.056754
F3_Commercial_College_Existing_Space Heating_Natural Gas_Furnace_E4 | F3 | Commercial | College | Existing | Space Heating | Natural Gas | Furnace | E4 | System - kBTUs of Consumption | 1.1222 | 1.1222 | 1.1222 | 1.1222 | 1.1222 | 1.1222 | 1.1222 | 1.1222 | 1.1222 | 1.1222 | 1.1222 | 1.1222 | 1.1222 | 1.1222 | 1.1222 | 1.1222 | 1.1222 | 1.1222 | 1.1222 | 1.1222 | 1.1222 | 1.1222 | 1.1222 | 1.1222 | 1.1222 | 1.1222 | 1.1222 | 1.1222 | 1.1222 | 1.1222 | 1.1222 | 1.1222 | 1.1222
F3_Commercial_College_Existing_Space Heating_Natural Gas_Furnace_E5 | F3 | Commercial | College | Existing | Space Heating | Natural Gas | Furnace | E5 | System - kBTUs of Consumption | 0 | 0 | 0 | 0 | 0 | 0 | 0 | 0 | 0 | 0 | 0 | 0 | 0 | 0 | 0 | 0 | 0 | 0 | 0 | 0 | 0 | 0 | 0 | 0 | 0 | 0 | 0 | 0 | 0 | 0 | 0 | 0 | 0
F3_Commercial_College_Existing_Space Heating_Natural Gas_Furnace_E6 | F3 | Commercial | College | Existing | Space Heating | Natural Gas | Furnace | E6 | System - kBTUs of Consumption | 0 | 0 | 0 | 0 | 0 | 0 | 0 | 0 | 0 | 0 | 0 | 0 | 0 | 0 | 0 | 0 | 0 | 0 | 0 | 0 | 0 | 0 | 0 | 0 | 0 | 0 | 0 | 0 | 0 | 0 | 0 | 0 | 0
F3_Commercial_College_Existing_Space Heating_Natural Gas_Furnace_E7 | F3 | Commercial | College | Existing | Space Heating | Natural Gas | Furnace | E7 | System - kBTUs of Consumption | 0 | 0 | 0 | 0 | 0 | 0 | 0 | 0 | 0 | 0 | 0 | 0 | 0 | 0 | 0 | 0 | 0 | 0 | 0 | 0 | 0 | 0 | 0 | 0 | 0 | 0 | 0 | 0 | 0 | 0 | 0 | 0 | 0
F3_Commercial_College_Existing_Space Heating_Natural Gas_Furnace_E8 | F3 | Commercial | College | Existing | Space Heating | Natural Gas | Furnace | E8 | System - kBTUs of Consumption | 0 | 0 | 0 | 0 | 0 | 0 | 0 | 0 | 0 | 0 | 0 | 0 | 0 | 0 | 0 | 0 | 0 | 0 | 0 | 0 | 0 | 0 | 0 | 0 | 0 | 0 | 0 | 0 | 0 | 0 | 0 | 0 | 0
F3_Commercial_College_Existing_Space Heating_Natural Gas_Furnace_E9 | F3 | Commercial | College | Existing | Space Heating | Natural Gas | Furnace | E9 | System - kBTUs of Consumption | 0 | 0 | 0 | 0 | 0 | 0 | 0 | 0 | 0 | 0 | 0 | 0 | 0 | 0 | 0 | 0 | 0 | 0 | 0 | 0 | 0 | 0 | 0 | 0 | 0 | 0 | 0 | 0 | 0 | 0 | 0 | 0 | 0
F3_Commercial_College_Existing_Space Heating_Natural Gas_Furnace_E10 | F3 | Commercial | College | Existing | Space Heating | Natural Gas | Furnace | E10 | System - kBTUs of Consumption | 0 | 0 | 0 | 0 | 0 | 0 | 0 | 0 | 0 | 0 | 0 | 0 | 0 | 0 | 0 | 0 | 0 | 0 | 0 | 0 | 0 | 0 | 0 | 0 | 0 | 0 | 0 | 0 | 0 | 0 | 0 | 0 | 0
F4_Commercial_College_Existing_Space Heating_Natural Gas_Furnace_E1 | F4 | Commercial | College | Existing | Space Heating | Natural Gas | Furnace | E1 | Utility - Cost of Equipment | 0.41202 | 0.41239 | 0.41279 | 0.41338 | 0.41424 | 0.41553 | 0.41644 | 0.41714 | 0.41792 | 0.41864 | 0.41914 | 0.41945 | 0.41972 | 0.41997 | 0.42029 | 0.42042 | 0.42065 | 0.42108 | 0.42154 | 0.42208 | 0.42271 | 0.42324 | 0.42365 | 0.42396 | 0.42417 | 0.42423 | 0.42412 | 0.42389 | 0.42371 | 0.42362 | 0.42369 | 0.42371 | 0.42371
F4_Commercial_College_Existing_Space Heating_Natural Gas_Furnace_E2 | F4 | Commercial | College | Existing | Space Heating | Natural Gas | Furnace | E2 | Utility - Cost of Equipment | 0.36624 | 0.36656 | 0.36692 | 0.36745 | 0.36821 | 0.36936 | 0.37017 | 0.37079 | 0.37148 | 0.37212 | 0.37257 | 0.37284 | 0.37308 | 0.3733 | 0.37359 | 0.3737 | 0.37391 | 0.37429 | 0.3747 | 0.37518 | 0.37574 | 0.37621 | 0.37657 | 0.37685 | 0.37704 | 0.37709 | 0.37699 | 0.37679 | 0.37663 | 0.37655 | 0.37661 | 0.37663 | 0.37663
F4_Commercial_College_Existing_Space Heating_Natural Gas_Furnace_E3 | F4 | Commercial | College | Existing | Space Heating | Natural Gas | Furnace | E3 | Utility - Cost of Equipment | 0.34335 | 0.34365 | 0.34399 | 0.34449 | 0.3452 | 0.34628 | 0.34703 | 0.34762 | 0.34827 | 0.34887 | 0.34928 | 0.34954 | 0.34977 | 0.34997 | 0.35024 | 0.35035 | 0.35054 | 0.3509 | 0.35129 | 0.35173 | 0.35226 | 0.3527 | 0.35304 | 0.3533 | 0.35348 | 0.35353 | 0.35343 | 0.35324 | 0.35309 | 0.35302 | 0.35307 | 0.35309 | 0.35309
F4_Commercial_College_Existing_Space Heating_Natural Gas_Furnace_E4 | F4 | Commercial | College | Existing | Space Heating | Natural Gas | Furnace | E4 | Utility - Cost of Equipment | 0.25172 | 0.25194 | 0.25217 | 0.25255 | 0.25311 | 0.25402 | 0.25461 | 0.25504 | 0.25555 | 0.25602 | 0.25633 | 0.25653 | 0.25672 | 0.25692 | 0.25718 | 0.25731 | 0.25752 | 0.25788 | 0.25826 | 0.25869 | 0.25919 | 0.25962 | 0.25995 | 0.2602 | 0.26037 | 0.26042 | 0.26033 | 0.26014 | 0.26 | 0.25993 | 0.25998 | 0.26 | 0.26
F4_Commercial_College_Existing_Space Heating_Natural Gas_Furnace_E5 | F4 | Commercial | College | Existing | Space Heating | Natural Gas | Furnace | E5 | Utility - Cost of Equipment | 0 | 0 | 0 | 0 | 0 | 0 | 0 | 0 | 0 | 0 | 0 | 0 | 0 | 0 | 0 | 0 | 0 | 0 | 0 | 0 | 0 | 0 | 0 | 0 | 0 | 0 | 0 | 0 | 0 | 0 | 0 | 0 | 0
F4_Commercial_College_Existing_Space Heating_Natural Gas_Furnace_E6 | F4 | Commercial | College | Existing | Space Heating | Natural Gas | Furnace | E6 | Utility - Cost of Equipment | 0 | 0 | 0 | 0 | 0 | 0 | 0 | 0 | 0 | 0 | 0 | 0 | 0 | 0 | 0 | 0 | 0 | 0 | 0 | 0 | 0 | 0 | 0 | 0 | 0 | 0 | 0 | 0 | 0 | 0 | 0 | 0 | 0
F4_Commercial_College_Existing_Space Heating_Natural Gas_Furnace_E7 | F4 | Commercial | College | Existing | Space Heating | Natural Gas | Furnace | E7 | Utility - Cost of Equipment | 0 | 0 | 0 | 0 | 0 | 0 | 0 | 0 | 0 | 0 | 0 | 0 | 0 | 0 | 0 | 0 | 0 | 0 | 0 | 0 | 0 | 0 | 0 | 0 | 0 | 0 | 0 | 0 | 0 | 0 | 0 | 0 | 0
F4_Commercial_College_Existing_Space Heating_Natural Gas_Furnace_E8 | F4 | Commercial | College | Existing | Space Heating | Natural Gas | Furnace | E8 | Utility - Cost of Equipment | 0 | 0 | 0 | 0 | 0 | 0 | 0 | 0 | 0 | 0 | 0 | 0 | 0 | 0 | 0 | 0 | 0 | 0 | 0 | 0 | 0 | 0 | 0 | 0 | 0 | 0 | 0 | 0 | 0 | 0 | 0 | 0 | 0
F4_Commercial_College_Existing_Space Heating_Natural Gas_Furnace_E9 | F4 | Commercial | College | Existing | Space Heating | Natural Gas | Furnace | E9 | Utility - Cost of Equipment | 0 | 0 | 0 | 0 | 0 | 0 | 0 | 0 | 0 | 0 | 0 | 0 | 0 | 0 | 0 | 0 | 0 | 0 | 0 | 0 | 0 | 0 | 0 | 0 | 0 | 0 | 0 | 0 | 0 | 0 | 0 | 0 | 0
F4_Commercial_College_Existing_Space Heating_Natural Gas_Furnace_E10 | F4 | Commercial | College | Existing | Space Heating | Natural Gas | Furnace | E10 | Utility - Cost of Equipment | 0 | 0 | 0 | 0 | 0 | 0 | 0 | 0 | 0 | 0 | 0 | 0 | 0 | 0 | 0 | 0 | 0 | 0 | 0 | 0 | 0 | 0 | 0 | 0 | 0 | 0 | 0 | 0 | 0 | 0 | 0 | 0 | 0
F5_Commercial_College_Existing_Space Heating_Natural Gas_Furnace_E1 | F5 | Commercial | College | Existing | Space Heating | Natural Gas | Furnace | E1 | Utility - Cost of Operation | 0.039593 | 0.039593 | 0.039593 | 0.039593 | 0.039593 | 0.039593 | 0.039593 | 0.039593 | 0.039593 | 0.039593 | 0.039593 | 0.039593 | 0.039593 | 0.039593 | 0.039593 | 0.039593 | 0.039593 | 0.039593 | 0.039593 | 0.039593 | 0.039593 | 0.039593 | 0.039593 | 0.039593 | 0.039593 | 0.039593 | 0.039593 | 0.039593 | 0.039593 | 0.039593 | 0.039593 | 0.039593 | 0.039593
F5_Commercial_College_Existing_Space Heating_Natural Gas_Furnace_E2 | F5 | Commercial | College | Existing | Space Heating | Natural Gas | Furnace | E2 | Utility - Cost of Operation | 0.048174 | 0.048174 | 0.048174 | 0.048174 | 0.048174 | 0.048174 | 0.048174 | 0.048174 | 0.048174 | 0.048174 | 0.048174 | 0.048174 | 0.048174 | 0.048174 | 0.048174 | 0.048174 | 0.048174 | 0.048174 | 0.048174 | 0.048174 | 0.048174 | 0.048174 | 0.048174 | 0.048174 | 0.048174 | 0.048174 | 0.048174 | 0.048174 | 0.048174 | 0.048174 | 0.048174 | 0.048174 | 0.048174
F5_Commercial_College_Existing_Space Heating_Natural Gas_Furnace_E3 | F5 | Commercial | College | Existing | Space Heating | Natural Gas | Furnace | E3 | Utility - Cost of Operation | 0.056754 | 0.056754 | 0.056754 | 0.056754 | 0.056754 | 0.056754 | 0.056754 | 0.056754 | 0.056754 | 0.056754 | 0.056754 | 0.056754 | 0.056754 | 0.056754 | 0.056754 | 0.056754 | 0.056754 | 0.056754 | 0.056754 | 0.056754 | 0.056754 | 0.056754 | 0.056754 | 0.056754 | 0.056754 | 0.056754 | 0.056754 | 0.056754 | 0.056754 | 0.056754 | 0.056754 | 0.056754 | 0.056754
F5_Commercial_College_Existing_Space Heating_Natural Gas_Furnace_E4 | F5 | Commercial | College | Existing | Space Heating | Natural Gas | Furnace | E4 | Utility - Cost of Operation | 1.1222 | 1.1222 | 1.1222 | 1.1222 | 1.1222 | 1.1222 | 1.1222 | 1.1222 | 1.1222 | 1.1222 | 1.1222 | 1.1222 | 1.1222 | 1.1222 | 1.1222 | 1.1222 | 1.1222 | 1.1222 | 1.1222 | 1.1222 | 1.1222 | 1.1222 | 1.1222 | 1.1222 | 1.1222 | 1.1222 | 1.1222 | 1.1222 | 1.1222 | 1.1222 | 1.1222 | 1.1222 | 1.1222
F5_Commercial_College_Existing_Space Heating_Natural Gas_Furnace_E5 | F5 | Commercial | College | Existing | Space Heating | Natural Gas | Furnace | E5 | Utility - Cost of Operation | 0 | 0 | 0 | 0 | 0 | 0 | 0 | 0 | 0 | 0 | 0 | 0 | 0 | 0 | 0 | 0 | 0 | 0 | 0 | 0 | 0 | 0 | 0 | 0 | 0 | 0 | 0 | 0 | 0 | 0 | 0 | 0 | 0
F5_Commercial_College_Existing_Space Heating_Natural Gas_Furnace_E6 | F5 | Commercial | College | Existing | Space Heating | Natural Gas | Furnace | E6 | Utility - Cost of Operation | 0 | 0 | 0 | 0 | 0 | 0 | 0 | 0 | 0 | 0 | 0 | 0 | 0 | 0 | 0 | 0 | 0 | 0 | 0 | 0 | 0 | 0 | 0 | 0 | 0 | 0 | 0 | 0 | 0 | 0 | 0 | 0 | 0
F5_Commercial_College_Existing_Space Heating_Natural Gas_Furnace_E7 | F5 | Commercial | College | Existing | Space Heating | Natural Gas | Furnace | E7 | Utility - Cost of Operation | 0 | 0 | 0 | 0 | 0 | 0 | 0 | 0 | 0 | 0 | 0 | 0 | 0 | 0 | 0 | 0 | 0 | 0 | 0 | 0 | 0 | 0 | 0 | 0 | 0 | 0 | 0 | 0 | 0 | 0 | 0 | 0 | 0
F5_Commercial_College_Existing_Space Heating_Natural Gas_Furnace_E8 | F5 | Commercial | College | Existing | Space Heating | Natural Gas | Furnace | E8 | Utility - Cost of Operation | 0 | 0 | 0 | 0 | 0 | 0 | 0 | 0 | 0 | 0 | 0 | 0 | 0 | 0 | 0 | 0 | 0 | 0 | 0 | 0 | 0 | 0 | 0 | 0 | 0 | 0 | 0 | 0 | 0 | 0 | 0 | 0 | 0
F5_Commercial_College_Existing_Space Heating_Natural Gas_Furnace_E9 | F5 | Commercial | College | Existing | Space Heating | Natural Gas | Furnace | E9 | Utility - Cost of Operation | 0 | 0 | 0 | 0 | 0 | 0 | 0 | 0 | 0 | 0 | 0 | 0 | 0 | 0 | 0 | 0 | 0 | 0 | 0 | 0 | 0 | 0 | 0 | 0 | 0 | 0 | 0 | 0 | 0 | 0 | 0 | 0 | 0
F5_Commercial_College_Existing_Space Heating_Natural Gas_Furnace_E10 | F5 | Commercial | College | Existing | Space Heating | Natural Gas | Furnace | E10 | Utility - Cost of Operation | 0 | 0 | 0 | 0 | 0 | 0 | 0 | 0 | 0 | 0 | 0 | 0 | 0 | 0 | 0 | 0 | 0 | 0 | 0 | 0 | 0 | 0 | 0 | 0 | 0 | 0 | 0 | 0 | 0 | 0 | 0 | 0 | 0
F6_Commercial_College_Existing_Space Heating_Natural Gas_Furnace_E1 | F6 | Commercial | College | Existing | Space Heating | Natural Gas | Furnace | E1 | Utility - Value of Sales | 0.1812 | 0.18023 | 0.17922 | 0.1782 | 0.17719 | 0.17619 | 0.17519 | 0.17421 | 0.17325 | 0.17231 | 0.17139 | 0.17049 | 0.16963 | 0.16881 | 0.16802 | 0.16727 | 0.16656 | 0.1659 | 0.16528 | 0.16471 | 0.16418 | 0.1637 | 0.16325 | 0.16286 | 0.16251 | 0.1622 | 0.16193 | 0.16171 | 0.16154 | 0.1614 | 0.16132 | 0.16127 | 0.16127
F6_Commercial_College_Existing_Space Heating_Natural Gas_Furnace_E2 | F6 | Commercial | College | Existing | Space Heating | Natural Gas | Furnace | E2 | Utility - Value of Sales | 0.16107 | 0.1602 | 0.1593 | 0.1584 | 0.1575 | 0.15661 | 0.15573 | 0.15485 | 0.154 | 0.15316 | 0.15234 | 0.15155 | 0.15078 | 0.15005 | 0.14935 | 0.14868 | 0.14805 | 0.14746 | 0.14692 | 0.14641 | 0.14594 | 0.14551 | 0.14511 | 0.14476 | 0.14445 | 0.14417 | 0.14394 | 0.14374 | 0.14359 | 0.14347 | 0.14339 | 0.14335 | 0.14335
F6_Commercial_College_Existing_Space Heating_Natural Gas_Furnace_E3 | F6 | Commercial | College | Existing | Space Heating | Natural Gas | Furnace | E3 | Utility - Value of Sales | 0.151 | 0.15019 | 0.14935 | 0.1485 | 0.14766 | 0.14682 | 0.14599 | 0.14518 | 0.14437 | 0.14359 | 0.14282 | 0.14208 | 0.14136 | 0.14067 | 0.14001 | 0.13939 | 0.1388 | 0.13825 | 0.13774 | 0.13726 | 0.13682 | 0.13641 | 0.13605 | 0.13571 | 0.13542 | 0.13516 | 0.13494 | 0.13476 | 0.13461 | 0.1345 | 0.13443 | 0.13439 | 0.13439
F6_Commercial_College_Existing_Space Heating_Natural Gas_Furnace_E4 | F6 | Commercial | College | Existing | Space Heating | Natural Gas | Furnace | E4 | Utility - Value of Sales | 0.11397 | 0.11339 | 0.11277 | 0.11214 | 0.11152 | 0.11089 | 0.11027 | 0.10964 | 0.10902 | 0.1084 | 0.10777 | 0.10715 | 0.10652 | 0.1059 | 0.10529 | 0.10469 | 0.1041 | 0.10354 | 0.10299 | 0.10247 | 0.10199 | 0.10153 | 0.10112 | 0.10074 | 0.10041 | 0.10012 | 0.099868 | 0.09966 | 0.099493 | 0.099369 | 0.099285 | 0.099244 | 0.099244
F6_Commercial_College_Existing_Space Heating_Natural Gas_Furnace_E5 | F6 | Commercial | College | Existing | Space Heating | Natural Gas | Furnace | E5 | Utility - Value of Sales | 0 | 0 | 0 | 0 | 0 | 0 | 0 | 0 | 0 | 0 | 0 | 0 | 0 | 0 | 0 | 0 | 0 | 0 | 0 | 0 | 0 | 0 | 0 | 0 | 0 | 0 | 0 | 0 | 0 | 0 | 0 | 0 | 0
F6_Commercial_College_Existing_Space Heating_Natural Gas_Furnace_E6 | F6 | Commercial | College | Existing | Space Heating | Natural Gas | Furnace | E6 | Utility - Value of Sales | 0 | 0 | 0 | 0 | 0 | 0 | 0 | 0 | 0 | 0 | 0 | 0 | 0 | 0 | 0 | 0 | 0 | 0 | 0 | 0 | 0 | 0 | 0 | 0 | 0 | 0 | 0 | 0 | 0 | 0 | 0 | 0 | 0
F6_Commercial_College_Existing_Space Heating_Natural Gas_Furnace_E7 | F6 | Commercial | College | Existing | Space Heating | Natural Gas | Furnace | E7 | Utility - Value of Sales | 0 | 0 | 0 | 0 | 0 | 0 | 0 | 0 | 0 | 0 | 0 | 0 | 0 | 0 | 0 | 0 | 0 | 0 | 0 | 0 | 0 | 0 | 0 | 0 | 0 | 0 | 0 | 0 | 0 | 0 | 0 | 0 | 0
F6_Commercial_College_Existing_Space Heating_Natural Gas_Furnace_E8 | F6 | Commercial | College | Existing | Space Heating | Natural Gas | Furnace | E8 | Utility - Value of Sales | 0 | 0 | 0 | 0 | 0 | 0 | 0 | 0 | 0 | 0 | 0 | 0 | 0 | 0 | 0 | 0 | 0 | 0 | 0 | 0 | 0 | 0 | 0 | 0 | 0 | 0 | 0 | 0 | 0 | 0 | 0 | 0 | 0
F6_Commercial_College_Existing_Space Heating_Natural Gas_Furnace_E9 | F6 | Commercial | College | Existing | Space Heating | Natural Gas | Furnace | E9 | Utility - Value of Sales | 0 | 0 | 0 | 0 | 0 | 0 | 0 | 0 | 0 | 0 | 0 | 0 | 0 | 0 | 0 | 0 | 0 | 0 | 0 | 0 | 0 | 0 | 0 | 0 | 0 | 0 | 0 | 0 | 0 | 0 | 0 | 0 | 0
F6_Commercial_College_Existing_Space Heating_Natural Gas_Furnace_E10 | F6 | Commercial | College | Existing | Space Heating | Natural Gas | Furnace | E10 | Utility - Value of Sales | 0 | 0 | 0 | 0 | 0 | 0 | 0 | 0 | 0 | 0 | 0 | 0 | 0 | 0 | 0 | 0 | 0 | 0 | 0 | 0 | 0 | 0 | 0 | 0 | 0 | 0 | 0 | 0 | 0 | 0 | 0 | 0 | 0
F1_Commercial_College_Existing_Space Heating_Natural Gas_Boiler_E1 | F1 | Commercial | College | Existing | Space Heating | Natural Gas | Boiler | E1 | RVT - Cost of Equipment | 0.99256 | 0.99351 | 0.99455 | 0.99604 | 0.99809 | 1.0011 | 1.0033 | 1.0049 | 1.0067 | 1.0083 | 1.0094 | 1.0101 | 1.0107 | 1.0113 | 1.012 | 1.0123 | 1.0128 | 1.0138 | 1.0149 | 1.0161 | 1.0176 | 1.0188 | 1.0197 | 1.0204 | 1.0209 | 1.0211 | 1.0208 | 1.0203 | 1.0199 | 1.0197 | 1.0198 | 1.0199 | 1.0199
F1_Commercial_College_Existing_Space Heating_Natural Gas_Boiler_E2 | F1 | Commercial | College | Existing | Space Heating | Natural Gas | Boiler | E2 | RVT - Cost of Equipment | 0.93417 | 0.93507 | 0.93605 | 0.93745 | 0.93938 | 0.94225 | 0.94426 | 0.94579 | 0.94746 | 0.94898 | 0.95002 | 0.95066 | 0.95125 | 0.95179 | 0.95249 | 0.95277 | 0.95327 | 0.95421 | 0.95519 | 0.95635 | 0.95771 | 0.95885 | 0.95974 | 0.96042 | 0.96087 | 0.961 | 0.96076 | 0.96027 | 0.95988 | 0.95969 | 0.95983 | 0.95988 | 0.95988
F1_Commercial_College_Existing_Space Heating_Natural Gas_Boiler_E3 | F1 | Commercial | College | Existing | Space Heating | Natural Gas | Boiler | E3 | RVT - Cost of Equipment | 0.81861 | 0.81939 | 0.82025 | 0.82148 | 0.82317 | 0.82568 | 0.82744 | 0.82879 | 0.83025 | 0.83158 | 0.83249 | 0.83305 | 0.83357 | 0.83404 | 0.83466 | 0.83491 | 0.83534 | 0.83616 | 0.83703 | 0.83804 | 0.83923 | 0.84023 | 0.84101 | 0.8416 | 0.842 | 0.84211 | 0.8419 | 0.84147 | 0.84113 | 0.84097 | 0.84109 | 0.84113 | 0.84113
F1_Commercial_College_Existing_Space Heating_Natural Gas_Boiler_E4 | F1 | Commercial | College | Existing | Space Heating | Natural Gas | Boiler | E4 | RVT - Cost of Equipment | 0.60405 | 0.60457 | 0.60513 | 0.60604 | 0.60739 | 0.60957 | 0.61099 | 0.61202 | 0.61323 | 0.61436 | 0.61512 | 0.61558 | 0.61605 | 0.61652 | 0.61716 | 0.61746 | 0.61796 | 0.61884 | 0.61974 | 0.62077 | 0.62198 | 0.623 | 0.62379 | 0.6244 | 0.6248 | 0.62491 | 0.6247 | 0.62426 | 0.62391 | 0.62375 | 0.62387 | 0.62392 | 0.62392
F1_Commercial_College_Existing_Space Heating_Natural Gas_Boiler_E5 | F1 | Commercial | College | Existing | Space Heating | Natural Gas | Boiler | E5 | RVT - Cost of Equipment | 0 | 0 | 0 | 0 | 0 | 0 | 0 | 0 | 0 | 0 | 0 | 0 | 0 | 0 | 0 | 0 | 0 | 0 | 0 | 0 | 0 | 0 | 0 | 0 | 0 | 0 | 0 | 0 | 0 | 0 | 0 | 0 | 0
F1_Commercial_College_Existing_Space Heating_Natural Gas_Boiler_E6 | F1 | Commercial | College | Existing | Space Heating | Natural Gas | Boiler | E6 | RVT - Cost of Equipment | 0 | 0 | 0 | 0 | 0 | 0 | 0 | 0 | 0 | 0 | 0 | 0 | 0 | 0 | 0 | 0 | 0 | 0 | 0 | 0 | 0 | 0 | 0 | 0 | 0 | 0 | 0 | 0 | 0 | 0 | 0 | 0 | 0
F1_Commercial_College_Existing_Space Heating_Natural Gas_Boiler_E7 | F1 | Commercial | College | Existing | Space Heating | Natural Gas | Boiler | E7 | RVT - Cost of Equipment | 0 | 0 | 0 | 0 | 0 | 0 | 0 | 0 | 0 | 0 | 0 | 0 | 0 | 0 | 0 | 0 | 0 | 0 | 0 | 0 | 0 | 0 | 0 | 0 | 0 | 0 | 0 | 0 | 0 | 0 | 0 | 0 | 0
F1_Commercial_College_Existing_Space Heating_Natural Gas_Boiler_E8 | F1 | Commercial | College | Existing | Space Heating | Natural Gas | Boiler | E8 | RVT - Cost of Equipment | 0 | 0 | 0 | 0 | 0 | 0 | 0 | 0 | 0 | 0 | 0 | 0 | 0 | 0 | 0 | 0 | 0 | 0 | 0 | 0 | 0 | 0 | 0 | 0 | 0 | 0 | 0 | 0 | 0 | 0 | 0 | 0 | 0
F1_Commercial_College_Existing_Space Heating_Natural Gas_Boiler_E9 | F1 | Commercial | College | Existing | Space Heating | Natural Gas | Boiler | E9 | RVT - Cost of Equipment | 0 | 0 | 0 | 0 | 0 | 0 | 0 | 0 | 0 | 0 | 0 | 0 | 0 | 0 | 0 | 0 | 0 | 0 | 0 | 0 | 0 | 0 | 0 | 0 | 0 | 0 | 0 | 0 | 0 | 0 | 0 | 0 | 0
F1_Commercial_College_Existing_Space Heating_Natural Gas_Boiler_E10 | F1 | Commercial | College | Existing | Space Heating | Natural Gas | Boiler | E10 | RVT - Cost of Equipment | 0 | 0 | 0 | 0 | 0 | 0 | 0 | 0 | 0 | 0 | 0 | 0 | 0 | 0 | 0 | 0 | 0 | 0 | 0 | 0 | 0 | 0 | 0 | 0 | 0 | 0 | 0 | 0 | 0 | 0 | 0 | 0 | 0
F2_Commercial_College_Existing_Space Heating_Natural Gas_Boiler_E1 | F2 | Commercial | College | Existing | Space Heating | Natural Gas | Boiler | E1 | RVT - Cost of Operation | 1.1892 | 1.1903 | 1.1915 | 1.1933 | 1.1958 | 1.1994 | 1.202 | 1.2039 | 1.2061 | 1.208 | 1.2093 | 1.2101 | 1.2109 | 1.2116 | 1.2125 | 1.2128 | 1.2135 | 1.2147 | 1.2159 | 1.2174 | 1.2191 | 1.2206 | 1.2217 | 1.2226 | 1.2231 | 1.2233 | 1.223 | 1.2224 | 1.2219 | 1.2216 | 1.2218 | 1.2219 | 1.2219
F2_Commercial_College_Existing_Space Heating_Natural Gas_Boiler_E2 | F2 | Commercial | College | Existing | Space Heating | Natural Gas | Boiler | E2 | RVT - Cost of Operation | 1.1192 | 1.1203 | 1.1214 | 1.1231 | 1.1254 | 1.1289 | 1.1313 | 1.1331 | 1.1351 | 1.1369 | 1.1382 | 1.139 | 1.1397 | 1.1403 | 1.1411 | 1.1415 | 1.1421 | 1.1432 | 1.1444 | 1.1458 | 1.1474 | 1.1488 | 1.1498 | 1.1506 | 1.1512 | 1.1513 | 1.1511 | 1.1505 | 1.15 | 1.1498 | 1.1499 | 1.15 | 1.15
F2_Commercial_College_Existing_Space Heating_Natural Gas_Boiler_E3 | F2 | Commercial | College | Existing | Space Heating | Natural Gas | Boiler | E3 | RVT - Cost of Operation | 0.98074 | 0.98168 | 0.98271 | 0.98418 | 0.98621 | 0.98922 | 0.99133 | 0.99294 | 0.99469 | 0.99629 | 0.99738 | 0.99805 | 0.99867 | 0.99924 | 0.99997 | 1.0003 | 1.0008 | 1.0018 | 1.0028 | 1.004 | 1.0055 | 1.0067 | 1.0076 | 1.0083 | 1.0088 | 1.0089 | 1.0087 | 1.0081 | 1.0077 | 1.0075 | 1.0077 | 1.0077 | 1.0077
F2_Commercial_College_Existing_Space Heating_Natural Gas_Boiler_E4 | F2 | Commercial | College | Existing | Space Heating | Natural Gas | Boiler | E4 | RVT - Cost of Operation | 0.72369 | 0.72432 | 0.72499 | 0.72607 | 0.72769 | 0.73031 | 0.73201 | 0.73324 | 0.73469 | 0.73605 | 0.73695 | 0.73751 | 0.73807 | 0.73863 | 0.7394 | 0.73976 | 0.74035 | 0.74141 | 0.74249 | 0.74372 | 0.74517 | 0.74639 | 0.74735 | 0.74807 | 0.74855 | 0.74869 | 0.74843 | 0.74791 | 0.74749 | 0.74729 | 0.74744 | 0.74749 | 0.74749
F2_Commercial_College_Existing_Space Heating_Natural Gas_Boiler_E5 | F2 | Commercial | College | Existing | Space Heating | Natural Gas | Boiler | E5 | RVT - Cost of Operation | 0 | 0 | 0 | 0 | 0 | 0 | 0 | 0 | 0 | 0 | 0 | 0 | 0 | 0 | 0 | 0 | 0 | 0 | 0 | 0 | 0 | 0 | 0 | 0 | 0 | 0 | 0 | 0 | 0 | 0 | 0 | 0 | 0
F2_Commercial_College_Existing_Space Heating_Natural Gas_Boiler_E6 | F2 | Commercial | College | Existing | Space Heating | Natural Gas | Boiler | E6 | RVT - Cost of Operation | 0 | 0 | 0 | 0 | 0 | 0 | 0 | 0 | 0 | 0 | 0 | 0 | 0 | 0 | 0 | 0 | 0 | 0 | 0 | 0 | 0 | 0 | 0 | 0 | 0 | 0 | 0 | 0 | 0 | 0 | 0 | 0 | 0
F2_Commercial_College_Existing_Space Heating_Natural Gas_Boiler_E7 | F2 | Commercial | College | Existing | Space Heating | Natural Gas | Boiler | E7 | RVT - Cost of Operation | 0 | 0 | 0 | 0 | 0 | 0 | 0 | 0 | 0 | 0 | 0 | 0 | 0 | 0 | 0 | 0 | 0 | 0 | 0 | 0 | 0 | 0 | 0 | 0 | 0 | 0 | 0 | 0 | 0 | 0 | 0 | 0 | 0
F2_Commercial_College_Existing_Space Heating_Natural Gas_Boiler_E8 | F2 | Commercial | College | Existing | Space Heating | Natural Gas | Boiler | E8 | RVT - Cost of Operation | 0 | 0 | 0 | 0 | 0 | 0 | 0 | 0 | 0 | 0 | 0 | 0 | 0 | 0 | 0 | 0 | 0 | 0 | 0 | 0 | 0 | 0 | 0 | 0 | 0 | 0 | 0 | 0 | 0 | 0 | 0 | 0 | 0
F2_Commercial_College_Existing_Space Heating_Natural Gas_Boiler_E9 | F2 | Commercial | College | Existing | Space Heating | Natural Gas | Boiler | E9 | RVT - Cost of Operation | 0 | 0 | 0 | 0 | 0 | 0 | 0 | 0 | 0 | 0 | 0 | 0 | 0 | 0 | 0 | 0 | 0 | 0 | 0 | 0 | 0 | 0 | 0 | 0 | 0 | 0 | 0 | 0 | 0 | 0 | 0 | 0 | 0
F2_Commercial_College_Existing_Space Heating_Natural Gas_Boiler_E10 | F2 | Commercial | College | Existing | Space Heating | Natural Gas | Boiler | E10 | RVT - Cost of Operation | 0 | 0 | 0 | 0 | 0 | 0 | 0 | 0 | 0 | 0 | 0 | 0 | 0 | 0 | 0 | 0 | 0 | 0 | 0 | 0 | 0 | 0 | 0 | 0 | 0 | 0 | 0 | 0 | 0 | 0 | 0 | 0 | 0
F3_Commercial_College_Existing_Space Heating_Natural Gas_Boiler_E1 | F3 | Commercial | College | Existing | Space Heating | Natural Gas | Boiler | E1 | System - kBTUs of Consumption | 0.21835 | 0.21835 | 0.21835 | 0.21835 | 0.21835 | 0.21835 | 0.21835 | 0.21835 | 0.21835 | 0.21835 | 0.21835 | 0.21835 | 0.21835 | 0.21835 | 0.21835 | 0.21835 | 0.21835 | 0.21835 | 0.21835 | 0.21835 | 0.21835 | 0.21835 | 0.21835 | 0.21835 | 0.21835 | 0.21835 | 0.21835 | 0.21835 | 0.21835 | 0.21835 | 0.21835 | 0.21835 | 0.21835
F3_Commercial_College_Existing_Space Heating_Natural Gas_Boiler_E2 | F3 | Commercial | College | Existing | Space Heating | Natural Gas | Boiler | E2 | System - kBTUs of Consumption | 0.24652 | 0.24652 | 0.24652 | 0.24652 | 0.24652 | 0.24652 | 0.24652 | 0.24652 | 0.24652 | 0.24652 | 0.24652 | 0.24652 | 0.24652 | 0.24652 | 0.24652 | 0.24652 | 0.24652 | 0.24652 | 0.24652 | 0.24652 | 0.24652 | 0.24652 | 0.24652 | 0.24652 | 0.24652 | 0.24652 | 0.24652 | 0.24652 | 0.24652 | 0.24652 | 0.24652 | 0.24652 | 0.24652
F3_Commercial_College_Existing_Space Heating_Natural Gas_Boiler_E3 | F3 | Commercial | College | Existing | Space Heating | Natural Gas | Boiler | E3 | System - kBTUs of Consumption | 0.30309 | 0.30309 | 0.30309 | 0.30309 | 0.30309 | 0.30309 | 0.30309 | 0.30309 | 0.30309 | 0.30309 | 0.30309 | 0.30309 | 0.30309 | 0.30309 | 0.30309 | 0.30309 | 0.30309 | 0.30309 | 0.30309 | 0.30309 | 0.30309 | 0.30309 | 0.30309 | 0.30309 | 0.30309 | 0.30309 | 0.30309 | 0.30309 | 0.30309 | 0.30309 | 0.30309 | 0.30309 | 0.30309
F3_Commercial_College_Existing_Space Heating_Natural Gas_Boiler_E4 | F3 | Commercial | College | Existing | Space Heating | Natural Gas | Boiler | E4 | System - kBTUs of Consumption | 1.1627 | 1.1627 | 1.1627 | 1.1627 | 1.1627 | 1.1627 | 1.1627 | 1.1627 | 1.1627 | 1.1627 | 1.1627 | 1.1627 | 1.1627 | 1.1627 | 1.1627 | 1.1627 | 1.1627 | 1.1627 | 1.1627 | 1.1627 | 1.1627 | 1.1627 | 1.1627 | 1.1627 | 1.1627 | 1.1627 | 1.1627 | 1.1627 | 1.1627 | 1.1627 | 1.1627 | 1.1627 | 1.1627
F3_Commercial_College_Existing_Space Heating_Natural Gas_Boiler_E5 | F3 | Commercial | College | Existing | Space Heating | Natural Gas | Boiler | E5 | System - kBTUs of Consumption | 0 | 0 | 0 | 0 | 0 | 0 | 0 | 0 | 0 | 0 | 0 | 0 | 0 | 0 | 0 | 0 | 0 | 0 | 0 | 0 | 0 | 0 | 0 | 0 | 0 | 0 | 0 | 0 | 0 | 0 | 0 | 0 | 0
F3_Commercial_College_Existing_Space Heating_Natural Gas_Boiler_E6 | F3 | Commercial | College | Existing | Space Heating | Natural Gas | Boiler | E6 | System - kBTUs of Consumption | 0 | 0 | 0 | 0 | 0 | 0 | 0 | 0 | 0 | 0 | 0 | 0 | 0 | 0 | 0 | 0 | 0 | 0 | 0 | 0 | 0 | 0 | 0 | 0 | 0 | 0 | 0 | 0 | 0 | 0 | 0 | 0 | 0
F3_Commercial_College_Existing_Space Heating_Natural Gas_Boiler_E7 | F3 | Commercial | College | Existing | Space Heating | Natural Gas | Boiler | E7 | System - kBTUs of Consumption | 0 | 0 | 0 | 0 | 0 | 0 | 0 | 0 | 0 | 0 | 0 | 0 | 0 | 0 | 0 | 0 | 0 | 0 | 0 | 0 | 0 | 0 | 0 | 0 | 0 | 0 | 0 | 0 | 0 | 0 | 0 | 0 | 0
F3_Commercial_College_Existing_Space Heating_Natural Gas_Boiler_E8 | F3 | Commercial | College | Existing | Space Heating | Natural Gas | Boiler | E8 | System - kBTUs of Consumption | 0 | 0 | 0 | 0 | 0 | 0 | 0 | 0 | 0 | 0 | 0 | 0 | 0 | 0 | 0 | 0 | 0 | 0 | 0 | 0 | 0 | 0 | 0 | 0 | 0 | 0 | 0 | 0 | 0 | 0 | 0 | 0 | 0
F3_Commercial_College_Existing_Space Heating_Natural Gas_Boiler_E9 | F3 | Commercial | College | Existing | Space Heating | Natural Gas | Boiler | E9 | System - kBTUs of Consumption | 0 | 0 | 0 | 0 | 0 | 0 | 0 | 0 | 0 | 0 | 0 | 0 | 0 | 0 | 0 | 0 | 0 | 0 | 0 | 0 | 0 | 0 | 0 | 0 | 0 | 0 | 0 | 0 | 0 | 0 | 0 | 0 | 0
F3_Commercial_College_Existing_Space Heating_Natural Gas_Boiler_E10 | F3 | Commercial | College | Existing | Space Heating | Natural Gas | Boiler | E10 | System - kBTUs of Consumption | 0 | 0 | 0 | 0 | 0 | 0 | 0 | 0 | 0 | 0 | 0 | 0 | 0 | 0 | 0 | 0 | 0 | 0 | 0 | 0 | 0 | 0 | 0 | 0 | 0 | 0 | 0 | 0 | 0 | 0 | 0 | 0 | 0
F4_Commercial_College_Existing_Space Heating_Natural Gas_Boiler_E1 | F4 | Commercial | College | Existing | Space Heating | Natural Gas | Boiler | E1 | Utility - Cost of Equipment | 1.1892 | 1.1903 | 1.1915 | 1.1933 | 1.1958 | 1.1994 | 1.202 | 1.2039 | 1.2061 | 1.208 | 1.2093 | 1.2101 | 1.2109 | 1.2116 | 1.2125 | 1.2128 | 1.2135 | 1.2147 | 1.2159 | 1.2174 | 1.2191 | 1.2206 | 1.2217 | 1.2226 | 1.2231 | 1.2233 | 1.223 | 1.2224 | 1.2219 | 1.2216 | 1.2218 | 1.2219 | 1.2219
F4_Commercial_College_Existing_Space Heating_Natural Gas_Boiler_E2 | F4 | Commercial | College | Existing | Space Heating | Natural Gas | Boiler | E2 | Utility - Cost of Equipment | 1.1192 | 1.1203 | 1.1214 | 1.1231 | 1.1254 | 1.1289 | 1.1313 | 1.1331 | 1.1351 | 1.1369 | 1.1382 | 1.139 | 1.1397 | 1.1403 | 1.1411 | 1.1415 | 1.1421 | 1.1432 | 1.1444 | 1.1458 | 1.1474 | 1.1488 | 1.1498 | 1.1506 | 1.1512 | 1.1513 | 1.1511 | 1.1505 | 1.15 | 1.1498 | 1.1499 | 1.15 | 1.15
F4_Commercial_College_Existing_Space Heating_Natural Gas_Boiler_E3 | F4 | Commercial | College | Existing | Space Heating | Natural Gas | Boiler | E3 | Utility - Cost of Equipment | 0.98074 | 0.98168 | 0.98271 | 0.98418 | 0.98621 | 0.98922 | 0.99133 | 0.99294 | 0.99469 | 0.99629 | 0.99738 | 0.99805 | 0.99867 | 0.99924 | 0.99997 | 1.0003 | 1.0008 | 1.0018 | 1.0028 | 1.004 | 1.0055 | 1.0067 | 1.0076 | 1.0083 | 1.0088 | 1.0089 | 1.0087 | 1.0081 | 1.0077 | 1.0075 | 1.0077 | 1.0077 | 1.0077
F4_Commercial_College_Existing_Space Heating_Natural Gas_Boiler_E4 | F4 | Commercial | College | Existing | Space Heating | Natural Gas | Boiler | E4 | Utility - Cost of Equipment | 0.72369 | 0.72432 | 0.72499 | 0.72607 | 0.72769 | 0.73031 | 0.73201 | 0.73324 | 0.73469 | 0.73605 | 0.73695 | 0.73751 | 0.73807 | 0.73863 | 0.7394 | 0.73976 | 0.74035 | 0.74141 | 0.74249 | 0.74372 | 0.74517 | 0.74639 | 0.74735 | 0.74807 | 0.74855 | 0.74869 | 0.74843 | 0.74791 | 0.74749 | 0.74729 | 0.74744 | 0.74749 | 0.74749
F4_Commercial_College_Existing_Space Heating_Natural Gas_Boiler_E5 | F4 | Commercial | College | Existing | Space Heating | Natural Gas | Boiler | E5 | Utility - Cost of Equipment | 0 | 0 | 0 | 0 | 0 | 0 | 0 | 0 | 0 | 0 | 0 | 0 | 0 | 0 | 0 | 0 | 0 | 0 | 0 | 0 | 0 | 0 | 0 | 0 | 0 | 0 | 0 | 0 | 0 | 0 | 0 | 0 | 0
F4_Commercial_College_Existing_Space Heating_Natural Gas_Boiler_E6 | F4 | Commercial | College | Existing | Space Heating | Natural Gas | Boiler | E6 | Utility - Cost of Equipment | 0 | 0 | 0 | 0 | 0 | 0 | 0 | 0 | 0 | 0 | 0 | 0 | 0 | 0 | 0 | 0 | 0 | 0 | 0 | 0 | 0 | 0 | 0 | 0 | 0 | 0 | 0 | 0 | 0 | 0 | 0 | 0 | 0
F4_Commercial_College_Existing_Space Heating_Natural Gas_Boiler_E7 | F4 | Commercial | College | Existing | Space Heating | Natural Gas | Boiler | E7 | Utility - Cost of Equipment | 0 | 0 | 0 | 0 | 0 | 0 | 0 | 0 | 0 | 0 | 0 | 0 | 0 | 0 | 0 | 0 | 0 | 0 | 0 | 0 | 0 | 0 | 0 | 0 | 0 | 0 | 0 | 0 | 0 | 0 | 0 | 0 | 0
F4_Commercial_College_Existing_Space Heating_Natural Gas_Boiler_E8 | F4 | Commercial | College | Existing | Space Heating | Natural Gas | Boiler | E8 | Utility - Cost of Equipment | 0 | 0 | 0 | 0 | 0 | 0 | 0 | 0 | 0 | 0 | 0 | 0 | 0 | 0 | 0 | 0 | 0 | 0 | 0 | 0 | 0 | 0 | 0 | 0 | 0 | 0 | 0 | 0 | 0 | 0 | 0 | 0 | 0
F4_Commercial_College_Existing_Space Heating_Natural Gas_Boiler_E9 | F4 | Commercial | College | Existing | Space Heating | Natural Gas | Boiler | E9 | Utility - Cost of Equipment | 0 | 0 | 0 | 0 | 0 | 0 | 0 | 0 | 0 | 0 | 0 | 0 | 0 | 0 | 0 | 0 | 0 | 0 | 0 | 0 | 0 | 0 | 0 | 0 | 0 | 0 | 0 | 0 | 0 | 0 | 0 | 0 | 0
F4_Commercial_College_Existing_Space Heating_Natural Gas_Boiler_E10 | F4 | Commercial | College | Existing | Space Heating | Natural Gas | Boiler | E10 | Utility - Cost of Equipment | 0 | 0 | 0 | 0 | 0 | 0 | 0 | 0 | 0 | 0 | 0 | 0 | 0 | 0 | 0 | 0 | 0 | 0 | 0 | 0 | 0 | 0 | 0 | 0 | 0 | 0 | 0 | 0 | 0 | 0 | 0 | 0 | 0
F5_Commercial_College_Existing_Space Heating_Natural Gas_Boiler_E1 | F5 | Commercial | College | Existing | Space Heating | Natural Gas | Boiler | E1 | Utility - Cost of Operation | 0.21835 | 0.21835 | 0.21835 | 0.21835 | 0.21835 | 0.21835 | 0.21835 | 0.21835 | 0.21835 | 0.21835 | 0.21835 | 0.21835 | 0.21835 | 0.21835 | 0.21835 | 0.21835 | 0.21835 | 0.21835 | 0.21835 | 0.21835 | 0.21835 | 0.21835 | 0.21835 | 0.21835 | 0.21835 | 0.21835 | 0.21835 | 0.21835 | 0.21835 | 0.21835 | 0.21835 | 0.21835 | 0.21835
F5_Commercial_College_Existing_Space Heating_Natural Gas_Boiler_E2 | F5 | Commercial | College | Existing | Space Heating | Natural Gas | Boiler | E2 | Utility - Cost of Operation | 0.24652 | 0.24652 | 0.24652 | 0.24652 | 0.24652 | 0.24652 | 0.24652 | 0.24652 | 0.24652 | 0.24652 | 0.24652 | 0.24652 | 0.24652 | 0.24652 | 0.24652 | 0.24652 | 0.24652 | 0.24652 | 0.24652 | 0.24652 | 0.24652 | 0.24652 | 0.24652 | 0.24652 | 0.24652 | 0.24652 | 0.24652 | 0.24652 | 0.24652 | 0.24652 | 0.24652 | 0.24652 | 0.24652
F5_Commercial_College_Existing_Space Heating_Natural Gas_Boiler_E3 | F5 | Commercial | College | Existing | Space Heating | Natural Gas | Boiler | E3 | Utility - Cost of Operation | 0.30309 | 0.30309 | 0.30309 | 0.30309 | 0.30309 | 0.30309 | 0.30309 | 0.30309 | 0.30309 | 0.30309 | 0.30309 | 0.30309 | 0.30309 | 0.30309 | 0.30309 | 0.30309 | 0.30309 | 0.30309 | 0.30309 | 0.30309 | 0.30309 | 0.30309 | 0.30309 | 0.30309 | 0.30309 | 0.30309 | 0.30309 | 0.30309 | 0.30309 | 0.30309 | 0.30309 | 0.30309 | 0.30309
F5_Commercial_College_Existing_Space Heating_Natural Gas_Boiler_E4 | F5 | Commercial | College | Existing | Space Heating | Natural Gas | Boiler | E4 | Utility - Cost of Operation | 1.1627 | 1.1627 | 1.1627 | 1.1627 | 1.1627 | 1.1627 | 1.1627 | 1.1627 | 1.1627 | 1.1627 | 1.1627 | 1.1627 | 1.1627 | 1.1627 | 1.1627 | 1.1627 | 1.1627 | 1.1627 | 1.1627 | 1.1627 | 1.1627 | 1.1627 | 1.1627 | 1.1627 | 1.1627 | 1.1627 | 1.1627 | 1.1627 | 1.1627 | 1.1627 | 1.1627 | 1.1627 | 1.1627
F5_Commercial_College_Existing_Space Heating_Natural Gas_Boiler_E5 | F5 | Commercial | College | Existing | Space Heating | Natural Gas | Boiler | E5 | Utility - Cost of Operation | 0 | 0 | 0 | 0 | 0 | 0 | 0 | 0 | 0 | 0 | 0 | 0 | 0 | 0 | 0 | 0 | 0 | 0 | 0 | 0 | 0 | 0 | 0 | 0 | 0 | 0 | 0 | 0 | 0 | 0 | 0 | 0 | 0
F5_Commercial_College_Existing_Space Heating_Natural Gas_Boiler_E6 | F5 | Commercial | College | Existing | Space Heating | Natural Gas | Boiler | E6 | Utility - Cost of Operation | 0 | 0 | 0 | 0 | 0 | 0 | 0 | 0 | 0 | 0 | 0 | 0 | 0 | 0 | 0 | 0 | 0 | 0 | 0 | 0 | 0 | 0 | 0 | 0 | 0 | 0 | 0 | 0 | 0 | 0 | 0 | 0 | 0
F5_Commercial_College_Existing_Space Heating_Natural Gas_Boiler_E7 | F5 | Commercial | College | Existing | Space Heating | Natural Gas | Boiler | E7 | Utility - Cost of Operation | 0 | 0 | 0 | 0 | 0 | 0 | 0 | 0 | 0 | 0 | 0 | 0 | 0 | 0 | 0 | 0 | 0 | 0 | 0 | 0 | 0 | 0 | 0 | 0 | 0 | 0 | 0 | 0 | 0 | 0 | 0 | 0 | 0
F5_Commercial_College_Existing_Space Heating_Natural Gas_Boiler_E8 | F5 | Commercial | College | Existing | Space Heating | Natural Gas | Boiler | E8 | Utility - Cost of Operation | 0 | 0 | 0 | 0 | 0 | 0 | 0 | 0 | 0 | 0 | 0 | 0 | 0 | 0 | 0 | 0 | 0 | 0 | 0 | 0 | 0 | 0 | 0 | 0 | 0 | 0 | 0 | 0 | 0 | 0 | 0 | 0 | 0
F5_Commercial_College_Existing_Space Heating_Natural Gas_Boiler_E9 | F5 | Commercial | College | Existing | Space Heating | Natural Gas | Boiler | E9 | Utility - Cost of Operation | 0 | 0 | 0 | 0 | 0 | 0 | 0 | 0 | 0 | 0 | 0 | 0 | 0 | 0 | 0 | 0 | 0 | 0 | 0 | 0 | 0 | 0 | 0 | 0 | 0 | 0 | 0 | 0 | 0 | 0 | 0 | 0 | 0
F5_Commercial_College_Existing_Space Heating_Natural Gas_Boiler_E10 | F5 | Commercial | College | Existing | Space Heating | Natural Gas | Boiler | E10 | Utility - Cost of Operation | 0 | 0 | 0 | 0 | 0 | 0 | 0 | 0 | 0 | 0 | 0 | 0 | 0 | 0 | 0 | 0 | 0 | 0 | 0 | 0 | 0 | 0 | 0 | 0 | 0 | 0 | 0 | 0 | 0 | 0 | 0 | 0 | 0
F6_Commercial_College_Existing_Space Heating_Natural Gas_Boiler_E1 | F6 | Commercial | College | Existing | Space Heating | Natural Gas | Boiler | E1 | Utility - Value of Sales | 0.51834 | 0.51554 | 0.51263 | 0.50972 | 0.50684 | 0.50399 | 0.50118 | 0.49842 | 0.49573 | 0.49311 | 0.49057 | 0.48814 | 0.4858 | 0.48359 | 0.48149 | 0.47951 | 0.47764 | 0.47589 | 0.47426 | 0.47274 | 0.47134 | 0.47006 | 0.4689 | 0.46785 | 0.46691 | 0.4661 | 0.4654 | 0.46482 | 0.46435 | 0.464 | 0.46377 | 0.46365 | 0.46365
F6_Commercial_College_Existing_Space Heating_Natural Gas_Boiler_E2 | F6 | Commercial | College | Existing | Space Heating | Natural Gas | Boiler | E2 | Utility - Value of Sales | 0.48785 | 0.48522 | 0.48247 | 0.47974 | 0.47702 | 0.47434 | 0.4717 | 0.4691 | 0.46657 | 0.4641 | 0.46172 | 0.45942 | 0.45723 | 0.45514 | 0.45317 | 0.4513 | 0.44954 | 0.4479 | 0.44636 | 0.44494 | 0.44362 | 0.44241 | 0.44131 | 0.44033 | 0.43945 | 0.43868 | 0.43802 | 0.43747 | 0.43703 | 0.43671 | 0.43649 | 0.43638 | 0.43638
F6_Commercial_College_Existing_Space Heating_Natural Gas_Boiler_E3 | F6 | Commercial | College | Existing | Space Heating | Natural Gas | Boiler | E3 | Utility - Value of Sales | 0.4275 | 0.42519 | 0.42279 | 0.42039 | 0.41801 | 0.41566 | 0.41334 | 0.41107 | 0.40885 | 0.40669 | 0.4046 | 0.40259 | 0.40066 | 0.39884 | 0.3971 | 0.39547 | 0.39393 | 0.39249 | 0.39114 | 0.38989 | 0.38874 | 0.38768 | 0.38672 | 0.38585 | 0.38508 | 0.38441 | 0.38383 | 0.38335 | 0.38297 | 0.38268 | 0.38249 | 0.38239 | 0.38239
F6_Commercial_College_Existing_Space Heating_Natural Gas_Boiler_E4 | F6 | Commercial | College | Existing | Space Heating | Natural Gas | Boiler | E4 | Utility - Value of Sales | 0.32767 | 0.32599 | 0.3242 | 0.3224 | 0.32061 | 0.31881 | 0.31702 | 0.31522 | 0.31343 | 0.31163 | 0.30984 | 0.30805 | 0.30625 | 0.30447 | 0.30271 | 0.30098 | 0.29929 | 0.29766 | 0.2961 | 0.29461 | 0.2932 | 0.2919 | 0.2907 | 0.28963 | 0.28867 | 0.28783 | 0.28712 | 0.28652 | 0.28604 | 0.28568 | 0.28544 | 0.28532 | 0.28532
F6_Commercial_College_Existing_Space Heating_Natural Gas_Boiler_E5 | F6 | Commercial | College | Existing | Space Heating | Natural Gas | Boiler | E5 | Utility - Value of Sales | 0 | 0 | 0 | 0 | 0 | 0 | 0 | 0 | 0 | 0 | 0 | 0 | 0 | 0 | 0 | 0 | 0 | 0 | 0 | 0 | 0 | 0 | 0 | 0 | 0 | 0 | 0 | 0 | 0 | 0 | 0 | 0 | 0
F6_Commercial_College_Existing_Space Heating_Natural Gas_Boiler_E6 | F6 | Commercial | College | Existing | Space Heating | Natural Gas | Boiler | E6 | Utility - Value of Sales | 0 | 0 | 0 | 0 | 0 | 0 | 0 | 0 | 0 | 0 | 0 | 0 | 0 | 0 | 0 | 0 | 0 | 0 | 0 | 0 | 0 | 0 | 0 | 0 | 0 | 0 | 0 | 0 | 0 | 0 | 0 | 0 | 0
F6_Commercial_College_Existing_Space Heating_Natural Gas_Boiler_E7 | F6 | Commercial | College | Existing | Space Heating | Natural Gas | Boiler | E7 | Utility - Value of Sales | 0 | 0 | 0 | 0 | 0 | 0 | 0 | 0 | 0 | 0 | 0 | 0 | 0 | 0 | 0 | 0 | 0 | 0 | 0 | 0 | 0 | 0 | 0 | 0 | 0 | 0 | 0 | 0 | 0 | 0 | 0 | 0 | 0
F6_Commercial_College_Existing_Space Heating_Natural Gas_Boiler_E8 | F6 | Commercial | College | Existing | Space Heating | Natural Gas | Boiler | E8 | Utility - Value of Sales | 0 | 0 | 0 | 0 | 0 | 0 | 0 | 0 | 0 | 0 | 0 | 0 | 0 | 0 | 0 | 0 | 0 | 0 | 0 | 0 | 0 | 0 | 0 | 0 | 0 | 0 | 0 | 0 | 0 | 0 | 0 | 0 | 0
F6_Commercial_College_Existing_Space Heating_Natural Gas_Boiler_E9 | F6 | Commercial | College | Existing | Space Heating | Natural Gas | Boiler | E9 | Utility - Value of Sales | 0 | 0 | 0 | 0 | 0 | 0 | 0 | 0 | 0 | 0 | 0 | 0 | 0 | 0 | 0 | 0 | 0 | 0 | 0 | 0 | 0 | 0 | 0 | 0 | 0 | 0 | 0 | 0 | 0 | 0 | 0 | 0 | 0
F6_Commercial_College_Existing_Space Heating_Natural Gas_Boiler_E10 | F6 | Commercial | College | Existing | Space Heating | Natural Gas | Boiler | E10 | Utility - Value of Sales | 0 | 0 | 0 | 0 | 0 | 0 | 0 | 0 | 0 | 0 | 0 | 0 | 0 | 0 | 0 | 0 | 0 | 0 | 0 | 0 | 0 | 0 | 0 | 0 | 0 | 0 | 0 | 0 | 0 | 0 | 0 | 0 | 0
F1_Commercial_College_Existing_Space Heating_Natural Gas_Unit Heater_E1 | F1 | Commercial | College | Existing | Space Heating | Natural Gas | Unit Heater | E1 | RVT - Cost of Equipment | 0.1961 | 0.19632 | 0.19656 | 0.19693 | 0.19745 | 0.19827 | 0.19875 | 0.19904 | 0.19939 | 0.1997 | 0.19987 | 0.19996 | 0.20008 | 0.20024 | 0.20049 | 0.20063 | 0.20084 | 0.2012 | 0.20155 | 0.20194 | 0.2024 | 0.20278 | 0.20308 | 0.20331 | 0.20346 | 0.20351 | 0.20343 | 0.20326 | 0.20313 | 0.20306 | 0.20311 | 0.20313 | 0.20313
F1_Commercial_College_Existing_Space Heating_Natural Gas_Unit Heater_E2 | F1 | Commercial | College | Existing | Space Heating | Natural Gas | Unit Heater | E2 | RVT - Cost of Equipment | 0.18676 | 0.18698 | 0.18721 | 0.18756 | 0.18805 | 0.18883 | 0.18929 | 0.18957 | 0.1899 | 0.19019 | 0.19036 | 0.19044 | 0.19056 | 0.19071 | 0.19095 | 0.19108 | 0.19128 | 0.19162 | 0.19196 | 0.19233 | 0.19276 | 0.19313 | 0.19342 | 0.19363 | 0.19378 | 0.19382 | 0.19374 | 0.19358 | 0.19346 | 0.1934 | 0.19344 | 0.19346 | 0.19346
F1_Commercial_College_Existing_Space Heating_Natural Gas_Unit Heater_E3 | F1 | Commercial | College | Existing | Space Heating | Natural Gas | Unit Heater | E3 | RVT - Cost of Equipment | 0.16646 | 0.16661 | 0.16676 | 0.167 | 0.16737 | 0.16795 | 0.16833 | 0.1686 | 0.16893 | 0.16924 | 0.16946 | 0.1696 | 0.16974 | 0.16988 | 0.17007 | 0.17016 | 0.17029 | 0.17053 | 0.17077 | 0.17105 | 0.17138 | 0.17166 | 0.17188 | 0.17205 | 0.17216 | 0.17219 | 0.17213 | 0.17201 | 0.17192 | 0.17187 | 0.1719 | 0.17192 | 0.17192
F1_Commercial_College_Existing_Space Heating_Natural Gas_Unit Heater_E4 | F1 | Commercial | College | Existing | Space Heating | Natural Gas | Unit Heater | E4 | RVT - Cost of Equipment | 0 | 0 | 0 | 0 | 0 | 0 | 0 | 0 | 0 | 0 | 0 | 0 | 0 | 0 | 0 | 0 | 0 | 0 | 0 | 0 | 0 | 0 | 0 | 0 | 0 | 0 | 0 | 0 | 0 | 0 | 0 | 0 | 0
F1_Commercial_College_Existing_Space Heating_Natural Gas_Unit Heater_E5 | F1 | Commercial | College | Existing | Space Heating | Natural Gas | Unit Heater | E5 | RVT - Cost of Equipment | 0 | 0 | 0 | 0 | 0 | 0 | 0 | 0 | 0 | 0 | 0 | 0 | 0 | 0 | 0 | 0 | 0 | 0 | 0 | 0 | 0 | 0 | 0 | 0 | 0 | 0 | 0 | 0 | 0 | 0 | 0 | 0 | 0
F1_Commercial_College_Existing_Space Heating_Natural Gas_Unit Heater_E6 | F1 | Commercial | College | Existing | Space Heating | Natural Gas | Unit Heater | E6 | RVT - Cost of Equipment | 0 | 0 | 0 | 0 | 0 | 0 | 0 | 0 | 0 | 0 | 0 | 0 | 0 | 0 | 0 | 0 | 0 | 0 | 0 | 0 | 0 | 0 | 0 | 0 | 0 | 0 | 0 | 0 | 0 | 0 | 0 | 0 | 0
F1_Commercial_College_Existing_Space Heating_Natural Gas_Unit Heater_E7 | F1 | Commercial | College | Existing | Space Heating | Natural Gas | Unit Heater | E7 | RVT - Cost of Equipment | 0 | 0 | 0 | 0 | 0 | 0 | 0 | 0 | 0 | 0 | 0 | 0 | 0 | 0 | 0 | 0 | 0 | 0 | 0 | 0 | 0 | 0 | 0 | 0 | 0 | 0 | 0 | 0 | 0 | 0 | 0 | 0 | 0
F1_Commercial_College_Existing_Space Heating_Natural Gas_Unit Heater_E8 | F1 | Commercial | College | Existing | Space Heating | Natural Gas | Unit Heater | E8 | RVT - Cost of Equipment | 0 | 0 | 0 | 0 | 0 | 0 | 0 | 0 | 0 | 0 | 0 | 0 | 0 | 0 | 0 | 0 | 0 | 0 | 0 | 0 | 0 | 0 | 0 | 0 | 0 | 0 | 0 | 0 | 0 | 0 | 0 | 0 | 0
F1_Commercial_College_Existing_Space Heating_Natural Gas_Unit Heater_E9 | F1 | Commercial | College | Existing | Space Heating | Natural Gas | Unit Heater | E9 | RVT - Cost of Equipment | 0 | 0 | 0 | 0 | 0 | 0 | 0 | 0 | 0 | 0 | 0 | 0 | 0 | 0 | 0 | 0 | 0 | 0 | 0 | 0 | 0 | 0 | 0 | 0 | 0 | 0 | 0 | 0 | 0 | 0 | 0 | 0 | 0
F1_Commercial_College_Existing_Space Heating_Natural Gas_Unit Heater_E10 | F1 | Commercial | College | Existing | Space Heating | Natural Gas | Unit Heater | E10 | RVT - Cost of Equipment | 0 | 0 | 0 | 0 | 0 | 0 | 0 | 0 | 0 | 0 | 0 | 0 | 0 | 0 | 0 | 0 | 0 | 0 | 0 | 0 | 0 | 0 | 0 | 0 | 0 | 0 | 0 | 0 | 0 | 0 | 0 | 0 | 0
F2_Commercial_College_Existing_Space Heating_Natural Gas_Unit Heater_E1 | F2 | Commercial | College | Existing | Space Heating | Natural Gas | Unit Heater | E1 | RVT - Cost of Operation | 0.23494 | 0.2352 | 0.2355 | 0.23593 | 0.23656 | 0.23754 | 0.23811 | 0.23846 | 0.23888 | 0.23925 | 0.23946 | 0.23956 | 0.23971 | 0.2399 | 0.2402 | 0.24037 | 0.24062 | 0.24105 | 0.24147 | 0.24194 | 0.24248 | 0.24294 | 0.24331 | 0.24358 | 0.24376 | 0.24381 | 0.24372 | 0.24352 | 0.24336 | 0.24328 | 0.24334 | 0.24336 | 0.24336
F2_Commercial_College_Existing_Space Heating_Natural Gas_Unit Heater_E2 | F2 | Commercial | College | Existing | Space Heating | Natural Gas | Unit Heater | E2 | RVT - Cost of Operation | 0.22375 | 0.22401 | 0.22429 | 0.2247 | 0.2253 | 0.22623 | 0.22678 | 0.22711 | 0.22751 | 0.22786 | 0.22806 | 0.22816 | 0.2283 | 0.22848 | 0.22877 | 0.22893 | 0.22917 | 0.22958 | 0.22998 | 0.23042 | 0.23094 | 0.23138 | 0.23172 | 0.23199 | 0.23216 | 0.23221 | 0.23212 | 0.23193 | 0.23178 | 0.2317 | 0.23176 | 0.23178 | 0.23178
F2_Commercial_College_Existing_Space Heating_Natural Gas_Unit Heater_E3 | F2 | Commercial | College | Existing | Space Heating | Natural Gas | Unit Heater | E3 | RVT - Cost of Operation | 0.19943 | 0.19961 | 0.19979 | 0.20008 | 0.20052 | 0.20122 | 0.20167 | 0.20199 | 0.20239 | 0.20276 | 0.20303 | 0.2032 | 0.20337 | 0.20353 | 0.20375 | 0.20386 | 0.20402 | 0.2043 | 0.20459 | 0.20493 | 0.20533 | 0.20566 | 0.20593 | 0.20613 | 0.20626 | 0.2063 | 0.20623 | 0.20608 | 0.20597 | 0.20591 | 0.20595 | 0.20597 | 0.20597
F2_Commercial_College_Existing_Space Heating_Natural Gas_Unit Heater_E4 | F2 | Commercial | College | Existing | Space Heating | Natural Gas | Unit Heater | E4 | RVT - Cost of Operation | 0 | 0 | 0 | 0 | 0 | 0 | 0 | 0 | 0 | 0 | 0 | 0 | 0 | 0 | 0 | 0 | 0 | 0 | 0 | 0 | 0 | 0 | 0 | 0 | 0 | 0 | 0 | 0 | 0 | 0 | 0 | 0 | 0
F2_Commercial_College_Existing_Space Heating_Natural Gas_Unit Heater_E5 | F2 | Commercial | College | Existing | Space Heating | Natural Gas | Unit Heater | E5 | RVT - Cost of Operation | 0 | 0 | 0 | 0 | 0 | 0 | 0 | 0 | 0 | 0 | 0 | 0 | 0 | 0 | 0 | 0 | 0 | 0 | 0 | 0 | 0 | 0 | 0 | 0 | 0 | 0 | 0 | 0 | 0 | 0 | 0 | 0 | 0
F2_Commercial_College_Existing_Space Heating_Natural Gas_Unit Heater_E6 | F2 | Commercial | College | Existing | Space Heating | Natural Gas | Unit Heater | E6 | RVT - Cost of Operation | 0 | 0 | 0 | 0 | 0 | 0 | 0 | 0 | 0 | 0 | 0 | 0 | 0 | 0 | 0 | 0 | 0 | 0 | 0 | 0 | 0 | 0 | 0 | 0 | 0 | 0 | 0 | 0 | 0 | 0 | 0 | 0 | 0
F2_Commercial_College_Existing_Space Heating_Natural Gas_Unit Heater_E7 | F2 | Commercial | College | Existing | Space Heating | Natural Gas | Unit Heater | E7 | RVT - Cost of Operation | 0 | 0 | 0 | 0 | 0 | 0 | 0 | 0 | 0 | 0 | 0 | 0 | 0 | 0 | 0 | 0 | 0 | 0 | 0 | 0 | 0 | 0 | 0 | 0 | 0 | 0 | 0 | 0 | 0 | 0 | 0 | 0 | 0
F2_Commercial_College_Existing_Space Heating_Natural Gas_Unit Heater_E8 | F2 | Commercial | College | Existing | Space Heating | Natural Gas | Unit Heater | E8 | RVT - Cost of Operation | 0 | 0 | 0 | 0 | 0 | 0 | 0 | 0 | 0 | 0 | 0 | 0 | 0 | 0 | 0 | 0 | 0 | 0 | 0 | 0 | 0 | 0 | 0 | 0 | 0 | 0 | 0 | 0 | 0 | 0 | 0 | 0 | 0
F2_Commercial_College_Existing_Space Heating_Natural Gas_Unit Heater_E9 | F2 | Commercial | College | Existing | Space Heating | Natural Gas | Unit Heater | E9 | RVT - Cost of Operation | 0 | 0 | 0 | 0 | 0 | 0 | 0 | 0 | 0 | 0 | 0 | 0 | 0 | 0 | 0 | 0 | 0 | 0 | 0 | 0 | 0 | 0 | 0 | 0 | 0 | 0 | 0 | 0 | 0 | 0 | 0 | 0 | 0
F2_Commercial_College_Existing_Space Heating_Natural Gas_Unit Heater_E10 | F2 | Commercial | College | Existing | Space Heating | Natural Gas | Unit Heater | E10 | RVT - Cost of Operation | 0 | 0 | 0 | 0 | 0 | 0 | 0 | 0 | 0 | 0 | 0 | 0 | 0 | 0 | 0 | 0 | 0 | 0 | 0 | 0 | 0 | 0 | 0 | 0 | 0 | 0 | 0 | 0 | 0 | 0 | 0 | 0 | 0
F3_Commercial_College_Existing_Space Heating_Natural Gas_Unit Heater_E1 | F3 | Commercial | College | Existing | Space Heating | Natural Gas | Unit Heater | E1 | System - kBTUs of Consumption | 0.0090394 | 0.0090394 | 0.0090394 | 0.0090394 | 0.0090394 | 0.0090394 | 0.0090394 | 0.0090394 | 0.0090394 | 0.0090394 | 0.0090394 | 0.0090394 | 0.0090394 | 0.0090394 | 0.0090394 | 0.0090394 | 0.0090394 | 0.0090394 | 0.0090394 | 0.0090394 | 0.0090394 | 0.0090394 | 0.0090394 | 0.0090394 | 0.0090394 | 0.0090394 | 0.0090394 | 0.0090394 | 0.0090394 | 0.0090394 | 0.0090394 | 0.0090394 | 0.0090394
F3_Commercial_College_Existing_Space Heating_Natural Gas_Unit Heater_E2 | F3 | Commercial | College | Existing | Space Heating | Natural Gas | Unit Heater | E2 | System - kBTUs of Consumption | 0.014472 | 0.014472 | 0.014472 | 0.014472 | 0.014472 | 0.014472 | 0.014472 | 0.014472 | 0.014472 | 0.014472 | 0.014472 | 0.014472 | 0.014472 | 0.014472 | 0.014472 | 0.014472 | 0.014472 | 0.014472 | 0.014472 | 0.014472 | 0.014472 | 0.014472 | 0.014472 | 0.014472 | 0.014472 | 0.014472 | 0.014472 | 0.014472 | 0.014472 | 0.014472 | 0.014472 | 0.014472 | 0.014472
F3_Commercial_College_Existing_Space Heating_Natural Gas_Unit Heater_E3 | F3 | Commercial | College | Existing | Space Heating | Natural Gas | Unit Heater | E3 | System - kBTUs of Consumption | 0.010745 | 0.010745 | 0.010745 | 0.010745 | 0.010745 | 0.010745 | 0.010745 | 0.010745 | 0.010745 | 0.010745 | 0.010745 | 0.010745 | 0.010745 | 0.010745 | 0.010745 | 0.010745 | 0.010745 | 0.010745 | 0.010745 | 0.010745 | 0.010745 | 0.010745 | 0.010745 | 0.010745 | 0.010745 | 0.010745 | 0.010745 | 0.010745 | 0.010745 | 0.010745 | 0.010745 | 0.010745 | 0.010745
F3_Commercial_College_Existing_Space Heating_Natural Gas_Unit Heater_E4 | F3 | Commercial | College | Existing | Space Heating | Natural Gas | Unit Heater | E4 | System - kBTUs of Consumption | 0 | 0 | 0 | 0 | 0 | 0 | 0 | 0 | 0 | 0 | 0 | 0 | 0 | 0 | 0 | 0 | 0 | 0 | 0 | 0 | 0 | 0 | 0 | 0 | 0 | 0 | 0 | 0 | 0 | 0 | 0 | 0 | 0
F3_Commercial_College_Existing_Space Heating_Natural Gas_Unit Heater_E5 | F3 | Commercial | College | Existing | Space Heating | Natural Gas | Unit Heater | E5 | System - kBTUs of Consumption | 0 | 0 | 0 | 0 | 0 | 0 | 0 | 0 | 0 | 0 | 0 | 0 | 0 | 0 | 0 | 0 | 0 | 0 | 0 | 0 | 0 | 0 | 0 | 0 | 0 | 0 | 0 | 0 | 0 | 0 | 0 | 0 | 0
F3_Commercial_College_Existing_Space Heating_Natural Gas_Unit Heater_E6 | F3 | Commercial | College | Existing | Space Heating | Natural Gas | Unit Heater | E6 | System - kBTUs of Consumption | 0 | 0 | 0 | 0 | 0 | 0 | 0 | 0 | 0 | 0 | 0 | 0 | 0 | 0 | 0 | 0 | 0 | 0 | 0 | 0 | 0 | 0 | 0 | 0 | 0 | 0 | 0 | 0 | 0 | 0 | 0 | 0 | 0
F3_Commercial_College_Existing_Space Heating_Natural Gas_Unit Heater_E7 | F3 | Commercial | College | Existing | Space Heating | Natural Gas | Unit Heater | E7 | System - kBTUs of Consumption | 0 | 0 | 0 | 0 | 0 | 0 | 0 | 0 | 0 | 0 | 0 | 0 | 0 | 0 | 0 | 0 | 0 | 0 | 0 | 0 | 0 | 0 | 0 | 0 | 0 | 0 | 0 | 0 | 0 | 0 | 0 | 0 | 0
F3_Commercial_College_Existing_Space Heating_Natural Gas_Unit Heater_E8 | F3 | Commercial | College | Existing | Space Heating | Natural Gas | Unit Heater | E8 | System - kBTUs of Consumption | 0 | 0 | 0 | 0 | 0 | 0 | 0 | 0 | 0 | 0 | 0 | 0 | 0 | 0 | 0 | 0 | 0 | 0 | 0 | 0 | 0 | 0 | 0 | 0 | 0 | 0 | 0 | 0 | 0 | 0 | 0 | 0 | 0
F3_Commercial_College_Existing_Space Heating_Natural Gas_Unit Heater_E9 | F3 | Commercial | College | Existing | Space Heating | Natural Gas | Unit Heater | E9 | System - kBTUs of Consumption | 0 | 0 | 0 | 0 | 0 | 0 | 0 | 0 | 0 | 0 | 0 | 0 | 0 | 0 | 0 | 0 | 0 | 0 | 0 | 0 | 0 | 0 | 0 | 0 | 0 | 0 | 0 | 0 | 0 | 0 | 0 | 0 | 0
F3_Commercial_College_Existing_Space Heating_Natural Gas_Unit Heater_E10 | F3 | Commercial | College | Existing | Space Heating | Natural Gas | Unit Heater | E10 | System - kBTUs of Consumption | 0 | 0 | 0 | 0 | 0 | 0 | 0 | 0 | 0 | 0 | 0 | 0 | 0 | 0 | 0 | 0 | 0 | 0 | 0 | 0 | 0 | 0 | 0 | 0 | 0 | 0 | 0 | 0 | 0 | 0 | 0 | 0 | 0
F4_Commercial_College_Existing_Space Heating_Natural Gas_Unit Heater_E1 | F4 | Commercial | College | Existing | Space Heating | Natural Gas | Unit Heater | E1 | Utility - Cost of Equipment | 0.23494 | 0.2352 | 0.2355 | 0.23593 | 0.23656 | 0.23754 | 0.23811 | 0.23846 | 0.23888 | 0.23925 | 0.23946 | 0.23956 | 0.23971 | 0.2399 | 0.2402 | 0.24037 | 0.24062 | 0.24105 | 0.24147 | 0.24194 | 0.24248 | 0.24294 | 0.24331 | 0.24358 | 0.24376 | 0.24381 | 0.24372 | 0.24352 | 0.24336 | 0.24328 | 0.24334 | 0.24336 | 0.24336
F4_Commercial_College_Existing_Space Heating_Natural Gas_Unit Heater_E2 | F4 | Commercial | College | Existing | Space Heating | Natural Gas | Unit Heater | E2 | Utility - Cost of Equipment | 0.22375 | 0.22401 | 0.22429 | 0.2247 | 0.2253 | 0.22623 | 0.22678 | 0.22711 | 0.22751 | 0.22786 | 0.22806 | 0.22816 | 0.2283 | 0.22848 | 0.22877 | 0.22893 | 0.22917 | 0.22958 | 0.22998 | 0.23042 | 0.23094 | 0.23138 | 0.23172 | 0.23199 | 0.23216 | 0.23221 | 0.23212 | 0.23193 | 0.23178 | 0.2317 | 0.23176 | 0.23178 | 0.23178
F4_Commercial_College_Existing_Space Heating_Natural Gas_Unit Heater_E3 | F4 | Commercial | College | Existing | Space Heating | Natural Gas | Unit Heater | E3 | Utility - Cost of Equipment | 0.19943 | 0.19961 | 0.19979 | 0.20008 | 0.20052 | 0.20122 | 0.20167 | 0.20199 | 0.20239 | 0.20276 | 0.20303 | 0.2032 | 0.20337 | 0.20353 | 0.20375 | 0.20386 | 0.20402 | 0.2043 | 0.20459 | 0.20493 | 0.20533 | 0.20566 | 0.20593 | 0.20613 | 0.20626 | 0.2063 | 0.20623 | 0.20608 | 0.20597 | 0.20591 | 0.20595 | 0.20597 | 0.20597
F4_Commercial_College_Existing_Space Heating_Natural Gas_Unit Heater_E4 | F4 | Commercial | College | Existing | Space Heating | Natural Gas | Unit Heater | E4 | Utility - Cost of Equipment | 0 | 0 | 0 | 0 | 0 | 0 | 0 | 0 | 0 | 0 | 0 | 0 | 0 | 0 | 0 | 0 | 0 | 0 | 0 | 0 | 0 | 0 | 0 | 0 | 0 | 0 | 0 | 0 | 0 | 0 | 0 | 0 | 0
F4_Commercial_College_Existing_Space Heating_Natural Gas_Unit Heater_E5 | F4 | Commercial | College | Existing | Space Heating | Natural Gas | Unit Heater | E5 | Utility - Cost of Equipment | 0 | 0 | 0 | 0 | 0 | 0 | 0 | 0 | 0 | 0 | 0 | 0 | 0 | 0 | 0 | 0 | 0 | 0 | 0 | 0 | 0 | 0 | 0 | 0 | 0 | 0 | 0 | 0 | 0 | 0 | 0 | 0 | 0
F4_Commercial_College_Existing_Space Heating_Natural Gas_Unit Heater_E6 | F4 | Commercial | College | Existing | Space Heating | Natural Gas | Unit Heater | E6 | Utility - Cost of Equipment | 0 | 0 | 0 | 0 | 0 | 0 | 0 | 0 | 0 | 0 | 0 | 0 | 0 | 0 | 0 | 0 | 0 | 0 | 0 | 0 | 0 | 0 | 0 | 0 | 0 | 0 | 0 | 0 | 0 | 0 | 0 | 0 | 0
F4_Commercial_College_Existing_Space Heating_Natural Gas_Unit Heater_E7 | F4 | Commercial | College | Existing | Space Heating | Natural Gas | Unit Heater | E7 | Utility - Cost of Equipment | 0 | 0 | 0 | 0 | 0 | 0 | 0 | 0 | 0 | 0 | 0 | 0 | 0 | 0 | 0 | 0 | 0 | 0 | 0 | 0 | 0 | 0 | 0 | 0 | 0 | 0 | 0 | 0 | 0 | 0 | 0 | 0 | 0
F4_Commercial_College_Existing_Space Heating_Natural Gas_Unit Heater_E8 | F4 | Commercial | College | Existing | Space Heating | Natural Gas | Unit Heater | E8 | Utility - Cost of Equipment | 0 | 0 | 0 | 0 | 0 | 0 | 0 | 0 | 0 | 0 | 0 | 0 | 0 | 0 | 0 | 0 | 0 | 0 | 0 | 0 | 0 | 0 | 0 | 0 | 0 | 0 | 0 | 0 | 0 | 0 | 0 | 0 | 0
F4_Commercial_College_Existing_Space Heating_Natural Gas_Unit Heater_E9 | F4 | Commercial | College | Existing | Space Heating | Natural Gas | Unit Heater | E9 | Utility - Cost of Equipment | 0 | 0 | 0 | 0 | 0 | 0 | 0 | 0 | 0 | 0 | 0 | 0 | 0 | 0 | 0 | 0 | 0 | 0 | 0 | 0 | 0 | 0 | 0 | 0 | 0 | 0 | 0 | 0 | 0 | 0 | 0 | 0 | 0
F4_Commercial_College_Existing_Space Heating_Natural Gas_Unit Heater_E10 | F4 | Commercial | College | Existing | Space Heating | Natural Gas | Unit Heater | E10 | Utility - Cost of Equipment | 0 | 0 | 0 | 0 | 0 | 0 | 0 | 0 | 0 | 0 | 0 | 0 | 0 | 0 | 0 | 0 | 0 | 0 | 0 | 0 | 0 | 0 | 0 | 0 | 0 | 0 | 0 | 0 | 0 | 0 | 0 | 0 | 0
F5_Commercial_College_Existing_Space Heating_Natural Gas_Unit Heater_E1 | F5 | Commercial | College | Existing | Space Heating | Natural Gas | Unit Heater | E1 | Utility - Cost of Operation | 0.0090394 | 0.0090394 | 0.0090394 | 0.0090394 | 0.0090394 | 0.0090394 | 0.0090394 | 0.0090394 | 0.0090394 | 0.0090394 | 0.0090394 | 0.0090394 | 0.0090394 | 0.0090394 | 0.0090394 | 0.0090394 | 0.0090394 | 0.0090394 | 0.0090394 | 0.0090394 | 0.0090394 | 0.0090394 | 0.0090394 | 0.0090394 | 0.0090394 | 0.0090394 | 0.0090394 | 0.0090394 | 0.0090394 | 0.0090394 | 0.0090394 | 0.0090394 | 0.0090394
F5_Commercial_College_Existing_Space Heating_Natural Gas_Unit Heater_E2 | F5 | Commercial | College | Existing | Space Heating | Natural Gas | Unit Heater | E2 | Utility - Cost of Operation | 0.014472 | 0.014472 | 0.014472 | 0.014472 | 0.014472 | 0.014472 | 0.014472 | 0.014472 | 0.014472 | 0.014472 | 0.014472 | 0.014472 | 0.014472 | 0.014472 | 0.014472 | 0.014472 | 0.014472 | 0.014472 | 0.014472 | 0.014472 | 0.014472 | 0.014472 | 0.014472 | 0.014472 | 0.014472 | 0.014472 | 0.014472 | 0.014472 | 0.014472 | 0.014472 | 0.014472 | 0.014472 | 0.014472
F5_Commercial_College_Existing_Space Heating_Natural Gas_Unit Heater_E3 | F5 | Commercial | College | Existing | Space Heating | Natural Gas | Unit Heater | E3 | Utility - Cost of Operation | 0.010745 | 0.010745 | 0.010745 | 0.010745 | 0.010745 | 0.010745 | 0.010745 | 0.010745 | 0.010745 | 0.010745 | 0.010745 | 0.010745 | 0.010745 | 0.010745 | 0.010745 | 0.010745 | 0.010745 | 0.010745 | 0.010745 | 0.010745 | 0.010745 | 0.010745 | 0.010745 | 0.010745 | 0.010745 | 0.010745 | 0.010745 | 0.010745 | 0.010745 | 0.010745 | 0.010745 | 0.010745 | 0.010745
F5_Commercial_College_Existing_Space Heating_Natural Gas_Unit Heater_E4 | F5 | Commercial | College | Existing | Space Heating | Natural Gas | Unit Heater | E4 | Utility - Cost of Operation | 0 | 0 | 0 | 0 | 0 | 0 | 0 | 0 | 0 | 0 | 0 | 0 | 0 | 0 | 0 | 0 | 0 | 0 | 0 | 0 | 0 | 0 | 0 | 0 | 0 | 0 | 0 | 0 | 0 | 0 | 0 | 0 | 0
F5_Commercial_College_Existing_Space Heating_Natural Gas_Unit Heater_E5 | F5 | Commercial | College | Existing | Space Heating | Natural Gas | Unit Heater | E5 | Utility - Cost of Operation | 0 | 0 | 0 | 0 | 0 | 0 | 0 | 0 | 0 | 0 | 0 | 0 | 0 | 0 | 0 | 0 | 0 | 0 | 0 | 0 | 0 | 0 | 0 | 0 | 0 | 0 | 0 | 0 | 0 | 0 | 0 | 0 | 0
F5_Commercial_College_Existing_Space Heating_Natural Gas_Unit Heater_E6 | F5 | Commercial | College | Existing | Space Heating | Natural Gas | Unit Heater | E6 | Utility - Cost of Operation | 0 | 0 | 0 | 0 | 0 | 0 | 0 | 0 | 0 | 0 | 0 | 0 | 0 | 0 | 0 | 0 | 0 | 0 | 0 | 0 | 0 | 0 | 0 | 0 | 0 | 0 | 0 | 0 | 0 | 0 | 0 | 0 | 0
F5_Commercial_College_Existing_Space Heating_Natural Gas_Unit Heater_E7 | F5 | Commercial | College | Existing | Space Heating | Natural Gas | Unit Heater | E7 | Utility - Cost of Operation | 0 | 0 | 0 | 0 | 0 | 0 | 0 | 0 | 0 | 0 | 0 | 0 | 0 | 0 | 0 | 0 | 0 | 0 | 0 | 0 | 0 | 0 | 0 | 0 | 0 | 0 | 0 | 0 | 0 | 0 | 0 | 0 | 0
F5_Commercial_College_Existing_Space Heating_Natural Gas_Unit Heater_E8 | F5 | Commercial | College | Existing | Space Heating | Natural Gas | Unit Heater | E8 | Utility - Cost of Operation | 0 | 0 | 0 | 0 | 0 | 0 | 0 | 0 | 0 | 0 | 0 | 0 | 0 | 0 | 0 | 0 | 0 | 0 | 0 | 0 | 0 | 0 | 0 | 0 | 0 | 0 | 0 | 0 | 0 | 0 | 0 | 0 | 0
F5_Commercial_College_Existing_Space Heating_Natural Gas_Unit Heater_E9 | F5 | Commercial | College | Existing | Space Heating | Natural Gas | Unit Heater | E9 | Utility - Cost of Operation | 0 | 0 | 0 | 0 | 0 | 0 | 0 | 0 | 0 | 0 | 0 | 0 | 0 | 0 | 0 | 0 | 0 | 0 | 0 | 0 | 0 | 0 | 0 | 0 | 0 | 0 | 0 | 0 | 0 | 0 | 0 | 0 | 0
F5_Commercial_College_Existing_Space Heating_Natural Gas_Unit Heater_E10 | F5 | Commercial | College | Existing | Space Heating | Natural Gas | Unit Heater | E10 | Utility - Cost of Operation | 0 | 0 | 0 | 0 | 0 | 0 | 0 | 0 | 0 | 0 | 0 | 0 | 0 | 0 | 0 | 0 | 0 | 0 | 0 | 0 | 0 | 0 | 0 | 0 | 0 | 0 | 0 | 0 | 0 | 0 | 0 | 0 | 0
F6_Commercial_College_Existing_Space Heating_Natural Gas_Unit Heater_E1 | F6 | Commercial | College | Existing | Space Heating | Natural Gas | Unit Heater | E1 | Utility - Value of Sales | 0.10684 | 0.10631 | 0.10573 | 0.10515 | 0.10457 | 0.10399 | 0.10341 | 0.10283 | 0.10225 | 0.10167 | 0.10109 | 0.10051 | 0.09993 | 0.099351 | 0.098771 | 0.098192 | 0.097612 | 0.097033 | 0.096454 | 0.095884 | 0.095333 | 0.094812 | 0.094329 | 0.093895 | 0.093509 | 0.093171 | 0.092881 | 0.092639 | 0.092446 | 0.092302 | 0.092205 | 0.092157 | 0.092157
F6_Commercial_College_Existing_Space Heating_Natural Gas_Unit Heater_E2 | F6 | Commercial | College | Existing | Space Heating | Natural Gas | Unit Heater | E2 | Utility - Value of Sales | 0.10175 | 0.10125 | 0.10069 | 0.10014 | 0.09959 | 0.099038 | 0.098486 | 0.097934 | 0.097382 | 0.09683 | 0.096278 | 0.095726 | 0.095174 | 0.094622 | 0.09407 | 0.093518 | 0.092966 | 0.092414 | 0.091863 | 0.09132 | 0.090796 | 0.090299 | 0.089839 | 0.089426 | 0.089058 | 0.088736 | 0.08846 | 0.08823 | 0.088046 | 0.087908 | 0.087816 | 0.08777 | 0.08777
F6_Commercial_College_Existing_Space Heating_Natural Gas_Unit Heater_E3 | F6 | Commercial | College | Existing | Space Heating | Natural Gas | Unit Heater | E3 | Utility - Value of Sales | 0.090013 | 0.089553 | 0.08906 | 0.088568 | 0.088075 | 0.087582 | 0.087089 | 0.086597 | 0.086104 | 0.085611 | 0.085119 | 0.084626 | 0.084134 | 0.083641 | 0.083152 | 0.08267 | 0.0822 | 0.081744 | 0.081306 | 0.08089 | 0.0805 | 0.080139 | 0.079811 | 0.079515 | 0.079252 | 0.079023 | 0.078826 | 0.078661 | 0.07853 | 0.078432 | 0.078366 | 0.078333 | 0.078333
F6_Commercial_College_Existing_Space Heating_Natural Gas_Unit Heater_E4 | F6 | Commercial | College | Existing | Space Heating | Natural Gas | Unit Heater | E4 | Utility - Value of Sales | 0 | 0 | 0 | 0 | 0 | 0 | 0 | 0 | 0 | 0 | 0 | 0 | 0 | 0 | 0 | 0 | 0 | 0 | 0 | 0 | 0 | 0 | 0 | 0 | 0 | 0 | 0 | 0 | 0 | 0 | 0 | 0 | 0
F6_Commercial_College_Existing_Space Heating_Natural Gas_Unit Heater_E5 | F6 | Commercial | College | Existing | Space Heating | Natural Gas | Unit Heater | E5 | Utility - Value of Sales | 0 | 0 | 0 | 0 | 0 | 0 | 0 | 0 | 0 | 0 | 0 | 0 | 0 | 0 | 0 | 0 | 0 | 0 | 0 | 0 | 0 | 0 | 0 | 0 | 0 | 0 | 0 | 0 | 0 | 0 | 0 | 0 | 0
F6_Commercial_College_Existing_Space Heating_Natural Gas_Unit Heater_E6 | F6 | Commercial | College | Existing | Space Heating | Natural Gas | Unit Heater | E6 | Utility - Value of Sales | 0 | 0 | 0 | 0 | 0 | 0 | 0 | 0 | 0 | 0 | 0 | 0 | 0 | 0 | 0 | 0 | 0 | 0 | 0 | 0 | 0 | 0 | 0 | 0 | 0 | 0 | 0 | 0 | 0 | 0 | 0 | 0 | 0
F6_Commercial_College_Existing_Space Heating_Natural Gas_Unit Heater_E7 | F6 | Commercial | College | Existing | Space Heating | Natural Gas | Unit Heater | E7 | Utility - Value of Sales | 0 | 0 | 0 | 0 | 0 | 0 | 0 | 0 | 0 | 0 | 0 | 0 | 0 | 0 | 0 | 0 | 0 | 0 | 0 | 0 | 0 | 0 | 0 | 0 | 0 | 0 | 0 | 0 | 0 | 0 | 0 | 0 | 0
F6_Commercial_College_Existing_Space Heating_Natural Gas_Unit Heater_E8 | F6 | Commercial | College | Existing | Space Heating | Natural Gas | Unit Heater | E8 | Utility - Value of Sales | 0 | 0 | 0 | 0 | 0 | 0 | 0 | 0 | 0 | 0 | 0 | 0 | 0 | 0 | 0 | 0 | 0 | 0 | 0 | 0 | 0 | 0 | 0 | 0 | 0 | 0 | 0 | 0 | 0 | 0 | 0 | 0 | 0
F6_Commercial_College_Existing_Space Heating_Natural Gas_Unit Heater_E9 | F6 | Commercial | College | Existing | Space Heating | Natural Gas | Unit Heater | E9 | Utility - Value of Sales | 0 | 0 | 0 | 0 | 0 | 0 | 0 | 0 | 0 | 0 | 0 | 0 | 0 | 0 | 0 | 0 | 0 | 0 | 0 | 0 | 0 | 0 | 0 | 0 | 0 | 0 | 0 | 0 | 0 | 0 | 0 | 0 | 0
F6_Commercial_College_Existing_Space Heating_Natural Gas_Unit Heater_E10 | F6 | Commercial | College | Existing | Space Heating | Natural Gas | Unit Heater | E10 | Utility - Value of Sales | 0 | 0 | 0 | 0 | 0 | 0 | 0 | 0 | 0 | 0 | 0 | 0 | 0 | 0 | 0 | 0 | 0 | 0 | 0 | 0 | 0 | 0 | 0 | 0 | 0 | 0 | 0 | 0 | 0 | 0 | 0 | 0 | 0
F1_Commercial_College_Existing_Water Heating_Natural Gas_Water Heater_E1 | F1 | Commercial | College | Existing | Water Heating | Natural Gas | Water Heater | E1 | RVT - Cost of Equipment | 0.19936 | 0.20118 | 0.20335 | 0.20587 | 0.2088 | 0.21228 | 0.21508 | 0.21773 | 0.22034 | 0.22296 | 0.22536 | 0.22746 | 0.22958 | 0.23181 | 0.23439 | 0.23695 | 0.23977 | 0.24288 | 0.24618 | 0.24958 | 0.25305 | 0.25631 | 0.2593 | 0.26202 | 0.26443 | 0.26648 | 0.26792 | 0.26898 | 0.26989 | 0.27066 | 0.27144 | 0.27178 | 0.27178
F1_Commercial_College_Existing_Water Heating_Natural Gas_Water Heater_E2 | F1 | Commercial | College | Existing | Water Heating | Natural Gas | Water Heater | E2 | RVT - Cost of Equipment | 0.1969 | 0.1987 | 0.20084 | 0.20333 | 0.20622 | 0.20966 | 0.21243 | 0.21504 | 0.21762 | 0.22021 | 0.22258 | 0.22465 | 0.22674 | 0.22895 | 0.2315 | 0.23402 | 0.23681 | 0.23988 | 0.24314 | 0.24649 | 0.24993 | 0.25315 | 0.2561 | 0.25879 | 0.26116 | 0.26319 | 0.26461 | 0.26565 | 0.26656 | 0.26732 | 0.26808 | 0.26843 | 0.26843
F1_Commercial_College_Existing_Water Heating_Natural Gas_Water Heater_E3 | F1 | Commercial | College | Existing | Water Heating | Natural Gas | Water Heater | E3 | RVT - Cost of Equipment | 0.18124 | 0.18289 | 0.18486 | 0.18715 | 0.18982 | 0.19298 | 0.19553 | 0.19793 | 0.20031 | 0.20269 | 0.20487 | 0.20678 | 0.20871 | 0.21074 | 0.21308 | 0.21541 | 0.21797 | 0.2208 | 0.2238 | 0.22689 | 0.23005 | 0.23301 | 0.23573 | 0.2382 | 0.24039 | 0.24225 | 0.24356 | 0.24452 | 0.24535 | 0.24606 | 0.24676 | 0.24708 | 0.24708
F1_Commercial_College_Existing_Water Heating_Natural Gas_Water Heater_E4 | F1 | Commercial | College | Existing | Water Heating | Natural Gas | Water Heater | E4 | RVT - Cost of Equipment | 0.16967 | 0.17122 | 0.17306 | 0.17521 | 0.1777 | 0.18066 | 0.18305 | 0.1853 | 0.18752 | 0.18975 | 0.19179 | 0.19358 | 0.19538 | 0.19729 | 0.19948 | 0.20166 | 0.20406 | 0.20671 | 0.20951 | 0.2124 | 0.21536 | 0.21814 | 0.22068 | 0.223 | 0.22505 | 0.22679 | 0.22801 | 0.22892 | 0.22969 | 0.23035 | 0.23101 | 0.23131 | 0.23131
F1_Commercial_College_Existing_Water Heating_Natural Gas_Water Heater_E5 | F1 | Commercial | College | Existing | Water Heating | Natural Gas | Water Heater | E5 | RVT - Cost of Equipment | 0.16613 | 0.16765 | 0.16946 | 0.17156 | 0.174 | 0.1769 | 0.17924 | 0.18144 | 0.18361 | 0.1858 | 0.1878 | 0.18955 | 0.19131 | 0.19318 | 0.19532 | 0.19746 | 0.19981 | 0.2024 | 0.20515 | 0.20798 | 0.21088 | 0.21359 | 0.21608 | 0.21835 | 0.22036 | 0.22206 | 0.22326 | 0.22415 | 0.22491 | 0.22555 | 0.2262 | 0.22649 | 0.22649
F1_Commercial_College_Existing_Water Heating_Natural Gas_Water Heater_E6 | F1 | Commercial | College | Existing | Water Heating | Natural Gas | Water Heater | E6 | RVT - Cost of Equipment | 0.16274 | 0.16423 | 0.166 | 0.16805 | 0.17045 | 0.17329 | 0.17558 | 0.17774 | 0.17987 | 0.18201 | 0.18397 | 0.18568 | 0.18741 | 0.18923 | 0.19134 | 0.19343 | 0.19573 | 0.19827 | 0.20096 | 0.20374 | 0.20657 | 0.20923 | 0.21167 | 0.2139 | 0.21586 | 0.21753 | 0.21871 | 0.21957 | 0.22032 | 0.22095 | 0.22158 | 0.22186 | 0.22186
F1_Commercial_College_Existing_Water Heating_Natural Gas_Water Heater_E7 | F1 | Commercial | College | Existing | Water Heating | Natural Gas | Water Heater | E7 | RVT - Cost of Equipment | 0.15283 | 0.15432 | 0.15598 | 0.15778 | 0.15982 | 0.1622 | 0.1642 | 0.16612 | 0.16809 | 0.17013 | 0.17209 | 0.17392 | 0.17577 | 0.17767 | 0.17973 | 0.18171 | 0.18381 | 0.18603 | 0.18832 | 0.19063 | 0.19294 | 0.1951 | 0.19704 | 0.19876 | 0.20025 | 0.20151 | 0.2024 | 0.20306 | 0.20362 | 0.2041 | 0.20458 | 0.2048 | 0.2048
F1_Commercial_College_Existing_Water Heating_Natural Gas_Water Heater_E8 | F1 | Commercial | College | Existing | Water Heating | Natural Gas | Water Heater | E8 | RVT - Cost of Equipment | 0 | 0 | 0 | 0 | 0 | 0 | 0 | 0 | 0 | 0 | 0 | 0 | 0 | 0 | 0 | 0 | 0 | 0 | 0 | 0 | 0 | 0 | 0 | 0 | 0 | 0 | 0 | 0 | 0 | 0 | 0 | 0 | 0
F1_Commercial_College_Existing_Water Heating_Natural Gas_Water Heater_E9 | F1 | Commercial | College | Existing | Water Heating | Natural Gas | Water Heater | E9 | RVT - Cost of Equipment | 0 | 0 | 0 | 0 | 0 | 0 | 0 | 0 | 0 | 0 | 0 | 0 | 0 | 0 | 0 | 0 | 0 | 0 | 0 | 0 | 0 | 0 | 0 | 0 | 0 | 0 | 0 | 0 | 0 | 0 | 0 | 0 | 0
F1_Commercial_College_Existing_Water Heating_Natural Gas_Water Heater_E10 | F1 | Commercial | College | Existing | Water Heating | Natural Gas | Water Heater | E10 | RVT - Cost of Equipment | 0 | 0 | 0 | 0 | 0 | 0 | 0 | 0 | 0 | 0 | 0 | 0 | 0 | 0 | 0 | 0 | 0 | 0 | 0 | 0 | 0 | 0 | 0 | 0 | 0 | 0 | 0 | 0 | 0 | 0 | 0 | 0 | 0
F2_Commercial_College_Existing_Water Heating_Natural Gas_Water Heater_E1 | F2 | Commercial | College | Existing | Water Heating | Natural Gas | Water Heater | E1 | RVT - Cost of Operation | 0.23885 | 0.24103 | 0.24363 | 0.24664 | 0.25016 | 0.25432 | 0.25769 | 0.26085 | 0.26398 | 0.26712 | 0.26999 | 0.27251 | 0.27505 | 0.27772 | 0.28081 | 0.28388 | 0.28726 | 0.29099 | 0.29493 | 0.29901 | 0.30317 | 0.30708 | 0.31066 | 0.31392 | 0.3168 | 0.31926 | 0.32098 | 0.32225 | 0.32334 | 0.32427 | 0.3252 | 0.32561 | 0.32561
F2_Commercial_College_Existing_Water Heating_Natural Gas_Water Heater_E2 | F2 | Commercial | College | Existing | Water Heating | Natural Gas | Water Heater | E2 | RVT - Cost of Operation | 0.2359 | 0.23806 | 0.24062 | 0.2436 | 0.24707 | 0.25118 | 0.2545 | 0.25763 | 0.26072 | 0.26382 | 0.26666 | 0.26915 | 0.27165 | 0.2743 | 0.27735 | 0.28037 | 0.28371 | 0.28739 | 0.29129 | 0.29532 | 0.29943 | 0.30329 | 0.30682 | 0.31005 | 0.31289 | 0.31532 | 0.31702 | 0.31827 | 0.31935 | 0.32027 | 0.32118 | 0.32159 | 0.32159
F2_Commercial_College_Existing_Water Heating_Natural Gas_Water Heater_E3 | F2 | Commercial | College | Existing | Water Heating | Natural Gas | Water Heater | E3 | RVT - Cost of Operation | 0.21713 | 0.21912 | 0.22148 | 0.22422 | 0.22742 | 0.2312 | 0.23426 | 0.23714 | 0.23998 | 0.24284 | 0.24545 | 0.24774 | 0.25004 | 0.25248 | 0.25528 | 0.25807 | 0.26114 | 0.26453 | 0.26812 | 0.27183 | 0.27561 | 0.27916 | 0.28242 | 0.28538 | 0.288 | 0.29023 | 0.2918 | 0.29295 | 0.29395 | 0.29479 | 0.29563 | 0.29601 | 0.29601
F2_Commercial_College_Existing_Water Heating_Natural Gas_Water Heater_E4 | F2 | Commercial | College | Existing | Water Heating | Natural Gas | Water Heater | E4 | RVT - Cost of Operation | 0.20327 | 0.20513 | 0.20734 | 0.20991 | 0.2129 | 0.21644 | 0.21931 | 0.222 | 0.22466 | 0.22734 | 0.22978 | 0.23193 | 0.23408 | 0.23636 | 0.23899 | 0.2416 | 0.24447 | 0.24765 | 0.25101 | 0.25447 | 0.25802 | 0.26134 | 0.26439 | 0.26717 | 0.26962 | 0.27171 | 0.27318 | 0.27426 | 0.27519 | 0.27598 | 0.27676 | 0.27712 | 0.27712
F2_Commercial_College_Existing_Water Heating_Natural Gas_Water Heater_E5 | F2 | Commercial | College | Existing | Water Heating | Natural Gas | Water Heater | E5 | RVT - Cost of Operation | 0.19904 | 0.20086 | 0.20302 | 0.20553 | 0.20846 | 0.21193 | 0.21474 | 0.21738 | 0.21998 | 0.2226 | 0.22499 | 0.22709 | 0.22921 | 0.23144 | 0.23401 | 0.23657 | 0.23938 | 0.24249 | 0.24578 | 0.24917 | 0.25264 | 0.2559 | 0.25888 | 0.2616 | 0.264 | 0.26605 | 0.26748 | 0.26854 | 0.26945 | 0.27023 | 0.271 | 0.27135 | 0.27135
F2_Commercial_College_Existing_Water Heating_Natural Gas_Water Heater_E6 | F2 | Commercial | College | Existing | Water Heating | Natural Gas | Water Heater | E6 | RVT - Cost of Operation | 0.19498 | 0.19676 | 0.19888 | 0.20134 | 0.20421 | 0.20761 | 0.21036 | 0.21294 | 0.21549 | 0.21806 | 0.2204 | 0.22246 | 0.22453 | 0.22671 | 0.22924 | 0.23174 | 0.2345 | 0.23754 | 0.24076 | 0.24409 | 0.24749 | 0.25068 | 0.2536 | 0.25626 | 0.25861 | 0.26062 | 0.26203 | 0.26306 | 0.26395 | 0.26471 | 0.26547 | 0.26581 | 0.26581
F2_Commercial_College_Existing_Water Heating_Natural Gas_Water Heater_E7 | F2 | Commercial | College | Existing | Water Heating | Natural Gas | Water Heater | E7 | RVT - Cost of Operation | 0.1831 | 0.18489 | 0.18687 | 0.18903 | 0.19148 | 0.19433 | 0.19672 | 0.19902 | 0.20138 | 0.20383 | 0.20618 | 0.20837 | 0.21059 | 0.21286 | 0.21532 | 0.2177 | 0.22022 | 0.22288 | 0.22562 | 0.22838 | 0.23116 | 0.23374 | 0.23607 | 0.23812 | 0.23991 | 0.24143 | 0.24249 | 0.24328 | 0.24395 | 0.24453 | 0.2451 | 0.24536 | 0.24536
F2_Commercial_College_Existing_Water Heating_Natural Gas_Water Heater_E8 | F2 | Commercial | College | Existing | Water Heating | Natural Gas | Water Heater | E8 | RVT - Cost of Operation | 0 | 0 | 0 | 0 | 0 | 0 | 0 | 0 | 0 | 0 | 0 | 0 | 0 | 0 | 0 | 0 | 0 | 0 | 0 | 0 | 0 | 0 | 0 | 0 | 0 | 0 | 0 | 0 | 0 | 0 | 0 | 0 | 0
F2_Commercial_College_Existing_Water Heating_Natural Gas_Water Heater_E9 | F2 | Commercial | College | Existing | Water Heating | Natural Gas | Water Heater | E9 | RVT - Cost of Operation | 0 | 0 | 0 | 0 | 0 | 0 | 0 | 0 | 0 | 0 | 0 | 0 | 0 | 0 | 0 | 0 | 0 | 0 | 0 | 0 | 0 | 0 | 0 | 0 | 0 | 0 | 0 | 0 | 0 | 0 | 0 | 0 | 0
F2_Commercial_College_Existing_Water Heating_Natural Gas_Water Heater_E10 | F2 | Commercial | College | Existing | Water Heating | Natural Gas | Water Heater | E10 | RVT - Cost of Operation | 0 | 0 | 0 | 0 | 0 | 0 | 0 | 0 | 0 | 0 | 0 | 0 | 0 | 0 | 0 | 0 | 0 | 0 | 0 | 0 | 0 | 0 | 0 | 0 | 0 | 0 | 0 | 0 | 0 | 0 | 0 | 0 | 0
F3_Commercial_College_Existing_Water Heating_Natural Gas_Water Heater_E1 | F3 | Commercial | College | Existing | Water Heating | Natural Gas | Water Heater | E1 | System - kBTUs of Consumption | 0.043463 | 0.043463 | 0.043463 | 0.043463 | 0.043463 | 0.043463 | 0.043463 | 0.043463 | 0.043463 | 0.043463 | 0.043463 | 0.043463 | 0.043463 | 0.043463 | 0.043463 | 0.043463 | 0.043463 | 0.043463 | 0.043463 | 0.043463 | 0.043463 | 0.043463 | 0.043463 | 0.043463 | 0.043463 | 0.043463 | 0.043463 | 0.043463 | 0.043463 | 0.043463 | 0.043463 | 0.043463 | 0.043463
F3_Commercial_College_Existing_Water Heating_Natural Gas_Water Heater_E2 | F3 | Commercial | College | Existing | Water Heating | Natural Gas | Water Heater | E2 | System - kBTUs of Consumption | 0.043452 | 0.043452 | 0.043452 | 0.043452 | 0.043452 | 0.043452 | 0.043452 | 0.043452 | 0.043452 | 0.043452 | 0.043452 | 0.043452 | 0.043452 | 0.043452 | 0.043452 | 0.043452 | 0.043452 | 0.043452 | 0.043452 | 0.043452 | 0.043452 | 0.043452 | 0.043452 | 0.043452 | 0.043452 | 0.043452 | 0.043452 | 0.043452 | 0.043452 | 0.043452 | 0.043452 | 0.043452 | 0.043452
F3_Commercial_College_Existing_Water Heating_Natural Gas_Water Heater_E3 | F3 | Commercial | College | Existing | Water Heating | Natural Gas | Water Heater | E3 | System - kBTUs of Consumption | 0.044173 | 0.044173 | 0.044173 | 0.044173 | 0.044173 | 0.044173 | 0.044173 | 0.044173 | 0.044173 | 0.044173 | 0.044173 | 0.044173 | 0.044173 | 0.044173 | 0.044173 | 0.044173 | 0.044173 | 0.044173 | 0.044173 | 0.044173 | 0.044173 | 0.044173 | 0.044173 | 0.044173 | 0.044173 | 0.044173 | 0.044173 | 0.044173 | 0.044173 | 0.044173 | 0.044173 | 0.044173 | 0.044173
F3_Commercial_College_Existing_Water Heating_Natural Gas_Water Heater_E4 | F3 | Commercial | College | Existing | Water Heating | Natural Gas | Water Heater | E4 | System - kBTUs of Consumption | 0.044894 | 0.044894 | 0.044894 | 0.044894 | 0.044894 | 0.044894 | 0.044894 | 0.044894 | 0.044894 | 0.044894 | 0.044894 | 0.044894 | 0.044894 | 0.044894 | 0.044894 | 0.044894 | 0.044894 | 0.044894 | 0.044894 | 0.044894 | 0.044894 | 0.044894 | 0.044894 | 0.044894 | 0.044894 | 0.044894 | 0.044894 | 0.044894 | 0.044894 | 0.044894 | 0.044894 | 0.044894 | 0.044894
F3_Commercial_College_Existing_Water Heating_Natural Gas_Water Heater_E5 | F3 | Commercial | College | Existing | Water Heating | Natural Gas | Water Heater | E5 | System - kBTUs of Consumption | 0.04585 | 0.04585 | 0.04585 | 0.04585 | 0.04585 | 0.04585 | 0.04585 | 0.04585 | 0.04585 | 0.04585 | 0.04585 | 0.04585 | 0.04585 | 0.04585 | 0.04585 | 0.04585 | 0.04585 | 0.04585 | 0.04585 | 0.04585 | 0.04585 | 0.04585 | 0.04585 | 0.04585 | 0.04585 | 0.04585 | 0.04585 | 0.04585 | 0.04585 | 0.04585 | 0.04585 | 0.04585 | 0.04585
F3_Commercial_College_Existing_Water Heating_Natural Gas_Water Heater_E6 | F3 | Commercial | College | Existing | Water Heating | Natural Gas | Water Heater | E6 | System - kBTUs of Consumption | 0.038733 | 0.038733 | 0.038733 | 0.038733 | 0.038733 | 0.038733 | 0.038733 | 0.038733 | 0.038733 | 0.038733 | 0.038733 | 0.038733 | 0.038733 | 0.038733 | 0.038733 | 0.038733 | 0.038733 | 0.038733 | 0.038733 | 0.038733 | 0.038733 | 0.038733 | 0.038733 | 0.038733 | 0.038733 | 0.038733 | 0.038733 | 0.038733 | 0.038733 | 0.038733 | 0.038733 | 0.038733 | 0.038733
F3_Commercial_College_Existing_Water Heating_Natural Gas_Water Heater_E7 | F3 | Commercial | College | Existing | Water Heating | Natural Gas | Water Heater | E7 | System - kBTUs of Consumption | 0.048908 | 0.048908 | 0.048908 | 0.048908 | 0.048908 | 0.048908 | 0.048908 | 0.048908 | 0.048908 | 0.048908 | 0.048908 | 0.048908 | 0.048908 | 0.048908 | 0.048908 | 0.048908 | 0.048908 | 0.048908 | 0.048908 | 0.048908 | 0.048908 | 0.048908 | 0.048908 | 0.048908 | 0.048908 | 0.048908 | 0.048908 | 0.048908 | 0.048908 | 0.048908 | 0.048908 | 0.048908 | 0.048908
F3_Commercial_College_Existing_Water Heating_Natural Gas_Water Heater_E8 | F3 | Commercial | College | Existing | Water Heating | Natural Gas | Water Heater | E8 | System - kBTUs of Consumption | 0 | 0 | 0 | 0 | 0 | 0 | 0 | 0 | 0 | 0 | 0 | 0 | 0 | 0 | 0 | 0 | 0 | 0 | 0 | 0 | 0 | 0 | 0 | 0 | 0 | 0 | 0 | 0 | 0 | 0 | 0 | 0 | 0
F3_Commercial_College_Existing_Water Heating_Natural Gas_Water Heater_E9 | F3 | Commercial | College | Existing | Water Heating | Natural Gas | Water Heater | E9 | System - kBTUs of Consumption | 0 | 0 | 0 | 0 | 0 | 0 | 0 | 0 | 0 | 0 | 0 | 0 | 0 | 0 | 0 | 0 | 0 | 0 | 0 | 0 | 0 | 0 | 0 | 0 | 0 | 0 | 0 | 0 | 0 | 0 | 0 | 0 | 0
F3_Commercial_College_Existing_Water Heating_Natural Gas_Water Heater_E10 | F3 | Commercial | College | Existing | Water Heating | Natural Gas | Water Heater | E10 | System - kBTUs of Consumption | 0 | 0 | 0 | 0 | 0 | 0 | 0 | 0 | 0 | 0 | 0 | 0 | 0 | 0 | 0 | 0 | 0 | 0 | 0 | 0 | 0 | 0 | 0 | 0 | 0 | 0 | 0 | 0 | 0 | 0 | 0 | 0 | 0
F4_Commercial_College_Existing_Water Heating_Natural Gas_Water Heater_E1 | F4 | Commercial | College | Existing | Water Heating | Natural Gas | Water Heater | E1 | Utility - Cost of Equipment | 0.23885 | 0.24103 | 0.24363 | 0.24664 | 0.25016 | 0.25432 | 0.25769 | 0.26085 | 0.26398 | 0.26712 | 0.26999 | 0.27251 | 0.27505 | 0.27772 | 0.28081 | 0.28388 | 0.28726 | 0.29099 | 0.29493 | 0.29901 | 0.30317 | 0.30708 | 0.31066 | 0.31392 | 0.3168 | 0.31926 | 0.32098 | 0.32225 | 0.32334 | 0.32427 | 0.3252 | 0.32561 | 0.32561
F4_Commercial_College_Existing_Water Heating_Natural Gas_Water Heater_E2 | F4 | Commercial | College | Existing | Water Heating | Natural Gas | Water Heater | E2 | Utility - Cost of Equipment | 0.2359 | 0.23806 | 0.24062 | 0.2436 | 0.24707 | 0.25118 | 0.2545 | 0.25763 | 0.26072 | 0.26382 | 0.26666 | 0.26915 | 0.27165 | 0.2743 | 0.27735 | 0.28037 | 0.28371 | 0.28739 | 0.29129 | 0.29532 | 0.29943 | 0.30329 | 0.30682 | 0.31005 | 0.31289 | 0.31532 | 0.31702 | 0.31827 | 0.31935 | 0.32027 | 0.32118 | 0.32159 | 0.32159
F4_Commercial_College_Existing_Water Heating_Natural Gas_Water Heater_E3 | F4 | Commercial | College | Existing | Water Heating | Natural Gas | Water Heater | E3 | Utility - Cost of Equipment | 0.21713 | 0.21912 | 0.22148 | 0.22422 | 0.22742 | 0.2312 | 0.23426 | 0.23714 | 0.23998 | 0.24284 | 0.24545 | 0.24774 | 0.25004 | 0.25248 | 0.25528 | 0.25807 | 0.26114 | 0.26453 | 0.26812 | 0.27183 | 0.27561 | 0.27916 | 0.28242 | 0.28538 | 0.288 | 0.29023 | 0.2918 | 0.29295 | 0.29395 | 0.29479 | 0.29563 | 0.29601 | 0.29601
F4_Commercial_College_Existing_Water Heating_Natural Gas_Water Heater_E4 | F4 | Commercial | College | Existing | Water Heating | Natural Gas | Water Heater | E4 | Utility - Cost of Equipment | 0.20327 | 0.20513 | 0.20734 | 0.20991 | 0.2129 | 0.21644 | 0.21931 | 0.222 | 0.22466 | 0.22734 | 0.22978 | 0.23193 | 0.23408 | 0.23636 | 0.23899 | 0.2416 | 0.24447 | 0.24765 | 0.25101 | 0.25447 | 0.25802 | 0.26134 | 0.26439 | 0.26717 | 0.26962 | 0.27171 | 0.27318 | 0.27426 | 0.27519 | 0.27598 | 0.27676 | 0.27712 | 0.27712
F4_Commercial_College_Existing_Water Heating_Natural Gas_Water Heater_E5 | F4 | Commercial | College | Existing | Water Heating | Natural Gas | Water Heater | E5 | Utility - Cost of Equipment | 0.19904 | 0.20086 | 0.20302 | 0.20553 | 0.20846 | 0.21193 | 0.21474 | 0.21738 | 0.21998 | 0.2226 | 0.22499 | 0.22709 | 0.22921 | 0.23144 | 0.23401 | 0.23657 | 0.23938 | 0.24249 | 0.24578 | 0.24917 | 0.25264 | 0.2559 | 0.25888 | 0.2616 | 0.264 | 0.26605 | 0.26748 | 0.26854 | 0.26945 | 0.27023 | 0.271 | 0.27135 | 0.27135
F4_Commercial_College_Existing_Water Heating_Natural Gas_Water Heater_E6 | F4 | Commercial | College | Existing | Water Heating | Natural Gas | Water Heater | E6 | Utility - Cost of Equipment | 0.19498 | 0.19676 | 0.19888 | 0.20134 | 0.20421 | 0.20761 | 0.21036 | 0.21294 | 0.21549 | 0.21806 | 0.2204 | 0.22246 | 0.22453 | 0.22671 | 0.22924 | 0.23174 | 0.2345 | 0.23754 | 0.24076 | 0.24409 | 0.24749 | 0.25068 | 0.2536 | 0.25626 | 0.25861 | 0.26062 | 0.26203 | 0.26306 | 0.26395 | 0.26471 | 0.26547 | 0.26581 | 0.26581
F4_Commercial_College_Existing_Water Heating_Natural Gas_Water Heater_E7 | F4 | Commercial | College | Existing | Water Heating | Natural Gas | Water Heater | E7 | Utility - Cost of Equipment | 0.1831 | 0.18489 | 0.18687 | 0.18903 | 0.19148 | 0.19433 | 0.19672 | 0.19902 | 0.20138 | 0.20383 | 0.20618 | 0.20837 | 0.21059 | 0.21286 | 0.21532 | 0.2177 | 0.22022 | 0.22288 | 0.22562 | 0.22838 | 0.23116 | 0.23374 | 0.23607 | 0.23812 | 0.23991 | 0.24143 | 0.24249 | 0.24328 | 0.24395 | 0.24453 | 0.2451 | 0.24536 | 0.24536
F4_Commercial_College_Existing_Water Heating_Natural Gas_Water Heater_E8 | F4 | Commercial | College | Existing | Water Heating | Natural Gas | Water Heater | E8 | Utility - Cost of Equipment | 0 | 0 | 0 | 0 | 0 | 0 | 0 | 0 | 0 | 0 | 0 | 0 | 0 | 0 | 0 | 0 | 0 | 0 | 0 | 0 | 0 | 0 | 0 | 0 | 0 | 0 | 0 | 0 | 0 | 0 | 0 | 0 | 0
F4_Commercial_College_Existing_Water Heating_Natural Gas_Water Heater_E9 | F4 | Commercial | College | Existing | Water Heating | Natural Gas | Water Heater | E9 | Utility - Cost of Equipment | 0 | 0 | 0 | 0 | 0 | 0 | 0 | 0 | 0 | 0 | 0 | 0 | 0 | 0 | 0 | 0 | 0 | 0 | 0 | 0 | 0 | 0 | 0 | 0 | 0 | 0 | 0 | 0 | 0 | 0 | 0 | 0 | 0
F4_Commercial_College_Existing_Water Heating_Natural Gas_Water Heater_E10 | F4 | Commercial | College | Existing | Water Heating | Natural Gas | Water Heater | E10 | Utility - Cost of Equipment | 0 | 0 | 0 | 0 | 0 | 0 | 0 | 0 | 0 | 0 | 0 | 0 | 0 | 0 | 0 | 0 | 0 | 0 | 0 | 0 | 0 | 0 | 0 | 0 | 0 | 0 | 0 | 0 | 0 | 0 | 0 | 0 | 0
F5_Commercial_College_Existing_Water Heating_Natural Gas_Water Heater_E1 | F5 | Commercial | College | Existing | Water Heating | Natural Gas | Water Heater | E1 | Utility - Cost of Operation | 0.043463 | 0.043463 | 0.043463 | 0.043463 | 0.043463 | 0.043463 | 0.043463 | 0.043463 | 0.043463 | 0.043463 | 0.043463 | 0.043463 | 0.043463 | 0.043463 | 0.043463 | 0.043463 | 0.043463 | 0.043463 | 0.043463 | 0.043463 | 0.043463 | 0.043463 | 0.043463 | 0.043463 | 0.043463 | 0.043463 | 0.043463 | 0.043463 | 0.043463 | 0.043463 | 0.043463 | 0.043463 | 0.043463
F5_Commercial_College_Existing_Water Heating_Natural Gas_Water Heater_E2 | F5 | Commercial | College | Existing | Water Heating | Natural Gas | Water Heater | E2 | Utility - Cost of Operation | 0.043452 | 0.043452 | 0.043452 | 0.043452 | 0.043452 | 0.043452 | 0.043452 | 0.043452 | 0.043452 | 0.043452 | 0.043452 | 0.043452 | 0.043452 | 0.043452 | 0.043452 | 0.043452 | 0.043452 | 0.043452 | 0.043452 | 0.043452 | 0.043452 | 0.043452 | 0.043452 | 0.043452 | 0.043452 | 0.043452 | 0.043452 | 0.043452 | 0.043452 | 0.043452 | 0.043452 | 0.043452 | 0.043452
F5_Commercial_College_Existing_Water Heating_Natural Gas_Water Heater_E3 | F5 | Commercial | College | Existing | Water Heating | Natural Gas | Water Heater | E3 | Utility - Cost of Operation | 0.044173 | 0.044173 | 0.044173 | 0.044173 | 0.044173 | 0.044173 | 0.044173 | 0.044173 | 0.044173 | 0.044173 | 0.044173 | 0.044173 | 0.044173 | 0.044173 | 0.044173 | 0.044173 | 0.044173 | 0.044173 | 0.044173 | 0.044173 | 0.044173 | 0.044173 | 0.044173 | 0.044173 | 0.044173 | 0.044173 | 0.044173 | 0.044173 | 0.044173 | 0.044173 | 0.044173 | 0.044173 | 0.044173
F5_Commercial_College_Existing_Water Heating_Natural Gas_Water Heater_E4 | F5 | Commercial | College | Existing | Water Heating | Natural Gas | Water Heater | E4 | Utility - Cost of Operation | 0.044894 | 0.044894 | 0.044894 | 0.044894 | 0.044894 | 0.044894 | 0.044894 | 0.044894 | 0.044894 | 0.044894 | 0.044894 | 0.044894 | 0.044894 | 0.044894 | 0.044894 | 0.044894 | 0.044894 | 0.044894 | 0.044894 | 0.044894 | 0.044894 | 0.044894 | 0.044894 | 0.044894 | 0.044894 | 0.044894 | 0.044894 | 0.044894 | 0.044894 | 0.044894 | 0.044894 | 0.044894 | 0.044894
F5_Commercial_College_Existing_Water Heating_Natural Gas_Water Heater_E5 | F5 | Commercial | College | Existing | Water Heating | Natural Gas | Water Heater | E5 | Utility - Cost of Operation | 0.04585 | 0.04585 | 0.04585 | 0.04585 | 0.04585 | 0.04585 | 0.04585 | 0.04585 | 0.04585 | 0.04585 | 0.04585 | 0.04585 | 0.04585 | 0.04585 | 0.04585 | 0.04585 | 0.04585 | 0.04585 | 0.04585 | 0.04585 | 0.04585 | 0.04585 | 0.04585 | 0.04585 | 0.04585 | 0.04585 | 0.04585 | 0.04585 | 0.04585 | 0.04585 | 0.04585 | 0.04585 | 0.04585
F5_Commercial_College_Existing_Water Heating_Natural Gas_Water Heater_E6 | F5 | Commercial | College | Existing | Water Heating | Natural Gas | Water Heater | E6 | Utility - Cost of Operation | 0.038733 | 0.038733 | 0.038733 | 0.038733 | 0.038733 | 0.038733 | 0.038733 | 0.038733 | 0.038733 | 0.038733 | 0.038733 | 0.038733 | 0.038733 | 0.038733 | 0.038733 | 0.038733 | 0.038733 | 0.038733 | 0.038733 | 0.038733 | 0.038733 | 0.038733 | 0.038733 | 0.038733 | 0.038733 | 0.038733 | 0.038733 | 0.038733 | 0.038733 | 0.038733 | 0.038733 | 0.038733 | 0.038733
F5_Commercial_College_Existing_Water Heating_Natural Gas_Water Heater_E7 | F5 | Commercial | College | Existing | Water Heating | Natural Gas | Water Heater | E7 | Utility - Cost of Operation | 0.048908 | 0.048908 | 0.048908 | 0.048908 | 0.048908 | 0.048908 | 0.048908 | 0.048908 | 0.048908 | 0.048908 | 0.048908 | 0.048908 | 0.048908 | 0.048908 | 0.048908 | 0.048908 | 0.048908 | 0.048908 | 0.048908 | 0.048908 | 0.048908 | 0.048908 | 0.048908 | 0.048908 | 0.048908 | 0.048908 | 0.048908 | 0.048908 | 0.048908 | 0.048908 | 0.048908 | 0.048908 | 0.048908
F5_Commercial_College_Existing_Water Heating_Natural Gas_Water Heater_E8 | F5 | Commercial | College | Existing | Water Heating | Natural Gas | Water Heater | E8 | Utility - Cost of Operation | 0 | 0 | 0 | 0 | 0 | 0 | 0 | 0 | 0 | 0 | 0 | 0 | 0 | 0 | 0 | 0 | 0 | 0 | 0 | 0 | 0 | 0 | 0 | 0 | 0 | 0 | 0 | 0 | 0 | 0 | 0 | 0 | 0
F5_Commercial_College_Existing_Water Heating_Natural Gas_Water Heater_E9 | F5 | Commercial | College | Existing | Water Heating | Natural Gas | Water Heater | E9 | Utility - Cost of Operation | 0 | 0 | 0 | 0 | 0 | 0 | 0 | 0 | 0 | 0 | 0 | 0 | 0 | 0 | 0 | 0 | 0 | 0 | 0 | 0 | 0 | 0 | 0 | 0 | 0 | 0 | 0 | 0 | 0 | 0 | 0 | 0 | 0
F5_Commercial_College_Existing_Water Heating_Natural Gas_Water Heater_E10 | F5 | Commercial | College | Existing | Water Heating | Natural Gas | Water Heater | E10 | Utility - Cost of Operation | 0 | 0 | 0 | 0 | 0 | 0 | 0 | 0 | 0 | 0 | 0 | 0 | 0 | 0 | 0 | 0 | 0 | 0 | 0 | 0 | 0 | 0 | 0 | 0 | 0 | 0 | 0 | 0 | 0 | 0 | 0 | 0 | 0
F6_Commercial_College_Existing_Water Heating_Natural Gas_Water Heater_E1 | F6 | Commercial | College | Existing | Water Heating | Natural Gas | Water Heater | E1 | Utility - Value of Sales | 0.18527 | 0.18527 | 0.18527 | 0.18527 | 0.18527 | 0.18527 | 0.18527 | 0.18527 | 0.18527 | 0.18527 | 0.18527 | 0.18527 | 0.18527 | 0.18527 | 0.18527 | 0.18527 | 0.18527 | 0.18527 | 0.18527 | 0.18527 | 0.18527 | 0.18527 | 0.18527 | 0.18527 | 0.18527 | 0.18527 | 0.18527 | 0.18527 | 0.18527 | 0.18527 | 0.18527 | 0.18527 | 0.18527
F6_Commercial_College_Existing_Water Heating_Natural Gas_Water Heater_E2 | F6 | Commercial | College | Existing | Water Heating | Natural Gas | Water Heater | E2 | Utility - Value of Sales | 0.18298 | 0.18298 | 0.18298 | 0.18298 | 0.18298 | 0.18298 | 0.18298 | 0.18298 | 0.18298 | 0.18298 | 0.18298 | 0.18298 | 0.18298 | 0.18298 | 0.18298 | 0.18298 | 0.18298 | 0.18298 | 0.18298 | 0.18298 | 0.18298 | 0.18298 | 0.18298 | 0.18298 | 0.18298 | 0.18298 | 0.18298 | 0.18298 | 0.18298 | 0.18298 | 0.18298 | 0.18298 | 0.18298
F6_Commercial_College_Existing_Water Heating_Natural Gas_Water Heater_E3 | F6 | Commercial | College | Existing | Water Heating | Natural Gas | Water Heater | E3 | Utility - Value of Sales | 0.16843 | 0.16843 | 0.16843 | 0.16843 | 0.16843 | 0.16843 | 0.16843 | 0.16843 | 0.16843 | 0.16843 | 0.16843 | 0.16843 | 0.16843 | 0.16843 | 0.16843 | 0.16843 | 0.16843 | 0.16843 | 0.16843 | 0.16843 | 0.16843 | 0.16843 | 0.16843 | 0.16843 | 0.16843 | 0.16843 | 0.16843 | 0.16843 | 0.16843 | 0.16843 | 0.16843 | 0.16843 | 0.16843
F6_Commercial_College_Existing_Water Heating_Natural Gas_Water Heater_E4 | F6 | Commercial | College | Existing | Water Heating | Natural Gas | Water Heater | E4 | Utility - Value of Sales | 0.15768 | 0.15768 | 0.15768 | 0.15768 | 0.15768 | 0.15768 | 0.15768 | 0.15768 | 0.15768 | 0.15768 | 0.15768 | 0.15768 | 0.15768 | 0.15768 | 0.15768 | 0.15768 | 0.15768 | 0.15768 | 0.15768 | 0.15768 | 0.15768 | 0.15768 | 0.15768 | 0.15768 | 0.15768 | 0.15768 | 0.15768 | 0.15768 | 0.15768 | 0.15768 | 0.15768 | 0.15768 | 0.15768
F6_Commercial_College_Existing_Water Heating_Natural Gas_Water Heater_E5 | F6 | Commercial | College | Existing | Water Heating | Natural Gas | Water Heater | E5 | Utility - Value of Sales | 0.15439 | 0.15439 | 0.15439 | 0.15439 | 0.15439 | 0.15439 | 0.15439 | 0.15439 | 0.15439 | 0.15439 | 0.15439 | 0.15439 | 0.15439 | 0.15439 | 0.15439 | 0.15439 | 0.15439 | 0.15439 | 0.15439 | 0.15439 | 0.15439 | 0.15439 | 0.15439 | 0.15439 | 0.15439 | 0.15439 | 0.15439 | 0.15439 | 0.15439 | 0.15439 | 0.15439 | 0.15439 | 0.15439
F6_Commercial_College_Existing_Water Heating_Natural Gas_Water Heater_E6 | F6 | Commercial | College | Existing | Water Heating | Natural Gas | Water Heater | E6 | Utility - Value of Sales | 0.15124 | 0.15124 | 0.15124 | 0.15124 | 0.15124 | 0.15124 | 0.15124 | 0.15124 | 0.15124 | 0.15124 | 0.15124 | 0.15124 | 0.15124 | 0.15124 | 0.15124 | 0.15124 | 0.15124 | 0.15124 | 0.15124 | 0.15124 | 0.15124 | 0.15124 | 0.15124 | 0.15124 | 0.15124 | 0.15124 | 0.15124 | 0.15124 | 0.15124 | 0.15124 | 0.15124 | 0.15124 | 0.15124
F6_Commercial_College_Existing_Water Heating_Natural Gas_Water Heater_E7 | F6 | Commercial | College | Existing | Water Heating | Natural Gas | Water Heater | E7 | Utility - Value of Sales | 0.13983 | 0.13983 | 0.13983 | 0.13983 | 0.13983 | 0.13983 | 0.13983 | 0.13983 | 0.13983 | 0.13983 | 0.13983 | 0.13983 | 0.13983 | 0.13983 | 0.13983 | 0.13983 | 0.13983 | 0.13983 | 0.13983 | 0.13983 | 0.13983 | 0.13983 | 0.13983 | 0.13983 | 0.13983 | 0.13983 | 0.13983 | 0.13983 | 0.13983 | 0.13983 | 0.13983 | 0.13983 | 0.13983
F6_Commercial_College_Existing_Water Heating_Natural Gas_Water Heater_E8 | F6 | Commercial | College | Existing | Water Heating | Natural Gas | Water Heater | E8 | Utility - Value of Sales | 0 | 0 | 0 | 0 | 0 | 0 | 0 | 0 | 0 | 0 | 0 | 0 | 0 | 0 | 0 | 0 | 0 | 0 | 0 | 0 | 0 | 0 | 0 | 0 | 0 | 0 | 0 | 0 | 0 | 0 | 0 | 0 | 0
F6_Commercial_College_Existing_Water Heating_Natural Gas_Water Heater_E9 | F6 | Commercial | College | Existing | Water Heating | Natural Gas | Water Heater | E9 | Utility - Value of Sales | 0 | 0 | 0 | 0 | 0 | 0 | 0 | 0 | 0 | 0 | 0 | 0 | 0 | 0 | 0 | 0 | 0 | 0 | 0 | 0 | 0 | 0 | 0 | 0 | 0 | 0 | 0 | 0 | 0 | 0 | 0 | 0 | 0
F6_Commercial_College_Existing_Water Heating_Natural Gas_Water Heater_E10 | F6 | Commercial | College | Existing | Water Heating | Natural Gas | Water Heater | E10 | Utility - Value of Sales | 0 | 0 | 0 | 0 | 0 | 0 | 0 | 0 | 0 | 0 | 0 | 0 | 0 | 0 | 0 | 0 | 0 | 0 | 0 | 0 | 0 | 0 | 0 | 0 | 0 | 0 | 0 | 0 | 0 | 0 | 0 | 0 | 0
F1_Commercial_College_Existing_Food Preparation_Natural Gas_Oven_E1 | F1 | Commercial | College | Existing | Food Preparation | Natural Gas | Oven | E1 | RVT - Cost of Equipment | 0.037013 | 0.037295 | 0.03761 | 0.037957 | 0.038352 | 0.038809 | 0.03918 | 0.039536 | 0.039898 | 0.040274 | 0.040633 | 0.040963 | 0.0413 | 0.041654 | 0.042045 | 0.042427 | 0.042832 | 0.04326 | 0.043707 | 0.044162 | 0.04462 | 0.04505 | 0.045437 | 0.04578 | 0.046076 | 0.04633 | 0.046507 | 0.046638 | 0.046752 | 0.04685 | 0.046946 | 0.046988 | 0.046988
F1_Commercial_College_Existing_Food Preparation_Natural Gas_Oven_E2 | F1 | Commercial | College | Existing | Food Preparation | Natural Gas | Oven | E2 | RVT - Cost of Equipment | 0.032159 | 0.032404 | 0.032678 | 0.032979 | 0.033322 | 0.03372 | 0.034042 | 0.034351 | 0.034665 | 0.034992 | 0.035304 | 0.035591 | 0.035884 | 0.036191 | 0.036531 | 0.036863 | 0.037215 | 0.037587 | 0.037975 | 0.03837 | 0.038769 | 0.039142 | 0.039478 | 0.039776 | 0.040033 | 0.040254 | 0.040408 | 0.040522 | 0.040621 | 0.040705 | 0.040789 | 0.040826 | 0.040826
F1_Commercial_College_Existing_Food Preparation_Natural Gas_Oven_E3 | F1 | Commercial | College | Existing | Food Preparation | Natural Gas | Oven | E3 | RVT - Cost of Equipment | 0 | 0 | 0 | 0 | 0 | 0 | 0 | 0 | 0 | 0 | 0 | 0 | 0 | 0 | 0 | 0 | 0 | 0 | 0 | 0 | 0 | 0 | 0 | 0 | 0 | 0 | 0 | 0 | 0 | 0 | 0 | 0 | 0
F1_Commercial_College_Existing_Food Preparation_Natural Gas_Oven_E4 | F1 | Commercial | College | Existing | Food Preparation | Natural Gas | Oven | E4 | RVT - Cost of Equipment | 0 | 0 | 0 | 0 | 0 | 0 | 0 | 0 | 0 | 0 | 0 | 0 | 0 | 0 | 0 | 0 | 0 | 0 | 0 | 0 | 0 | 0 | 0 | 0 | 0 | 0 | 0 | 0 | 0 | 0 | 0 | 0 | 0
F1_Commercial_College_Existing_Food Preparation_Natural Gas_Oven_E5 | F1 | Commercial | College | Existing | Food Preparation | Natural Gas | Oven | E5 | RVT - Cost of Equipment | 0 | 0 | 0 | 0 | 0 | 0 | 0 | 0 | 0 | 0 | 0 | 0 | 0 | 0 | 0 | 0 | 0 | 0 | 0 | 0 | 0 | 0 | 0 | 0 | 0 | 0 | 0 | 0 | 0 | 0 | 0 | 0 | 0
F1_Commercial_College_Existing_Food Preparation_Natural Gas_Oven_E6 | F1 | Commercial | College | Existing | Food Preparation | Natural Gas | Oven | E6 | RVT - Cost of Equipment | 0 | 0 | 0 | 0 | 0 | 0 | 0 | 0 | 0 | 0 | 0 | 0 | 0 | 0 | 0 | 0 | 0 | 0 | 0 | 0 | 0 | 0 | 0 | 0 | 0 | 0 | 0 | 0 | 0 | 0 | 0 | 0 | 0
F1_Commercial_College_Existing_Food Preparation_Natural Gas_Oven_E7 | F1 | Commercial | College | Existing | Food Preparation | Natural Gas | Oven | E7 | RVT - Cost of Equipment | 0 | 0 | 0 | 0 | 0 | 0 | 0 | 0 | 0 | 0 | 0 | 0 | 0 | 0 | 0 | 0 | 0 | 0 | 0 | 0 | 0 | 0 | 0 | 0 | 0 | 0 | 0 | 0 | 0 | 0 | 0 | 0 | 0
F1_Commercial_College_Existing_Food Preparation_Natural Gas_Oven_E8 | F1 | Commercial | College | Existing | Food Preparation | Natural Gas | Oven | E8 | RVT - Cost of Equipment | 0 | 0 | 0 | 0 | 0 | 0 | 0 | 0 | 0 | 0 | 0 | 0 | 0 | 0 | 0 | 0 | 0 | 0 | 0 | 0 | 0 | 0 | 0 | 0 | 0 | 0 | 0 | 0 | 0 | 0 | 0 | 0 | 0
F1_Commercial_College_Existing_Food Preparation_Natural Gas_Oven_E9 | F1 | Commercial | College | Existing | Food Preparation | Natural Gas | Oven | E9 | RVT - Cost of Equipment | 0 | 0 | 0 | 0 | 0 | 0 | 0 | 0 | 0 | 0 | 0 | 0 | 0 | 0 | 0 | 0 | 0 | 0 | 0 | 0 | 0 | 0 | 0 | 0 | 0 | 0 | 0 | 0 | 0 | 0 | 0 | 0 | 0
F1_Commercial_College_Existing_Food Preparation_Natural Gas_Oven_E10 | F1 | Commercial | College | Existing | Food Preparation | Natural Gas | Oven | E10 | RVT - Cost of Equipment | 0 | 0 | 0 | 0 | 0 | 0 | 0 | 0 | 0 | 0 | 0 | 0 | 0 | 0 | 0 | 0 | 0 | 0 | 0 | 0 | 0 | 0 | 0 | 0 | 0 | 0 | 0 | 0 | 0 | 0 | 0 | 0 | 0
F2_Commercial_College_Existing_Food Preparation_Natural Gas_Oven_E1 | F2 | Commercial | College | Existing | Food Preparation | Natural Gas | Oven | E1 | RVT - Cost of Operation | 0.044344 | 0.044682 | 0.045059 | 0.045475 | 0.045948 | 0.046496 | 0.046941 | 0.047367 | 0.0478 | 0.048251 | 0.048681 | 0.049076 | 0.04948 | 0.049904 | 0.050372 | 0.05083 | 0.051316 | 0.051829 | 0.052363 | 0.052909 | 0.053458 | 0.053972 | 0.054437 | 0.054847 | 0.055202 | 0.055507 | 0.055718 | 0.055876 | 0.056012 | 0.056129 | 0.056244 | 0.056295 | 0.056295
F2_Commercial_College_Existing_Food Preparation_Natural Gas_Oven_E2 | F2 | Commercial | College | Existing | Food Preparation | Natural Gas | Oven | E2 | RVT - Cost of Operation | 0.038528 | 0.038822 | 0.03915 | 0.039511 | 0.039922 | 0.040398 | 0.040785 | 0.041155 | 0.041531 | 0.041923 | 0.042297 | 0.04264 | 0.042991 | 0.043359 | 0.043766 | 0.044164 | 0.044586 | 0.045032 | 0.045496 | 0.04597 | 0.046447 | 0.046894 | 0.047298 | 0.047654 | 0.047962 | 0.048227 | 0.048411 | 0.048548 | 0.048667 | 0.048768 | 0.048868 | 0.048912 | 0.048912
F2_Commercial_College_Existing_Food Preparation_Natural Gas_Oven_E3 | F2 | Commercial | College | Existing | Food Preparation | Natural Gas | Oven | E3 | RVT - Cost of Operation | 0 | 0 | 0 | 0 | 0 | 0 | 0 | 0 | 0 | 0 | 0 | 0 | 0 | 0 | 0 | 0 | 0 | 0 | 0 | 0 | 0 | 0 | 0 | 0 | 0 | 0 | 0 | 0 | 0 | 0 | 0 | 0 | 0
F2_Commercial_College_Existing_Food Preparation_Natural Gas_Oven_E4 | F2 | Commercial | College | Existing | Food Preparation | Natural Gas | Oven | E4 | RVT - Cost of Operation | 0 | 0 | 0 | 0 | 0 | 0 | 0 | 0 | 0 | 0 | 0 | 0 | 0 | 0 | 0 | 0 | 0 | 0 | 0 | 0 | 0 | 0 | 0 | 0 | 0 | 0 | 0 | 0 | 0 | 0 | 0 | 0 | 0
F2_Commercial_College_Existing_Food Preparation_Natural Gas_Oven_E5 | F2 | Commercial | College | Existing | Food Preparation | Natural Gas | Oven | E5 | RVT - Cost of Operation | 0 | 0 | 0 | 0 | 0 | 0 | 0 | 0 | 0 | 0 | 0 | 0 | 0 | 0 | 0 | 0 | 0 | 0 | 0 | 0 | 0 | 0 | 0 | 0 | 0 | 0 | 0 | 0 | 0 | 0 | 0 | 0 | 0
F2_Commercial_College_Existing_Food Preparation_Natural Gas_Oven_E6 | F2 | Commercial | College | Existing | Food Preparation | Natural Gas | Oven | E6 | RVT - Cost of Operation | 0 | 0 | 0 | 0 | 0 | 0 | 0 | 0 | 0 | 0 | 0 | 0 | 0 | 0 | 0 | 0 | 0 | 0 | 0 | 0 | 0 | 0 | 0 | 0 | 0 | 0 | 0 | 0 | 0 | 0 | 0 | 0 | 0
F2_Commercial_College_Existing_Food Preparation_Natural Gas_Oven_E7 | F2 | Commercial | College | Existing | Food Preparation | Natural Gas | Oven | E7 | RVT - Cost of Operation | 0 | 0 | 0 | 0 | 0 | 0 | 0 | 0 | 0 | 0 | 0 | 0 | 0 | 0 | 0 | 0 | 0 | 0 | 0 | 0 | 0 | 0 | 0 | 0 | 0 | 0 | 0 | 0 | 0 | 0 | 0 | 0 | 0
F2_Commercial_College_Existing_Food Preparation_Natural Gas_Oven_E8 | F2 | Commercial | College | Existing | Food Preparation | Natural Gas | Oven | E8 | RVT - Cost of Operation | 0 | 0 | 0 | 0 | 0 | 0 | 0 | 0 | 0 | 0 | 0 | 0 | 0 | 0 | 0 | 0 | 0 | 0 | 0 | 0 | 0 | 0 | 0 | 0 | 0 | 0 | 0 | 0 | 0 | 0 | 0 | 0 | 0
F2_Commercial_College_Existing_Food Preparation_Natural Gas_Oven_E9 | F2 | Commercial | College | Existing | Food Preparation | Natural Gas | Oven | E9 | RVT - Cost of Operation | 0 | 0 | 0 | 0 | 0 | 0 | 0 | 0 | 0 | 0 | 0 | 0 | 0 | 0 | 0 | 0 | 0 | 0 | 0 | 0 | 0 | 0 | 0 | 0 | 0 | 0 | 0 | 0 | 0 | 0 | 0 | 0 | 0
F2_Commercial_College_Existing_Food Preparation_Natural Gas_Oven_E10 | F2 | Commercial | College | Existing | Food Preparation | Natural Gas | Oven | E10 | RVT - Cost of Operation | 0 | 0 | 0 | 0 | 0 | 0 | 0 | 0 | 0 | 0 | 0 | 0 | 0 | 0 | 0 | 0 | 0 | 0 | 0 | 0 | 0 | 0 | 0 | 0 | 0 | 0 | 0 | 0 | 0 | 0 | 0 | 0 | 0
F3_Commercial_College_Existing_Food Preparation_Natural Gas_Oven_E1 | F3 | Commercial | College | Existing | Food Preparation | Natural Gas | Oven | E1 | System - kBTUs of Consumption | 0.028466 | 0.028466 | 0.028466 | 0.028466 | 0.028466 | 0.028466 | 0.028466 | 0.028466 | 0.028466 | 0.028466 | 0.028466 | 0.028466 | 0.028466 | 0.028466 | 0.028466 | 0.028466 | 0.028466 | 0.028466 | 0.028466 | 0.028466 | 0.028466 | 0.028466 | 0.028466 | 0.028466 | 0.028466 | 0.028466 | 0.028466 | 0.028466 | 0.028466 | 0.028466 | 0.028466 | 0.028466 | 0.028466
F3_Commercial_College_Existing_Food Preparation_Natural Gas_Oven_E2 | F3 | Commercial | College | Existing | Food Preparation | Natural Gas | Oven | E2 | System - kBTUs of Consumption | 0.029987 | 0.029987 | 0.029987 | 0.029987 | 0.029987 | 0.029987 | 0.029987 | 0.029987 | 0.029987 | 0.029987 | 0.029987 | 0.029987 | 0.029987 | 0.029987 | 0.029987 | 0.029987 | 0.029987 | 0.029987 | 0.029987 | 0.029987 | 0.029987 | 0.029987 | 0.029987 | 0.029987 | 0.029987 | 0.029987 | 0.029987 | 0.029987 | 0.029987 | 0.029987 | 0.029987 | 0.029987 | 0.029987
F3_Commercial_College_Existing_Food Preparation_Natural Gas_Oven_E3 | F3 | Commercial | College | Existing | Food Preparation | Natural Gas | Oven | E3 | System - kBTUs of Consumption | 0 | 0 | 0 | 0 | 0 | 0 | 0 | 0 | 0 | 0 | 0 | 0 | 0 | 0 | 0 | 0 | 0 | 0 | 0 | 0 | 0 | 0 | 0 | 0 | 0 | 0 | 0 | 0 | 0 | 0 | 0 | 0 | 0
F3_Commercial_College_Existing_Food Preparation_Natural Gas_Oven_E4 | F3 | Commercial | College | Existing | Food Preparation | Natural Gas | Oven | E4 | System - kBTUs of Consumption | 0 | 0 | 0 | 0 | 0 | 0 | 0 | 0 | 0 | 0 | 0 | 0 | 0 | 0 | 0 | 0 | 0 | 0 | 0 | 0 | 0 | 0 | 0 | 0 | 0 | 0 | 0 | 0 | 0 | 0 | 0 | 0 | 0
F3_Commercial_College_Existing_Food Preparation_Natural Gas_Oven_E5 | F3 | Commercial | College | Existing | Food Preparation | Natural Gas | Oven | E5 | System - kBTUs of Consumption | 0 | 0 | 0 | 0 | 0 | 0 | 0 | 0 | 0 | 0 | 0 | 0 | 0 | 0 | 0 | 0 | 0 | 0 | 0 | 0 | 0 | 0 | 0 | 0 | 0 | 0 | 0 | 0 | 0 | 0 | 0 | 0 | 0
F3_Commercial_College_Existing_Food Preparation_Natural Gas_Oven_E6 | F3 | Commercial | College | Existing | Food Preparation | Natural Gas | Oven | E6 | System - kBTUs of Consumption | 0 | 0 | 0 | 0 | 0 | 0 | 0 | 0 | 0 | 0 | 0 | 0 | 0 | 0 | 0 | 0 | 0 | 0 | 0 | 0 | 0 | 0 | 0 | 0 | 0 | 0 | 0 | 0 | 0 | 0 | 0 | 0 | 0
F3_Commercial_College_Existing_Food Preparation_Natural Gas_Oven_E7 | F3 | Commercial | College | Existing | Food Preparation | Natural Gas | Oven | E7 | System - kBTUs of Consumption | 0 | 0 | 0 | 0 | 0 | 0 | 0 | 0 | 0 | 0 | 0 | 0 | 0 | 0 | 0 | 0 | 0 | 0 | 0 | 0 | 0 | 0 | 0 | 0 | 0 | 0 | 0 | 0 | 0 | 0 | 0 | 0 | 0
F3_Commercial_College_Existing_Food Preparation_Natural Gas_Oven_E8 | F3 | Commercial | College | Existing | Food Preparation | Natural Gas | Oven | E8 | System - kBTUs of Consumption | 0 | 0 | 0 | 0 | 0 | 0 | 0 | 0 | 0 | 0 | 0 | 0 | 0 | 0 | 0 | 0 | 0 | 0 | 0 | 0 | 0 | 0 | 0 | 0 | 0 | 0 | 0 | 0 | 0 | 0 | 0 | 0 | 0
F3_Commercial_College_Existing_Food Preparation_Natural Gas_Oven_E9 | F3 | Commercial | College | Existing | Food Preparation | Natural Gas | Oven | E9 | System - kBTUs of Consumption | 0 | 0 | 0 | 0 | 0 | 0 | 0 | 0 | 0 | 0 | 0 | 0 | 0 | 0 | 0 | 0 | 0 | 0 | 0 | 0 | 0 | 0 | 0 | 0 | 0 | 0 | 0 | 0 | 0 | 0 | 0 | 0 | 0
F3_Commercial_College_Existing_Food Preparation_Natural Gas_Oven_E10 | F3 | Commercial | College | Existing | Food Preparation | Natural Gas | Oven | E10 | System - kBTUs of Consumption | 0 | 0 | 0 | 0 | 0 | 0 | 0 | 0 | 0 | 0 | 0 | 0 | 0 | 0 | 0 | 0 | 0 | 0 | 0 | 0 | 0 | 0 | 0 | 0 | 0 | 0 | 0 | 0 | 0 | 0 | 0 | 0 | 0
F4_Commercial_College_Existing_Food Preparation_Natural Gas_Oven_E1 | F4 | Commercial | College | Existing | Food Preparation | Natural Gas | Oven | E1 | Utility - Cost of Equipment | 0.044344 | 0.044682 | 0.045059 | 0.045475 | 0.045948 | 0.046496 | 0.046941 | 0.047367 | 0.0478 | 0.048251 | 0.048681 | 0.049076 | 0.04948 | 0.049904 | 0.050372 | 0.05083 | 0.051316 | 0.051829 | 0.052363 | 0.052909 | 0.053458 | 0.053972 | 0.054437 | 0.054847 | 0.055202 | 0.055507 | 0.055718 | 0.055876 | 0.056012 | 0.056129 | 0.056244 | 0.056295 | 0.056295
F4_Commercial_College_Existing_Food Preparation_Natural Gas_Oven_E2 | F4 | Commercial | College | Existing | Food Preparation | Natural Gas | Oven | E2 | Utility - Cost of Equipment | 0.038528 | 0.038822 | 0.03915 | 0.039511 | 0.039922 | 0.040398 | 0.040785 | 0.041155 | 0.041531 | 0.041923 | 0.042297 | 0.04264 | 0.042991 | 0.043359 | 0.043766 | 0.044164 | 0.044586 | 0.045032 | 0.045496 | 0.04597 | 0.046447 | 0.046894 | 0.047298 | 0.047654 | 0.047962 | 0.048227 | 0.048411 | 0.048548 | 0.048667 | 0.048768 | 0.048868 | 0.048912 | 0.048912
F4_Commercial_College_Existing_Food Preparation_Natural Gas_Oven_E3 | F4 | Commercial | College | Existing | Food Preparation | Natural Gas | Oven | E3 | Utility - Cost of Equipment | 0 | 0 | 0 | 0 | 0 | 0 | 0 | 0 | 0 | 0 | 0 | 0 | 0 | 0 | 0 | 0 | 0 | 0 | 0 | 0 | 0 | 0 | 0 | 0 | 0 | 0 | 0 | 0 | 0 | 0 | 0 | 0 | 0
F4_Commercial_College_Existing_Food Preparation_Natural Gas_Oven_E4 | F4 | Commercial | College | Existing | Food Preparation | Natural Gas | Oven | E4 | Utility - Cost of Equipment | 0 | 0 | 0 | 0 | 0 | 0 | 0 | 0 | 0 | 0 | 0 | 0 | 0 | 0 | 0 | 0 | 0 | 0 | 0 | 0 | 0 | 0 | 0 | 0 | 0 | 0 | 0 | 0 | 0 | 0 | 0 | 0 | 0
F4_Commercial_College_Existing_Food Preparation_Natural Gas_Oven_E5 | F4 | Commercial | College | Existing | Food Preparation | Natural Gas | Oven | E5 | Utility - Cost of Equipment | 0 | 0 | 0 | 0 | 0 | 0 | 0 | 0 | 0 | 0 | 0 | 0 | 0 | 0 | 0 | 0 | 0 | 0 | 0 | 0 | 0 | 0 | 0 | 0 | 0 | 0 | 0 | 0 | 0 | 0 | 0 | 0 | 0
F4_Commercial_College_Existing_Food Preparation_Natural Gas_Oven_E6 | F4 | Commercial | College | Existing | Food Preparation | Natural Gas | Oven | E6 | Utility - Cost of Equipment | 0 | 0 | 0 | 0 | 0 | 0 | 0 | 0 | 0 | 0 | 0 | 0 | 0 | 0 | 0 | 0 | 0 | 0 | 0 | 0 | 0 | 0 | 0 | 0 | 0 | 0 | 0 | 0 | 0 | 0 | 0 | 0 | 0
F4_Commercial_College_Existing_Food Preparation_Natural Gas_Oven_E7 | F4 | Commercial | College | Existing | Food Preparation | Natural Gas | Oven | E7 | Utility - Cost of Equipment | 0 | 0 | 0 | 0 | 0 | 0 | 0 | 0 | 0 | 0 | 0 | 0 | 0 | 0 | 0 | 0 | 0 | 0 | 0 | 0 | 0 | 0 | 0 | 0 | 0 | 0 | 0 | 0 | 0 | 0 | 0 | 0 | 0
F4_Commercial_College_Existing_Food Preparation_Natural Gas_Oven_E8 | F4 | Commercial | College | Existing | Food Preparation | Natural Gas | Oven | E8 | Utility - Cost of Equipment | 0 | 0 | 0 | 0 | 0 | 0 | 0 | 0 | 0 | 0 | 0 | 0 | 0 | 0 | 0 | 0 | 0 | 0 | 0 | 0 | 0 | 0 | 0 | 0 | 0 | 0 | 0 | 0 | 0 | 0 | 0 | 0 | 0
F4_Commercial_College_Existing_Food Preparation_Natural Gas_Oven_E9 | F4 | Commercial | College | Existing | Food Preparation | Natural Gas | Oven | E9 | Utility - Cost of Equipment | 0 | 0 | 0 | 0 | 0 | 0 | 0 | 0 | 0 | 0 | 0 | 0 | 0 | 0 | 0 | 0 | 0 | 0 | 0 | 0 | 0 | 0 | 0 | 0 | 0 | 0 | 0 | 0 | 0 | 0 | 0 | 0 | 0
F4_Commercial_College_Existing_Food Preparation_Natural Gas_Oven_E10 | F4 | Commercial | College | Existing | Food Preparation | Natural Gas | Oven | E10 | Utility - Cost of Equipment | 0 | 0 | 0 | 0 | 0 | 0 | 0 | 0 | 0 | 0 | 0 | 0 | 0 | 0 | 0 | 0 | 0 | 0 | 0 | 0 | 0 | 0 | 0 | 0 | 0 | 0 | 0 | 0 | 0 | 0 | 0 | 0 | 0
F5_Commercial_College_Existing_Food Preparation_Natural Gas_Oven_E1 | F5 | Commercial | College | Existing | Food Preparation | Natural Gas | Oven | E1 | Utility - Cost of Operation | 0.028466 | 0.028466 | 0.028466 | 0.028466 | 0.028466 | 0.028466 | 0.028466 | 0.028466 | 0.028466 | 0.028466 | 0.028466 | 0.028466 | 0.028466 | 0.028466 | 0.028466 | 0.028466 | 0.028466 | 0.028466 | 0.028466 | 0.028466 | 0.028466 | 0.028466 | 0.028466 | 0.028466 | 0.028466 | 0.028466 | 0.028466 | 0.028466 | 0.028466 | 0.028466 | 0.028466 | 0.028466 | 0.028466
F5_Commercial_College_Existing_Food Preparation_Natural Gas_Oven_E2 | F5 | Commercial | College | Existing | Food Preparation | Natural Gas | Oven | E2 | Utility - Cost of Operation | 0.029987 | 0.029987 | 0.029987 | 0.029987 | 0.029987 | 0.029987 | 0.029987 | 0.029987 | 0.029987 | 0.029987 | 0.029987 | 0.029987 | 0.029987 | 0.029987 | 0.029987 | 0.029987 | 0.029987 | 0.029987 | 0.029987 | 0.029987 | 0.029987 | 0.029987 | 0.029987 | 0.029987 | 0.029987 | 0.029987 | 0.029987 | 0.029987 | 0.029987 | 0.029987 | 0.029987 | 0.029987 | 0.029987
F5_Commercial_College_Existing_Food Preparation_Natural Gas_Oven_E3 | F5 | Commercial | College | Existing | Food Preparation | Natural Gas | Oven | E3 | Utility - Cost of Operation | 0 | 0 | 0 | 0 | 0 | 0 | 0 | 0 | 0 | 0 | 0 | 0 | 0 | 0 | 0 | 0 | 0 | 0 | 0 | 0 | 0 | 0 | 0 | 0 | 0 | 0 | 0 | 0 | 0 | 0 | 0 | 0 | 0
F5_Commercial_College_Existing_Food Preparation_Natural Gas_Oven_E4 | F5 | Commercial | College | Existing | Food Preparation | Natural Gas | Oven | E4 | Utility - Cost of Operation | 0 | 0 | 0 | 0 | 0 | 0 | 0 | 0 | 0 | 0 | 0 | 0 | 0 | 0 | 0 | 0 | 0 | 0 | 0 | 0 | 0 | 0 | 0 | 0 | 0 | 0 | 0 | 0 | 0 | 0 | 0 | 0 | 0
F5_Commercial_College_Existing_Food Preparation_Natural Gas_Oven_E5 | F5 | Commercial | College | Existing | Food Preparation | Natural Gas | Oven | E5 | Utility - Cost of Operation | 0 | 0 | 0 | 0 | 0 | 0 | 0 | 0 | 0 | 0 | 0 | 0 | 0 | 0 | 0 | 0 | 0 | 0 | 0 | 0 | 0 | 0 | 0 | 0 | 0 | 0 | 0 | 0 | 0 | 0 | 0 | 0 | 0
F5_Commercial_College_Existing_Food Preparation_Natural Gas_Oven_E6 | F5 | Commercial | College | Existing | Food Preparation | Natural Gas | Oven | E6 | Utility - Cost of Operation | 0 | 0 | 0 | 0 | 0 | 0 | 0 | 0 | 0 | 0 | 0 | 0 | 0 | 0 | 0 | 0 | 0 | 0 | 0 | 0 | 0 | 0 | 0 | 0 | 0 | 0 | 0 | 0 | 0 | 0 | 0 | 0 | 0
F5_Commercial_College_Existing_Food Preparation_Natural Gas_Oven_E7 | F5 | Commercial | College | Existing | Food Preparation | Natural Gas | Oven | E7 | Utility - Cost of Operation | 0 | 0 | 0 | 0 | 0 | 0 | 0 | 0 | 0 | 0 | 0 | 0 | 0 | 0 | 0 | 0 | 0 | 0 | 0 | 0 | 0 | 0 | 0 | 0 | 0 | 0 | 0 | 0 | 0 | 0 | 0 | 0 | 0
F5_Commercial_College_Existing_Food Preparation_Natural Gas_Oven_E8 | F5 | Commercial | College | Existing | Food Preparation | Natural Gas | Oven | E8 | Utility - Cost of Operation | 0 | 0 | 0 | 0 | 0 | 0 | 0 | 0 | 0 | 0 | 0 | 0 | 0 | 0 | 0 | 0 | 0 | 0 | 0 | 0 | 0 | 0 | 0 | 0 | 0 | 0 | 0 | 0 | 0 | 0 | 0 | 0 | 0
F5_Commercial_College_Existing_Food Preparation_Natural Gas_Oven_E9 | F5 | Commercial | College | Existing | Food Preparation | Natural Gas | Oven | E9 | Utility - Cost of Operation | 0 | 0 | 0 | 0 | 0 | 0 | 0 | 0 | 0 | 0 | 0 | 0 | 0 | 0 | 0 | 0 | 0 | 0 | 0 | 0 | 0 | 0 | 0 | 0 | 0 | 0 | 0 | 0 | 0 | 0 | 0 | 0 | 0
F5_Commercial_College_Existing_Food Preparation_Natural Gas_Oven_E10 | F5 | Commercial | College | Existing | Food Preparation | Natural Gas | Oven | E10 | Utility - Cost of Operation | 0 | 0 | 0 | 0 | 0 | 0 | 0 | 0 | 0 | 0 | 0 | 0 | 0 | 0 | 0 | 0 | 0 | 0 | 0 | 0 | 0 | 0 | 0 | 0 | 0 | 0 | 0 | 0 | 0 | 0 | 0 | 0 | 0
F6_Commercial_College_Existing_Food Preparation_Natural Gas_Oven_E1 | F6 | Commercial | College | Existing | Food Preparation | Natural Gas | Oven | E1 | Utility - Value of Sales | 0.026263 | 0.026263 | 0.026263 | 0.026263 | 0.026263 | 0.026263 | 0.026263 | 0.026263 | 0.026263 | 0.026263 | 0.026263 | 0.026263 | 0.026263 | 0.026263 | 0.026263 | 0.026263 | 0.026263 | 0.026263 | 0.026263 | 0.026263 | 0.026263 | 0.026263 | 0.026263 | 0.026263 | 0.026263 | 0.026263 | 0.026263 | 0.026263 | 0.026263 | 0.026263 | 0.026263 | 0.026263 | 0.026263
F6_Commercial_College_Existing_Food Preparation_Natural Gas_Oven_E2 | F6 | Commercial | College | Existing | Food Preparation | Natural Gas | Oven | E2 | Utility - Value of Sales | 0.022818 | 0.022818 | 0.022818 | 0.022818 | 0.022818 | 0.022818 | 0.022818 | 0.022818 | 0.022818 | 0.022818 | 0.022818 | 0.022818 | 0.022818 | 0.022818 | 0.022818 | 0.022818 | 0.022818 | 0.022818 | 0.022818 | 0.022818 | 0.022818 | 0.022818 | 0.022818 | 0.022818 | 0.022818 | 0.022818 | 0.022818 | 0.022818 | 0.022818 | 0.022818 | 0.022818 | 0.022818 | 0.022818
F6_Commercial_College_Existing_Food Preparation_Natural Gas_Oven_E3 | F6 | Commercial | College | Existing | Food Preparation | Natural Gas | Oven | E3 | Utility - Value of Sales | 0 | 0 | 0 | 0 | 0 | 0 | 0 | 0 | 0 | 0 | 0 | 0 | 0 | 0 | 0 | 0 | 0 | 0 | 0 | 0 | 0 | 0 | 0 | 0 | 0 | 0 | 0 | 0 | 0 | 0 | 0 | 0 | 0
F6_Commercial_College_Existing_Food Preparation_Natural Gas_Oven_E4 | F6 | Commercial | College | Existing | Food Preparation | Natural Gas | Oven | E4 | Utility - Value of Sales | 0 | 0 | 0 | 0 | 0 | 0 | 0 | 0 | 0 | 0 | 0 | 0 | 0 | 0 | 0 | 0 | 0 | 0 | 0 | 0 | 0 | 0 | 0 | 0 | 0 | 0 | 0 | 0 | 0 | 0 | 0 | 0 | 0
F6_Commercial_College_Existing_Food Preparation_Natural Gas_Oven_E5 | F6 | Commercial | College | Existing | Food Preparation | Natural Gas | Oven | E5 | Utility - Value of Sales | 0 | 0 | 0 | 0 | 0 | 0 | 0 | 0 | 0 | 0 | 0 | 0 | 0 | 0 | 0 | 0 | 0 | 0 | 0 | 0 | 0 | 0 | 0 | 0 | 0 | 0 | 0 | 0 | 0 | 0 | 0 | 0 | 0
F6_Commercial_College_Existing_Food Preparation_Natural Gas_Oven_E6 | F6 | Commercial | College | Existing | Food Preparation | Natural Gas | Oven | E6 | Utility - Value of Sales | 0 | 0 | 0 | 0 | 0 | 0 | 0 | 0 | 0 | 0 | 0 | 0 | 0 | 0 | 0 | 0 | 0 | 0 | 0 | 0 | 0 | 0 | 0 | 0 | 0 | 0 | 0 | 0 | 0 | 0 | 0 | 0 | 0
F6_Commercial_College_Existing_Food Preparation_Natural Gas_Oven_E7 | F6 | Commercial | College | Existing | Food Preparation | Natural Gas | Oven | E7 | Utility - Value of Sales | 0 | 0 | 0 | 0 | 0 | 0 | 0 | 0 | 0 | 0 | 0 | 0 | 0 | 0 | 0 | 0 | 0 | 0 | 0 | 0 | 0 | 0 | 0 | 0 | 0 | 0 | 0 | 0 | 0 | 0 | 0 | 0 | 0
F6_Commercial_College_Existing_Food Preparation_Natural Gas_Oven_E8 | F6 | Commercial | College | Existing | Food Preparation | Natural Gas | Oven | E8 | Utility - Value of Sales | 0 | 0 | 0 | 0 | 0 | 0 | 0 | 0 | 0 | 0 | 0 | 0 | 0 | 0 | 0 | 0 | 0 | 0 | 0 | 0 | 0 | 0 | 0 | 0 | 0 | 0 | 0 | 0 | 0 | 0 | 0 | 0 | 0
F6_Commercial_College_Existing_Food Preparation_Natural Gas_Oven_E9 | F6 | Commercial | College | Existing | Food Preparation | Natural Gas | Oven | E9 | Utility - Value of Sales | 0 | 0 | 0 | 0 | 0 | 0 | 0 | 0 | 0 | 0 | 0 | 0 | 0 | 0 | 0 | 0 | 0 | 0 | 0 | 0 | 0 | 0 | 0 | 0 | 0 | 0 | 0 | 0 | 0 | 0 | 0 | 0 | 0
F6_Commercial_College_Existing_Food Preparation_Natural Gas_Oven_E10 | F6 | Commercial | College | Existing | Food Preparation | Natural Gas | Oven | E10 | Utility - Value of Sales | 0 | 0 | 0 | 0 | 0 | 0 | 0 | 0 | 0 | 0 | 0 | 0 | 0 | 0 | 0 | 0 | 0 | 0 | 0 | 0 | 0 | 0 | 0 | 0 | 0 | 0 | 0 | 0 | 0 | 0 | 0 | 0 | 0
F1_Commercial_College_Existing_Food Preparation_Natural Gas_Conveyor Oven_E1 | F1 | Commercial | College | Existing | Food Preparation | Natural Gas | Conveyor Oven | E1 | RVT - Cost of Equipment | 0.069458 | 0.069964 | 0.070514 | 0.071117 | 0.071807 | 0.072606 | 0.07331 | 0.074021 | 0.074757 | 0.075521 | 0.076257 | 0.076937 | 0.077602 | 0.078266 | 0.078961 | 0.079622 | 0.080302 | 0.080999 | 0.081702 | 0.082399 | 0.083084 | 0.08371 | 0.084268 | 0.084761 | 0.085188 | 0.085555 | 0.085809 | 0.085999 | 0.086163 | 0.086303 | 0.086441 | 0.086503 | 0.086503
F1_Commercial_College_Existing_Food Preparation_Natural Gas_Conveyor Oven_E2 | F1 | Commercial | College | Existing | Food Preparation | Natural Gas | Conveyor Oven | E2 | RVT - Cost of Equipment | 0.052799 | 0.053183 | 0.053602 | 0.05406 | 0.054584 | 0.055192 | 0.055727 | 0.056267 | 0.056827 | 0.057408 | 0.057968 | 0.058484 | 0.05899 | 0.059495 | 0.060022 | 0.060525 | 0.061042 | 0.061572 | 0.062106 | 0.062636 | 0.063157 | 0.063633 | 0.064057 | 0.064432 | 0.064756 | 0.065035 | 0.065228 | 0.065372 | 0.065497 | 0.065603 | 0.065709 | 0.065755 | 0.065755
F1_Commercial_College_Existing_Food Preparation_Natural Gas_Conveyor Oven_E3 | F1 | Commercial | College | Existing | Food Preparation | Natural Gas | Conveyor Oven | E3 | RVT - Cost of Equipment | 0 | 0 | 0 | 0 | 0 | 0 | 0 | 0 | 0 | 0 | 0 | 0 | 0 | 0 | 0 | 0 | 0 | 0 | 0 | 0 | 0 | 0 | 0 | 0 | 0 | 0 | 0 | 0 | 0 | 0 | 0 | 0 | 0
F1_Commercial_College_Existing_Food Preparation_Natural Gas_Conveyor Oven_E4 | F1 | Commercial | College | Existing | Food Preparation | Natural Gas | Conveyor Oven | E4 | RVT - Cost of Equipment | 0 | 0 | 0 | 0 | 0 | 0 | 0 | 0 | 0 | 0 | 0 | 0 | 0 | 0 | 0 | 0 | 0 | 0 | 0 | 0 | 0 | 0 | 0 | 0 | 0 | 0 | 0 | 0 | 0 | 0 | 0 | 0 | 0
F1_Commercial_College_Existing_Food Preparation_Natural Gas_Conveyor Oven_E5 | F1 | Commercial | College | Existing | Food Preparation | Natural Gas | Conveyor Oven | E5 | RVT - Cost of Equipment | 0 | 0 | 0 | 0 | 0 | 0 | 0 | 0 | 0 | 0 | 0 | 0 | 0 | 0 | 0 | 0 | 0 | 0 | 0 | 0 | 0 | 0 | 0 | 0 | 0 | 0 | 0 | 0 | 0 | 0 | 0 | 0 | 0
F1_Commercial_College_Existing_Food Preparation_Natural Gas_Conveyor Oven_E6 | F1 | Commercial | College | Existing | Food Preparation | Natural Gas | Conveyor Oven | E6 | RVT - Cost of Equipment | 0 | 0 | 0 | 0 | 0 | 0 | 0 | 0 | 0 | 0 | 0 | 0 | 0 | 0 | 0 | 0 | 0 | 0 | 0 | 0 | 0 | 0 | 0 | 0 | 0 | 0 | 0 | 0 | 0 | 0 | 0 | 0 | 0
F1_Commercial_College_Existing_Food Preparation_Natural Gas_Conveyor Oven_E7 | F1 | Commercial | College | Existing | Food Preparation | Natural Gas | Conveyor Oven | E7 | RVT - Cost of Equipment | 0 | 0 | 0 | 0 | 0 | 0 | 0 | 0 | 0 | 0 | 0 | 0 | 0 | 0 | 0 | 0 | 0 | 0 | 0 | 0 | 0 | 0 | 0 | 0 | 0 | 0 | 0 | 0 | 0 | 0 | 0 | 0 | 0
F1_Commercial_College_Existing_Food Preparation_Natural Gas_Conveyor Oven_E8 | F1 | Commercial | College | Existing | Food Preparation | Natural Gas | Conveyor Oven | E8 | RVT - Cost of Equipment | 0 | 0 | 0 | 0 | 0 | 0 | 0 | 0 | 0 | 0 | 0 | 0 | 0 | 0 | 0 | 0 | 0 | 0 | 0 | 0 | 0 | 0 | 0 | 0 | 0 | 0 | 0 | 0 | 0 | 0 | 0 | 0 | 0
F1_Commercial_College_Existing_Food Preparation_Natural Gas_Conveyor Oven_E9 | F1 | Commercial | College | Existing | Food Preparation | Natural Gas | Conveyor Oven | E9 | RVT - Cost of Equipment | 0 | 0 | 0 | 0 | 0 | 0 | 0 | 0 | 0 | 0 | 0 | 0 | 0 | 0 | 0 | 0 | 0 | 0 | 0 | 0 | 0 | 0 | 0 | 0 | 0 | 0 | 0 | 0 | 0 | 0 | 0 | 0 | 0
F1_Commercial_College_Existing_Food Preparation_Natural Gas_Conveyor Oven_E10 | F1 | Commercial | College | Existing | Food Preparation | Natural Gas | Conveyor Oven | E10 | RVT - Cost of Equipment | 0 | 0 | 0 | 0 | 0 | 0 | 0 | 0 | 0 | 0 | 0 | 0 | 0 | 0 | 0 | 0 | 0 | 0 | 0 | 0 | 0 | 0 | 0 | 0 | 0 | 0 | 0 | 0 | 0 | 0 | 0 | 0 | 0
F2_Commercial_College_Existing_Food Preparation_Natural Gas_Conveyor Oven_E1 | F2 | Commercial | College | Existing | Food Preparation | Natural Gas | Conveyor Oven | E1 | RVT - Cost of Operation | 0.083215 | 0.083821 | 0.08448 | 0.085203 | 0.086029 | 0.086987 | 0.087831 | 0.088681 | 0.089563 | 0.09048 | 0.091361 | 0.092175 | 0.092972 | 0.093768 | 0.0946 | 0.095392 | 0.096207 | 0.097043 | 0.097884 | 0.09872 | 0.09954 | 0.10029 | 0.10096 | 0.10155 | 0.10206 | 0.1025 | 0.1028 | 0.10303 | 0.10323 | 0.1034 | 0.10356 | 0.10364 | 0.10364
F2_Commercial_College_Existing_Food Preparation_Natural Gas_Conveyor Oven_E2 | F2 | Commercial | College | Existing | Food Preparation | Natural Gas | Conveyor Oven | E2 | RVT - Cost of Operation | 0.063257 | 0.063717 | 0.064218 | 0.064767 | 0.065396 | 0.066124 | 0.066765 | 0.067412 | 0.068082 | 0.068779 | 0.069449 | 0.070067 | 0.070673 | 0.071278 | 0.071911 | 0.072513 | 0.073133 | 0.073767 | 0.074407 | 0.075042 | 0.075666 | 0.076236 | 0.076744 | 0.077194 | 0.077582 | 0.077916 | 0.078148 | 0.07832 | 0.07847 | 0.078597 | 0.078723 | 0.078779 | 0.078779
F2_Commercial_College_Existing_Food Preparation_Natural Gas_Conveyor Oven_E3 | F2 | Commercial | College | Existing | Food Preparation | Natural Gas | Conveyor Oven | E3 | RVT - Cost of Operation | 0 | 0 | 0 | 0 | 0 | 0 | 0 | 0 | 0 | 0 | 0 | 0 | 0 | 0 | 0 | 0 | 0 | 0 | 0 | 0 | 0 | 0 | 0 | 0 | 0 | 0 | 0 | 0 | 0 | 0 | 0 | 0 | 0
F2_Commercial_College_Existing_Food Preparation_Natural Gas_Conveyor Oven_E4 | F2 | Commercial | College | Existing | Food Preparation | Natural Gas | Conveyor Oven | E4 | RVT - Cost of Operation | 0 | 0 | 0 | 0 | 0 | 0 | 0 | 0 | 0 | 0 | 0 | 0 | 0 | 0 | 0 | 0 | 0 | 0 | 0 | 0 | 0 | 0 | 0 | 0 | 0 | 0 | 0 | 0 | 0 | 0 | 0 | 0 | 0
F2_Commercial_College_Existing_Food Preparation_Natural Gas_Conveyor Oven_E5 | F2 | Commercial | College | Existing | Food Preparation | Natural Gas | Conveyor Oven | E5 | RVT - Cost of Operation | 0 | 0 | 0 | 0 | 0 | 0 | 0 | 0 | 0 | 0 | 0 | 0 | 0 | 0 | 0 | 0 | 0 | 0 | 0 | 0 | 0 | 0 | 0 | 0 | 0 | 0 | 0 | 0 | 0 | 0 | 0 | 0 | 0
F2_Commercial_College_Existing_Food Preparation_Natural Gas_Conveyor Oven_E6 | F2 | Commercial | College | Existing | Food Preparation | Natural Gas | Conveyor Oven | E6 | RVT - Cost of Operation | 0 | 0 | 0 | 0 | 0 | 0 | 0 | 0 | 0 | 0 | 0 | 0 | 0 | 0 | 0 | 0 | 0 | 0 | 0 | 0 | 0 | 0 | 0 | 0 | 0 | 0 | 0 | 0 | 0 | 0 | 0 | 0 | 0
F2_Commercial_College_Existing_Food Preparation_Natural Gas_Conveyor Oven_E7 | F2 | Commercial | College | Existing | Food Preparation | Natural Gas | Conveyor Oven | E7 | RVT - Cost of Operation | 0 | 0 | 0 | 0 | 0 | 0 | 0 | 0 | 0 | 0 | 0 | 0 | 0 | 0 | 0 | 0 | 0 | 0 | 0 | 0 | 0 | 0 | 0 | 0 | 0 | 0 | 0 | 0 | 0 | 0 | 0 | 0 | 0
F2_Commercial_College_Existing_Food Preparation_Natural Gas_Conveyor Oven_E8 | F2 | Commercial | College | Existing | Food Preparation | Natural Gas | Conveyor Oven | E8 | RVT - Cost of Operation | 0 | 0 | 0 | 0 | 0 | 0 | 0 | 0 | 0 | 0 | 0 | 0 | 0 | 0 | 0 | 0 | 0 | 0 | 0 | 0 | 0 | 0 | 0 | 0 | 0 | 0 | 0 | 0 | 0 | 0 | 0 | 0 | 0
F2_Commercial_College_Existing_Food Preparation_Natural Gas_Conveyor Oven_E9 | F2 | Commercial | College | Existing | Food Preparation | Natural Gas | Conveyor Oven | E9 | RVT - Cost of Operation | 0 | 0 | 0 | 0 | 0 | 0 | 0 | 0 | 0 | 0 | 0 | 0 | 0 | 0 | 0 | 0 | 0 | 0 | 0 | 0 | 0 | 0 | 0 | 0 | 0 | 0 | 0 | 0 | 0 | 0 | 0 | 0 | 0
F2_Commercial_College_Existing_Food Preparation_Natural Gas_Conveyor Oven_E10 | F2 | Commercial | College | Existing | Food Preparation | Natural Gas | Conveyor Oven | E10 | RVT - Cost of Operation | 0 | 0 | 0 | 0 | 0 | 0 | 0 | 0 | 0 | 0 | 0 | 0 | 0 | 0 | 0 | 0 | 0 | 0 | 0 | 0 | 0 | 0 | 0 | 0 | 0 | 0 | 0 | 0 | 0 | 0 | 0 | 0 | 0
F3_Commercial_College_Existing_Food Preparation_Natural Gas_Conveyor Oven_E1 | F3 | Commercial | College | Existing | Food Preparation | Natural Gas | Conveyor Oven | E1 | System - kBTUs of Consumption | 0.015652 | 0.015652 | 0.015652 | 0.015652 | 0.015652 | 0.015652 | 0.015652 | 0.015652 | 0.015652 | 0.015652 | 0.015652 | 0.015652 | 0.015652 | 0.015652 | 0.015652 | 0.015652 | 0.015652 | 0.015652 | 0.015652 | 0.015652 | 0.015652 | 0.015652 | 0.015652 | 0.015652 | 0.015652 | 0.015652 | 0.015652 | 0.015652 | 0.015652 | 0.015652 | 0.015652 | 0.015652 | 0.015652
F3_Commercial_College_Existing_Food Preparation_Natural Gas_Conveyor Oven_E2 | F3 | Commercial | College | Existing | Food Preparation | Natural Gas | Conveyor Oven | E2 | System - kBTUs of Consumption | 0.019082 | 0.019082 | 0.019082 | 0.019082 | 0.019082 | 0.019082 | 0.019082 | 0.019082 | 0.019082 | 0.019082 | 0.019082 | 0.019082 | 0.019082 | 0.019082 | 0.019082 | 0.019082 | 0.019082 | 0.019082 | 0.019082 | 0.019082 | 0.019082 | 0.019082 | 0.019082 | 0.019082 | 0.019082 | 0.019082 | 0.019082 | 0.019082 | 0.019082 | 0.019082 | 0.019082 | 0.019082 | 0.019082
F3_Commercial_College_Existing_Food Preparation_Natural Gas_Conveyor Oven_E3 | F3 | Commercial | College | Existing | Food Preparation | Natural Gas | Conveyor Oven | E3 | System - kBTUs of Consumption | 0 | 0 | 0 | 0 | 0 | 0 | 0 | 0 | 0 | 0 | 0 | 0 | 0 | 0 | 0 | 0 | 0 | 0 | 0 | 0 | 0 | 0 | 0 | 0 | 0 | 0 | 0 | 0 | 0 | 0 | 0 | 0 | 0
F3_Commercial_College_Existing_Food Preparation_Natural Gas_Conveyor Oven_E4 | F3 | Commercial | College | Existing | Food Preparation | Natural Gas | Conveyor Oven | E4 | System - kBTUs of Consumption | 0 | 0 | 0 | 0 | 0 | 0 | 0 | 0 | 0 | 0 | 0 | 0 | 0 | 0 | 0 | 0 | 0 | 0 | 0 | 0 | 0 | 0 | 0 | 0 | 0 | 0 | 0 | 0 | 0 | 0 | 0 | 0 | 0
F3_Commercial_College_Existing_Food Preparation_Natural Gas_Conveyor Oven_E5 | F3 | Commercial | College | Existing | Food Preparation | Natural Gas | Conveyor Oven | E5 | System - kBTUs of Consumption | 0 | 0 | 0 | 0 | 0 | 0 | 0 | 0 | 0 | 0 | 0 | 0 | 0 | 0 | 0 | 0 | 0 | 0 | 0 | 0 | 0 | 0 | 0 | 0 | 0 | 0 | 0 | 0 | 0 | 0 | 0 | 0 | 0
F3_Commercial_College_Existing_Food Preparation_Natural Gas_Conveyor Oven_E6 | F3 | Commercial | College | Existing | Food Preparation | Natural Gas | Conveyor Oven | E6 | System - kBTUs of Consumption | 0 | 0 | 0 | 0 | 0 | 0 | 0 | 0 | 0 | 0 | 0 | 0 | 0 | 0 | 0 | 0 | 0 | 0 | 0 | 0 | 0 | 0 | 0 | 0 | 0 | 0 | 0 | 0 | 0 | 0 | 0 | 0 | 0
F3_Commercial_College_Existing_Food Preparation_Natural Gas_Conveyor Oven_E7 | F3 | Commercial | College | Existing | Food Preparation | Natural Gas | Conveyor Oven | E7 | System - kBTUs of Consumption | 0 | 0 | 0 | 0 | 0 | 0 | 0 | 0 | 0 | 0 | 0 | 0 | 0 | 0 | 0 | 0 | 0 | 0 | 0 | 0 | 0 | 0 | 0 | 0 | 0 | 0 | 0 | 0 | 0 | 0 | 0 | 0 | 0
F3_Commercial_College_Existing_Food Preparation_Natural Gas_Conveyor Oven_E8 | F3 | Commercial | College | Existing | Food Preparation | Natural Gas | Conveyor Oven | E8 | System - kBTUs of Consumption | 0 | 0 | 0 | 0 | 0 | 0 | 0 | 0 | 0 | 0 | 0 | 0 | 0 | 0 | 0 | 0 | 0 | 0 | 0 | 0 | 0 | 0 | 0 | 0 | 0 | 0 | 0 | 0 | 0 | 0 | 0 | 0 | 0
F3_Commercial_College_Existing_Food Preparation_Natural Gas_Conveyor Oven_E9 | F3 | Commercial | College | Existing | Food Preparation | Natural Gas | Conveyor Oven | E9 | System - kBTUs of Consumption | 0 | 0 | 0 | 0 | 0 | 0 | 0 | 0 | 0 | 0 | 0 | 0 | 0 | 0 | 0 | 0 | 0 | 0 | 0 | 0 | 0 | 0 | 0 | 0 | 0 | 0 | 0 | 0 | 0 | 0 | 0 | 0 | 0
F3_Commercial_College_Existing_Food Preparation_Natural Gas_Conveyor Oven_E10 | F3 | Commercial | College | Existing | Food Preparation | Natural Gas | Conveyor Oven | E10 | System - kBTUs of Consumption | 0 | 0 | 0 | 0 | 0 | 0 | 0 | 0 | 0 | 0 | 0 | 0 | 0 | 0 | 0 | 0 | 0 | 0 | 0 | 0 | 0 | 0 | 0 | 0 | 0 | 0 | 0 | 0 | 0 | 0 | 0 | 0 | 0
F4_Commercial_College_Existing_Food Preparation_Natural Gas_Conveyor Oven_E1 | F4 | Commercial | College | Existing | Food Preparation | Natural Gas | Conveyor Oven | E1 | Utility - Cost of Equipment | 0.083215 | 0.083821 | 0.08448 | 0.085203 | 0.086029 | 0.086987 | 0.087831 | 0.088681 | 0.089563 | 0.09048 | 0.091361 | 0.092175 | 0.092972 | 0.093768 | 0.0946 | 0.095392 | 0.096207 | 0.097043 | 0.097884 | 0.09872 | 0.09954 | 0.10029 | 0.10096 | 0.10155 | 0.10206 | 0.1025 | 0.1028 | 0.10303 | 0.10323 | 0.1034 | 0.10356 | 0.10364 | 0.10364
F4_Commercial_College_Existing_Food Preparation_Natural Gas_Conveyor Oven_E2 | F4 | Commercial | College | Existing | Food Preparation | Natural Gas | Conveyor Oven | E2 | Utility - Cost of Equipment | 0.063257 | 0.063717 | 0.064218 | 0.064767 | 0.065396 | 0.066124 | 0.066765 | 0.067412 | 0.068082 | 0.068779 | 0.069449 | 0.070067 | 0.070673 | 0.071278 | 0.071911 | 0.072513 | 0.073133 | 0.073767 | 0.074407 | 0.075042 | 0.075666 | 0.076236 | 0.076744 | 0.077194 | 0.077582 | 0.077916 | 0.078148 | 0.07832 | 0.07847 | 0.078597 | 0.078723 | 0.078779 | 0.078779
F4_Commercial_College_Existing_Food Preparation_Natural Gas_Conveyor Oven_E3 | F4 | Commercial | College | Existing | Food Preparation | Natural Gas | Conveyor Oven | E3 | Utility - Cost of Equipment | 0 | 0 | 0 | 0 | 0 | 0 | 0 | 0 | 0 | 0 | 0 | 0 | 0 | 0 | 0 | 0 | 0 | 0 | 0 | 0 | 0 | 0 | 0 | 0 | 0 | 0 | 0 | 0 | 0 | 0 | 0 | 0 | 0
F4_Commercial_College_Existing_Food Preparation_Natural Gas_Conveyor Oven_E4 | F4 | Commercial | College | Existing | Food Preparation | Natural Gas | Conveyor Oven | E4 | Utility - Cost of Equipment | 0 | 0 | 0 | 0 | 0 | 0 | 0 | 0 | 0 | 0 | 0 | 0 | 0 | 0 | 0 | 0 | 0 | 0 | 0 | 0 | 0 | 0 | 0 | 0 | 0 | 0 | 0 | 0 | 0 | 0 | 0 | 0 | 0
F4_Commercial_College_Existing_Food Preparation_Natural Gas_Conveyor Oven_E5 | F4 | Commercial | College | Existing | Food Preparation | Natural Gas | Conveyor Oven | E5 | Utility - Cost of Equipment | 0 | 0 | 0 | 0 | 0 | 0 | 0 | 0 | 0 | 0 | 0 | 0 | 0 | 0 | 0 | 0 | 0 | 0 | 0 | 0 | 0 | 0 | 0 | 0 | 0 | 0 | 0 | 0 | 0 | 0 | 0 | 0 | 0
F4_Commercial_College_Existing_Food Preparation_Natural Gas_Conveyor Oven_E6 | F4 | Commercial | College | Existing | Food Preparation | Natural Gas | Conveyor Oven | E6 | Utility - Cost of Equipment | 0 | 0 | 0 | 0 | 0 | 0 | 0 | 0 | 0 | 0 | 0 | 0 | 0 | 0 | 0 | 0 | 0 | 0 | 0 | 0 | 0 | 0 | 0 | 0 | 0 | 0 | 0 | 0 | 0 | 0 | 0 | 0 | 0
F4_Commercial_College_Existing_Food Preparation_Natural Gas_Conveyor Oven_E7 | F4 | Commercial | College | Existing | Food Preparation | Natural Gas | Conveyor Oven | E7 | Utility - Cost of Equipment | 0 | 0 | 0 | 0 | 0 | 0 | 0 | 0 | 0 | 0 | 0 | 0 | 0 | 0 | 0 | 0 | 0 | 0 | 0 | 0 | 0 | 0 | 0 | 0 | 0 | 0 | 0 | 0 | 0 | 0 | 0 | 0 | 0
F4_Commercial_College_Existing_Food Preparation_Natural Gas_Conveyor Oven_E8 | F4 | Commercial | College | Existing | Food Preparation | Natural Gas | Conveyor Oven | E8 | Utility - Cost of Equipment | 0 | 0 | 0 | 0 | 0 | 0 | 0 | 0 | 0 | 0 | 0 | 0 | 0 | 0 | 0 | 0 | 0 | 0 | 0 | 0 | 0 | 0 | 0 | 0 | 0 | 0 | 0 | 0 | 0 | 0 | 0 | 0 | 0
F4_Commercial_College_Existing_Food Preparation_Natural Gas_Conveyor Oven_E9 | F4 | Commercial | College | Existing | Food Preparation | Natural Gas | Conveyor Oven | E9 | Utility - Cost of Equipment | 0 | 0 | 0 | 0 | 0 | 0 | 0 | 0 | 0 | 0 | 0 | 0 | 0 | 0 | 0 | 0 | 0 | 0 | 0 | 0 | 0 | 0 | 0 | 0 | 0 | 0 | 0 | 0 | 0 | 0 | 0 | 0 | 0
F4_Commercial_College_Existing_Food Preparation_Natural Gas_Conveyor Oven_E10 | F4 | Commercial | College | Existing | Food Preparation | Natural Gas | Conveyor Oven | E10 | Utility - Cost of Equipment | 0 | 0 | 0 | 0 | 0 | 0 | 0 | 0 | 0 | 0 | 0 | 0 | 0 | 0 | 0 | 0 | 0 | 0 | 0 | 0 | 0 | 0 | 0 | 0 | 0 | 0 | 0 | 0 | 0 | 0 | 0 | 0 | 0
F5_Commercial_College_Existing_Food Preparation_Natural Gas_Conveyor Oven_E1 | F5 | Commercial | College | Existing | Food Preparation | Natural Gas | Conveyor Oven | E1 | Utility - Cost of Operation | 0.015652 | 0.015652 | 0.015652 | 0.015652 | 0.015652 | 0.015652 | 0.015652 | 0.015652 | 0.015652 | 0.015652 | 0.015652 | 0.015652 | 0.015652 | 0.015652 | 0.015652 | 0.015652 | 0.015652 | 0.015652 | 0.015652 | 0.015652 | 0.015652 | 0.015652 | 0.015652 | 0.015652 | 0.015652 | 0.015652 | 0.015652 | 0.015652 | 0.015652 | 0.015652 | 0.015652 | 0.015652 | 0.015652
F5_Commercial_College_Existing_Food Preparation_Natural Gas_Conveyor Oven_E2 | F5 | Commercial | College | Existing | Food Preparation | Natural Gas | Conveyor Oven | E2 | Utility - Cost of Operation | 0.019082 | 0.019082 | 0.019082 | 0.019082 | 0.019082 | 0.019082 | 0.019082 | 0.019082 | 0.019082 | 0.019082 | 0.019082 | 0.019082 | 0.019082 | 0.019082 | 0.019082 | 0.019082 | 0.019082 | 0.019082 | 0.019082 | 0.019082 | 0.019082 | 0.019082 | 0.019082 | 0.019082 | 0.019082 | 0.019082 | 0.019082 | 0.019082 | 0.019082 | 0.019082 | 0.019082 | 0.019082 | 0.019082
F5_Commercial_College_Existing_Food Preparation_Natural Gas_Conveyor Oven_E3 | F5 | Commercial | College | Existing | Food Preparation | Natural Gas | Conveyor Oven | E3 | Utility - Cost of Operation | 0 | 0 | 0 | 0 | 0 | 0 | 0 | 0 | 0 | 0 | 0 | 0 | 0 | 0 | 0 | 0 | 0 | 0 | 0 | 0 | 0 | 0 | 0 | 0 | 0 | 0 | 0 | 0 | 0 | 0 | 0 | 0 | 0
F5_Commercial_College_Existing_Food Preparation_Natural Gas_Conveyor Oven_E4 | F5 | Commercial | College | Existing | Food Preparation | Natural Gas | Conveyor Oven | E4 | Utility - Cost of Operation | 0 | 0 | 0 | 0 | 0 | 0 | 0 | 0 | 0 | 0 | 0 | 0 | 0 | 0 | 0 | 0 | 0 | 0 | 0 | 0 | 0 | 0 | 0 | 0 | 0 | 0 | 0 | 0 | 0 | 0 | 0 | 0 | 0
F5_Commercial_College_Existing_Food Preparation_Natural Gas_Conveyor Oven_E5 | F5 | Commercial | College | Existing | Food Preparation | Natural Gas | Conveyor Oven | E5 | Utility - Cost of Operation | 0 | 0 | 0 | 0 | 0 | 0 | 0 | 0 | 0 | 0 | 0 | 0 | 0 | 0 | 0 | 0 | 0 | 0 | 0 | 0 | 0 | 0 | 0 | 0 | 0 | 0 | 0 | 0 | 0 | 0 | 0 | 0 | 0
F5_Commercial_College_Existing_Food Preparation_Natural Gas_Conveyor Oven_E6 | F5 | Commercial | College | Existing | Food Preparation | Natural Gas | Conveyor Oven | E6 | Utility - Cost of Operation | 0 | 0 | 0 | 0 | 0 | 0 | 0 | 0 | 0 | 0 | 0 | 0 | 0 | 0 | 0 | 0 | 0 | 0 | 0 | 0 | 0 | 0 | 0 | 0 | 0 | 0 | 0 | 0 | 0 | 0 | 0 | 0 | 0
F5_Commercial_College_Existing_Food Preparation_Natural Gas_Conveyor Oven_E7 | F5 | Commercial | College | Existing | Food Preparation | Natural Gas | Conveyor Oven | E7 | Utility - Cost of Operation | 0 | 0 | 0 | 0 | 0 | 0 | 0 | 0 | 0 | 0 | 0 | 0 | 0 | 0 | 0 | 0 | 0 | 0 | 0 | 0 | 0 | 0 | 0 | 0 | 0 | 0 | 0 | 0 | 0 | 0 | 0 | 0 | 0
F5_Commercial_College_Existing_Food Preparation_Natural Gas_Conveyor Oven_E8 | F5 | Commercial | College | Existing | Food Preparation | Natural Gas | Conveyor Oven | E8 | Utility - Cost of Operation | 0 | 0 | 0 | 0 | 0 | 0 | 0 | 0 | 0 | 0 | 0 | 0 | 0 | 0 | 0 | 0 | 0 | 0 | 0 | 0 | 0 | 0 | 0 | 0 | 0 | 0 | 0 | 0 | 0 | 0 | 0 | 0 | 0
F5_Commercial_College_Existing_Food Preparation_Natural Gas_Conveyor Oven_E9 | F5 | Commercial | College | Existing | Food Preparation | Natural Gas | Conveyor Oven | E9 | Utility - Cost of Operation | 0 | 0 | 0 | 0 | 0 | 0 | 0 | 0 | 0 | 0 | 0 | 0 | 0 | 0 | 0 | 0 | 0 | 0 | 0 | 0 | 0 | 0 | 0 | 0 | 0 | 0 | 0 | 0 | 0 | 0 | 0 | 0 | 0
F5_Commercial_College_Existing_Food Preparation_Natural Gas_Conveyor Oven_E10 | F5 | Commercial | College | Existing | Food Preparation | Natural Gas | Conveyor Oven | E10 | Utility - Cost of Operation | 0 | 0 | 0 | 0 | 0 | 0 | 0 | 0 | 0 | 0 | 0 | 0 | 0 | 0 | 0 | 0 | 0 | 0 | 0 | 0 | 0 | 0 | 0 | 0 | 0 | 0 | 0 | 0 | 0 | 0 | 0 | 0 | 0
F6_Commercial_College_Existing_Food Preparation_Natural Gas_Conveyor Oven_E1 | F6 | Commercial | College | Existing | Food Preparation | Natural Gas | Conveyor Oven | E1 | Utility - Value of Sales | 0.048294 | 0.048294 | 0.048294 | 0.048294 | 0.048294 | 0.048294 | 0.048294 | 0.048294 | 0.048294 | 0.048294 | 0.048294 | 0.048294 | 0.048294 | 0.048294 | 0.048294 | 0.048294 | 0.048294 | 0.048294 | 0.048294 | 0.048294 | 0.048294 | 0.048294 | 0.048294 | 0.048294 | 0.048294 | 0.048294 | 0.048294 | 0.048294 | 0.048294 | 0.048294 | 0.048294 | 0.048294 | 0.048294
F6_Commercial_College_Existing_Food Preparation_Natural Gas_Conveyor Oven_E2 | F6 | Commercial | College | Existing | Food Preparation | Natural Gas | Conveyor Oven | E2 | Utility - Value of Sales | 0.036711 | 0.036711 | 0.036711 | 0.036711 | 0.036711 | 0.036711 | 0.036711 | 0.036711 | 0.036711 | 0.036711 | 0.036711 | 0.036711 | 0.036711 | 0.036711 | 0.036711 | 0.036711 | 0.036711 | 0.036711 | 0.036711 | 0.036711 | 0.036711 | 0.036711 | 0.036711 | 0.036711 | 0.036711 | 0.036711 | 0.036711 | 0.036711 | 0.036711 | 0.036711 | 0.036711 | 0.036711 | 0.036711
F6_Commercial_College_Existing_Food Preparation_Natural Gas_Conveyor Oven_E3 | F6 | Commercial | College | Existing | Food Preparation | Natural Gas | Conveyor Oven | E3 | Utility - Value of Sales | 0 | 0 | 0 | 0 | 0 | 0 | 0 | 0 | 0 | 0 | 0 | 0 | 0 | 0 | 0 | 0 | 0 | 0 | 0 | 0 | 0 | 0 | 0 | 0 | 0 | 0 | 0 | 0 | 0 | 0 | 0 | 0 | 0
F6_Commercial_College_Existing_Food Preparation_Natural Gas_Conveyor Oven_E4 | F6 | Commercial | College | Existing | Food Preparation | Natural Gas | Conveyor Oven | E4 | Utility - Value of Sales | 0 | 0 | 0 | 0 | 0 | 0 | 0 | 0 | 0 | 0 | 0 | 0 | 0 | 0 | 0 | 0 | 0 | 0 | 0 | 0 | 0 | 0 | 0 | 0 | 0 | 0 | 0 | 0 | 0 | 0 | 0 | 0 | 0
F6_Commercial_College_Existing_Food Preparation_Natural Gas_Conveyor Oven_E5 | F6 | Commercial | College | Existing | Food Preparation | Natural Gas | Conveyor Oven | E5 | Utility - Value of Sales | 0 | 0 | 0 | 0 | 0 | 0 | 0 | 0 | 0 | 0 | 0 | 0 | 0 | 0 | 0 | 0 | 0 | 0 | 0 | 0 | 0 | 0 | 0 | 0 | 0 | 0 | 0 | 0 | 0 | 0 | 0 | 0 | 0
F6_Commercial_College_Existing_Food Preparation_Natural Gas_Conveyor Oven_E6 | F6 | Commercial | College | Existing | Food Preparation | Natural Gas | Conveyor Oven | E6 | Utility - Value of Sales | 0 | 0 | 0 | 0 | 0 | 0 | 0 | 0 | 0 | 0 | 0 | 0 | 0 | 0 | 0 | 0 | 0 | 0 | 0 | 0 | 0 | 0 | 0 | 0 | 0 | 0 | 0 | 0 | 0 | 0 | 0 | 0 | 0
F6_Commercial_College_Existing_Food Preparation_Natural Gas_Conveyor Oven_E7 | F6 | Commercial | College | Existing | Food Preparation | Natural Gas | Conveyor Oven | E7 | Utility - Value of Sales | 0 | 0 | 0 | 0 | 0 | 0 | 0 | 0 | 0 | 0 | 0 | 0 | 0 | 0 | 0 | 0 | 0 | 0 | 0 | 0 | 0 | 0 | 0 | 0 | 0 | 0 | 0 | 0 | 0 | 0 | 0 | 0 | 0
F6_Commercial_College_Existing_Food Preparation_Natural Gas_Conveyor Oven_E8 | F6 | Commercial | College | Existing | Food Preparation | Natural Gas | Conveyor Oven | E8 | Utility - Value of Sales | 0 | 0 | 0 | 0 | 0 | 0 | 0 | 0 | 0 | 0 | 0 | 0 | 0 | 0 | 0 | 0 | 0 | 0 | 0 | 0 | 0 | 0 | 0 | 0 | 0 | 0 | 0 | 0 | 0 | 0 | 0 | 0 | 0
F6_Commercial_College_Existing_Food Preparation_Natural Gas_Conveyor Oven_E9 | F6 | Commercial | College | Existing | Food Preparation | Natural Gas | Conveyor Oven | E9 | Utility - Value of Sales | 0 | 0 | 0 | 0 | 0 | 0 | 0 | 0 | 0 | 0 | 0 | 0 | 0 | 0 | 0 | 0 | 0 | 0 | 0 | 0 | 0 | 0 | 0 | 0 | 0 | 0 | 0 | 0 | 0 | 0 | 0 | 0 | 0
F6_Commercial_College_Existing_Food Preparation_Natural Gas_Conveyor Oven_E10 | F6 | Commercial | College | Existing | Food Preparation | Natural Gas | Conveyor Oven | E10 | Utility - Value of Sales | 0 | 0 | 0 | 0 | 0 | 0 | 0 | 0 | 0 | 0 | 0 | 0 | 0 | 0 | 0 | 0 | 0 | 0 | 0 | 0 | 0 | 0 | 0 | 0 | 0 | 0 | 0 | 0 | 0 | 0 | 0 | 0 | 0
F1_Commercial_College_Existing_Food Preparation_Natural Gas_Double Rack Oven_E1 | F1 | Commercial | College | Existing | Food Preparation | Natural Gas | Double Rack Oven | E1 | RVT - Cost of Equipment | 0.1213 | 0.12222 | 0.12325 | 0.12439 | 0.12569 | 0.12719 | 0.1284 | 0.12957 | 0.13075 | 0.13199 | 0.13316 | 0.13424 | 0.13535 | 0.13651 | 0.13779 | 0.13904 | 0.14037 | 0.14177 | 0.14323 | 0.14473 | 0.14623 | 0.14764 | 0.14891 | 0.15003 | 0.151 | 0.15183 | 0.15241 | 0.15284 | 0.15322 | 0.15353 | 0.15385 | 0.15399 | 0.15399
F1_Commercial_College_Existing_Food Preparation_Natural Gas_Double Rack Oven_E2 | F1 | Commercial | College | Existing | Food Preparation | Natural Gas | Double Rack Oven | E2 | RVT - Cost of Equipment | 0.066162 | 0.066666 | 0.06723 | 0.06785 | 0.068556 | 0.069374 | 0.070037 | 0.070673 | 0.071319 | 0.071992 | 0.072634 | 0.073223 | 0.073826 | 0.074458 | 0.075157 | 0.07584 | 0.076565 | 0.07733 | 0.078128 | 0.078942 | 0.079761 | 0.080528 | 0.081221 | 0.081833 | 0.082363 | 0.082818 | 0.083133 | 0.083368 | 0.083572 | 0.083746 | 0.083918 | 0.083994 | 0.083994
F1_Commercial_College_Existing_Food Preparation_Natural Gas_Double Rack Oven_E3 | F1 | Commercial | College | Existing | Food Preparation | Natural Gas | Double Rack Oven | E3 | RVT - Cost of Equipment | 0 | 0 | 0 | 0 | 0 | 0 | 0 | 0 | 0 | 0 | 0 | 0 | 0 | 0 | 0 | 0 | 0 | 0 | 0 | 0 | 0 | 0 | 0 | 0 | 0 | 0 | 0 | 0 | 0 | 0 | 0 | 0 | 0
F1_Commercial_College_Existing_Food Preparation_Natural Gas_Double Rack Oven_E4 | F1 | Commercial | College | Existing | Food Preparation | Natural Gas | Double Rack Oven | E4 | RVT - Cost of Equipment | 0 | 0 | 0 | 0 | 0 | 0 | 0 | 0 | 0 | 0 | 0 | 0 | 0 | 0 | 0 | 0 | 0 | 0 | 0 | 0 | 0 | 0 | 0 | 0 | 0 | 0 | 0 | 0 | 0 | 0 | 0 | 0 | 0
F1_Commercial_College_Existing_Food Preparation_Natural Gas_Double Rack Oven_E5 | F1 | Commercial | College | Existing | Food Preparation | Natural Gas | Double Rack Oven | E5 | RVT - Cost of Equipment | 0 | 0 | 0 | 0 | 0 | 0 | 0 | 0 | 0 | 0 | 0 | 0 | 0 | 0 | 0 | 0 | 0 | 0 | 0 | 0 | 0 | 0 | 0 | 0 | 0 | 0 | 0 | 0 | 0 | 0 | 0 | 0 | 0
F1_Commercial_College_Existing_Food Preparation_Natural Gas_Double Rack Oven_E6 | F1 | Commercial | College | Existing | Food Preparation | Natural Gas | Double Rack Oven | E6 | RVT - Cost of Equipment | 0 | 0 | 0 | 0 | 0 | 0 | 0 | 0 | 0 | 0 | 0 | 0 | 0 | 0 | 0 | 0 | 0 | 0 | 0 | 0 | 0 | 0 | 0 | 0 | 0 | 0 | 0 | 0 | 0 | 0 | 0 | 0 | 0
F1_Commercial_College_Existing_Food Preparation_Natural Gas_Double Rack Oven_E7 | F1 | Commercial | College | Existing | Food Preparation | Natural Gas | Double Rack Oven | E7 | RVT - Cost of Equipment | 0 | 0 | 0 | 0 | 0 | 0 | 0 | 0 | 0 | 0 | 0 | 0 | 0 | 0 | 0 | 0 | 0 | 0 | 0 | 0 | 0 | 0 | 0 | 0 | 0 | 0 | 0 | 0 | 0 | 0 | 0 | 0 | 0
F1_Commercial_College_Existing_Food Preparation_Natural Gas_Double Rack Oven_E8 | F1 | Commercial | College | Existing | Food Preparation | Natural Gas | Double Rack Oven | E8 | RVT - Cost of Equipment | 0 | 0 | 0 | 0 | 0 | 0 | 0 | 0 | 0 | 0 | 0 | 0 | 0 | 0 | 0 | 0 | 0 | 0 | 0 | 0 | 0 | 0 | 0 | 0 | 0 | 0 | 0 | 0 | 0 | 0 | 0 | 0 | 0
F1_Commercial_College_Existing_Food Preparation_Natural Gas_Double Rack Oven_E9 | F1 | Commercial | College | Existing | Food Preparation | Natural Gas | Double Rack Oven | E9 | RVT - Cost of Equipment | 0 | 0 | 0 | 0 | 0 | 0 | 0 | 0 | 0 | 0 | 0 | 0 | 0 | 0 | 0 | 0 | 0 | 0 | 0 | 0 | 0 | 0 | 0 | 0 | 0 | 0 | 0 | 0 | 0 | 0 | 0 | 0 | 0
F1_Commercial_College_Existing_Food Preparation_Natural Gas_Double Rack Oven_E10 | F1 | Commercial | College | Existing | Food Preparation | Natural Gas | Double Rack Oven | E10 | RVT - Cost of Equipment | 0 | 0 | 0 | 0 | 0 | 0 | 0 | 0 | 0 | 0 | 0 | 0 | 0 | 0 | 0 | 0 | 0 | 0 | 0 | 0 | 0 | 0 | 0 | 0 | 0 | 0 | 0 | 0 | 0 | 0 | 0 | 0 | 0
F2_Commercial_College_Existing_Food Preparation_Natural Gas_Double Rack Oven_E1 | F2 | Commercial | College | Existing | Food Preparation | Natural Gas | Double Rack Oven | E1 | RVT - Cost of Operation | 0.14532 | 0.14643 | 0.14767 | 0.14903 | 0.15058 | 0.15238 | 0.15383 | 0.15523 | 0.15665 | 0.15813 | 0.15954 | 0.16083 | 0.16215 | 0.16354 | 0.16508 | 0.16658 | 0.16817 | 0.16985 | 0.1716 | 0.17339 | 0.17519 | 0.17688 | 0.1784 | 0.17974 | 0.18091 | 0.18191 | 0.1826 | 0.18311 | 0.18356 | 0.18394 | 0.18432 | 0.18449 | 0.18449
F2_Commercial_College_Existing_Food Preparation_Natural Gas_Double Rack Oven_E2 | F2 | Commercial | College | Existing | Food Preparation | Natural Gas | Double Rack Oven | E2 | RVT - Cost of Operation | 0.079267 | 0.079871 | 0.080546 | 0.081288 | 0.082135 | 0.083114 | 0.083908 | 0.084671 | 0.085445 | 0.086251 | 0.08702 | 0.087726 | 0.088448 | 0.089206 | 0.090043 | 0.090861 | 0.09173 | 0.092646 | 0.093602 | 0.094577 | 0.095559 | 0.096478 | 0.097308 | 0.098042 | 0.098676 | 0.099221 | 0.099599 | 0.099881 | 0.10012 | 0.10033 | 0.10054 | 0.10063 | 0.10063
F2_Commercial_College_Existing_Food Preparation_Natural Gas_Double Rack Oven_E3 | F2 | Commercial | College | Existing | Food Preparation | Natural Gas | Double Rack Oven | E3 | RVT - Cost of Operation | 0 | 0 | 0 | 0 | 0 | 0 | 0 | 0 | 0 | 0 | 0 | 0 | 0 | 0 | 0 | 0 | 0 | 0 | 0 | 0 | 0 | 0 | 0 | 0 | 0 | 0 | 0 | 0 | 0 | 0 | 0 | 0 | 0
F2_Commercial_College_Existing_Food Preparation_Natural Gas_Double Rack Oven_E4 | F2 | Commercial | College | Existing | Food Preparation | Natural Gas | Double Rack Oven | E4 | RVT - Cost of Operation | 0 | 0 | 0 | 0 | 0 | 0 | 0 | 0 | 0 | 0 | 0 | 0 | 0 | 0 | 0 | 0 | 0 | 0 | 0 | 0 | 0 | 0 | 0 | 0 | 0 | 0 | 0 | 0 | 0 | 0 | 0 | 0 | 0
F2_Commercial_College_Existing_Food Preparation_Natural Gas_Double Rack Oven_E5 | F2 | Commercial | College | Existing | Food Preparation | Natural Gas | Double Rack Oven | E5 | RVT - Cost of Operation | 0 | 0 | 0 | 0 | 0 | 0 | 0 | 0 | 0 | 0 | 0 | 0 | 0 | 0 | 0 | 0 | 0 | 0 | 0 | 0 | 0 | 0 | 0 | 0 | 0 | 0 | 0 | 0 | 0 | 0 | 0 | 0 | 0
F2_Commercial_College_Existing_Food Preparation_Natural Gas_Double Rack Oven_E6 | F2 | Commercial | College | Existing | Food Preparation | Natural Gas | Double Rack Oven | E6 | RVT - Cost of Operation | 0 | 0 | 0 | 0 | 0 | 0 | 0 | 0 | 0 | 0 | 0 | 0 | 0 | 0 | 0 | 0 | 0 | 0 | 0 | 0 | 0 | 0 | 0 | 0 | 0 | 0 | 0 | 0 | 0 | 0 | 0 | 0 | 0
F2_Commercial_College_Existing_Food Preparation_Natural Gas_Double Rack Oven_E7 | F2 | Commercial | College | Existing | Food Preparation | Natural Gas | Double Rack Oven | E7 | RVT - Cost of Operation | 0 | 0 | 0 | 0 | 0 | 0 | 0 | 0 | 0 | 0 | 0 | 0 | 0 | 0 | 0 | 0 | 0 | 0 | 0 | 0 | 0 | 0 | 0 | 0 | 0 | 0 | 0 | 0 | 0 | 0 | 0 | 0 | 0
F2_Commercial_College_Existing_Food Preparation_Natural Gas_Double Rack Oven_E8 | F2 | Commercial | College | Existing | Food Preparation | Natural Gas | Double Rack Oven | E8 | RVT - Cost of Operation | 0 | 0 | 0 | 0 | 0 | 0 | 0 | 0 | 0 | 0 | 0 | 0 | 0 | 0 | 0 | 0 | 0 | 0 | 0 | 0 | 0 | 0 | 0 | 0 | 0 | 0 | 0 | 0 | 0 | 0 | 0 | 0 | 0
F2_Commercial_College_Existing_Food Preparation_Natural Gas_Double Rack Oven_E9 | F2 | Commercial | College | Existing | Food Preparation | Natural Gas | Double Rack Oven | E9 | RVT - Cost of Operation | 0 | 0 | 0 | 0 | 0 | 0 | 0 | 0 | 0 | 0 | 0 | 0 | 0 | 0 | 0 | 0 | 0 | 0 | 0 | 0 | 0 | 0 | 0 | 0 | 0 | 0 | 0 | 0 | 0 | 0 | 0 | 0 | 0
F2_Commercial_College_Existing_Food Preparation_Natural Gas_Double Rack Oven_E10 | F2 | Commercial | College | Existing | Food Preparation | Natural Gas | Double Rack Oven | E10 | RVT - Cost of Operation | 0 | 0 | 0 | 0 | 0 | 0 | 0 | 0 | 0 | 0 | 0 | 0 | 0 | 0 | 0 | 0 | 0 | 0 | 0 | 0 | 0 | 0 | 0 | 0 | 0 | 0 | 0 | 0 | 0 | 0 | 0 | 0 | 0
F3_Commercial_College_Existing_Food Preparation_Natural Gas_Double Rack Oven_E1 | F3 | Commercial | College | Existing | Food Preparation | Natural Gas | Double Rack Oven | E1 | System - kBTUs of Consumption | 0.029386 | 0.029386 | 0.029386 | 0.029386 | 0.029386 | 0.029386 | 0.029386 | 0.029386 | 0.029386 | 0.029386 | 0.029386 | 0.029386 | 0.029386 | 0.029386 | 0.029386 | 0.029386 | 0.029386 | 0.029386 | 0.029386 | 0.029386 | 0.029386 | 0.029386 | 0.029386 | 0.029386 | 0.029386 | 0.029386 | 0.029386 | 0.029386 | 0.029386 | 0.029386 | 0.029386 | 0.029386 | 0.029386
F3_Commercial_College_Existing_Food Preparation_Natural Gas_Double Rack Oven_E2 | F3 | Commercial | College | Existing | Food Preparation | Natural Gas | Double Rack Oven | E2 | System - kBTUs of Consumption | 0.03908 | 0.03908 | 0.03908 | 0.03908 | 0.03908 | 0.03908 | 0.03908 | 0.03908 | 0.03908 | 0.03908 | 0.03908 | 0.03908 | 0.03908 | 0.03908 | 0.03908 | 0.03908 | 0.03908 | 0.03908 | 0.03908 | 0.03908 | 0.03908 | 0.03908 | 0.03908 | 0.03908 | 0.03908 | 0.03908 | 0.03908 | 0.03908 | 0.03908 | 0.03908 | 0.03908 | 0.03908 | 0.03908
F3_Commercial_College_Existing_Food Preparation_Natural Gas_Double Rack Oven_E3 | F3 | Commercial | College | Existing | Food Preparation | Natural Gas | Double Rack Oven | E3 | System - kBTUs of Consumption | 0 | 0 | 0 | 0 | 0 | 0 | 0 | 0 | 0 | 0 | 0 | 0 | 0 | 0 | 0 | 0 | 0 | 0 | 0 | 0 | 0 | 0 | 0 | 0 | 0 | 0 | 0 | 0 | 0 | 0 | 0 | 0 | 0
F3_Commercial_College_Existing_Food Preparation_Natural Gas_Double Rack Oven_E4 | F3 | Commercial | College | Existing | Food Preparation | Natural Gas | Double Rack Oven | E4 | System - kBTUs of Consumption | 0 | 0 | 0 | 0 | 0 | 0 | 0 | 0 | 0 | 0 | 0 | 0 | 0 | 0 | 0 | 0 | 0 | 0 | 0 | 0 | 0 | 0 | 0 | 0 | 0 | 0 | 0 | 0 | 0 | 0 | 0 | 0 | 0
F3_Commercial_College_Existing_Food Preparation_Natural Gas_Double Rack Oven_E5 | F3 | Commercial | College | Existing | Food Preparation | Natural Gas | Double Rack Oven | E5 | System - kBTUs of Consumption | 0 | 0 | 0 | 0 | 0 | 0 | 0 | 0 | 0 | 0 | 0 | 0 | 0 | 0 | 0 | 0 | 0 | 0 | 0 | 0 | 0 | 0 | 0 | 0 | 0 | 0 | 0 | 0 | 0 | 0 | 0 | 0 | 0
F3_Commercial_College_Existing_Food Preparation_Natural Gas_Double Rack Oven_E6 | F3 | Commercial | College | Existing | Food Preparation | Natural Gas | Double Rack Oven | E6 | System - kBTUs of Consumption | 0 | 0 | 0 | 0 | 0 | 0 | 0 | 0 | 0 | 0 | 0 | 0 | 0 | 0 | 0 | 0 | 0 | 0 | 0 | 0 | 0 | 0 | 0 | 0 | 0 | 0 | 0 | 0 | 0 | 0 | 0 | 0 | 0
F3_Commercial_College_Existing_Food Preparation_Natural Gas_Double Rack Oven_E7 | F3 | Commercial | College | Existing | Food Preparation | Natural Gas | Double Rack Oven | E7 | System - kBTUs of Consumption | 0 | 0 | 0 | 0 | 0 | 0 | 0 | 0 | 0 | 0 | 0 | 0 | 0 | 0 | 0 | 0 | 0 | 0 | 0 | 0 | 0 | 0 | 0 | 0 | 0 | 0 | 0 | 0 | 0 | 0 | 0 | 0 | 0
F3_Commercial_College_Existing_Food Preparation_Natural Gas_Double Rack Oven_E8 | F3 | Commercial | College | Existing | Food Preparation | Natural Gas | Double Rack Oven | E8 | System - kBTUs of Consumption | 0 | 0 | 0 | 0 | 0 | 0 | 0 | 0 | 0 | 0 | 0 | 0 | 0 | 0 | 0 | 0 | 0 | 0 | 0 | 0 | 0 | 0 | 0 | 0 | 0 | 0 | 0 | 0 | 0 | 0 | 0 | 0 | 0
F3_Commercial_College_Existing_Food Preparation_Natural Gas_Double Rack Oven_E9 | F3 | Commercial | College | Existing | Food Preparation | Natural Gas | Double Rack Oven | E9 | System - kBTUs of Consumption | 0 | 0 | 0 | 0 | 0 | 0 | 0 | 0 | 0 | 0 | 0 | 0 | 0 | 0 | 0 | 0 | 0 | 0 | 0 | 0 | 0 | 0 | 0 | 0 | 0 | 0 | 0 | 0 | 0 | 0 | 0 | 0 | 0
F3_Commercial_College_Existing_Food Preparation_Natural Gas_Double Rack Oven_E10 | F3 | Commercial | College | Existing | Food Preparation | Natural Gas | Double Rack Oven | E10 | System - kBTUs of Consumption | 0 | 0 | 0 | 0 | 0 | 0 | 0 | 0 | 0 | 0 | 0 | 0 | 0 | 0 | 0 | 0 | 0 | 0 | 0 | 0 | 0 | 0 | 0 | 0 | 0 | 0 | 0 | 0 | 0 | 0 | 0 | 0 | 0
F4_Commercial_College_Existing_Food Preparation_Natural Gas_Double Rack Oven_E1 | F4 | Commercial | College | Existing | Food Preparation | Natural Gas | Double Rack Oven | E1 | Utility - Cost of Equipment | 0.14532 | 0.14643 | 0.14767 | 0.14903 | 0.15058 | 0.15238 | 0.15383 | 0.15523 | 0.15665 | 0.15813 | 0.15954 | 0.16083 | 0.16215 | 0.16354 | 0.16508 | 0.16658 | 0.16817 | 0.16985 | 0.1716 | 0.17339 | 0.17519 | 0.17688 | 0.1784 | 0.17974 | 0.18091 | 0.18191 | 0.1826 | 0.18311 | 0.18356 | 0.18394 | 0.18432 | 0.18449 | 0.18449
F4_Commercial_College_Existing_Food Preparation_Natural Gas_Double Rack Oven_E2 | F4 | Commercial | College | Existing | Food Preparation | Natural Gas | Double Rack Oven | E2 | Utility - Cost of Equipment | 0.079267 | 0.079871 | 0.080546 | 0.081288 | 0.082135 | 0.083114 | 0.083908 | 0.084671 | 0.085445 | 0.086251 | 0.08702 | 0.087726 | 0.088448 | 0.089206 | 0.090043 | 0.090861 | 0.09173 | 0.092646 | 0.093602 | 0.094577 | 0.095559 | 0.096478 | 0.097308 | 0.098042 | 0.098676 | 0.099221 | 0.099599 | 0.099881 | 0.10012 | 0.10033 | 0.10054 | 0.10063 | 0.10063
F4_Commercial_College_Existing_Food Preparation_Natural Gas_Double Rack Oven_E3 | F4 | Commercial | College | Existing | Food Preparation | Natural Gas | Double Rack Oven | E3 | Utility - Cost of Equipment | 0 | 0 | 0 | 0 | 0 | 0 | 0 | 0 | 0 | 0 | 0 | 0 | 0 | 0 | 0 | 0 | 0 | 0 | 0 | 0 | 0 | 0 | 0 | 0 | 0 | 0 | 0 | 0 | 0 | 0 | 0 | 0 | 0
F4_Commercial_College_Existing_Food Preparation_Natural Gas_Double Rack Oven_E4 | F4 | Commercial | College | Existing | Food Preparation | Natural Gas | Double Rack Oven | E4 | Utility - Cost of Equipment | 0 | 0 | 0 | 0 | 0 | 0 | 0 | 0 | 0 | 0 | 0 | 0 | 0 | 0 | 0 | 0 | 0 | 0 | 0 | 0 | 0 | 0 | 0 | 0 | 0 | 0 | 0 | 0 | 0 | 0 | 0 | 0 | 0
F4_Commercial_College_Existing_Food Preparation_Natural Gas_Double Rack Oven_E5 | F4 | Commercial | College | Existing | Food Preparation | Natural Gas | Double Rack Oven | E5 | Utility - Cost of Equipment | 0 | 0 | 0 | 0 | 0 | 0 | 0 | 0 | 0 | 0 | 0 | 0 | 0 | 0 | 0 | 0 | 0 | 0 | 0 | 0 | 0 | 0 | 0 | 0 | 0 | 0 | 0 | 0 | 0 | 0 | 0 | 0 | 0
F4_Commercial_College_Existing_Food Preparation_Natural Gas_Double Rack Oven_E6 | F4 | Commercial | College | Existing | Food Preparation | Natural Gas | Double Rack Oven | E6 | Utility - Cost of Equipment | 0 | 0 | 0 | 0 | 0 | 0 | 0 | 0 | 0 | 0 | 0 | 0 | 0 | 0 | 0 | 0 | 0 | 0 | 0 | 0 | 0 | 0 | 0 | 0 | 0 | 0 | 0 | 0 | 0 | 0 | 0 | 0 | 0
F4_Commercial_College_Existing_Food Preparation_Natural Gas_Double Rack Oven_E7 | F4 | Commercial | College | Existing | Food Preparation | Natural Gas | Double Rack Oven | E7 | Utility - Cost of Equipment | 0 | 0 | 0 | 0 | 0 | 0 | 0 | 0 | 0 | 0 | 0 | 0 | 0 | 0 | 0 | 0 | 0 | 0 | 0 | 0 | 0 | 0 | 0 | 0 | 0 | 0 | 0 | 0 | 0 | 0 | 0 | 0 | 0
F4_Commercial_College_Existing_Food Preparation_Natural Gas_Double Rack Oven_E8 | F4 | Commercial | College | Existing | Food Preparation | Natural Gas | Double Rack Oven | E8 | Utility - Cost of Equipment | 0 | 0 | 0 | 0 | 0 | 0 | 0 | 0 | 0 | 0 | 0 | 0 | 0 | 0 | 0 | 0 | 0 | 0 | 0 | 0 | 0 | 0 | 0 | 0 | 0 | 0 | 0 | 0 | 0 | 0 | 0 | 0 | 0
F4_Commercial_College_Existing_Food Preparation_Natural Gas_Double Rack Oven_E9 | F4 | Commercial | College | Existing | Food Preparation | Natural Gas | Double Rack Oven | E9 | Utility - Cost of Equipment | 0 | 0 | 0 | 0 | 0 | 0 | 0 | 0 | 0 | 0 | 0 | 0 | 0 | 0 | 0 | 0 | 0 | 0 | 0 | 0 | 0 | 0 | 0 | 0 | 0 | 0 | 0 | 0 | 0 | 0 | 0 | 0 | 0
F4_Commercial_College_Existing_Food Preparation_Natural Gas_Double Rack Oven_E10 | F4 | Commercial | College | Existing | Food Preparation | Natural Gas | Double Rack Oven | E10 | Utility - Cost of Equipment | 0 | 0 | 0 | 0 | 0 | 0 | 0 | 0 | 0 | 0 | 0 | 0 | 0 | 0 | 0 | 0 | 0 | 0 | 0 | 0 | 0 | 0 | 0 | 0 | 0 | 0 | 0 | 0 | 0 | 0 | 0 | 0 | 0
F5_Commercial_College_Existing_Food Preparation_Natural Gas_Double Rack Oven_E1 | F5 | Commercial | College | Existing | Food Preparation | Natural Gas | Double Rack Oven | E1 | Utility - Cost of Operation | 0.029386 | 0.029386 | 0.029386 | 0.029386 | 0.029386 | 0.029386 | 0.029386 | 0.029386 | 0.029386 | 0.029386 | 0.029386 | 0.029386 | 0.029386 | 0.029386 | 0.029386 | 0.029386 | 0.029386 | 0.029386 | 0.029386 | 0.029386 | 0.029386 | 0.029386 | 0.029386 | 0.029386 | 0.029386 | 0.029386 | 0.029386 | 0.029386 | 0.029386 | 0.029386 | 0.029386 | 0.029386 | 0.029386
F5_Commercial_College_Existing_Food Preparation_Natural Gas_Double Rack Oven_E2 | F5 | Commercial | College | Existing | Food Preparation | Natural Gas | Double Rack Oven | E2 | Utility - Cost of Operation | 0.03908 | 0.03908 | 0.03908 | 0.03908 | 0.03908 | 0.03908 | 0.03908 | 0.03908 | 0.03908 | 0.03908 | 0.03908 | 0.03908 | 0.03908 | 0.03908 | 0.03908 | 0.03908 | 0.03908 | 0.03908 | 0.03908 | 0.03908 | 0.03908 | 0.03908 | 0.03908 | 0.03908 | 0.03908 | 0.03908 | 0.03908 | 0.03908 | 0.03908 | 0.03908 | 0.03908 | 0.03908 | 0.03908
F5_Commercial_College_Existing_Food Preparation_Natural Gas_Double Rack Oven_E3 | F5 | Commercial | College | Existing | Food Preparation | Natural Gas | Double Rack Oven | E3 | Utility - Cost of Operation | 0 | 0 | 0 | 0 | 0 | 0 | 0 | 0 | 0 | 0 | 0 | 0 | 0 | 0 | 0 | 0 | 0 | 0 | 0 | 0 | 0 | 0 | 0 | 0 | 0 | 0 | 0 | 0 | 0 | 0 | 0 | 0 | 0
F5_Commercial_College_Existing_Food Preparation_Natural Gas_Double Rack Oven_E4 | F5 | Commercial | College | Existing | Food Preparation | Natural Gas | Double Rack Oven | E4 | Utility - Cost of Operation | 0 | 0 | 0 | 0 | 0 | 0 | 0 | 0 | 0 | 0 | 0 | 0 | 0 | 0 | 0 | 0 | 0 | 0 | 0 | 0 | 0 | 0 | 0 | 0 | 0 | 0 | 0 | 0 | 0 | 0 | 0 | 0 | 0
F5_Commercial_College_Existing_Food Preparation_Natural Gas_Double Rack Oven_E5 | F5 | Commercial | College | Existing | Food Preparation | Natural Gas | Double Rack Oven | E5 | Utility - Cost of Operation | 0 | 0 | 0 | 0 | 0 | 0 | 0 | 0 | 0 | 0 | 0 | 0 | 0 | 0 | 0 | 0 | 0 | 0 | 0 | 0 | 0 | 0 | 0 | 0 | 0 | 0 | 0 | 0 | 0 | 0 | 0 | 0 | 0
F5_Commercial_College_Existing_Food Preparation_Natural Gas_Double Rack Oven_E6 | F5 | Commercial | College | Existing | Food Preparation | Natural Gas | Double Rack Oven | E6 | Utility - Cost of Operation | 0 | 0 | 0 | 0 | 0 | 0 | 0 | 0 | 0 | 0 | 0 | 0 | 0 | 0 | 0 | 0 | 0 | 0 | 0 | 0 | 0 | 0 | 0 | 0 | 0 | 0 | 0 | 0 | 0 | 0 | 0 | 0 | 0
F5_Commercial_College_Existing_Food Preparation_Natural Gas_Double Rack Oven_E7 | F5 | Commercial | College | Existing | Food Preparation | Natural Gas | Double Rack Oven | E7 | Utility - Cost of Operation | 0 | 0 | 0 | 0 | 0 | 0 | 0 | 0 | 0 | 0 | 0 | 0 | 0 | 0 | 0 | 0 | 0 | 0 | 0 | 0 | 0 | 0 | 0 | 0 | 0 | 0 | 0 | 0 | 0 | 0 | 0 | 0 | 0
F5_Commercial_College_Existing_Food Preparation_Natural Gas_Double Rack Oven_E8 | F5 | Commercial | College | Existing | Food Preparation | Natural Gas | Double Rack Oven | E8 | Utility - Cost of Operation | 0 | 0 | 0 | 0 | 0 | 0 | 0 | 0 | 0 | 0 | 0 | 0 | 0 | 0 | 0 | 0 | 0 | 0 | 0 | 0 | 0 | 0 | 0 | 0 | 0 | 0 | 0 | 0 | 0 | 0 | 0 | 0 | 0
F5_Commercial_College_Existing_Food Preparation_Natural Gas_Double Rack Oven_E9 | F5 | Commercial | College | Existing | Food Preparation | Natural Gas | Double Rack Oven | E9 | Utility - Cost of Operation | 0 | 0 | 0 | 0 | 0 | 0 | 0 | 0 | 0 | 0 | 0 | 0 | 0 | 0 | 0 | 0 | 0 | 0 | 0 | 0 | 0 | 0 | 0 | 0 | 0 | 0 | 0 | 0 | 0 | 0 | 0 | 0 | 0
F5_Commercial_College_Existing_Food Preparation_Natural Gas_Double Rack Oven_E10 | F5 | Commercial | College | Existing | Food Preparation | Natural Gas | Double Rack Oven | E10 | Utility - Cost of Operation | 0 | 0 | 0 | 0 | 0 | 0 | 0 | 0 | 0 | 0 | 0 | 0 | 0 | 0 | 0 | 0 | 0 | 0 | 0 | 0 | 0 | 0 | 0 | 0 | 0 | 0 | 0 | 0 | 0 | 0 | 0 | 0 | 0
F6_Commercial_College_Existing_Food Preparation_Natural Gas_Double Rack Oven_E1 | F6 | Commercial | College | Existing | Food Preparation | Natural Gas | Double Rack Oven | E1 | Utility - Value of Sales | 0.086067 | 0.086067 | 0.086067 | 0.086067 | 0.086067 | 0.086067 | 0.086067 | 0.086067 | 0.086067 | 0.086067 | 0.086067 | 0.086067 | 0.086067 | 0.086067 | 0.086067 | 0.086067 | 0.086067 | 0.086067 | 0.086067 | 0.086067 | 0.086067 | 0.086067 | 0.086067 | 0.086067 | 0.086067 | 0.086067 | 0.086067 | 0.086067 | 0.086067 | 0.086067 | 0.086067 | 0.086067 | 0.086067
F6_Commercial_College_Existing_Food Preparation_Natural Gas_Double Rack Oven_E2 | F6 | Commercial | College | Existing | Food Preparation | Natural Gas | Double Rack Oven | E2 | Utility - Value of Sales | 0.046946 | 0.046946 | 0.046946 | 0.046946 | 0.046946 | 0.046946 | 0.046946 | 0.046946 | 0.046946 | 0.046946 | 0.046946 | 0.046946 | 0.046946 | 0.046946 | 0.046946 | 0.046946 | 0.046946 | 0.046946 | 0.046946 | 0.046946 | 0.046946 | 0.046946 | 0.046946 | 0.046946 | 0.046946 | 0.046946 | 0.046946 | 0.046946 | 0.046946 | 0.046946 | 0.046946 | 0.046946 | 0.046946
F6_Commercial_College_Existing_Food Preparation_Natural Gas_Double Rack Oven_E3 | F6 | Commercial | College | Existing | Food Preparation | Natural Gas | Double Rack Oven | E3 | Utility - Value of Sales | 0 | 0 | 0 | 0 | 0 | 0 | 0 | 0 | 0 | 0 | 0 | 0 | 0 | 0 | 0 | 0 | 0 | 0 | 0 | 0 | 0 | 0 | 0 | 0 | 0 | 0 | 0 | 0 | 0 | 0 | 0 | 0 | 0
F6_Commercial_College_Existing_Food Preparation_Natural Gas_Double Rack Oven_E4 | F6 | Commercial | College | Existing | Food Preparation | Natural Gas | Double Rack Oven | E4 | Utility - Value of Sales | 0 | 0 | 0 | 0 | 0 | 0 | 0 | 0 | 0 | 0 | 0 | 0 | 0 | 0 | 0 | 0 | 0 | 0 | 0 | 0 | 0 | 0 | 0 | 0 | 0 | 0 | 0 | 0 | 0 | 0 | 0 | 0 | 0
F6_Commercial_College_Existing_Food Preparation_Natural Gas_Double Rack Oven_E5 | F6 | Commercial | College | Existing | Food Preparation | Natural Gas | Double Rack Oven | E5 | Utility - Value of Sales | 0 | 0 | 0 | 0 | 0 | 0 | 0 | 0 | 0 | 0 | 0 | 0 | 0 | 0 | 0 | 0 | 0 | 0 | 0 | 0 | 0 | 0 | 0 | 0 | 0 | 0 | 0 | 0 | 0 | 0 | 0 | 0 | 0
F6_Commercial_College_Existing_Food Preparation_Natural Gas_Double Rack Oven_E6 | F6 | Commercial | College | Existing | Food Preparation | Natural Gas | Double Rack Oven | E6 | Utility - Value of Sales | 0 | 0 | 0 | 0 | 0 | 0 | 0 | 0 | 0 | 0 | 0 | 0 | 0 | 0 | 0 | 0 | 0 | 0 | 0 | 0 | 0 | 0 | 0 | 0 | 0 | 0 | 0 | 0 | 0 | 0 | 0 | 0 | 0
F6_Commercial_College_Existing_Food Preparation_Natural Gas_Double Rack Oven_E7 | F6 | Commercial | College | Existing | Food Preparation | Natural Gas | Double Rack Oven | E7 | Utility - Value of Sales | 0 | 0 | 0 | 0 | 0 | 0 | 0 | 0 | 0 | 0 | 0 | 0 | 0 | 0 | 0 | 0 | 0 | 0 | 0 | 0 | 0 | 0 | 0 | 0 | 0 | 0 | 0 | 0 | 0 | 0 | 0 | 0 | 0
F6_Commercial_College_Existing_Food Preparation_Natural Gas_Double Rack Oven_E8 | F6 | Commercial | College | Existing | Food Preparation | Natural Gas | Double Rack Oven | E8 | Utility - Value of Sales | 0 | 0 | 0 | 0 | 0 | 0 | 0 | 0 | 0 | 0 | 0 | 0 | 0 | 0 | 0 | 0 | 0 | 0 | 0 | 0 | 0 | 0 | 0 | 0 | 0 | 0 | 0 | 0 | 0 | 0 | 0 | 0 | 0
F6_Commercial_College_Existing_Food Preparation_Natural Gas_Double Rack Oven_E9 | F6 | Commercial | College | Existing | Food Preparation | Natural Gas | Double Rack Oven | E9 | Utility - Value of Sales | 0 | 0 | 0 | 0 | 0 | 0 | 0 | 0 | 0 | 0 | 0 | 0 | 0 | 0 | 0 | 0 | 0 | 0 | 0 | 0 | 0 | 0 | 0 | 0 | 0 | 0 | 0 | 0 | 0 | 0 | 0 | 0 | 0
F6_Commercial_College_Existing_Food Preparation_Natural Gas_Double Rack Oven_E10 | F6 | Commercial | College | Existing | Food Preparation | Natural Gas | Double Rack Oven | E10 | Utility - Value of Sales | 0 | 0 | 0 | 0 | 0 | 0 | 0 | 0 | 0 | 0 | 0 | 0 | 0 | 0 | 0 | 0 | 0 | 0 | 0 | 0 | 0 | 0 | 0 | 0 | 0 | 0 | 0 | 0 | 0 | 0 | 0 | 0 | 0
F1_Commercial_College_Existing_Food Preparation_Natural Gas_Fryer_E1 | F1 | Commercial | College | Existing | Food Preparation | Natural Gas | Fryer | E1 | RVT - Cost of Equipment | 0.059799 | 0.059984 | 0.060327 | 0 | 0 | 0 | 0 | 0 | 0 | 0 | 0 | 0 | 0 | 0 | 0 | 0 | 0 | 0 | 0 | 0 | 0 | 0 | 0 | 0 | 0 | 0 | 0 | 0 | 0 | 0 | 0 | 0 | 0
F1_Commercial_College_Existing_Food Preparation_Natural Gas_Fryer_E2 | F1 | Commercial | College | Existing | Food Preparation | Natural Gas | Fryer | E2 | RVT - Cost of Equipment | 0.036651 | 0.036765 | 0.036975 | 0.037263 | 0.037678 | 0.03825 | 0.038705 | 0.039154 | 0.039614 | 0.040083 | 0.040482 | 0.040784 | 0.041039 | 0.041271 | 0.04154 | 0.041784 | 0.042087 | 0.04247 | 0.042929 | 0.043458 | 0.044048 | 0.044629 | 0.045179 | 0.045674 | 0.046112 | 0.046511 | 0.046796 | 0.047033 | 0.047252 | 0.047439 | 0.047624 | 0.047706 | 0.047706
F1_Commercial_College_Existing_Food Preparation_Natural Gas_Fryer_E3 | F1 | Commercial | College | Existing | Food Preparation | Natural Gas | Fryer | E3 | RVT - Cost of Equipment | 0 | 0 | 0 | 0 | 0 | 0 | 0 | 0 | 0 | 0 | 0 | 0 | 0 | 0 | 0 | 0 | 0 | 0 | 0 | 0 | 0 | 0 | 0 | 0 | 0 | 0 | 0 | 0 | 0 | 0 | 0 | 0 | 0
F1_Commercial_College_Existing_Food Preparation_Natural Gas_Fryer_E4 | F1 | Commercial | College | Existing | Food Preparation | Natural Gas | Fryer | E4 | RVT - Cost of Equipment | 0 | 0 | 0 | 0 | 0 | 0 | 0 | 0 | 0 | 0 | 0 | 0 | 0 | 0 | 0 | 0 | 0 | 0 | 0 | 0 | 0 | 0 | 0 | 0 | 0 | 0 | 0 | 0 | 0 | 0 | 0 | 0 | 0
F1_Commercial_College_Existing_Food Preparation_Natural Gas_Fryer_E5 | F1 | Commercial | College | Existing | Food Preparation | Natural Gas | Fryer | E5 | RVT - Cost of Equipment | 0 | 0 | 0 | 0 | 0 | 0 | 0 | 0 | 0 | 0 | 0 | 0 | 0 | 0 | 0 | 0 | 0 | 0 | 0 | 0 | 0 | 0 | 0 | 0 | 0 | 0 | 0 | 0 | 0 | 0 | 0 | 0 | 0
F1_Commercial_College_Existing_Food Preparation_Natural Gas_Fryer_E6 | F1 | Commercial | College | Existing | Food Preparation | Natural Gas | Fryer | E6 | RVT - Cost of Equipment | 0 | 0 | 0 | 0 | 0 | 0 | 0 | 0 | 0 | 0 | 0 | 0 | 0 | 0 | 0 | 0 | 0 | 0 | 0 | 0 | 0 | 0 | 0 | 0 | 0 | 0 | 0 | 0 | 0 | 0 | 0 | 0 | 0
F1_Commercial_College_Existing_Food Preparation_Natural Gas_Fryer_E7 | F1 | Commercial | College | Existing | Food Preparation | Natural Gas | Fryer | E7 | RVT - Cost of Equipment | 0 | 0 | 0 | 0 | 0 | 0 | 0 | 0 | 0 | 0 | 0 | 0 | 0 | 0 | 0 | 0 | 0 | 0 | 0 | 0 | 0 | 0 | 0 | 0 | 0 | 0 | 0 | 0 | 0 | 0 | 0 | 0 | 0
F1_Commercial_College_Existing_Food Preparation_Natural Gas_Fryer_E8 | F1 | Commercial | College | Existing | Food Preparation | Natural Gas | Fryer | E8 | RVT - Cost of Equipment | 0 | 0 | 0 | 0 | 0 | 0 | 0 | 0 | 0 | 0 | 0 | 0 | 0 | 0 | 0 | 0 | 0 | 0 | 0 | 0 | 0 | 0 | 0 | 0 | 0 | 0 | 0 | 0 | 0 | 0 | 0 | 0 | 0
F1_Commercial_College_Existing_Food Preparation_Natural Gas_Fryer_E9 | F1 | Commercial | College | Existing | Food Preparation | Natural Gas | Fryer | E9 | RVT - Cost of Equipment | 0 | 0 | 0 | 0 | 0 | 0 | 0 | 0 | 0 | 0 | 0 | 0 | 0 | 0 | 0 | 0 | 0 | 0 | 0 | 0 | 0 | 0 | 0 | 0 | 0 | 0 | 0 | 0 | 0 | 0 | 0 | 0 | 0
F1_Commercial_College_Existing_Food Preparation_Natural Gas_Fryer_E10 | F1 | Commercial | College | Existing | Food Preparation | Natural Gas | Fryer | E10 | RVT - Cost of Equipment | 0 | 0 | 0 | 0 | 0 | 0 | 0 | 0 | 0 | 0 | 0 | 0 | 0 | 0 | 0 | 0 | 0 | 0 | 0 | 0 | 0 | 0 | 0 | 0 | 0 | 0 | 0 | 0 | 0 | 0 | 0 | 0 | 0
F2_Commercial_College_Existing_Food Preparation_Natural Gas_Fryer_E1 | F2 | Commercial | College | Existing | Food Preparation | Natural Gas | Fryer | E1 | RVT - Cost of Operation | 0.071643 | 0.071865 | 0.072276 | 0 | 0 | 0 | 0 | 0 | 0 | 0 | 0 | 0 | 0 | 0 | 0 | 0 | 0 | 0 | 0 | 0 | 0 | 0 | 0 | 0 | 0 | 0 | 0 | 0 | 0 | 0 | 0 | 0 | 0
F2_Commercial_College_Existing_Food Preparation_Natural Gas_Fryer_E2 | F2 | Commercial | College | Existing | Food Preparation | Natural Gas | Fryer | E2 | RVT - Cost of Operation | 0.04391 | 0.044046 | 0.044298 | 0.044643 | 0.045141 | 0.045826 | 0.046371 | 0.046909 | 0.04746 | 0.048022 | 0.048501 | 0.048862 | 0.049167 | 0.049445 | 0.049768 | 0.050059 | 0.050423 | 0.050882 | 0.051431 | 0.052065 | 0.052772 | 0.053468 | 0.054128 | 0.05472 | 0.055245 | 0.055723 | 0.056065 | 0.056348 | 0.056611 | 0.056835 | 0.057057 | 0.057155 | 0.057155
F2_Commercial_College_Existing_Food Preparation_Natural Gas_Fryer_E3 | F2 | Commercial | College | Existing | Food Preparation | Natural Gas | Fryer | E3 | RVT - Cost of Operation | 0 | 0 | 0 | 0 | 0 | 0 | 0 | 0 | 0 | 0 | 0 | 0 | 0 | 0 | 0 | 0 | 0 | 0 | 0 | 0 | 0 | 0 | 0 | 0 | 0 | 0 | 0 | 0 | 0 | 0 | 0 | 0 | 0
F2_Commercial_College_Existing_Food Preparation_Natural Gas_Fryer_E4 | F2 | Commercial | College | Existing | Food Preparation | Natural Gas | Fryer | E4 | RVT - Cost of Operation | 0 | 0 | 0 | 0 | 0 | 0 | 0 | 0 | 0 | 0 | 0 | 0 | 0 | 0 | 0 | 0 | 0 | 0 | 0 | 0 | 0 | 0 | 0 | 0 | 0 | 0 | 0 | 0 | 0 | 0 | 0 | 0 | 0
F2_Commercial_College_Existing_Food Preparation_Natural Gas_Fryer_E5 | F2 | Commercial | College | Existing | Food Preparation | Natural Gas | Fryer | E5 | RVT - Cost of Operation | 0 | 0 | 0 | 0 | 0 | 0 | 0 | 0 | 0 | 0 | 0 | 0 | 0 | 0 | 0 | 0 | 0 | 0 | 0 | 0 | 0 | 0 | 0 | 0 | 0 | 0 | 0 | 0 | 0 | 0 | 0 | 0 | 0
F2_Commercial_College_Existing_Food Preparation_Natural Gas_Fryer_E6 | F2 | Commercial | College | Existing | Food Preparation | Natural Gas | Fryer | E6 | RVT - Cost of Operation | 0 | 0 | 0 | 0 | 0 | 0 | 0 | 0 | 0 | 0 | 0 | 0 | 0 | 0 | 0 | 0 | 0 | 0 | 0 | 0 | 0 | 0 | 0 | 0 | 0 | 0 | 0 | 0 | 0 | 0 | 0 | 0 | 0
F2_Commercial_College_Existing_Food Preparation_Natural Gas_Fryer_E7 | F2 | Commercial | College | Existing | Food Preparation | Natural Gas | Fryer | E7 | RVT - Cost of Operation | 0 | 0 | 0 | 0 | 0 | 0 | 0 | 0 | 0 | 0 | 0 | 0 | 0 | 0 | 0 | 0 | 0 | 0 | 0 | 0 | 0 | 0 | 0 | 0 | 0 | 0 | 0 | 0 | 0 | 0 | 0 | 0 | 0
F2_Commercial_College_Existing_Food Preparation_Natural Gas_Fryer_E8 | F2 | Commercial | College | Existing | Food Preparation | Natural Gas | Fryer | E8 | RVT - Cost of Operation | 0 | 0 | 0 | 0 | 0 | 0 | 0 | 0 | 0 | 0 | 0 | 0 | 0 | 0 | 0 | 0 | 0 | 0 | 0 | 0 | 0 | 0 | 0 | 0 | 0 | 0 | 0 | 0 | 0 | 0 | 0 | 0 | 0
F2_Commercial_College_Existing_Food Preparation_Natural Gas_Fryer_E9 | F2 | Commercial | College | Existing | Food Preparation | Natural Gas | Fryer | E9 | RVT - Cost of Operation | 0 | 0 | 0 | 0 | 0 | 0 | 0 | 0 | 0 | 0 | 0 | 0 | 0 | 0 | 0 | 0 | 0 | 0 | 0 | 0 | 0 | 0 | 0 | 0 | 0 | 0 | 0 | 0 | 0 | 0 | 0 | 0 | 0
F2_Commercial_College_Existing_Food Preparation_Natural Gas_Fryer_E10 | F2 | Commercial | College | Existing | Food Preparation | Natural Gas | Fryer | E10 | RVT - Cost of Operation | 0 | 0 | 0 | 0 | 0 | 0 | 0 | 0 | 0 | 0 | 0 | 0 | 0 | 0 | 0 | 0 | 0 | 0 | 0 | 0 | 0 | 0 | 0 | 0 | 0 | 0 | 0 | 0 | 0 | 0 | 0 | 0 | 0
F3_Commercial_College_Existing_Food Preparation_Natural Gas_Fryer_E1 | F3 | Commercial | College | Existing | Food Preparation | Natural Gas | Fryer | E1 | System - kBTUs of Consumption | 0.028535 | 0.028535 | 0.028535 | 0 | 0 | 0 | 0 | 0 | 0 | 0 | 0 | 0 | 0 | 0 | 0 | 0 | 0 | 0 | 0 | 0 | 0 | 0 | 0 | 0 | 0 | 0 | 0 | 0 | 0 | 0 | 0 | 0 | 0
F3_Commercial_College_Existing_Food Preparation_Natural Gas_Fryer_E2 | F3 | Commercial | College | Existing | Food Preparation | Natural Gas | Fryer | E2 | System - kBTUs of Consumption | 0.035869 | 0.035869 | 0.035869 | 0.035869 | 0.035869 | 0.035869 | 0.035869 | 0.035869 | 0.035869 | 0.035869 | 0.035869 | 0.035869 | 0.035869 | 0.035869 | 0.035869 | 0.035869 | 0.035869 | 0.035869 | 0.035869 | 0.035869 | 0.035869 | 0.035869 | 0.035869 | 0.035869 | 0.035869 | 0.035869 | 0.035869 | 0.035869 | 0.035869 | 0.035869 | 0.035869 | 0.035869 | 0.035869
F3_Commercial_College_Existing_Food Preparation_Natural Gas_Fryer_E3 | F3 | Commercial | College | Existing | Food Preparation | Natural Gas | Fryer | E3 | System - kBTUs of Consumption | 0 | 0 | 0 | 0 | 0 | 0 | 0 | 0 | 0 | 0 | 0 | 0 | 0 | 0 | 0 | 0 | 0 | 0 | 0 | 0 | 0 | 0 | 0 | 0 | 0 | 0 | 0 | 0 | 0 | 0 | 0 | 0 | 0
F3_Commercial_College_Existing_Food Preparation_Natural Gas_Fryer_E4 | F3 | Commercial | College | Existing | Food Preparation | Natural Gas | Fryer | E4 | System - kBTUs of Consumption | 0 | 0 | 0 | 0 | 0 | 0 | 0 | 0 | 0 | 0 | 0 | 0 | 0 | 0 | 0 | 0 | 0 | 0 | 0 | 0 | 0 | 0 | 0 | 0 | 0 | 0 | 0 | 0 | 0 | 0 | 0 | 0 | 0
F3_Commercial_College_Existing_Food Preparation_Natural Gas_Fryer_E5 | F3 | Commercial | College | Existing | Food Preparation | Natural Gas | Fryer | E5 | System - kBTUs of Consumption | 0 | 0 | 0 | 0 | 0 | 0 | 0 | 0 | 0 | 0 | 0 | 0 | 0 | 0 | 0 | 0 | 0 | 0 | 0 | 0 | 0 | 0 | 0 | 0 | 0 | 0 | 0 | 0 | 0 | 0 | 0 | 0 | 0
F3_Commercial_College_Existing_Food Preparation_Natural Gas_Fryer_E6 | F3 | Commercial | College | Existing | Food Preparation | Natural Gas | Fryer | E6 | System - kBTUs of Consumption | 0 | 0 | 0 | 0 | 0 | 0 | 0 | 0 | 0 | 0 | 0 | 0 | 0 | 0 | 0 | 0 | 0 | 0 | 0 | 0 | 0 | 0 | 0 | 0 | 0 | 0 | 0 | 0 | 0 | 0 | 0 | 0 | 0
F3_Commercial_College_Existing_Food Preparation_Natural Gas_Fryer_E7 | F3 | Commercial | College | Existing | Food Preparation | Natural Gas | Fryer | E7 | System - kBTUs of Consumption | 0 | 0 | 0 | 0 | 0 | 0 | 0 | 0 | 0 | 0 | 0 | 0 | 0 | 0 | 0 | 0 | 0 | 0 | 0 | 0 | 0 | 0 | 0 | 0 | 0 | 0 | 0 | 0 | 0 | 0 | 0 | 0 | 0
F3_Commercial_College_Existing_Food Preparation_Natural Gas_Fryer_E8 | F3 | Commercial | College | Existing | Food Preparation | Natural Gas | Fryer | E8 | System - kBTUs of Consumption | 0 | 0 | 0 | 0 | 0 | 0 | 0 | 0 | 0 | 0 | 0 | 0 | 0 | 0 | 0 | 0 | 0 | 0 | 0 | 0 | 0 | 0 | 0 | 0 | 0 | 0 | 0 | 0 | 0 | 0 | 0 | 0 | 0
F3_Commercial_College_Existing_Food Preparation_Natural Gas_Fryer_E9 | F3 | Commercial | College | Existing | Food Preparation | Natural Gas | Fryer | E9 | System - kBTUs of Consumption | 0 | 0 | 0 | 0 | 0 | 0 | 0 | 0 | 0 | 0 | 0 | 0 | 0 | 0 | 0 | 0 | 0 | 0 | 0 | 0 | 0 | 0 | 0 | 0 | 0 | 0 | 0 | 0 | 0 | 0 | 0 | 0 | 0
F3_Commercial_College_Existing_Food Preparation_Natural Gas_Fryer_E10 | F3 | Commercial | College | Existing | Food Preparation | Natural Gas | Fryer | E10 | System - kBTUs of Consumption | 0 | 0 | 0 | 0 | 0 | 0 | 0 | 0 | 0 | 0 | 0 | 0 | 0 | 0 | 0 | 0 | 0 | 0 | 0 | 0 | 0 | 0 | 0 | 0 | 0 | 0 | 0 | 0 | 0 | 0 | 0 | 0 | 0
F4_Commercial_College_Existing_Food Preparation_Natural Gas_Fryer_E1 | F4 | Commercial | College | Existing | Food Preparation | Natural Gas | Fryer | E1 | Utility - Cost of Equipment | 0.071643 | 0.071865 | 0.072276 | 0 | 0 | 0 | 0 | 0 | 0 | 0 | 0 | 0 | 0 | 0 | 0 | 0 | 0 | 0 | 0 | 0 | 0 | 0 | 0 | 0 | 0 | 0 | 0 | 0 | 0 | 0 | 0 | 0 | 0
F4_Commercial_College_Existing_Food Preparation_Natural Gas_Fryer_E2 | F4 | Commercial | College | Existing | Food Preparation | Natural Gas | Fryer | E2 | Utility - Cost of Equipment | 0.04391 | 0.044046 | 0.044298 | 0.044643 | 0.045141 | 0.045826 | 0.046371 | 0.046909 | 0.04746 | 0.048022 | 0.048501 | 0.048862 | 0.049167 | 0.049445 | 0.049768 | 0.050059 | 0.050423 | 0.050882 | 0.051431 | 0.052065 | 0.052772 | 0.053468 | 0.054128 | 0.05472 | 0.055245 | 0.055723 | 0.056065 | 0.056348 | 0.056611 | 0.056835 | 0.057057 | 0.057155 | 0.057155
F4_Commercial_College_Existing_Food Preparation_Natural Gas_Fryer_E3 | F4 | Commercial | College | Existing | Food Preparation | Natural Gas | Fryer | E3 | Utility - Cost of Equipment | 0 | 0 | 0 | 0 | 0 | 0 | 0 | 0 | 0 | 0 | 0 | 0 | 0 | 0 | 0 | 0 | 0 | 0 | 0 | 0 | 0 | 0 | 0 | 0 | 0 | 0 | 0 | 0 | 0 | 0 | 0 | 0 | 0
F4_Commercial_College_Existing_Food Preparation_Natural Gas_Fryer_E4 | F4 | Commercial | College | Existing | Food Preparation | Natural Gas | Fryer | E4 | Utility - Cost of Equipment | 0 | 0 | 0 | 0 | 0 | 0 | 0 | 0 | 0 | 0 | 0 | 0 | 0 | 0 | 0 | 0 | 0 | 0 | 0 | 0 | 0 | 0 | 0 | 0 | 0 | 0 | 0 | 0 | 0 | 0 | 0 | 0 | 0
F4_Commercial_College_Existing_Food Preparation_Natural Gas_Fryer_E5 | F4 | Commercial | College | Existing | Food Preparation | Natural Gas | Fryer | E5 | Utility - Cost of Equipment | 0 | 0 | 0 | 0 | 0 | 0 | 0 | 0 | 0 | 0 | 0 | 0 | 0 | 0 | 0 | 0 | 0 | 0 | 0 | 0 | 0 | 0 | 0 | 0 | 0 | 0 | 0 | 0 | 0 | 0 | 0 | 0 | 0
F4_Commercial_College_Existing_Food Preparation_Natural Gas_Fryer_E6 | F4 | Commercial | College | Existing | Food Preparation | Natural Gas | Fryer | E6 | Utility - Cost of Equipment | 0 | 0 | 0 | 0 | 0 | 0 | 0 | 0 | 0 | 0 | 0 | 0 | 0 | 0 | 0 | 0 | 0 | 0 | 0 | 0 | 0 | 0 | 0 | 0 | 0 | 0 | 0 | 0 | 0 | 0 | 0 | 0 | 0
F4_Commercial_College_Existing_Food Preparation_Natural Gas_Fryer_E7 | F4 | Commercial | College | Existing | Food Preparation | Natural Gas | Fryer | E7 | Utility - Cost of Equipment | 0 | 0 | 0 | 0 | 0 | 0 | 0 | 0 | 0 | 0 | 0 | 0 | 0 | 0 | 0 | 0 | 0 | 0 | 0 | 0 | 0 | 0 | 0 | 0 | 0 | 0 | 0 | 0 | 0 | 0 | 0 | 0 | 0
F4_Commercial_College_Existing_Food Preparation_Natural Gas_Fryer_E8 | F4 | Commercial | College | Existing | Food Preparation | Natural Gas | Fryer | E8 | Utility - Cost of Equipment | 0 | 0 | 0 | 0 | 0 | 0 | 0 | 0 | 0 | 0 | 0 | 0 | 0 | 0 | 0 | 0 | 0 | 0 | 0 | 0 | 0 | 0 | 0 | 0 | 0 | 0 | 0 | 0 | 0 | 0 | 0 | 0 | 0
F4_Commercial_College_Existing_Food Preparation_Natural Gas_Fryer_E9 | F4 | Commercial | College | Existing | Food Preparation | Natural Gas | Fryer | E9 | Utility - Cost of Equipment | 0 | 0 | 0 | 0 | 0 | 0 | 0 | 0 | 0 | 0 | 0 | 0 | 0 | 0 | 0 | 0 | 0 | 0 | 0 | 0 | 0 | 0 | 0 | 0 | 0 | 0 | 0 | 0 | 0 | 0 | 0 | 0 | 0
F4_Commercial_College_Existing_Food Preparation_Natural Gas_Fryer_E10 | F4 | Commercial | College | Existing | Food Preparation | Natural Gas | Fryer | E10 | Utility - Cost of Equipment | 0 | 0 | 0 | 0 | 0 | 0 | 0 | 0 | 0 | 0 | 0 | 0 | 0 | 0 | 0 | 0 | 0 | 0 | 0 | 0 | 0 | 0 | 0 | 0 | 0 | 0 | 0 | 0 | 0 | 0 | 0 | 0 | 0
F5_Commercial_College_Existing_Food Preparation_Natural Gas_Fryer_E1 | F5 | Commercial | College | Existing | Food Preparation | Natural Gas | Fryer | E1 | Utility - Cost of Operation | 0.028535 | 0.028535 | 0.028535 | 0 | 0 | 0 | 0 | 0 | 0 | 0 | 0 | 0 | 0 | 0 | 0 | 0 | 0 | 0 | 0 | 0 | 0 | 0 | 0 | 0 | 0 | 0 | 0 | 0 | 0 | 0 | 0 | 0 | 0
F5_Commercial_College_Existing_Food Preparation_Natural Gas_Fryer_E2 | F5 | Commercial | College | Existing | Food Preparation | Natural Gas | Fryer | E2 | Utility - Cost of Operation | 0.035869 | 0.035869 | 0.035869 | 0.035869 | 0.035869 | 0.035869 | 0.035869 | 0.035869 | 0.035869 | 0.035869 | 0.035869 | 0.035869 | 0.035869 | 0.035869 | 0.035869 | 0.035869 | 0.035869 | 0.035869 | 0.035869 | 0.035869 | 0.035869 | 0.035869 | 0.035869 | 0.035869 | 0.035869 | 0.035869 | 0.035869 | 0.035869 | 0.035869 | 0.035869 | 0.035869 | 0.035869 | 0.035869
F5_Commercial_College_Existing_Food Preparation_Natural Gas_Fryer_E3 | F5 | Commercial | College | Existing | Food Preparation | Natural Gas | Fryer | E3 | Utility - Cost of Operation | 0 | 0 | 0 | 0 | 0 | 0 | 0 | 0 | 0 | 0 | 0 | 0 | 0 | 0 | 0 | 0 | 0 | 0 | 0 | 0 | 0 | 0 | 0 | 0 | 0 | 0 | 0 | 0 | 0 | 0 | 0 | 0 | 0
F5_Commercial_College_Existing_Food Preparation_Natural Gas_Fryer_E4 | F5 | Commercial | College | Existing | Food Preparation | Natural Gas | Fryer | E4 | Utility - Cost of Operation | 0 | 0 | 0 | 0 | 0 | 0 | 0 | 0 | 0 | 0 | 0 | 0 | 0 | 0 | 0 | 0 | 0 | 0 | 0 | 0 | 0 | 0 | 0 | 0 | 0 | 0 | 0 | 0 | 0 | 0 | 0 | 0 | 0
F5_Commercial_College_Existing_Food Preparation_Natural Gas_Fryer_E5 | F5 | Commercial | College | Existing | Food Preparation | Natural Gas | Fryer | E5 | Utility - Cost of Operation | 0 | 0 | 0 | 0 | 0 | 0 | 0 | 0 | 0 | 0 | 0 | 0 | 0 | 0 | 0 | 0 | 0 | 0 | 0 | 0 | 0 | 0 | 0 | 0 | 0 | 0 | 0 | 0 | 0 | 0 | 0 | 0 | 0
F5_Commercial_College_Existing_Food Preparation_Natural Gas_Fryer_E6 | F5 | Commercial | College | Existing | Food Preparation | Natural Gas | Fryer | E6 | Utility - Cost of Operation | 0 | 0 | 0 | 0 | 0 | 0 | 0 | 0 | 0 | 0 | 0 | 0 | 0 | 0 | 0 | 0 | 0 | 0 | 0 | 0 | 0 | 0 | 0 | 0 | 0 | 0 | 0 | 0 | 0 | 0 | 0 | 0 | 0
F5_Commercial_College_Existing_Food Preparation_Natural Gas_Fryer_E7 | F5 | Commercial | College | Existing | Food Preparation | Natural Gas | Fryer | E7 | Utility - Cost of Operation | 0 | 0 | 0 | 0 | 0 | 0 | 0 | 0 | 0 | 0 | 0 | 0 | 0 | 0 | 0 | 0 | 0 | 0 | 0 | 0 | 0 | 0 | 0 | 0 | 0 | 0 | 0 | 0 | 0 | 0 | 0 | 0 | 0
F5_Commercial_College_Existing_Food Preparation_Natural Gas_Fryer_E8 | F5 | Commercial | College | Existing | Food Preparation | Natural Gas | Fryer | E8 | Utility - Cost of Operation | 0 | 0 | 0 | 0 | 0 | 0 | 0 | 0 | 0 | 0 | 0 | 0 | 0 | 0 | 0 | 0 | 0 | 0 | 0 | 0 | 0 | 0 | 0 | 0 | 0 | 0 | 0 | 0 | 0 | 0 | 0 | 0 | 0
F5_Commercial_College_Existing_Food Preparation_Natural Gas_Fryer_E9 | F5 | Commercial | College | Existing | Food Preparation | Natural Gas | Fryer | E9 | Utility - Cost of Operation | 0 | 0 | 0 | 0 | 0 | 0 | 0 | 0 | 0 | 0 | 0 | 0 | 0 | 0 | 0 | 0 | 0 | 0 | 0 | 0 | 0 | 0 | 0 | 0 | 0 | 0 | 0 | 0 | 0 | 0 | 0 | 0 | 0
F5_Commercial_College_Existing_Food Preparation_Natural Gas_Fryer_E10 | F5 | Commercial | College | Existing | Food Preparation | Natural Gas | Fryer | E10 | Utility - Cost of Operation | 0 | 0 | 0 | 0 | 0 | 0 | 0 | 0 | 0 | 0 | 0 | 0 | 0 | 0 | 0 | 0 | 0 | 0 | 0 | 0 | 0 | 0 | 0 | 0 | 0 | 0 | 0 | 0 | 0 | 0 | 0 | 0 | 0
F6_Commercial_College_Existing_Food Preparation_Natural Gas_Fryer_E1 | F6 | Commercial | College | Existing | Food Preparation | Natural Gas | Fryer | E1 | Utility - Value of Sales | 0.043581 | 0.043581 | 0.043581 | 0 | 0 | 0 | 0 | 0 | 0 | 0 | 0 | 0 | 0 | 0 | 0 | 0 | 0 | 0 | 0 | 0 | 0 | 0 | 0 | 0 | 0 | 0 | 0 | 0 | 0 | 0 | 0 | 0 | 0
F6_Commercial_College_Existing_Food Preparation_Natural Gas_Fryer_E2 | F6 | Commercial | College | Existing | Food Preparation | Natural Gas | Fryer | E2 | Utility - Value of Sales | 0.026711 | 0.026711 | 0.026711 | 0.026711 | 0.026711 | 0.026711 | 0.026711 | 0.026711 | 0.026711 | 0.026711 | 0.026711 | 0.026711 | 0.026711 | 0.026711 | 0.026711 | 0.026711 | 0.026711 | 0.026711 | 0.026711 | 0.026711 | 0.026711 | 0.026711 | 0.026711 | 0.026711 | 0.026711 | 0.026711 | 0.026711 | 0.026711 | 0.026711 | 0.026711 | 0.026711 | 0.026711 | 0.026711
F6_Commercial_College_Existing_Food Preparation_Natural Gas_Fryer_E3 | F6 | Commercial | College | Existing | Food Preparation | Natural Gas | Fryer | E3 | Utility - Value of Sales | 0 | 0 | 0 | 0 | 0 | 0 | 0 | 0 | 0 | 0 | 0 | 0 | 0 | 0 | 0 | 0 | 0 | 0 | 0 | 0 | 0 | 0 | 0 | 0 | 0 | 0 | 0 | 0 | 0 | 0 | 0 | 0 | 0
F6_Commercial_College_Existing_Food Preparation_Natural Gas_Fryer_E4 | F6 | Commercial | College | Existing | Food Preparation | Natural Gas | Fryer | E4 | Utility - Value of Sales | 0 | 0 | 0 | 0 | 0 | 0 | 0 | 0 | 0 | 0 | 0 | 0 | 0 | 0 | 0 | 0 | 0 | 0 | 0 | 0 | 0 | 0 | 0 | 0 | 0 | 0 | 0 | 0 | 0 | 0 | 0 | 0 | 0
F6_Commercial_College_Existing_Food Preparation_Natural Gas_Fryer_E5 | F6 | Commercial | College | Existing | Food Preparation | Natural Gas | Fryer | E5 | Utility - Value of Sales | 0 | 0 | 0 | 0 | 0 | 0 | 0 | 0 | 0 | 0 | 0 | 0 | 0 | 0 | 0 | 0 | 0 | 0 | 0 | 0 | 0 | 0 | 0 | 0 | 0 | 0 | 0 | 0 | 0 | 0 | 0 | 0 | 0
F6_Commercial_College_Existing_Food Preparation_Natural Gas_Fryer_E6 | F6 | Commercial | College | Existing | Food Preparation | Natural Gas | Fryer | E6 | Utility - Value of Sales | 0 | 0 | 0 | 0 | 0 | 0 | 0 | 0 | 0 | 0 | 0 | 0 | 0 | 0 | 0 | 0 | 0 | 0 | 0 | 0 | 0 | 0 | 0 | 0 | 0 | 0 | 0 | 0 | 0 | 0 | 0 | 0 | 0
F6_Commercial_College_Existing_Food Preparation_Natural Gas_Fryer_E7 | F6 | Commercial | College | Existing | Food Preparation | Natural Gas | Fryer | E7 | Utility - Value of Sales | 0 | 0 | 0 | 0 | 0 | 0 | 0 | 0 | 0 | 0 | 0 | 0 | 0 | 0 | 0 | 0 | 0 | 0 | 0 | 0 | 0 | 0 | 0 | 0 | 0 | 0 | 0 | 0 | 0 | 0 | 0 | 0 | 0
F6_Commercial_College_Existing_Food Preparation_Natural Gas_Fryer_E8 | F6 | Commercial | College | Existing | Food Preparation | Natural Gas | Fryer | E8 | Utility - Value of Sales | 0 | 0 | 0 | 0 | 0 | 0 | 0 | 0 | 0 | 0 | 0 | 0 | 0 | 0 | 0 | 0 | 0 | 0 | 0 | 0 | 0 | 0 | 0 | 0 | 0 | 0 | 0 | 0 | 0 | 0 | 0 | 0 | 0
F6_Commercial_College_Existing_Food Preparation_Natural Gas_Fryer_E9 | F6 | Commercial | College | Existing | Food Preparation | Natural Gas | Fryer | E9 | Utility - Value of Sales | 0 | 0 | 0 | 0 | 0 | 0 | 0 | 0 | 0 | 0 | 0 | 0 | 0 | 0 | 0 | 0 | 0 | 0 | 0 | 0 | 0 | 0 | 0 | 0 | 0 | 0 | 0 | 0 | 0 | 0 | 0 | 0 | 0
F6_Commercial_College_Existing_Food Preparation_Natural Gas_Fryer_E10 | F6 | Commercial | College | Existing | Food Preparation | Natural Gas | Fryer | E10 | Utility - Value of Sales | 0 | 0 | 0 | 0 | 0 | 0 | 0 | 0 | 0 | 0 | 0 | 0 | 0 | 0 | 0 | 0 | 0 | 0 | 0 | 0 | 0 | 0 | 0 | 0 | 0 | 0 | 0 | 0 | 0 | 0 | 0 | 0 | 0
F1_Commercial_College_Existing_Food Preparation_Natural Gas_Broiler_E1 | F1 | Commercial | College | Existing | Food Preparation | Natural Gas | Broiler | E1 | RVT - Cost of Equipment | 0.066975 | 0.067485 | 0.068056 | 0.068683 | 0.069398 | 0.070226 | 0.070897 | 0.071541 | 0.072195 | 0.072876 | 0.073526 | 0.074122 | 0.074732 | 0.075373 | 0.07608 | 0.076772 | 0.077505 | 0.07828 | 0.079087 | 0.079912 | 0.080741 | 0.081517 | 0.082219 | 0.082838 | 0.083374 | 0.083835 | 0.084155 | 0.084392 | 0.084599 | 0.084775 | 0.084949 | 0.085026 | 0.085026
F1_Commercial_College_Existing_Food Preparation_Natural Gas_Broiler_E2 | F1 | Commercial | College | Existing | Food Preparation | Natural Gas | Broiler | E2 | RVT - Cost of Equipment | 0.043055 | 0.043383 | 0.04375 | 0.044153 | 0.044613 | 0.045145 | 0.045577 | 0.045991 | 0.046411 | 0.046849 | 0.047267 | 0.04765 | 0.048042 | 0.048454 | 0.048909 | 0.049353 | 0.049825 | 0.050323 | 0.050842 | 0.051372 | 0.051905 | 0.052404 | 0.052855 | 0.053253 | 0.053598 | 0.053894 | 0.054099 | 0.054252 | 0.054385 | 0.054498 | 0.05461 | 0.054659 | 0.054659
F1_Commercial_College_Existing_Food Preparation_Natural Gas_Broiler_E3 | F1 | Commercial | College | Existing | Food Preparation | Natural Gas | Broiler | E3 | RVT - Cost of Equipment | 0 | 0 | 0 | 0 | 0 | 0 | 0 | 0 | 0 | 0 | 0 | 0 | 0 | 0 | 0 | 0 | 0 | 0 | 0 | 0 | 0 | 0 | 0 | 0 | 0 | 0 | 0 | 0 | 0 | 0 | 0 | 0 | 0
F1_Commercial_College_Existing_Food Preparation_Natural Gas_Broiler_E4 | F1 | Commercial | College | Existing | Food Preparation | Natural Gas | Broiler | E4 | RVT - Cost of Equipment | 0 | 0 | 0 | 0 | 0 | 0 | 0 | 0 | 0 | 0 | 0 | 0 | 0 | 0 | 0 | 0 | 0 | 0 | 0 | 0 | 0 | 0 | 0 | 0 | 0 | 0 | 0 | 0 | 0 | 0 | 0 | 0 | 0
F1_Commercial_College_Existing_Food Preparation_Natural Gas_Broiler_E5 | F1 | Commercial | College | Existing | Food Preparation | Natural Gas | Broiler | E5 | RVT - Cost of Equipment | 0 | 0 | 0 | 0 | 0 | 0 | 0 | 0 | 0 | 0 | 0 | 0 | 0 | 0 | 0 | 0 | 0 | 0 | 0 | 0 | 0 | 0 | 0 | 0 | 0 | 0 | 0 | 0 | 0 | 0 | 0 | 0 | 0
F1_Commercial_College_Existing_Food Preparation_Natural Gas_Broiler_E6 | F1 | Commercial | College | Existing | Food Preparation | Natural Gas | Broiler | E6 | RVT - Cost of Equipment | 0 | 0 | 0 | 0 | 0 | 0 | 0 | 0 | 0 | 0 | 0 | 0 | 0 | 0 | 0 | 0 | 0 | 0 | 0 | 0 | 0 | 0 | 0 | 0 | 0 | 0 | 0 | 0 | 0 | 0 | 0 | 0 | 0
F1_Commercial_College_Existing_Food Preparation_Natural Gas_Broiler_E7 | F1 | Commercial | College | Existing | Food Preparation | Natural Gas | Broiler | E7 | RVT - Cost of Equipment | 0 | 0 | 0 | 0 | 0 | 0 | 0 | 0 | 0 | 0 | 0 | 0 | 0 | 0 | 0 | 0 | 0 | 0 | 0 | 0 | 0 | 0 | 0 | 0 | 0 | 0 | 0 | 0 | 0 | 0 | 0 | 0 | 0
F1_Commercial_College_Existing_Food Preparation_Natural Gas_Broiler_E8 | F1 | Commercial | College | Existing | Food Preparation | Natural Gas | Broiler | E8 | RVT - Cost of Equipment | 0 | 0 | 0 | 0 | 0 | 0 | 0 | 0 | 0 | 0 | 0 | 0 | 0 | 0 | 0 | 0 | 0 | 0 | 0 | 0 | 0 | 0 | 0 | 0 | 0 | 0 | 0 | 0 | 0 | 0 | 0 | 0 | 0
F1_Commercial_College_Existing_Food Preparation_Natural Gas_Broiler_E9 | F1 | Commercial | College | Existing | Food Preparation | Natural Gas | Broiler | E9 | RVT - Cost of Equipment | 0 | 0 | 0 | 0 | 0 | 0 | 0 | 0 | 0 | 0 | 0 | 0 | 0 | 0 | 0 | 0 | 0 | 0 | 0 | 0 | 0 | 0 | 0 | 0 | 0 | 0 | 0 | 0 | 0 | 0 | 0 | 0 | 0
F1_Commercial_College_Existing_Food Preparation_Natural Gas_Broiler_E10 | F1 | Commercial | College | Existing | Food Preparation | Natural Gas | Broiler | E10 | RVT - Cost of Equipment | 0 | 0 | 0 | 0 | 0 | 0 | 0 | 0 | 0 | 0 | 0 | 0 | 0 | 0 | 0 | 0 | 0 | 0 | 0 | 0 | 0 | 0 | 0 | 0 | 0 | 0 | 0 | 0 | 0 | 0 | 0 | 0 | 0
F2_Commercial_College_Existing_Food Preparation_Natural Gas_Broiler_E1 | F2 | Commercial | College | Existing | Food Preparation | Natural Gas | Broiler | E1 | RVT - Cost of Operation | 0.08024 | 0.080852 | 0.081535 | 0.082287 | 0.083144 | 0.084135 | 0.084939 | 0.085711 | 0.086494 | 0.08731 | 0.088089 | 0.088803 | 0.089534 | 0.090302 | 0.091149 | 0.091978 | 0.092856 | 0.093784 | 0.094752 | 0.095739 | 0.096733 | 0.097663 | 0.098503 | 0.099246 | 0.099888 | 0.10044 | 0.10082 | 0.10111 | 0.10135 | 0.10157 | 0.10177 | 0.10187 | 0.10187
F2_Commercial_College_Existing_Food Preparation_Natural Gas_Broiler_E2 | F2 | Commercial | College | Existing | Food Preparation | Natural Gas | Broiler | E2 | RVT - Cost of Operation | 0.051583 | 0.051976 | 0.052416 | 0.052899 | 0.05345 | 0.054087 | 0.054604 | 0.0551 | 0.055603 | 0.056128 | 0.056629 | 0.057088 | 0.057558 | 0.058051 | 0.058596 | 0.059128 | 0.059693 | 0.06029 | 0.060912 | 0.061547 | 0.062185 | 0.062783 | 0.063324 | 0.063801 | 0.064214 | 0.064568 | 0.064815 | 0.064998 | 0.065156 | 0.065292 | 0.065426 | 0.065486 | 0.065486
F2_Commercial_College_Existing_Food Preparation_Natural Gas_Broiler_E3 | F2 | Commercial | College | Existing | Food Preparation | Natural Gas | Broiler | E3 | RVT - Cost of Operation | 0 | 0 | 0 | 0 | 0 | 0 | 0 | 0 | 0 | 0 | 0 | 0 | 0 | 0 | 0 | 0 | 0 | 0 | 0 | 0 | 0 | 0 | 0 | 0 | 0 | 0 | 0 | 0 | 0 | 0 | 0 | 0 | 0
F2_Commercial_College_Existing_Food Preparation_Natural Gas_Broiler_E4 | F2 | Commercial | College | Existing | Food Preparation | Natural Gas | Broiler | E4 | RVT - Cost of Operation | 0 | 0 | 0 | 0 | 0 | 0 | 0 | 0 | 0 | 0 | 0 | 0 | 0 | 0 | 0 | 0 | 0 | 0 | 0 | 0 | 0 | 0 | 0 | 0 | 0 | 0 | 0 | 0 | 0 | 0 | 0 | 0 | 0
F2_Commercial_College_Existing_Food Preparation_Natural Gas_Broiler_E5 | F2 | Commercial | College | Existing | Food Preparation | Natural Gas | Broiler | E5 | RVT - Cost of Operation | 0 | 0 | 0 | 0 | 0 | 0 | 0 | 0 | 0 | 0 | 0 | 0 | 0 | 0 | 0 | 0 | 0 | 0 | 0 | 0 | 0 | 0 | 0 | 0 | 0 | 0 | 0 | 0 | 0 | 0 | 0 | 0 | 0
F2_Commercial_College_Existing_Food Preparation_Natural Gas_Broiler_E6 | F2 | Commercial | College | Existing | Food Preparation | Natural Gas | Broiler | E6 | RVT - Cost of Operation | 0 | 0 | 0 | 0 | 0 | 0 | 0 | 0 | 0 | 0 | 0 | 0 | 0 | 0 | 0 | 0 | 0 | 0 | 0 | 0 | 0 | 0 | 0 | 0 | 0 | 0 | 0 | 0 | 0 | 0 | 0 | 0 | 0
F2_Commercial_College_Existing_Food Preparation_Natural Gas_Broiler_E7 | F2 | Commercial | College | Existing | Food Preparation | Natural Gas | Broiler | E7 | RVT - Cost of Operation | 0 | 0 | 0 | 0 | 0 | 0 | 0 | 0 | 0 | 0 | 0 | 0 | 0 | 0 | 0 | 0 | 0 | 0 | 0 | 0 | 0 | 0 | 0 | 0 | 0 | 0 | 0 | 0 | 0 | 0 | 0 | 0 | 0
F2_Commercial_College_Existing_Food Preparation_Natural Gas_Broiler_E8 | F2 | Commercial | College | Existing | Food Preparation | Natural Gas | Broiler | E8 | RVT - Cost of Operation | 0 | 0 | 0 | 0 | 0 | 0 | 0 | 0 | 0 | 0 | 0 | 0 | 0 | 0 | 0 | 0 | 0 | 0 | 0 | 0 | 0 | 0 | 0 | 0 | 0 | 0 | 0 | 0 | 0 | 0 | 0 | 0 | 0
F2_Commercial_College_Existing_Food Preparation_Natural Gas_Broiler_E9 | F2 | Commercial | College | Existing | Food Preparation | Natural Gas | Broiler | E9 | RVT - Cost of Operation | 0 | 0 | 0 | 0 | 0 | 0 | 0 | 0 | 0 | 0 | 0 | 0 | 0 | 0 | 0 | 0 | 0 | 0 | 0 | 0 | 0 | 0 | 0 | 0 | 0 | 0 | 0 | 0 | 0 | 0 | 0 | 0 | 0
F2_Commercial_College_Existing_Food Preparation_Natural Gas_Broiler_E10 | F2 | Commercial | College | Existing | Food Preparation | Natural Gas | Broiler | E10 | RVT - Cost of Operation | 0 | 0 | 0 | 0 | 0 | 0 | 0 | 0 | 0 | 0 | 0 | 0 | 0 | 0 | 0 | 0 | 0 | 0 | 0 | 0 | 0 | 0 | 0 | 0 | 0 | 0 | 0 | 0 | 0 | 0 | 0 | 0 | 0
F3_Commercial_College_Existing_Food Preparation_Natural Gas_Broiler_E1 | F3 | Commercial | College | Existing | Food Preparation | Natural Gas | Broiler | E1 | System - kBTUs of Consumption | 0.02226 | 0.02226 | 0.02226 | 0.02226 | 0.02226 | 0.02226 | 0.02226 | 0.02226 | 0.02226 | 0.02226 | 0.02226 | 0.02226 | 0.02226 | 0.02226 | 0.02226 | 0.02226 | 0.02226 | 0.02226 | 0.02226 | 0.02226 | 0.02226 | 0.02226 | 0.02226 | 0.02226 | 0.02226 | 0.02226 | 0.02226 | 0.02226 | 0.02226 | 0.02226 | 0.02226 | 0.02226 | 0.02226
F3_Commercial_College_Existing_Food Preparation_Natural Gas_Broiler_E2 | F3 | Commercial | College | Existing | Food Preparation | Natural Gas | Broiler | E2 | System - kBTUs of Consumption | 0.031164 | 0.031164 | 0.031164 | 0.031164 | 0.031164 | 0.031164 | 0.031164 | 0.031164 | 0.031164 | 0.031164 | 0.031164 | 0.031164 | 0.031164 | 0.031164 | 0.031164 | 0.031164 | 0.031164 | 0.031164 | 0.031164 | 0.031164 | 0.031164 | 0.031164 | 0.031164 | 0.031164 | 0.031164 | 0.031164 | 0.031164 | 0.031164 | 0.031164 | 0.031164 | 0.031164 | 0.031164 | 0.031164
F3_Commercial_College_Existing_Food Preparation_Natural Gas_Broiler_E3 | F3 | Commercial | College | Existing | Food Preparation | Natural Gas | Broiler | E3 | System - kBTUs of Consumption | 0 | 0 | 0 | 0 | 0 | 0 | 0 | 0 | 0 | 0 | 0 | 0 | 0 | 0 | 0 | 0 | 0 | 0 | 0 | 0 | 0 | 0 | 0 | 0 | 0 | 0 | 0 | 0 | 0 | 0 | 0 | 0 | 0
F3_Commercial_College_Existing_Food Preparation_Natural Gas_Broiler_E4 | F3 | Commercial | College | Existing | Food Preparation | Natural Gas | Broiler | E4 | System - kBTUs of Consumption | 0 | 0 | 0 | 0 | 0 | 0 | 0 | 0 | 0 | 0 | 0 | 0 | 0 | 0 | 0 | 0 | 0 | 0 | 0 | 0 | 0 | 0 | 0 | 0 | 0 | 0 | 0 | 0 | 0 | 0 | 0 | 0 | 0
F3_Commercial_College_Existing_Food Preparation_Natural Gas_Broiler_E5 | F3 | Commercial | College | Existing | Food Preparation | Natural Gas | Broiler | E5 | System - kBTUs of Consumption | 0 | 0 | 0 | 0 | 0 | 0 | 0 | 0 | 0 | 0 | 0 | 0 | 0 | 0 | 0 | 0 | 0 | 0 | 0 | 0 | 0 | 0 | 0 | 0 | 0 | 0 | 0 | 0 | 0 | 0 | 0 | 0 | 0
F3_Commercial_College_Existing_Food Preparation_Natural Gas_Broiler_E6 | F3 | Commercial | College | Existing | Food Preparation | Natural Gas | Broiler | E6 | System - kBTUs of Consumption | 0 | 0 | 0 | 0 | 0 | 0 | 0 | 0 | 0 | 0 | 0 | 0 | 0 | 0 | 0 | 0 | 0 | 0 | 0 | 0 | 0 | 0 | 0 | 0 | 0 | 0 | 0 | 0 | 0 | 0 | 0 | 0 | 0
F3_Commercial_College_Existing_Food Preparation_Natural Gas_Broiler_E7 | F3 | Commercial | College | Existing | Food Preparation | Natural Gas | Broiler | E7 | System - kBTUs of Consumption | 0 | 0 | 0 | 0 | 0 | 0 | 0 | 0 | 0 | 0 | 0 | 0 | 0 | 0 | 0 | 0 | 0 | 0 | 0 | 0 | 0 | 0 | 0 | 0 | 0 | 0 | 0 | 0 | 0 | 0 | 0 | 0 | 0
F3_Commercial_College_Existing_Food Preparation_Natural Gas_Broiler_E8 | F3 | Commercial | College | Existing | Food Preparation | Natural Gas | Broiler | E8 | System - kBTUs of Consumption | 0 | 0 | 0 | 0 | 0 | 0 | 0 | 0 | 0 | 0 | 0 | 0 | 0 | 0 | 0 | 0 | 0 | 0 | 0 | 0 | 0 | 0 | 0 | 0 | 0 | 0 | 0 | 0 | 0 | 0 | 0 | 0 | 0
F3_Commercial_College_Existing_Food Preparation_Natural Gas_Broiler_E9 | F3 | Commercial | College | Existing | Food Preparation | Natural Gas | Broiler | E9 | System - kBTUs of Consumption | 0 | 0 | 0 | 0 | 0 | 0 | 0 | 0 | 0 | 0 | 0 | 0 | 0 | 0 | 0 | 0 | 0 | 0 | 0 | 0 | 0 | 0 | 0 | 0 | 0 | 0 | 0 | 0 | 0 | 0 | 0 | 0 | 0
F3_Commercial_College_Existing_Food Preparation_Natural Gas_Broiler_E10 | F3 | Commercial | College | Existing | Food Preparation | Natural Gas | Broiler | E10 | System - kBTUs of Consumption | 0 | 0 | 0 | 0 | 0 | 0 | 0 | 0 | 0 | 0 | 0 | 0 | 0 | 0 | 0 | 0 | 0 | 0 | 0 | 0 | 0 | 0 | 0 | 0 | 0 | 0 | 0 | 0 | 0 | 0 | 0 | 0 | 0
F4_Commercial_College_Existing_Food Preparation_Natural Gas_Broiler_E1 | F4 | Commercial | College | Existing | Food Preparation | Natural Gas | Broiler | E1 | Utility - Cost of Equipment | 0.08024 | 0.080852 | 0.081535 | 0.082287 | 0.083144 | 0.084135 | 0.084939 | 0.085711 | 0.086494 | 0.08731 | 0.088089 | 0.088803 | 0.089534 | 0.090302 | 0.091149 | 0.091978 | 0.092856 | 0.093784 | 0.094752 | 0.095739 | 0.096733 | 0.097663 | 0.098503 | 0.099246 | 0.099888 | 0.10044 | 0.10082 | 0.10111 | 0.10135 | 0.10157 | 0.10177 | 0.10187 | 0.10187
F4_Commercial_College_Existing_Food Preparation_Natural Gas_Broiler_E2 | F4 | Commercial | College | Existing | Food Preparation | Natural Gas | Broiler | E2 | Utility - Cost of Equipment | 0.051583 | 0.051976 | 0.052416 | 0.052899 | 0.05345 | 0.054087 | 0.054604 | 0.0551 | 0.055603 | 0.056128 | 0.056629 | 0.057088 | 0.057558 | 0.058051 | 0.058596 | 0.059128 | 0.059693 | 0.06029 | 0.060912 | 0.061547 | 0.062185 | 0.062783 | 0.063324 | 0.063801 | 0.064214 | 0.064568 | 0.064815 | 0.064998 | 0.065156 | 0.065292 | 0.065426 | 0.065486 | 0.065486
F4_Commercial_College_Existing_Food Preparation_Natural Gas_Broiler_E3 | F4 | Commercial | College | Existing | Food Preparation | Natural Gas | Broiler | E3 | Utility - Cost of Equipment | 0 | 0 | 0 | 0 | 0 | 0 | 0 | 0 | 0 | 0 | 0 | 0 | 0 | 0 | 0 | 0 | 0 | 0 | 0 | 0 | 0 | 0 | 0 | 0 | 0 | 0 | 0 | 0 | 0 | 0 | 0 | 0 | 0
F4_Commercial_College_Existing_Food Preparation_Natural Gas_Broiler_E4 | F4 | Commercial | College | Existing | Food Preparation | Natural Gas | Broiler | E4 | Utility - Cost of Equipment | 0 | 0 | 0 | 0 | 0 | 0 | 0 | 0 | 0 | 0 | 0 | 0 | 0 | 0 | 0 | 0 | 0 | 0 | 0 | 0 | 0 | 0 | 0 | 0 | 0 | 0 | 0 | 0 | 0 | 0 | 0 | 0 | 0
F4_Commercial_College_Existing_Food Preparation_Natural Gas_Broiler_E5 | F4 | Commercial | College | Existing | Food Preparation | Natural Gas | Broiler | E5 | Utility - Cost of Equipment | 0 | 0 | 0 | 0 | 0 | 0 | 0 | 0 | 0 | 0 | 0 | 0 | 0 | 0 | 0 | 0 | 0 | 0 | 0 | 0 | 0 | 0 | 0 | 0 | 0 | 0 | 0 | 0 | 0 | 0 | 0 | 0 | 0
F4_Commercial_College_Existing_Food Preparation_Natural Gas_Broiler_E6 | F4 | Commercial | College | Existing | Food Preparation | Natural Gas | Broiler | E6 | Utility - Cost of Equipment | 0 | 0 | 0 | 0 | 0 | 0 | 0 | 0 | 0 | 0 | 0 | 0 | 0 | 0 | 0 | 0 | 0 | 0 | 0 | 0 | 0 | 0 | 0 | 0 | 0 | 0 | 0 | 0 | 0 | 0 | 0 | 0 | 0
F4_Commercial_College_Existing_Food Preparation_Natural Gas_Broiler_E7 | F4 | Commercial | College | Existing | Food Preparation | Natural Gas | Broiler | E7 | Utility - Cost of Equipment | 0 | 0 | 0 | 0 | 0 | 0 | 0 | 0 | 0 | 0 | 0 | 0 | 0 | 0 | 0 | 0 | 0 | 0 | 0 | 0 | 0 | 0 | 0 | 0 | 0 | 0 | 0 | 0 | 0 | 0 | 0 | 0 | 0
F4_Commercial_College_Existing_Food Preparation_Natural Gas_Broiler_E8 | F4 | Commercial | College | Existing | Food Preparation | Natural Gas | Broiler | E8 | Utility - Cost of Equipment | 0 | 0 | 0 | 0 | 0 | 0 | 0 | 0 | 0 | 0 | 0 | 0 | 0 | 0 | 0 | 0 | 0 | 0 | 0 | 0 | 0 | 0 | 0 | 0 | 0 | 0 | 0 | 0 | 0 | 0 | 0 | 0 | 0
F4_Commercial_College_Existing_Food Preparation_Natural Gas_Broiler_E9 | F4 | Commercial | College | Existing | Food Preparation | Natural Gas | Broiler | E9 | Utility - Cost of Equipment | 0 | 0 | 0 | 0 | 0 | 0 | 0 | 0 | 0 | 0 | 0 | 0 | 0 | 0 | 0 | 0 | 0 | 0 | 0 | 0 | 0 | 0 | 0 | 0 | 0 | 0 | 0 | 0 | 0 | 0 | 0 | 0 | 0
F4_Commercial_College_Existing_Food Preparation_Natural Gas_Broiler_E10 | F4 | Commercial | College | Existing | Food Preparation | Natural Gas | Broiler | E10 | Utility - Cost of Equipment | 0 | 0 | 0 | 0 | 0 | 0 | 0 | 0 | 0 | 0 | 0 | 0 | 0 | 0 | 0 | 0 | 0 | 0 | 0 | 0 | 0 | 0 | 0 | 0 | 0 | 0 | 0 | 0 | 0 | 0 | 0 | 0 | 0
F5_Commercial_College_Existing_Food Preparation_Natural Gas_Broiler_E1 | F5 | Commercial | College | Existing | Food Preparation | Natural Gas | Broiler | E1 | Utility - Cost of Operation | 0.02226 | 0.02226 | 0.02226 | 0.02226 | 0.02226 | 0.02226 | 0.02226 | 0.02226 | 0.02226 | 0.02226 | 0.02226 | 0.02226 | 0.02226 | 0.02226 | 0.02226 | 0.02226 | 0.02226 | 0.02226 | 0.02226 | 0.02226 | 0.02226 | 0.02226 | 0.02226 | 0.02226 | 0.02226 | 0.02226 | 0.02226 | 0.02226 | 0.02226 | 0.02226 | 0.02226 | 0.02226 | 0.02226
F5_Commercial_College_Existing_Food Preparation_Natural Gas_Broiler_E2 | F5 | Commercial | College | Existing | Food Preparation | Natural Gas | Broiler | E2 | Utility - Cost of Operation | 0.031164 | 0.031164 | 0.031164 | 0.031164 | 0.031164 | 0.031164 | 0.031164 | 0.031164 | 0.031164 | 0.031164 | 0.031164 | 0.031164 | 0.031164 | 0.031164 | 0.031164 | 0.031164 | 0.031164 | 0.031164 | 0.031164 | 0.031164 | 0.031164 | 0.031164 | 0.031164 | 0.031164 | 0.031164 | 0.031164 | 0.031164 | 0.031164 | 0.031164 | 0.031164 | 0.031164 | 0.031164 | 0.031164
F5_Commercial_College_Existing_Food Preparation_Natural Gas_Broiler_E3 | F5 | Commercial | College | Existing | Food Preparation | Natural Gas | Broiler | E3 | Utility - Cost of Operation | 0 | 0 | 0 | 0 | 0 | 0 | 0 | 0 | 0 | 0 | 0 | 0 | 0 | 0 | 0 | 0 | 0 | 0 | 0 | 0 | 0 | 0 | 0 | 0 | 0 | 0 | 0 | 0 | 0 | 0 | 0 | 0 | 0
F5_Commercial_College_Existing_Food Preparation_Natural Gas_Broiler_E4 | F5 | Commercial | College | Existing | Food Preparation | Natural Gas | Broiler | E4 | Utility - Cost of Operation | 0 | 0 | 0 | 0 | 0 | 0 | 0 | 0 | 0 | 0 | 0 | 0 | 0 | 0 | 0 | 0 | 0 | 0 | 0 | 0 | 0 | 0 | 0 | 0 | 0 | 0 | 0 | 0 | 0 | 0 | 0 | 0 | 0
F5_Commercial_College_Existing_Food Preparation_Natural Gas_Broiler_E5 | F5 | Commercial | College | Existing | Food Preparation | Natural Gas | Broiler | E5 | Utility - Cost of Operation | 0 | 0 | 0 | 0 | 0 | 0 | 0 | 0 | 0 | 0 | 0 | 0 | 0 | 0 | 0 | 0 | 0 | 0 | 0 | 0 | 0 | 0 | 0 | 0 | 0 | 0 | 0 | 0 | 0 | 0 | 0 | 0 | 0
F5_Commercial_College_Existing_Food Preparation_Natural Gas_Broiler_E6 | F5 | Commercial | College | Existing | Food Preparation | Natural Gas | Broiler | E6 | Utility - Cost of Operation | 0 | 0 | 0 | 0 | 0 | 0 | 0 | 0 | 0 | 0 | 0 | 0 | 0 | 0 | 0 | 0 | 0 | 0 | 0 | 0 | 0 | 0 | 0 | 0 | 0 | 0 | 0 | 0 | 0 | 0 | 0 | 0 | 0
F5_Commercial_College_Existing_Food Preparation_Natural Gas_Broiler_E7 | F5 | Commercial | College | Existing | Food Preparation | Natural Gas | Broiler | E7 | Utility - Cost of Operation | 0 | 0 | 0 | 0 | 0 | 0 | 0 | 0 | 0 | 0 | 0 | 0 | 0 | 0 | 0 | 0 | 0 | 0 | 0 | 0 | 0 | 0 | 0 | 0 | 0 | 0 | 0 | 0 | 0 | 0 | 0 | 0 | 0
F5_Commercial_College_Existing_Food Preparation_Natural Gas_Broiler_E8 | F5 | Commercial | College | Existing | Food Preparation | Natural Gas | Broiler | E8 | Utility - Cost of Operation | 0 | 0 | 0 | 0 | 0 | 0 | 0 | 0 | 0 | 0 | 0 | 0 | 0 | 0 | 0 | 0 | 0 | 0 | 0 | 0 | 0 | 0 | 0 | 0 | 0 | 0 | 0 | 0 | 0 | 0 | 0 | 0 | 0
F5_Commercial_College_Existing_Food Preparation_Natural Gas_Broiler_E9 | F5 | Commercial | College | Existing | Food Preparation | Natural Gas | Broiler | E9 | Utility - Cost of Operation | 0 | 0 | 0 | 0 | 0 | 0 | 0 | 0 | 0 | 0 | 0 | 0 | 0 | 0 | 0 | 0 | 0 | 0 | 0 | 0 | 0 | 0 | 0 | 0 | 0 | 0 | 0 | 0 | 0 | 0 | 0 | 0 | 0
F5_Commercial_College_Existing_Food Preparation_Natural Gas_Broiler_E10 | F5 | Commercial | College | Existing | Food Preparation | Natural Gas | Broiler | E10 | Utility - Cost of Operation | 0 | 0 | 0 | 0 | 0 | 0 | 0 | 0 | 0 | 0 | 0 | 0 | 0 | 0 | 0 | 0 | 0 | 0 | 0 | 0 | 0 | 0 | 0 | 0 | 0 | 0 | 0 | 0 | 0 | 0 | 0 | 0 | 0
F6_Commercial_College_Existing_Food Preparation_Natural Gas_Broiler_E1 | F6 | Commercial | College | Existing | Food Preparation | Natural Gas | Broiler | E1 | Utility - Value of Sales | 0.047522 | 0.047522 | 0.047522 | 0.047522 | 0.047522 | 0.047522 | 0.047522 | 0.047522 | 0.047522 | 0.047522 | 0.047522 | 0.047522 | 0.047522 | 0.047522 | 0.047522 | 0.047522 | 0.047522 | 0.047522 | 0.047522 | 0.047522 | 0.047522 | 0.047522 | 0.047522 | 0.047522 | 0.047522 | 0.047522 | 0.047522 | 0.047522 | 0.047522 | 0.047522 | 0.047522 | 0.047522 | 0.047522
F6_Commercial_College_Existing_Food Preparation_Natural Gas_Broiler_E2 | F6 | Commercial | College | Existing | Food Preparation | Natural Gas | Broiler | E2 | Utility - Value of Sales | 0.03055 | 0.03055 | 0.03055 | 0.03055 | 0.03055 | 0.03055 | 0.03055 | 0.03055 | 0.03055 | 0.03055 | 0.03055 | 0.03055 | 0.03055 | 0.03055 | 0.03055 | 0.03055 | 0.03055 | 0.03055 | 0.03055 | 0.03055 | 0.03055 | 0.03055 | 0.03055 | 0.03055 | 0.03055 | 0.03055 | 0.03055 | 0.03055 | 0.03055 | 0.03055 | 0.03055 | 0.03055 | 0.03055
F6_Commercial_College_Existing_Food Preparation_Natural Gas_Broiler_E3 | F6 | Commercial | College | Existing | Food Preparation | Natural Gas | Broiler | E3 | Utility - Value of Sales | 0 | 0 | 0 | 0 | 0 | 0 | 0 | 0 | 0 | 0 | 0 | 0 | 0 | 0 | 0 | 0 | 0 | 0 | 0 | 0 | 0 | 0 | 0 | 0 | 0 | 0 | 0 | 0 | 0 | 0 | 0 | 0 | 0
F6_Commercial_College_Existing_Food Preparation_Natural Gas_Broiler_E4 | F6 | Commercial | College | Existing | Food Preparation | Natural Gas | Broiler | E4 | Utility - Value of Sales | 0 | 0 | 0 | 0 | 0 | 0 | 0 | 0 | 0 | 0 | 0 | 0 | 0 | 0 | 0 | 0 | 0 | 0 | 0 | 0 | 0 | 0 | 0 | 0 | 0 | 0 | 0 | 0 | 0 | 0 | 0 | 0 | 0
F6_Commercial_College_Existing_Food Preparation_Natural Gas_Broiler_E5 | F6 | Commercial | College | Existing | Food Preparation | Natural Gas | Broiler | E5 | Utility - Value of Sales | 0 | 0 | 0 | 0 | 0 | 0 | 0 | 0 | 0 | 0 | 0 | 0 | 0 | 0 | 0 | 0 | 0 | 0 | 0 | 0 | 0 | 0 | 0 | 0 | 0 | 0 | 0 | 0 | 0 | 0 | 0 | 0 | 0
F6_Commercial_College_Existing_Food Preparation_Natural Gas_Broiler_E6 | F6 | Commercial | College | Existing | Food Preparation | Natural Gas | Broiler | E6 | Utility - Value of Sales | 0 | 0 | 0 | 0 | 0 | 0 | 0 | 0 | 0 | 0 | 0 | 0 | 0 | 0 | 0 | 0 | 0 | 0 | 0 | 0 | 0 | 0 | 0 | 0 | 0 | 0 | 0 | 0 | 0 | 0 | 0 | 0 | 0
F6_Commercial_College_Existing_Food Preparation_Natural Gas_Broiler_E7 | F6 | Commercial | College | Existing | Food Preparation | Natural Gas | Broiler | E7 | Utility - Value of Sales | 0 | 0 | 0 | 0 | 0 | 0 | 0 | 0 | 0 | 0 | 0 | 0 | 0 | 0 | 0 | 0 | 0 | 0 | 0 | 0 | 0 | 0 | 0 | 0 | 0 | 0 | 0 | 0 | 0 | 0 | 0 | 0 | 0
F6_Commercial_College_Existing_Food Preparation_Natural Gas_Broiler_E8 | F6 | Commercial | College | Existing | Food Preparation | Natural Gas | Broiler | E8 | Utility - Value of Sales | 0 | 0 | 0 | 0 | 0 | 0 | 0 | 0 | 0 | 0 | 0 | 0 | 0 | 0 | 0 | 0 | 0 | 0 | 0 | 0 | 0 | 0 | 0 | 0 | 0 | 0 | 0 | 0 | 0 | 0 | 0 | 0 | 0
F6_Commercial_College_Existing_Food Preparation_Natural Gas_Broiler_E9 | F6 | Commercial | College | Existing | Food Preparation | Natural Gas | Broiler | E9 | Utility - Value of Sales | 0 | 0 | 0 | 0 | 0 | 0 | 0 | 0 | 0 | 0 | 0 | 0 | 0 | 0 | 0 | 0 | 0 | 0 | 0 | 0 | 0 | 0 | 0 | 0 | 0 | 0 | 0 | 0 | 0 | 0 | 0 | 0 | 0
F6_Commercial_College_Existing_Food Preparation_Natural Gas_Broiler_E10 | F6 | Commercial | College | Existing | Food Preparation | Natural Gas | Broiler | E10 | Utility - Value of Sales | 0 | 0 | 0 | 0 | 0 | 0 | 0 | 0 | 0 | 0 | 0 | 0 | 0 | 0 | 0 | 0 | 0 | 0 | 0 | 0 | 0 | 0 | 0 | 0 | 0 | 0 | 0 | 0 | 0 | 0 | 0 | 0 | 0
F1_Commercial_College_Existing_Food Preparation_Natural Gas_Griddle_E1 | F1 | Commercial | College | Existing | Food Preparation | Natural Gas | Griddle | E1 | RVT - Cost of Equipment | 0.04133 | 0.041645 | 0.041997 | 0.042384 | 0.042825 | 0.043336 | 0.04375 | 0.044148 | 0.044551 | 0.044972 | 0.045372 | 0.045741 | 0.046117 | 0.046512 | 0.046949 | 0.047375 | 0.047828 | 0.048306 | 0.048804 | 0.049313 | 0.049825 | 0.050304 | 0.050737 | 0.051119 | 0.05145 | 0.051734 | 0.051931 | 0.052078 | 0.052205 | 0.052314 | 0.052421 | 0.052469 | 0.052469
F1_Commercial_College_Existing_Food Preparation_Natural Gas_Griddle_E2 | F1 | Commercial | College | Existing | Food Preparation | Natural Gas | Griddle | E2 | RVT - Cost of Equipment | 0.03788 | 0.038168 | 0.038491 | 0.038846 | 0.03925 | 0.039718 | 0.040098 | 0.040462 | 0.040832 | 0.041217 | 0.041585 | 0.041922 | 0.042267 | 0.042629 | 0.043029 | 0.04342 | 0.043835 | 0.044273 | 0.04473 | 0.045196 | 0.045665 | 0.046104 | 0.046501 | 0.046852 | 0.047155 | 0.047415 | 0.047596 | 0.047731 | 0.047847 | 0.047947 | 0.048045 | 0.048089 | 0.048089
F1_Commercial_College_Existing_Food Preparation_Natural Gas_Griddle_E3 | F1 | Commercial | College | Existing | Food Preparation | Natural Gas | Griddle | E3 | RVT - Cost of Equipment | 0 | 0 | 0 | 0 | 0 | 0 | 0 | 0 | 0 | 0 | 0 | 0 | 0 | 0 | 0 | 0 | 0 | 0 | 0 | 0 | 0 | 0 | 0 | 0 | 0 | 0 | 0 | 0 | 0 | 0 | 0 | 0 | 0
F1_Commercial_College_Existing_Food Preparation_Natural Gas_Griddle_E4 | F1 | Commercial | College | Existing | Food Preparation | Natural Gas | Griddle | E4 | RVT - Cost of Equipment | 0 | 0 | 0 | 0 | 0 | 0 | 0 | 0 | 0 | 0 | 0 | 0 | 0 | 0 | 0 | 0 | 0 | 0 | 0 | 0 | 0 | 0 | 0 | 0 | 0 | 0 | 0 | 0 | 0 | 0 | 0 | 0 | 0
F1_Commercial_College_Existing_Food Preparation_Natural Gas_Griddle_E5 | F1 | Commercial | College | Existing | Food Preparation | Natural Gas | Griddle | E5 | RVT - Cost of Equipment | 0 | 0 | 0 | 0 | 0 | 0 | 0 | 0 | 0 | 0 | 0 | 0 | 0 | 0 | 0 | 0 | 0 | 0 | 0 | 0 | 0 | 0 | 0 | 0 | 0 | 0 | 0 | 0 | 0 | 0 | 0 | 0 | 0
F1_Commercial_College_Existing_Food Preparation_Natural Gas_Griddle_E6 | F1 | Commercial | College | Existing | Food Preparation | Natural Gas | Griddle | E6 | RVT - Cost of Equipment | 0 | 0 | 0 | 0 | 0 | 0 | 0 | 0 | 0 | 0 | 0 | 0 | 0 | 0 | 0 | 0 | 0 | 0 | 0 | 0 | 0 | 0 | 0 | 0 | 0 | 0 | 0 | 0 | 0 | 0 | 0 | 0 | 0
F1_Commercial_College_Existing_Food Preparation_Natural Gas_Griddle_E7 | F1 | Commercial | College | Existing | Food Preparation | Natural Gas | Griddle | E7 | RVT - Cost of Equipment | 0 | 0 | 0 | 0 | 0 | 0 | 0 | 0 | 0 | 0 | 0 | 0 | 0 | 0 | 0 | 0 | 0 | 0 | 0 | 0 | 0 | 0 | 0 | 0 | 0 | 0 | 0 | 0 | 0 | 0 | 0 | 0 | 0
F1_Commercial_College_Existing_Food Preparation_Natural Gas_Griddle_E8 | F1 | Commercial | College | Existing | Food Preparation | Natural Gas | Griddle | E8 | RVT - Cost of Equipment | 0 | 0 | 0 | 0 | 0 | 0 | 0 | 0 | 0 | 0 | 0 | 0 | 0 | 0 | 0 | 0 | 0 | 0 | 0 | 0 | 0 | 0 | 0 | 0 | 0 | 0 | 0 | 0 | 0 | 0 | 0 | 0 | 0
F1_Commercial_College_Existing_Food Preparation_Natural Gas_Griddle_E9 | F1 | Commercial | College | Existing | Food Preparation | Natural Gas | Griddle | E9 | RVT - Cost of Equipment | 0 | 0 | 0 | 0 | 0 | 0 | 0 | 0 | 0 | 0 | 0 | 0 | 0 | 0 | 0 | 0 | 0 | 0 | 0 | 0 | 0 | 0 | 0 | 0 | 0 | 0 | 0 | 0 | 0 | 0 | 0 | 0 | 0
F1_Commercial_College_Existing_Food Preparation_Natural Gas_Griddle_E10 | F1 | Commercial | College | Existing | Food Preparation | Natural Gas | Griddle | E10 | RVT - Cost of Equipment | 0 | 0 | 0 | 0 | 0 | 0 | 0 | 0 | 0 | 0 | 0 | 0 | 0 | 0 | 0 | 0 | 0 | 0 | 0 | 0 | 0 | 0 | 0 | 0 | 0 | 0 | 0 | 0 | 0 | 0 | 0 | 0 | 0
F2_Commercial_College_Existing_Food Preparation_Natural Gas_Griddle_E1 | F2 | Commercial | College | Existing | Food Preparation | Natural Gas | Griddle | E1 | RVT - Cost of Operation | 0.049516 | 0.049893 | 0.050315 | 0.050779 | 0.051308 | 0.051919 | 0.052416 | 0.052892 | 0.053375 | 0.053879 | 0.054359 | 0.0548 | 0.055251 | 0.055725 | 0.056248 | 0.056759 | 0.057301 | 0.057874 | 0.058471 | 0.05908 | 0.059693 | 0.060267 | 0.060786 | 0.061244 | 0.06164 | 0.061981 | 0.062217 | 0.062393 | 0.062545 | 0.062675 | 0.062804 | 0.062861 | 0.062861
F2_Commercial_College_Existing_Food Preparation_Natural Gas_Griddle_E2 | F2 | Commercial | College | Existing | Food Preparation | Natural Gas | Griddle | E2 | RVT - Cost of Operation | 0.045382 | 0.045728 | 0.046115 | 0.04654 | 0.047024 | 0.047585 | 0.04804 | 0.048476 | 0.048919 | 0.049381 | 0.049821 | 0.050225 | 0.050639 | 0.051073 | 0.051552 | 0.052021 | 0.052518 | 0.053042 | 0.053589 | 0.054148 | 0.05471 | 0.055236 | 0.055711 | 0.056131 | 0.056494 | 0.056807 | 0.057023 | 0.057184 | 0.057324 | 0.057443 | 0.057561 | 0.057613 | 0.057613
F2_Commercial_College_Existing_Food Preparation_Natural Gas_Griddle_E3 | F2 | Commercial | College | Existing | Food Preparation | Natural Gas | Griddle | E3 | RVT - Cost of Operation | 0 | 0 | 0 | 0 | 0 | 0 | 0 | 0 | 0 | 0 | 0 | 0 | 0 | 0 | 0 | 0 | 0 | 0 | 0 | 0 | 0 | 0 | 0 | 0 | 0 | 0 | 0 | 0 | 0 | 0 | 0 | 0 | 0
F2_Commercial_College_Existing_Food Preparation_Natural Gas_Griddle_E4 | F2 | Commercial | College | Existing | Food Preparation | Natural Gas | Griddle | E4 | RVT - Cost of Operation | 0 | 0 | 0 | 0 | 0 | 0 | 0 | 0 | 0 | 0 | 0 | 0 | 0 | 0 | 0 | 0 | 0 | 0 | 0 | 0 | 0 | 0 | 0 | 0 | 0 | 0 | 0 | 0 | 0 | 0 | 0 | 0 | 0
F2_Commercial_College_Existing_Food Preparation_Natural Gas_Griddle_E5 | F2 | Commercial | College | Existing | Food Preparation | Natural Gas | Griddle | E5 | RVT - Cost of Operation | 0 | 0 | 0 | 0 | 0 | 0 | 0 | 0 | 0 | 0 | 0 | 0 | 0 | 0 | 0 | 0 | 0 | 0 | 0 | 0 | 0 | 0 | 0 | 0 | 0 | 0 | 0 | 0 | 0 | 0 | 0 | 0 | 0
F2_Commercial_College_Existing_Food Preparation_Natural Gas_Griddle_E6 | F2 | Commercial | College | Existing | Food Preparation | Natural Gas | Griddle | E6 | RVT - Cost of Operation | 0 | 0 | 0 | 0 | 0 | 0 | 0 | 0 | 0 | 0 | 0 | 0 | 0 | 0 | 0 | 0 | 0 | 0 | 0 | 0 | 0 | 0 | 0 | 0 | 0 | 0 | 0 | 0 | 0 | 0 | 0 | 0 | 0
F2_Commercial_College_Existing_Food Preparation_Natural Gas_Griddle_E7 | F2 | Commercial | College | Existing | Food Preparation | Natural Gas | Griddle | E7 | RVT - Cost of Operation | 0 | 0 | 0 | 0 | 0 | 0 | 0 | 0 | 0 | 0 | 0 | 0 | 0 | 0 | 0 | 0 | 0 | 0 | 0 | 0 | 0 | 0 | 0 | 0 | 0 | 0 | 0 | 0 | 0 | 0 | 0 | 0 | 0
F2_Commercial_College_Existing_Food Preparation_Natural Gas_Griddle_E8 | F2 | Commercial | College | Existing | Food Preparation | Natural Gas | Griddle | E8 | RVT - Cost of Operation | 0 | 0 | 0 | 0 | 0 | 0 | 0 | 0 | 0 | 0 | 0 | 0 | 0 | 0 | 0 | 0 | 0 | 0 | 0 | 0 | 0 | 0 | 0 | 0 | 0 | 0 | 0 | 0 | 0 | 0 | 0 | 0 | 0
F2_Commercial_College_Existing_Food Preparation_Natural Gas_Griddle_E9 | F2 | Commercial | College | Existing | Food Preparation | Natural Gas | Griddle | E9 | RVT - Cost of Operation | 0 | 0 | 0 | 0 | 0 | 0 | 0 | 0 | 0 | 0 | 0 | 0 | 0 | 0 | 0 | 0 | 0 | 0 | 0 | 0 | 0 | 0 | 0 | 0 | 0 | 0 | 0 | 0 | 0 | 0 | 0 | 0 | 0
F2_Commercial_College_Existing_Food Preparation_Natural Gas_Griddle_E10 | F2 | Commercial | College | Existing | Food Preparation | Natural Gas | Griddle | E10 | RVT - Cost of Operation | 0 | 0 | 0 | 0 | 0 | 0 | 0 | 0 | 0 | 0 | 0 | 0 | 0 | 0 | 0 | 0 | 0 | 0 | 0 | 0 | 0 | 0 | 0 | 0 | 0 | 0 | 0 | 0 | 0 | 0 | 0 | 0 | 0
F3_Commercial_College_Existing_Food Preparation_Natural Gas_Griddle_E1 | F3 | Commercial | College | Existing | Food Preparation | Natural Gas | Griddle | E1 | System - kBTUs of Consumption | 0.014885 | 0.014885 | 0.014885 | 0.014885 | 0.014885 | 0.014885 | 0.014885 | 0.014885 | 0.014885 | 0.014885 | 0.014885 | 0.014885 | 0.014885 | 0.014885 | 0.014885 | 0.014885 | 0.014885 | 0.014885 | 0.014885 | 0.014885 | 0.014885 | 0.014885 | 0.014885 | 0.014885 | 0.014885 | 0.014885 | 0.014885 | 0.014885 | 0.014885 | 0.014885 | 0.014885 | 0.014885 | 0.014885
F3_Commercial_College_Existing_Food Preparation_Natural Gas_Griddle_E2 | F3 | Commercial | College | Existing | Food Preparation | Natural Gas | Griddle | E2 | System - kBTUs of Consumption | 0.018497 | 0.018497 | 0.018497 | 0.018497 | 0.018497 | 0.018497 | 0.018497 | 0.018497 | 0.018497 | 0.018497 | 0.018497 | 0.018497 | 0.018497 | 0.018497 | 0.018497 | 0.018497 | 0.018497 | 0.018497 | 0.018497 | 0.018497 | 0.018497 | 0.018497 | 0.018497 | 0.018497 | 0.018497 | 0.018497 | 0.018497 | 0.018497 | 0.018497 | 0.018497 | 0.018497 | 0.018497 | 0.018497
F3_Commercial_College_Existing_Food Preparation_Natural Gas_Griddle_E3 | F3 | Commercial | College | Existing | Food Preparation | Natural Gas | Griddle | E3 | System - kBTUs of Consumption | 0 | 0 | 0 | 0 | 0 | 0 | 0 | 0 | 0 | 0 | 0 | 0 | 0 | 0 | 0 | 0 | 0 | 0 | 0 | 0 | 0 | 0 | 0 | 0 | 0 | 0 | 0 | 0 | 0 | 0 | 0 | 0 | 0
F3_Commercial_College_Existing_Food Preparation_Natural Gas_Griddle_E4 | F3 | Commercial | College | Existing | Food Preparation | Natural Gas | Griddle | E4 | System - kBTUs of Consumption | 0 | 0 | 0 | 0 | 0 | 0 | 0 | 0 | 0 | 0 | 0 | 0 | 0 | 0 | 0 | 0 | 0 | 0 | 0 | 0 | 0 | 0 | 0 | 0 | 0 | 0 | 0 | 0 | 0 | 0 | 0 | 0 | 0
F3_Commercial_College_Existing_Food Preparation_Natural Gas_Griddle_E5 | F3 | Commercial | College | Existing | Food Preparation | Natural Gas | Griddle | E5 | System - kBTUs of Consumption | 0 | 0 | 0 | 0 | 0 | 0 | 0 | 0 | 0 | 0 | 0 | 0 | 0 | 0 | 0 | 0 | 0 | 0 | 0 | 0 | 0 | 0 | 0 | 0 | 0 | 0 | 0 | 0 | 0 | 0 | 0 | 0 | 0
F3_Commercial_College_Existing_Food Preparation_Natural Gas_Griddle_E6 | F3 | Commercial | College | Existing | Food Preparation | Natural Gas | Griddle | E6 | System - kBTUs of Consumption | 0 | 0 | 0 | 0 | 0 | 0 | 0 | 0 | 0 | 0 | 0 | 0 | 0 | 0 | 0 | 0 | 0 | 0 | 0 | 0 | 0 | 0 | 0 | 0 | 0 | 0 | 0 | 0 | 0 | 0 | 0 | 0 | 0
F3_Commercial_College_Existing_Food Preparation_Natural Gas_Griddle_E7 | F3 | Commercial | College | Existing | Food Preparation | Natural Gas | Griddle | E7 | System - kBTUs of Consumption | 0 | 0 | 0 | 0 | 0 | 0 | 0 | 0 | 0 | 0 | 0 | 0 | 0 | 0 | 0 | 0 | 0 | 0 | 0 | 0 | 0 | 0 | 0 | 0 | 0 | 0 | 0 | 0 | 0 | 0 | 0 | 0 | 0
F3_Commercial_College_Existing_Food Preparation_Natural Gas_Griddle_E8 | F3 | Commercial | College | Existing | Food Preparation | Natural Gas | Griddle | E8 | System - kBTUs of Consumption | 0 | 0 | 0 | 0 | 0 | 0 | 0 | 0 | 0 | 0 | 0 | 0 | 0 | 0 | 0 | 0 | 0 | 0 | 0 | 0 | 0 | 0 | 0 | 0 | 0 | 0 | 0 | 0 | 0 | 0 | 0 | 0 | 0
F3_Commercial_College_Existing_Food Preparation_Natural Gas_Griddle_E9 | F3 | Commercial | College | Existing | Food Preparation | Natural Gas | Griddle | E9 | System - kBTUs of Consumption | 0 | 0 | 0 | 0 | 0 | 0 | 0 | 0 | 0 | 0 | 0 | 0 | 0 | 0 | 0 | 0 | 0 | 0 | 0 | 0 | 0 | 0 | 0 | 0 | 0 | 0 | 0 | 0 | 0 | 0 | 0 | 0 | 0
F3_Commercial_College_Existing_Food Preparation_Natural Gas_Griddle_E10 | F3 | Commercial | College | Existing | Food Preparation | Natural Gas | Griddle | E10 | System - kBTUs of Consumption | 0 | 0 | 0 | 0 | 0 | 0 | 0 | 0 | 0 | 0 | 0 | 0 | 0 | 0 | 0 | 0 | 0 | 0 | 0 | 0 | 0 | 0 | 0 | 0 | 0 | 0 | 0 | 0 | 0 | 0 | 0 | 0 | 0
F4_Commercial_College_Existing_Food Preparation_Natural Gas_Griddle_E1 | F4 | Commercial | College | Existing | Food Preparation | Natural Gas | Griddle | E1 | Utility - Cost of Equipment | 0.049516 | 0.049893 | 0.050315 | 0.050779 | 0.051308 | 0.051919 | 0.052416 | 0.052892 | 0.053375 | 0.053879 | 0.054359 | 0.0548 | 0.055251 | 0.055725 | 0.056248 | 0.056759 | 0.057301 | 0.057874 | 0.058471 | 0.05908 | 0.059693 | 0.060267 | 0.060786 | 0.061244 | 0.06164 | 0.061981 | 0.062217 | 0.062393 | 0.062545 | 0.062675 | 0.062804 | 0.062861 | 0.062861
F4_Commercial_College_Existing_Food Preparation_Natural Gas_Griddle_E2 | F4 | Commercial | College | Existing | Food Preparation | Natural Gas | Griddle | E2 | Utility - Cost of Equipment | 0.045382 | 0.045728 | 0.046115 | 0.04654 | 0.047024 | 0.047585 | 0.04804 | 0.048476 | 0.048919 | 0.049381 | 0.049821 | 0.050225 | 0.050639 | 0.051073 | 0.051552 | 0.052021 | 0.052518 | 0.053042 | 0.053589 | 0.054148 | 0.05471 | 0.055236 | 0.055711 | 0.056131 | 0.056494 | 0.056807 | 0.057023 | 0.057184 | 0.057324 | 0.057443 | 0.057561 | 0.057613 | 0.057613
F4_Commercial_College_Existing_Food Preparation_Natural Gas_Griddle_E3 | F4 | Commercial | College | Existing | Food Preparation | Natural Gas | Griddle | E3 | Utility - Cost of Equipment | 0 | 0 | 0 | 0 | 0 | 0 | 0 | 0 | 0 | 0 | 0 | 0 | 0 | 0 | 0 | 0 | 0 | 0 | 0 | 0 | 0 | 0 | 0 | 0 | 0 | 0 | 0 | 0 | 0 | 0 | 0 | 0 | 0
F4_Commercial_College_Existing_Food Preparation_Natural Gas_Griddle_E4 | F4 | Commercial | College | Existing | Food Preparation | Natural Gas | Griddle | E4 | Utility - Cost of Equipment | 0 | 0 | 0 | 0 | 0 | 0 | 0 | 0 | 0 | 0 | 0 | 0 | 0 | 0 | 0 | 0 | 0 | 0 | 0 | 0 | 0 | 0 | 0 | 0 | 0 | 0 | 0 | 0 | 0 | 0 | 0 | 0 | 0
F4_Commercial_College_Existing_Food Preparation_Natural Gas_Griddle_E5 | F4 | Commercial | College | Existing | Food Preparation | Natural Gas | Griddle | E5 | Utility - Cost of Equipment | 0 | 0 | 0 | 0 | 0 | 0 | 0 | 0 | 0 | 0 | 0 | 0 | 0 | 0 | 0 | 0 | 0 | 0 | 0 | 0 | 0 | 0 | 0 | 0 | 0 | 0 | 0 | 0 | 0 | 0 | 0 | 0 | 0
F4_Commercial_College_Existing_Food Preparation_Natural Gas_Griddle_E6 | F4 | Commercial | College | Existing | Food Preparation | Natural Gas | Griddle | E6 | Utility - Cost of Equipment | 0 | 0 | 0 | 0 | 0 | 0 | 0 | 0 | 0 | 0 | 0 | 0 | 0 | 0 | 0 | 0 | 0 | 0 | 0 | 0 | 0 | 0 | 0 | 0 | 0 | 0 | 0 | 0 | 0 | 0 | 0 | 0 | 0
F4_Commercial_College_Existing_Food Preparation_Natural Gas_Griddle_E7 | F4 | Commercial | College | Existing | Food Preparation | Natural Gas | Griddle | E7 | Utility - Cost of Equipment | 0 | 0 | 0 | 0 | 0 | 0 | 0 | 0 | 0 | 0 | 0 | 0 | 0 | 0 | 0 | 0 | 0 | 0 | 0 | 0 | 0 | 0 | 0 | 0 | 0 | 0 | 0 | 0 | 0 | 0 | 0 | 0 | 0
F4_Commercial_College_Existing_Food Preparation_Natural Gas_Griddle_E8 | F4 | Commercial | College | Existing | Food Preparation | Natural Gas | Griddle | E8 | Utility - Cost of Equipment | 0 | 0 | 0 | 0 | 0 | 0 | 0 | 0 | 0 | 0 | 0 | 0 | 0 | 0 | 0 | 0 | 0 | 0 | 0 | 0 | 0 | 0 | 0 | 0 | 0 | 0 | 0 | 0 | 0 | 0 | 0 | 0 | 0
F4_Commercial_College_Existing_Food Preparation_Natural Gas_Griddle_E9 | F4 | Commercial | College | Existing | Food Preparation | Natural Gas | Griddle | E9 | Utility - Cost of Equipment | 0 | 0 | 0 | 0 | 0 | 0 | 0 | 0 | 0 | 0 | 0 | 0 | 0 | 0 | 0 | 0 | 0 | 0 | 0 | 0 | 0 | 0 | 0 | 0 | 0 | 0 | 0 | 0 | 0 | 0 | 0 | 0 | 0
F4_Commercial_College_Existing_Food Preparation_Natural Gas_Griddle_E10 | F4 | Commercial | College | Existing | Food Preparation | Natural Gas | Griddle | E10 | Utility - Cost of Equipment | 0 | 0 | 0 | 0 | 0 | 0 | 0 | 0 | 0 | 0 | 0 | 0 | 0 | 0 | 0 | 0 | 0 | 0 | 0 | 0 | 0 | 0 | 0 | 0 | 0 | 0 | 0 | 0 | 0 | 0 | 0 | 0 | 0
F5_Commercial_College_Existing_Food Preparation_Natural Gas_Griddle_E1 | F5 | Commercial | College | Existing | Food Preparation | Natural Gas | Griddle | E1 | Utility - Cost of Operation | 0.014885 | 0.014885 | 0.014885 | 0.014885 | 0.014885 | 0.014885 | 0.014885 | 0.014885 | 0.014885 | 0.014885 | 0.014885 | 0.014885 | 0.014885 | 0.014885 | 0.014885 | 0.014885 | 0.014885 | 0.014885 | 0.014885 | 0.014885 | 0.014885 | 0.014885 | 0.014885 | 0.014885 | 0.014885 | 0.014885 | 0.014885 | 0.014885 | 0.014885 | 0.014885 | 0.014885 | 0.014885 | 0.014885
F5_Commercial_College_Existing_Food Preparation_Natural Gas_Griddle_E2 | F5 | Commercial | College | Existing | Food Preparation | Natural Gas | Griddle | E2 | Utility - Cost of Operation | 0.018497 | 0.018497 | 0.018497 | 0.018497 | 0.018497 | 0.018497 | 0.018497 | 0.018497 | 0.018497 | 0.018497 | 0.018497 | 0.018497 | 0.018497 | 0.018497 | 0.018497 | 0.018497 | 0.018497 | 0.018497 | 0.018497 | 0.018497 | 0.018497 | 0.018497 | 0.018497 | 0.018497 | 0.018497 | 0.018497 | 0.018497 | 0.018497 | 0.018497 | 0.018497 | 0.018497 | 0.018497 | 0.018497
F5_Commercial_College_Existing_Food Preparation_Natural Gas_Griddle_E3 | F5 | Commercial | College | Existing | Food Preparation | Natural Gas | Griddle | E3 | Utility - Cost of Operation | 0 | 0 | 0 | 0 | 0 | 0 | 0 | 0 | 0 | 0 | 0 | 0 | 0 | 0 | 0 | 0 | 0 | 0 | 0 | 0 | 0 | 0 | 0 | 0 | 0 | 0 | 0 | 0 | 0 | 0 | 0 | 0 | 0
F5_Commercial_College_Existing_Food Preparation_Natural Gas_Griddle_E4 | F5 | Commercial | College | Existing | Food Preparation | Natural Gas | Griddle | E4 | Utility - Cost of Operation | 0 | 0 | 0 | 0 | 0 | 0 | 0 | 0 | 0 | 0 | 0 | 0 | 0 | 0 | 0 | 0 | 0 | 0 | 0 | 0 | 0 | 0 | 0 | 0 | 0 | 0 | 0 | 0 | 0 | 0 | 0 | 0 | 0
F5_Commercial_College_Existing_Food Preparation_Natural Gas_Griddle_E5 | F5 | Commercial | College | Existing | Food Preparation | Natural Gas | Griddle | E5 | Utility - Cost of Operation | 0 | 0 | 0 | 0 | 0 | 0 | 0 | 0 | 0 | 0 | 0 | 0 | 0 | 0 | 0 | 0 | 0 | 0 | 0 | 0 | 0 | 0 | 0 | 0 | 0 | 0 | 0 | 0 | 0 | 0 | 0 | 0 | 0
F5_Commercial_College_Existing_Food Preparation_Natural Gas_Griddle_E6 | F5 | Commercial | College | Existing | Food Preparation | Natural Gas | Griddle | E6 | Utility - Cost of Operation | 0 | 0 | 0 | 0 | 0 | 0 | 0 | 0 | 0 | 0 | 0 | 0 | 0 | 0 | 0 | 0 | 0 | 0 | 0 | 0 | 0 | 0 | 0 | 0 | 0 | 0 | 0 | 0 | 0 | 0 | 0 | 0 | 0
F5_Commercial_College_Existing_Food Preparation_Natural Gas_Griddle_E7 | F5 | Commercial | College | Existing | Food Preparation | Natural Gas | Griddle | E7 | Utility - Cost of Operation | 0 | 0 | 0 | 0 | 0 | 0 | 0 | 0 | 0 | 0 | 0 | 0 | 0 | 0 | 0 | 0 | 0 | 0 | 0 | 0 | 0 | 0 | 0 | 0 | 0 | 0 | 0 | 0 | 0 | 0 | 0 | 0 | 0
F5_Commercial_College_Existing_Food Preparation_Natural Gas_Griddle_E8 | F5 | Commercial | College | Existing | Food Preparation | Natural Gas | Griddle | E8 | Utility - Cost of Operation | 0 | 0 | 0 | 0 | 0 | 0 | 0 | 0 | 0 | 0 | 0 | 0 | 0 | 0 | 0 | 0 | 0 | 0 | 0 | 0 | 0 | 0 | 0 | 0 | 0 | 0 | 0 | 0 | 0 | 0 | 0 | 0 | 0
F5_Commercial_College_Existing_Food Preparation_Natural Gas_Griddle_E9 | F5 | Commercial | College | Existing | Food Preparation | Natural Gas | Griddle | E9 | Utility - Cost of Operation | 0 | 0 | 0 | 0 | 0 | 0 | 0 | 0 | 0 | 0 | 0 | 0 | 0 | 0 | 0 | 0 | 0 | 0 | 0 | 0 | 0 | 0 | 0 | 0 | 0 | 0 | 0 | 0 | 0 | 0 | 0 | 0 | 0
F5_Commercial_College_Existing_Food Preparation_Natural Gas_Griddle_E10 | F5 | Commercial | College | Existing | Food Preparation | Natural Gas | Griddle | E10 | Utility - Cost of Operation | 0 | 0 | 0 | 0 | 0 | 0 | 0 | 0 | 0 | 0 | 0 | 0 | 0 | 0 | 0 | 0 | 0 | 0 | 0 | 0 | 0 | 0 | 0 | 0 | 0 | 0 | 0 | 0 | 0 | 0 | 0 | 0 | 0
F6_Commercial_College_Existing_Food Preparation_Natural Gas_Griddle_E1 | F6 | Commercial | College | Existing | Food Preparation | Natural Gas | Griddle | E1 | Utility - Value of Sales | 0.029326 | 0.029326 | 0.029326 | 0.029326 | 0.029326 | 0.029326 | 0.029326 | 0.029326 | 0.029326 | 0.029326 | 0.029326 | 0.029326 | 0.029326 | 0.029326 | 0.029326 | 0.029326 | 0.029326 | 0.029326 | 0.029326 | 0.029326 | 0.029326 | 0.029326 | 0.029326 | 0.029326 | 0.029326 | 0.029326 | 0.029326 | 0.029326 | 0.029326 | 0.029326 | 0.029326 | 0.029326 | 0.029326
F6_Commercial_College_Existing_Food Preparation_Natural Gas_Griddle_E2 | F6 | Commercial | College | Existing | Food Preparation | Natural Gas | Griddle | E2 | Utility - Value of Sales | 0.026878 | 0.026878 | 0.026878 | 0.026878 | 0.026878 | 0.026878 | 0.026878 | 0.026878 | 0.026878 | 0.026878 | 0.026878 | 0.026878 | 0.026878 | 0.026878 | 0.026878 | 0.026878 | 0.026878 | 0.026878 | 0.026878 | 0.026878 | 0.026878 | 0.026878 | 0.026878 | 0.026878 | 0.026878 | 0.026878 | 0.026878 | 0.026878 | 0.026878 | 0.026878 | 0.026878 | 0.026878 | 0.026878
F6_Commercial_College_Existing_Food Preparation_Natural Gas_Griddle_E3 | F6 | Commercial | College | Existing | Food Preparation | Natural Gas | Griddle | E3 | Utility - Value of Sales | 0 | 0 | 0 | 0 | 0 | 0 | 0 | 0 | 0 | 0 | 0 | 0 | 0 | 0 | 0 | 0 | 0 | 0 | 0 | 0 | 0 | 0 | 0 | 0 | 0 | 0 | 0 | 0 | 0 | 0 | 0 | 0 | 0
F6_Commercial_College_Existing_Food Preparation_Natural Gas_Griddle_E4 | F6 | Commercial | College | Existing | Food Preparation | Natural Gas | Griddle | E4 | Utility - Value of Sales | 0 | 0 | 0 | 0 | 0 | 0 | 0 | 0 | 0 | 0 | 0 | 0 | 0 | 0 | 0 | 0 | 0 | 0 | 0 | 0 | 0 | 0 | 0 | 0 | 0 | 0 | 0 | 0 | 0 | 0 | 0 | 0 | 0
F6_Commercial_College_Existing_Food Preparation_Natural Gas_Griddle_E5 | F6 | Commercial | College | Existing | Food Preparation | Natural Gas | Griddle | E5 | Utility - Value of Sales | 0 | 0 | 0 | 0 | 0 | 0 | 0 | 0 | 0 | 0 | 0 | 0 | 0 | 0 | 0 | 0 | 0 | 0 | 0 | 0 | 0 | 0 | 0 | 0 | 0 | 0 | 0 | 0 | 0 | 0 | 0 | 0 | 0
F6_Commercial_College_Existing_Food Preparation_Natural Gas_Griddle_E6 | F6 | Commercial | College | Existing | Food Preparation | Natural Gas | Griddle | E6 | Utility - Value of Sales | 0 | 0 | 0 | 0 | 0 | 0 | 0 | 0 | 0 | 0 | 0 | 0 | 0 | 0 | 0 | 0 | 0 | 0 | 0 | 0 | 0 | 0 | 0 | 0 | 0 | 0 | 0 | 0 | 0 | 0 | 0 | 0 | 0
F6_Commercial_College_Existing_Food Preparation_Natural Gas_Griddle_E7 | F6 | Commercial | College | Existing | Food Preparation | Natural Gas | Griddle | E7 | Utility - Value of Sales | 0 | 0 | 0 | 0 | 0 | 0 | 0 | 0 | 0 | 0 | 0 | 0 | 0 | 0 | 0 | 0 | 0 | 0 | 0 | 0 | 0 | 0 | 0 | 0 | 0 | 0 | 0 | 0 | 0 | 0 | 0 | 0 | 0
F6_Commercial_College_Existing_Food Preparation_Natural Gas_Griddle_E8 | F6 | Commercial | College | Existing | Food Preparation | Natural Gas | Griddle | E8 | Utility - Value of Sales | 0 | 0 | 0 | 0 | 0 | 0 | 0 | 0 | 0 | 0 | 0 | 0 | 0 | 0 | 0 | 0 | 0 | 0 | 0 | 0 | 0 | 0 | 0 | 0 | 0 | 0 | 0 | 0 | 0 | 0 | 0 | 0 | 0
F6_Commercial_College_Existing_Food Preparation_Natural Gas_Griddle_E9 | F6 | Commercial | College | Existing | Food Preparation | Natural Gas | Griddle | E9 | Utility - Value of Sales | 0 | 0 | 0 | 0 | 0 | 0 | 0 | 0 | 0 | 0 | 0 | 0 | 0 | 0 | 0 | 0 | 0 | 0 | 0 | 0 | 0 | 0 | 0 | 0 | 0 | 0 | 0 | 0 | 0 | 0 | 0 | 0 | 0
F6_Commercial_College_Existing_Food Preparation_Natural Gas_Griddle_E10 | F6 | Commercial | College | Existing | Food Preparation | Natural Gas | Griddle | E10 | Utility - Value of Sales | 0 | 0 | 0 | 0 | 0 | 0 | 0 | 0 | 0 | 0 | 0 | 0 | 0 | 0 | 0 | 0 | 0 | 0 | 0 | 0 | 0 | 0 | 0 | 0 | 0 | 0 | 0 | 0 | 0 | 0 | 0 | 0 | 0
F1_Commercial_College_Existing_Food Preparation_Natural Gas_Range_E1 | F1 | Commercial | College | Existing | Food Preparation | Natural Gas | Range | E1 | RVT - Cost of Equipment | 0.048611 | 0.048953 | 0.04936 | 0.049832 | 0.050387 | 0.051037 | 0.051557 | 0.052053 | 0.052541 | 0.053034 | 0.053486 | 0.053881 | 0.054279 | 0.0547 | 0.055186 | 0.055671 | 0.056208 | 0.056794 | 0.057418 | 0.058062 | 0.058717 | 0.059332 | 0.059894 | 0.060407 | 0.060858 | 0.061246 | 0.061516 | 0.061716 | 0.061889 | 0.062038 | 0.062184 | 0.062249 | 0.062249
F1_Commercial_College_Existing_Food Preparation_Natural Gas_Range_E2 | F1 | Commercial | College | Existing | Food Preparation | Natural Gas | Range | E2 | RVT - Cost of Equipment | 0.036459 | 0.036715 | 0.03702 | 0.037374 | 0.03779 | 0.038278 | 0.038668 | 0.03904 | 0.039405 | 0.039775 | 0.040114 | 0.040411 | 0.040709 | 0.041025 | 0.041389 | 0.041754 | 0.042156 | 0.042596 | 0.043064 | 0.043547 | 0.044038 | 0.044499 | 0.04492 | 0.045305 | 0.045644 | 0.045935 | 0.046137 | 0.046287 | 0.046417 | 0.046528 | 0.046638 | 0.046687 | 0.046687
F1_Commercial_College_Existing_Food Preparation_Natural Gas_Range_E3 | F1 | Commercial | College | Existing | Food Preparation | Natural Gas | Range | E3 | RVT - Cost of Equipment | 0 | 0 | 0 | 0 | 0 | 0 | 0 | 0 | 0 | 0 | 0 | 0 | 0 | 0 | 0 | 0 | 0 | 0 | 0 | 0 | 0 | 0 | 0 | 0 | 0 | 0 | 0 | 0 | 0 | 0 | 0 | 0 | 0
F1_Commercial_College_Existing_Food Preparation_Natural Gas_Range_E4 | F1 | Commercial | College | Existing | Food Preparation | Natural Gas | Range | E4 | RVT - Cost of Equipment | 0 | 0 | 0 | 0 | 0 | 0 | 0 | 0 | 0 | 0 | 0 | 0 | 0 | 0 | 0 | 0 | 0 | 0 | 0 | 0 | 0 | 0 | 0 | 0 | 0 | 0 | 0 | 0 | 0 | 0 | 0 | 0 | 0
F1_Commercial_College_Existing_Food Preparation_Natural Gas_Range_E5 | F1 | Commercial | College | Existing | Food Preparation | Natural Gas | Range | E5 | RVT - Cost of Equipment | 0 | 0 | 0 | 0 | 0 | 0 | 0 | 0 | 0 | 0 | 0 | 0 | 0 | 0 | 0 | 0 | 0 | 0 | 0 | 0 | 0 | 0 | 0 | 0 | 0 | 0 | 0 | 0 | 0 | 0 | 0 | 0 | 0
F1_Commercial_College_Existing_Food Preparation_Natural Gas_Range_E6 | F1 | Commercial | College | Existing | Food Preparation | Natural Gas | Range | E6 | RVT - Cost of Equipment | 0 | 0 | 0 | 0 | 0 | 0 | 0 | 0 | 0 | 0 | 0 | 0 | 0 | 0 | 0 | 0 | 0 | 0 | 0 | 0 | 0 | 0 | 0 | 0 | 0 | 0 | 0 | 0 | 0 | 0 | 0 | 0 | 0
F1_Commercial_College_Existing_Food Preparation_Natural Gas_Range_E7 | F1 | Commercial | College | Existing | Food Preparation | Natural Gas | Range | E7 | RVT - Cost of Equipment | 0 | 0 | 0 | 0 | 0 | 0 | 0 | 0 | 0 | 0 | 0 | 0 | 0 | 0 | 0 | 0 | 0 | 0 | 0 | 0 | 0 | 0 | 0 | 0 | 0 | 0 | 0 | 0 | 0 | 0 | 0 | 0 | 0
F1_Commercial_College_Existing_Food Preparation_Natural Gas_Range_E8 | F1 | Commercial | College | Existing | Food Preparation | Natural Gas | Range | E8 | RVT - Cost of Equipment | 0 | 0 | 0 | 0 | 0 | 0 | 0 | 0 | 0 | 0 | 0 | 0 | 0 | 0 | 0 | 0 | 0 | 0 | 0 | 0 | 0 | 0 | 0 | 0 | 0 | 0 | 0 | 0 | 0 | 0 | 0 | 0 | 0
F1_Commercial_College_Existing_Food Preparation_Natural Gas_Range_E9 | F1 | Commercial | College | Existing | Food Preparation | Natural Gas | Range | E9 | RVT - Cost of Equipment | 0 | 0 | 0 | 0 | 0 | 0 | 0 | 0 | 0 | 0 | 0 | 0 | 0 | 0 | 0 | 0 | 0 | 0 | 0 | 0 | 0 | 0 | 0 | 0 | 0 | 0 | 0 | 0 | 0 | 0 | 0 | 0 | 0
F1_Commercial_College_Existing_Food Preparation_Natural Gas_Range_E10 | F1 | Commercial | College | Existing | Food Preparation | Natural Gas | Range | E10 | RVT - Cost of Equipment | 0 | 0 | 0 | 0 | 0 | 0 | 0 | 0 | 0 | 0 | 0 | 0 | 0 | 0 | 0 | 0 | 0 | 0 | 0 | 0 | 0 | 0 | 0 | 0 | 0 | 0 | 0 | 0 | 0 | 0 | 0 | 0 | 0
F2_Commercial_College_Existing_Food Preparation_Natural Gas_Range_E1 | F2 | Commercial | College | Existing | Food Preparation | Natural Gas | Range | E1 | RVT - Cost of Operation | 0.05824 | 0.058649 | 0.059136 | 0.059702 | 0.060367 | 0.061146 | 0.061769 | 0.062363 | 0.062947 | 0.063538 | 0.06408 | 0.064553 | 0.065029 | 0.065534 | 0.066116 | 0.066698 | 0.067341 | 0.068043 | 0.068791 | 0.069562 | 0.070347 | 0.071083 | 0.071757 | 0.072371 | 0.072912 | 0.073377 | 0.0737 | 0.07394 | 0.074148 | 0.074325 | 0.074501 | 0.074579 | 0.074579
F2_Commercial_College_Existing_Food Preparation_Natural Gas_Range_E2 | F2 | Commercial | College | Existing | Food Preparation | Natural Gas | Range | E2 | RVT - Cost of Operation | 0.04368 | 0.043987 | 0.044352 | 0.044776 | 0.045275 | 0.045859 | 0.046327 | 0.046772 | 0.04721 | 0.047654 | 0.04806 | 0.048415 | 0.048772 | 0.04915 | 0.049587 | 0.050024 | 0.050505 | 0.051032 | 0.051593 | 0.052172 | 0.05276 | 0.053313 | 0.053818 | 0.054279 | 0.054684 | 0.055033 | 0.055275 | 0.055455 | 0.055611 | 0.055744 | 0.055876 | 0.055934 | 0.055934
F2_Commercial_College_Existing_Food Preparation_Natural Gas_Range_E3 | F2 | Commercial | College | Existing | Food Preparation | Natural Gas | Range | E3 | RVT - Cost of Operation | 0 | 0 | 0 | 0 | 0 | 0 | 0 | 0 | 0 | 0 | 0 | 0 | 0 | 0 | 0 | 0 | 0 | 0 | 0 | 0 | 0 | 0 | 0 | 0 | 0 | 0 | 0 | 0 | 0 | 0 | 0 | 0 | 0
F2_Commercial_College_Existing_Food Preparation_Natural Gas_Range_E4 | F2 | Commercial | College | Existing | Food Preparation | Natural Gas | Range | E4 | RVT - Cost of Operation | 0 | 0 | 0 | 0 | 0 | 0 | 0 | 0 | 0 | 0 | 0 | 0 | 0 | 0 | 0 | 0 | 0 | 0 | 0 | 0 | 0 | 0 | 0 | 0 | 0 | 0 | 0 | 0 | 0 | 0 | 0 | 0 | 0
F2_Commercial_College_Existing_Food Preparation_Natural Gas_Range_E5 | F2 | Commercial | College | Existing | Food Preparation | Natural Gas | Range | E5 | RVT - Cost of Operation | 0 | 0 | 0 | 0 | 0 | 0 | 0 | 0 | 0 | 0 | 0 | 0 | 0 | 0 | 0 | 0 | 0 | 0 | 0 | 0 | 0 | 0 | 0 | 0 | 0 | 0 | 0 | 0 | 0 | 0 | 0 | 0 | 0
F2_Commercial_College_Existing_Food Preparation_Natural Gas_Range_E6 | F2 | Commercial | College | Existing | Food Preparation | Natural Gas | Range | E6 | RVT - Cost of Operation | 0 | 0 | 0 | 0 | 0 | 0 | 0 | 0 | 0 | 0 | 0 | 0 | 0 | 0 | 0 | 0 | 0 | 0 | 0 | 0 | 0 | 0 | 0 | 0 | 0 | 0 | 0 | 0 | 0 | 0 | 0 | 0 | 0
F2_Commercial_College_Existing_Food Preparation_Natural Gas_Range_E7 | F2 | Commercial | College | Existing | Food Preparation | Natural Gas | Range | E7 | RVT - Cost of Operation | 0 | 0 | 0 | 0 | 0 | 0 | 0 | 0 | 0 | 0 | 0 | 0 | 0 | 0 | 0 | 0 | 0 | 0 | 0 | 0 | 0 | 0 | 0 | 0 | 0 | 0 | 0 | 0 | 0 | 0 | 0 | 0 | 0
F2_Commercial_College_Existing_Food Preparation_Natural Gas_Range_E8 | F2 | Commercial | College | Existing | Food Preparation | Natural Gas | Range | E8 | RVT - Cost of Operation | 0 | 0 | 0 | 0 | 0 | 0 | 0 | 0 | 0 | 0 | 0 | 0 | 0 | 0 | 0 | 0 | 0 | 0 | 0 | 0 | 0 | 0 | 0 | 0 | 0 | 0 | 0 | 0 | 0 | 0 | 0 | 0 | 0
F2_Commercial_College_Existing_Food Preparation_Natural Gas_Range_E9 | F2 | Commercial | College | Existing | Food Preparation | Natural Gas | Range | E9 | RVT - Cost of Operation | 0 | 0 | 0 | 0 | 0 | 0 | 0 | 0 | 0 | 0 | 0 | 0 | 0 | 0 | 0 | 0 | 0 | 0 | 0 | 0 | 0 | 0 | 0 | 0 | 0 | 0 | 0 | 0 | 0 | 0 | 0 | 0 | 0
F2_Commercial_College_Existing_Food Preparation_Natural Gas_Range_E10 | F2 | Commercial | College | Existing | Food Preparation | Natural Gas | Range | E10 | RVT - Cost of Operation | 0 | 0 | 0 | 0 | 0 | 0 | 0 | 0 | 0 | 0 | 0 | 0 | 0 | 0 | 0 | 0 | 0 | 0 | 0 | 0 | 0 | 0 | 0 | 0 | 0 | 0 | 0 | 0 | 0 | 0 | 0 | 0 | 0
F3_Commercial_College_Existing_Food Preparation_Natural Gas_Range_E1 | F3 | Commercial | College | Existing | Food Preparation | Natural Gas | Range | E1 | System - kBTUs of Consumption | 0.028496 | 0.028496 | 0.028496 | 0.028496 | 0.028496 | 0.028496 | 0.028496 | 0.028496 | 0.028496 | 0.028496 | 0.028496 | 0.028496 | 0.028496 | 0.028496 | 0.028496 | 0.028496 | 0.028496 | 0.028496 | 0.028496 | 0.028496 | 0.028496 | 0.028496 | 0.028496 | 0.028496 | 0.028496 | 0.028496 | 0.028496 | 0.028496 | 0.028496 | 0.028496 | 0.028496 | 0.028496 | 0.028496
F3_Commercial_College_Existing_Food Preparation_Natural Gas_Range_E2 | F3 | Commercial | College | Existing | Food Preparation | Natural Gas | Range | E2 | System - kBTUs of Consumption | 0.0285 | 0.0285 | 0.0285 | 0.0285 | 0.0285 | 0.0285 | 0.0285 | 0.0285 | 0.0285 | 0.0285 | 0.0285 | 0.0285 | 0.0285 | 0.0285 | 0.0285 | 0.0285 | 0.0285 | 0.0285 | 0.0285 | 0.0285 | 0.0285 | 0.0285 | 0.0285 | 0.0285 | 0.0285 | 0.0285 | 0.0285 | 0.0285 | 0.0285 | 0.0285 | 0.0285 | 0.0285 | 0.0285
F3_Commercial_College_Existing_Food Preparation_Natural Gas_Range_E3 | F3 | Commercial | College | Existing | Food Preparation | Natural Gas | Range | E3 | System - kBTUs of Consumption | 0 | 0 | 0 | 0 | 0 | 0 | 0 | 0 | 0 | 0 | 0 | 0 | 0 | 0 | 0 | 0 | 0 | 0 | 0 | 0 | 0 | 0 | 0 | 0 | 0 | 0 | 0 | 0 | 0 | 0 | 0 | 0 | 0
F3_Commercial_College_Existing_Food Preparation_Natural Gas_Range_E4 | F3 | Commercial | College | Existing | Food Preparation | Natural Gas | Range | E4 | System - kBTUs of Consumption | 0 | 0 | 0 | 0 | 0 | 0 | 0 | 0 | 0 | 0 | 0 | 0 | 0 | 0 | 0 | 0 | 0 | 0 | 0 | 0 | 0 | 0 | 0 | 0 | 0 | 0 | 0 | 0 | 0 | 0 | 0 | 0 | 0
F3_Commercial_College_Existing_Food Preparation_Natural Gas_Range_E5 | F3 | Commercial | College | Existing | Food Preparation | Natural Gas | Range | E5 | System - kBTUs of Consumption | 0 | 0 | 0 | 0 | 0 | 0 | 0 | 0 | 0 | 0 | 0 | 0 | 0 | 0 | 0 | 0 | 0 | 0 | 0 | 0 | 0 | 0 | 0 | 0 | 0 | 0 | 0 | 0 | 0 | 0 | 0 | 0 | 0
F3_Commercial_College_Existing_Food Preparation_Natural Gas_Range_E6 | F3 | Commercial | College | Existing | Food Preparation | Natural Gas | Range | E6 | System - kBTUs of Consumption | 0 | 0 | 0 | 0 | 0 | 0 | 0 | 0 | 0 | 0 | 0 | 0 | 0 | 0 | 0 | 0 | 0 | 0 | 0 | 0 | 0 | 0 | 0 | 0 | 0 | 0 | 0 | 0 | 0 | 0 | 0 | 0 | 0
F3_Commercial_College_Existing_Food Preparation_Natural Gas_Range_E7 | F3 | Commercial | College | Existing | Food Preparation | Natural Gas | Range | E7 | System - kBTUs of Consumption | 0 | 0 | 0 | 0 | 0 | 0 | 0 | 0 | 0 | 0 | 0 | 0 | 0 | 0 | 0 | 0 | 0 | 0 | 0 | 0 | 0 | 0 | 0 | 0 | 0 | 0 | 0 | 0 | 0 | 0 | 0 | 0 | 0
F3_Commercial_College_Existing_Food Preparation_Natural Gas_Range_E8 | F3 | Commercial | College | Existing | Food Preparation | Natural Gas | Range | E8 | System - kBTUs of Consumption | 0 | 0 | 0 | 0 | 0 | 0 | 0 | 0 | 0 | 0 | 0 | 0 | 0 | 0 | 0 | 0 | 0 | 0 | 0 | 0 | 0 | 0 | 0 | 0 | 0 | 0 | 0 | 0 | 0 | 0 | 0 | 0 | 0
F3_Commercial_College_Existing_Food Preparation_Natural Gas_Range_E9 | F3 | Commercial | College | Existing | Food Preparation | Natural Gas | Range | E9 | System - kBTUs of Consumption | 0 | 0 | 0 | 0 | 0 | 0 | 0 | 0 | 0 | 0 | 0 | 0 | 0 | 0 | 0 | 0 | 0 | 0 | 0 | 0 | 0 | 0 | 0 | 0 | 0 | 0 | 0 | 0 | 0 | 0 | 0 | 0 | 0
F3_Commercial_College_Existing_Food Preparation_Natural Gas_Range_E10 | F3 | Commercial | College | Existing | Food Preparation | Natural Gas | Range | E10 | System - kBTUs of Consumption | 0 | 0 | 0 | 0 | 0 | 0 | 0 | 0 | 0 | 0 | 0 | 0 | 0 | 0 | 0 | 0 | 0 | 0 | 0 | 0 | 0 | 0 | 0 | 0 | 0 | 0 | 0 | 0 | 0 | 0 | 0 | 0 | 0
F4_Commercial_College_Existing_Food Preparation_Natural Gas_Range_E1 | F4 | Commercial | College | Existing | Food Preparation | Natural Gas | Range | E1 | Utility - Cost of Equipment | 0.05824 | 0.058649 | 0.059136 | 0.059702 | 0.060367 | 0.061146 | 0.061769 | 0.062363 | 0.062947 | 0.063538 | 0.06408 | 0.064553 | 0.065029 | 0.065534 | 0.066116 | 0.066698 | 0.067341 | 0.068043 | 0.068791 | 0.069562 | 0.070347 | 0.071083 | 0.071757 | 0.072371 | 0.072912 | 0.073377 | 0.0737 | 0.07394 | 0.074148 | 0.074325 | 0.074501 | 0.074579 | 0.074579
F4_Commercial_College_Existing_Food Preparation_Natural Gas_Range_E2 | F4 | Commercial | College | Existing | Food Preparation | Natural Gas | Range | E2 | Utility - Cost of Equipment | 0.04368 | 0.043987 | 0.044352 | 0.044776 | 0.045275 | 0.045859 | 0.046327 | 0.046772 | 0.04721 | 0.047654 | 0.04806 | 0.048415 | 0.048772 | 0.04915 | 0.049587 | 0.050024 | 0.050505 | 0.051032 | 0.051593 | 0.052172 | 0.05276 | 0.053313 | 0.053818 | 0.054279 | 0.054684 | 0.055033 | 0.055275 | 0.055455 | 0.055611 | 0.055744 | 0.055876 | 0.055934 | 0.055934
F4_Commercial_College_Existing_Food Preparation_Natural Gas_Range_E3 | F4 | Commercial | College | Existing | Food Preparation | Natural Gas | Range | E3 | Utility - Cost of Equipment | 0 | 0 | 0 | 0 | 0 | 0 | 0 | 0 | 0 | 0 | 0 | 0 | 0 | 0 | 0 | 0 | 0 | 0 | 0 | 0 | 0 | 0 | 0 | 0 | 0 | 0 | 0 | 0 | 0 | 0 | 0 | 0 | 0
F4_Commercial_College_Existing_Food Preparation_Natural Gas_Range_E4 | F4 | Commercial | College | Existing | Food Preparation | Natural Gas | Range | E4 | Utility - Cost of Equipment | 0 | 0 | 0 | 0 | 0 | 0 | 0 | 0 | 0 | 0 | 0 | 0 | 0 | 0 | 0 | 0 | 0 | 0 | 0 | 0 | 0 | 0 | 0 | 0 | 0 | 0 | 0 | 0 | 0 | 0 | 0 | 0 | 0
F4_Commercial_College_Existing_Food Preparation_Natural Gas_Range_E5 | F4 | Commercial | College | Existing | Food Preparation | Natural Gas | Range | E5 | Utility - Cost of Equipment | 0 | 0 | 0 | 0 | 0 | 0 | 0 | 0 | 0 | 0 | 0 | 0 | 0 | 0 | 0 | 0 | 0 | 0 | 0 | 0 | 0 | 0 | 0 | 0 | 0 | 0 | 0 | 0 | 0 | 0 | 0 | 0 | 0
F4_Commercial_College_Existing_Food Preparation_Natural Gas_Range_E6 | F4 | Commercial | College | Existing | Food Preparation | Natural Gas | Range | E6 | Utility - Cost of Equipment | 0 | 0 | 0 | 0 | 0 | 0 | 0 | 0 | 0 | 0 | 0 | 0 | 0 | 0 | 0 | 0 | 0 | 0 | 0 | 0 | 0 | 0 | 0 | 0 | 0 | 0 | 0 | 0 | 0 | 0 | 0 | 0 | 0
F4_Commercial_College_Existing_Food Preparation_Natural Gas_Range_E7 | F4 | Commercial | College | Existing | Food Preparation | Natural Gas | Range | E7 | Utility - Cost of Equipment | 0 | 0 | 0 | 0 | 0 | 0 | 0 | 0 | 0 | 0 | 0 | 0 | 0 | 0 | 0 | 0 | 0 | 0 | 0 | 0 | 0 | 0 | 0 | 0 | 0 | 0 | 0 | 0 | 0 | 0 | 0 | 0 | 0
F4_Commercial_College_Existing_Food Preparation_Natural Gas_Range_E8 | F4 | Commercial | College | Existing | Food Preparation | Natural Gas | Range | E8 | Utility - Cost of Equipment | 0 | 0 | 0 | 0 | 0 | 0 | 0 | 0 | 0 | 0 | 0 | 0 | 0 | 0 | 0 | 0 | 0 | 0 | 0 | 0 | 0 | 0 | 0 | 0 | 0 | 0 | 0 | 0 | 0 | 0 | 0 | 0 | 0
F4_Commercial_College_Existing_Food Preparation_Natural Gas_Range_E9 | F4 | Commercial | College | Existing | Food Preparation | Natural Gas | Range | E9 | Utility - Cost of Equipment | 0 | 0 | 0 | 0 | 0 | 0 | 0 | 0 | 0 | 0 | 0 | 0 | 0 | 0 | 0 | 0 | 0 | 0 | 0 | 0 | 0 | 0 | 0 | 0 | 0 | 0 | 0 | 0 | 0 | 0 | 0 | 0 | 0
F4_Commercial_College_Existing_Food Preparation_Natural Gas_Range_E10 | F4 | Commercial | College | Existing | Food Preparation | Natural Gas | Range | E10 | Utility - Cost of Equipment | 0 | 0 | 0 | 0 | 0 | 0 | 0 | 0 | 0 | 0 | 0 | 0 | 0 | 0 | 0 | 0 | 0 | 0 | 0 | 0 | 0 | 0 | 0 | 0 | 0 | 0 | 0 | 0 | 0 | 0 | 0 | 0 | 0
F5_Commercial_College_Existing_Food Preparation_Natural Gas_Range_E1 | F5 | Commercial | College | Existing | Food Preparation | Natural Gas | Range | E1 | Utility - Cost of Operation | 0.028496 | 0.028496 | 0.028496 | 0.028496 | 0.028496 | 0.028496 | 0.028496 | 0.028496 | 0.028496 | 0.028496 | 0.028496 | 0.028496 | 0.028496 | 0.028496 | 0.028496 | 0.028496 | 0.028496 | 0.028496 | 0.028496 | 0.028496 | 0.028496 | 0.028496 | 0.028496 | 0.028496 | 0.028496 | 0.028496 | 0.028496 | 0.028496 | 0.028496 | 0.028496 | 0.028496 | 0.028496 | 0.028496
F5_Commercial_College_Existing_Food Preparation_Natural Gas_Range_E2 | F5 | Commercial | College | Existing | Food Preparation | Natural Gas | Range | E2 | Utility - Cost of Operation | 0.0285 | 0.0285 | 0.0285 | 0.0285 | 0.0285 | 0.0285 | 0.0285 | 0.0285 | 0.0285 | 0.0285 | 0.0285 | 0.0285 | 0.0285 | 0.0285 | 0.0285 | 0.0285 | 0.0285 | 0.0285 | 0.0285 | 0.0285 | 0.0285 | 0.0285 | 0.0285 | 0.0285 | 0.0285 | 0.0285 | 0.0285 | 0.0285 | 0.0285 | 0.0285 | 0.0285 | 0.0285 | 0.0285
F5_Commercial_College_Existing_Food Preparation_Natural Gas_Range_E3 | F5 | Commercial | College | Existing | Food Preparation | Natural Gas | Range | E3 | Utility - Cost of Operation | 0 | 0 | 0 | 0 | 0 | 0 | 0 | 0 | 0 | 0 | 0 | 0 | 0 | 0 | 0 | 0 | 0 | 0 | 0 | 0 | 0 | 0 | 0 | 0 | 0 | 0 | 0 | 0 | 0 | 0 | 0 | 0 | 0
F5_Commercial_College_Existing_Food Preparation_Natural Gas_Range_E4 | F5 | Commercial | College | Existing | Food Preparation | Natural Gas | Range | E4 | Utility - Cost of Operation | 0 | 0 | 0 | 0 | 0 | 0 | 0 | 0 | 0 | 0 | 0 | 0 | 0 | 0 | 0 | 0 | 0 | 0 | 0 | 0 | 0 | 0 | 0 | 0 | 0 | 0 | 0 | 0 | 0 | 0 | 0 | 0 | 0
F5_Commercial_College_Existing_Food Preparation_Natural Gas_Range_E5 | F5 | Commercial | College | Existing | Food Preparation | Natural Gas | Range | E5 | Utility - Cost of Operation | 0 | 0 | 0 | 0 | 0 | 0 | 0 | 0 | 0 | 0 | 0 | 0 | 0 | 0 | 0 | 0 | 0 | 0 | 0 | 0 | 0 | 0 | 0 | 0 | 0 | 0 | 0 | 0 | 0 | 0 | 0 | 0 | 0
F5_Commercial_College_Existing_Food Preparation_Natural Gas_Range_E6 | F5 | Commercial | College | Existing | Food Preparation | Natural Gas | Range | E6 | Utility - Cost of Operation | 0 | 0 | 0 | 0 | 0 | 0 | 0 | 0 | 0 | 0 | 0 | 0 | 0 | 0 | 0 | 0 | 0 | 0 | 0 | 0 | 0 | 0 | 0 | 0 | 0 | 0 | 0 | 0 | 0 | 0 | 0 | 0 | 0
F5_Commercial_College_Existing_Food Preparation_Natural Gas_Range_E7 | F5 | Commercial | College | Existing | Food Preparation | Natural Gas | Range | E7 | Utility - Cost of Operation | 0 | 0 | 0 | 0 | 0 | 0 | 0 | 0 | 0 | 0 | 0 | 0 | 0 | 0 | 0 | 0 | 0 | 0 | 0 | 0 | 0 | 0 | 0 | 0 | 0 | 0 | 0 | 0 | 0 | 0 | 0 | 0 | 0
F5_Commercial_College_Existing_Food Preparation_Natural Gas_Range_E8 | F5 | Commercial | College | Existing | Food Preparation | Natural Gas | Range | E8 | Utility - Cost of Operation | 0 | 0 | 0 | 0 | 0 | 0 | 0 | 0 | 0 | 0 | 0 | 0 | 0 | 0 | 0 | 0 | 0 | 0 | 0 | 0 | 0 | 0 | 0 | 0 | 0 | 0 | 0 | 0 | 0 | 0 | 0 | 0 | 0
F5_Commercial_College_Existing_Food Preparation_Natural Gas_Range_E9 | F5 | Commercial | College | Existing | Food Preparation | Natural Gas | Range | E9 | Utility - Cost of Operation | 0 | 0 | 0 | 0 | 0 | 0 | 0 | 0 | 0 | 0 | 0 | 0 | 0 | 0 | 0 | 0 | 0 | 0 | 0 | 0 | 0 | 0 | 0 | 0 | 0 | 0 | 0 | 0 | 0 | 0 | 0 | 0 | 0
F5_Commercial_College_Existing_Food Preparation_Natural Gas_Range_E10 | F5 | Commercial | College | Existing | Food Preparation | Natural Gas | Range | E10 | Utility - Cost of Operation | 0 | 0 | 0 | 0 | 0 | 0 | 0 | 0 | 0 | 0 | 0 | 0 | 0 | 0 | 0 | 0 | 0 | 0 | 0 | 0 | 0 | 0 | 0 | 0 | 0 | 0 | 0 | 0 | 0 | 0 | 0 | 0 | 0
F6_Commercial_College_Existing_Food Preparation_Natural Gas_Range_E1 | F6 | Commercial | College | Existing | Food Preparation | Natural Gas | Range | E1 | Utility - Value of Sales | 0.034819 | 0.034819 | 0.034819 | 0.034819 | 0.034819 | 0.034819 | 0.034819 | 0.034819 | 0.034819 | 0.034819 | 0.034819 | 0.034819 | 0.034819 | 0.034819 | 0.034819 | 0.034819 | 0.034819 | 0.034819 | 0.034819 | 0.034819 | 0.034819 | 0.034819 | 0.034819 | 0.034819 | 0.034819 | 0.034819 | 0.034819 | 0.034819 | 0.034819 | 0.034819 | 0.034819 | 0.034819 | 0.034819
F6_Commercial_College_Existing_Food Preparation_Natural Gas_Range_E2 | F6 | Commercial | College | Existing | Food Preparation | Natural Gas | Range | E2 | Utility - Value of Sales | 0.026114 | 0.026114 | 0.026114 | 0.026114 | 0.026114 | 0.026114 | 0.026114 | 0.026114 | 0.026114 | 0.026114 | 0.026114 | 0.026114 | 0.026114 | 0.026114 | 0.026114 | 0.026114 | 0.026114 | 0.026114 | 0.026114 | 0.026114 | 0.026114 | 0.026114 | 0.026114 | 0.026114 | 0.026114 | 0.026114 | 0.026114 | 0.026114 | 0.026114 | 0.026114 | 0.026114 | 0.026114 | 0.026114
F6_Commercial_College_Existing_Food Preparation_Natural Gas_Range_E3 | F6 | Commercial | College | Existing | Food Preparation | Natural Gas | Range | E3 | Utility - Value of Sales | 0 | 0 | 0 | 0 | 0 | 0 | 0 | 0 | 0 | 0 | 0 | 0 | 0 | 0 | 0 | 0 | 0 | 0 | 0 | 0 | 0 | 0 | 0 | 0 | 0 | 0 | 0 | 0 | 0 | 0 | 0 | 0 | 0
F6_Commercial_College_Existing_Food Preparation_Natural Gas_Range_E4 | F6 | Commercial | College | Existing | Food Preparation | Natural Gas | Range | E4 | Utility - Value of Sales | 0 | 0 | 0 | 0 | 0 | 0 | 0 | 0 | 0 | 0 | 0 | 0 | 0 | 0 | 0 | 0 | 0 | 0 | 0 | 0 | 0 | 0 | 0 | 0 | 0 | 0 | 0 | 0 | 0 | 0 | 0 | 0 | 0
F6_Commercial_College_Existing_Food Preparation_Natural Gas_Range_E5 | F6 | Commercial | College | Existing | Food Preparation | Natural Gas | Range | E5 | Utility - Value of Sales | 0 | 0 | 0 | 0 | 0 | 0 | 0 | 0 | 0 | 0 | 0 | 0 | 0 | 0 | 0 | 0 | 0 | 0 | 0 | 0 | 0 | 0 | 0 | 0 | 0 | 0 | 0 | 0 | 0 | 0 | 0 | 0 | 0
F6_Commercial_College_Existing_Food Preparation_Natural Gas_Range_E6 | F6 | Commercial | College | Existing | Food Preparation | Natural Gas | Range | E6 | Utility - Value of Sales | 0 | 0 | 0 | 0 | 0 | 0 | 0 | 0 | 0 | 0 | 0 | 0 | 0 | 0 | 0 | 0 | 0 | 0 | 0 | 0 | 0 | 0 | 0 | 0 | 0 | 0 | 0 | 0 | 0 | 0 | 0 | 0 | 0
F6_Commercial_College_Existing_Food Preparation_Natural Gas_Range_E7 | F6 | Commercial | College | Existing | Food Preparation | Natural Gas | Range | E7 | Utility - Value of Sales | 0 | 0 | 0 | 0 | 0 | 0 | 0 | 0 | 0 | 0 | 0 | 0 | 0 | 0 | 0 | 0 | 0 | 0 | 0 | 0 | 0 | 0 | 0 | 0 | 0 | 0 | 0 | 0 | 0 | 0 | 0 | 0 | 0
F6_Commercial_College_Existing_Food Preparation_Natural Gas_Range_E8 | F6 | Commercial | College | Existing | Food Preparation | Natural Gas | Range | E8 | Utility - Value of Sales | 0 | 0 | 0 | 0 | 0 | 0 | 0 | 0 | 0 | 0 | 0 | 0 | 0 | 0 | 0 | 0 | 0 | 0 | 0 | 0 | 0 | 0 | 0 | 0 | 0 | 0 | 0 | 0 | 0 | 0 | 0 | 0 | 0
F6_Commercial_College_Existing_Food Preparation_Natural Gas_Range_E9 | F6 | Commercial | College | Existing | Food Preparation | Natural Gas | Range | E9 | Utility - Value of Sales | 0 | 0 | 0 | 0 | 0 | 0 | 0 | 0 | 0 | 0 | 0 | 0 | 0 | 0 | 0 | 0 | 0 | 0 | 0 | 0 | 0 | 0 | 0 | 0 | 0 | 0 | 0 | 0 | 0 | 0 | 0 | 0 | 0
F6_Commercial_College_Existing_Food Preparation_Natural Gas_Range_E10 | F6 | Commercial | College | Existing | Food Preparation | Natural Gas | Range | E10 | Utility - Value of Sales | 0 | 0 | 0 | 0 | 0 | 0 | 0 | 0 | 0 | 0 | 0 | 0 | 0 | 0 | 0 | 0 | 0 | 0 | 0 | 0 | 0 | 0 | 0 | 0 | 0 | 0 | 0 | 0 | 0 | 0 | 0 | 0 | 0
F1_Commercial_College_Existing_Food Preparation_Natural Gas_Steamer_E1 | F1 | Commercial | College | Existing | Food Preparation | Natural Gas | Steamer | E1 | RVT - Cost of Equipment | 0.096901 | 0.097607 | 0.09841 | 0 | 0 | 0 | 0 | 0 | 0 | 0 | 0 | 0 | 0 | 0 | 0 | 0 | 0 | 0 | 0 | 0 | 0 | 0 | 0 | 0 | 0 | 0 | 0 | 0 | 0 | 0 | 0 | 0 | 0
F1_Commercial_College_Existing_Food Preparation_Natural Gas_Steamer_E2 | F1 | Commercial | College | Existing | Food Preparation | Natural Gas | Steamer | E2 | RVT - Cost of Equipment | 0.042038 | 0.042344 | 0.042692 | 0.043082 | 0.04353 | 0.04405 | 0.04448 | 0.044898 | 0.045322 | 0.045759 | 0.046174 | 0.04655 | 0.046928 | 0.047321 | 0.047751 | 0.04817 | 0.04862 | 0.0491 | 0.049604 | 0.050118 | 0.050632 | 0.051109 | 0.05154 | 0.051927 | 0.052266 | 0.052556 | 0.052758 | 0.052908 | 0.053038 | 0.05315 | 0.05326 | 0.053308 | 0.053308
F1_Commercial_College_Existing_Food Preparation_Natural Gas_Steamer_E3 | F1 | Commercial | College | Existing | Food Preparation | Natural Gas | Steamer | E3 | RVT - Cost of Equipment | 0 | 0 | 0 | 0 | 0 | 0 | 0 | 0 | 0 | 0 | 0 | 0 | 0 | 0 | 0 | 0 | 0 | 0 | 0 | 0 | 0 | 0 | 0 | 0 | 0 | 0 | 0 | 0 | 0 | 0 | 0 | 0 | 0
F1_Commercial_College_Existing_Food Preparation_Natural Gas_Steamer_E4 | F1 | Commercial | College | Existing | Food Preparation | Natural Gas | Steamer | E4 | RVT - Cost of Equipment | 0 | 0 | 0 | 0 | 0 | 0 | 0 | 0 | 0 | 0 | 0 | 0 | 0 | 0 | 0 | 0 | 0 | 0 | 0 | 0 | 0 | 0 | 0 | 0 | 0 | 0 | 0 | 0 | 0 | 0 | 0 | 0 | 0
F1_Commercial_College_Existing_Food Preparation_Natural Gas_Steamer_E5 | F1 | Commercial | College | Existing | Food Preparation | Natural Gas | Steamer | E5 | RVT - Cost of Equipment | 0 | 0 | 0 | 0 | 0 | 0 | 0 | 0 | 0 | 0 | 0 | 0 | 0 | 0 | 0 | 0 | 0 | 0 | 0 | 0 | 0 | 0 | 0 | 0 | 0 | 0 | 0 | 0 | 0 | 0 | 0 | 0 | 0
F1_Commercial_College_Existing_Food Preparation_Natural Gas_Steamer_E6 | F1 | Commercial | College | Existing | Food Preparation | Natural Gas | Steamer | E6 | RVT - Cost of Equipment | 0 | 0 | 0 | 0 | 0 | 0 | 0 | 0 | 0 | 0 | 0 | 0 | 0 | 0 | 0 | 0 | 0 | 0 | 0 | 0 | 0 | 0 | 0 | 0 | 0 | 0 | 0 | 0 | 0 | 0 | 0 | 0 | 0
F1_Commercial_College_Existing_Food Preparation_Natural Gas_Steamer_E7 | F1 | Commercial | College | Existing | Food Preparation | Natural Gas | Steamer | E7 | RVT - Cost of Equipment | 0 | 0 | 0 | 0 | 0 | 0 | 0 | 0 | 0 | 0 | 0 | 0 | 0 | 0 | 0 | 0 | 0 | 0 | 0 | 0 | 0 | 0 | 0 | 0 | 0 | 0 | 0 | 0 | 0 | 0 | 0 | 0 | 0
F1_Commercial_College_Existing_Food Preparation_Natural Gas_Steamer_E8 | F1 | Commercial | College | Existing | Food Preparation | Natural Gas | Steamer | E8 | RVT - Cost of Equipment | 0 | 0 | 0 | 0 | 0 | 0 | 0 | 0 | 0 | 0 | 0 | 0 | 0 | 0 | 0 | 0 | 0 | 0 | 0 | 0 | 0 | 0 | 0 | 0 | 0 | 0 | 0 | 0 | 0 | 0 | 0 | 0 | 0
F1_Commercial_College_Existing_Food Preparation_Natural Gas_Steamer_E9 | F1 | Commercial | College | Existing | Food Preparation | Natural Gas | Steamer | E9 | RVT - Cost of Equipment | 0 | 0 | 0 | 0 | 0 | 0 | 0 | 0 | 0 | 0 | 0 | 0 | 0 | 0 | 0 | 0 | 0 | 0 | 0 | 0 | 0 | 0 | 0 | 0 | 0 | 0 | 0 | 0 | 0 | 0 | 0 | 0 | 0
F1_Commercial_College_Existing_Food Preparation_Natural Gas_Steamer_E10 | F1 | Commercial | College | Existing | Food Preparation | Natural Gas | Steamer | E10 | RVT - Cost of Equipment | 0 | 0 | 0 | 0 | 0 | 0 | 0 | 0 | 0 | 0 | 0 | 0 | 0 | 0 | 0 | 0 | 0 | 0 | 0 | 0 | 0 | 0 | 0 | 0 | 0 | 0 | 0 | 0 | 0 | 0 | 0 | 0 | 0
F2_Commercial_College_Existing_Food Preparation_Natural Gas_Steamer_E1 | F2 | Commercial | College | Existing | Food Preparation | Natural Gas | Steamer | E1 | RVT - Cost of Operation | 0.11609 | 0.11694 | 0.1179 | 0 | 0 | 0 | 0 | 0 | 0 | 0 | 0 | 0 | 0 | 0 | 0 | 0 | 0 | 0 | 0 | 0 | 0 | 0 | 0 | 0 | 0 | 0 | 0 | 0 | 0 | 0 | 0 | 0 | 0
F2_Commercial_College_Existing_Food Preparation_Natural Gas_Steamer_E2 | F2 | Commercial | College | Existing | Food Preparation | Natural Gas | Steamer | E2 | RVT - Cost of Operation | 0.050364 | 0.050731 | 0.051148 | 0.051615 | 0.052151 | 0.052775 | 0.05329 | 0.053791 | 0.054299 | 0.054823 | 0.055319 | 0.05577 | 0.056223 | 0.056693 | 0.057208 | 0.057711 | 0.05825 | 0.058825 | 0.059429 | 0.060045 | 0.060661 | 0.061232 | 0.061748 | 0.062212 | 0.062618 | 0.062966 | 0.063208 | 0.063388 | 0.063544 | 0.063677 | 0.063808 | 0.063867 | 0.063867
F2_Commercial_College_Existing_Food Preparation_Natural Gas_Steamer_E3 | F2 | Commercial | College | Existing | Food Preparation | Natural Gas | Steamer | E3 | RVT - Cost of Operation | 0 | 0 | 0 | 0 | 0 | 0 | 0 | 0 | 0 | 0 | 0 | 0 | 0 | 0 | 0 | 0 | 0 | 0 | 0 | 0 | 0 | 0 | 0 | 0 | 0 | 0 | 0 | 0 | 0 | 0 | 0 | 0 | 0
F2_Commercial_College_Existing_Food Preparation_Natural Gas_Steamer_E4 | F2 | Commercial | College | Existing | Food Preparation | Natural Gas | Steamer | E4 | RVT - Cost of Operation | 0 | 0 | 0 | 0 | 0 | 0 | 0 | 0 | 0 | 0 | 0 | 0 | 0 | 0 | 0 | 0 | 0 | 0 | 0 | 0 | 0 | 0 | 0 | 0 | 0 | 0 | 0 | 0 | 0 | 0 | 0 | 0 | 0
F2_Commercial_College_Existing_Food Preparation_Natural Gas_Steamer_E5 | F2 | Commercial | College | Existing | Food Preparation | Natural Gas | Steamer | E5 | RVT - Cost of Operation | 0 | 0 | 0 | 0 | 0 | 0 | 0 | 0 | 0 | 0 | 0 | 0 | 0 | 0 | 0 | 0 | 0 | 0 | 0 | 0 | 0 | 0 | 0 | 0 | 0 | 0 | 0 | 0 | 0 | 0 | 0 | 0 | 0
F2_Commercial_College_Existing_Food Preparation_Natural Gas_Steamer_E6 | F2 | Commercial | College | Existing | Food Preparation | Natural Gas | Steamer | E6 | RVT - Cost of Operation | 0 | 0 | 0 | 0 | 0 | 0 | 0 | 0 | 0 | 0 | 0 | 0 | 0 | 0 | 0 | 0 | 0 | 0 | 0 | 0 | 0 | 0 | 0 | 0 | 0 | 0 | 0 | 0 | 0 | 0 | 0 | 0 | 0
F2_Commercial_College_Existing_Food Preparation_Natural Gas_Steamer_E7 | F2 | Commercial | College | Existing | Food Preparation | Natural Gas | Steamer | E7 | RVT - Cost of Operation | 0 | 0 | 0 | 0 | 0 | 0 | 0 | 0 | 0 | 0 | 0 | 0 | 0 | 0 | 0 | 0 | 0 | 0 | 0 | 0 | 0 | 0 | 0 | 0 | 0 | 0 | 0 | 0 | 0 | 0 | 0 | 0 | 0
F2_Commercial_College_Existing_Food Preparation_Natural Gas_Steamer_E8 | F2 | Commercial | College | Existing | Food Preparation | Natural Gas | Steamer | E8 | RVT - Cost of Operation | 0 | 0 | 0 | 0 | 0 | 0 | 0 | 0 | 0 | 0 | 0 | 0 | 0 | 0 | 0 | 0 | 0 | 0 | 0 | 0 | 0 | 0 | 0 | 0 | 0 | 0 | 0 | 0 | 0 | 0 | 0 | 0 | 0
F2_Commercial_College_Existing_Food Preparation_Natural Gas_Steamer_E9 | F2 | Commercial | College | Existing | Food Preparation | Natural Gas | Steamer | E9 | RVT - Cost of Operation | 0 | 0 | 0 | 0 | 0 | 0 | 0 | 0 | 0 | 0 | 0 | 0 | 0 | 0 | 0 | 0 | 0 | 0 | 0 | 0 | 0 | 0 | 0 | 0 | 0 | 0 | 0 | 0 | 0 | 0 | 0 | 0 | 0
F2_Commercial_College_Existing_Food Preparation_Natural Gas_Steamer_E10 | F2 | Commercial | College | Existing | Food Preparation | Natural Gas | Steamer | E10 | RVT - Cost of Operation | 0 | 0 | 0 | 0 | 0 | 0 | 0 | 0 | 0 | 0 | 0 | 0 | 0 | 0 | 0 | 0 | 0 | 0 | 0 | 0 | 0 | 0 | 0 | 0 | 0 | 0 | 0 | 0 | 0 | 0 | 0 | 0 | 0
F3_Commercial_College_Existing_Food Preparation_Natural Gas_Steamer_E1 | F3 | Commercial | College | Existing | Food Preparation | Natural Gas | Steamer | E1 | System - kBTUs of Consumption | 0.073442 | 0.073442 | 0.073442 | 0 | 0 | 0 | 0 | 0 | 0 | 0 | 0 | 0 | 0 | 0 | 0 | 0 | 0 | 0 | 0 | 0 | 0 | 0 | 0 | 0 | 0 | 0 | 0 | 0 | 0 | 0 | 0 | 0 | 0
F3_Commercial_College_Existing_Food Preparation_Natural Gas_Steamer_E2 | F3 | Commercial | College | Existing | Food Preparation | Natural Gas | Steamer | E2 | System - kBTUs of Consumption | 0.086037 | 0.086037 | 0.086037 | 0.086037 | 0.086037 | 0.086037 | 0.086037 | 0.086037 | 0.086037 | 0.086037 | 0.086037 | 0.086037 | 0.086037 | 0.086037 | 0.086037 | 0.086037 | 0.086037 | 0.086037 | 0.086037 | 0.086037 | 0.086037 | 0.086037 | 0.086037 | 0.086037 | 0.086037 | 0.086037 | 0.086037 | 0.086037 | 0.086037 | 0.086037 | 0.086037 | 0.086037 | 0.086037
F3_Commercial_College_Existing_Food Preparation_Natural Gas_Steamer_E3 | F3 | Commercial | College | Existing | Food Preparation | Natural Gas | Steamer | E3 | System - kBTUs of Consumption | 0 | 0 | 0 | 0 | 0 | 0 | 0 | 0 | 0 | 0 | 0 | 0 | 0 | 0 | 0 | 0 | 0 | 0 | 0 | 0 | 0 | 0 | 0 | 0 | 0 | 0 | 0 | 0 | 0 | 0 | 0 | 0 | 0
F3_Commercial_College_Existing_Food Preparation_Natural Gas_Steamer_E4 | F3 | Commercial | College | Existing | Food Preparation | Natural Gas | Steamer | E4 | System - kBTUs of Consumption | 0 | 0 | 0 | 0 | 0 | 0 | 0 | 0 | 0 | 0 | 0 | 0 | 0 | 0 | 0 | 0 | 0 | 0 | 0 | 0 | 0 | 0 | 0 | 0 | 0 | 0 | 0 | 0 | 0 | 0 | 0 | 0 | 0
F3_Commercial_College_Existing_Food Preparation_Natural Gas_Steamer_E5 | F3 | Commercial | College | Existing | Food Preparation | Natural Gas | Steamer | E5 | System - kBTUs of Consumption | 0 | 0 | 0 | 0 | 0 | 0 | 0 | 0 | 0 | 0 | 0 | 0 | 0 | 0 | 0 | 0 | 0 | 0 | 0 | 0 | 0 | 0 | 0 | 0 | 0 | 0 | 0 | 0 | 0 | 0 | 0 | 0 | 0
F3_Commercial_College_Existing_Food Preparation_Natural Gas_Steamer_E6 | F3 | Commercial | College | Existing | Food Preparation | Natural Gas | Steamer | E6 | System - kBTUs of Consumption | 0 | 0 | 0 | 0 | 0 | 0 | 0 | 0 | 0 | 0 | 0 | 0 | 0 | 0 | 0 | 0 | 0 | 0 | 0 | 0 | 0 | 0 | 0 | 0 | 0 | 0 | 0 | 0 | 0 | 0 | 0 | 0 | 0
F3_Commercial_College_Existing_Food Preparation_Natural Gas_Steamer_E7 | F3 | Commercial | College | Existing | Food Preparation | Natural Gas | Steamer | E7 | System - kBTUs of Consumption | 0 | 0 | 0 | 0 | 0 | 0 | 0 | 0 | 0 | 0 | 0 | 0 | 0 | 0 | 0 | 0 | 0 | 0 | 0 | 0 | 0 | 0 | 0 | 0 | 0 | 0 | 0 | 0 | 0 | 0 | 0 | 0 | 0
F3_Commercial_College_Existing_Food Preparation_Natural Gas_Steamer_E8 | F3 | Commercial | College | Existing | Food Preparation | Natural Gas | Steamer | E8 | System - kBTUs of Consumption | 0 | 0 | 0 | 0 | 0 | 0 | 0 | 0 | 0 | 0 | 0 | 0 | 0 | 0 | 0 | 0 | 0 | 0 | 0 | 0 | 0 | 0 | 0 | 0 | 0 | 0 | 0 | 0 | 0 | 0 | 0 | 0 | 0
F3_Commercial_College_Existing_Food Preparation_Natural Gas_Steamer_E9 | F3 | Commercial | College | Existing | Food Preparation | Natural Gas | Steamer | E9 | System - kBTUs of Consumption | 0 | 0 | 0 | 0 | 0 | 0 | 0 | 0 | 0 | 0 | 0 | 0 | 0 | 0 | 0 | 0 | 0 | 0 | 0 | 0 | 0 | 0 | 0 | 0 | 0 | 0 | 0 | 0 | 0 | 0 | 0 | 0 | 0
F3_Commercial_College_Existing_Food Preparation_Natural Gas_Steamer_E10 | F3 | Commercial | College | Existing | Food Preparation | Natural Gas | Steamer | E10 | System - kBTUs of Consumption | 0 | 0 | 0 | 0 | 0 | 0 | 0 | 0 | 0 | 0 | 0 | 0 | 0 | 0 | 0 | 0 | 0 | 0 | 0 | 0 | 0 | 0 | 0 | 0 | 0 | 0 | 0 | 0 | 0 | 0 | 0 | 0 | 0
F4_Commercial_College_Existing_Food Preparation_Natural Gas_Steamer_E1 | F4 | Commercial | College | Existing | Food Preparation | Natural Gas | Steamer | E1 | Utility - Cost of Equipment | 0.11609 | 0.11694 | 0.1179 | 0 | 0 | 0 | 0 | 0 | 0 | 0 | 0 | 0 | 0 | 0 | 0 | 0 | 0 | 0 | 0 | 0 | 0 | 0 | 0 | 0 | 0 | 0 | 0 | 0 | 0 | 0 | 0 | 0 | 0
F4_Commercial_College_Existing_Food Preparation_Natural Gas_Steamer_E2 | F4 | Commercial | College | Existing | Food Preparation | Natural Gas | Steamer | E2 | Utility - Cost of Equipment | 0.050364 | 0.050731 | 0.051148 | 0.051615 | 0.052151 | 0.052775 | 0.05329 | 0.053791 | 0.054299 | 0.054823 | 0.055319 | 0.05577 | 0.056223 | 0.056693 | 0.057208 | 0.057711 | 0.05825 | 0.058825 | 0.059429 | 0.060045 | 0.060661 | 0.061232 | 0.061748 | 0.062212 | 0.062618 | 0.062966 | 0.063208 | 0.063388 | 0.063544 | 0.063677 | 0.063808 | 0.063867 | 0.063867
F4_Commercial_College_Existing_Food Preparation_Natural Gas_Steamer_E3 | F4 | Commercial | College | Existing | Food Preparation | Natural Gas | Steamer | E3 | Utility - Cost of Equipment | 0 | 0 | 0 | 0 | 0 | 0 | 0 | 0 | 0 | 0 | 0 | 0 | 0 | 0 | 0 | 0 | 0 | 0 | 0 | 0 | 0 | 0 | 0 | 0 | 0 | 0 | 0 | 0 | 0 | 0 | 0 | 0 | 0
F4_Commercial_College_Existing_Food Preparation_Natural Gas_Steamer_E4 | F4 | Commercial | College | Existing | Food Preparation | Natural Gas | Steamer | E4 | Utility - Cost of Equipment | 0 | 0 | 0 | 0 | 0 | 0 | 0 | 0 | 0 | 0 | 0 | 0 | 0 | 0 | 0 | 0 | 0 | 0 | 0 | 0 | 0 | 0 | 0 | 0 | 0 | 0 | 0 | 0 | 0 | 0 | 0 | 0 | 0
F4_Commercial_College_Existing_Food Preparation_Natural Gas_Steamer_E5 | F4 | Commercial | College | Existing | Food Preparation | Natural Gas | Steamer | E5 | Utility - Cost of Equipment | 0 | 0 | 0 | 0 | 0 | 0 | 0 | 0 | 0 | 0 | 0 | 0 | 0 | 0 | 0 | 0 | 0 | 0 | 0 | 0 | 0 | 0 | 0 | 0 | 0 | 0 | 0 | 0 | 0 | 0 | 0 | 0 | 0
F4_Commercial_College_Existing_Food Preparation_Natural Gas_Steamer_E6 | F4 | Commercial | College | Existing | Food Preparation | Natural Gas | Steamer | E6 | Utility - Cost of Equipment | 0 | 0 | 0 | 0 | 0 | 0 | 0 | 0 | 0 | 0 | 0 | 0 | 0 | 0 | 0 | 0 | 0 | 0 | 0 | 0 | 0 | 0 | 0 | 0 | 0 | 0 | 0 | 0 | 0 | 0 | 0 | 0 | 0
F4_Commercial_College_Existing_Food Preparation_Natural Gas_Steamer_E7 | F4 | Commercial | College | Existing | Food Preparation | Natural Gas | Steamer | E7 | Utility - Cost of Equipment | 0 | 0 | 0 | 0 | 0 | 0 | 0 | 0 | 0 | 0 | 0 | 0 | 0 | 0 | 0 | 0 | 0 | 0 | 0 | 0 | 0 | 0 | 0 | 0 | 0 | 0 | 0 | 0 | 0 | 0 | 0 | 0 | 0
F4_Commercial_College_Existing_Food Preparation_Natural Gas_Steamer_E8 | F4 | Commercial | College | Existing | Food Preparation | Natural Gas | Steamer | E8 | Utility - Cost of Equipment | 0 | 0 | 0 | 0 | 0 | 0 | 0 | 0 | 0 | 0 | 0 | 0 | 0 | 0 | 0 | 0 | 0 | 0 | 0 | 0 | 0 | 0 | 0 | 0 | 0 | 0 | 0 | 0 | 0 | 0 | 0 | 0 | 0
F4_Commercial_College_Existing_Food Preparation_Natural Gas_Steamer_E9 | F4 | Commercial | College | Existing | Food Preparation | Natural Gas | Steamer | E9 | Utility - Cost of Equipment | 0 | 0 | 0 | 0 | 0 | 0 | 0 | 0 | 0 | 0 | 0 | 0 | 0 | 0 | 0 | 0 | 0 | 0 | 0 | 0 | 0 | 0 | 0 | 0 | 0 | 0 | 0 | 0 | 0 | 0 | 0 | 0 | 0
F4_Commercial_College_Existing_Food Preparation_Natural Gas_Steamer_E10 | F4 | Commercial | College | Existing | Food Preparation | Natural Gas | Steamer | E10 | Utility - Cost of Equipment | 0 | 0 | 0 | 0 | 0 | 0 | 0 | 0 | 0 | 0 | 0 | 0 | 0 | 0 | 0 | 0 | 0 | 0 | 0 | 0 | 0 | 0 | 0 | 0 | 0 | 0 | 0 | 0 | 0 | 0 | 0 | 0 | 0
F5_Commercial_College_Existing_Food Preparation_Natural Gas_Steamer_E1 | F5 | Commercial | College | Existing | Food Preparation | Natural Gas | Steamer | E1 | Utility - Cost of Operation | 0.073442 | 0.073442 | 0.073442 | 0 | 0 | 0 | 0 | 0 | 0 | 0 | 0 | 0 | 0 | 0 | 0 | 0 | 0 | 0 | 0 | 0 | 0 | 0 | 0 | 0 | 0 | 0 | 0 | 0 | 0 | 0 | 0 | 0 | 0
F5_Commercial_College_Existing_Food Preparation_Natural Gas_Steamer_E2 | F5 | Commercial | College | Existing | Food Preparation | Natural Gas | Steamer | E2 | Utility - Cost of Operation | 0.086037 | 0.086037 | 0.086037 | 0.086037 | 0.086037 | 0.086037 | 0.086037 | 0.086037 | 0.086037 | 0.086037 | 0.086037 | 0.086037 | 0.086037 | 0.086037 | 0.086037 | 0.086037 | 0.086037 | 0.086037 | 0.086037 | 0.086037 | 0.086037 | 0.086037 | 0.086037 | 0.086037 | 0.086037 | 0.086037 | 0.086037 | 0.086037 | 0.086037 | 0.086037 | 0.086037 | 0.086037 | 0.086037
F5_Commercial_College_Existing_Food Preparation_Natural Gas_Steamer_E3 | F5 | Commercial | College | Existing | Food Preparation | Natural Gas | Steamer | E3 | Utility - Cost of Operation | 0 | 0 | 0 | 0 | 0 | 0 | 0 | 0 | 0 | 0 | 0 | 0 | 0 | 0 | 0 | 0 | 0 | 0 | 0 | 0 | 0 | 0 | 0 | 0 | 0 | 0 | 0 | 0 | 0 | 0 | 0 | 0 | 0
F5_Commercial_College_Existing_Food Preparation_Natural Gas_Steamer_E4 | F5 | Commercial | College | Existing | Food Preparation | Natural Gas | Steamer | E4 | Utility - Cost of Operation | 0 | 0 | 0 | 0 | 0 | 0 | 0 | 0 | 0 | 0 | 0 | 0 | 0 | 0 | 0 | 0 | 0 | 0 | 0 | 0 | 0 | 0 | 0 | 0 | 0 | 0 | 0 | 0 | 0 | 0 | 0 | 0 | 0
F5_Commercial_College_Existing_Food Preparation_Natural Gas_Steamer_E5 | F5 | Commercial | College | Existing | Food Preparation | Natural Gas | Steamer | E5 | Utility - Cost of Operation | 0 | 0 | 0 | 0 | 0 | 0 | 0 | 0 | 0 | 0 | 0 | 0 | 0 | 0 | 0 | 0 | 0 | 0 | 0 | 0 | 0 | 0 | 0 | 0 | 0 | 0 | 0 | 0 | 0 | 0 | 0 | 0 | 0
F5_Commercial_College_Existing_Food Preparation_Natural Gas_Steamer_E6 | F5 | Commercial | College | Existing | Food Preparation | Natural Gas | Steamer | E6 | Utility - Cost of Operation | 0 | 0 | 0 | 0 | 0 | 0 | 0 | 0 | 0 | 0 | 0 | 0 | 0 | 0 | 0 | 0 | 0 | 0 | 0 | 0 | 0 | 0 | 0 | 0 | 0 | 0 | 0 | 0 | 0 | 0 | 0 | 0 | 0
F5_Commercial_College_Existing_Food Preparation_Natural Gas_Steamer_E7 | F5 | Commercial | College | Existing | Food Preparation | Natural Gas | Steamer | E7 | Utility - Cost of Operation | 0 | 0 | 0 | 0 | 0 | 0 | 0 | 0 | 0 | 0 | 0 | 0 | 0 | 0 | 0 | 0 | 0 | 0 | 0 | 0 | 0 | 0 | 0 | 0 | 0 | 0 | 0 | 0 | 0 | 0 | 0 | 0 | 0
F5_Commercial_College_Existing_Food Preparation_Natural Gas_Steamer_E8 | F5 | Commercial | College | Existing | Food Preparation | Natural Gas | Steamer | E8 | Utility - Cost of Operation | 0 | 0 | 0 | 0 | 0 | 0 | 0 | 0 | 0 | 0 | 0 | 0 | 0 | 0 | 0 | 0 | 0 | 0 | 0 | 0 | 0 | 0 | 0 | 0 | 0 | 0 | 0 | 0 | 0 | 0 | 0 | 0 | 0
F5_Commercial_College_Existing_Food Preparation_Natural Gas_Steamer_E9 | F5 | Commercial | College | Existing | Food Preparation | Natural Gas | Steamer | E9 | Utility - Cost of Operation | 0 | 0 | 0 | 0 | 0 | 0 | 0 | 0 | 0 | 0 | 0 | 0 | 0 | 0 | 0 | 0 | 0 | 0 | 0 | 0 | 0 | 0 | 0 | 0 | 0 | 0 | 0 | 0 | 0 | 0 | 0 | 0 | 0
F5_Commercial_College_Existing_Food Preparation_Natural Gas_Steamer_E10 | F5 | Commercial | College | Existing | Food Preparation | Natural Gas | Steamer | E10 | Utility - Cost of Operation | 0 | 0 | 0 | 0 | 0 | 0 | 0 | 0 | 0 | 0 | 0 | 0 | 0 | 0 | 0 | 0 | 0 | 0 | 0 | 0 | 0 | 0 | 0 | 0 | 0 | 0 | 0 | 0 | 0 | 0 | 0 | 0 | 0
F6_Commercial_College_Existing_Food Preparation_Natural Gas_Steamer_E1 | F6 | Commercial | College | Existing | Food Preparation | Natural Gas | Steamer | E1 | Utility - Value of Sales | 0.069152 | 0.069152 | 0.069152 | 0 | 0 | 0 | 0 | 0 | 0 | 0 | 0 | 0 | 0 | 0 | 0 | 0 | 0 | 0 | 0 | 0 | 0 | 0 | 0 | 0 | 0 | 0 | 0 | 0 | 0 | 0 | 0 | 0 | 0
F6_Commercial_College_Existing_Food Preparation_Natural Gas_Steamer_E2 | F6 | Commercial | College | Existing | Food Preparation | Natural Gas | Steamer | E2 | Utility - Value of Sales | 0.03 | 0.03 | 0.03 | 0.03 | 0.03 | 0.03 | 0.03 | 0.03 | 0.03 | 0.03 | 0.03 | 0.03 | 0.03 | 0.03 | 0.03 | 0.03 | 0.03 | 0.03 | 0.03 | 0.03 | 0.03 | 0.03 | 0.03 | 0.03 | 0.03 | 0.03 | 0.03 | 0.03 | 0.03 | 0.03 | 0.03 | 0.03 | 0.03
F6_Commercial_College_Existing_Food Preparation_Natural Gas_Steamer_E3 | F6 | Commercial | College | Existing | Food Preparation | Natural Gas | Steamer | E3 | Utility - Value of Sales | 0 | 0 | 0 | 0 | 0 | 0 | 0 | 0 | 0 | 0 | 0 | 0 | 0 | 0 | 0 | 0 | 0 | 0 | 0 | 0 | 0 | 0 | 0 | 0 | 0 | 0 | 0 | 0 | 0 | 0 | 0 | 0 | 0
F6_Commercial_College_Existing_Food Preparation_Natural Gas_Steamer_E4 | F6 | Commercial | College | Existing | Food Preparation | Natural Gas | Steamer | E4 | Utility - Value of Sales | 0 | 0 | 0 | 0 | 0 | 0 | 0 | 0 | 0 | 0 | 0 | 0 | 0 | 0 | 0 | 0 | 0 | 0 | 0 | 0 | 0 | 0 | 0 | 0 | 0 | 0 | 0 | 0 | 0 | 0 | 0 | 0 | 0
F6_Commercial_College_Existing_Food Preparation_Natural Gas_Steamer_E5 | F6 | Commercial | College | Existing | Food Preparation | Natural Gas | Steamer | E5 | Utility - Value of Sales | 0 | 0 | 0 | 0 | 0 | 0 | 0 | 0 | 0 | 0 | 0 | 0 | 0 | 0 | 0 | 0 | 0 | 0 | 0 | 0 | 0 | 0 | 0 | 0 | 0 | 0 | 0 | 0 | 0 | 0 | 0 | 0 | 0
F6_Commercial_College_Existing_Food Preparation_Natural Gas_Steamer_E6 | F6 | Commercial | College | Existing | Food Preparation | Natural Gas | Steamer | E6 | Utility - Value of Sales | 0 | 0 | 0 | 0 | 0 | 0 | 0 | 0 | 0 | 0 | 0 | 0 | 0 | 0 | 0 | 0 | 0 | 0 | 0 | 0 | 0 | 0 | 0 | 0 | 0 | 0 | 0 | 0 | 0 | 0 | 0 | 0 | 0
F6_Commercial_College_Existing_Food Preparation_Natural Gas_Steamer_E7 | F6 | Commercial | College | Existing | Food Preparation | Natural Gas | Steamer | E7 | Utility - Value of Sales | 0 | 0 | 0 | 0 | 0 | 0 | 0 | 0 | 0 | 0 | 0 | 0 | 0 | 0 | 0 | 0 | 0 | 0 | 0 | 0 | 0 | 0 | 0 | 0 | 0 | 0 | 0 | 0 | 0 | 0 | 0 | 0 | 0
F6_Commercial_College_Existing_Food Preparation_Natural Gas_Steamer_E8 | F6 | Commercial | College | Existing | Food Preparation | Natural Gas | Steamer | E8 | Utility - Value of Sales | 0 | 0 | 0 | 0 | 0 | 0 | 0 | 0 | 0 | 0 | 0 | 0 | 0 | 0 | 0 | 0 | 0 | 0 | 0 | 0 | 0 | 0 | 0 | 0 | 0 | 0 | 0 | 0 | 0 | 0 | 0 | 0 | 0
F6_Commercial_College_Existing_Food Preparation_Natural Gas_Steamer_E9 | F6 | Commercial | College | Existing | Food Preparation | Natural Gas | Steamer | E9 | Utility - Value of Sales | 0 | 0 | 0 | 0 | 0 | 0 | 0 | 0 | 0 | 0 | 0 | 0 | 0 | 0 | 0 | 0 | 0 | 0 | 0 | 0 | 0 | 0 | 0 | 0 | 0 | 0 | 0 | 0 | 0 | 0 | 0 | 0 | 0
F6_Commercial_College_Existing_Food Preparation_Natural Gas_Steamer_E10 | F6 | Commercial | College | Existing | Food Preparation | Natural Gas | Steamer | E10 | Utility - Value of Sales | 0 | 0 | 0 | 0 | 0 | 0 | 0 | 0 | 0 | 0 | 0 | 0 | 0 | 0 | 0 | 0 | 0 | 0 | 0 | 0 | 0 | 0 | 0 | 0 | 0 | 0 | 0 | 0 | 0 | 0 | 0 | 0 | 0
F1_Commercial_College_Existing_Food Preparation_Natural Gas_Food Prep Other_E1 | F1 | Commercial | College | Existing | Food Preparation | Natural Gas | Food Prep Other | E1 | RVT - Cost of Equipment | 0.017295 | 0.017416 | 0.017561 | 0.017729 | 0.017927 | 0.018158 | 0.018343 | 0.018519 | 0.018693 | 0.018868 | 0.019029 | 0.01917 | 0.019311 | 0.019461 | 0.019634 | 0.019807 | 0.019997 | 0.020206 | 0.020428 | 0.020657 | 0.02089 | 0.021109 | 0.021309 | 0.021491 | 0.021652 | 0.02179 | 0.021886 | 0.021957 | 0.022019 | 0.022072 | 0.022124 | 0.022147 | 0.022147
F1_Commercial_College_Existing_Food Preparation_Natural Gas_Food Prep Other_E2 | F1 | Commercial | College | Existing | Food Preparation | Natural Gas | Food Prep Other | E2 | RVT - Cost of Equipment | 0.017295 | 0.017416 | 0.017561 | 0.017729 | 0.017927 | 0.018158 | 0.018343 | 0.018519 | 0.018693 | 0.018868 | 0.019029 | 0.01917 | 0.019311 | 0.019461 | 0.019634 | 0.019807 | 0.019997 | 0.020206 | 0.020428 | 0.020657 | 0.02089 | 0.021109 | 0.021309 | 0.021491 | 0.021652 | 0.02179 | 0.021886 | 0.021957 | 0.022019 | 0.022072 | 0.022124 | 0.022147 | 0.022147
F1_Commercial_College_Existing_Food Preparation_Natural Gas_Food Prep Other_E3 | F1 | Commercial | College | Existing | Food Preparation | Natural Gas | Food Prep Other | E3 | RVT - Cost of Equipment | 0 | 0 | 0 | 0 | 0 | 0 | 0 | 0 | 0 | 0 | 0 | 0 | 0 | 0 | 0 | 0 | 0 | 0 | 0 | 0 | 0 | 0 | 0 | 0 | 0 | 0 | 0 | 0 | 0 | 0 | 0 | 0 | 0
F1_Commercial_College_Existing_Food Preparation_Natural Gas_Food Prep Other_E4 | F1 | Commercial | College | Existing | Food Preparation | Natural Gas | Food Prep Other | E4 | RVT - Cost of Equipment | 0 | 0 | 0 | 0 | 0 | 0 | 0 | 0 | 0 | 0 | 0 | 0 | 0 | 0 | 0 | 0 | 0 | 0 | 0 | 0 | 0 | 0 | 0 | 0 | 0 | 0 | 0 | 0 | 0 | 0 | 0 | 0 | 0
F1_Commercial_College_Existing_Food Preparation_Natural Gas_Food Prep Other_E5 | F1 | Commercial | College | Existing | Food Preparation | Natural Gas | Food Prep Other | E5 | RVT - Cost of Equipment | 0 | 0 | 0 | 0 | 0 | 0 | 0 | 0 | 0 | 0 | 0 | 0 | 0 | 0 | 0 | 0 | 0 | 0 | 0 | 0 | 0 | 0 | 0 | 0 | 0 | 0 | 0 | 0 | 0 | 0 | 0 | 0 | 0
F1_Commercial_College_Existing_Food Preparation_Natural Gas_Food Prep Other_E6 | F1 | Commercial | College | Existing | Food Preparation | Natural Gas | Food Prep Other | E6 | RVT - Cost of Equipment | 0 | 0 | 0 | 0 | 0 | 0 | 0 | 0 | 0 | 0 | 0 | 0 | 0 | 0 | 0 | 0 | 0 | 0 | 0 | 0 | 0 | 0 | 0 | 0 | 0 | 0 | 0 | 0 | 0 | 0 | 0 | 0 | 0
F1_Commercial_College_Existing_Food Preparation_Natural Gas_Food Prep Other_E7 | F1 | Commercial | College | Existing | Food Preparation | Natural Gas | Food Prep Other | E7 | RVT - Cost of Equipment | 0 | 0 | 0 | 0 | 0 | 0 | 0 | 0 | 0 | 0 | 0 | 0 | 0 | 0 | 0 | 0 | 0 | 0 | 0 | 0 | 0 | 0 | 0 | 0 | 0 | 0 | 0 | 0 | 0 | 0 | 0 | 0 | 0
F1_Commercial_College_Existing_Food Preparation_Natural Gas_Food Prep Other_E8 | F1 | Commercial | College | Existing | Food Preparation | Natural Gas | Food Prep Other | E8 | RVT - Cost of Equipment | 0 | 0 | 0 | 0 | 0 | 0 | 0 | 0 | 0 | 0 | 0 | 0 | 0 | 0 | 0 | 0 | 0 | 0 | 0 | 0 | 0 | 0 | 0 | 0 | 0 | 0 | 0 | 0 | 0 | 0 | 0 | 0 | 0
F1_Commercial_College_Existing_Food Preparation_Natural Gas_Food Prep Other_E9 | F1 | Commercial | College | Existing | Food Preparation | Natural Gas | Food Prep Other | E9 | RVT - Cost of Equipment | 0 | 0 | 0 | 0 | 0 | 0 | 0 | 0 | 0 | 0 | 0 | 0 | 0 | 0 | 0 | 0 | 0 | 0 | 0 | 0 | 0 | 0 | 0 | 0 | 0 | 0 | 0 | 0 | 0 | 0 | 0 | 0 | 0
F1_Commercial_College_Existing_Food Preparation_Natural Gas_Food Prep Other_E10 | F1 | Commercial | College | Existing | Food Preparation | Natural Gas | Food Prep Other | E10 | RVT - Cost of Equipment | 0 | 0 | 0 | 0 | 0 | 0 | 0 | 0 | 0 | 0 | 0 | 0 | 0 | 0 | 0 | 0 | 0 | 0 | 0 | 0 | 0 | 0 | 0 | 0 | 0 | 0 | 0 | 0 | 0 | 0 | 0 | 0 | 0
F2_Commercial_College_Existing_Food Preparation_Natural Gas_Food Prep Other_E1 | F2 | Commercial | College | Existing | Food Preparation | Natural Gas | Food Prep Other | E1 | RVT - Cost of Operation | 0.02072 | 0.020866 | 0.021039 | 0.021241 | 0.021477 | 0.021754 | 0.021976 | 0.022187 | 0.022395 | 0.022605 | 0.022798 | 0.022967 | 0.023136 | 0.023315 | 0.023523 | 0.02373 | 0.023958 | 0.024208 | 0.024474 | 0.024749 | 0.025028 | 0.02529 | 0.025529 | 0.025748 | 0.025941 | 0.026106 | 0.026221 | 0.026306 | 0.02638 | 0.026443 | 0.026506 | 0.026533 | 0.026533
F2_Commercial_College_Existing_Food Preparation_Natural Gas_Food Prep Other_E2 | F2 | Commercial | College | Existing | Food Preparation | Natural Gas | Food Prep Other | E2 | RVT - Cost of Operation | 0.02072 | 0.020866 | 0.021039 | 0.021241 | 0.021477 | 0.021754 | 0.021976 | 0.022187 | 0.022395 | 0.022605 | 0.022798 | 0.022967 | 0.023136 | 0.023315 | 0.023523 | 0.02373 | 0.023958 | 0.024208 | 0.024474 | 0.024749 | 0.025028 | 0.02529 | 0.025529 | 0.025748 | 0.025941 | 0.026106 | 0.026221 | 0.026306 | 0.02638 | 0.026443 | 0.026506 | 0.026533 | 0.026533
F2_Commercial_College_Existing_Food Preparation_Natural Gas_Food Prep Other_E3 | F2 | Commercial | College | Existing | Food Preparation | Natural Gas | Food Prep Other | E3 | RVT - Cost of Operation | 0 | 0 | 0 | 0 | 0 | 0 | 0 | 0 | 0 | 0 | 0 | 0 | 0 | 0 | 0 | 0 | 0 | 0 | 0 | 0 | 0 | 0 | 0 | 0 | 0 | 0 | 0 | 0 | 0 | 0 | 0 | 0 | 0
F2_Commercial_College_Existing_Food Preparation_Natural Gas_Food Prep Other_E4 | F2 | Commercial | College | Existing | Food Preparation | Natural Gas | Food Prep Other | E4 | RVT - Cost of Operation | 0 | 0 | 0 | 0 | 0 | 0 | 0 | 0 | 0 | 0 | 0 | 0 | 0 | 0 | 0 | 0 | 0 | 0 | 0 | 0 | 0 | 0 | 0 | 0 | 0 | 0 | 0 | 0 | 0 | 0 | 0 | 0 | 0
F2_Commercial_College_Existing_Food Preparation_Natural Gas_Food Prep Other_E5 | F2 | Commercial | College | Existing | Food Preparation | Natural Gas | Food Prep Other | E5 | RVT - Cost of Operation | 0 | 0 | 0 | 0 | 0 | 0 | 0 | 0 | 0 | 0 | 0 | 0 | 0 | 0 | 0 | 0 | 0 | 0 | 0 | 0 | 0 | 0 | 0 | 0 | 0 | 0 | 0 | 0 | 0 | 0 | 0 | 0 | 0
F2_Commercial_College_Existing_Food Preparation_Natural Gas_Food Prep Other_E6 | F2 | Commercial | College | Existing | Food Preparation | Natural Gas | Food Prep Other | E6 | RVT - Cost of Operation | 0 | 0 | 0 | 0 | 0 | 0 | 0 | 0 | 0 | 0 | 0 | 0 | 0 | 0 | 0 | 0 | 0 | 0 | 0 | 0 | 0 | 0 | 0 | 0 | 0 | 0 | 0 | 0 | 0 | 0 | 0 | 0 | 0
F2_Commercial_College_Existing_Food Preparation_Natural Gas_Food Prep Other_E7 | F2 | Commercial | College | Existing | Food Preparation | Natural Gas | Food Prep Other | E7 | RVT - Cost of Operation | 0 | 0 | 0 | 0 | 0 | 0 | 0 | 0 | 0 | 0 | 0 | 0 | 0 | 0 | 0 | 0 | 0 | 0 | 0 | 0 | 0 | 0 | 0 | 0 | 0 | 0 | 0 | 0 | 0 | 0 | 0 | 0 | 0
F2_Commercial_College_Existing_Food Preparation_Natural Gas_Food Prep Other_E8 | F2 | Commercial | College | Existing | Food Preparation | Natural Gas | Food Prep Other | E8 | RVT - Cost of Operation | 0 | 0 | 0 | 0 | 0 | 0 | 0 | 0 | 0 | 0 | 0 | 0 | 0 | 0 | 0 | 0 | 0 | 0 | 0 | 0 | 0 | 0 | 0 | 0 | 0 | 0 | 0 | 0 | 0 | 0 | 0 | 0 | 0
F2_Commercial_College_Existing_Food Preparation_Natural Gas_Food Prep Other_E9 | F2 | Commercial | College | Existing | Food Preparation | Natural Gas | Food Prep Other | E9 | RVT - Cost of Operation | 0 | 0 | 0 | 0 | 0 | 0 | 0 | 0 | 0 | 0 | 0 | 0 | 0 | 0 | 0 | 0 | 0 | 0 | 0 | 0 | 0 | 0 | 0 | 0 | 0 | 0 | 0 | 0 | 0 | 0 | 0 | 0 | 0
F2_Commercial_College_Existing_Food Preparation_Natural Gas_Food Prep Other_E10 | F2 | Commercial | College | Existing | Food Preparation | Natural Gas | Food Prep Other | E10 | RVT - Cost of Operation | 0 | 0 | 0 | 0 | 0 | 0 | 0 | 0 | 0 | 0 | 0 | 0 | 0 | 0 | 0 | 0 | 0 | 0 | 0 | 0 | 0 | 0 | 0 | 0 | 0 | 0 | 0 | 0 | 0 | 0 | 0 | 0 | 0
F3_Commercial_College_Existing_Food Preparation_Natural Gas_Food Prep Other_E1 | F3 | Commercial | College | Existing | Food Preparation | Natural Gas | Food Prep Other | E1 | System - kBTUs of Consumption | 0.001282 | 0.001282 | 0.001282 | 0.001282 | 0.001282 | 0.001282 | 0.001282 | 0.001282 | 0.001282 | 0.001282 | 0.001282 | 0.001282 | 0.001282 | 0.001282 | 0.001282 | 0.001282 | 0.001282 | 0.001282 | 0.001282 | 0.001282 | 0.001282 | 0.001282 | 0.001282 | 0.001282 | 0.001282 | 0.001282 | 0.001282 | 0.001282 | 0.001282 | 0.001282 | 0.001282 | 0.001282 | 0.001282
F3_Commercial_College_Existing_Food Preparation_Natural Gas_Food Prep Other_E2 | F3 | Commercial | College | Existing | Food Preparation | Natural Gas | Food Prep Other | E2 | System - kBTUs of Consumption | 0.0012833 | 0.0012833 | 0.0012833 | 0.0012833 | 0.0012833 | 0.0012833 | 0.0012833 | 0.0012833 | 0.0012833 | 0.0012833 | 0.0012833 | 0.0012833 | 0.0012833 | 0.0012833 | 0.0012833 | 0.0012833 | 0.0012833 | 0.0012833 | 0.0012833 | 0.0012833 | 0.0012833 | 0.0012833 | 0.0012833 | 0.0012833 | 0.0012833 | 0.0012833 | 0.0012833 | 0.0012833 | 0.0012833 | 0.0012833 | 0.0012833 | 0.0012833 | 0.0012833
F3_Commercial_College_Existing_Food Preparation_Natural Gas_Food Prep Other_E3 | F3 | Commercial | College | Existing | Food Preparation | Natural Gas | Food Prep Other | E3 | System - kBTUs of Consumption | 0 | 0 | 0 | 0 | 0 | 0 | 0 | 0 | 0 | 0 | 0 | 0 | 0 | 0 | 0 | 0 | 0 | 0 | 0 | 0 | 0 | 0 | 0 | 0 | 0 | 0 | 0 | 0 | 0 | 0 | 0 | 0 | 0
F3_Commercial_College_Existing_Food Preparation_Natural Gas_Food Prep Other_E4 | F3 | Commercial | College | Existing | Food Preparation | Natural Gas | Food Prep Other | E4 | System - kBTUs of Consumption | 0 | 0 | 0 | 0 | 0 | 0 | 0 | 0 | 0 | 0 | 0 | 0 | 0 | 0 | 0 | 0 | 0 | 0 | 0 | 0 | 0 | 0 | 0 | 0 | 0 | 0 | 0 | 0 | 0 | 0 | 0 | 0 | 0
F3_Commercial_College_Existing_Food Preparation_Natural Gas_Food Prep Other_E5 | F3 | Commercial | College | Existing | Food Preparation | Natural Gas | Food Prep Other | E5 | System - kBTUs of Consumption | 0 | 0 | 0 | 0 | 0 | 0 | 0 | 0 | 0 | 0 | 0 | 0 | 0 | 0 | 0 | 0 | 0 | 0 | 0 | 0 | 0 | 0 | 0 | 0 | 0 | 0 | 0 | 0 | 0 | 0 | 0 | 0 | 0
F3_Commercial_College_Existing_Food Preparation_Natural Gas_Food Prep Other_E6 | F3 | Commercial | College | Existing | Food Preparation | Natural Gas | Food Prep Other | E6 | System - kBTUs of Consumption | 0 | 0 | 0 | 0 | 0 | 0 | 0 | 0 | 0 | 0 | 0 | 0 | 0 | 0 | 0 | 0 | 0 | 0 | 0 | 0 | 0 | 0 | 0 | 0 | 0 | 0 | 0 | 0 | 0 | 0 | 0 | 0 | 0
F3_Commercial_College_Existing_Food Preparation_Natural Gas_Food Prep Other_E7 | F3 | Commercial | College | Existing | Food Preparation | Natural Gas | Food Prep Other | E7 | System - kBTUs of Consumption | 0 | 0 | 0 | 0 | 0 | 0 | 0 | 0 | 0 | 0 | 0 | 0 | 0 | 0 | 0 | 0 | 0 | 0 | 0 | 0 | 0 | 0 | 0 | 0 | 0 | 0 | 0 | 0 | 0 | 0 | 0 | 0 | 0
F3_Commercial_College_Existing_Food Preparation_Natural Gas_Food Prep Other_E8 | F3 | Commercial | College | Existing | Food Preparation | Natural Gas | Food Prep Other | E8 | System - kBTUs of Consumption | 0 | 0 | 0 | 0 | 0 | 0 | 0 | 0 | 0 | 0 | 0 | 0 | 0 | 0 | 0 | 0 | 0 | 0 | 0 | 0 | 0 | 0 | 0 | 0 | 0 | 0 | 0 | 0 | 0 | 0 | 0 | 0 | 0
F3_Commercial_College_Existing_Food Preparation_Natural Gas_Food Prep Other_E9 | F3 | Commercial | College | Existing | Food Preparation | Natural Gas | Food Prep Other | E9 | System - kBTUs of Consumption | 0 | 0 | 0 | 0 | 0 | 0 | 0 | 0 | 0 | 0 | 0 | 0 | 0 | 0 | 0 | 0 | 0 | 0 | 0 | 0 | 0 | 0 | 0 | 0 | 0 | 0 | 0 | 0 | 0 | 0 | 0 | 0 | 0
F3_Commercial_College_Existing_Food Preparation_Natural Gas_Food Prep Other_E10 | F3 | Commercial | College | Existing | Food Preparation | Natural Gas | Food Prep Other | E10 | System - kBTUs of Consumption | 0 | 0 | 0 | 0 | 0 | 0 | 0 | 0 | 0 | 0 | 0 | 0 | 0 | 0 | 0 | 0 | 0 | 0 | 0 | 0 | 0 | 0 | 0 | 0 | 0 | 0 | 0 | 0 | 0 | 0 | 0 | 0 | 0
F4_Commercial_College_Existing_Food Preparation_Natural Gas_Food Prep Other_E1 | F4 | Commercial | College | Existing | Food Preparation | Natural Gas | Food Prep Other | E1 | Utility - Cost of Equipment | 0.02072 | 0.020866 | 0.021039 | 0.021241 | 0.021477 | 0.021754 | 0.021976 | 0.022187 | 0.022395 | 0.022605 | 0.022798 | 0.022967 | 0.023136 | 0.023315 | 0.023523 | 0.02373 | 0.023958 | 0.024208 | 0.024474 | 0.024749 | 0.025028 | 0.02529 | 0.025529 | 0.025748 | 0.025941 | 0.026106 | 0.026221 | 0.026306 | 0.02638 | 0.026443 | 0.026506 | 0.026533 | 0.026533
F4_Commercial_College_Existing_Food Preparation_Natural Gas_Food Prep Other_E2 | F4 | Commercial | College | Existing | Food Preparation | Natural Gas | Food Prep Other | E2 | Utility - Cost of Equipment | 0.02072 | 0.020866 | 0.021039 | 0.021241 | 0.021477 | 0.021754 | 0.021976 | 0.022187 | 0.022395 | 0.022605 | 0.022798 | 0.022967 | 0.023136 | 0.023315 | 0.023523 | 0.02373 | 0.023958 | 0.024208 | 0.024474 | 0.024749 | 0.025028 | 0.02529 | 0.025529 | 0.025748 | 0.025941 | 0.026106 | 0.026221 | 0.026306 | 0.02638 | 0.026443 | 0.026506 | 0.026533 | 0.026533
F4_Commercial_College_Existing_Food Preparation_Natural Gas_Food Prep Other_E3 | F4 | Commercial | College | Existing | Food Preparation | Natural Gas | Food Prep Other | E3 | Utility - Cost of Equipment | 0 | 0 | 0 | 0 | 0 | 0 | 0 | 0 | 0 | 0 | 0 | 0 | 0 | 0 | 0 | 0 | 0 | 0 | 0 | 0 | 0 | 0 | 0 | 0 | 0 | 0 | 0 | 0 | 0 | 0 | 0 | 0 | 0
F4_Commercial_College_Existing_Food Preparation_Natural Gas_Food Prep Other_E4 | F4 | Commercial | College | Existing | Food Preparation | Natural Gas | Food Prep Other | E4 | Utility - Cost of Equipment | 0 | 0 | 0 | 0 | 0 | 0 | 0 | 0 | 0 | 0 | 0 | 0 | 0 | 0 | 0 | 0 | 0 | 0 | 0 | 0 | 0 | 0 | 0 | 0 | 0 | 0 | 0 | 0 | 0 | 0 | 0 | 0 | 0
F4_Commercial_College_Existing_Food Preparation_Natural Gas_Food Prep Other_E5 | F4 | Commercial | College | Existing | Food Preparation | Natural Gas | Food Prep Other | E5 | Utility - Cost of Equipment | 0 | 0 | 0 | 0 | 0 | 0 | 0 | 0 | 0 | 0 | 0 | 0 | 0 | 0 | 0 | 0 | 0 | 0 | 0 | 0 | 0 | 0 | 0 | 0 | 0 | 0 | 0 | 0 | 0 | 0 | 0 | 0 | 0
F4_Commercial_College_Existing_Food Preparation_Natural Gas_Food Prep Other_E6 | F4 | Commercial | College | Existing | Food Preparation | Natural Gas | Food Prep Other | E6 | Utility - Cost of Equipment | 0 | 0 | 0 | 0 | 0 | 0 | 0 | 0 | 0 | 0 | 0 | 0 | 0 | 0 | 0 | 0 | 0 | 0 | 0 | 0 | 0 | 0 | 0 | 0 | 0 | 0 | 0 | 0 | 0 | 0 | 0 | 0 | 0
F4_Commercial_College_Existing_Food Preparation_Natural Gas_Food Prep Other_E7 | F4 | Commercial | College | Existing | Food Preparation | Natural Gas | Food Prep Other | E7 | Utility - Cost of Equipment | 0 | 0 | 0 | 0 | 0 | 0 | 0 | 0 | 0 | 0 | 0 | 0 | 0 | 0 | 0 | 0 | 0 | 0 | 0 | 0 | 0 | 0 | 0 | 0 | 0 | 0 | 0 | 0 | 0 | 0 | 0 | 0 | 0
F4_Commercial_College_Existing_Food Preparation_Natural Gas_Food Prep Other_E8 | F4 | Commercial | College | Existing | Food Preparation | Natural Gas | Food Prep Other | E8 | Utility - Cost of Equipment | 0 | 0 | 0 | 0 | 0 | 0 | 0 | 0 | 0 | 0 | 0 | 0 | 0 | 0 | 0 | 0 | 0 | 0 | 0 | 0 | 0 | 0 | 0 | 0 | 0 | 0 | 0 | 0 | 0 | 0 | 0 | 0 | 0
F4_Commercial_College_Existing_Food Preparation_Natural Gas_Food Prep Other_E9 | F4 | Commercial | College | Existing | Food Preparation | Natural Gas | Food Prep Other | E9 | Utility - Cost of Equipment | 0 | 0 | 0 | 0 | 0 | 0 | 0 | 0 | 0 | 0 | 0 | 0 | 0 | 0 | 0 | 0 | 0 | 0 | 0 | 0 | 0 | 0 | 0 | 0 | 0 | 0 | 0 | 0 | 0 | 0 | 0 | 0 | 0
F4_Commercial_College_Existing_Food Preparation_Natural Gas_Food Prep Other_E10 | F4 | Commercial | College | Existing | Food Preparation | Natural Gas | Food Prep Other | E10 | Utility - Cost of Equipment | 0 | 0 | 0 | 0 | 0 | 0 | 0 | 0 | 0 | 0 | 0 | 0 | 0 | 0 | 0 | 0 | 0 | 0 | 0 | 0 | 0 | 0 | 0 | 0 | 0 | 0 | 0 | 0 | 0 | 0 | 0 | 0 | 0
F5_Commercial_College_Existing_Food Preparation_Natural Gas_Food Prep Other_E1 | F5 | Commercial | College | Existing | Food Preparation | Natural Gas | Food Prep Other | E1 | Utility - Cost of Operation | 0.001282 | 0.001282 | 0.001282 | 0.001282 | 0.001282 | 0.001282 | 0.001282 | 0.001282 | 0.001282 | 0.001282 | 0.001282 | 0.001282 | 0.001282 | 0.001282 | 0.001282 | 0.001282 | 0.001282 | 0.001282 | 0.001282 | 0.001282 | 0.001282 | 0.001282 | 0.001282 | 0.001282 | 0.001282 | 0.001282 | 0.001282 | 0.001282 | 0.001282 | 0.001282 | 0.001282 | 0.001282 | 0.001282
F5_Commercial_College_Existing_Food Preparation_Natural Gas_Food Prep Other_E2 | F5 | Commercial | College | Existing | Food Preparation | Natural Gas | Food Prep Other | E2 | Utility - Cost of Operation | 0.0012833 | 0.0012833 | 0.0012833 | 0.0012833 | 0.0012833 | 0.0012833 | 0.0012833 | 0.0012833 | 0.0012833 | 0.0012833 | 0.0012833 | 0.0012833 | 0.0012833 | 0.0012833 | 0.0012833 | 0.0012833 | 0.0012833 | 0.0012833 | 0.0012833 | 0.0012833 | 0.0012833 | 0.0012833 | 0.0012833 | 0.0012833 | 0.0012833 | 0.0012833 | 0.0012833 | 0.0012833 | 0.0012833 | 0.0012833 | 0.0012833 | 0.0012833 | 0.0012833
F5_Commercial_College_Existing_Food Preparation_Natural Gas_Food Prep Other_E3 | F5 | Commercial | College | Existing | Food Preparation | Natural Gas | Food Prep Other | E3 | Utility - Cost of Operation | 0 | 0 | 0 | 0 | 0 | 0 | 0 | 0 | 0 | 0 | 0 | 0 | 0 | 0 | 0 | 0 | 0 | 0 | 0 | 0 | 0 | 0 | 0 | 0 | 0 | 0 | 0 | 0 | 0 | 0 | 0 | 0 | 0
F5_Commercial_College_Existing_Food Preparation_Natural Gas_Food Prep Other_E4 | F5 | Commercial | College | Existing | Food Preparation | Natural Gas | Food Prep Other | E4 | Utility - Cost of Operation | 0 | 0 | 0 | 0 | 0 | 0 | 0 | 0 | 0 | 0 | 0 | 0 | 0 | 0 | 0 | 0 | 0 | 0 | 0 | 0 | 0 | 0 | 0 | 0 | 0 | 0 | 0 | 0 | 0 | 0 | 0 | 0 | 0
F5_Commercial_College_Existing_Food Preparation_Natural Gas_Food Prep Other_E5 | F5 | Commercial | College | Existing | Food Preparation | Natural Gas | Food Prep Other | E5 | Utility - Cost of Operation | 0 | 0 | 0 | 0 | 0 | 0 | 0 | 0 | 0 | 0 | 0 | 0 | 0 | 0 | 0 | 0 | 0 | 0 | 0 | 0 | 0 | 0 | 0 | 0 | 0 | 0 | 0 | 0 | 0 | 0 | 0 | 0 | 0
F5_Commercial_College_Existing_Food Preparation_Natural Gas_Food Prep Other_E6 | F5 | Commercial | College | Existing | Food Preparation | Natural Gas | Food Prep Other | E6 | Utility - Cost of Operation | 0 | 0 | 0 | 0 | 0 | 0 | 0 | 0 | 0 | 0 | 0 | 0 | 0 | 0 | 0 | 0 | 0 | 0 | 0 | 0 | 0 | 0 | 0 | 0 | 0 | 0 | 0 | 0 | 0 | 0 | 0 | 0 | 0
F5_Commercial_College_Existing_Food Preparation_Natural Gas_Food Prep Other_E7 | F5 | Commercial | College | Existing | Food Preparation | Natural Gas | Food Prep Other | E7 | Utility - Cost of Operation | 0 | 0 | 0 | 0 | 0 | 0 | 0 | 0 | 0 | 0 | 0 | 0 | 0 | 0 | 0 | 0 | 0 | 0 | 0 | 0 | 0 | 0 | 0 | 0 | 0 | 0 | 0 | 0 | 0 | 0 | 0 | 0 | 0
F5_Commercial_College_Existing_Food Preparation_Natural Gas_Food Prep Other_E8 | F5 | Commercial | College | Existing | Food Preparation | Natural Gas | Food Prep Other | E8 | Utility - Cost of Operation | 0 | 0 | 0 | 0 | 0 | 0 | 0 | 0 | 0 | 0 | 0 | 0 | 0 | 0 | 0 | 0 | 0 | 0 | 0 | 0 | 0 | 0 | 0 | 0 | 0 | 0 | 0 | 0 | 0 | 0 | 0 | 0 | 0
F5_Commercial_College_Existing_Food Preparation_Natural Gas_Food Prep Other_E9 | F5 | Commercial | College | Existing | Food Preparation | Natural Gas | Food Prep Other | E9 | Utility - Cost of Operation | 0 | 0 | 0 | 0 | 0 | 0 | 0 | 0 | 0 | 0 | 0 | 0 | 0 | 0 | 0 | 0 | 0 | 0 | 0 | 0 | 0 | 0 | 0 | 0 | 0 | 0 | 0 | 0 | 0 | 0 | 0 | 0 | 0
F5_Commercial_College_Existing_Food Preparation_Natural Gas_Food Prep Other_E10 | F5 | Commercial | College | Existing | Food Preparation | Natural Gas | Food Prep Other | E10 | Utility - Cost of Operation | 0 | 0 | 0 | 0 | 0 | 0 | 0 | 0 | 0 | 0 | 0 | 0 | 0 | 0 | 0 | 0 | 0 | 0 | 0 | 0 | 0 | 0 | 0 | 0 | 0 | 0 | 0 | 0 | 0 | 0 | 0 | 0 | 0
F6_Commercial_College_Existing_Food Preparation_Natural Gas_Food Prep Other_E1 | F6 | Commercial | College | Existing | Food Preparation | Natural Gas | Food Prep Other | E1 | Utility - Value of Sales | 0.012388 | 0.012388 | 0.012388 | 0.012388 | 0.012388 | 0.012388 | 0.012388 | 0.012388 | 0.012388 | 0.012388 | 0.012388 | 0.012388 | 0.012388 | 0.012388 | 0.012388 | 0.012388 | 0.012388 | 0.012388 | 0.012388 | 0.012388 | 0.012388 | 0.012388 | 0.012388 | 0.012388 | 0.012388 | 0.012388 | 0.012388 | 0.012388 | 0.012388 | 0.012388 | 0.012388 | 0.012388 | 0.012388
F6_Commercial_College_Existing_Food Preparation_Natural Gas_Food Prep Other_E2 | F6 | Commercial | College | Existing | Food Preparation | Natural Gas | Food Prep Other | E2 | Utility - Value of Sales | 0.012388 | 0.012388 | 0.012388 | 0.012388 | 0.012388 | 0.012388 | 0.012388 | 0.012388 | 0.012388 | 0.012388 | 0.012388 | 0.012388 | 0.012388 | 0.012388 | 0.012388 | 0.012388 | 0.012388 | 0.012388 | 0.012388 | 0.012388 | 0.012388 | 0.012388 | 0.012388 | 0.012388 | 0.012388 | 0.012388 | 0.012388 | 0.012388 | 0.012388 | 0.012388 | 0.012388 | 0.012388 | 0.012388
F6_Commercial_College_Existing_Food Preparation_Natural Gas_Food Prep Other_E3 | F6 | Commercial | College | Existing | Food Preparation | Natural Gas | Food Prep Other | E3 | Utility - Value of Sales | 0 | 0 | 0 | 0 | 0 | 0 | 0 | 0 | 0 | 0 | 0 | 0 | 0 | 0 | 0 | 0 | 0 | 0 | 0 | 0 | 0 | 0 | 0 | 0 | 0 | 0 | 0 | 0 | 0 | 0 | 0 | 0 | 0
F6_Commercial_College_Existing_Food Preparation_Natural Gas_Food Prep Other_E4 | F6 | Commercial | College | Existing | Food Preparation | Natural Gas | Food Prep Other | E4 | Utility - Value of Sales | 0 | 0 | 0 | 0 | 0 | 0 | 0 | 0 | 0 | 0 | 0 | 0 | 0 | 0 | 0 | 0 | 0 | 0 | 0 | 0 | 0 | 0 | 0 | 0 | 0 | 0 | 0 | 0 | 0 | 0 | 0 | 0 | 0
F6_Commercial_College_Existing_Food Preparation_Natural Gas_Food Prep Other_E5 | F6 | Commercial | College | Existing | Food Preparation | Natural Gas | Food Prep Other | E5 | Utility - Value of Sales | 0 | 0 | 0 | 0 | 0 | 0 | 0 | 0 | 0 | 0 | 0 | 0 | 0 | 0 | 0 | 0 | 0 | 0 | 0 | 0 | 0 | 0 | 0 | 0 | 0 | 0 | 0 | 0 | 0 | 0 | 0 | 0 | 0
F6_Commercial_College_Existing_Food Preparation_Natural Gas_Food Prep Other_E6 | F6 | Commercial | College | Existing | Food Preparation | Natural Gas | Food Prep Other | E6 | Utility - Value of Sales | 0 | 0 | 0 | 0 | 0 | 0 | 0 | 0 | 0 | 0 | 0 | 0 | 0 | 0 | 0 | 0 | 0 | 0 | 0 | 0 | 0 | 0 | 0 | 0 | 0 | 0 | 0 | 0 | 0 | 0 | 0 | 0 | 0
F6_Commercial_College_Existing_Food Preparation_Natural Gas_Food Prep Other_E7 | F6 | Commercial | College | Existing | Food Preparation | Natural Gas | Food Prep Other | E7 | Utility - Value of Sales | 0 | 0 | 0 | 0 | 0 | 0 | 0 | 0 | 0 | 0 | 0 | 0 | 0 | 0 | 0 | 0 | 0 | 0 | 0 | 0 | 0 | 0 | 0 | 0 | 0 | 0 | 0 | 0 | 0 | 0 | 0 | 0 | 0
F6_Commercial_College_Existing_Food Preparation_Natural Gas_Food Prep Other_E8 | F6 | Commercial | College | Existing | Food Preparation | Natural Gas | Food Prep Other | E8 | Utility - Value of Sales | 0 | 0 | 0 | 0 | 0 | 0 | 0 | 0 | 0 | 0 | 0 | 0 | 0 | 0 | 0 | 0 | 0 | 0 | 0 | 0 | 0 | 0 | 0 | 0 | 0 | 0 | 0 | 0 | 0 | 0 | 0 | 0 | 0
F6_Commercial_College_Existing_Food Preparation_Natural Gas_Food Prep Other_E9 | F6 | Commercial | College | Existing | Food Preparation | Natural Gas | Food Prep Other | E9 | Utility - Value of Sales | 0 | 0 | 0 | 0 | 0 | 0 | 0 | 0 | 0 | 0 | 0 | 0 | 0 | 0 | 0 | 0 | 0 | 0 | 0 | 0 | 0 | 0 | 0 | 0 | 0 | 0 | 0 | 0 | 0 | 0 | 0 | 0 | 0
F6_Commercial_College_Existing_Food Preparation_Natural Gas_Food Prep Other_E10 | F6 | Commercial | College | Existing | Food Preparation | Natural Gas | Food Prep Other | E10 | Utility - Value of Sales | 0 | 0 | 0 | 0 | 0 | 0 | 0 | 0 | 0 | 0 | 0 | 0 | 0 | 0 | 0 | 0 | 0 | 0 | 0 | 0 | 0 | 0 | 0 | 0 | 0 | 0 | 0 | 0 | 0 | 0 | 0 | 0 | 0
F1_Commercial_College_Existing_Miscellaneous_Natural Gas_Pool Heater_E1 | F1 | Commercial | College | Existing | Miscellaneous | Natural Gas | Pool Heater | E1 | RVT - Cost of Equipment | 0 | 0 | 0 | 0 | 0 | 0 | 0 | 0 | 0 | 0 | 0 | 0 | 0 | 0 | 0 | 0 | 0 | 0 | 0 | 0 | 0 | 0 | 0 | 0 | 0 | 0 | 0 | 0 | 0 | 0 | 0 | 0 | 0
F1_Commercial_College_Existing_Miscellaneous_Natural Gas_Pool Heater_E2 | F1 | Commercial | College | Existing | Miscellaneous | Natural Gas | Pool Heater | E2 | RVT - Cost of Equipment | 0 | 0 | 0 | 0 | 0 | 0 | 0 | 0 | 0 | 0 | 0 | 0 | 0 | 0 | 0 | 0 | 0 | 0 | 0 | 0 | 0 | 0 | 0 | 0 | 0 | 0 | 0 | 0 | 0 | 0 | 0 | 0 | 0
F1_Commercial_College_Existing_Miscellaneous_Natural Gas_Pool Heater_E3 | F1 | Commercial | College | Existing | Miscellaneous | Natural Gas | Pool Heater | E3 | RVT - Cost of Equipment | 0 | 0 | 0 | 0 | 0 | 0 | 0 | 0 | 0 | 0 | 0 | 0 | 0 | 0 | 0 | 0 | 0 | 0 | 0 | 0 | 0 | 0 | 0 | 0 | 0 | 0 | 0 | 0 | 0 | 0 | 0 | 0 | 0
F1_Commercial_College_Existing_Miscellaneous_Natural Gas_Pool Heater_E4 | F1 | Commercial | College | Existing | Miscellaneous | Natural Gas | Pool Heater | E4 | RVT - Cost of Equipment | 0 | 0 | 0 | 0 | 0 | 0 | 0 | 0 | 0 | 0 | 0 | 0 | 0 | 0 | 0 | 0 | 0 | 0 | 0 | 0 | 0 | 0 | 0 | 0 | 0 | 0 | 0 | 0 | 0 | 0 | 0 | 0 | 0
F1_Commercial_College_Existing_Miscellaneous_Natural Gas_Pool Heater_E5 | F1 | Commercial | College | Existing | Miscellaneous | Natural Gas | Pool Heater | E5 | RVT - Cost of Equipment | 0 | 0 | 0 | 0 | 0 | 0 | 0 | 0 | 0 | 0 | 0 | 0 | 0 | 0 | 0 | 0 | 0 | 0 | 0 | 0 | 0 | 0 | 0 | 0 | 0 | 0 | 0 | 0 | 0 | 0 | 0 | 0 | 0
F1_Commercial_College_Existing_Miscellaneous_Natural Gas_Pool Heater_E6 | F1 | Commercial | College | Existing | Miscellaneous | Natural Gas | Pool Heater | E6 | RVT - Cost of Equipment | 0 | 0 | 0 | 0 | 0 | 0 | 0 | 0 | 0 | 0 | 0 | 0 | 0 | 0 | 0 | 0 | 0 | 0 | 0 | 0 | 0 | 0 | 0 | 0 | 0 | 0 | 0 | 0 | 0 | 0 | 0 | 0 | 0
F1_Commercial_College_Existing_Miscellaneous_Natural Gas_Pool Heater_E7 | F1 | Commercial | College | Existing | Miscellaneous | Natural Gas | Pool Heater | E7 | RVT - Cost of Equipment | 0 | 0 | 0 | 0 | 0 | 0 | 0 | 0 | 0 | 0 | 0 | 0 | 0 | 0 | 0 | 0 | 0 | 0 | 0 | 0 | 0 | 0 | 0 | 0 | 0 | 0 | 0 | 0 | 0 | 0 | 0 | 0 | 0
F1_Commercial_College_Existing_Miscellaneous_Natural Gas_Pool Heater_E8 | F1 | Commercial | College | Existing | Miscellaneous | Natural Gas | Pool Heater | E8 | RVT - Cost of Equipment | 0 | 0 | 0 | 0 | 0 | 0 | 0 | 0 | 0 | 0 | 0 | 0 | 0 | 0 | 0 | 0 | 0 | 0 | 0 | 0 | 0 | 0 | 0 | 0 | 0 | 0 | 0 | 0 | 0 | 0 | 0 | 0 | 0
F1_Commercial_College_Existing_Miscellaneous_Natural Gas_Pool Heater_E9 | F1 | Commercial | College | Existing | Miscellaneous | Natural Gas | Pool Heater | E9 | RVT - Cost of Equipment | 0 | 0 | 0 | 0 | 0 | 0 | 0 | 0 | 0 | 0 | 0 | 0 | 0 | 0 | 0 | 0 | 0 | 0 | 0 | 0 | 0 | 0 | 0 | 0 | 0 | 0 | 0 | 0 | 0 | 0 | 0 | 0 | 0
F1_Commercial_College_Existing_Miscellaneous_Natural Gas_Pool Heater_E10 | F1 | Commercial | College | Existing | Miscellaneous | Natural Gas | Pool Heater | E10 | RVT - Cost of Equipment | 0 | 0 | 0 | 0 | 0 | 0 | 0 | 0 | 0 | 0 | 0 | 0 | 0 | 0 | 0 | 0 | 0 | 0 | 0 | 0 | 0 | 0 | 0 | 0 | 0 | 0 | 0 | 0 | 0 | 0 | 0 | 0 | 0
F2_Commercial_College_Existing_Miscellaneous_Natural Gas_Pool Heater_E1 | F2 | Commercial | College | Existing | Miscellaneous | Natural Gas | Pool Heater | E1 | RVT - Cost of Operation | 0 | 0 | 0 | 0 | 0 | 0 | 0 | 0 | 0 | 0 | 0 | 0 | 0 | 0 | 0 | 0 | 0 | 0 | 0 | 0 | 0 | 0 | 0 | 0 | 0 | 0 | 0 | 0 | 0 | 0 | 0 | 0 | 0
F2_Commercial_College_Existing_Miscellaneous_Natural Gas_Pool Heater_E2 | F2 | Commercial | College | Existing | Miscellaneous | Natural Gas | Pool Heater | E2 | RVT - Cost of Operation | 0 | 0 | 0 | 0 | 0 | 0 | 0 | 0 | 0 | 0 | 0 | 0 | 0 | 0 | 0 | 0 | 0 | 0 | 0 | 0 | 0 | 0 | 0 | 0 | 0 | 0 | 0 | 0 | 0 | 0 | 0 | 0 | 0
F2_Commercial_College_Existing_Miscellaneous_Natural Gas_Pool Heater_E3 | F2 | Commercial | College | Existing | Miscellaneous | Natural Gas | Pool Heater | E3 | RVT - Cost of Operation | 0 | 0 | 0 | 0 | 0 | 0 | 0 | 0 | 0 | 0 | 0 | 0 | 0 | 0 | 0 | 0 | 0 | 0 | 0 | 0 | 0 | 0 | 0 | 0 | 0 | 0 | 0 | 0 | 0 | 0 | 0 | 0 | 0
F2_Commercial_College_Existing_Miscellaneous_Natural Gas_Pool Heater_E4 | F2 | Commercial | College | Existing | Miscellaneous | Natural Gas | Pool Heater | E4 | RVT - Cost of Operation | 0 | 0 | 0 | 0 | 0 | 0 | 0 | 0 | 0 | 0 | 0 | 0 | 0 | 0 | 0 | 0 | 0 | 0 | 0 | 0 | 0 | 0 | 0 | 0 | 0 | 0 | 0 | 0 | 0 | 0 | 0 | 0 | 0
F2_Commercial_College_Existing_Miscellaneous_Natural Gas_Pool Heater_E5 | F2 | Commercial | College | Existing | Miscellaneous | Natural Gas | Pool Heater | E5 | RVT - Cost of Operation | 0 | 0 | 0 | 0 | 0 | 0 | 0 | 0 | 0 | 0 | 0 | 0 | 0 | 0 | 0 | 0 | 0 | 0 | 0 | 0 | 0 | 0 | 0 | 0 | 0 | 0 | 0 | 0 | 0 | 0 | 0 | 0 | 0
F2_Commercial_College_Existing_Miscellaneous_Natural Gas_Pool Heater_E6 | F2 | Commercial | College | Existing | Miscellaneous | Natural Gas | Pool Heater | E6 | RVT - Cost of Operation | 0 | 0 | 0 | 0 | 0 | 0 | 0 | 0 | 0 | 0 | 0 | 0 | 0 | 0 | 0 | 0 | 0 | 0 | 0 | 0 | 0 | 0 | 0 | 0 | 0 | 0 | 0 | 0 | 0 | 0 | 0 | 0 | 0
F2_Commercial_College_Existing_Miscellaneous_Natural Gas_Pool Heater_E7 | F2 | Commercial | College | Existing | Miscellaneous | Natural Gas | Pool Heater | E7 | RVT - Cost of Operation | 0 | 0 | 0 | 0 | 0 | 0 | 0 | 0 | 0 | 0 | 0 | 0 | 0 | 0 | 0 | 0 | 0 | 0 | 0 | 0 | 0 | 0 | 0 | 0 | 0 | 0 | 0 | 0 | 0 | 0 | 0 | 0 | 0
F2_Commercial_College_Existing_Miscellaneous_Natural Gas_Pool Heater_E8 | F2 | Commercial | College | Existing | Miscellaneous | Natural Gas | Pool Heater | E8 | RVT - Cost of Operation | 0 | 0 | 0 | 0 | 0 | 0 | 0 | 0 | 0 | 0 | 0 | 0 | 0 | 0 | 0 | 0 | 0 | 0 | 0 | 0 | 0 | 0 | 0 | 0 | 0 | 0 | 0 | 0 | 0 | 0 | 0 | 0 | 0
F2_Commercial_College_Existing_Miscellaneous_Natural Gas_Pool Heater_E9 | F2 | Commercial | College | Existing | Miscellaneous | Natural Gas | Pool Heater | E9 | RVT - Cost of Operation | 0 | 0 | 0 | 0 | 0 | 0 | 0 | 0 | 0 | 0 | 0 | 0 | 0 | 0 | 0 | 0 | 0 | 0 | 0 | 0 | 0 | 0 | 0 | 0 | 0 | 0 | 0 | 0 | 0 | 0 | 0 | 0 | 0
F2_Commercial_College_Existing_Miscellaneous_Natural Gas_Pool Heater_E10 | F2 | Commercial | College | Existing | Miscellaneous | Natural Gas | Pool Heater | E10 | RVT - Cost of Operation | 0 | 0 | 0 | 0 | 0 | 0 | 0 | 0 | 0 | 0 | 0 | 0 | 0 | 0 | 0 | 0 | 0 | 0 | 0 | 0 | 0 | 0 | 0 | 0 | 0 | 0 | 0 | 0 | 0 | 0 | 0 | 0 | 0
F3_Commercial_College_Existing_Miscellaneous_Natural Gas_Pool Heater_E1 | F3 | Commercial | College | Existing | Miscellaneous | Natural Gas | Pool Heater | E1 | System - kBTUs of Consumption | 0.0022545 | 0.0022545 | 0.0022545 | 0.0022545 | 0.0022545 | 0.0022545 | 0.0022545 | 0.0022545 | 0.0022545 | 0.0022545 | 0.0022545 | 0.0022545 | 0.0022545 | 0.0022545 | 0.0022545 | 0.0022545 | 0.0022545 | 0.0022545 | 0.0022545 | 0.0022545 | 0.0022545 | 0.0022545 | 0.0022545 | 0.0022545 | 0.0022545 | 0.0022545 | 0.0022545 | 0.0022545 | 0.0022545 | 0.0022545 | 0.0022545 | 0.0022545 | 0.0022545
F3_Commercial_College_Existing_Miscellaneous_Natural Gas_Pool Heater_E2 | F3 | Commercial | College | Existing | Miscellaneous | Natural Gas | Pool Heater | E2 | System - kBTUs of Consumption | 0.0036916 | 0.0036916 | 0.0036916 | 0.0036916 | 0.0036916 | 0.0036916 | 0.0036916 | 0.0036916 | 0.0036916 | 0.0036916 | 0.0036916 | 0.0036916 | 0.0036916 | 0.0036916 | 0.0036916 | 0.0036916 | 0.0036916 | 0.0036916 | 0.0036916 | 0.0036916 | 0.0036916 | 0.0036916 | 0.0036916 | 0.0036916 | 0.0036916 | 0.0036916 | 0.0036916 | 0.0036916 | 0.0036916 | 0.0036916 | 0.0036916 | 0.0036916 | 0.0036916
F3_Commercial_College_Existing_Miscellaneous_Natural Gas_Pool Heater_E3 | F3 | Commercial | College | Existing | Miscellaneous | Natural Gas | Pool Heater | E3 | System - kBTUs of Consumption | 0 | 0 | 0 | 0 | 0 | 0 | 0 | 0 | 0 | 0 | 0 | 0 | 0 | 0 | 0 | 0 | 0 | 0 | 0 | 0 | 0 | 0 | 0 | 0 | 0 | 0 | 0 | 0 | 0 | 0 | 0 | 0 | 0
F3_Commercial_College_Existing_Miscellaneous_Natural Gas_Pool Heater_E4 | F3 | Commercial | College | Existing | Miscellaneous | Natural Gas | Pool Heater | E4 | System - kBTUs of Consumption | 0 | 0 | 0 | 0 | 0 | 0 | 0 | 0 | 0 | 0 | 0 | 0 | 0 | 0 | 0 | 0 | 0 | 0 | 0 | 0 | 0 | 0 | 0 | 0 | 0 | 0 | 0 | 0 | 0 | 0 | 0 | 0 | 0
F3_Commercial_College_Existing_Miscellaneous_Natural Gas_Pool Heater_E5 | F3 | Commercial | College | Existing | Miscellaneous | Natural Gas | Pool Heater | E5 | System - kBTUs of Consumption | 0 | 0 | 0 | 0 | 0 | 0 | 0 | 0 | 0 | 0 | 0 | 0 | 0 | 0 | 0 | 0 | 0 | 0 | 0 | 0 | 0 | 0 | 0 | 0 | 0 | 0 | 0 | 0 | 0 | 0 | 0 | 0 | 0
F3_Commercial_College_Existing_Miscellaneous_Natural Gas_Pool Heater_E6 | F3 | Commercial | College | Existing | Miscellaneous | Natural Gas | Pool Heater | E6 | System - kBTUs of Consumption | 0 | 0 | 0 | 0 | 0 | 0 | 0 | 0 | 0 | 0 | 0 | 0 | 0 | 0 | 0 | 0 | 0 | 0 | 0 | 0 | 0 | 0 | 0 | 0 | 0 | 0 | 0 | 0 | 0 | 0 | 0 | 0 | 0
F3_Commercial_College_Existing_Miscellaneous_Natural Gas_Pool Heater_E7 | F3 | Commercial | College | Existing | Miscellaneous | Natural Gas | Pool Heater | E7 | System - kBTUs of Consumption | 0 | 0 | 0 | 0 | 0 | 0 | 0 | 0 | 0 | 0 | 0 | 0 | 0 | 0 | 0 | 0 | 0 | 0 | 0 | 0 | 0 | 0 | 0 | 0 | 0 | 0 | 0 | 0 | 0 | 0 | 0 | 0 | 0
F3_Commercial_College_Existing_Miscellaneous_Natural Gas_Pool Heater_E8 | F3 | Commercial | College | Existing | Miscellaneous | Natural Gas | Pool Heater | E8 | System - kBTUs of Consumption | 0 | 0 | 0 | 0 | 0 | 0 | 0 | 0 | 0 | 0 | 0 | 0 | 0 | 0 | 0 | 0 | 0 | 0 | 0 | 0 | 0 | 0 | 0 | 0 | 0 | 0 | 0 | 0 | 0 | 0 | 0 | 0 | 0
F3_Commercial_College_Existing_Miscellaneous_Natural Gas_Pool Heater_E9 | F3 | Commercial | College | Existing | Miscellaneous | Natural Gas | Pool Heater | E9 | System - kBTUs of Consumption | 0 | 0 | 0 | 0 | 0 | 0 | 0 | 0 | 0 | 0 | 0 | 0 | 0 | 0 | 0 | 0 | 0 | 0 | 0 | 0 | 0 | 0 | 0 | 0 | 0 | 0 | 0 | 0 | 0 | 0 | 0 | 0 | 0
F3_Commercial_College_Existing_Miscellaneous_Natural Gas_Pool Heater_E10 | F3 | Commercial | College | Existing | Miscellaneous | Natural Gas | Pool Heater | E10 | System - kBTUs of Consumption | 0 | 0 | 0 | 0 | 0 | 0 | 0 | 0 | 0 | 0 | 0 | 0 | 0 | 0 | 0 | 0 | 0 | 0 | 0 | 0 | 0 | 0 | 0 | 0 | 0 | 0 | 0 | 0 | 0 | 0 | 0 | 0 | 0
F4_Commercial_College_Existing_Miscellaneous_Natural Gas_Pool Heater_E1 | F4 | Commercial | College | Existing | Miscellaneous | Natural Gas | Pool Heater | E1 | Utility - Cost of Equipment | 0 | 0 | 0 | 0 | 0 | 0 | 0 | 0 | 0 | 0 | 0 | 0 | 0 | 0 | 0 | 0 | 0 | 0 | 0 | 0 | 0 | 0 | 0 | 0 | 0 | 0 | 0 | 0 | 0 | 0 | 0 | 0 | 0
F4_Commercial_College_Existing_Miscellaneous_Natural Gas_Pool Heater_E2 | F4 | Commercial | College | Existing | Miscellaneous | Natural Gas | Pool Heater | E2 | Utility - Cost of Equipment | 0 | 0 | 0 | 0 | 0 | 0 | 0 | 0 | 0 | 0 | 0 | 0 | 0 | 0 | 0 | 0 | 0 | 0 | 0 | 0 | 0 | 0 | 0 | 0 | 0 | 0 | 0 | 0 | 0 | 0 | 0 | 0 | 0
F4_Commercial_College_Existing_Miscellaneous_Natural Gas_Pool Heater_E3 | F4 | Commercial | College | Existing | Miscellaneous | Natural Gas | Pool Heater | E3 | Utility - Cost of Equipment | 0 | 0 | 0 | 0 | 0 | 0 | 0 | 0 | 0 | 0 | 0 | 0 | 0 | 0 | 0 | 0 | 0 | 0 | 0 | 0 | 0 | 0 | 0 | 0 | 0 | 0 | 0 | 0 | 0 | 0 | 0 | 0 | 0
F4_Commercial_College_Existing_Miscellaneous_Natural Gas_Pool Heater_E4 | F4 | Commercial | College | Existing | Miscellaneous | Natural Gas | Pool Heater | E4 | Utility - Cost of Equipment | 0 | 0 | 0 | 0 | 0 | 0 | 0 | 0 | 0 | 0 | 0 | 0 | 0 | 0 | 0 | 0 | 0 | 0 | 0 | 0 | 0 | 0 | 0 | 0 | 0 | 0 | 0 | 0 | 0 | 0 | 0 | 0 | 0
F4_Commercial_College_Existing_Miscellaneous_Natural Gas_Pool Heater_E5 | F4 | Commercial | College | Existing | Miscellaneous | Natural Gas | Pool Heater | E5 | Utility - Cost of Equipment | 0 | 0 | 0 | 0 | 0 | 0 | 0 | 0 | 0 | 0 | 0 | 0 | 0 | 0 | 0 | 0 | 0 | 0 | 0 | 0 | 0 | 0 | 0 | 0 | 0 | 0 | 0 | 0 | 0 | 0 | 0 | 0 | 0
F4_Commercial_College_Existing_Miscellaneous_Natural Gas_Pool Heater_E6 | F4 | Commercial | College | Existing | Miscellaneous | Natural Gas | Pool Heater | E6 | Utility - Cost of Equipment | 0 | 0 | 0 | 0 | 0 | 0 | 0 | 0 | 0 | 0 | 0 | 0 | 0 | 0 | 0 | 0 | 0 | 0 | 0 | 0 | 0 | 0 | 0 | 0 | 0 | 0 | 0 | 0 | 0 | 0 | 0 | 0 | 0
F4_Commercial_College_Existing_Miscellaneous_Natural Gas_Pool Heater_E7 | F4 | Commercial | College | Existing | Miscellaneous | Natural Gas | Pool Heater | E7 | Utility - Cost of Equipment | 0 | 0 | 0 | 0 | 0 | 0 | 0 | 0 | 0 | 0 | 0 | 0 | 0 | 0 | 0 | 0 | 0 | 0 | 0 | 0 | 0 | 0 | 0 | 0 | 0 | 0 | 0 | 0 | 0 | 0 | 0 | 0 | 0
F4_Commercial_College_Existing_Miscellaneous_Natural Gas_Pool Heater_E8 | F4 | Commercial | College | Existing | Miscellaneous | Natural Gas | Pool Heater | E8 | Utility - Cost of Equipment | 0 | 0 | 0 | 0 | 0 | 0 | 0 | 0 | 0 | 0 | 0 | 0 | 0 | 0 | 0 | 0 | 0 | 0 | 0 | 0 | 0 | 0 | 0 | 0 | 0 | 0 | 0 | 0 | 0 | 0 | 0 | 0 | 0
F4_Commercial_College_Existing_Miscellaneous_Natural Gas_Pool Heater_E9 | F4 | Commercial | College | Existing | Miscellaneous | Natural Gas | Pool Heater | E9 | Utility - Cost of Equipment | 0 | 0 | 0 | 0 | 0 | 0 | 0 | 0 | 0 | 0 | 0 | 0 | 0 | 0 | 0 | 0 | 0 | 0 | 0 | 0 | 0 | 0 | 0 | 0 | 0 | 0 | 0 | 0 | 0 | 0 | 0 | 0 | 0
F4_Commercial_College_Existing_Miscellaneous_Natural Gas_Pool Heater_E10 | F4 | Commercial | College | Existing | Miscellaneous | Natural Gas | Pool Heater | E10 | Utility - Cost of Equipment | 0 | 0 | 0 | 0 | 0 | 0 | 0 | 0 | 0 | 0 | 0 | 0 | 0 | 0 | 0 | 0 | 0 | 0 | 0 | 0 | 0 | 0 | 0 | 0 | 0 | 0 | 0 | 0 | 0 | 0 | 0 | 0 | 0
F5_Commercial_College_Existing_Miscellaneous_Natural Gas_Pool Heater_E1 | F5 | Commercial | College | Existing | Miscellaneous | Natural Gas | Pool Heater | E1 | Utility - Cost of Operation | 0.0022545 | 0.0022545 | 0.0022545 | 0.0022545 | 0.0022545 | 0.0022545 | 0.0022545 | 0.0022545 | 0.0022545 | 0.0022545 | 0.0022545 | 0.0022545 | 0.0022545 | 0.0022545 | 0.0022545 | 0.0022545 | 0.0022545 | 0.0022545 | 0.0022545 | 0.0022545 | 0.0022545 | 0.0022545 | 0.0022545 | 0.0022545 | 0.0022545 | 0.0022545 | 0.0022545 | 0.0022545 | 0.0022545 | 0.0022545 | 0.0022545 | 0.0022545 | 0.0022545
F5_Commercial_College_Existing_Miscellaneous_Natural Gas_Pool Heater_E2 | F5 | Commercial | College | Existing | Miscellaneous | Natural Gas | Pool Heater | E2 | Utility - Cost of Operation | 0.0036916 | 0.0036916 | 0.0036916 | 0.0036916 | 0.0036916 | 0.0036916 | 0.0036916 | 0.0036916 | 0.0036916 | 0.0036916 | 0.0036916 | 0.0036916 | 0.0036916 | 0.0036916 | 0.0036916 | 0.0036916 | 0.0036916 | 0.0036916 | 0.0036916 | 0.0036916 | 0.0036916 | 0.0036916 | 0.0036916 | 0.0036916 | 0.0036916 | 0.0036916 | 0.0036916 | 0.0036916 | 0.0036916 | 0.0036916 | 0.0036916 | 0.0036916 | 0.0036916
F5_Commercial_College_Existing_Miscellaneous_Natural Gas_Pool Heater_E3 | F5 | Commercial | College | Existing | Miscellaneous | Natural Gas | Pool Heater | E3 | Utility - Cost of Operation | 0 | 0 | 0 | 0 | 0 | 0 | 0 | 0 | 0 | 0 | 0 | 0 | 0 | 0 | 0 | 0 | 0 | 0 | 0 | 0 | 0 | 0 | 0 | 0 | 0 | 0 | 0 | 0 | 0 | 0 | 0 | 0 | 0
F5_Commercial_College_Existing_Miscellaneous_Natural Gas_Pool Heater_E4 | F5 | Commercial | College | Existing | Miscellaneous | Natural Gas | Pool Heater | E4 | Utility - Cost of Operation | 0 | 0 | 0 | 0 | 0 | 0 | 0 | 0 | 0 | 0 | 0 | 0 | 0 | 0 | 0 | 0 | 0 | 0 | 0 | 0 | 0 | 0 | 0 | 0 | 0 | 0 | 0 | 0 | 0 | 0 | 0 | 0 | 0
F5_Commercial_College_Existing_Miscellaneous_Natural Gas_Pool Heater_E5 | F5 | Commercial | College | Existing | Miscellaneous | Natural Gas | Pool Heater | E5 | Utility - Cost of Operation | 0 | 0 | 0 | 0 | 0 | 0 | 0 | 0 | 0 | 0 | 0 | 0 | 0 | 0 | 0 | 0 | 0 | 0 | 0 | 0 | 0 | 0 | 0 | 0 | 0 | 0 | 0 | 0 | 0 | 0 | 0 | 0 | 0
F5_Commercial_College_Existing_Miscellaneous_Natural Gas_Pool Heater_E6 | F5 | Commercial | College | Existing | Miscellaneous | Natural Gas | Pool Heater | E6 | Utility - Cost of Operation | 0 | 0 | 0 | 0 | 0 | 0 | 0 | 0 | 0 | 0 | 0 | 0 | 0 | 0 | 0 | 0 | 0 | 0 | 0 | 0 | 0 | 0 | 0 | 0 | 0 | 0 | 0 | 0 | 0 | 0 | 0 | 0 | 0
F5_Commercial_College_Existing_Miscellaneous_Natural Gas_Pool Heater_E7 | F5 | Commercial | College | Existing | Miscellaneous | Natural Gas | Pool Heater | E7 | Utility - Cost of Operation | 0 | 0 | 0 | 0 | 0 | 0 | 0 | 0 | 0 | 0 | 0 | 0 | 0 | 0 | 0 | 0 | 0 | 0 | 0 | 0 | 0 | 0 | 0 | 0 | 0 | 0 | 0 | 0 | 0 | 0 | 0 | 0 | 0
F5_Commercial_College_Existing_Miscellaneous_Natural Gas_Pool Heater_E8 | F5 | Commercial | College | Existing | Miscellaneous | Natural Gas | Pool Heater | E8 | Utility - Cost of Operation | 0 | 0 | 0 | 0 | 0 | 0 | 0 | 0 | 0 | 0 | 0 | 0 | 0 | 0 | 0 | 0 | 0 | 0 | 0 | 0 | 0 | 0 | 0 | 0 | 0 | 0 | 0 | 0 | 0 | 0 | 0 | 0 | 0
F5_Commercial_College_Existing_Miscellaneous_Natural Gas_Pool Heater_E9 | F5 | Commercial | College | Existing | Miscellaneous | Natural Gas | Pool Heater | E9 | Utility - Cost of Operation | 0 | 0 | 0 | 0 | 0 | 0 | 0 | 0 | 0 | 0 | 0 | 0 | 0 | 0 | 0 | 0 | 0 | 0 | 0 | 0 | 0 | 0 | 0 | 0 | 0 | 0 | 0 | 0 | 0 | 0 | 0 | 0 | 0
F5_Commercial_College_Existing_Miscellaneous_Natural Gas_Pool Heater_E10 | F5 | Commercial | College | Existing | Miscellaneous | Natural Gas | Pool Heater | E10 | Utility - Cost of Operation | 0 | 0 | 0 | 0 | 0 | 0 | 0 | 0 | 0 | 0 | 0 | 0 | 0 | 0 | 0 | 0 | 0 | 0 | 0 | 0 | 0 | 0 | 0 | 0 | 0 | 0 | 0 | 0 | 0 | 0 | 0 | 0 | 0
F6_Commercial_College_Existing_Miscellaneous_Natural Gas_Pool Heater_E1 | F6 | Commercial | College | Existing | Miscellaneous | Natural Gas | Pool Heater | E1 | Utility - Value of Sales | 0.0089403 | 0.0089403 | 0.0089403 | 0.0089403 | 0.0089403 | 0.0089403 | 0.0089403 | 0.0089403 | 0.0089403 | 0.0089403 | 0.0089403 | 0.0089403 | 0.0089403 | 0.0089403 | 0.0089403 | 0.0089403 | 0.0089403 | 0.0089403 | 0.0089403 | 0.0089403 | 0.0089403 | 0.0089403 | 0.0089403 | 0.0089403 | 0.0089403 | 0.0089403 | 0.0089403 | 0.0089403 | 0.0089403 | 0.0089403 | 0.0089403 | 0.0089403 | 0.0089403
F6_Commercial_College_Existing_Miscellaneous_Natural Gas_Pool Heater_E2 | F6 | Commercial | College | Existing | Miscellaneous | Natural Gas | Pool Heater | E2 | Utility - Value of Sales | 0.0075993 | 0.0075993 | 0.0075993 | 0.0075993 | 0.0075993 | 0.0075993 | 0.0075993 | 0.0075993 | 0.0075993 | 0.0075993 | 0.0075993 | 0.0075993 | 0.0075993 | 0.0075993 | 0.0075993 | 0.0075993 | 0.0075993 | 0.0075993 | 0.0075993 | 0.0075993 | 0.0075993 | 0.0075993 | 0.0075993 | 0.0075993 | 0.0075993 | 0.0075993 | 0.0075993 | 0.0075993 | 0.0075993 | 0.0075993 | 0.0075993 | 0.0075993 | 0.0075993
F6_Commercial_College_Existing_Miscellaneous_Natural Gas_Pool Heater_E3 | F6 | Commercial | College | Existing | Miscellaneous | Natural Gas | Pool Heater | E3 | Utility - Value of Sales | 0 | 0 | 0 | 0 | 0 | 0 | 0 | 0 | 0 | 0 | 0 | 0 | 0 | 0 | 0 | 0 | 0 | 0 | 0 | 0 | 0 | 0 | 0 | 0 | 0 | 0 | 0 | 0 | 0 | 0 | 0 | 0 | 0
F6_Commercial_College_Existing_Miscellaneous_Natural Gas_Pool Heater_E4 | F6 | Commercial | College | Existing | Miscellaneous | Natural Gas | Pool Heater | E4 | Utility - Value of Sales | 0 | 0 | 0 | 0 | 0 | 0 | 0 | 0 | 0 | 0 | 0 | 0 | 0 | 0 | 0 | 0 | 0 | 0 | 0 | 0 | 0 | 0 | 0 | 0 | 0 | 0 | 0 | 0 | 0 | 0 | 0 | 0 | 0
F6_Commercial_College_Existing_Miscellaneous_Natural Gas_Pool Heater_E5 | F6 | Commercial | College | Existing | Miscellaneous | Natural Gas | Pool Heater | E5 | Utility - Value of Sales | 0 | 0 | 0 | 0 | 0 | 0 | 0 | 0 | 0 | 0 | 0 | 0 | 0 | 0 | 0 | 0 | 0 | 0 | 0 | 0 | 0 | 0 | 0 | 0 | 0 | 0 | 0 | 0 | 0 | 0 | 0 | 0 | 0
F6_Commercial_College_Existing_Miscellaneous_Natural Gas_Pool Heater_E6 | F6 | Commercial | College | Existing | Miscellaneous | Natural Gas | Pool Heater | E6 | Utility - Value of Sales | 0 | 0 | 0 | 0 | 0 | 0 | 0 | 0 | 0 | 0 | 0 | 0 | 0 | 0 | 0 | 0 | 0 | 0 | 0 | 0 | 0 | 0 | 0 | 0 | 0 | 0 | 0 | 0 | 0 | 0 | 0 | 0 | 0
F6_Commercial_College_Existing_Miscellaneous_Natural Gas_Pool Heater_E7 | F6 | Commercial | College | Existing | Miscellaneous | Natural Gas | Pool Heater | E7 | Utility - Value of Sales | 0 | 0 | 0 | 0 | 0 | 0 | 0 | 0 | 0 | 0 | 0 | 0 | 0 | 0 | 0 | 0 | 0 | 0 | 0 | 0 | 0 | 0 | 0 | 0 | 0 | 0 | 0 | 0 | 0 | 0 | 0 | 0 | 0
F6_Commercial_College_Existing_Miscellaneous_Natural Gas_Pool Heater_E8 | F6 | Commercial | College | Existing | Miscellaneous | Natural Gas | Pool Heater | E8 | Utility - Value of Sales | 0 | 0 | 0 | 0 | 0 | 0 | 0 | 0 | 0 | 0 | 0 | 0 | 0 | 0 | 0 | 0 | 0 | 0 | 0 | 0 | 0 | 0 | 0 | 0 | 0 | 0 | 0 | 0 | 0 | 0 | 0 | 0 | 0
F6_Commercial_College_Existing_Miscellaneous_Natural Gas_Pool Heater_E9 | F6 | Commercial | College | Existing | Miscellaneous | Natural Gas | Pool Heater | E9 | Utility - Value of Sales | 0 | 0 | 0 | 0 | 0 | 0 | 0 | 0 | 0 | 0 | 0 | 0 | 0 | 0 | 0 | 0 | 0 | 0 | 0 | 0 | 0 | 0 | 0 | 0 | 0 | 0 | 0 | 0 | 0 | 0 | 0 | 0 | 0
F6_Commercial_College_Existing_Miscellaneous_Natural Gas_Pool Heater_E10 | F6 | Commercial | College | Existing | Miscellaneous | Natural Gas | Pool Heater | E10 | Utility - Value of Sales | 0 | 0 | 0 | 0 | 0 | 0 | 0 | 0 | 0 | 0 | 0 | 0 | 0 | 0 | 0 | 0 | 0 | 0 | 0 | 0 | 0 | 0 | 0 | 0 | 0 | 0 | 0 | 0 | 0 | 0 | 0 | 0 | 0
F1_Commercial_College_Existing_Miscellaneous_Natural Gas_Miscellaneous_E1 | F1 | Commercial | College | Existing | Miscellaneous | Natural Gas | Miscellaneous | E1 | RVT - Cost of Equipment | 0 | 0 | 0 | 0 | 0 | 0 | 0 | 0 | 0 | 0 | 0 | 0 | 0 | 0 | 0 | 0 | 0 | 0 | 0 | 0 | 0 | 0 | 0 | 0 | 0 | 0 | 0 | 0 | 0 | 0 | 0 | 0 | 0
F1_Commercial_College_Existing_Miscellaneous_Natural Gas_Miscellaneous_E2 | F1 | Commercial | College | Existing | Miscellaneous | Natural Gas | Miscellaneous | E2 | RVT - Cost of Equipment | 0 | 0 | 0 | 0 | 0 | 0 | 0 | 0 | 0 | 0 | 0 | 0 | 0 | 0 | 0 | 0 | 0 | 0 | 0 | 0 | 0 | 0 | 0 | 0 | 0 | 0 | 0 | 0 | 0 | 0 | 0 | 0 | 0
F1_Commercial_College_Existing_Miscellaneous_Natural Gas_Miscellaneous_E3 | F1 | Commercial | College | Existing | Miscellaneous | Natural Gas | Miscellaneous | E3 | RVT - Cost of Equipment | 0 | 0 | 0 | 0 | 0 | 0 | 0 | 0 | 0 | 0 | 0 | 0 | 0 | 0 | 0 | 0 | 0 | 0 | 0 | 0 | 0 | 0 | 0 | 0 | 0 | 0 | 0 | 0 | 0 | 0 | 0 | 0 | 0
F1_Commercial_College_Existing_Miscellaneous_Natural Gas_Miscellaneous_E4 | F1 | Commercial | College | Existing | Miscellaneous | Natural Gas | Miscellaneous | E4 | RVT - Cost of Equipment | 0 | 0 | 0 | 0 | 0 | 0 | 0 | 0 | 0 | 0 | 0 | 0 | 0 | 0 | 0 | 0 | 0 | 0 | 0 | 0 | 0 | 0 | 0 | 0 | 0 | 0 | 0 | 0 | 0 | 0 | 0 | 0 | 0
F1_Commercial_College_Existing_Miscellaneous_Natural Gas_Miscellaneous_E5 | F1 | Commercial | College | Existing | Miscellaneous | Natural Gas | Miscellaneous | E5 | RVT - Cost of Equipment | 0 | 0 | 0 | 0 | 0 | 0 | 0 | 0 | 0 | 0 | 0 | 0 | 0 | 0 | 0 | 0 | 0 | 0 | 0 | 0 | 0 | 0 | 0 | 0 | 0 | 0 | 0 | 0 | 0 | 0 | 0 | 0 | 0
F1_Commercial_College_Existing_Miscellaneous_Natural Gas_Miscellaneous_E6 | F1 | Commercial | College | Existing | Miscellaneous | Natural Gas | Miscellaneous | E6 | RVT - Cost of Equipment | 0 | 0 | 0 | 0 | 0 | 0 | 0 | 0 | 0 | 0 | 0 | 0 | 0 | 0 | 0 | 0 | 0 | 0 | 0 | 0 | 0 | 0 | 0 | 0 | 0 | 0 | 0 | 0 | 0 | 0 | 0 | 0 | 0
F1_Commercial_College_Existing_Miscellaneous_Natural Gas_Miscellaneous_E7 | F1 | Commercial | College | Existing | Miscellaneous | Natural Gas | Miscellaneous | E7 | RVT - Cost of Equipment | 0 | 0 | 0 | 0 | 0 | 0 | 0 | 0 | 0 | 0 | 0 | 0 | 0 | 0 | 0 | 0 | 0 | 0 | 0 | 0 | 0 | 0 | 0 | 0 | 0 | 0 | 0 | 0 | 0 | 0 | 0 | 0 | 0
F1_Commercial_College_Existing_Miscellaneous_Natural Gas_Miscellaneous_E8 | F1 | Commercial | College | Existing | Miscellaneous | Natural Gas | Miscellaneous | E8 | RVT - Cost of Equipment | 0 | 0 | 0 | 0 | 0 | 0 | 0 | 0 | 0 | 0 | 0 | 0 | 0 | 0 | 0 | 0 | 0 | 0 | 0 | 0 | 0 | 0 | 0 | 0 | 0 | 0 | 0 | 0 | 0 | 0 | 0 | 0 | 0
F1_Commercial_College_Existing_Miscellaneous_Natural Gas_Miscellaneous_E9 | F1 | Commercial | College | Existing | Miscellaneous | Natural Gas | Miscellaneous | E9 | RVT - Cost of Equipment | 0 | 0 | 0 | 0 | 0 | 0 | 0 | 0 | 0 | 0 | 0 | 0 | 0 | 0 | 0 | 0 | 0 | 0 | 0 | 0 | 0 | 0 | 0 | 0 | 0 | 0 | 0 | 0 | 0 | 0 | 0 | 0 | 0
F1_Commercial_College_Existing_Miscellaneous_Natural Gas_Miscellaneous_E10 | F1 | Commercial | College | Existing | Miscellaneous | Natural Gas | Miscellaneous | E10 | RVT - Cost of Equipment | 0 | 0 | 0 | 0 | 0 | 0 | 0 | 0 | 0 | 0 | 0 | 0 | 0 | 0 | 0 | 0 | 0 | 0 | 0 | 0 | 0 | 0 | 0 | 0 | 0 | 0 | 0 | 0 | 0 | 0 | 0 | 0 | 0
F2_Commercial_College_Existing_Miscellaneous_Natural Gas_Miscellaneous_E1 | F2 | Commercial | College | Existing | Miscellaneous | Natural Gas | Miscellaneous | E1 | RVT - Cost of Operation | 0 | 0 | 0 | 0 | 0 | 0 | 0 | 0 | 0 | 0 | 0 | 0 | 0 | 0 | 0 | 0 | 0 | 0 | 0 | 0 | 0 | 0 | 0 | 0 | 0 | 0 | 0 | 0 | 0 | 0 | 0 | 0 | 0
F2_Commercial_College_Existing_Miscellaneous_Natural Gas_Miscellaneous_E2 | F2 | Commercial | College | Existing | Miscellaneous | Natural Gas | Miscellaneous | E2 | RVT - Cost of Operation | 0 | 0 | 0 | 0 | 0 | 0 | 0 | 0 | 0 | 0 | 0 | 0 | 0 | 0 | 0 | 0 | 0 | 0 | 0 | 0 | 0 | 0 | 0 | 0 | 0 | 0 | 0 | 0 | 0 | 0 | 0 | 0 | 0
F2_Commercial_College_Existing_Miscellaneous_Natural Gas_Miscellaneous_E3 | F2 | Commercial | College | Existing | Miscellaneous | Natural Gas | Miscellaneous | E3 | RVT - Cost of Operation | 0 | 0 | 0 | 0 | 0 | 0 | 0 | 0 | 0 | 0 | 0 | 0 | 0 | 0 | 0 | 0 | 0 | 0 | 0 | 0 | 0 | 0 | 0 | 0 | 0 | 0 | 0 | 0 | 0 | 0 | 0 | 0 | 0
F2_Commercial_College_Existing_Miscellaneous_Natural Gas_Miscellaneous_E4 | F2 | Commercial | College | Existing | Miscellaneous | Natural Gas | Miscellaneous | E4 | RVT - Cost of Operation | 0 | 0 | 0 | 0 | 0 | 0 | 0 | 0 | 0 | 0 | 0 | 0 | 0 | 0 | 0 | 0 | 0 | 0 | 0 | 0 | 0 | 0 | 0 | 0 | 0 | 0 | 0 | 0 | 0 | 0 | 0 | 0 | 0
F2_Commercial_College_Existing_Miscellaneous_Natural Gas_Miscellaneous_E5 | F2 | Commercial | College | Existing | Miscellaneous | Natural Gas | Miscellaneous | E5 | RVT - Cost of Operation | 0 | 0 | 0 | 0 | 0 | 0 | 0 | 0 | 0 | 0 | 0 | 0 | 0 | 0 | 0 | 0 | 0 | 0 | 0 | 0 | 0 | 0 | 0 | 0 | 0 | 0 | 0 | 0 | 0 | 0 | 0 | 0 | 0
F2_Commercial_College_Existing_Miscellaneous_Natural Gas_Miscellaneous_E6 | F2 | Commercial | College | Existing | Miscellaneous | Natural Gas | Miscellaneous | E6 | RVT - Cost of Operation | 0 | 0 | 0 | 0 | 0 | 0 | 0 | 0 | 0 | 0 | 0 | 0 | 0 | 0 | 0 | 0 | 0 | 0 | 0 | 0 | 0 | 0 | 0 | 0 | 0 | 0 | 0 | 0 | 0 | 0 | 0 | 0 | 0
F2_Commercial_College_Existing_Miscellaneous_Natural Gas_Miscellaneous_E7 | F2 | Commercial | College | Existing | Miscellaneous | Natural Gas | Miscellaneous | E7 | RVT - Cost of Operation | 0 | 0 | 0 | 0 | 0 | 0 | 0 | 0 | 0 | 0 | 0 | 0 | 0 | 0 | 0 | 0 | 0 | 0 | 0 | 0 | 0 | 0 | 0 | 0 | 0 | 0 | 0 | 0 | 0 | 0 | 0 | 0 | 0
F2_Commercial_College_Existing_Miscellaneous_Natural Gas_Miscellaneous_E8 | F2 | Commercial | College | Existing | Miscellaneous | Natural Gas | Miscellaneous | E8 | RVT - Cost of Operation | 0 | 0 | 0 | 0 | 0 | 0 | 0 | 0 | 0 | 0 | 0 | 0 | 0 | 0 | 0 | 0 | 0 | 0 | 0 | 0 | 0 | 0 | 0 | 0 | 0 | 0 | 0 | 0 | 0 | 0 | 0 | 0 | 0
F2_Commercial_College_Existing_Miscellaneous_Natural Gas_Miscellaneous_E9 | F2 | Commercial | College | Existing | Miscellaneous | Natural Gas | Miscellaneous | E9 | RVT - Cost of Operation | 0 | 0 | 0 | 0 | 0 | 0 | 0 | 0 | 0 | 0 | 0 | 0 | 0 | 0 | 0 | 0 | 0 | 0 | 0 | 0 | 0 | 0 | 0 | 0 | 0 | 0 | 0 | 0 | 0 | 0 | 0 | 0 | 0
F2_Commercial_College_Existing_Miscellaneous_Natural Gas_Miscellaneous_E10 | F2 | Commercial | College | Existing | Miscellaneous | Natural Gas | Miscellaneous | E10 | RVT - Cost of Operation | 0 | 0 | 0 | 0 | 0 | 0 | 0 | 0 | 0 | 0 | 0 | 0 | 0 | 0 | 0 | 0 | 0 | 0 | 0 | 0 | 0 | 0 | 0 | 0 | 0 | 0 | 0 | 0 | 0 | 0 | 0 | 0 | 0
F3_Commercial_College_Existing_Miscellaneous_Natural Gas_Miscellaneous_E1 | F3 | Commercial | College | Existing | Miscellaneous | Natural Gas | Miscellaneous | E1 | System - kBTUs of Consumption | 0.0082509 | 0.0082509 | 0.0082509 | 0.0082509 | 0.0082509 | 0.0082509 | 0.0082509 | 0.0082509 | 0.0082509 | 0.0082509 | 0.0082509 | 0.0082509 | 0.0082509 | 0.0082509 | 0.0082509 | 0.0082509 | 0.0082509 | 0.0082509 | 0.0082509 | 0.0082509 | 0.0082509 | 0.0082509 | 0.0082509 | 0.0082509 | 0.0082509 | 0.0082509 | 0.0082509 | 0.0082509 | 0.0082509 | 0.0082509 | 0.0082509 | 0.0082509 | 0.0082509
F3_Commercial_College_Existing_Miscellaneous_Natural Gas_Miscellaneous_E2 | F3 | Commercial | College | Existing | Miscellaneous | Natural Gas | Miscellaneous | E2 | System - kBTUs of Consumption | 0 | 0 | 0 | 0 | 0 | 0 | 0 | 0 | 0 | 0 | 0 | 0 | 0 | 0 | 0 | 0 | 0 | 0 | 0 | 0 | 0 | 0 | 0 | 0 | 0 | 0 | 0 | 0 | 0 | 0 | 0 | 0 | 0
F3_Commercial_College_Existing_Miscellaneous_Natural Gas_Miscellaneous_E3 | F3 | Commercial | College | Existing | Miscellaneous | Natural Gas | Miscellaneous | E3 | System - kBTUs of Consumption | 0 | 0 | 0 | 0 | 0 | 0 | 0 | 0 | 0 | 0 | 0 | 0 | 0 | 0 | 0 | 0 | 0 | 0 | 0 | 0 | 0 | 0 | 0 | 0 | 0 | 0 | 0 | 0 | 0 | 0 | 0 | 0 | 0
F3_Commercial_College_Existing_Miscellaneous_Natural Gas_Miscellaneous_E4 | F3 | Commercial | College | Existing | Miscellaneous | Natural Gas | Miscellaneous | E4 | System - kBTUs of Consumption | 0 | 0 | 0 | 0 | 0 | 0 | 0 | 0 | 0 | 0 | 0 | 0 | 0 | 0 | 0 | 0 | 0 | 0 | 0 | 0 | 0 | 0 | 0 | 0 | 0 | 0 | 0 | 0 | 0 | 0 | 0 | 0 | 0
F3_Commercial_College_Existing_Miscellaneous_Natural Gas_Miscellaneous_E5 | F3 | Commercial | College | Existing | Miscellaneous | Natural Gas | Miscellaneous | E5 | System - kBTUs of Consumption | 0 | 0 | 0 | 0 | 0 | 0 | 0 | 0 | 0 | 0 | 0 | 0 | 0 | 0 | 0 | 0 | 0 | 0 | 0 | 0 | 0 | 0 | 0 | 0 | 0 | 0 | 0 | 0 | 0 | 0 | 0 | 0 | 0
F3_Commercial_College_Existing_Miscellaneous_Natural Gas_Miscellaneous_E6 | F3 | Commercial | College | Existing | Miscellaneous | Natural Gas | Miscellaneous | E6 | System - kBTUs of Consumption | 0 | 0 | 0 | 0 | 0 | 0 | 0 | 0 | 0 | 0 | 0 | 0 | 0 | 0 | 0 | 0 | 0 | 0 | 0 | 0 | 0 | 0 | 0 | 0 | 0 | 0 | 0 | 0 | 0 | 0 | 0 | 0 | 0
F3_Commercial_College_Existing_Miscellaneous_Natural Gas_Miscellaneous_E7 | F3 | Commercial | College | Existing | Miscellaneous | Natural Gas | Miscellaneous | E7 | System - kBTUs of Consumption | 0 | 0 | 0 | 0 | 0 | 0 | 0 | 0 | 0 | 0 | 0 | 0 | 0 | 0 | 0 | 0 | 0 | 0 | 0 | 0 | 0 | 0 | 0 | 0 | 0 | 0 | 0 | 0 | 0 | 0 | 0 | 0 | 0
F3_Commercial_College_Existing_Miscellaneous_Natural Gas_Miscellaneous_E8 | F3 | Commercial | College | Existing | Miscellaneous | Natural Gas | Miscellaneous | E8 | System - kBTUs of Consumption | 0 | 0 | 0 | 0 | 0 | 0 | 0 | 0 | 0 | 0 | 0 | 0 | 0 | 0 | 0 | 0 | 0 | 0 | 0 | 0 | 0 | 0 | 0 | 0 | 0 | 0 | 0 | 0 | 0 | 0 | 0 | 0 | 0
F3_Commercial_College_Existing_Miscellaneous_Natural Gas_Miscellaneous_E9 | F3 | Commercial | College | Existing | Miscellaneous | Natural Gas | Miscellaneous | E9 | System - kBTUs of Consumption | 0 | 0 | 0 | 0 | 0 | 0 | 0 | 0 | 0 | 0 | 0 | 0 | 0 | 0 | 0 | 0 | 0 | 0 | 0 | 0 | 0 | 0 | 0 | 0 | 0 | 0 | 0 | 0 | 0 | 0 | 0 | 0 | 0
F3_Commercial_College_Existing_Miscellaneous_Natural Gas_Miscellaneous_E10 | F3 | Commercial | College | Existing | Miscellaneous | Natural Gas | Miscellaneous | E10 | System - kBTUs of Consumption | 0 | 0 | 0 | 0 | 0 | 0 | 0 | 0 | 0 | 0 | 0 | 0 | 0 | 0 | 0 | 0 | 0 | 0 | 0 | 0 | 0 | 0 | 0 | 0 | 0 | 0 | 0 | 0 | 0 | 0 | 0 | 0 | 0
F4_Commercial_College_Existing_Miscellaneous_Natural Gas_Miscellaneous_E1 | F4 | Commercial | College | Existing | Miscellaneous | Natural Gas | Miscellaneous | E1 | Utility - Cost of Equipment | 0 | 0 | 0 | 0 | 0 | 0 | 0 | 0 | 0 | 0 | 0 | 0 | 0 | 0 | 0 | 0 | 0 | 0 | 0 | 0 | 0 | 0 | 0 | 0 | 0 | 0 | 0 | 0 | 0 | 0 | 0 | 0 | 0
F4_Commercial_College_Existing_Miscellaneous_Natural Gas_Miscellaneous_E2 | F4 | Commercial | College | Existing | Miscellaneous | Natural Gas | Miscellaneous | E2 | Utility - Cost of Equipment | 0 | 0 | 0 | 0 | 0 | 0 | 0 | 0 | 0 | 0 | 0 | 0 | 0 | 0 | 0 | 0 | 0 | 0 | 0 | 0 | 0 | 0 | 0 | 0 | 0 | 0 | 0 | 0 | 0 | 0 | 0 | 0 | 0
F4_Commercial_College_Existing_Miscellaneous_Natural Gas_Miscellaneous_E3 | F4 | Commercial | College | Existing | Miscellaneous | Natural Gas | Miscellaneous | E3 | Utility - Cost of Equipment | 0 | 0 | 0 | 0 | 0 | 0 | 0 | 0 | 0 | 0 | 0 | 0 | 0 | 0 | 0 | 0 | 0 | 0 | 0 | 0 | 0 | 0 | 0 | 0 | 0 | 0 | 0 | 0 | 0 | 0 | 0 | 0 | 0
F4_Commercial_College_Existing_Miscellaneous_Natural Gas_Miscellaneous_E4 | F4 | Commercial | College | Existing | Miscellaneous | Natural Gas | Miscellaneous | E4 | Utility - Cost of Equipment | 0 | 0 | 0 | 0 | 0 | 0 | 0 | 0 | 0 | 0 | 0 | 0 | 0 | 0 | 0 | 0 | 0 | 0 | 0 | 0 | 0 | 0 | 0 | 0 | 0 | 0 | 0 | 0 | 0 | 0 | 0 | 0 | 0
F4_Commercial_College_Existing_Miscellaneous_Natural Gas_Miscellaneous_E5 | F4 | Commercial | College | Existing | Miscellaneous | Natural Gas | Miscellaneous | E5 | Utility - Cost of Equipment | 0 | 0 | 0 | 0 | 0 | 0 | 0 | 0 | 0 | 0 | 0 | 0 | 0 | 0 | 0 | 0 | 0 | 0 | 0 | 0 | 0 | 0 | 0 | 0 | 0 | 0 | 0 | 0 | 0 | 0 | 0 | 0 | 0
F4_Commercial_College_Existing_Miscellaneous_Natural Gas_Miscellaneous_E6 | F4 | Commercial | College | Existing | Miscellaneous | Natural Gas | Miscellaneous | E6 | Utility - Cost of Equipment | 0 | 0 | 0 | 0 | 0 | 0 | 0 | 0 | 0 | 0 | 0 | 0 | 0 | 0 | 0 | 0 | 0 | 0 | 0 | 0 | 0 | 0 | 0 | 0 | 0 | 0 | 0 | 0 | 0 | 0 | 0 | 0 | 0
F4_Commercial_College_Existing_Miscellaneous_Natural Gas_Miscellaneous_E7 | F4 | Commercial | College | Existing | Miscellaneous | Natural Gas | Miscellaneous | E7 | Utility - Cost of Equipment | 0 | 0 | 0 | 0 | 0 | 0 | 0 | 0 | 0 | 0 | 0 | 0 | 0 | 0 | 0 | 0 | 0 | 0 | 0 | 0 | 0 | 0 | 0 | 0 | 0 | 0 | 0 | 0 | 0 | 0 | 0 | 0 | 0
F4_Commercial_College_Existing_Miscellaneous_Natural Gas_Miscellaneous_E8 | F4 | Commercial | College | Existing | Miscellaneous | Natural Gas | Miscellaneous | E8 | Utility - Cost of Equipment | 0 | 0 | 0 | 0 | 0 | 0 | 0 | 0 | 0 | 0 | 0 | 0 | 0 | 0 | 0 | 0 | 0 | 0 | 0 | 0 | 0 | 0 | 0 | 0 | 0 | 0 | 0 | 0 | 0 | 0 | 0 | 0 | 0
F4_Commercial_College_Existing_Miscellaneous_Natural Gas_Miscellaneous_E9 | F4 | Commercial | College | Existing | Miscellaneous | Natural Gas | Miscellaneous | E9 | Utility - Cost of Equipment | 0 | 0 | 0 | 0 | 0 | 0 | 0 | 0 | 0 | 0 | 0 | 0 | 0 | 0 | 0 | 0 | 0 | 0 | 0 | 0 | 0 | 0 | 0 | 0 | 0 | 0 | 0 | 0 | 0 | 0 | 0 | 0 | 0
F4_Commercial_College_Existing_Miscellaneous_Natural Gas_Miscellaneous_E10 | F4 | Commercial | College | Existing | Miscellaneous | Natural Gas | Miscellaneous | E10 | Utility - Cost of Equipment | 0 | 0 | 0 | 0 | 0 | 0 | 0 | 0 | 0 | 0 | 0 | 0 | 0 | 0 | 0 | 0 | 0 | 0 | 0 | 0 | 0 | 0 | 0 | 0 | 0 | 0 | 0 | 0 | 0 | 0 | 0 | 0 | 0
F5_Commercial_College_Existing_Miscellaneous_Natural Gas_Miscellaneous_E1 | F5 | Commercial | College | Existing | Miscellaneous | Natural Gas | Miscellaneous | E1 | Utility - Cost of Operation | 0.0082509 | 0.0082509 | 0.0082509 | 0.0082509 | 0.0082509 | 0.0082509 | 0.0082509 | 0.0082509 | 0.0082509 | 0.0082509 | 0.0082509 | 0.0082509 | 0.0082509 | 0.0082509 | 0.0082509 | 0.0082509 | 0.0082509 | 0.0082509 | 0.0082509 | 0.0082509 | 0.0082509 | 0.0082509 | 0.0082509 | 0.0082509 | 0.0082509 | 0.0082509 | 0.0082509 | 0.0082509 | 0.0082509 | 0.0082509 | 0.0082509 | 0.0082509 | 0.0082509
F5_Commercial_College_Existing_Miscellaneous_Natural Gas_Miscellaneous_E2 | F5 | Commercial | College | Existing | Miscellaneous | Natural Gas | Miscellaneous | E2 | Utility - Cost of Operation | 0 | 0 | 0 | 0 | 0 | 0 | 0 | 0 | 0 | 0 | 0 | 0 | 0 | 0 | 0 | 0 | 0 | 0 | 0 | 0 | 0 | 0 | 0 | 0 | 0 | 0 | 0 | 0 | 0 | 0 | 0 | 0 | 0
F5_Commercial_College_Existing_Miscellaneous_Natural Gas_Miscellaneous_E3 | F5 | Commercial | College | Existing | Miscellaneous | Natural Gas | Miscellaneous | E3 | Utility - Cost of Operation | 0 | 0 | 0 | 0 | 0 | 0 | 0 | 0 | 0 | 0 | 0 | 0 | 0 | 0 | 0 | 0 | 0 | 0 | 0 | 0 | 0 | 0 | 0 | 0 | 0 | 0 | 0 | 0 | 0 | 0 | 0 | 0 | 0
F5_Commercial_College_Existing_Miscellaneous_Natural Gas_Miscellaneous_E4 | F5 | Commercial | College | Existing | Miscellaneous | Natural Gas | Miscellaneous | E4 | Utility - Cost of Operation | 0 | 0 | 0 | 0 | 0 | 0 | 0 | 0 | 0 | 0 | 0 | 0 | 0 | 0 | 0 | 0 | 0 | 0 | 0 | 0 | 0 | 0 | 0 | 0 | 0 | 0 | 0 | 0 | 0 | 0 | 0 | 0 | 0
F5_Commercial_College_Existing_Miscellaneous_Natural Gas_Miscellaneous_E5 | F5 | Commercial | College | Existing | Miscellaneous | Natural Gas | Miscellaneous | E5 | Utility - Cost of Operation | 0 | 0 | 0 | 0 | 0 | 0 | 0 | 0 | 0 | 0 | 0 | 0 | 0 | 0 | 0 | 0 | 0 | 0 | 0 | 0 | 0 | 0 | 0 | 0 | 0 | 0 | 0 | 0 | 0 | 0 | 0 | 0 | 0
F5_Commercial_College_Existing_Miscellaneous_Natural Gas_Miscellaneous_E6 | F5 | Commercial | College | Existing | Miscellaneous | Natural Gas | Miscellaneous | E6 | Utility - Cost of Operation | 0 | 0 | 0 | 0 | 0 | 0 | 0 | 0 | 0 | 0 | 0 | 0 | 0 | 0 | 0 | 0 | 0 | 0 | 0 | 0 | 0 | 0 | 0 | 0 | 0 | 0 | 0 | 0 | 0 | 0 | 0 | 0 | 0
F5_Commercial_College_Existing_Miscellaneous_Natural Gas_Miscellaneous_E7 | F5 | Commercial | College | Existing | Miscellaneous | Natural Gas | Miscellaneous | E7 | Utility - Cost of Operation | 0 | 0 | 0 | 0 | 0 | 0 | 0 | 0 | 0 | 0 | 0 | 0 | 0 | 0 | 0 | 0 | 0 | 0 | 0 | 0 | 0 | 0 | 0 | 0 | 0 | 0 | 0 | 0 | 0 | 0 | 0 | 0 | 0
F5_Commercial_College_Existing_Miscellaneous_Natural Gas_Miscellaneous_E8 | F5 | Commercial | College | Existing | Miscellaneous | Natural Gas | Miscellaneous | E8 | Utility - Cost of Operation | 0 | 0 | 0 | 0 | 0 | 0 | 0 | 0 | 0 | 0 | 0 | 0 | 0 | 0 | 0 | 0 | 0 | 0 | 0 | 0 | 0 | 0 | 0 | 0 | 0 | 0 | 0 | 0 | 0 | 0 | 0 | 0 | 0
F5_Commercial_College_Existing_Miscellaneous_Natural Gas_Miscellaneous_E9 | F5 | Commercial | College | Existing | Miscellaneous | Natural Gas | Miscellaneous | E9 | Utility - Cost of Operation | 0 | 0 | 0 | 0 | 0 | 0 | 0 | 0 | 0 | 0 | 0 | 0 | 0 | 0 | 0 | 0 | 0 | 0 | 0 | 0 | 0 | 0 | 0 | 0 | 0 | 0 | 0 | 0 | 0 | 0 | 0 | 0 | 0
F5_Commercial_College_Existing_Miscellaneous_Natural Gas_Miscellaneous_E10 | F5 | Commercial | College | Existing | Miscellaneous | Natural Gas | Miscellaneous | E10 | Utility - Cost of Operation | 0 | 0 | 0 | 0 | 0 | 0 | 0 | 0 | 0 | 0 | 0 | 0 | 0 | 0 | 0 | 0 | 0 | 0 | 0 | 0 | 0 | 0 | 0 | 0 | 0 | 0 | 0 | 0 | 0 | 0 | 0 | 0 | 0
F6_Commercial_College_Existing_Miscellaneous_Natural Gas_Miscellaneous_E1 | F6 | Commercial | College | Existing | Miscellaneous | Natural Gas | Miscellaneous | E1 | Utility - Value of Sales | 0.034582 | 0.034582 | 0.034582 | 0.034582 | 0.034582 | 0.034582 | 0.034582 | 0.034582 | 0.034582 | 0.034582 | 0.034582 | 0.034582 | 0.034582 | 0.034582 | 0.034582 | 0.034582 | 0.034582 | 0.034582 | 0.034582 | 0.034582 | 0.034582 | 0.034582 | 0.034582 | 0.034582 | 0.034582 | 0.034582 | 0.034582 | 0.034582 | 0.034582 | 0.034582 | 0.034582 | 0.034582 | 0.034582
F6_Commercial_College_Existing_Miscellaneous_Natural Gas_Miscellaneous_E2 | F6 | Commercial | College | Existing | Miscellaneous | Natural Gas | Miscellaneous | E2 | Utility - Value of Sales | 0 | 0 | 0 | 0 | 0 | 0 | 0 | 0 | 0 | 0 | 0 | 0 | 0 | 0 | 0 | 0 | 0 | 0 | 0 | 0 | 0 | 0 | 0 | 0 | 0 | 0 | 0 | 0 | 0 | 0 | 0 | 0 | 0
F6_Commercial_College_Existing_Miscellaneous_Natural Gas_Miscellaneous_E3 | F6 | Commercial | College | Existing | Miscellaneous | Natural Gas | Miscellaneous | E3 | Utility - Value of Sales | 0 | 0 | 0 | 0 | 0 | 0 | 0 | 0 | 0 | 0 | 0 | 0 | 0 | 0 | 0 | 0 | 0 | 0 | 0 | 0 | 0 | 0 | 0 | 0 | 0 | 0 | 0 | 0 | 0 | 0 | 0 | 0 | 0
F6_Commercial_College_Existing_Miscellaneous_Natural Gas_Miscellaneous_E4 | F6 | Commercial | College | Existing | Miscellaneous | Natural Gas | Miscellaneous | E4 | Utility - Value of Sales | 0 | 0 | 0 | 0 | 0 | 0 | 0 | 0 | 0 | 0 | 0 | 0 | 0 | 0 | 0 | 0 | 0 | 0 | 0 | 0 | 0 | 0 | 0 | 0 | 0 | 0 | 0 | 0 | 0 | 0 | 0 | 0 | 0
F6_Commercial_College_Existing_Miscellaneous_Natural Gas_Miscellaneous_E5 | F6 | Commercial | College | Existing | Miscellaneous | Natural Gas | Miscellaneous | E5 | Utility - Value of Sales | 0 | 0 | 0 | 0 | 0 | 0 | 0 | 0 | 0 | 0 | 0 | 0 | 0 | 0 | 0 | 0 | 0 | 0 | 0 | 0 | 0 | 0 | 0 | 0 | 0 | 0 | 0 | 0 | 0 | 0 | 0 | 0 | 0
F6_Commercial_College_Existing_Miscellaneous_Natural Gas_Miscellaneous_E6 | F6 | Commercial | College | Existing | Miscellaneous | Natural Gas | Miscellaneous | E6 | Utility - Value of Sales | 0 | 0 | 0 | 0 | 0 | 0 | 0 | 0 | 0 | 0 | 0 | 0 | 0 | 0 | 0 | 0 | 0 | 0 | 0 | 0 | 0 | 0 | 0 | 0 | 0 | 0 | 0 | 0 | 0 | 0 | 0 | 0 | 0
F6_Commercial_College_Existing_Miscellaneous_Natural Gas_Miscellaneous_E7 | F6 | Commercial | College | Existing | Miscellaneous | Natural Gas | Miscellaneous | E7 | Utility - Value of Sales | 0 | 0 | 0 | 0 | 0 | 0 | 0 | 0 | 0 | 0 | 0 | 0 | 0 | 0 | 0 | 0 | 0 | 0 | 0 | 0 | 0 | 0 | 0 | 0 | 0 | 0 | 0 | 0 | 0 | 0 | 0 | 0 | 0
F6_Commercial_College_Existing_Miscellaneous_Natural Gas_Miscellaneous_E8 | F6 | Commercial | College | Existing | Miscellaneous | Natural Gas | Miscellaneous | E8 | Utility - Value of Sales | 0 | 0 | 0 | 0 | 0 | 0 | 0 | 0 | 0 | 0 | 0 | 0 | 0 | 0 | 0 | 0 | 0 | 0 | 0 | 0 | 0 | 0 | 0 | 0 | 0 | 0 | 0 | 0 | 0 | 0 | 0 | 0 | 0
F6_Commercial_College_Existing_Miscellaneous_Natural Gas_Miscellaneous_E9 | F6 | Commercial | College | Existing | Miscellaneous | Natural Gas | Miscellaneous | E9 | Utility - Value of Sales | 0 | 0 | 0 | 0 | 0 | 0 | 0 | 0 | 0 | 0 | 0 | 0 | 0 | 0 | 0 | 0 | 0 | 0 | 0 | 0 | 0 | 0 | 0 | 0 | 0 | 0 | 0 | 0 | 0 | 0 | 0 | 0 | 0
F6_Commercial_College_Existing_Miscellaneous_Natural Gas_Miscellaneous_E10 | F6 | Commercial | College | Existing | Miscellaneous | Natural Gas | Miscellaneous | E10 | Utility - Value of Sales | 0 | 0 | 0 | 0 | 0 | 0 | 0 | 0 | 0 | 0 | 0 | 0 | 0 | 0 | 0 | 0 | 0 | 0 | 0 | 0 | 0 | 0 | 0 | 0 | 0 | 0 | 0 | 0 | 0 | 0 | 0 | 0 | 0
F1_Commercial_College_New_Space Heating_Natural Gas_Furnace_E1 | F1 | Commercial | College | New | Space Heating | Natural Gas | Furnace | E1 | RVT - Cost of Equipment | 0.3439 | 0.3442 | 0.34454 | 0.34504 | 0.34575 | 0.34683 | 0.34759 | 0.34817 | 0.34882 | 0.34943 | 0.34984 | 0.3501 | 0.35032 | 0.35053 | 0.3508 | 0.35091 | 0.3511 | 0.35146 | 0.35185 | 0.35229 | 0.35282 | 0.35326 | 0.3536 | 0.35387 | 0.35404 | 0.35409 | 0.354 | 0.35381 | 0.35366 | 0.35358 | 0.35364 | 0.35366 | 0.35366
F1_Commercial_College_New_Space Heating_Natural Gas_Furnace_E2 | F1 | Commercial | College | New | Space Heating | Natural Gas | Furnace | E2 | RVT - Cost of Equipment | 0.3057 | 0.30597 | 0.30627 | 0.30671 | 0.30735 | 0.30831 | 0.30898 | 0.3095 | 0.31008 | 0.31062 | 0.31099 | 0.31121 | 0.31142 | 0.3116 | 0.31184 | 0.31194 | 0.31211 | 0.31243 | 0.31277 | 0.31316 | 0.31363 | 0.31402 | 0.31433 | 0.31456 | 0.31472 | 0.31476 | 0.31468 | 0.31451 | 0.31438 | 0.31431 | 0.31436 | 0.31438 | 0.31438
F1_Commercial_College_New_Space Heating_Natural Gas_Furnace_E3 | F1 | Commercial | College | New | Space Heating | Natural Gas | Furnace | E3 | RVT - Cost of Equipment | 0.28658 | 0.28684 | 0.28711 | 0.28753 | 0.28812 | 0.28902 | 0.28966 | 0.29014 | 0.29069 | 0.29119 | 0.29153 | 0.29175 | 0.29194 | 0.29211 | 0.29233 | 0.29243 | 0.29258 | 0.29289 | 0.2932 | 0.29358 | 0.29402 | 0.29438 | 0.29467 | 0.29489 | 0.29503 | 0.29507 | 0.295 | 0.29484 | 0.29471 | 0.29465 | 0.2947 | 0.29471 | 0.29471
F1_Commercial_College_New_Space Heating_Natural Gas_Furnace_E4 | F1 | Commercial | College | New | Space Heating | Natural Gas | Furnace | E4 | RVT - Cost of Equipment | 0.28451 | 0.28476 | 0.28502 | 0.28544 | 0.28608 | 0.28711 | 0.28778 | 0.28826 | 0.28883 | 0.28937 | 0.28972 | 0.28994 | 0.29016 | 0.29038 | 0.29068 | 0.29082 | 0.29106 | 0.29147 | 0.2919 | 0.29238 | 0.29295 | 0.29343 | 0.29381 | 0.29409 | 0.29428 | 0.29434 | 0.29424 | 0.29403 | 0.29387 | 0.29379 | 0.29384 | 0.29387 | 0.29387
F1_Commercial_College_New_Space Heating_Natural Gas_Furnace_E5 | F1 | Commercial | College | New | Space Heating | Natural Gas | Furnace | E5 | RVT - Cost of Equipment | 0 | 0 | 0 | 0 | 0 | 0 | 0 | 0 | 0 | 0 | 0 | 0 | 0 | 0 | 0 | 0 | 0 | 0 | 0 | 0 | 0 | 0 | 0 | 0 | 0 | 0 | 0 | 0 | 0 | 0 | 0 | 0 | 0
F1_Commercial_College_New_Space Heating_Natural Gas_Furnace_E6 | F1 | Commercial | College | New | Space Heating | Natural Gas | Furnace | E6 | RVT - Cost of Equipment | 0 | 0 | 0 | 0 | 0 | 0 | 0 | 0 | 0 | 0 | 0 | 0 | 0 | 0 | 0 | 0 | 0 | 0 | 0 | 0 | 0 | 0 | 0 | 0 | 0 | 0 | 0 | 0 | 0 | 0 | 0 | 0 | 0
F1_Commercial_College_New_Space Heating_Natural Gas_Furnace_E7 | F1 | Commercial | College | New | Space Heating | Natural Gas | Furnace | E7 | RVT - Cost of Equipment | 0 | 0 | 0 | 0 | 0 | 0 | 0 | 0 | 0 | 0 | 0 | 0 | 0 | 0 | 0 | 0 | 0 | 0 | 0 | 0 | 0 | 0 | 0 | 0 | 0 | 0 | 0 | 0 | 0 | 0 | 0 | 0 | 0
F1_Commercial_College_New_Space Heating_Natural Gas_Furnace_E8 | F1 | Commercial | College | New | Space Heating | Natural Gas | Furnace | E8 | RVT - Cost of Equipment | 0 | 0 | 0 | 0 | 0 | 0 | 0 | 0 | 0 | 0 | 0 | 0 | 0 | 0 | 0 | 0 | 0 | 0 | 0 | 0 | 0 | 0 | 0 | 0 | 0 | 0 | 0 | 0 | 0 | 0 | 0 | 0 | 0
F1_Commercial_College_New_Space Heating_Natural Gas_Furnace_E9 | F1 | Commercial | College | New | Space Heating | Natural Gas | Furnace | E9 | RVT - Cost of Equipment | 0 | 0 | 0 | 0 | 0 | 0 | 0 | 0 | 0 | 0 | 0 | 0 | 0 | 0 | 0 | 0 | 0 | 0 | 0 | 0 | 0 | 0 | 0 | 0 | 0 | 0 | 0 | 0 | 0 | 0 | 0 | 0 | 0
F1_Commercial_College_New_Space Heating_Natural Gas_Furnace_E10 | F1 | Commercial | College | New | Space Heating | Natural Gas | Furnace | E10 | RVT - Cost of Equipment | 0 | 0 | 0 | 0 | 0 | 0 | 0 | 0 | 0 | 0 | 0 | 0 | 0 | 0 | 0 | 0 | 0 | 0 | 0 | 0 | 0 | 0 | 0 | 0 | 0 | 0 | 0 | 0 | 0 | 0 | 0 | 0 | 0
F2_Commercial_College_New_Space Heating_Natural Gas_Furnace_E1 | F2 | Commercial | College | New | Space Heating | Natural Gas | Furnace | E1 | RVT - Cost of Operation | 0.41201 | 0.41238 | 0.41278 | 0.41338 | 0.41423 | 0.41552 | 0.41643 | 0.41713 | 0.41791 | 0.41864 | 0.41913 | 0.41944 | 0.41971 | 0.41996 | 0.42028 | 0.42041 | 0.42064 | 0.42108 | 0.42153 | 0.42207 | 0.4227 | 0.42323 | 0.42364 | 0.42395 | 0.42416 | 0.42422 | 0.42411 | 0.42388 | 0.4237 | 0.42362 | 0.42368 | 0.4237 | 0.4237
F2_Commercial_College_New_Space Heating_Natural Gas_Furnace_E2 | F2 | Commercial | College | New | Space Heating | Natural Gas | Furnace | E2 | RVT - Cost of Operation | 0.36625 | 0.36658 | 0.36693 | 0.36746 | 0.36822 | 0.36937 | 0.37018 | 0.3708 | 0.3715 | 0.37214 | 0.37258 | 0.37285 | 0.3731 | 0.37332 | 0.3736 | 0.37372 | 0.37392 | 0.37431 | 0.37472 | 0.37519 | 0.37575 | 0.37622 | 0.37659 | 0.37687 | 0.37705 | 0.3771 | 0.37701 | 0.3768 | 0.37664 | 0.37657 | 0.37662 | 0.37664 | 0.37664
F2_Commercial_College_New_Space Heating_Natural Gas_Furnace_E3 | F2 | Commercial | College | New | Space Heating | Natural Gas | Furnace | E3 | RVT - Cost of Operation | 0.34334 | 0.34365 | 0.34398 | 0.34448 | 0.34519 | 0.34627 | 0.34703 | 0.34761 | 0.34826 | 0.34886 | 0.34928 | 0.34953 | 0.34976 | 0.34997 | 0.35023 | 0.35034 | 0.35054 | 0.3509 | 0.35128 | 0.35172 | 0.35225 | 0.35269 | 0.35303 | 0.35329 | 0.35347 | 0.35352 | 0.35343 | 0.35324 | 0.35309 | 0.35301 | 0.35307 | 0.35309 | 0.35309
F2_Commercial_College_New_Space Heating_Natural Gas_Furnace_E4 | F2 | Commercial | College | New | Space Heating | Natural Gas | Furnace | E4 | RVT - Cost of Operation | 0.34086 | 0.34116 | 0.34147 | 0.34198 | 0.34274 | 0.34398 | 0.34478 | 0.34536 | 0.34604 | 0.34668 | 0.34711 | 0.34737 | 0.34763 | 0.34789 | 0.34826 | 0.34843 | 0.34871 | 0.3492 | 0.34971 | 0.3503 | 0.35098 | 0.35155 | 0.352 | 0.35234 | 0.35257 | 0.35263 | 0.35251 | 0.35227 | 0.35207 | 0.35197 | 0.35204 | 0.35207 | 0.35207
F2_Commercial_College_New_Space Heating_Natural Gas_Furnace_E5 | F2 | Commercial | College | New | Space Heating | Natural Gas | Furnace | E5 | RVT - Cost of Operation | 0 | 0 | 0 | 0 | 0 | 0 | 0 | 0 | 0 | 0 | 0 | 0 | 0 | 0 | 0 | 0 | 0 | 0 | 0 | 0 | 0 | 0 | 0 | 0 | 0 | 0 | 0 | 0 | 0 | 0 | 0 | 0 | 0
F2_Commercial_College_New_Space Heating_Natural Gas_Furnace_E6 | F2 | Commercial | College | New | Space Heating | Natural Gas | Furnace | E6 | RVT - Cost of Operation | 0 | 0 | 0 | 0 | 0 | 0 | 0 | 0 | 0 | 0 | 0 | 0 | 0 | 0 | 0 | 0 | 0 | 0 | 0 | 0 | 0 | 0 | 0 | 0 | 0 | 0 | 0 | 0 | 0 | 0 | 0 | 0 | 0
F2_Commercial_College_New_Space Heating_Natural Gas_Furnace_E7 | F2 | Commercial | College | New | Space Heating | Natural Gas | Furnace | E7 | RVT - Cost of Operation | 0 | 0 | 0 | 0 | 0 | 0 | 0 | 0 | 0 | 0 | 0 | 0 | 0 | 0 | 0 | 0 | 0 | 0 | 0 | 0 | 0 | 0 | 0 | 0 | 0 | 0 | 0 | 0 | 0 | 0 | 0 | 0 | 0
F2_Commercial_College_New_Space Heating_Natural Gas_Furnace_E8 | F2 | Commercial | College | New | Space Heating | Natural Gas | Furnace | E8 | RVT - Cost of Operation | 0 | 0 | 0 | 0 | 0 | 0 | 0 | 0 | 0 | 0 | 0 | 0 | 0 | 0 | 0 | 0 | 0 | 0 | 0 | 0 | 0 | 0 | 0 | 0 | 0 | 0 | 0 | 0 | 0 | 0 | 0 | 0 | 0
F2_Commercial_College_New_Space Heating_Natural Gas_Furnace_E9 | F2 | Commercial | College | New | Space Heating | Natural Gas | Furnace | E9 | RVT - Cost of Operation | 0 | 0 | 0 | 0 | 0 | 0 | 0 | 0 | 0 | 0 | 0 | 0 | 0 | 0 | 0 | 0 | 0 | 0 | 0 | 0 | 0 | 0 | 0 | 0 | 0 | 0 | 0 | 0 | 0 | 0 | 0 | 0 | 0
F2_Commercial_College_New_Space Heating_Natural Gas_Furnace_E10 | F2 | Commercial | College | New | Space Heating | Natural Gas | Furnace | E10 | RVT - Cost of Operation | 0 | 0 | 0 | 0 | 0 | 0 | 0 | 0 | 0 | 0 | 0 | 0 | 0 | 0 | 0 | 0 | 0 | 0 | 0 | 0 | 0 | 0 | 0 | 0 | 0 | 0 | 0 | 0 | 0 | 0 | 0 | 0 | 0
F3_Commercial_College_New_Space Heating_Natural Gas_Furnace_E1 | F3 | Commercial | College | New | Space Heating | Natural Gas | Furnace | E1 | System - kBTUs of Consumption | 0.039593 | 0.039593 | 0.039593 | 0.039593 | 0.039593 | 0.039593 | 0.039593 | 0.039593 | 0.039593 | 0.039593 | 0.039593 | 0.039593 | 0.039593 | 0.039593 | 0.039593 | 0.039593 | 0.039593 | 0.039593 | 0.039593 | 0.039593 | 0.039593 | 0.039593 | 0.039593 | 0.039593 | 0.039593 | 0.039593 | 0.039593 | 0.039593 | 0.039593 | 0.039593 | 0.039593 | 0.039593 | 0.039593
F3_Commercial_College_New_Space Heating_Natural Gas_Furnace_E2 | F3 | Commercial | College | New | Space Heating | Natural Gas | Furnace | E2 | System - kBTUs of Consumption | 0.048174 | 0.048174 | 0.048174 | 0.048174 | 0.048174 | 0.048174 | 0.048174 | 0.048174 | 0.048174 | 0.048174 | 0.048174 | 0.048174 | 0.048174 | 0.048174 | 0.048174 | 0.048174 | 0.048174 | 0.048174 | 0.048174 | 0.048174 | 0.048174 | 0.048174 | 0.048174 | 0.048174 | 0.048174 | 0.048174 | 0.048174 | 0.048174 | 0.048174 | 0.048174 | 0.048174 | 0.048174 | 0.048174
F3_Commercial_College_New_Space Heating_Natural Gas_Furnace_E3 | F3 | Commercial | College | New | Space Heating | Natural Gas | Furnace | E3 | System - kBTUs of Consumption | 0.056754 | 0.056754 | 0.056754 | 0.056754 | 0.056754 | 0.056754 | 0.056754 | 0.056754 | 0.056754 | 0.056754 | 0.056754 | 0.056754 | 0.056754 | 0.056754 | 0.056754 | 0.056754 | 0.056754 | 0.056754 | 0.056754 | 0.056754 | 0.056754 | 0.056754 | 0.056754 | 0.056754 | 0.056754 | 0.056754 | 0.056754 | 0.056754 | 0.056754 | 0.056754 | 0.056754 | 0.056754 | 0.056754
F3_Commercial_College_New_Space Heating_Natural Gas_Furnace_E4 | F3 | Commercial | College | New | Space Heating | Natural Gas | Furnace | E4 | System - kBTUs of Consumption | 1.1222 | 1.1222 | 1.1222 | 1.1222 | 1.1222 | 1.1222 | 1.1222 | 1.1222 | 1.1222 | 1.1222 | 1.1222 | 1.1222 | 1.1222 | 1.1222 | 1.1222 | 1.1222 | 1.1222 | 1.1222 | 1.1222 | 1.1222 | 1.1222 | 1.1222 | 1.1222 | 1.1222 | 1.1222 | 1.1222 | 1.1222 | 1.1222 | 1.1222 | 1.1222 | 1.1222 | 1.1222 | 1.1222
F3_Commercial_College_New_Space Heating_Natural Gas_Furnace_E5 | F3 | Commercial | College | New | Space Heating | Natural Gas | Furnace | E5 | System - kBTUs of Consumption | 0 | 0 | 0 | 0 | 0 | 0 | 0 | 0 | 0 | 0 | 0 | 0 | 0 | 0 | 0 | 0 | 0 | 0 | 0 | 0 | 0 | 0 | 0 | 0 | 0 | 0 | 0 | 0 | 0 | 0 | 0 | 0 | 0
F3_Commercial_College_New_Space Heating_Natural Gas_Furnace_E6 | F3 | Commercial | College | New | Space Heating | Natural Gas | Furnace | E6 | System - kBTUs of Consumption | 0 | 0 | 0 | 0 | 0 | 0 | 0 | 0 | 0 | 0 | 0 | 0 | 0 | 0 | 0 | 0 | 0 | 0 | 0 | 0 | 0 | 0 | 0 | 0 | 0 | 0 | 0 | 0 | 0 | 0 | 0 | 0 | 0
F3_Commercial_College_New_Space Heating_Natural Gas_Furnace_E7 | F3 | Commercial | College | New | Space Heating | Natural Gas | Furnace | E7 | System - kBTUs of Consumption | 0 | 0 | 0 | 0 | 0 | 0 | 0 | 0 | 0 | 0 | 0 | 0 | 0 | 0 | 0 | 0 | 0 | 0 | 0 | 0 | 0 | 0 | 0 | 0 | 0 | 0 | 0 | 0 | 0 | 0 | 0 | 0 | 0
F3_Commercial_College_New_Space Heating_Natural Gas_Furnace_E8 | F3 | Commercial | College | New | Space Heating | Natural Gas | Furnace | E8 | System - kBTUs of Consumption | 0 | 0 | 0 | 0 | 0 | 0 | 0 | 0 | 0 | 0 | 0 | 0 | 0 | 0 | 0 | 0 | 0 | 0 | 0 | 0 | 0 | 0 | 0 | 0 | 0 | 0 | 0 | 0 | 0 | 0 | 0 | 0 | 0
F3_Commercial_College_New_Space Heating_Natural Gas_Furnace_E9 | F3 | Commercial | College | New | Space Heating | Natural Gas | Furnace | E9 | System - kBTUs of Consumption | 0 | 0 | 0 | 0 | 0 | 0 | 0 | 0 | 0 | 0 | 0 | 0 | 0 | 0 | 0 | 0 | 0 | 0 | 0 | 0 | 0 | 0 | 0 | 0 | 0 | 0 | 0 | 0 | 0 | 0 | 0 | 0 | 0
F3_Commercial_College_New_Space Heating_Natural Gas_Furnace_E10 | F3 | Commercial | College | New | Space Heating | Natural Gas | Furnace | E10 | System - kBTUs of Consumption | 0 | 0 | 0 | 0 | 0 | 0 | 0 | 0 | 0 | 0 | 0 | 0 | 0 | 0 | 0 | 0 | 0 | 0 | 0 | 0 | 0 | 0 | 0 | 0 | 0 | 0 | 0 | 0 | 0 | 0 | 0 | 0 | 0
F4_Commercial_College_New_Space Heating_Natural Gas_Furnace_E1 | F4 | Commercial | College | New | Space Heating | Natural Gas | Furnace | E1 | Utility - Cost of Equipment | 0.41201 | 0.41238 | 0.41278 | 0.41338 | 0.41423 | 0.41552 | 0.41643 | 0.41713 | 0.41791 | 0.41864 | 0.41913 | 0.41944 | 0.41971 | 0.41996 | 0.42028 | 0.42041 | 0.42064 | 0.42108 | 0.42153 | 0.42207 | 0.4227 | 0.42323 | 0.42364 | 0.42395 | 0.42416 | 0.42422 | 0.42411 | 0.42388 | 0.4237 | 0.42362 | 0.42368 | 0.4237 | 0.4237
F4_Commercial_College_New_Space Heating_Natural Gas_Furnace_E2 | F4 | Commercial | College | New | Space Heating | Natural Gas | Furnace | E2 | Utility - Cost of Equipment | 0.36625 | 0.36658 | 0.36693 | 0.36746 | 0.36822 | 0.36937 | 0.37018 | 0.3708 | 0.3715 | 0.37214 | 0.37258 | 0.37285 | 0.3731 | 0.37332 | 0.3736 | 0.37372 | 0.37392 | 0.37431 | 0.37472 | 0.37519 | 0.37575 | 0.37622 | 0.37659 | 0.37687 | 0.37705 | 0.3771 | 0.37701 | 0.3768 | 0.37664 | 0.37657 | 0.37662 | 0.37664 | 0.37664
F4_Commercial_College_New_Space Heating_Natural Gas_Furnace_E3 | F4 | Commercial | College | New | Space Heating | Natural Gas | Furnace | E3 | Utility - Cost of Equipment | 0.34334 | 0.34365 | 0.34398 | 0.34448 | 0.34519 | 0.34627 | 0.34703 | 0.34761 | 0.34826 | 0.34886 | 0.34928 | 0.34953 | 0.34976 | 0.34997 | 0.35023 | 0.35034 | 0.35054 | 0.3509 | 0.35128 | 0.35172 | 0.35225 | 0.35269 | 0.35303 | 0.35329 | 0.35347 | 0.35352 | 0.35343 | 0.35324 | 0.35309 | 0.35301 | 0.35307 | 0.35309 | 0.35309
F4_Commercial_College_New_Space Heating_Natural Gas_Furnace_E4 | F4 | Commercial | College | New | Space Heating | Natural Gas | Furnace | E4 | Utility - Cost of Equipment | 0.34086 | 0.34116 | 0.34147 | 0.34198 | 0.34274 | 0.34398 | 0.34478 | 0.34536 | 0.34604 | 0.34668 | 0.34711 | 0.34737 | 0.34763 | 0.34789 | 0.34826 | 0.34843 | 0.34871 | 0.3492 | 0.34971 | 0.3503 | 0.35098 | 0.35155 | 0.352 | 0.35234 | 0.35257 | 0.35263 | 0.35251 | 0.35227 | 0.35207 | 0.35197 | 0.35204 | 0.35207 | 0.35207
F4_Commercial_College_New_Space Heating_Natural Gas_Furnace_E5 | F4 | Commercial | College | New | Space Heating | Natural Gas | Furnace | E5 | Utility - Cost of Equipment | 0 | 0 | 0 | 0 | 0 | 0 | 0 | 0 | 0 | 0 | 0 | 0 | 0 | 0 | 0 | 0 | 0 | 0 | 0 | 0 | 0 | 0 | 0 | 0 | 0 | 0 | 0 | 0 | 0 | 0 | 0 | 0 | 0
F4_Commercial_College_New_Space Heating_Natural Gas_Furnace_E6 | F4 | Commercial | College | New | Space Heating | Natural Gas | Furnace | E6 | Utility - Cost of Equipment | 0 | 0 | 0 | 0 | 0 | 0 | 0 | 0 | 0 | 0 | 0 | 0 | 0 | 0 | 0 | 0 | 0 | 0 | 0 | 0 | 0 | 0 | 0 | 0 | 0 | 0 | 0 | 0 | 0 | 0 | 0 | 0 | 0
F4_Commercial_College_New_Space Heating_Natural Gas_Furnace_E7 | F4 | Commercial | College | New | Space Heating | Natural Gas | Furnace | E7 | Utility - Cost of Equipment | 0 | 0 | 0 | 0 | 0 | 0 | 0 | 0 | 0 | 0 | 0 | 0 | 0 | 0 | 0 | 0 | 0 | 0 | 0 | 0 | 0 | 0 | 0 | 0 | 0 | 0 | 0 | 0 | 0 | 0 | 0 | 0 | 0
F4_Commercial_College_New_Space Heating_Natural Gas_Furnace_E8 | F4 | Commercial | College | New | Space Heating | Natural Gas | Furnace | E8 | Utility - Cost of Equipment | 0 | 0 | 0 | 0 | 0 | 0 | 0 | 0 | 0 | 0 | 0 | 0 | 0 | 0 | 0 | 0 | 0 | 0 | 0 | 0 | 0 | 0 | 0 | 0 | 0 | 0 | 0 | 0 | 0 | 0 | 0 | 0 | 0
F4_Commercial_College_New_Space Heating_Natural Gas_Furnace_E9 | F4 | Commercial | College | New | Space Heating | Natural Gas | Furnace | E9 | Utility - Cost of Equipment | 0 | 0 | 0 | 0 | 0 | 0 | 0 | 0 | 0 | 0 | 0 | 0 | 0 | 0 | 0 | 0 | 0 | 0 | 0 | 0 | 0 | 0 | 0 | 0 | 0 | 0 | 0 | 0 | 0 | 0 | 0 | 0 | 0
F4_Commercial_College_New_Space Heating_Natural Gas_Furnace_E10 | F4 | Commercial | College | New | Space Heating | Natural Gas | Furnace | E10 | Utility - Cost of Equipment | 0 | 0 | 0 | 0 | 0 | 0 | 0 | 0 | 0 | 0 | 0 | 0 | 0 | 0 | 0 | 0 | 0 | 0 | 0 | 0 | 0 | 0 | 0 | 0 | 0 | 0 | 0 | 0 | 0 | 0 | 0 | 0 | 0
F5_Commercial_College_New_Space Heating_Natural Gas_Furnace_E1 | F5 | Commercial | College | New | Space Heating | Natural Gas | Furnace | E1 | Utility - Cost of Operation | 0.039593 | 0.039593 | 0.039593 | 0.039593 | 0.039593 | 0.039593 | 0.039593 | 0.039593 | 0.039593 | 0.039593 | 0.039593 | 0.039593 | 0.039593 | 0.039593 | 0.039593 | 0.039593 | 0.039593 | 0.039593 | 0.039593 | 0.039593 | 0.039593 | 0.039593 | 0.039593 | 0.039593 | 0.039593 | 0.039593 | 0.039593 | 0.039593 | 0.039593 | 0.039593 | 0.039593 | 0.039593 | 0.039593
F5_Commercial_College_New_Space Heating_Natural Gas_Furnace_E2 | F5 | Commercial | College | New | Space Heating | Natural Gas | Furnace | E2 | Utility - Cost of Operation | 0.048174 | 0.048174 | 0.048174 | 0.048174 | 0.048174 | 0.048174 | 0.048174 | 0.048174 | 0.048174 | 0.048174 | 0.048174 | 0.048174 | 0.048174 | 0.048174 | 0.048174 | 0.048174 | 0.048174 | 0.048174 | 0.048174 | 0.048174 | 0.048174 | 0.048174 | 0.048174 | 0.048174 | 0.048174 | 0.048174 | 0.048174 | 0.048174 | 0.048174 | 0.048174 | 0.048174 | 0.048174 | 0.048174
F5_Commercial_College_New_Space Heating_Natural Gas_Furnace_E3 | F5 | Commercial | College | New | Space Heating | Natural Gas | Furnace | E3 | Utility - Cost of Operation | 0.056754 | 0.056754 | 0.056754 | 0.056754 | 0.056754 | 0.056754 | 0.056754 | 0.056754 | 0.056754 | 0.056754 | 0.056754 | 0.056754 | 0.056754 | 0.056754 | 0.056754 | 0.056754 | 0.056754 | 0.056754 | 0.056754 | 0.056754 | 0.056754 | 0.056754 | 0.056754 | 0.056754 | 0.056754 | 0.056754 | 0.056754 | 0.056754 | 0.056754 | 0.056754 | 0.056754 | 0.056754 | 0.056754
F5_Commercial_College_New_Space Heating_Natural Gas_Furnace_E4 | F5 | Commercial | College | New | Space Heating | Natural Gas | Furnace | E4 | Utility - Cost of Operation | 1.1222 | 1.1222 | 1.1222 | 1.1222 | 1.1222 | 1.1222 | 1.1222 | 1.1222 | 1.1222 | 1.1222 | 1.1222 | 1.1222 | 1.1222 | 1.1222 | 1.1222 | 1.1222 | 1.1222 | 1.1222 | 1.1222 | 1.1222 | 1.1222 | 1.1222 | 1.1222 | 1.1222 | 1.1222 | 1.1222 | 1.1222 | 1.1222 | 1.1222 | 1.1222 | 1.1222 | 1.1222 | 1.1222
F5_Commercial_College_New_Space Heating_Natural Gas_Furnace_E5 | F5 | Commercial | College | New | Space Heating | Natural Gas | Furnace | E5 | Utility - Cost of Operation | 0 | 0 | 0 | 0 | 0 | 0 | 0 | 0 | 0 | 0 | 0 | 0 | 0 | 0 | 0 | 0 | 0 | 0 | 0 | 0 | 0 | 0 | 0 | 0 | 0 | 0 | 0 | 0 | 0 | 0 | 0 | 0 | 0
F5_Commercial_College_New_Space Heating_Natural Gas_Furnace_E6 | F5 | Commercial | College | New | Space Heating | Natural Gas | Furnace | E6 | Utility - Cost of Operation | 0 | 0 | 0 | 0 | 0 | 0 | 0 | 0 | 0 | 0 | 0 | 0 | 0 | 0 | 0 | 0 | 0 | 0 | 0 | 0 | 0 | 0 | 0 | 0 | 0 | 0 | 0 | 0 | 0 | 0 | 0 | 0 | 0
F5_Commercial_College_New_Space Heating_Natural Gas_Furnace_E7 | F5 | Commercial | College | New | Space Heating | Natural Gas | Furnace | E7 | Utility - Cost of Operation | 0 | 0 | 0 | 0 | 0 | 0 | 0 | 0 | 0 | 0 | 0 | 0 | 0 | 0 | 0 | 0 | 0 | 0 | 0 | 0 | 0 | 0 | 0 | 0 | 0 | 0 | 0 | 0 | 0 | 0 | 0 | 0 | 0
F5_Commercial_College_New_Space Heating_Natural Gas_Furnace_E8 | F5 | Commercial | College | New | Space Heating | Natural Gas | Furnace | E8 | Utility - Cost of Operation | 0 | 0 | 0 | 0 | 0 | 0 | 0 | 0 | 0 | 0 | 0 | 0 | 0 | 0 | 0 | 0 | 0 | 0 | 0 | 0 | 0 | 0 | 0 | 0 | 0 | 0 | 0 | 0 | 0 | 0 | 0 | 0 | 0
F5_Commercial_College_New_Space Heating_Natural Gas_Furnace_E9 | F5 | Commercial | College | New | Space Heating | Natural Gas | Furnace | E9 | Utility - Cost of Operation | 0 | 0 | 0 | 0 | 0 | 0 | 0 | 0 | 0 | 0 | 0 | 0 | 0 | 0 | 0 | 0 | 0 | 0 | 0 | 0 | 0 | 0 | 0 | 0 | 0 | 0 | 0 | 0 | 0 | 0 | 0 | 0 | 0
F5_Commercial_College_New_Space Heating_Natural Gas_Furnace_E10 | F5 | Commercial | College | New | Space Heating | Natural Gas | Furnace | E10 | Utility - Cost of Operation | 0 | 0 | 0 | 0 | 0 | 0 | 0 | 0 | 0 | 0 | 0 | 0 | 0 | 0 | 0 | 0 | 0 | 0 | 0 | 0 | 0 | 0 | 0 | 0 | 0 | 0 | 0 | 0 | 0 | 0 | 0 | 0 | 0
F6_Commercial_College_New_Space Heating_Natural Gas_Furnace_E1 | F6 | Commercial | College | New | Space Heating | Natural Gas | Furnace | E1 | Utility - Value of Sales | 0.1812 | 0.18023 | 0.17921 | 0.1782 | 0.17719 | 0.17618 | 0.17519 | 0.17421 | 0.17325 | 0.1723 | 0.17138 | 0.17049 | 0.16963 | 0.1688 | 0.16801 | 0.16726 | 0.16656 | 0.1659 | 0.16528 | 0.16471 | 0.16418 | 0.16369 | 0.16325 | 0.16285 | 0.1625 | 0.16219 | 0.16193 | 0.16171 | 0.16153 | 0.1614 | 0.16131 | 0.16127 | 0.16127
F6_Commercial_College_New_Space Heating_Natural Gas_Furnace_E2 | F6 | Commercial | College | New | Space Heating | Natural Gas | Furnace | E2 | Utility - Value of Sales | 0.16107 | 0.16021 | 0.15931 | 0.15841 | 0.15751 | 0.15661 | 0.15573 | 0.15486 | 0.154 | 0.15317 | 0.15235 | 0.15156 | 0.15079 | 0.15005 | 0.14935 | 0.14869 | 0.14806 | 0.14747 | 0.14692 | 0.14641 | 0.14594 | 0.14551 | 0.14512 | 0.14477 | 0.14445 | 0.14418 | 0.14394 | 0.14375 | 0.14359 | 0.14347 | 0.1434 | 0.14336 | 0.14336
F6_Commercial_College_New_Space Heating_Natural Gas_Furnace_E3 | F6 | Commercial | College | New | Space Heating | Natural Gas | Furnace | E3 | Utility - Value of Sales | 0.151 | 0.15019 | 0.14934 | 0.1485 | 0.14766 | 0.14682 | 0.14599 | 0.14517 | 0.14437 | 0.14359 | 0.14282 | 0.14208 | 0.14136 | 0.14067 | 0.14001 | 0.13939 | 0.1388 | 0.13825 | 0.13773 | 0.13725 | 0.13681 | 0.13641 | 0.13604 | 0.13571 | 0.13542 | 0.13516 | 0.13494 | 0.13476 | 0.13461 | 0.1345 | 0.13443 | 0.13439 | 0.13439
F6_Commercial_College_New_Space Heating_Natural Gas_Furnace_E4 | F6 | Commercial | College | New | Space Heating | Natural Gas | Furnace | E4 | Utility - Value of Sales | 0.15433 | 0.15354 | 0.1527 | 0.15185 | 0.15101 | 0.15016 | 0.14932 | 0.14847 | 0.14763 | 0.14678 | 0.14594 | 0.14509 | 0.14424 | 0.1434 | 0.14258 | 0.14176 | 0.14097 | 0.1402 | 0.13946 | 0.13876 | 0.1381 | 0.13749 | 0.13692 | 0.13642 | 0.13596 | 0.13557 | 0.13523 | 0.13495 | 0.13473 | 0.13456 | 0.13444 | 0.13439 | 0.13439
F6_Commercial_College_New_Space Heating_Natural Gas_Furnace_E5 | F6 | Commercial | College | New | Space Heating | Natural Gas | Furnace | E5 | Utility - Value of Sales | 0 | 0 | 0 | 0 | 0 | 0 | 0 | 0 | 0 | 0 | 0 | 0 | 0 | 0 | 0 | 0 | 0 | 0 | 0 | 0 | 0 | 0 | 0 | 0 | 0 | 0 | 0 | 0 | 0 | 0 | 0 | 0 | 0
F6_Commercial_College_New_Space Heating_Natural Gas_Furnace_E6 | F6 | Commercial | College | New | Space Heating | Natural Gas | Furnace | E6 | Utility - Value of Sales | 0 | 0 | 0 | 0 | 0 | 0 | 0 | 0 | 0 | 0 | 0 | 0 | 0 | 0 | 0 | 0 | 0 | 0 | 0 | 0 | 0 | 0 | 0 | 0 | 0 | 0 | 0 | 0 | 0 | 0 | 0 | 0 | 0
F6_Commercial_College_New_Space Heating_Natural Gas_Furnace_E7 | F6 | Commercial | College | New | Space Heating | Natural Gas | Furnace | E7 | Utility - Value of Sales | 0 | 0 | 0 | 0 | 0 | 0 | 0 | 0 | 0 | 0 | 0 | 0 | 0 | 0 | 0 | 0 | 0 | 0 | 0 | 0 | 0 | 0 | 0 | 0 | 0 | 0 | 0 | 0 | 0 | 0 | 0 | 0 | 0
F6_Commercial_College_New_Space Heating_Natural Gas_Furnace_E8 | F6 | Commercial | College | New | Space Heating | Natural Gas | Furnace | E8 | Utility - Value of Sales | 0 | 0 | 0 | 0 | 0 | 0 | 0 | 0 | 0 | 0 | 0 | 0 | 0 | 0 | 0 | 0 | 0 | 0 | 0 | 0 | 0 | 0 | 0 | 0 | 0 | 0 | 0 | 0 | 0 | 0 | 0 | 0 | 0
F6_Commercial_College_New_Space Heating_Natural Gas_Furnace_E9 | F6 | Commercial | College | New | Space Heating | Natural Gas | Furnace | E9 | Utility - Value of Sales | 0 | 0 | 0 | 0 | 0 | 0 | 0 | 0 | 0 | 0 | 0 | 0 | 0 | 0 | 0 | 0 | 0 | 0 | 0 | 0 | 0 | 0 | 0 | 0 | 0 | 0 | 0 | 0 | 0 | 0 | 0 | 0 | 0
F6_Commercial_College_New_Space Heating_Natural Gas_Furnace_E10 | F6 | Commercial | College | New | Space Heating | Natural Gas | Furnace | E10 | Utility - Value of Sales | 0 | 0 | 0 | 0 | 0 | 0 | 0 | 0 | 0 | 0 | 0 | 0 | 0 | 0 | 0 | 0 | 0 | 0 | 0 | 0 | 0 | 0 | 0 | 0 | 0 | 0 | 0 | 0 | 0 | 0 | 0 | 0 | 0
F1_Commercial_College_New_Space Heating_Natural Gas_Boiler_E1 | F1 | Commercial | College | New | Space Heating | Natural Gas | Boiler | E1 | RVT - Cost of Equipment | 0.99256 | 0.9935 | 0.99454 | 0.99604 | 0.99809 | 1.0011 | 1.0033 | 1.0049 | 1.0067 | 1.0083 | 1.0094 | 1.0101 | 1.0107 | 1.0113 | 1.012 | 1.0123 | 1.0128 | 1.0138 | 1.0149 | 1.0161 | 1.0176 | 1.0188 | 1.0197 | 1.0204 | 1.0209 | 1.0211 | 1.0208 | 1.0203 | 1.0199 | 1.0197 | 1.0198 | 1.0199 | 1.0199
F1_Commercial_College_New_Space Heating_Natural Gas_Boiler_E2 | F1 | Commercial | College | New | Space Heating | Natural Gas | Boiler | E2 | RVT - Cost of Equipment | 0.93417 | 0.93506 | 0.93604 | 0.93744 | 0.93938 | 0.94225 | 0.94425 | 0.94579 | 0.94746 | 0.94898 | 0.95001 | 0.95066 | 0.95125 | 0.95179 | 0.95249 | 0.95277 | 0.95326 | 0.9542 | 0.95519 | 0.95634 | 0.95771 | 0.95885 | 0.95974 | 0.96041 | 0.96086 | 0.96099 | 0.96075 | 0.96026 | 0.95987 | 0.95969 | 0.95982 | 0.95988 | 0.95988
F1_Commercial_College_New_Space Heating_Natural Gas_Boiler_E3 | F1 | Commercial | College | New | Space Heating | Natural Gas | Boiler | E3 | RVT - Cost of Equipment | 0.8186 | 0.81939 | 0.82024 | 0.82147 | 0.82316 | 0.82568 | 0.82744 | 0.82878 | 0.83024 | 0.83158 | 0.83249 | 0.83305 | 0.83357 | 0.83404 | 0.83465 | 0.8349 | 0.83533 | 0.83616 | 0.83702 | 0.83803 | 0.83923 | 0.84023 | 0.84101 | 0.8416 | 0.84199 | 0.84211 | 0.8419 | 0.84147 | 0.84113 | 0.84096 | 0.84108 | 0.84113 | 0.84113
F1_Commercial_College_New_Space Heating_Natural Gas_Boiler_E4 | F1 | Commercial | College | New | Space Heating | Natural Gas | Boiler | E4 | RVT - Cost of Equipment | 0.60404 | 0.60457 | 0.60513 | 0.60603 | 0.60738 | 0.60957 | 0.61099 | 0.61202 | 0.61322 | 0.61436 | 0.61511 | 0.61558 | 0.61605 | 0.61651 | 0.61716 | 0.61746 | 0.61795 | 0.61883 | 0.61974 | 0.62077 | 0.62198 | 0.62299 | 0.62379 | 0.62439 | 0.6248 | 0.62491 | 0.6247 | 0.62426 | 0.62391 | 0.62374 | 0.62387 | 0.62391 | 0.62391
F1_Commercial_College_New_Space Heating_Natural Gas_Boiler_E5 | F1 | Commercial | College | New | Space Heating | Natural Gas | Boiler | E5 | RVT - Cost of Equipment | 0 | 0 | 0 | 0 | 0 | 0 | 0 | 0 | 0 | 0 | 0 | 0 | 0 | 0 | 0 | 0 | 0 | 0 | 0 | 0 | 0 | 0 | 0 | 0 | 0 | 0 | 0 | 0 | 0 | 0 | 0 | 0 | 0
F1_Commercial_College_New_Space Heating_Natural Gas_Boiler_E6 | F1 | Commercial | College | New | Space Heating | Natural Gas | Boiler | E6 | RVT - Cost of Equipment | 0 | 0 | 0 | 0 | 0 | 0 | 0 | 0 | 0 | 0 | 0 | 0 | 0 | 0 | 0 | 0 | 0 | 0 | 0 | 0 | 0 | 0 | 0 | 0 | 0 | 0 | 0 | 0 | 0 | 0 | 0 | 0 | 0
F1_Commercial_College_New_Space Heating_Natural Gas_Boiler_E7 | F1 | Commercial | College | New | Space Heating | Natural Gas | Boiler | E7 | RVT - Cost of Equipment | 0 | 0 | 0 | 0 | 0 | 0 | 0 | 0 | 0 | 0 | 0 | 0 | 0 | 0 | 0 | 0 | 0 | 0 | 0 | 0 | 0 | 0 | 0 | 0 | 0 | 0 | 0 | 0 | 0 | 0 | 0 | 0 | 0
F1_Commercial_College_New_Space Heating_Natural Gas_Boiler_E8 | F1 | Commercial | College | New | Space Heating | Natural Gas | Boiler | E8 | RVT - Cost of Equipment | 0 | 0 | 0 | 0 | 0 | 0 | 0 | 0 | 0 | 0 | 0 | 0 | 0 | 0 | 0 | 0 | 0 | 0 | 0 | 0 | 0 | 0 | 0 | 0 | 0 | 0 | 0 | 0 | 0 | 0 | 0 | 0 | 0
F1_Commercial_College_New_Space Heating_Natural Gas_Boiler_E9 | F1 | Commercial | College | New | Space Heating | Natural Gas | Boiler | E9 | RVT - Cost of Equipment | 0 | 0 | 0 | 0 | 0 | 0 | 0 | 0 | 0 | 0 | 0 | 0 | 0 | 0 | 0 | 0 | 0 | 0 | 0 | 0 | 0 | 0 | 0 | 0 | 0 | 0 | 0 | 0 | 0 | 0 | 0 | 0 | 0
F1_Commercial_College_New_Space Heating_Natural Gas_Boiler_E10 | F1 | Commercial | College | New | Space Heating | Natural Gas | Boiler | E10 | RVT - Cost of Equipment | 0 | 0 | 0 | 0 | 0 | 0 | 0 | 0 | 0 | 0 | 0 | 0 | 0 | 0 | 0 | 0 | 0 | 0 | 0 | 0 | 0 | 0 | 0 | 0 | 0 | 0 | 0 | 0 | 0 | 0 | 0 | 0 | 0
F2_Commercial_College_New_Space Heating_Natural Gas_Boiler_E1 | F2 | Commercial | College | New | Space Heating | Natural Gas | Boiler | E1 | RVT - Cost of Operation | 1.1891 | 1.1903 | 1.1915 | 1.1933 | 1.1958 | 1.1994 | 1.202 | 1.2039 | 1.2061 | 1.208 | 1.2093 | 1.2101 | 1.2109 | 1.2116 | 1.2125 | 1.2128 | 1.2135 | 1.2146 | 1.2159 | 1.2174 | 1.2191 | 1.2206 | 1.2217 | 1.2226 | 1.2231 | 1.2233 | 1.223 | 1.2224 | 1.2219 | 1.2216 | 1.2218 | 1.2219 | 1.2219
F2_Commercial_College_New_Space Heating_Natural Gas_Boiler_E2 | F2 | Commercial | College | New | Space Heating | Natural Gas | Boiler | E2 | RVT - Cost of Operation | 1.1192 | 1.1203 | 1.1214 | 1.1231 | 1.1254 | 1.1289 | 1.1313 | 1.1331 | 1.1351 | 1.1369 | 1.1382 | 1.139 | 1.1397 | 1.1403 | 1.1411 | 1.1415 | 1.1421 | 1.1432 | 1.1444 | 1.1458 | 1.1474 | 1.1488 | 1.1498 | 1.1506 | 1.1512 | 1.1513 | 1.151 | 1.1505 | 1.15 | 1.1498 | 1.1499 | 1.15 | 1.15
F2_Commercial_College_New_Space Heating_Natural Gas_Boiler_E3 | F2 | Commercial | College | New | Space Heating | Natural Gas | Boiler | E3 | RVT - Cost of Operation | 0.98074 | 0.98168 | 0.9827 | 0.98418 | 0.98621 | 0.98922 | 0.99133 | 0.99294 | 0.99469 | 0.99628 | 0.99737 | 0.99805 | 0.99867 | 0.99923 | 0.99997 | 1.0003 | 1.0008 | 1.0018 | 1.0028 | 1.004 | 1.0054 | 1.0066 | 1.0076 | 1.0083 | 1.0088 | 1.0089 | 1.0086 | 1.0081 | 1.0077 | 1.0075 | 1.0077 | 1.0077 | 1.0077
F2_Commercial_College_New_Space Heating_Natural Gas_Boiler_E4 | F2 | Commercial | College | New | Space Heating | Natural Gas | Boiler | E4 | RVT - Cost of Operation | 0.72368 | 0.72432 | 0.72499 | 0.72607 | 0.72768 | 0.73031 | 0.73201 | 0.73324 | 0.73468 | 0.73604 | 0.73695 | 0.7375 | 0.73806 | 0.73862 | 0.7394 | 0.73975 | 0.74035 | 0.7414 | 0.74249 | 0.74372 | 0.74517 | 0.74639 | 0.74734 | 0.74806 | 0.74855 | 0.74868 | 0.74843 | 0.7479 | 0.74749 | 0.74729 | 0.74743 | 0.74749 | 0.74749
F2_Commercial_College_New_Space Heating_Natural Gas_Boiler_E5 | F2 | Commercial | College | New | Space Heating | Natural Gas | Boiler | E5 | RVT - Cost of Operation | 0 | 0 | 0 | 0 | 0 | 0 | 0 | 0 | 0 | 0 | 0 | 0 | 0 | 0 | 0 | 0 | 0 | 0 | 0 | 0 | 0 | 0 | 0 | 0 | 0 | 0 | 0 | 0 | 0 | 0 | 0 | 0 | 0
F2_Commercial_College_New_Space Heating_Natural Gas_Boiler_E6 | F2 | Commercial | College | New | Space Heating | Natural Gas | Boiler | E6 | RVT - Cost of Operation | 0 | 0 | 0 | 0 | 0 | 0 | 0 | 0 | 0 | 0 | 0 | 0 | 0 | 0 | 0 | 0 | 0 | 0 | 0 | 0 | 0 | 0 | 0 | 0 | 0 | 0 | 0 | 0 | 0 | 0 | 0 | 0 | 0
F2_Commercial_College_New_Space Heating_Natural Gas_Boiler_E7 | F2 | Commercial | College | New | Space Heating | Natural Gas | Boiler | E7 | RVT - Cost of Operation | 0 | 0 | 0 | 0 | 0 | 0 | 0 | 0 | 0 | 0 | 0 | 0 | 0 | 0 | 0 | 0 | 0 | 0 | 0 | 0 | 0 | 0 | 0 | 0 | 0 | 0 | 0 | 0 | 0 | 0 | 0 | 0 | 0
F2_Commercial_College_New_Space Heating_Natural Gas_Boiler_E8 | F2 | Commercial | College | New | Space Heating | Natural Gas | Boiler | E8 | RVT - Cost of Operation | 0 | 0 | 0 | 0 | 0 | 0 | 0 | 0 | 0 | 0 | 0 | 0 | 0 | 0 | 0 | 0 | 0 | 0 | 0 | 0 | 0 | 0 | 0 | 0 | 0 | 0 | 0 | 0 | 0 | 0 | 0 | 0 | 0
F2_Commercial_College_New_Space Heating_Natural Gas_Boiler_E9 | F2 | Commercial | College | New | Space Heating | Natural Gas | Boiler | E9 | RVT - Cost of Operation | 0 | 0 | 0 | 0 | 0 | 0 | 0 | 0 | 0 | 0 | 0 | 0 | 0 | 0 | 0 | 0 | 0 | 0 | 0 | 0 | 0 | 0 | 0 | 0 | 0 | 0 | 0 | 0 | 0 | 0 | 0 | 0 | 0
F2_Commercial_College_New_Space Heating_Natural Gas_Boiler_E10 | F2 | Commercial | College | New | Space Heating | Natural Gas | Boiler | E10 | RVT - Cost of Operation | 0 | 0 | 0 | 0 | 0 | 0 | 0 | 0 | 0 | 0 | 0 | 0 | 0 | 0 | 0 | 0 | 0 | 0 | 0 | 0 | 0 | 0 | 0 | 0 | 0 | 0 | 0 | 0 | 0 | 0 | 0 | 0 | 0
F3_Commercial_College_New_Space Heating_Natural Gas_Boiler_E1 | F3 | Commercial | College | New | Space Heating | Natural Gas | Boiler | E1 | System - kBTUs of Consumption | 0.21835 | 0.21835 | 0.21835 | 0.21835 | 0.21835 | 0.21835 | 0.21835 | 0.21835 | 0.21835 | 0.21835 | 0.21835 | 0.21835 | 0.21835 | 0.21835 | 0.21835 | 0.21835 | 0.21835 | 0.21835 | 0.21835 | 0.21835 | 0.21835 | 0.21835 | 0.21835 | 0.21835 | 0.21835 | 0.21835 | 0.21835 | 0.21835 | 0.21835 | 0.21835 | 0.21835 | 0.21835 | 0.21835
F3_Commercial_College_New_Space Heating_Natural Gas_Boiler_E2 | F3 | Commercial | College | New | Space Heating | Natural Gas | Boiler | E2 | System - kBTUs of Consumption | 0.24652 | 0.24652 | 0.24652 | 0.24652 | 0.24652 | 0.24652 | 0.24652 | 0.24652 | 0.24652 | 0.24652 | 0.24652 | 0.24652 | 0.24652 | 0.24652 | 0.24652 | 0.24652 | 0.24652 | 0.24652 | 0.24652 | 0.24652 | 0.24652 | 0.24652 | 0.24652 | 0.24652 | 0.24652 | 0.24652 | 0.24652 | 0.24652 | 0.24652 | 0.24652 | 0.24652 | 0.24652 | 0.24652
F3_Commercial_College_New_Space Heating_Natural Gas_Boiler_E3 | F3 | Commercial | College | New | Space Heating | Natural Gas | Boiler | E3 | System - kBTUs of Consumption | 0.30309 | 0.30309 | 0.30309 | 0.30309 | 0.30309 | 0.30309 | 0.30309 | 0.30309 | 0.30309 | 0.30309 | 0.30309 | 0.30309 | 0.30309 | 0.30309 | 0.30309 | 0.30309 | 0.30309 | 0.30309 | 0.30309 | 0.30309 | 0.30309 | 0.30309 | 0.30309 | 0.30309 | 0.30309 | 0.30309 | 0.30309 | 0.30309 | 0.30309 | 0.30309 | 0.30309 | 0.30309 | 0.30309
F3_Commercial_College_New_Space Heating_Natural Gas_Boiler_E4 | F3 | Commercial | College | New | Space Heating | Natural Gas | Boiler | E4 | System - kBTUs of Consumption | 1.1627 | 1.1627 | 1.1627 | 1.1627 | 1.1627 | 1.1627 | 1.1627 | 1.1627 | 1.1627 | 1.1627 | 1.1627 | 1.1627 | 1.1627 | 1.1627 | 1.1627 | 1.1627 | 1.1627 | 1.1627 | 1.1627 | 1.1627 | 1.1627 | 1.1627 | 1.1627 | 1.1627 | 1.1627 | 1.1627 | 1.1627 | 1.1627 | 1.1627 | 1.1627 | 1.1627 | 1.1627 | 1.1627
F3_Commercial_College_New_Space Heating_Natural Gas_Boiler_E5 | F3 | Commercial | College | New | Space Heating | Natural Gas | Boiler | E5 | System - kBTUs of Consumption | 0 | 0 | 0 | 0 | 0 | 0 | 0 | 0 | 0 | 0 | 0 | 0 | 0 | 0 | 0 | 0 | 0 | 0 | 0 | 0 | 0 | 0 | 0 | 0 | 0 | 0 | 0 | 0 | 0 | 0 | 0 | 0 | 0
F3_Commercial_College_New_Space Heating_Natural Gas_Boiler_E6 | F3 | Commercial | College | New | Space Heating | Natural Gas | Boiler | E6 | System - kBTUs of Consumption | 0 | 0 | 0 | 0 | 0 | 0 | 0 | 0 | 0 | 0 | 0 | 0 | 0 | 0 | 0 | 0 | 0 | 0 | 0 | 0 | 0 | 0 | 0 | 0 | 0 | 0 | 0 | 0 | 0 | 0 | 0 | 0 | 0
F3_Commercial_College_New_Space Heating_Natural Gas_Boiler_E7 | F3 | Commercial | College | New | Space Heating | Natural Gas | Boiler | E7 | System - kBTUs of Consumption | 0 | 0 | 0 | 0 | 0 | 0 | 0 | 0 | 0 | 0 | 0 | 0 | 0 | 0 | 0 | 0 | 0 | 0 | 0 | 0 | 0 | 0 | 0 | 0 | 0 | 0 | 0 | 0 | 0 | 0 | 0 | 0 | 0
F3_Commercial_College_New_Space Heating_Natural Gas_Boiler_E8 | F3 | Commercial | College | New | Space Heating | Natural Gas | Boiler | E8 | System - kBTUs of Consumption | 0 | 0 | 0 | 0 | 0 | 0 | 0 | 0 | 0 | 0 | 0 | 0 | 0 | 0 | 0 | 0 | 0 | 0 | 0 | 0 | 0 | 0 | 0 | 0 | 0 | 0 | 0 | 0 | 0 | 0 | 0 | 0 | 0
F3_Commercial_College_New_Space Heating_Natural Gas_Boiler_E9 | F3 | Commercial | College | New | Space Heating | Natural Gas | Boiler | E9 | System - kBTUs of Consumption | 0 | 0 | 0 | 0 | 0 | 0 | 0 | 0 | 0 | 0 | 0 | 0 | 0 | 0 | 0 | 0 | 0 | 0 | 0 | 0 | 0 | 0 | 0 | 0 | 0 | 0 | 0 | 0 | 0 | 0 | 0 | 0 | 0
F3_Commercial_College_New_Space Heating_Natural Gas_Boiler_E10 | F3 | Commercial | College | New | Space Heating | Natural Gas | Boiler | E10 | System - kBTUs of Consumption | 0 | 0 | 0 | 0 | 0 | 0 | 0 | 0 | 0 | 0 | 0 | 0 | 0 | 0 | 0 | 0 | 0 | 0 | 0 | 0 | 0 | 0 | 0 | 0 | 0 | 0 | 0 | 0 | 0 | 0 | 0 | 0 | 0
F4_Commercial_College_New_Space Heating_Natural Gas_Boiler_E1 | F4 | Commercial | College | New | Space Heating | Natural Gas | Boiler | E1 | Utility - Cost of Equipment | 1.1891 | 1.1903 | 1.1915 | 1.1933 | 1.1958 | 1.1994 | 1.202 | 1.2039 | 1.2061 | 1.208 | 1.2093 | 1.2101 | 1.2109 | 1.2116 | 1.2125 | 1.2128 | 1.2135 | 1.2146 | 1.2159 | 1.2174 | 1.2191 | 1.2206 | 1.2217 | 1.2226 | 1.2231 | 1.2233 | 1.223 | 1.2224 | 1.2219 | 1.2216 | 1.2218 | 1.2219 | 1.2219
F4_Commercial_College_New_Space Heating_Natural Gas_Boiler_E2 | F4 | Commercial | College | New | Space Heating | Natural Gas | Boiler | E2 | Utility - Cost of Equipment | 1.1192 | 1.1203 | 1.1214 | 1.1231 | 1.1254 | 1.1289 | 1.1313 | 1.1331 | 1.1351 | 1.1369 | 1.1382 | 1.139 | 1.1397 | 1.1403 | 1.1411 | 1.1415 | 1.1421 | 1.1432 | 1.1444 | 1.1458 | 1.1474 | 1.1488 | 1.1498 | 1.1506 | 1.1512 | 1.1513 | 1.151 | 1.1505 | 1.15 | 1.1498 | 1.1499 | 1.15 | 1.15
F4_Commercial_College_New_Space Heating_Natural Gas_Boiler_E3 | F4 | Commercial | College | New | Space Heating | Natural Gas | Boiler | E3 | Utility - Cost of Equipment | 0.98074 | 0.98168 | 0.9827 | 0.98418 | 0.98621 | 0.98922 | 0.99133 | 0.99294 | 0.99469 | 0.99628 | 0.99737 | 0.99805 | 0.99867 | 0.99923 | 0.99997 | 1.0003 | 1.0008 | 1.0018 | 1.0028 | 1.004 | 1.0054 | 1.0066 | 1.0076 | 1.0083 | 1.0088 | 1.0089 | 1.0086 | 1.0081 | 1.0077 | 1.0075 | 1.0077 | 1.0077 | 1.0077
F4_Commercial_College_New_Space Heating_Natural Gas_Boiler_E4 | F4 | Commercial | College | New | Space Heating | Natural Gas | Boiler | E4 | Utility - Cost of Equipment | 0.72368 | 0.72432 | 0.72499 | 0.72607 | 0.72768 | 0.73031 | 0.73201 | 0.73324 | 0.73468 | 0.73604 | 0.73695 | 0.7375 | 0.73806 | 0.73862 | 0.7394 | 0.73975 | 0.74035 | 0.7414 | 0.74249 | 0.74372 | 0.74517 | 0.74639 | 0.74734 | 0.74806 | 0.74855 | 0.74868 | 0.74843 | 0.7479 | 0.74749 | 0.74729 | 0.74743 | 0.74749 | 0.74749
F4_Commercial_College_New_Space Heating_Natural Gas_Boiler_E5 | F4 | Commercial | College | New | Space Heating | Natural Gas | Boiler | E5 | Utility - Cost of Equipment | 0 | 0 | 0 | 0 | 0 | 0 | 0 | 0 | 0 | 0 | 0 | 0 | 0 | 0 | 0 | 0 | 0 | 0 | 0 | 0 | 0 | 0 | 0 | 0 | 0 | 0 | 0 | 0 | 0 | 0 | 0 | 0 | 0
F4_Commercial_College_New_Space Heating_Natural Gas_Boiler_E6 | F4 | Commercial | College | New | Space Heating | Natural Gas | Boiler | E6 | Utility - Cost of Equipment | 0 | 0 | 0 | 0 | 0 | 0 | 0 | 0 | 0 | 0 | 0 | 0 | 0 | 0 | 0 | 0 | 0 | 0 | 0 | 0 | 0 | 0 | 0 | 0 | 0 | 0 | 0 | 0 | 0 | 0 | 0 | 0 | 0
F4_Commercial_College_New_Space Heating_Natural Gas_Boiler_E7 | F4 | Commercial | College | New | Space Heating | Natural Gas | Boiler | E7 | Utility - Cost of Equipment | 0 | 0 | 0 | 0 | 0 | 0 | 0 | 0 | 0 | 0 | 0 | 0 | 0 | 0 | 0 | 0 | 0 | 0 | 0 | 0 | 0 | 0 | 0 | 0 | 0 | 0 | 0 | 0 | 0 | 0 | 0 | 0 | 0
F4_Commercial_College_New_Space Heating_Natural Gas_Boiler_E8 | F4 | Commercial | College | New | Space Heating | Natural Gas | Boiler | E8 | Utility - Cost of Equipment | 0 | 0 | 0 | 0 | 0 | 0 | 0 | 0 | 0 | 0 | 0 | 0 | 0 | 0 | 0 | 0 | 0 | 0 | 0 | 0 | 0 | 0 | 0 | 0 | 0 | 0 | 0 | 0 | 0 | 0 | 0 | 0 | 0
F4_Commercial_College_New_Space Heating_Natural Gas_Boiler_E9 | F4 | Commercial | College | New | Space Heating | Natural Gas | Boiler | E9 | Utility - Cost of Equipment | 0 | 0 | 0 | 0 | 0 | 0 | 0 | 0 | 0 | 0 | 0 | 0 | 0 | 0 | 0 | 0 | 0 | 0 | 0 | 0 | 0 | 0 | 0 | 0 | 0 | 0 | 0 | 0 | 0 | 0 | 0 | 0 | 0
F4_Commercial_College_New_Space Heating_Natural Gas_Boiler_E10 | F4 | Commercial | College | New | Space Heating | Natural Gas | Boiler | E10 | Utility - Cost of Equipment | 0 | 0 | 0 | 0 | 0 | 0 | 0 | 0 | 0 | 0 | 0 | 0 | 0 | 0 | 0 | 0 | 0 | 0 | 0 | 0 | 0 | 0 | 0 | 0 | 0 | 0 | 0 | 0 | 0 | 0 | 0 | 0 | 0
F5_Commercial_College_New_Space Heating_Natural Gas_Boiler_E1 | F5 | Commercial | College | New | Space Heating | Natural Gas | Boiler | E1 | Utility - Cost of Operation | 0.21835 | 0.21835 | 0.21835 | 0.21835 | 0.21835 | 0.21835 | 0.21835 | 0.21835 | 0.21835 | 0.21835 | 0.21835 | 0.21835 | 0.21835 | 0.21835 | 0.21835 | 0.21835 | 0.21835 | 0.21835 | 0.21835 | 0.21835 | 0.21835 | 0.21835 | 0.21835 | 0.21835 | 0.21835 | 0.21835 | 0.21835 | 0.21835 | 0.21835 | 0.21835 | 0.21835 | 0.21835 | 0.21835
F5_Commercial_College_New_Space Heating_Natural Gas_Boiler_E2 | F5 | Commercial | College | New | Space Heating | Natural Gas | Boiler | E2 | Utility - Cost of Operation | 0.24652 | 0.24652 | 0.24652 | 0.24652 | 0.24652 | 0.24652 | 0.24652 | 0.24652 | 0.24652 | 0.24652 | 0.24652 | 0.24652 | 0.24652 | 0.24652 | 0.24652 | 0.24652 | 0.24652 | 0.24652 | 0.24652 | 0.24652 | 0.24652 | 0.24652 | 0.24652 | 0.24652 | 0.24652 | 0.24652 | 0.24652 | 0.24652 | 0.24652 | 0.24652 | 0.24652 | 0.24652 | 0.24652
F5_Commercial_College_New_Space Heating_Natural Gas_Boiler_E3 | F5 | Commercial | College | New | Space Heating | Natural Gas | Boiler | E3 | Utility - Cost of Operation | 0.30309 | 0.30309 | 0.30309 | 0.30309 | 0.30309 | 0.30309 | 0.30309 | 0.30309 | 0.30309 | 0.30309 | 0.30309 | 0.30309 | 0.30309 | 0.30309 | 0.30309 | 0.30309 | 0.30309 | 0.30309 | 0.30309 | 0.30309 | 0.30309 | 0.30309 | 0.30309 | 0.30309 | 0.30309 | 0.30309 | 0.30309 | 0.30309 | 0.30309 | 0.30309 | 0.30309 | 0.30309 | 0.30309
F5_Commercial_College_New_Space Heating_Natural Gas_Boiler_E4 | F5 | Commercial | College | New | Space Heating | Natural Gas | Boiler | E4 | Utility - Cost of Operation | 1.1627 | 1.1627 | 1.1627 | 1.1627 | 1.1627 | 1.1627 | 1.1627 | 1.1627 | 1.1627 | 1.1627 | 1.1627 | 1.1627 | 1.1627 | 1.1627 | 1.1627 | 1.1627 | 1.1627 | 1.1627 | 1.1627 | 1.1627 | 1.1627 | 1.1627 | 1.1627 | 1.1627 | 1.1627 | 1.1627 | 1.1627 | 1.1627 | 1.1627 | 1.1627 | 1.1627 | 1.1627 | 1.1627
F5_Commercial_College_New_Space Heating_Natural Gas_Boiler_E5 | F5 | Commercial | College | New | Space Heating | Natural Gas | Boiler | E5 | Utility - Cost of Operation | 0 | 0 | 0 | 0 | 0 | 0 | 0 | 0 | 0 | 0 | 0 | 0 | 0 | 0 | 0 | 0 | 0 | 0 | 0 | 0 | 0 | 0 | 0 | 0 | 0 | 0 | 0 | 0 | 0 | 0 | 0 | 0 | 0
F5_Commercial_College_New_Space Heating_Natural Gas_Boiler_E6 | F5 | Commercial | College | New | Space Heating | Natural Gas | Boiler | E6 | Utility - Cost of Operation | 0 | 0 | 0 | 0 | 0 | 0 | 0 | 0 | 0 | 0 | 0 | 0 | 0 | 0 | 0 | 0 | 0 | 0 | 0 | 0 | 0 | 0 | 0 | 0 | 0 | 0 | 0 | 0 | 0 | 0 | 0 | 0 | 0
F5_Commercial_College_New_Space Heating_Natural Gas_Boiler_E7 | F5 | Commercial | College | New | Space Heating | Natural Gas | Boiler | E7 | Utility - Cost of Operation | 0 | 0 | 0 | 0 | 0 | 0 | 0 | 0 | 0 | 0 | 0 | 0 | 0 | 0 | 0 | 0 | 0 | 0 | 0 | 0 | 0 | 0 | 0 | 0 | 0 | 0 | 0 | 0 | 0 | 0 | 0 | 0 | 0
F5_Commercial_College_New_Space Heating_Natural Gas_Boiler_E8 | F5 | Commercial | College | New | Space Heating | Natural Gas | Boiler | E8 | Utility - Cost of Operation | 0 | 0 | 0 | 0 | 0 | 0 | 0 | 0 | 0 | 0 | 0 | 0 | 0 | 0 | 0 | 0 | 0 | 0 | 0 | 0 | 0 | 0 | 0 | 0 | 0 | 0 | 0 | 0 | 0 | 0 | 0 | 0 | 0
F5_Commercial_College_New_Space Heating_Natural Gas_Boiler_E9 | F5 | Commercial | College | New | Space Heating | Natural Gas | Boiler | E9 | Utility - Cost of Operation | 0 | 0 | 0 | 0 | 0 | 0 | 0 | 0 | 0 | 0 | 0 | 0 | 0 | 0 | 0 | 0 | 0 | 0 | 0 | 0 | 0 | 0 | 0 | 0 | 0 | 0 | 0 | 0 | 0 | 0 | 0 | 0 | 0
F5_Commercial_College_New_Space Heating_Natural Gas_Boiler_E10 | F5 | Commercial | College | New | Space Heating | Natural Gas | Boiler | E10 | Utility - Cost of Operation | 0 | 0 | 0 | 0 | 0 | 0 | 0 | 0 | 0 | 0 | 0 | 0 | 0 | 0 | 0 | 0 | 0 | 0 | 0 | 0 | 0 | 0 | 0 | 0 | 0 | 0 | 0 | 0 | 0 | 0 | 0 | 0 | 0
F6_Commercial_College_New_Space Heating_Natural Gas_Boiler_E1 | F6 | Commercial | College | New | Space Heating | Natural Gas | Boiler | E1 | Utility - Value of Sales | 0.51834 | 0.51554 | 0.51263 | 0.50972 | 0.50684 | 0.50398 | 0.50117 | 0.49842 | 0.49572 | 0.49311 | 0.49057 | 0.48813 | 0.4858 | 0.48359 | 0.48149 | 0.4795 | 0.47764 | 0.47589 | 0.47426 | 0.47274 | 0.47134 | 0.47006 | 0.46889 | 0.46784 | 0.46691 | 0.4661 | 0.4654 | 0.46481 | 0.46435 | 0.464 | 0.46376 | 0.46365 | 0.46365
F6_Commercial_College_New_Space Heating_Natural Gas_Boiler_E2 | F6 | Commercial | College | New | Space Heating | Natural Gas | Boiler | E2 | Utility - Value of Sales | 0.48785 | 0.48522 | 0.48247 | 0.47974 | 0.47702 | 0.47434 | 0.47169 | 0.4691 | 0.46656 | 0.4641 | 0.46171 | 0.45942 | 0.45722 | 0.45514 | 0.45316 | 0.4513 | 0.44954 | 0.4479 | 0.44636 | 0.44493 | 0.44362 | 0.44241 | 0.44131 | 0.44032 | 0.43945 | 0.43868 | 0.43802 | 0.43747 | 0.43703 | 0.4367 | 0.43648 | 0.43637 | 0.43637
F6_Commercial_College_New_Space Heating_Natural Gas_Boiler_E3 | F6 | Commercial | College | New | Space Heating | Natural Gas | Boiler | E3 | Utility - Value of Sales | 0.4275 | 0.42519 | 0.42278 | 0.42039 | 0.41801 | 0.41566 | 0.41334 | 0.41107 | 0.40884 | 0.40669 | 0.4046 | 0.40258 | 0.40066 | 0.39883 | 0.3971 | 0.39547 | 0.39393 | 0.39249 | 0.39114 | 0.38989 | 0.38874 | 0.38768 | 0.38672 | 0.38585 | 0.38508 | 0.38441 | 0.38383 | 0.38335 | 0.38297 | 0.38268 | 0.38249 | 0.38239 | 0.38239
F6_Commercial_College_New_Space Heating_Natural Gas_Boiler_E4 | F6 | Commercial | College | New | Space Heating | Natural Gas | Boiler | E4 | Utility - Value of Sales | 0.32767 | 0.32599 | 0.3242 | 0.3224 | 0.32061 | 0.31881 | 0.31702 | 0.31522 | 0.31343 | 0.31163 | 0.30984 | 0.30804 | 0.30625 | 0.30447 | 0.3027 | 0.30098 | 0.29929 | 0.29766 | 0.29609 | 0.29461 | 0.2932 | 0.2919 | 0.2907 | 0.28963 | 0.28867 | 0.28783 | 0.28712 | 0.28652 | 0.28604 | 0.28568 | 0.28544 | 0.28532 | 0.28532
F6_Commercial_College_New_Space Heating_Natural Gas_Boiler_E5 | F6 | Commercial | College | New | Space Heating | Natural Gas | Boiler | E5 | Utility - Value of Sales | 0 | 0 | 0 | 0 | 0 | 0 | 0 | 0 | 0 | 0 | 0 | 0 | 0 | 0 | 0 | 0 | 0 | 0 | 0 | 0 | 0 | 0 | 0 | 0 | 0 | 0 | 0 | 0 | 0 | 0 | 0 | 0 | 0
F6_Commercial_College_New_Space Heating_Natural Gas_Boiler_E6 | F6 | Commercial | College | New | Space Heating | Natural Gas | Boiler | E6 | Utility - Value of Sales | 0 | 0 | 0 | 0 | 0 | 0 | 0 | 0 | 0 | 0 | 0 | 0 | 0 | 0 | 0 | 0 | 0 | 0 | 0 | 0 | 0 | 0 | 0 | 0 | 0 | 0 | 0 | 0 | 0 | 0 | 0 | 0 | 0
F6_Commercial_College_New_Space Heating_Natural Gas_Boiler_E7 | F6 | Commercial | College | New | Space Heating | Natural Gas | Boiler | E7 | Utility - Value of Sales | 0 | 0 | 0 | 0 | 0 | 0 | 0 | 0 | 0 | 0 | 0 | 0 | 0 | 0 | 0 | 0 | 0 | 0 | 0 | 0 | 0 | 0 | 0 | 0 | 0 | 0 | 0 | 0 | 0 | 0 | 0 | 0 | 0
F6_Commercial_College_New_Space Heating_Natural Gas_Boiler_E8 | F6 | Commercial | College | New | Space Heating | Natural Gas | Boiler | E8 | Utility - Value of Sales | 0 | 0 | 0 | 0 | 0 | 0 | 0 | 0 | 0 | 0 | 0 | 0 | 0 | 0 | 0 | 0 | 0 | 0 | 0 | 0 | 0 | 0 | 0 | 0 | 0 | 0 | 0 | 0 | 0 | 0 | 0 | 0 | 0
F6_Commercial_College_New_Space Heating_Natural Gas_Boiler_E9 | F6 | Commercial | College | New | Space Heating | Natural Gas | Boiler | E9 | Utility - Value of Sales | 0 | 0 | 0 | 0 | 0 | 0 | 0 | 0 | 0 | 0 | 0 | 0 | 0 | 0 | 0 | 0 | 0 | 0 | 0 | 0 | 0 | 0 | 0 | 0 | 0 | 0 | 0 | 0 | 0 | 0 | 0 | 0 | 0
F6_Commercial_College_New_Space Heating_Natural Gas_Boiler_E10 | F6 | Commercial | College | New | Space Heating | Natural Gas | Boiler | E10 | Utility - Value of Sales | 0 | 0 | 0 | 0 | 0 | 0 | 0 | 0 | 0 | 0 | 0 | 0 | 0 | 0 | 0 | 0 | 0 | 0 | 0 | 0 | 0 | 0 | 0 | 0 | 0 | 0 | 0 | 0 | 0 | 0 | 0 | 0 | 0
F1_Commercial_College_New_Space Heating_Natural Gas_Unit Heater_E1 | F1 | Commercial | College | New | Space Heating | Natural Gas | Unit Heater | E1 | RVT - Cost of Equipment | 0.1961 | 0.19632 | 0.19656 | 0.19693 | 0.19745 | 0.19827 | 0.19875 | 0.19904 | 0.19939 | 0.1997 | 0.19987 | 0.19996 | 0.20008 | 0.20024 | 0.20049 | 0.20063 | 0.20084 | 0.2012 | 0.20155 | 0.20194 | 0.2024 | 0.20278 | 0.20308 | 0.20331 | 0.20346 | 0.20351 | 0.20343 | 0.20326 | 0.20313 | 0.20306 | 0.20311 | 0.20313 | 0.20313
F1_Commercial_College_New_Space Heating_Natural Gas_Unit Heater_E2 | F1 | Commercial | College | New | Space Heating | Natural Gas | Unit Heater | E2 | RVT - Cost of Equipment | 0.18676 | 0.18698 | 0.18721 | 0.18756 | 0.18805 | 0.18883 | 0.18929 | 0.18957 | 0.1899 | 0.19019 | 0.19036 | 0.19044 | 0.19056 | 0.19071 | 0.19095 | 0.19108 | 0.19128 | 0.19162 | 0.19196 | 0.19233 | 0.19276 | 0.19313 | 0.19342 | 0.19363 | 0.19378 | 0.19382 | 0.19374 | 0.19358 | 0.19346 | 0.1934 | 0.19344 | 0.19346 | 0.19346
F1_Commercial_College_New_Space Heating_Natural Gas_Unit Heater_E3 | F1 | Commercial | College | New | Space Heating | Natural Gas | Unit Heater | E3 | RVT - Cost of Equipment | 0.16646 | 0.16661 | 0.16676 | 0.167 | 0.16737 | 0.16795 | 0.16833 | 0.1686 | 0.16893 | 0.16924 | 0.16946 | 0.1696 | 0.16974 | 0.16988 | 0.17007 | 0.17016 | 0.17029 | 0.17053 | 0.17077 | 0.17105 | 0.17138 | 0.17166 | 0.17188 | 0.17205 | 0.17216 | 0.17219 | 0.17213 | 0.17201 | 0.17192 | 0.17187 | 0.1719 | 0.17192 | 0.17192
F1_Commercial_College_New_Space Heating_Natural Gas_Unit Heater_E4 | F1 | Commercial | College | New | Space Heating | Natural Gas | Unit Heater | E4 | RVT - Cost of Equipment | 0 | 0 | 0 | 0 | 0 | 0 | 0 | 0 | 0 | 0 | 0 | 0 | 0 | 0 | 0 | 0 | 0 | 0 | 0 | 0 | 0 | 0 | 0 | 0 | 0 | 0 | 0 | 0 | 0 | 0 | 0 | 0 | 0
F1_Commercial_College_New_Space Heating_Natural Gas_Unit Heater_E5 | F1 | Commercial | College | New | Space Heating | Natural Gas | Unit Heater | E5 | RVT - Cost of Equipment | 0 | 0 | 0 | 0 | 0 | 0 | 0 | 0 | 0 | 0 | 0 | 0 | 0 | 0 | 0 | 0 | 0 | 0 | 0 | 0 | 0 | 0 | 0 | 0 | 0 | 0 | 0 | 0 | 0 | 0 | 0 | 0 | 0
F1_Commercial_College_New_Space Heating_Natural Gas_Unit Heater_E6 | F1 | Commercial | College | New | Space Heating | Natural Gas | Unit Heater | E6 | RVT - Cost of Equipment | 0 | 0 | 0 | 0 | 0 | 0 | 0 | 0 | 0 | 0 | 0 | 0 | 0 | 0 | 0 | 0 | 0 | 0 | 0 | 0 | 0 | 0 | 0 | 0 | 0 | 0 | 0 | 0 | 0 | 0 | 0 | 0 | 0
F1_Commercial_College_New_Space Heating_Natural Gas_Unit Heater_E7 | F1 | Commercial | College | New | Space Heating | Natural Gas | Unit Heater | E7 | RVT - Cost of Equipment | 0 | 0 | 0 | 0 | 0 | 0 | 0 | 0 | 0 | 0 | 0 | 0 | 0 | 0 | 0 | 0 | 0 | 0 | 0 | 0 | 0 | 0 | 0 | 0 | 0 | 0 | 0 | 0 | 0 | 0 | 0 | 0 | 0
F1_Commercial_College_New_Space Heating_Natural Gas_Unit Heater_E8 | F1 | Commercial | College | New | Space Heating | Natural Gas | Unit Heater | E8 | RVT - Cost of Equipment | 0 | 0 | 0 | 0 | 0 | 0 | 0 | 0 | 0 | 0 | 0 | 0 | 0 | 0 | 0 | 0 | 0 | 0 | 0 | 0 | 0 | 0 | 0 | 0 | 0 | 0 | 0 | 0 | 0 | 0 | 0 | 0 | 0
F1_Commercial_College_New_Space Heating_Natural Gas_Unit Heater_E9 | F1 | Commercial | College | New | Space Heating | Natural Gas | Unit Heater | E9 | RVT - Cost of Equipment | 0 | 0 | 0 | 0 | 0 | 0 | 0 | 0 | 0 | 0 | 0 | 0 | 0 | 0 | 0 | 0 | 0 | 0 | 0 | 0 | 0 | 0 | 0 | 0 | 0 | 0 | 0 | 0 | 0 | 0 | 0 | 0 | 0
F1_Commercial_College_New_Space Heating_Natural Gas_Unit Heater_E10 | F1 | Commercial | College | New | Space Heating | Natural Gas | Unit Heater | E10 | RVT - Cost of Equipment | 0 | 0 | 0 | 0 | 0 | 0 | 0 | 0 | 0 | 0 | 0 | 0 | 0 | 0 | 0 | 0 | 0 | 0 | 0 | 0 | 0 | 0 | 0 | 0 | 0 | 0 | 0 | 0 | 0 | 0 | 0 | 0 | 0
F2_Commercial_College_New_Space Heating_Natural Gas_Unit Heater_E1 | F2 | Commercial | College | New | Space Heating | Natural Gas | Unit Heater | E1 | RVT - Cost of Operation | 0.23494 | 0.2352 | 0.2355 | 0.23593 | 0.23656 | 0.23754 | 0.23811 | 0.23846 | 0.23888 | 0.23925 | 0.23946 | 0.23956 | 0.23971 | 0.2399 | 0.2402 | 0.24037 | 0.24062 | 0.24105 | 0.24147 | 0.24194 | 0.24248 | 0.24294 | 0.24331 | 0.24358 | 0.24376 | 0.24381 | 0.24372 | 0.24352 | 0.24336 | 0.24328 | 0.24334 | 0.24336 | 0.24336
F2_Commercial_College_New_Space Heating_Natural Gas_Unit Heater_E2 | F2 | Commercial | College | New | Space Heating | Natural Gas | Unit Heater | E2 | RVT - Cost of Operation | 0.22375 | 0.22401 | 0.22429 | 0.2247 | 0.2253 | 0.22623 | 0.22678 | 0.22711 | 0.22751 | 0.22786 | 0.22806 | 0.22816 | 0.2283 | 0.22848 | 0.22877 | 0.22893 | 0.22917 | 0.22958 | 0.22998 | 0.23042 | 0.23094 | 0.23138 | 0.23172 | 0.23199 | 0.23216 | 0.23221 | 0.23212 | 0.23193 | 0.23178 | 0.2317 | 0.23176 | 0.23178 | 0.23178
F2_Commercial_College_New_Space Heating_Natural Gas_Unit Heater_E3 | F2 | Commercial | College | New | Space Heating | Natural Gas | Unit Heater | E3 | RVT - Cost of Operation | 0.19943 | 0.19961 | 0.19979 | 0.20008 | 0.20052 | 0.20122 | 0.20167 | 0.20199 | 0.20239 | 0.20276 | 0.20303 | 0.2032 | 0.20337 | 0.20353 | 0.20375 | 0.20386 | 0.20402 | 0.2043 | 0.20459 | 0.20493 | 0.20533 | 0.20566 | 0.20593 | 0.20613 | 0.20626 | 0.2063 | 0.20623 | 0.20608 | 0.20597 | 0.20591 | 0.20595 | 0.20597 | 0.20597
F2_Commercial_College_New_Space Heating_Natural Gas_Unit Heater_E4 | F2 | Commercial | College | New | Space Heating | Natural Gas | Unit Heater | E4 | RVT - Cost of Operation | 0 | 0 | 0 | 0 | 0 | 0 | 0 | 0 | 0 | 0 | 0 | 0 | 0 | 0 | 0 | 0 | 0 | 0 | 0 | 0 | 0 | 0 | 0 | 0 | 0 | 0 | 0 | 0 | 0 | 0 | 0 | 0 | 0
F2_Commercial_College_New_Space Heating_Natural Gas_Unit Heater_E5 | F2 | Commercial | College | New | Space Heating | Natural Gas | Unit Heater | E5 | RVT - Cost of Operation | 0 | 0 | 0 | 0 | 0 | 0 | 0 | 0 | 0 | 0 | 0 | 0 | 0 | 0 | 0 | 0 | 0 | 0 | 0 | 0 | 0 | 0 | 0 | 0 | 0 | 0 | 0 | 0 | 0 | 0 | 0 | 0 | 0
F2_Commercial_College_New_Space Heating_Natural Gas_Unit Heater_E6 | F2 | Commercial | College | New | Space Heating | Natural Gas | Unit Heater | E6 | RVT - Cost of Operation | 0 | 0 | 0 | 0 | 0 | 0 | 0 | 0 | 0 | 0 | 0 | 0 | 0 | 0 | 0 | 0 | 0 | 0 | 0 | 0 | 0 | 0 | 0 | 0 | 0 | 0 | 0 | 0 | 0 | 0 | 0 | 0 | 0
F2_Commercial_College_New_Space Heating_Natural Gas_Unit Heater_E7 | F2 | Commercial | College | New | Space Heating | Natural Gas | Unit Heater | E7 | RVT - Cost of Operation | 0 | 0 | 0 | 0 | 0 | 0 | 0 | 0 | 0 | 0 | 0 | 0 | 0 | 0 | 0 | 0 | 0 | 0 | 0 | 0 | 0 | 0 | 0 | 0 | 0 | 0 | 0 | 0 | 0 | 0 | 0 | 0 | 0
F2_Commercial_College_New_Space Heating_Natural Gas_Unit Heater_E8 | F2 | Commercial | College | New | Space Heating | Natural Gas | Unit Heater | E8 | RVT - Cost of Operation | 0 | 0 | 0 | 0 | 0 | 0 | 0 | 0 | 0 | 0 | 0 | 0 | 0 | 0 | 0 | 0 | 0 | 0 | 0 | 0 | 0 | 0 | 0 | 0 | 0 | 0 | 0 | 0 | 0 | 0 | 0 | 0 | 0
F2_Commercial_College_New_Space Heating_Natural Gas_Unit Heater_E9 | F2 | Commercial | College | New | Space Heating | Natural Gas | Unit Heater | E9 | RVT - Cost of Operation | 0 | 0 | 0 | 0 | 0 | 0 | 0 | 0 | 0 | 0 | 0 | 0 | 0 | 0 | 0 | 0 | 0 | 0 | 0 | 0 | 0 | 0 | 0 | 0 | 0 | 0 | 0 | 0 | 0 | 0 | 0 | 0 | 0
F2_Commercial_College_New_Space Heating_Natural Gas_Unit Heater_E10 | F2 | Commercial | College | New | Space Heating | Natural Gas | Unit Heater | E10 | RVT - Cost of Operation | 0 | 0 | 0 | 0 | 0 | 0 | 0 | 0 | 0 | 0 | 0 | 0 | 0 | 0 | 0 | 0 | 0 | 0 | 0 | 0 | 0 | 0 | 0 | 0 | 0 | 0 | 0 | 0 | 0 | 0 | 0 | 0 | 0
F3_Commercial_College_New_Space Heating_Natural Gas_Unit Heater_E1 | F3 | Commercial | College | New | Space Heating | Natural Gas | Unit Heater | E1 | System - kBTUs of Consumption | 0.0090394 | 0.0090394 | 0.0090394 | 0.0090394 | 0.0090394 | 0.0090394 | 0.0090394 | 0.0090394 | 0.0090394 | 0.0090394 | 0.0090394 | 0.0090394 | 0.0090394 | 0.0090394 | 0.0090394 | 0.0090394 | 0.0090394 | 0.0090394 | 0.0090394 | 0.0090394 | 0.0090394 | 0.0090394 | 0.0090394 | 0.0090394 | 0.0090394 | 0.0090394 | 0.0090394 | 0.0090394 | 0.0090394 | 0.0090394 | 0.0090394 | 0.0090394 | 0.0090394
F3_Commercial_College_New_Space Heating_Natural Gas_Unit Heater_E2 | F3 | Commercial | College | New | Space Heating | Natural Gas | Unit Heater | E2 | System - kBTUs of Consumption | 0.014472 | 0.014472 | 0.014472 | 0.014472 | 0.014472 | 0.014472 | 0.014472 | 0.014472 | 0.014472 | 0.014472 | 0.014472 | 0.014472 | 0.014472 | 0.014472 | 0.014472 | 0.014472 | 0.014472 | 0.014472 | 0.014472 | 0.014472 | 0.014472 | 0.014472 | 0.014472 | 0.014472 | 0.014472 | 0.014472 | 0.014472 | 0.014472 | 0.014472 | 0.014472 | 0.014472 | 0.014472 | 0.014472
F3_Commercial_College_New_Space Heating_Natural Gas_Unit Heater_E3 | F3 | Commercial | College | New | Space Heating | Natural Gas | Unit Heater | E3 | System - kBTUs of Consumption | 0.010745 | 0.010745 | 0.010745 | 0.010745 | 0.010745 | 0.010745 | 0.010745 | 0.010745 | 0.010745 | 0.010745 | 0.010745 | 0.010745 | 0.010745 | 0.010745 | 0.010745 | 0.010745 | 0.010745 | 0.010745 | 0.010745 | 0.010745 | 0.010745 | 0.010745 | 0.010745 | 0.010745 | 0.010745 | 0.010745 | 0.010745 | 0.010745 | 0.010745 | 0.010745 | 0.010745 | 0.010745 | 0.010745
F3_Commercial_College_New_Space Heating_Natural Gas_Unit Heater_E4 | F3 | Commercial | College | New | Space Heating | Natural Gas | Unit Heater | E4 | System - kBTUs of Consumption | 0 | 0 | 0 | 0 | 0 | 0 | 0 | 0 | 0 | 0 | 0 | 0 | 0 | 0 | 0 | 0 | 0 | 0 | 0 | 0 | 0 | 0 | 0 | 0 | 0 | 0 | 0 | 0 | 0 | 0 | 0 | 0 | 0
F3_Commercial_College_New_Space Heating_Natural Gas_Unit Heater_E5 | F3 | Commercial | College | New | Space Heating | Natural Gas | Unit Heater | E5 | System - kBTUs of Consumption | 0 | 0 | 0 | 0 | 0 | 0 | 0 | 0 | 0 | 0 | 0 | 0 | 0 | 0 | 0 | 0 | 0 | 0 | 0 | 0 | 0 | 0 | 0 | 0 | 0 | 0 | 0 | 0 | 0 | 0 | 0 | 0 | 0
F3_Commercial_College_New_Space Heating_Natural Gas_Unit Heater_E6 | F3 | Commercial | College | New | Space Heating | Natural Gas | Unit Heater | E6 | System - kBTUs of Consumption | 0 | 0 | 0 | 0 | 0 | 0 | 0 | 0 | 0 | 0 | 0 | 0 | 0 | 0 | 0 | 0 | 0 | 0 | 0 | 0 | 0 | 0 | 0 | 0 | 0 | 0 | 0 | 0 | 0 | 0 | 0 | 0 | 0
F3_Commercial_College_New_Space Heating_Natural Gas_Unit Heater_E7 | F3 | Commercial | College | New | Space Heating | Natural Gas | Unit Heater | E7 | System - kBTUs of Consumption | 0 | 0 | 0 | 0 | 0 | 0 | 0 | 0 | 0 | 0 | 0 | 0 | 0 | 0 | 0 | 0 | 0 | 0 | 0 | 0 | 0 | 0 | 0 | 0 | 0 | 0 | 0 | 0 | 0 | 0 | 0 | 0 | 0
F3_Commercial_College_New_Space Heating_Natural Gas_Unit Heater_E8 | F3 | Commercial | College | New | Space Heating | Natural Gas | Unit Heater | E8 | System - kBTUs of Consumption | 0 | 0 | 0 | 0 | 0 | 0 | 0 | 0 | 0 | 0 | 0 | 0 | 0 | 0 | 0 | 0 | 0 | 0 | 0 | 0 | 0 | 0 | 0 | 0 | 0 | 0 | 0 | 0 | 0 | 0 | 0 | 0 | 0
F3_Commercial_College_New_Space Heating_Natural Gas_Unit Heater_E9 | F3 | Commercial | College | New | Space Heating | Natural Gas | Unit Heater | E9 | System - kBTUs of Consumption | 0 | 0 | 0 | 0 | 0 | 0 | 0 | 0 | 0 | 0 | 0 | 0 | 0 | 0 | 0 | 0 | 0 | 0 | 0 | 0 | 0 | 0 | 0 | 0 | 0 | 0 | 0 | 0 | 0 | 0 | 0 | 0 | 0
F3_Commercial_College_New_Space Heating_Natural Gas_Unit Heater_E10 | F3 | Commercial | College | New | Space Heating | Natural Gas | Unit Heater | E10 | System - kBTUs of Consumption | 0 | 0 | 0 | 0 | 0 | 0 | 0 | 0 | 0 | 0 | 0 | 0 | 0 | 0 | 0 | 0 | 0 | 0 | 0 | 0 | 0 | 0 | 0 | 0 | 0 | 0 | 0 | 0 | 0 | 0 | 0 | 0 | 0
F4_Commercial_College_New_Space Heating_Natural Gas_Unit Heater_E1 | F4 | Commercial | College | New | Space Heating | Natural Gas | Unit Heater | E1 | Utility - Cost of Equipment | 0.23494 | 0.2352 | 0.2355 | 0.23593 | 0.23656 | 0.23754 | 0.23811 | 0.23846 | 0.23888 | 0.23925 | 0.23946 | 0.23956 | 0.23971 | 0.2399 | 0.2402 | 0.24037 | 0.24062 | 0.24105 | 0.24147 | 0.24194 | 0.24248 | 0.24294 | 0.24331 | 0.24358 | 0.24376 | 0.24381 | 0.24372 | 0.24352 | 0.24336 | 0.24328 | 0.24334 | 0.24336 | 0.24336
F4_Commercial_College_New_Space Heating_Natural Gas_Unit Heater_E2 | F4 | Commercial | College | New | Space Heating | Natural Gas | Unit Heater | E2 | Utility - Cost of Equipment | 0.22375 | 0.22401 | 0.22429 | 0.2247 | 0.2253 | 0.22623 | 0.22678 | 0.22711 | 0.22751 | 0.22786 | 0.22806 | 0.22816 | 0.2283 | 0.22848 | 0.22877 | 0.22893 | 0.22917 | 0.22958 | 0.22998 | 0.23042 | 0.23094 | 0.23138 | 0.23172 | 0.23199 | 0.23216 | 0.23221 | 0.23212 | 0.23193 | 0.23178 | 0.2317 | 0.23176 | 0.23178 | 0.23178
F4_Commercial_College_New_Space Heating_Natural Gas_Unit Heater_E3 | F4 | Commercial | College | New | Space Heating | Natural Gas | Unit Heater | E3 | Utility - Cost of Equipment | 0.19943 | 0.19961 | 0.19979 | 0.20008 | 0.20052 | 0.20122 | 0.20167 | 0.20199 | 0.20239 | 0.20276 | 0.20303 | 0.2032 | 0.20337 | 0.20353 | 0.20375 | 0.20386 | 0.20402 | 0.2043 | 0.20459 | 0.20493 | 0.20533 | 0.20566 | 0.20593 | 0.20613 | 0.20626 | 0.2063 | 0.20623 | 0.20608 | 0.20597 | 0.20591 | 0.20595 | 0.20597 | 0.20597
F4_Commercial_College_New_Space Heating_Natural Gas_Unit Heater_E4 | F4 | Commercial | College | New | Space Heating | Natural Gas | Unit Heater | E4 | Utility - Cost of Equipment | 0 | 0 | 0 | 0 | 0 | 0 | 0 | 0 | 0 | 0 | 0 | 0 | 0 | 0 | 0 | 0 | 0 | 0 | 0 | 0 | 0 | 0 | 0 | 0 | 0 | 0 | 0 | 0 | 0 | 0 | 0 | 0 | 0
F4_Commercial_College_New_Space Heating_Natural Gas_Unit Heater_E5 | F4 | Commercial | College | New | Space Heating | Natural Gas | Unit Heater | E5 | Utility - Cost of Equipment | 0 | 0 | 0 | 0 | 0 | 0 | 0 | 0 | 0 | 0 | 0 | 0 | 0 | 0 | 0 | 0 | 0 | 0 | 0 | 0 | 0 | 0 | 0 | 0 | 0 | 0 | 0 | 0 | 0 | 0 | 0 | 0 | 0
F4_Commercial_College_New_Space Heating_Natural Gas_Unit Heater_E6 | F4 | Commercial | College | New | Space Heating | Natural Gas | Unit Heater | E6 | Utility - Cost of Equipment | 0 | 0 | 0 | 0 | 0 | 0 | 0 | 0 | 0 | 0 | 0 | 0 | 0 | 0 | 0 | 0 | 0 | 0 | 0 | 0 | 0 | 0 | 0 | 0 | 0 | 0 | 0 | 0 | 0 | 0 | 0 | 0 | 0
F4_Commercial_College_New_Space Heating_Natural Gas_Unit Heater_E7 | F4 | Commercial | College | New | Space Heating | Natural Gas | Unit Heater | E7 | Utility - Cost of Equipment | 0 | 0 | 0 | 0 | 0 | 0 | 0 | 0 | 0 | 0 | 0 | 0 | 0 | 0 | 0 | 0 | 0 | 0 | 0 | 0 | 0 | 0 | 0 | 0 | 0 | 0 | 0 | 0 | 0 | 0 | 0 | 0 | 0
F4_Commercial_College_New_Space Heating_Natural Gas_Unit Heater_E8 | F4 | Commercial | College | New | Space Heating | Natural Gas | Unit Heater | E8 | Utility - Cost of Equipment | 0 | 0 | 0 | 0 | 0 | 0 | 0 | 0 | 0 | 0 | 0 | 0 | 0 | 0 | 0 | 0 | 0 | 0 | 0 | 0 | 0 | 0 | 0 | 0 | 0 | 0 | 0 | 0 | 0 | 0 | 0 | 0 | 0
F4_Commercial_College_New_Space Heating_Natural Gas_Unit Heater_E9 | F4 | Commercial | College | New | Space Heating | Natural Gas | Unit Heater | E9 | Utility - Cost of Equipment | 0 | 0 | 0 | 0 | 0 | 0 | 0 | 0 | 0 | 0 | 0 | 0 | 0 | 0 | 0 | 0 | 0 | 0 | 0 | 0 | 0 | 0 | 0 | 0 | 0 | 0 | 0 | 0 | 0 | 0 | 0 | 0 | 0
F4_Commercial_College_New_Space Heating_Natural Gas_Unit Heater_E10 | F4 | Commercial | College | New | Space Heating | Natural Gas | Unit Heater | E10 | Utility - Cost of Equipment | 0 | 0 | 0 | 0 | 0 | 0 | 0 | 0 | 0 | 0 | 0 | 0 | 0 | 0 | 0 | 0 | 0 | 0 | 0 | 0 | 0 | 0 | 0 | 0 | 0 | 0 | 0 | 0 | 0 | 0 | 0 | 0 | 0
F5_Commercial_College_New_Space Heating_Natural Gas_Unit Heater_E1 | F5 | Commercial | College | New | Space Heating | Natural Gas | Unit Heater | E1 | Utility - Cost of Operation | 0.0090394 | 0.0090394 | 0.0090394 | 0.0090394 | 0.0090394 | 0.0090394 | 0.0090394 | 0.0090394 | 0.0090394 | 0.0090394 | 0.0090394 | 0.0090394 | 0.0090394 | 0.0090394 | 0.0090394 | 0.0090394 | 0.0090394 | 0.0090394 | 0.0090394 | 0.0090394 | 0.0090394 | 0.0090394 | 0.0090394 | 0.0090394 | 0.0090394 | 0.0090394 | 0.0090394 | 0.0090394 | 0.0090394 | 0.0090394 | 0.0090394 | 0.0090394 | 0.0090394
F5_Commercial_College_New_Space Heating_Natural Gas_Unit Heater_E2 | F5 | Commercial | College | New | Space Heating | Natural Gas | Unit Heater | E2 | Utility - Cost of Operation | 0.014472 | 0.014472 | 0.014472 | 0.014472 | 0.014472 | 0.014472 | 0.014472 | 0.014472 | 0.014472 | 0.014472 | 0.014472 | 0.014472 | 0.014472 | 0.014472 | 0.014472 | 0.014472 | 0.014472 | 0.014472 | 0.014472 | 0.014472 | 0.014472 | 0.014472 | 0.014472 | 0.014472 | 0.014472 | 0.014472 | 0.014472 | 0.014472 | 0.014472 | 0.014472 | 0.014472 | 0.014472 | 0.014472
F5_Commercial_College_New_Space Heating_Natural Gas_Unit Heater_E3 | F5 | Commercial | College | New | Space Heating | Natural Gas | Unit Heater | E3 | Utility - Cost of Operation | 0.010745 | 0.010745 | 0.010745 | 0.010745 | 0.010745 | 0.010745 | 0.010745 | 0.010745 | 0.010745 | 0.010745 | 0.010745 | 0.010745 | 0.010745 | 0.010745 | 0.010745 | 0.010745 | 0.010745 | 0.010745 | 0.010745 | 0.010745 | 0.010745 | 0.010745 | 0.010745 | 0.010745 | 0.010745 | 0.010745 | 0.010745 | 0.010745 | 0.010745 | 0.010745 | 0.010745 | 0.010745 | 0.010745
F5_Commercial_College_New_Space Heating_Natural Gas_Unit Heater_E4 | F5 | Commercial | College | New | Space Heating | Natural Gas | Unit Heater | E4 | Utility - Cost of Operation | 0 | 0 | 0 | 0 | 0 | 0 | 0 | 0 | 0 | 0 | 0 | 0 | 0 | 0 | 0 | 0 | 0 | 0 | 0 | 0 | 0 | 0 | 0 | 0 | 0 | 0 | 0 | 0 | 0 | 0 | 0 | 0 | 0
F5_Commercial_College_New_Space Heating_Natural Gas_Unit Heater_E5 | F5 | Commercial | College | New | Space Heating | Natural Gas | Unit Heater | E5 | Utility - Cost of Operation | 0 | 0 | 0 | 0 | 0 | 0 | 0 | 0 | 0 | 0 | 0 | 0 | 0 | 0 | 0 | 0 | 0 | 0 | 0 | 0 | 0 | 0 | 0 | 0 | 0 | 0 | 0 | 0 | 0 | 0 | 0 | 0 | 0
F5_Commercial_College_New_Space Heating_Natural Gas_Unit Heater_E6 | F5 | Commercial | College | New | Space Heating | Natural Gas | Unit Heater | E6 | Utility - Cost of Operation | 0 | 0 | 0 | 0 | 0 | 0 | 0 | 0 | 0 | 0 | 0 | 0 | 0 | 0 | 0 | 0 | 0 | 0 | 0 | 0 | 0 | 0 | 0 | 0 | 0 | 0 | 0 | 0 | 0 | 0 | 0 | 0 | 0
F5_Commercial_College_New_Space Heating_Natural Gas_Unit Heater_E7 | F5 | Commercial | College | New | Space Heating | Natural Gas | Unit Heater | E7 | Utility - Cost of Operation | 0 | 0 | 0 | 0 | 0 | 0 | 0 | 0 | 0 | 0 | 0 | 0 | 0 | 0 | 0 | 0 | 0 | 0 | 0 | 0 | 0 | 0 | 0 | 0 | 0 | 0 | 0 | 0 | 0 | 0 | 0 | 0 | 0
F5_Commercial_College_New_Space Heating_Natural Gas_Unit Heater_E8 | F5 | Commercial | College | New | Space Heating | Natural Gas | Unit Heater | E8 | Utility - Cost of Operation | 0 | 0 | 0 | 0 | 0 | 0 | 0 | 0 | 0 | 0 | 0 | 0 | 0 | 0 | 0 | 0 | 0 | 0 | 0 | 0 | 0 | 0 | 0 | 0 | 0 | 0 | 0 | 0 | 0 | 0 | 0 | 0 | 0
F5_Commercial_College_New_Space Heating_Natural Gas_Unit Heater_E9 | F5 | Commercial | College | New | Space Heating | Natural Gas | Unit Heater | E9 | Utility - Cost of Operation | 0 | 0 | 0 | 0 | 0 | 0 | 0 | 0 | 0 | 0 | 0 | 0 | 0 | 0 | 0 | 0 | 0 | 0 | 0 | 0 | 0 | 0 | 0 | 0 | 0 | 0 | 0 | 0 | 0 | 0 | 0 | 0 | 0
F5_Commercial_College_New_Space Heating_Natural Gas_Unit Heater_E10 | F5 | Commercial | College | New | Space Heating | Natural Gas | Unit Heater | E10 | Utility - Cost of Operation | 0 | 0 | 0 | 0 | 0 | 0 | 0 | 0 | 0 | 0 | 0 | 0 | 0 | 0 | 0 | 0 | 0 | 0 | 0 | 0 | 0 | 0 | 0 | 0 | 0 | 0 | 0 | 0 | 0 | 0 | 0 | 0 | 0
F6_Commercial_College_New_Space Heating_Natural Gas_Unit Heater_E1 | F6 | Commercial | College | New | Space Heating | Natural Gas | Unit Heater | E1 | Utility - Value of Sales | 0.10684 | 0.10631 | 0.10573 | 0.10515 | 0.10457 | 0.10399 | 0.10341 | 0.10283 | 0.10225 | 0.10167 | 0.10109 | 0.10051 | 0.09993 | 0.099351 | 0.098771 | 0.098192 | 0.097612 | 0.097033 | 0.096454 | 0.095884 | 0.095333 | 0.094812 | 0.094329 | 0.093895 | 0.093509 | 0.093171 | 0.092881 | 0.092639 | 0.092446 | 0.092302 | 0.092205 | 0.092157 | 0.092157
F6_Commercial_College_New_Space Heating_Natural Gas_Unit Heater_E2 | F6 | Commercial | College | New | Space Heating | Natural Gas | Unit Heater | E2 | Utility - Value of Sales | 0.10175 | 0.10125 | 0.10069 | 0.10014 | 0.09959 | 0.099038 | 0.098486 | 0.097934 | 0.097382 | 0.09683 | 0.096278 | 0.095726 | 0.095174 | 0.094622 | 0.09407 | 0.093518 | 0.092966 | 0.092414 | 0.091863 | 0.09132 | 0.090796 | 0.090299 | 0.089839 | 0.089426 | 0.089058 | 0.088736 | 0.08846 | 0.08823 | 0.088046 | 0.087908 | 0.087816 | 0.08777 | 0.08777
F6_Commercial_College_New_Space Heating_Natural Gas_Unit Heater_E3 | F6 | Commercial | College | New | Space Heating | Natural Gas | Unit Heater | E3 | Utility - Value of Sales | 0.090013 | 0.089553 | 0.08906 | 0.088568 | 0.088075 | 0.087582 | 0.087089 | 0.086597 | 0.086104 | 0.085611 | 0.085119 | 0.084626 | 0.084134 | 0.083641 | 0.083152 | 0.08267 | 0.0822 | 0.081744 | 0.081306 | 0.08089 | 0.0805 | 0.080139 | 0.079811 | 0.079515 | 0.079252 | 0.079023 | 0.078826 | 0.078661 | 0.07853 | 0.078432 | 0.078366 | 0.078333 | 0.078333
F6_Commercial_College_New_Space Heating_Natural Gas_Unit Heater_E4 | F6 | Commercial | College | New | Space Heating | Natural Gas | Unit Heater | E4 | Utility - Value of Sales | 0 | 0 | 0 | 0 | 0 | 0 | 0 | 0 | 0 | 0 | 0 | 0 | 0 | 0 | 0 | 0 | 0 | 0 | 0 | 0 | 0 | 0 | 0 | 0 | 0 | 0 | 0 | 0 | 0 | 0 | 0 | 0 | 0
F6_Commercial_College_New_Space Heating_Natural Gas_Unit Heater_E5 | F6 | Commercial | College | New | Space Heating | Natural Gas | Unit Heater | E5 | Utility - Value of Sales | 0 | 0 | 0 | 0 | 0 | 0 | 0 | 0 | 0 | 0 | 0 | 0 | 0 | 0 | 0 | 0 | 0 | 0 | 0 | 0 | 0 | 0 | 0 | 0 | 0 | 0 | 0 | 0 | 0 | 0 | 0 | 0 | 0
F6_Commercial_College_New_Space Heating_Natural Gas_Unit Heater_E6 | F6 | Commercial | College | New | Space Heating | Natural Gas | Unit Heater | E6 | Utility - Value of Sales | 0 | 0 | 0 | 0 | 0 | 0 | 0 | 0 | 0 | 0 | 0 | 0 | 0 | 0 | 0 | 0 | 0 | 0 | 0 | 0 | 0 | 0 | 0 | 0 | 0 | 0 | 0 | 0 | 0 | 0 | 0 | 0 | 0
F6_Commercial_College_New_Space Heating_Natural Gas_Unit Heater_E7 | F6 | Commercial | College | New | Space Heating | Natural Gas | Unit Heater | E7 | Utility - Value of Sales | 0 | 0 | 0 | 0 | 0 | 0 | 0 | 0 | 0 | 0 | 0 | 0 | 0 | 0 | 0 | 0 | 0 | 0 | 0 | 0 | 0 | 0 | 0 | 0 | 0 | 0 | 0 | 0 | 0 | 0 | 0 | 0 | 0
F6_Commercial_College_New_Space Heating_Natural Gas_Unit Heater_E8 | F6 | Commercial | College | New | Space Heating | Natural Gas | Unit Heater | E8 | Utility - Value of Sales | 0 | 0 | 0 | 0 | 0 | 0 | 0 | 0 | 0 | 0 | 0 | 0 | 0 | 0 | 0 | 0 | 0 | 0 | 0 | 0 | 0 | 0 | 0 | 0 | 0 | 0 | 0 | 0 | 0 | 0 | 0 | 0 | 0
F6_Commercial_College_New_Space Heating_Natural Gas_Unit Heater_E9 | F6 | Commercial | College | New | Space Heating | Natural Gas | Unit Heater | E9 | Utility - Value of Sales | 0 | 0 | 0 | 0 | 0 | 0 | 0 | 0 | 0 | 0 | 0 | 0 | 0 | 0 | 0 | 0 | 0 | 0 | 0 | 0 | 0 | 0 | 0 | 0 | 0 | 0 | 0 | 0 | 0 | 0 | 0 | 0 | 0
F6_Commercial_College_New_Space Heating_Natural Gas_Unit Heater_E10 | F6 | Commercial | College | New | Space Heating | Natural Gas | Unit Heater | E10 | Utility - Value of Sales | 0 | 0 | 0 | 0 | 0 | 0 | 0 | 0 | 0 | 0 | 0 | 0 | 0 | 0 | 0 | 0 | 0 | 0 | 0 | 0 | 0 | 0 | 0 | 0 | 0 | 0 | 0 | 0 | 0 | 0 | 0 | 0 | 0
F1_Commercial_College_New_Water Heating_Natural Gas_Water Heater_E1 | F1 | Commercial | College | New | Water Heating | Natural Gas | Water Heater | E1 | RVT - Cost of Equipment | 0.19936 | 0.20118 | 0.20335 | 0.20587 | 0.2088 | 0.21228 | 0.21508 | 0.21773 | 0.22034 | 0.22296 | 0.22536 | 0.22746 | 0.22958 | 0.23181 | 0.23439 | 0.23695 | 0.23977 | 0.24288 | 0.24618 | 0.24958 | 0.25305 | 0.25631 | 0.2593 | 0.26202 | 0.26443 | 0.26648 | 0.26792 | 0.26898 | 0.26989 | 0.27066 | 0.27144 | 0.27178 | 0.27178
F1_Commercial_College_New_Water Heating_Natural Gas_Water Heater_E2 | F1 | Commercial | College | New | Water Heating | Natural Gas | Water Heater | E2 | RVT - Cost of Equipment | 0.1969 | 0.1987 | 0.20084 | 0.20333 | 0.20622 | 0.20966 | 0.21243 | 0.21504 | 0.21762 | 0.22021 | 0.22258 | 0.22465 | 0.22674 | 0.22895 | 0.2315 | 0.23402 | 0.23681 | 0.23988 | 0.24314 | 0.24649 | 0.24993 | 0.25315 | 0.2561 | 0.25879 | 0.26116 | 0.26319 | 0.26461 | 0.26565 | 0.26656 | 0.26732 | 0.26808 | 0.26843 | 0.26843
F1_Commercial_College_New_Water Heating_Natural Gas_Water Heater_E3 | F1 | Commercial | College | New | Water Heating | Natural Gas | Water Heater | E3 | RVT - Cost of Equipment | 0.18124 | 0.18289 | 0.18486 | 0.18715 | 0.18982 | 0.19298 | 0.19553 | 0.19793 | 0.20031 | 0.20269 | 0.20487 | 0.20678 | 0.20871 | 0.21074 | 0.21308 | 0.21541 | 0.21797 | 0.2208 | 0.2238 | 0.22689 | 0.23005 | 0.23301 | 0.23573 | 0.2382 | 0.24039 | 0.24225 | 0.24356 | 0.24452 | 0.24535 | 0.24606 | 0.24676 | 0.24708 | 0.24708
F1_Commercial_College_New_Water Heating_Natural Gas_Water Heater_E4 | F1 | Commercial | College | New | Water Heating | Natural Gas | Water Heater | E4 | RVT - Cost of Equipment | 0.16967 | 0.17122 | 0.17306 | 0.17521 | 0.1777 | 0.18066 | 0.18305 | 0.1853 | 0.18752 | 0.18975 | 0.19179 | 0.19358 | 0.19538 | 0.19729 | 0.19948 | 0.20166 | 0.20406 | 0.20671 | 0.20951 | 0.2124 | 0.21536 | 0.21814 | 0.22068 | 0.223 | 0.22505 | 0.22679 | 0.22801 | 0.22892 | 0.22969 | 0.23035 | 0.23101 | 0.23131 | 0.23131
F1_Commercial_College_New_Water Heating_Natural Gas_Water Heater_E5 | F1 | Commercial | College | New | Water Heating | Natural Gas | Water Heater | E5 | RVT - Cost of Equipment | 0.16613 | 0.16765 | 0.16946 | 0.17156 | 0.174 | 0.1769 | 0.17924 | 0.18144 | 0.18361 | 0.1858 | 0.1878 | 0.18955 | 0.19131 | 0.19318 | 0.19532 | 0.19746 | 0.19981 | 0.2024 | 0.20515 | 0.20798 | 0.21088 | 0.21359 | 0.21608 | 0.21835 | 0.22036 | 0.22206 | 0.22326 | 0.22415 | 0.22491 | 0.22555 | 0.2262 | 0.22649 | 0.22649
F1_Commercial_College_New_Water Heating_Natural Gas_Water Heater_E6 | F1 | Commercial | College | New | Water Heating | Natural Gas | Water Heater | E6 | RVT - Cost of Equipment | 0.16274 | 0.16423 | 0.166 | 0.16805 | 0.17045 | 0.17329 | 0.17558 | 0.17774 | 0.17987 | 0.18201 | 0.18397 | 0.18568 | 0.18741 | 0.18923 | 0.19134 | 0.19343 | 0.19573 | 0.19827 | 0.20096 | 0.20374 | 0.20657 | 0.20923 | 0.21167 | 0.2139 | 0.21586 | 0.21753 | 0.21871 | 0.21957 | 0.22032 | 0.22095 | 0.22158 | 0.22186 | 0.22186
F1_Commercial_College_New_Water Heating_Natural Gas_Water Heater_E7 | F1 | Commercial | College | New | Water Heating | Natural Gas | Water Heater | E7 | RVT - Cost of Equipment | 0.15283 | 0.15432 | 0.15598 | 0.15778 | 0.15982 | 0.1622 | 0.1642 | 0.16612 | 0.16809 | 0.17013 | 0.17209 | 0.17392 | 0.17577 | 0.17767 | 0.17973 | 0.18171 | 0.18381 | 0.18603 | 0.18832 | 0.19063 | 0.19294 | 0.1951 | 0.19704 | 0.19876 | 0.20025 | 0.20151 | 0.2024 | 0.20306 | 0.20362 | 0.2041 | 0.20458 | 0.2048 | 0.2048
F1_Commercial_College_New_Water Heating_Natural Gas_Water Heater_E8 | F1 | Commercial | College | New | Water Heating | Natural Gas | Water Heater | E8 | RVT - Cost of Equipment | 0 | 0 | 0 | 0 | 0 | 0 | 0 | 0 | 0 | 0 | 0 | 0 | 0 | 0 | 0 | 0 | 0 | 0 | 0 | 0 | 0 | 0 | 0 | 0 | 0 | 0 | 0 | 0 | 0 | 0 | 0 | 0 | 0
F1_Commercial_College_New_Water Heating_Natural Gas_Water Heater_E9 | F1 | Commercial | College | New | Water Heating | Natural Gas | Water Heater | E9 | RVT - Cost of Equipment | 0 | 0 | 0 | 0 | 0 | 0 | 0 | 0 | 0 | 0 | 0 | 0 | 0 | 0 | 0 | 0 | 0 | 0 | 0 | 0 | 0 | 0 | 0 | 0 | 0 | 0 | 0 | 0 | 0 | 0 | 0 | 0 | 0
F1_Commercial_College_New_Water Heating_Natural Gas_Water Heater_E10 | F1 | Commercial | College | New | Water Heating | Natural Gas | Water Heater | E10 | RVT - Cost of Equipment | 0 | 0 | 0 | 0 | 0 | 0 | 0 | 0 | 0 | 0 | 0 | 0 | 0 | 0 | 0 | 0 | 0 | 0 | 0 | 0 | 0 | 0 | 0 | 0 | 0 | 0 | 0 | 0 | 0 | 0 | 0 | 0 | 0
F2_Commercial_College_New_Water Heating_Natural Gas_Water Heater_E1 | F2 | Commercial | College | New | Water Heating | Natural Gas | Water Heater | E1 | RVT - Cost of Operation | 0.23885 | 0.24103 | 0.24363 | 0.24664 | 0.25016 | 0.25432 | 0.25769 | 0.26085 | 0.26398 | 0.26712 | 0.26999 | 0.27251 | 0.27505 | 0.27772 | 0.28081 | 0.28388 | 0.28726 | 0.29099 | 0.29493 | 0.29901 | 0.30317 | 0.30708 | 0.31066 | 0.31392 | 0.3168 | 0.31926 | 0.32098 | 0.32225 | 0.32334 | 0.32427 | 0.3252 | 0.32561 | 0.32561
F2_Commercial_College_New_Water Heating_Natural Gas_Water Heater_E2 | F2 | Commercial | College | New | Water Heating | Natural Gas | Water Heater | E2 | RVT - Cost of Operation | 0.2359 | 0.23806 | 0.24062 | 0.2436 | 0.24707 | 0.25118 | 0.2545 | 0.25763 | 0.26072 | 0.26382 | 0.26666 | 0.26915 | 0.27165 | 0.2743 | 0.27735 | 0.28037 | 0.28371 | 0.28739 | 0.29129 | 0.29532 | 0.29943 | 0.30329 | 0.30682 | 0.31005 | 0.31289 | 0.31532 | 0.31702 | 0.31827 | 0.31935 | 0.32027 | 0.32118 | 0.32159 | 0.32159
F2_Commercial_College_New_Water Heating_Natural Gas_Water Heater_E3 | F2 | Commercial | College | New | Water Heating | Natural Gas | Water Heater | E3 | RVT - Cost of Operation | 0.21713 | 0.21912 | 0.22148 | 0.22422 | 0.22742 | 0.2312 | 0.23426 | 0.23714 | 0.23998 | 0.24284 | 0.24545 | 0.24774 | 0.25004 | 0.25248 | 0.25528 | 0.25807 | 0.26114 | 0.26453 | 0.26812 | 0.27183 | 0.27561 | 0.27916 | 0.28242 | 0.28538 | 0.288 | 0.29023 | 0.2918 | 0.29295 | 0.29395 | 0.29479 | 0.29563 | 0.29601 | 0.29601
F2_Commercial_College_New_Water Heating_Natural Gas_Water Heater_E4 | F2 | Commercial | College | New | Water Heating | Natural Gas | Water Heater | E4 | RVT - Cost of Operation | 0.20327 | 0.20513 | 0.20734 | 0.20991 | 0.2129 | 0.21644 | 0.21931 | 0.222 | 0.22466 | 0.22734 | 0.22978 | 0.23193 | 0.23408 | 0.23636 | 0.23899 | 0.2416 | 0.24447 | 0.24765 | 0.25101 | 0.25447 | 0.25802 | 0.26134 | 0.26439 | 0.26717 | 0.26962 | 0.27171 | 0.27318 | 0.27426 | 0.27519 | 0.27598 | 0.27676 | 0.27712 | 0.27712
F2_Commercial_College_New_Water Heating_Natural Gas_Water Heater_E5 | F2 | Commercial | College | New | Water Heating | Natural Gas | Water Heater | E5 | RVT - Cost of Operation | 0.19904 | 0.20086 | 0.20302 | 0.20553 | 0.20846 | 0.21193 | 0.21474 | 0.21738 | 0.21998 | 0.2226 | 0.22499 | 0.22709 | 0.22921 | 0.23144 | 0.23401 | 0.23657 | 0.23938 | 0.24249 | 0.24578 | 0.24917 | 0.25264 | 0.2559 | 0.25888 | 0.2616 | 0.264 | 0.26605 | 0.26748 | 0.26854 | 0.26945 | 0.27023 | 0.271 | 0.27135 | 0.27135
F2_Commercial_College_New_Water Heating_Natural Gas_Water Heater_E6 | F2 | Commercial | College | New | Water Heating | Natural Gas | Water Heater | E6 | RVT - Cost of Operation | 0.19498 | 0.19676 | 0.19888 | 0.20134 | 0.20421 | 0.20761 | 0.21036 | 0.21294 | 0.21549 | 0.21806 | 0.2204 | 0.22246 | 0.22453 | 0.22671 | 0.22924 | 0.23174 | 0.2345 | 0.23754 | 0.24076 | 0.24409 | 0.24749 | 0.25068 | 0.2536 | 0.25626 | 0.25861 | 0.26062 | 0.26203 | 0.26306 | 0.26395 | 0.26471 | 0.26547 | 0.26581 | 0.26581
F2_Commercial_College_New_Water Heating_Natural Gas_Water Heater_E7 | F2 | Commercial | College | New | Water Heating | Natural Gas | Water Heater | E7 | RVT - Cost of Operation | 0.1831 | 0.18489 | 0.18687 | 0.18903 | 0.19148 | 0.19433 | 0.19672 | 0.19902 | 0.20138 | 0.20383 | 0.20618 | 0.20837 | 0.21059 | 0.21286 | 0.21532 | 0.2177 | 0.22022 | 0.22288 | 0.22562 | 0.22838 | 0.23116 | 0.23374 | 0.23607 | 0.23812 | 0.23991 | 0.24143 | 0.24249 | 0.24328 | 0.24395 | 0.24453 | 0.2451 | 0.24536 | 0.24536
F2_Commercial_College_New_Water Heating_Natural Gas_Water Heater_E8 | F2 | Commercial | College | New | Water Heating | Natural Gas | Water Heater | E8 | RVT - Cost of Operation | 0 | 0 | 0 | 0 | 0 | 0 | 0 | 0 | 0 | 0 | 0 | 0 | 0 | 0 | 0 | 0 | 0 | 0 | 0 | 0 | 0 | 0 | 0 | 0 | 0 | 0 | 0 | 0 | 0 | 0 | 0 | 0 | 0
F2_Commercial_College_New_Water Heating_Natural Gas_Water Heater_E9 | F2 | Commercial | College | New | Water Heating | Natural Gas | Water Heater | E9 | RVT - Cost of Operation | 0 | 0 | 0 | 0 | 0 | 0 | 0 | 0 | 0 | 0 | 0 | 0 | 0 | 0 | 0 | 0 | 0 | 0 | 0 | 0 | 0 | 0 | 0 | 0 | 0 | 0 | 0 | 0 | 0 | 0 | 0 | 0 | 0
F2_Commercial_College_New_Water Heating_Natural Gas_Water Heater_E10 | F2 | Commercial | College | New | Water Heating | Natural Gas | Water Heater | E10 | RVT - Cost of Operation | 0 | 0 | 0 | 0 | 0 | 0 | 0 | 0 | 0 | 0 | 0 | 0 | 0 | 0 | 0 | 0 | 0 | 0 | 0 | 0 | 0 | 0 | 0 | 0 | 0 | 0 | 0 | 0 | 0 | 0 | 0 | 0 | 0
F3_Commercial_College_New_Water Heating_Natural Gas_Water Heater_E1 | F3 | Commercial | College | New | Water Heating | Natural Gas | Water Heater | E1 | System - kBTUs of Consumption | 0.035964 | 0.035964 | 0.035964 | 0.035964 | 0.035964 | 0.035964 | 0.035964 | 0.035964 | 0.035964 | 0.035964 | 0.035964 | 0.035964 | 0.035964 | 0.035964 | 0.035964 | 0.035964 | 0.035964 | 0.035964 | 0.035964 | 0.035964 | 0.035964 | 0.035964 | 0.035964 | 0.035964 | 0.035964 | 0.035964 | 0.035964 | 0.035964 | 0.035964 | 0.035964 | 0.035964 | 0.035964 | 0.035964
F3_Commercial_College_New_Water Heating_Natural Gas_Water Heater_E2 | F3 | Commercial | College | New | Water Heating | Natural Gas | Water Heater | E2 | System - kBTUs of Consumption | 0.035955 | 0.035955 | 0.035955 | 0.035955 | 0.035955 | 0.035955 | 0.035955 | 0.035955 | 0.035955 | 0.035955 | 0.035955 | 0.035955 | 0.035955 | 0.035955 | 0.035955 | 0.035955 | 0.035955 | 0.035955 | 0.035955 | 0.035955 | 0.035955 | 0.035955 | 0.035955 | 0.035955 | 0.035955 | 0.035955 | 0.035955 | 0.035955 | 0.035955 | 0.035955 | 0.035955 | 0.035955 | 0.035955
F3_Commercial_College_New_Water Heating_Natural Gas_Water Heater_E3 | F3 | Commercial | College | New | Water Heating | Natural Gas | Water Heater | E3 | System - kBTUs of Consumption | 0.036552 | 0.036552 | 0.036552 | 0.036552 | 0.036552 | 0.036552 | 0.036552 | 0.036552 | 0.036552 | 0.036552 | 0.036552 | 0.036552 | 0.036552 | 0.036552 | 0.036552 | 0.036552 | 0.036552 | 0.036552 | 0.036552 | 0.036552 | 0.036552 | 0.036552 | 0.036552 | 0.036552 | 0.036552 | 0.036552 | 0.036552 | 0.036552 | 0.036552 | 0.036552 | 0.036552 | 0.036552 | 0.036552
F3_Commercial_College_New_Water Heating_Natural Gas_Water Heater_E4 | F3 | Commercial | College | New | Water Heating | Natural Gas | Water Heater | E4 | System - kBTUs of Consumption | 0.037149 | 0.037149 | 0.037149 | 0.037149 | 0.037149 | 0.037149 | 0.037149 | 0.037149 | 0.037149 | 0.037149 | 0.037149 | 0.037149 | 0.037149 | 0.037149 | 0.037149 | 0.037149 | 0.037149 | 0.037149 | 0.037149 | 0.037149 | 0.037149 | 0.037149 | 0.037149 | 0.037149 | 0.037149 | 0.037149 | 0.037149 | 0.037149 | 0.037149 | 0.037149 | 0.037149 | 0.037149 | 0.037149
F3_Commercial_College_New_Water Heating_Natural Gas_Water Heater_E5 | F3 | Commercial | College | New | Water Heating | Natural Gas | Water Heater | E5 | System - kBTUs of Consumption | 0.037939 | 0.037939 | 0.037939 | 0.037939 | 0.037939 | 0.037939 | 0.037939 | 0.037939 | 0.037939 | 0.037939 | 0.037939 | 0.037939 | 0.037939 | 0.037939 | 0.037939 | 0.037939 | 0.037939 | 0.037939 | 0.037939 | 0.037939 | 0.037939 | 0.037939 | 0.037939 | 0.037939 | 0.037939 | 0.037939 | 0.037939 | 0.037939 | 0.037939 | 0.037939 | 0.037939 | 0.037939 | 0.037939
F3_Commercial_College_New_Water Heating_Natural Gas_Water Heater_E6 | F3 | Commercial | College | New | Water Heating | Natural Gas | Water Heater | E6 | System - kBTUs of Consumption | 0.032051 | 0.032051 | 0.032051 | 0.032051 | 0.032051 | 0.032051 | 0.032051 | 0.032051 | 0.032051 | 0.032051 | 0.032051 | 0.032051 | 0.032051 | 0.032051 | 0.032051 | 0.032051 | 0.032051 | 0.032051 | 0.032051 | 0.032051 | 0.032051 | 0.032051 | 0.032051 | 0.032051 | 0.032051 | 0.032051 | 0.032051 | 0.032051 | 0.032051 | 0.032051 | 0.032051 | 0.032051 | 0.032051
F3_Commercial_College_New_Water Heating_Natural Gas_Water Heater_E7 | F3 | Commercial | College | New | Water Heating | Natural Gas | Water Heater | E7 | System - kBTUs of Consumption | 0.040469 | 0.040469 | 0.040469 | 0.040469 | 0.040469 | 0.040469 | 0.040469 | 0.040469 | 0.040469 | 0.040469 | 0.040469 | 0.040469 | 0.040469 | 0.040469 | 0.040469 | 0.040469 | 0.040469 | 0.040469 | 0.040469 | 0.040469 | 0.040469 | 0.040469 | 0.040469 | 0.040469 | 0.040469 | 0.040469 | 0.040469 | 0.040469 | 0.040469 | 0.040469 | 0.040469 | 0.040469 | 0.040469
F3_Commercial_College_New_Water Heating_Natural Gas_Water Heater_E8 | F3 | Commercial | College | New | Water Heating | Natural Gas | Water Heater | E8 | System - kBTUs of Consumption | 0 | 0 | 0 | 0 | 0 | 0 | 0 | 0 | 0 | 0 | 0 | 0 | 0 | 0 | 0 | 0 | 0 | 0 | 0 | 0 | 0 | 0 | 0 | 0 | 0 | 0 | 0 | 0 | 0 | 0 | 0 | 0 | 0
F3_Commercial_College_New_Water Heating_Natural Gas_Water Heater_E9 | F3 | Commercial | College | New | Water Heating | Natural Gas | Water Heater | E9 | System - kBTUs of Consumption | 0 | 0 | 0 | 0 | 0 | 0 | 0 | 0 | 0 | 0 | 0 | 0 | 0 | 0 | 0 | 0 | 0 | 0 | 0 | 0 | 0 | 0 | 0 | 0 | 0 | 0 | 0 | 0 | 0 | 0 | 0 | 0 | 0
F3_Commercial_College_New_Water Heating_Natural Gas_Water Heater_E10 | F3 | Commercial | College | New | Water Heating | Natural Gas | Water Heater | E10 | System - kBTUs of Consumption | 0 | 0 | 0 | 0 | 0 | 0 | 0 | 0 | 0 | 0 | 0 | 0 | 0 | 0 | 0 | 0 | 0 | 0 | 0 | 0 | 0 | 0 | 0 | 0 | 0 | 0 | 0 | 0 | 0 | 0 | 0 | 0 | 0
F4_Commercial_College_New_Water Heating_Natural Gas_Water Heater_E1 | F4 | Commercial | College | New | Water Heating | Natural Gas | Water Heater | E1 | Utility - Cost of Equipment | 0.23885 | 0.24103 | 0.24363 | 0.24664 | 0.25016 | 0.25432 | 0.25769 | 0.26085 | 0.26398 | 0.26712 | 0.26999 | 0.27251 | 0.27505 | 0.27772 | 0.28081 | 0.28388 | 0.28726 | 0.29099 | 0.29493 | 0.29901 | 0.30317 | 0.30708 | 0.31066 | 0.31392 | 0.3168 | 0.31926 | 0.32098 | 0.32225 | 0.32334 | 0.32427 | 0.3252 | 0.32561 | 0.32561
F4_Commercial_College_New_Water Heating_Natural Gas_Water Heater_E2 | F4 | Commercial | College | New | Water Heating | Natural Gas | Water Heater | E2 | Utility - Cost of Equipment | 0.2359 | 0.23806 | 0.24062 | 0.2436 | 0.24707 | 0.25118 | 0.2545 | 0.25763 | 0.26072 | 0.26382 | 0.26666 | 0.26915 | 0.27165 | 0.2743 | 0.27735 | 0.28037 | 0.28371 | 0.28739 | 0.29129 | 0.29532 | 0.29943 | 0.30329 | 0.30682 | 0.31005 | 0.31289 | 0.31532 | 0.31702 | 0.31827 | 0.31935 | 0.32027 | 0.32118 | 0.32159 | 0.32159
F4_Commercial_College_New_Water Heating_Natural Gas_Water Heater_E3 | F4 | Commercial | College | New | Water Heating | Natural Gas | Water Heater | E3 | Utility - Cost of Equipment | 0.21713 | 0.21912 | 0.22148 | 0.22422 | 0.22742 | 0.2312 | 0.23426 | 0.23714 | 0.23998 | 0.24284 | 0.24545 | 0.24774 | 0.25004 | 0.25248 | 0.25528 | 0.25807 | 0.26114 | 0.26453 | 0.26812 | 0.27183 | 0.27561 | 0.27916 | 0.28242 | 0.28538 | 0.288 | 0.29023 | 0.2918 | 0.29295 | 0.29395 | 0.29479 | 0.29563 | 0.29601 | 0.29601
F4_Commercial_College_New_Water Heating_Natural Gas_Water Heater_E4 | F4 | Commercial | College | New | Water Heating | Natural Gas | Water Heater | E4 | Utility - Cost of Equipment | 0.20327 | 0.20513 | 0.20734 | 0.20991 | 0.2129 | 0.21644 | 0.21931 | 0.222 | 0.22466 | 0.22734 | 0.22978 | 0.23193 | 0.23408 | 0.23636 | 0.23899 | 0.2416 | 0.24447 | 0.24765 | 0.25101 | 0.25447 | 0.25802 | 0.26134 | 0.26439 | 0.26717 | 0.26962 | 0.27171 | 0.27318 | 0.27426 | 0.27519 | 0.27598 | 0.27676 | 0.27712 | 0.27712
F4_Commercial_College_New_Water Heating_Natural Gas_Water Heater_E5 | F4 | Commercial | College | New | Water Heating | Natural Gas | Water Heater | E5 | Utility - Cost of Equipment | 0.19904 | 0.20086 | 0.20302 | 0.20553 | 0.20846 | 0.21193 | 0.21474 | 0.21738 | 0.21998 | 0.2226 | 0.22499 | 0.22709 | 0.22921 | 0.23144 | 0.23401 | 0.23657 | 0.23938 | 0.24249 | 0.24578 | 0.24917 | 0.25264 | 0.2559 | 0.25888 | 0.2616 | 0.264 | 0.26605 | 0.26748 | 0.26854 | 0.26945 | 0.27023 | 0.271 | 0.27135 | 0.27135
F4_Commercial_College_New_Water Heating_Natural Gas_Water Heater_E6 | F4 | Commercial | College | New | Water Heating | Natural Gas | Water Heater | E6 | Utility - Cost of Equipment | 0.19498 | 0.19676 | 0.19888 | 0.20134 | 0.20421 | 0.20761 | 0.21036 | 0.21294 | 0.21549 | 0.21806 | 0.2204 | 0.22246 | 0.22453 | 0.22671 | 0.22924 | 0.23174 | 0.2345 | 0.23754 | 0.24076 | 0.24409 | 0.24749 | 0.25068 | 0.2536 | 0.25626 | 0.25861 | 0.26062 | 0.26203 | 0.26306 | 0.26395 | 0.26471 | 0.26547 | 0.26581 | 0.26581
F4_Commercial_College_New_Water Heating_Natural Gas_Water Heater_E7 | F4 | Commercial | College | New | Water Heating | Natural Gas | Water Heater | E7 | Utility - Cost of Equipment | 0.1831 | 0.18489 | 0.18687 | 0.18903 | 0.19148 | 0.19433 | 0.19672 | 0.19902 | 0.20138 | 0.20383 | 0.20618 | 0.20837 | 0.21059 | 0.21286 | 0.21532 | 0.2177 | 0.22022 | 0.22288 | 0.22562 | 0.22838 | 0.23116 | 0.23374 | 0.23607 | 0.23812 | 0.23991 | 0.24143 | 0.24249 | 0.24328 | 0.24395 | 0.24453 | 0.2451 | 0.24536 | 0.24536
F4_Commercial_College_New_Water Heating_Natural Gas_Water Heater_E8 | F4 | Commercial | College | New | Water Heating | Natural Gas | Water Heater | E8 | Utility - Cost of Equipment | 0 | 0 | 0 | 0 | 0 | 0 | 0 | 0 | 0 | 0 | 0 | 0 | 0 | 0 | 0 | 0 | 0 | 0 | 0 | 0 | 0 | 0 | 0 | 0 | 0 | 0 | 0 | 0 | 0 | 0 | 0 | 0 | 0
F4_Commercial_College_New_Water Heating_Natural Gas_Water Heater_E9 | F4 | Commercial | College | New | Water Heating | Natural Gas | Water Heater | E9 | Utility - Cost of Equipment | 0 | 0 | 0 | 0 | 0 | 0 | 0 | 0 | 0 | 0 | 0 | 0 | 0 | 0 | 0 | 0 | 0 | 0 | 0 | 0 | 0 | 0 | 0 | 0 | 0 | 0 | 0 | 0 | 0 | 0 | 0 | 0 | 0
F4_Commercial_College_New_Water Heating_Natural Gas_Water Heater_E10 | F4 | Commercial | College | New | Water Heating | Natural Gas | Water Heater | E10 | Utility - Cost of Equipment | 0 | 0 | 0 | 0 | 0 | 0 | 0 | 0 | 0 | 0 | 0 | 0 | 0 | 0 | 0 | 0 | 0 | 0 | 0 | 0 | 0 | 0 | 0 | 0 | 0 | 0 | 0 | 0 | 0 | 0 | 0 | 0 | 0
F5_Commercial_College_New_Water Heating_Natural Gas_Water Heater_E1 | F5 | Commercial | College | New | Water Heating | Natural Gas | Water Heater | E1 | Utility - Cost of Operation | 0.035964 | 0.035964 | 0.035964 | 0.035964 | 0.035964 | 0.035964 | 0.035964 | 0.035964 | 0.035964 | 0.035964 | 0.035964 | 0.035964 | 0.035964 | 0.035964 | 0.035964 | 0.035964 | 0.035964 | 0.035964 | 0.035964 | 0.035964 | 0.035964 | 0.035964 | 0.035964 | 0.035964 | 0.035964 | 0.035964 | 0.035964 | 0.035964 | 0.035964 | 0.035964 | 0.035964 | 0.035964 | 0.035964
F5_Commercial_College_New_Water Heating_Natural Gas_Water Heater_E2 | F5 | Commercial | College | New | Water Heating | Natural Gas | Water Heater | E2 | Utility - Cost of Operation | 0.035955 | 0.035955 | 0.035955 | 0.035955 | 0.035955 | 0.035955 | 0.035955 | 0.035955 | 0.035955 | 0.035955 | 0.035955 | 0.035955 | 0.035955 | 0.035955 | 0.035955 | 0.035955 | 0.035955 | 0.035955 | 0.035955 | 0.035955 | 0.035955 | 0.035955 | 0.035955 | 0.035955 | 0.035955 | 0.035955 | 0.035955 | 0.035955 | 0.035955 | 0.035955 | 0.035955 | 0.035955 | 0.035955
F5_Commercial_College_New_Water Heating_Natural Gas_Water Heater_E3 | F5 | Commercial | College | New | Water Heating | Natural Gas | Water Heater | E3 | Utility - Cost of Operation | 0.036552 | 0.036552 | 0.036552 | 0.036552 | 0.036552 | 0.036552 | 0.036552 | 0.036552 | 0.036552 | 0.036552 | 0.036552 | 0.036552 | 0.036552 | 0.036552 | 0.036552 | 0.036552 | 0.036552 | 0.036552 | 0.036552 | 0.036552 | 0.036552 | 0.036552 | 0.036552 | 0.036552 | 0.036552 | 0.036552 | 0.036552 | 0.036552 | 0.036552 | 0.036552 | 0.036552 | 0.036552 | 0.036552
F5_Commercial_College_New_Water Heating_Natural Gas_Water Heater_E4 | F5 | Commercial | College | New | Water Heating | Natural Gas | Water Heater | E4 | Utility - Cost of Operation | 0.037149 | 0.037149 | 0.037149 | 0.037149 | 0.037149 | 0.037149 | 0.037149 | 0.037149 | 0.037149 | 0.037149 | 0.037149 | 0.037149 | 0.037149 | 0.037149 | 0.037149 | 0.037149 | 0.037149 | 0.037149 | 0.037149 | 0.037149 | 0.037149 | 0.037149 | 0.037149 | 0.037149 | 0.037149 | 0.037149 | 0.037149 | 0.037149 | 0.037149 | 0.037149 | 0.037149 | 0.037149 | 0.037149
F5_Commercial_College_New_Water Heating_Natural Gas_Water Heater_E5 | F5 | Commercial | College | New | Water Heating | Natural Gas | Water Heater | E5 | Utility - Cost of Operation | 0.037939 | 0.037939 | 0.037939 | 0.037939 | 0.037939 | 0.037939 | 0.037939 | 0.037939 | 0.037939 | 0.037939 | 0.037939 | 0.037939 | 0.037939 | 0.037939 | 0.037939 | 0.037939 | 0.037939 | 0.037939 | 0.037939 | 0.037939 | 0.037939 | 0.037939 | 0.037939 | 0.037939 | 0.037939 | 0.037939 | 0.037939 | 0.037939 | 0.037939 | 0.037939 | 0.037939 | 0.037939 | 0.037939
F5_Commercial_College_New_Water Heating_Natural Gas_Water Heater_E6 | F5 | Commercial | College | New | Water Heating | Natural Gas | Water Heater | E6 | Utility - Cost of Operation | 0.032051 | 0.032051 | 0.032051 | 0.032051 | 0.032051 | 0.032051 | 0.032051 | 0.032051 | 0.032051 | 0.032051 | 0.032051 | 0.032051 | 0.032051 | 0.032051 | 0.032051 | 0.032051 | 0.032051 | 0.032051 | 0.032051 | 0.032051 | 0.032051 | 0.032051 | 0.032051 | 0.032051 | 0.032051 | 0.032051 | 0.032051 | 0.032051 | 0.032051 | 0.032051 | 0.032051 | 0.032051 | 0.032051
F5_Commercial_College_New_Water Heating_Natural Gas_Water Heater_E7 | F5 | Commercial | College | New | Water Heating | Natural Gas | Water Heater | E7 | Utility - Cost of Operation | 0.040469 | 0.040469 | 0.040469 | 0.040469 | 0.040469 | 0.040469 | 0.040469 | 0.040469 | 0.040469 | 0.040469 | 0.040469 | 0.040469 | 0.040469 | 0.040469 | 0.040469 | 0.040469 | 0.040469 | 0.040469 | 0.040469 | 0.040469 | 0.040469 | 0.040469 | 0.040469 | 0.040469 | 0.040469 | 0.040469 | 0.040469 | 0.040469 | 0.040469 | 0.040469 | 0.040469 | 0.040469 | 0.040469
F5_Commercial_College_New_Water Heating_Natural Gas_Water Heater_E8 | F5 | Commercial | College | New | Water Heating | Natural Gas | Water Heater | E8 | Utility - Cost of Operation | 0 | 0 | 0 | 0 | 0 | 0 | 0 | 0 | 0 | 0 | 0 | 0 | 0 | 0 | 0 | 0 | 0 | 0 | 0 | 0 | 0 | 0 | 0 | 0 | 0 | 0 | 0 | 0 | 0 | 0 | 0 | 0 | 0
F5_Commercial_College_New_Water Heating_Natural Gas_Water Heater_E9 | F5 | Commercial | College | New | Water Heating | Natural Gas | Water Heater | E9 | Utility - Cost of Operation | 0 | 0 | 0 | 0 | 0 | 0 | 0 | 0 | 0 | 0 | 0 | 0 | 0 | 0 | 0 | 0 | 0 | 0 | 0 | 0 | 0 | 0 | 0 | 0 | 0 | 0 | 0 | 0 | 0 | 0 | 0 | 0 | 0
F5_Commercial_College_New_Water Heating_Natural Gas_Water Heater_E10 | F5 | Commercial | College | New | Water Heating | Natural Gas | Water Heater | E10 | Utility - Cost of Operation | 0 | 0 | 0 | 0 | 0 | 0 | 0 | 0 | 0 | 0 | 0 | 0 | 0 | 0 | 0 | 0 | 0 | 0 | 0 | 0 | 0 | 0 | 0 | 0 | 0 | 0 | 0 | 0 | 0 | 0 | 0 | 0 | 0
F6_Commercial_College_New_Water Heating_Natural Gas_Water Heater_E1 | F6 | Commercial | College | New | Water Heating | Natural Gas | Water Heater | E1 | Utility - Value of Sales | 0.18527 | 0.18527 | 0.18527 | 0.18527 | 0.18527 | 0.18527 | 0.18527 | 0.18527 | 0.18527 | 0.18527 | 0.18527 | 0.18527 | 0.18527 | 0.18527 | 0.18527 | 0.18527 | 0.18527 | 0.18527 | 0.18527 | 0.18527 | 0.18527 | 0.18527 | 0.18527 | 0.18527 | 0.18527 | 0.18527 | 0.18527 | 0.18527 | 0.18527 | 0.18527 | 0.18527 | 0.18527 | 0.18527
F6_Commercial_College_New_Water Heating_Natural Gas_Water Heater_E2 | F6 | Commercial | College | New | Water Heating | Natural Gas | Water Heater | E2 | Utility - Value of Sales | 0.18298 | 0.18298 | 0.18298 | 0.18298 | 0.18298 | 0.18298 | 0.18298 | 0.18298 | 0.18298 | 0.18298 | 0.18298 | 0.18298 | 0.18298 | 0.18298 | 0.18298 | 0.18298 | 0.18298 | 0.18298 | 0.18298 | 0.18298 | 0.18298 | 0.18298 | 0.18298 | 0.18298 | 0.18298 | 0.18298 | 0.18298 | 0.18298 | 0.18298 | 0.18298 | 0.18298 | 0.18298 | 0.18298
F6_Commercial_College_New_Water Heating_Natural Gas_Water Heater_E3 | F6 | Commercial | College | New | Water Heating | Natural Gas | Water Heater | E3 | Utility - Value of Sales | 0.16843 | 0.16843 | 0.16843 | 0.16843 | 0.16843 | 0.16843 | 0.16843 | 0.16843 | 0.16843 | 0.16843 | 0.16843 | 0.16843 | 0.16843 | 0.16843 | 0.16843 | 0.16843 | 0.16843 | 0.16843 | 0.16843 | 0.16843 | 0.16843 | 0.16843 | 0.16843 | 0.16843 | 0.16843 | 0.16843 | 0.16843 | 0.16843 | 0.16843 | 0.16843 | 0.16843 | 0.16843 | 0.16843
F6_Commercial_College_New_Water Heating_Natural Gas_Water Heater_E4 | F6 | Commercial | College | New | Water Heating | Natural Gas | Water Heater | E4 | Utility - Value of Sales | 0.15768 | 0.15768 | 0.15768 | 0.15768 | 0.15768 | 0.15768 | 0.15768 | 0.15768 | 0.15768 | 0.15768 | 0.15768 | 0.15768 | 0.15768 | 0.15768 | 0.15768 | 0.15768 | 0.15768 | 0.15768 | 0.15768 | 0.15768 | 0.15768 | 0.15768 | 0.15768 | 0.15768 | 0.15768 | 0.15768 | 0.15768 | 0.15768 | 0.15768 | 0.15768 | 0.15768 | 0.15768 | 0.15768
F6_Commercial_College_New_Water Heating_Natural Gas_Water Heater_E5 | F6 | Commercial | College | New | Water Heating | Natural Gas | Water Heater | E5 | Utility - Value of Sales | 0.15439 | 0.15439 | 0.15439 | 0.15439 | 0.15439 | 0.15439 | 0.15439 | 0.15439 | 0.15439 | 0.15439 | 0.15439 | 0.15439 | 0.15439 | 0.15439 | 0.15439 | 0.15439 | 0.15439 | 0.15439 | 0.15439 | 0.15439 | 0.15439 | 0.15439 | 0.15439 | 0.15439 | 0.15439 | 0.15439 | 0.15439 | 0.15439 | 0.15439 | 0.15439 | 0.15439 | 0.15439 | 0.15439
F6_Commercial_College_New_Water Heating_Natural Gas_Water Heater_E6 | F6 | Commercial | College | New | Water Heating | Natural Gas | Water Heater | E6 | Utility - Value of Sales | 0.15124 | 0.15124 | 0.15124 | 0.15124 | 0.15124 | 0.15124 | 0.15124 | 0.15124 | 0.15124 | 0.15124 | 0.15124 | 0.15124 | 0.15124 | 0.15124 | 0.15124 | 0.15124 | 0.15124 | 0.15124 | 0.15124 | 0.15124 | 0.15124 | 0.15124 | 0.15124 | 0.15124 | 0.15124 | 0.15124 | 0.15124 | 0.15124 | 0.15124 | 0.15124 | 0.15124 | 0.15124 | 0.15124
F6_Commercial_College_New_Water Heating_Natural Gas_Water Heater_E7 | F6 | Commercial | College | New | Water Heating | Natural Gas | Water Heater | E7 | Utility - Value of Sales | 0.13983 | 0.13983 | 0.13983 | 0.13983 | 0.13983 | 0.13983 | 0.13983 | 0.13983 | 0.13983 | 0.13983 | 0.13983 | 0.13983 | 0.13983 | 0.13983 | 0.13983 | 0.13983 | 0.13983 | 0.13983 | 0.13983 | 0.13983 | 0.13983 | 0.13983 | 0.13983 | 0.13983 | 0.13983 | 0.13983 | 0.13983 | 0.13983 | 0.13983 | 0.13983 | 0.13983 | 0.13983 | 0.13983
F6_Commercial_College_New_Water Heating_Natural Gas_Water Heater_E8 | F6 | Commercial | College | New | Water Heating | Natural Gas | Water Heater | E8 | Utility - Value of Sales | 0 | 0 | 0 | 0 | 0 | 0 | 0 | 0 | 0 | 0 | 0 | 0 | 0 | 0 | 0 | 0 | 0 | 0 | 0 | 0 | 0 | 0 | 0 | 0 | 0 | 0 | 0 | 0 | 0 | 0 | 0 | 0 | 0
F6_Commercial_College_New_Water Heating_Natural Gas_Water Heater_E9 | F6 | Commercial | College | New | Water Heating | Natural Gas | Water Heater | E9 | Utility - Value of Sales | 0 | 0 | 0 | 0 | 0 | 0 | 0 | 0 | 0 | 0 | 0 | 0 | 0 | 0 | 0 | 0 | 0 | 0 | 0 | 0 | 0 | 0 | 0 | 0 | 0 | 0 | 0 | 0 | 0 | 0 | 0 | 0 | 0
F6_Commercial_College_New_Water Heating_Natural Gas_Water Heater_E10 | F6 | Commercial | College | New | Water Heating | Natural Gas | Water Heater | E10 | Utility - Value of Sales | 0 | 0 | 0 | 0 | 0 | 0 | 0 | 0 | 0 | 0 | 0 | 0 | 0 | 0 | 0 | 0 | 0 | 0 | 0 | 0 | 0 | 0 | 0 | 0 | 0 | 0 | 0 | 0 | 0 | 0 | 0 | 0 | 0
F1_Commercial_College_New_Food Preparation_Natural Gas_Oven_E1 | F1 | Commercial | College | New | Food Preparation | Natural Gas | Oven | E1 | RVT - Cost of Equipment | 0.037013 | 0.037295 | 0.03761 | 0.037957 | 0.038352 | 0.038809 | 0.03918 | 0.039536 | 0.039898 | 0.040274 | 0.040633 | 0.040963 | 0.0413 | 0.041654 | 0.042045 | 0.042427 | 0.042832 | 0.04326 | 0.043707 | 0.044162 | 0.04462 | 0.04505 | 0.045437 | 0.04578 | 0.046076 | 0.04633 | 0.046507 | 0.046638 | 0.046752 | 0.04685 | 0.046946 | 0.046988 | 0.046988
F1_Commercial_College_New_Food Preparation_Natural Gas_Oven_E2 | F1 | Commercial | College | New | Food Preparation | Natural Gas | Oven | E2 | RVT - Cost of Equipment | 0.032159 | 0.032404 | 0.032678 | 0.032979 | 0.033322 | 0.03372 | 0.034042 | 0.034351 | 0.034665 | 0.034992 | 0.035304 | 0.035591 | 0.035884 | 0.036191 | 0.036531 | 0.036863 | 0.037215 | 0.037587 | 0.037975 | 0.03837 | 0.038769 | 0.039142 | 0.039478 | 0.039776 | 0.040033 | 0.040254 | 0.040408 | 0.040522 | 0.040621 | 0.040705 | 0.040789 | 0.040826 | 0.040826
F1_Commercial_College_New_Food Preparation_Natural Gas_Oven_E3 | F1 | Commercial | College | New | Food Preparation | Natural Gas | Oven | E3 | RVT - Cost of Equipment | 0 | 0 | 0 | 0 | 0 | 0 | 0 | 0 | 0 | 0 | 0 | 0 | 0 | 0 | 0 | 0 | 0 | 0 | 0 | 0 | 0 | 0 | 0 | 0 | 0 | 0 | 0 | 0 | 0 | 0 | 0 | 0 | 0
F1_Commercial_College_New_Food Preparation_Natural Gas_Oven_E4 | F1 | Commercial | College | New | Food Preparation | Natural Gas | Oven | E4 | RVT - Cost of Equipment | 0 | 0 | 0 | 0 | 0 | 0 | 0 | 0 | 0 | 0 | 0 | 0 | 0 | 0 | 0 | 0 | 0 | 0 | 0 | 0 | 0 | 0 | 0 | 0 | 0 | 0 | 0 | 0 | 0 | 0 | 0 | 0 | 0
F1_Commercial_College_New_Food Preparation_Natural Gas_Oven_E5 | F1 | Commercial | College | New | Food Preparation | Natural Gas | Oven | E5 | RVT - Cost of Equipment | 0 | 0 | 0 | 0 | 0 | 0 | 0 | 0 | 0 | 0 | 0 | 0 | 0 | 0 | 0 | 0 | 0 | 0 | 0 | 0 | 0 | 0 | 0 | 0 | 0 | 0 | 0 | 0 | 0 | 0 | 0 | 0 | 0
F1_Commercial_College_New_Food Preparation_Natural Gas_Oven_E6 | F1 | Commercial | College | New | Food Preparation | Natural Gas | Oven | E6 | RVT - Cost of Equipment | 0 | 0 | 0 | 0 | 0 | 0 | 0 | 0 | 0 | 0 | 0 | 0 | 0 | 0 | 0 | 0 | 0 | 0 | 0 | 0 | 0 | 0 | 0 | 0 | 0 | 0 | 0 | 0 | 0 | 0 | 0 | 0 | 0
F1_Commercial_College_New_Food Preparation_Natural Gas_Oven_E7 | F1 | Commercial | College | New | Food Preparation | Natural Gas | Oven | E7 | RVT - Cost of Equipment | 0 | 0 | 0 | 0 | 0 | 0 | 0 | 0 | 0 | 0 | 0 | 0 | 0 | 0 | 0 | 0 | 0 | 0 | 0 | 0 | 0 | 0 | 0 | 0 | 0 | 0 | 0 | 0 | 0 | 0 | 0 | 0 | 0
F1_Commercial_College_New_Food Preparation_Natural Gas_Oven_E8 | F1 | Commercial | College | New | Food Preparation | Natural Gas | Oven | E8 | RVT - Cost of Equipment | 0 | 0 | 0 | 0 | 0 | 0 | 0 | 0 | 0 | 0 | 0 | 0 | 0 | 0 | 0 | 0 | 0 | 0 | 0 | 0 | 0 | 0 | 0 | 0 | 0 | 0 | 0 | 0 | 0 | 0 | 0 | 0 | 0
F1_Commercial_College_New_Food Preparation_Natural Gas_Oven_E9 | F1 | Commercial | College | New | Food Preparation | Natural Gas | Oven | E9 | RVT - Cost of Equipment | 0 | 0 | 0 | 0 | 0 | 0 | 0 | 0 | 0 | 0 | 0 | 0 | 0 | 0 | 0 | 0 | 0 | 0 | 0 | 0 | 0 | 0 | 0 | 0 | 0 | 0 | 0 | 0 | 0 | 0 | 0 | 0 | 0
F1_Commercial_College_New_Food Preparation_Natural Gas_Oven_E10 | F1 | Commercial | College | New | Food Preparation | Natural Gas | Oven | E10 | RVT - Cost of Equipment | 0 | 0 | 0 | 0 | 0 | 0 | 0 | 0 | 0 | 0 | 0 | 0 | 0 | 0 | 0 | 0 | 0 | 0 | 0 | 0 | 0 | 0 | 0 | 0 | 0 | 0 | 0 | 0 | 0 | 0 | 0 | 0 | 0
F2_Commercial_College_New_Food Preparation_Natural Gas_Oven_E1 | F2 | Commercial | College | New | Food Preparation | Natural Gas | Oven | E1 | RVT - Cost of Operation | 0.044344 | 0.044682 | 0.045059 | 0.045475 | 0.045948 | 0.046496 | 0.046941 | 0.047367 | 0.0478 | 0.048251 | 0.048681 | 0.049076 | 0.04948 | 0.049904 | 0.050372 | 0.05083 | 0.051316 | 0.051829 | 0.052363 | 0.052909 | 0.053458 | 0.053972 | 0.054437 | 0.054847 | 0.055202 | 0.055507 | 0.055718 | 0.055876 | 0.056012 | 0.056129 | 0.056244 | 0.056295 | 0.056295
F2_Commercial_College_New_Food Preparation_Natural Gas_Oven_E2 | F2 | Commercial | College | New | Food Preparation | Natural Gas | Oven | E2 | RVT - Cost of Operation | 0.038528 | 0.038822 | 0.03915 | 0.039511 | 0.039922 | 0.040398 | 0.040785 | 0.041155 | 0.041531 | 0.041923 | 0.042297 | 0.04264 | 0.042991 | 0.043359 | 0.043766 | 0.044164 | 0.044586 | 0.045032 | 0.045496 | 0.04597 | 0.046447 | 0.046894 | 0.047298 | 0.047654 | 0.047962 | 0.048227 | 0.048411 | 0.048548 | 0.048667 | 0.048768 | 0.048868 | 0.048912 | 0.048912
F2_Commercial_College_New_Food Preparation_Natural Gas_Oven_E3 | F2 | Commercial | College | New | Food Preparation | Natural Gas | Oven | E3 | RVT - Cost of Operation | 0 | 0 | 0 | 0 | 0 | 0 | 0 | 0 | 0 | 0 | 0 | 0 | 0 | 0 | 0 | 0 | 0 | 0 | 0 | 0 | 0 | 0 | 0 | 0 | 0 | 0 | 0 | 0 | 0 | 0 | 0 | 0 | 0
F2_Commercial_College_New_Food Preparation_Natural Gas_Oven_E4 | F2 | Commercial | College | New | Food Preparation | Natural Gas | Oven | E4 | RVT - Cost of Operation | 0 | 0 | 0 | 0 | 0 | 0 | 0 | 0 | 0 | 0 | 0 | 0 | 0 | 0 | 0 | 0 | 0 | 0 | 0 | 0 | 0 | 0 | 0 | 0 | 0 | 0 | 0 | 0 | 0 | 0 | 0 | 0 | 0
F2_Commercial_College_New_Food Preparation_Natural Gas_Oven_E5 | F2 | Commercial | College | New | Food Preparation | Natural Gas | Oven | E5 | RVT - Cost of Operation | 0 | 0 | 0 | 0 | 0 | 0 | 0 | 0 | 0 | 0 | 0 | 0 | 0 | 0 | 0 | 0 | 0 | 0 | 0 | 0 | 0 | 0 | 0 | 0 | 0 | 0 | 0 | 0 | 0 | 0 | 0 | 0 | 0
F2_Commercial_College_New_Food Preparation_Natural Gas_Oven_E6 | F2 | Commercial | College | New | Food Preparation | Natural Gas | Oven | E6 | RVT - Cost of Operation | 0 | 0 | 0 | 0 | 0 | 0 | 0 | 0 | 0 | 0 | 0 | 0 | 0 | 0 | 0 | 0 | 0 | 0 | 0 | 0 | 0 | 0 | 0 | 0 | 0 | 0 | 0 | 0 | 0 | 0 | 0 | 0 | 0
F2_Commercial_College_New_Food Preparation_Natural Gas_Oven_E7 | F2 | Commercial | College | New | Food Preparation | Natural Gas | Oven | E7 | RVT - Cost of Operation | 0 | 0 | 0 | 0 | 0 | 0 | 0 | 0 | 0 | 0 | 0 | 0 | 0 | 0 | 0 | 0 | 0 | 0 | 0 | 0 | 0 | 0 | 0 | 0 | 0 | 0 | 0 | 0 | 0 | 0 | 0 | 0 | 0
F2_Commercial_College_New_Food Preparation_Natural Gas_Oven_E8 | F2 | Commercial | College | New | Food Preparation | Natural Gas | Oven | E8 | RVT - Cost of Operation | 0 | 0 | 0 | 0 | 0 | 0 | 0 | 0 | 0 | 0 | 0 | 0 | 0 | 0 | 0 | 0 | 0 | 0 | 0 | 0 | 0 | 0 | 0 | 0 | 0 | 0 | 0 | 0 | 0 | 0 | 0 | 0 | 0
F2_Commercial_College_New_Food Preparation_Natural Gas_Oven_E9 | F2 | Commercial | College | New | Food Preparation | Natural Gas | Oven | E9 | RVT - Cost of Operation | 0 | 0 | 0 | 0 | 0 | 0 | 0 | 0 | 0 | 0 | 0 | 0 | 0 | 0 | 0 | 0 | 0 | 0 | 0 | 0 | 0 | 0 | 0 | 0 | 0 | 0 | 0 | 0 | 0 | 0 | 0 | 0 | 0
F2_Commercial_College_New_Food Preparation_Natural Gas_Oven_E10 | F2 | Commercial | College | New | Food Preparation | Natural Gas | Oven | E10 | RVT - Cost of Operation | 0 | 0 | 0 | 0 | 0 | 0 | 0 | 0 | 0 | 0 | 0 | 0 | 0 | 0 | 0 | 0 | 0 | 0 | 0 | 0 | 0 | 0 | 0 | 0 | 0 | 0 | 0 | 0 | 0 | 0 | 0 | 0 | 0
F3_Commercial_College_New_Food Preparation_Natural Gas_Oven_E1 | F3 | Commercial | College | New | Food Preparation | Natural Gas | Oven | E1 | System - kBTUs of Consumption | 0.028466 | 0.028466 | 0.028466 | 0.028466 | 0.028466 | 0.028466 | 0.028466 | 0.028466 | 0.028466 | 0.028466 | 0.028466 | 0.028466 | 0.028466 | 0.028466 | 0.028466 | 0.028466 | 0.028466 | 0.028466 | 0.028466 | 0.028466 | 0.028466 | 0.028466 | 0.028466 | 0.028466 | 0.028466 | 0.028466 | 0.028466 | 0.028466 | 0.028466 | 0.028466 | 0.028466 | 0.028466 | 0.028466
F3_Commercial_College_New_Food Preparation_Natural Gas_Oven_E2 | F3 | Commercial | College | New | Food Preparation | Natural Gas | Oven | E2 | System - kBTUs of Consumption | 0.029987 | 0.029987 | 0.029987 | 0.029987 | 0.029987 | 0.029987 | 0.029987 | 0.029987 | 0.029987 | 0.029987 | 0.029987 | 0.029987 | 0.029987 | 0.029987 | 0.029987 | 0.029987 | 0.029987 | 0.029987 | 0.029987 | 0.029987 | 0.029987 | 0.029987 | 0.029987 | 0.029987 | 0.029987 | 0.029987 | 0.029987 | 0.029987 | 0.029987 | 0.029987 | 0.029987 | 0.029987 | 0.029987
F3_Commercial_College_New_Food Preparation_Natural Gas_Oven_E3 | F3 | Commercial | College | New | Food Preparation | Natural Gas | Oven | E3 | System - kBTUs of Consumption | 0 | 0 | 0 | 0 | 0 | 0 | 0 | 0 | 0 | 0 | 0 | 0 | 0 | 0 | 0 | 0 | 0 | 0 | 0 | 0 | 0 | 0 | 0 | 0 | 0 | 0 | 0 | 0 | 0 | 0 | 0 | 0 | 0
F3_Commercial_College_New_Food Preparation_Natural Gas_Oven_E4 | F3 | Commercial | College | New | Food Preparation | Natural Gas | Oven | E4 | System - kBTUs of Consumption | 0 | 0 | 0 | 0 | 0 | 0 | 0 | 0 | 0 | 0 | 0 | 0 | 0 | 0 | 0 | 0 | 0 | 0 | 0 | 0 | 0 | 0 | 0 | 0 | 0 | 0 | 0 | 0 | 0 | 0 | 0 | 0 | 0
F3_Commercial_College_New_Food Preparation_Natural Gas_Oven_E5 | F3 | Commercial | College | New | Food Preparation | Natural Gas | Oven | E5 | System - kBTUs of Consumption | 0 | 0 | 0 | 0 | 0 | 0 | 0 | 0 | 0 | 0 | 0 | 0 | 0 | 0 | 0 | 0 | 0 | 0 | 0 | 0 | 0 | 0 | 0 | 0 | 0 | 0 | 0 | 0 | 0 | 0 | 0 | 0 | 0
F3_Commercial_College_New_Food Preparation_Natural Gas_Oven_E6 | F3 | Commercial | College | New | Food Preparation | Natural Gas | Oven | E6 | System - kBTUs of Consumption | 0 | 0 | 0 | 0 | 0 | 0 | 0 | 0 | 0 | 0 | 0 | 0 | 0 | 0 | 0 | 0 | 0 | 0 | 0 | 0 | 0 | 0 | 0 | 0 | 0 | 0 | 0 | 0 | 0 | 0 | 0 | 0 | 0
F3_Commercial_College_New_Food Preparation_Natural Gas_Oven_E7 | F3 | Commercial | College | New | Food Preparation | Natural Gas | Oven | E7 | System - kBTUs of Consumption | 0 | 0 | 0 | 0 | 0 | 0 | 0 | 0 | 0 | 0 | 0 | 0 | 0 | 0 | 0 | 0 | 0 | 0 | 0 | 0 | 0 | 0 | 0 | 0 | 0 | 0 | 0 | 0 | 0 | 0 | 0 | 0 | 0
F3_Commercial_College_New_Food Preparation_Natural Gas_Oven_E8 | F3 | Commercial | College | New | Food Preparation | Natural Gas | Oven | E8 | System - kBTUs of Consumption | 0 | 0 | 0 | 0 | 0 | 0 | 0 | 0 | 0 | 0 | 0 | 0 | 0 | 0 | 0 | 0 | 0 | 0 | 0 | 0 | 0 | 0 | 0 | 0 | 0 | 0 | 0 | 0 | 0 | 0 | 0 | 0 | 0
F3_Commercial_College_New_Food Preparation_Natural Gas_Oven_E9 | F3 | Commercial | College | New | Food Preparation | Natural Gas | Oven | E9 | System - kBTUs of Consumption | 0 | 0 | 0 | 0 | 0 | 0 | 0 | 0 | 0 | 0 | 0 | 0 | 0 | 0 | 0 | 0 | 0 | 0 | 0 | 0 | 0 | 0 | 0 | 0 | 0 | 0 | 0 | 0 | 0 | 0 | 0 | 0 | 0
F3_Commercial_College_New_Food Preparation_Natural Gas_Oven_E10 | F3 | Commercial | College | New | Food Preparation | Natural Gas | Oven | E10 | System - kBTUs of Consumption | 0 | 0 | 0 | 0 | 0 | 0 | 0 | 0 | 0 | 0 | 0 | 0 | 0 | 0 | 0 | 0 | 0 | 0 | 0 | 0 | 0 | 0 | 0 | 0 | 0 | 0 | 0 | 0 | 0 | 0 | 0 | 0 | 0
F4_Commercial_College_New_Food Preparation_Natural Gas_Oven_E1 | F4 | Commercial | College | New | Food Preparation | Natural Gas | Oven | E1 | Utility - Cost of Equipment | 0.044344 | 0.044682 | 0.045059 | 0.045475 | 0.045948 | 0.046496 | 0.046941 | 0.047367 | 0.0478 | 0.048251 | 0.048681 | 0.049076 | 0.04948 | 0.049904 | 0.050372 | 0.05083 | 0.051316 | 0.051829 | 0.052363 | 0.052909 | 0.053458 | 0.053972 | 0.054437 | 0.054847 | 0.055202 | 0.055507 | 0.055718 | 0.055876 | 0.056012 | 0.056129 | 0.056244 | 0.056295 | 0.056295
F4_Commercial_College_New_Food Preparation_Natural Gas_Oven_E2 | F4 | Commercial | College | New | Food Preparation | Natural Gas | Oven | E2 | Utility - Cost of Equipment | 0.038528 | 0.038822 | 0.03915 | 0.039511 | 0.039922 | 0.040398 | 0.040785 | 0.041155 | 0.041531 | 0.041923 | 0.042297 | 0.04264 | 0.042991 | 0.043359 | 0.043766 | 0.044164 | 0.044586 | 0.045032 | 0.045496 | 0.04597 | 0.046447 | 0.046894 | 0.047298 | 0.047654 | 0.047962 | 0.048227 | 0.048411 | 0.048548 | 0.048667 | 0.048768 | 0.048868 | 0.048912 | 0.048912
F4_Commercial_College_New_Food Preparation_Natural Gas_Oven_E3 | F4 | Commercial | College | New | Food Preparation | Natural Gas | Oven | E3 | Utility - Cost of Equipment | 0 | 0 | 0 | 0 | 0 | 0 | 0 | 0 | 0 | 0 | 0 | 0 | 0 | 0 | 0 | 0 | 0 | 0 | 0 | 0 | 0 | 0 | 0 | 0 | 0 | 0 | 0 | 0 | 0 | 0 | 0 | 0 | 0
F4_Commercial_College_New_Food Preparation_Natural Gas_Oven_E4 | F4 | Commercial | College | New | Food Preparation | Natural Gas | Oven | E4 | Utility - Cost of Equipment | 0 | 0 | 0 | 0 | 0 | 0 | 0 | 0 | 0 | 0 | 0 | 0 | 0 | 0 | 0 | 0 | 0 | 0 | 0 | 0 | 0 | 0 | 0 | 0 | 0 | 0 | 0 | 0 | 0 | 0 | 0 | 0 | 0
F4_Commercial_College_New_Food Preparation_Natural Gas_Oven_E5 | F4 | Commercial | College | New | Food Preparation | Natural Gas | Oven | E5 | Utility - Cost of Equipment | 0 | 0 | 0 | 0 | 0 | 0 | 0 | 0 | 0 | 0 | 0 | 0 | 0 | 0 | 0 | 0 | 0 | 0 | 0 | 0 | 0 | 0 | 0 | 0 | 0 | 0 | 0 | 0 | 0 | 0 | 0 | 0 | 0
F4_Commercial_College_New_Food Preparation_Natural Gas_Oven_E6 | F4 | Commercial | College | New | Food Preparation | Natural Gas | Oven | E6 | Utility - Cost of Equipment | 0 | 0 | 0 | 0 | 0 | 0 | 0 | 0 | 0 | 0 | 0 | 0 | 0 | 0 | 0 | 0 | 0 | 0 | 0 | 0 | 0 | 0 | 0 | 0 | 0 | 0 | 0 | 0 | 0 | 0 | 0 | 0 | 0
F4_Commercial_College_New_Food Preparation_Natural Gas_Oven_E7 | F4 | Commercial | College | New | Food Preparation | Natural Gas | Oven | E7 | Utility - Cost of Equipment | 0 | 0 | 0 | 0 | 0 | 0 | 0 | 0 | 0 | 0 | 0 | 0 | 0 | 0 | 0 | 0 | 0 | 0 | 0 | 0 | 0 | 0 | 0 | 0 | 0 | 0 | 0 | 0 | 0 | 0 | 0 | 0 | 0
F4_Commercial_College_New_Food Preparation_Natural Gas_Oven_E8 | F4 | Commercial | College | New | Food Preparation | Natural Gas | Oven | E8 | Utility - Cost of Equipment | 0 | 0 | 0 | 0 | 0 | 0 | 0 | 0 | 0 | 0 | 0 | 0 | 0 | 0 | 0 | 0 | 0 | 0 | 0 | 0 | 0 | 0 | 0 | 0 | 0 | 0 | 0 | 0 | 0 | 0 | 0 | 0 | 0
F4_Commercial_College_New_Food Preparation_Natural Gas_Oven_E9 | F4 | Commercial | College | New | Food Preparation | Natural Gas | Oven | E9 | Utility - Cost of Equipment | 0 | 0 | 0 | 0 | 0 | 0 | 0 | 0 | 0 | 0 | 0 | 0 | 0 | 0 | 0 | 0 | 0 | 0 | 0 | 0 | 0 | 0 | 0 | 0 | 0 | 0 | 0 | 0 | 0 | 0 | 0 | 0 | 0
F4_Commercial_College_New_Food Preparation_Natural Gas_Oven_E10 | F4 | Commercial | College | New | Food Preparation | Natural Gas | Oven | E10 | Utility - Cost of Equipment | 0 | 0 | 0 | 0 | 0 | 0 | 0 | 0 | 0 | 0 | 0 | 0 | 0 | 0 | 0 | 0 | 0 | 0 | 0 | 0 | 0 | 0 | 0 | 0 | 0 | 0 | 0 | 0 | 0 | 0 | 0 | 0 | 0
F5_Commercial_College_New_Food Preparation_Natural Gas_Oven_E1 | F5 | Commercial | College | New | Food Preparation | Natural Gas | Oven | E1 | Utility - Cost of Operation | 0.028466 | 0.028466 | 0.028466 | 0.028466 | 0.028466 | 0.028466 | 0.028466 | 0.028466 | 0.028466 | 0.028466 | 0.028466 | 0.028466 | 0.028466 | 0.028466 | 0.028466 | 0.028466 | 0.028466 | 0.028466 | 0.028466 | 0.028466 | 0.028466 | 0.028466 | 0.028466 | 0.028466 | 0.028466 | 0.028466 | 0.028466 | 0.028466 | 0.028466 | 0.028466 | 0.028466 | 0.028466 | 0.028466
F5_Commercial_College_New_Food Preparation_Natural Gas_Oven_E2 | F5 | Commercial | College | New | Food Preparation | Natural Gas | Oven | E2 | Utility - Cost of Operation | 0.029987 | 0.029987 | 0.029987 | 0.029987 | 0.029987 | 0.029987 | 0.029987 | 0.029987 | 0.029987 | 0.029987 | 0.029987 | 0.029987 | 0.029987 | 0.029987 | 0.029987 | 0.029987 | 0.029987 | 0.029987 | 0.029987 | 0.029987 | 0.029987 | 0.029987 | 0.029987 | 0.029987 | 0.029987 | 0.029987 | 0.029987 | 0.029987 | 0.029987 | 0.029987 | 0.029987 | 0.029987 | 0.029987
F5_Commercial_College_New_Food Preparation_Natural Gas_Oven_E3 | F5 | Commercial | College | New | Food Preparation | Natural Gas | Oven | E3 | Utility - Cost of Operation | 0 | 0 | 0 | 0 | 0 | 0 | 0 | 0 | 0 | 0 | 0 | 0 | 0 | 0 | 0 | 0 | 0 | 0 | 0 | 0 | 0 | 0 | 0 | 0 | 0 | 0 | 0 | 0 | 0 | 0 | 0 | 0 | 0
F5_Commercial_College_New_Food Preparation_Natural Gas_Oven_E4 | F5 | Commercial | College | New | Food Preparation | Natural Gas | Oven | E4 | Utility - Cost of Operation | 0 | 0 | 0 | 0 | 0 | 0 | 0 | 0 | 0 | 0 | 0 | 0 | 0 | 0 | 0 | 0 | 0 | 0 | 0 | 0 | 0 | 0 | 0 | 0 | 0 | 0 | 0 | 0 | 0 | 0 | 0 | 0 | 0
F5_Commercial_College_New_Food Preparation_Natural Gas_Oven_E5 | F5 | Commercial | College | New | Food Preparation | Natural Gas | Oven | E5 | Utility - Cost of Operation | 0 | 0 | 0 | 0 | 0 | 0 | 0 | 0 | 0 | 0 | 0 | 0 | 0 | 0 | 0 | 0 | 0 | 0 | 0 | 0 | 0 | 0 | 0 | 0 | 0 | 0 | 0 | 0 | 0 | 0 | 0 | 0 | 0
F5_Commercial_College_New_Food Preparation_Natural Gas_Oven_E6 | F5 | Commercial | College | New | Food Preparation | Natural Gas | Oven | E6 | Utility - Cost of Operation | 0 | 0 | 0 | 0 | 0 | 0 | 0 | 0 | 0 | 0 | 0 | 0 | 0 | 0 | 0 | 0 | 0 | 0 | 0 | 0 | 0 | 0 | 0 | 0 | 0 | 0 | 0 | 0 | 0 | 0 | 0 | 0 | 0
F5_Commercial_College_New_Food Preparation_Natural Gas_Oven_E7 | F5 | Commercial | College | New | Food Preparation | Natural Gas | Oven | E7 | Utility - Cost of Operation | 0 | 0 | 0 | 0 | 0 | 0 | 0 | 0 | 0 | 0 | 0 | 0 | 0 | 0 | 0 | 0 | 0 | 0 | 0 | 0 | 0 | 0 | 0 | 0 | 0 | 0 | 0 | 0 | 0 | 0 | 0 | 0 | 0
F5_Commercial_College_New_Food Preparation_Natural Gas_Oven_E8 | F5 | Commercial | College | New | Food Preparation | Natural Gas | Oven | E8 | Utility - Cost of Operation | 0 | 0 | 0 | 0 | 0 | 0 | 0 | 0 | 0 | 0 | 0 | 0 | 0 | 0 | 0 | 0 | 0 | 0 | 0 | 0 | 0 | 0 | 0 | 0 | 0 | 0 | 0 | 0 | 0 | 0 | 0 | 0 | 0
F5_Commercial_College_New_Food Preparation_Natural Gas_Oven_E9 | F5 | Commercial | College | New | Food Preparation | Natural Gas | Oven | E9 | Utility - Cost of Operation | 0 | 0 | 0 | 0 | 0 | 0 | 0 | 0 | 0 | 0 | 0 | 0 | 0 | 0 | 0 | 0 | 0 | 0 | 0 | 0 | 0 | 0 | 0 | 0 | 0 | 0 | 0 | 0 | 0 | 0 | 0 | 0 | 0
F5_Commercial_College_New_Food Preparation_Natural Gas_Oven_E10 | F5 | Commercial | College | New | Food Preparation | Natural Gas | Oven | E10 | Utility - Cost of Operation | 0 | 0 | 0 | 0 | 0 | 0 | 0 | 0 | 0 | 0 | 0 | 0 | 0 | 0 | 0 | 0 | 0 | 0 | 0 | 0 | 0 | 0 | 0 | 0 | 0 | 0 | 0 | 0 | 0 | 0 | 0 | 0 | 0
F6_Commercial_College_New_Food Preparation_Natural Gas_Oven_E1 | F6 | Commercial | College | New | Food Preparation | Natural Gas | Oven | E1 | Utility - Value of Sales | 0.026263 | 0.026263 | 0.026263 | 0.026263 | 0.026263 | 0.026263 | 0.026263 | 0.026263 | 0.026263 | 0.026263 | 0.026263 | 0.026263 | 0.026263 | 0.026263 | 0.026263 | 0.026263 | 0.026263 | 0.026263 | 0.026263 | 0.026263 | 0.026263 | 0.026263 | 0.026263 | 0.026263 | 0.026263 | 0.026263 | 0.026263 | 0.026263 | 0.026263 | 0.026263 | 0.026263 | 0.026263 | 0.026263
F6_Commercial_College_New_Food Preparation_Natural Gas_Oven_E2 | F6 | Commercial | College | New | Food Preparation | Natural Gas | Oven | E2 | Utility - Value of Sales | 0.022818 | 0.022818 | 0.022818 | 0.022818 | 0.022818 | 0.022818 | 0.022818 | 0.022818 | 0.022818 | 0.022818 | 0.022818 | 0.022818 | 0.022818 | 0.022818 | 0.022818 | 0.022818 | 0.022818 | 0.022818 | 0.022818 | 0.022818 | 0.022818 | 0.022818 | 0.022818 | 0.022818 | 0.022818 | 0.022818 | 0.022818 | 0.022818 | 0.022818 | 0.022818 | 0.022818 | 0.022818 | 0.022818
F6_Commercial_College_New_Food Preparation_Natural Gas_Oven_E3 | F6 | Commercial | College | New | Food Preparation | Natural Gas | Oven | E3 | Utility - Value of Sales | 0 | 0 | 0 | 0 | 0 | 0 | 0 | 0 | 0 | 0 | 0 | 0 | 0 | 0 | 0 | 0 | 0 | 0 | 0 | 0 | 0 | 0 | 0 | 0 | 0 | 0 | 0 | 0 | 0 | 0 | 0 | 0 | 0
F6_Commercial_College_New_Food Preparation_Natural Gas_Oven_E4 | F6 | Commercial | College | New | Food Preparation | Natural Gas | Oven | E4 | Utility - Value of Sales | 0 | 0 | 0 | 0 | 0 | 0 | 0 | 0 | 0 | 0 | 0 | 0 | 0 | 0 | 0 | 0 | 0 | 0 | 0 | 0 | 0 | 0 | 0 | 0 | 0 | 0 | 0 | 0 | 0 | 0 | 0 | 0 | 0
F6_Commercial_College_New_Food Preparation_Natural Gas_Oven_E5 | F6 | Commercial | College | New | Food Preparation | Natural Gas | Oven | E5 | Utility - Value of Sales | 0 | 0 | 0 | 0 | 0 | 0 | 0 | 0 | 0 | 0 | 0 | 0 | 0 | 0 | 0 | 0 | 0 | 0 | 0 | 0 | 0 | 0 | 0 | 0 | 0 | 0 | 0 | 0 | 0 | 0 | 0 | 0 | 0
F6_Commercial_College_New_Food Preparation_Natural Gas_Oven_E6 | F6 | Commercial | College | New | Food Preparation | Natural Gas | Oven | E6 | Utility - Value of Sales | 0 | 0 | 0 | 0 | 0 | 0 | 0 | 0 | 0 | 0 | 0 | 0 | 0 | 0 | 0 | 0 | 0 | 0 | 0 | 0 | 0 | 0 | 0 | 0 | 0 | 0 | 0 | 0 | 0 | 0 | 0 | 0 | 0
F6_Commercial_College_New_Food Preparation_Natural Gas_Oven_E7 | F6 | Commercial | College | New | Food Preparation | Natural Gas | Oven | E7 | Utility - Value of Sales | 0 | 0 | 0 | 0 | 0 | 0 | 0 | 0 | 0 | 0 | 0 | 0 | 0 | 0 | 0 | 0 | 0 | 0 | 0 | 0 | 0 | 0 | 0 | 0 | 0 | 0 | 0 | 0 | 0 | 0 | 0 | 0 | 0
F6_Commercial_College_New_Food Preparation_Natural Gas_Oven_E8 | F6 | Commercial | College | New | Food Preparation | Natural Gas | Oven | E8 | Utility - Value of Sales | 0 | 0 | 0 | 0 | 0 | 0 | 0 | 0 | 0 | 0 | 0 | 0 | 0 | 0 | 0 | 0 | 0 | 0 | 0 | 0 | 0 | 0 | 0 | 0 | 0 | 0 | 0 | 0 | 0 | 0 | 0 | 0 | 0
F6_Commercial_College_New_Food Preparation_Natural Gas_Oven_E9 | F6 | Commercial | College | New | Food Preparation | Natural Gas | Oven | E9 | Utility - Value of Sales | 0 | 0 | 0 | 0 | 0 | 0 | 0 | 0 | 0 | 0 | 0 | 0 | 0 | 0 | 0 | 0 | 0 | 0 | 0 | 0 | 0 | 0 | 0 | 0 | 0 | 0 | 0 | 0 | 0 | 0 | 0 | 0 | 0
F6_Commercial_College_New_Food Preparation_Natural Gas_Oven_E10 | F6 | Commercial | College | New | Food Preparation | Natural Gas | Oven | E10 | Utility - Value of Sales | 0 | 0 | 0 | 0 | 0 | 0 | 0 | 0 | 0 | 0 | 0 | 0 | 0 | 0 | 0 | 0 | 0 | 0 | 0 | 0 | 0 | 0 | 0 | 0 | 0 | 0 | 0 | 0 | 0 | 0 | 0 | 0 | 0
F1_Commercial_College_New_Food Preparation_Natural Gas_Conveyor Oven_E1 | F1 | Commercial | College | New | Food Preparation | Natural Gas | Conveyor Oven | E1 | RVT - Cost of Equipment | 0.069458 | 0.069964 | 0.070514 | 0.071117 | 0.071807 | 0.072606 | 0.07331 | 0.074021 | 0.074757 | 0.075521 | 0.076257 | 0.076937 | 0.077602 | 0.078266 | 0.078961 | 0.079622 | 0.080302 | 0.080999 | 0.081702 | 0.082399 | 0.083084 | 0.08371 | 0.084268 | 0.084761 | 0.085188 | 0.085555 | 0.085809 | 0.085999 | 0.086163 | 0.086303 | 0.086441 | 0.086503 | 0.086503
F1_Commercial_College_New_Food Preparation_Natural Gas_Conveyor Oven_E2 | F1 | Commercial | College | New | Food Preparation | Natural Gas | Conveyor Oven | E2 | RVT - Cost of Equipment | 0.052799 | 0.053183 | 0.053602 | 0.05406 | 0.054584 | 0.055192 | 0.055727 | 0.056267 | 0.056827 | 0.057408 | 0.057968 | 0.058484 | 0.05899 | 0.059495 | 0.060022 | 0.060525 | 0.061042 | 0.061572 | 0.062106 | 0.062636 | 0.063157 | 0.063633 | 0.064057 | 0.064432 | 0.064756 | 0.065035 | 0.065228 | 0.065372 | 0.065497 | 0.065603 | 0.065709 | 0.065755 | 0.065755
F1_Commercial_College_New_Food Preparation_Natural Gas_Conveyor Oven_E3 | F1 | Commercial | College | New | Food Preparation | Natural Gas | Conveyor Oven | E3 | RVT - Cost of Equipment | 0 | 0 | 0 | 0 | 0 | 0 | 0 | 0 | 0 | 0 | 0 | 0 | 0 | 0 | 0 | 0 | 0 | 0 | 0 | 0 | 0 | 0 | 0 | 0 | 0 | 0 | 0 | 0 | 0 | 0 | 0 | 0 | 0
F1_Commercial_College_New_Food Preparation_Natural Gas_Conveyor Oven_E4 | F1 | Commercial | College | New | Food Preparation | Natural Gas | Conveyor Oven | E4 | RVT - Cost of Equipment | 0 | 0 | 0 | 0 | 0 | 0 | 0 | 0 | 0 | 0 | 0 | 0 | 0 | 0 | 0 | 0 | 0 | 0 | 0 | 0 | 0 | 0 | 0 | 0 | 0 | 0 | 0 | 0 | 0 | 0 | 0 | 0 | 0
F1_Commercial_College_New_Food Preparation_Natural Gas_Conveyor Oven_E5 | F1 | Commercial | College | New | Food Preparation | Natural Gas | Conveyor Oven | E5 | RVT - Cost of Equipment | 0 | 0 | 0 | 0 | 0 | 0 | 0 | 0 | 0 | 0 | 0 | 0 | 0 | 0 | 0 | 0 | 0 | 0 | 0 | 0 | 0 | 0 | 0 | 0 | 0 | 0 | 0 | 0 | 0 | 0 | 0 | 0 | 0
F1_Commercial_College_New_Food Preparation_Natural Gas_Conveyor Oven_E6 | F1 | Commercial | College | New | Food Preparation | Natural Gas | Conveyor Oven | E6 | RVT - Cost of Equipment | 0 | 0 | 0 | 0 | 0 | 0 | 0 | 0 | 0 | 0 | 0 | 0 | 0 | 0 | 0 | 0 | 0 | 0 | 0 | 0 | 0 | 0 | 0 | 0 | 0 | 0 | 0 | 0 | 0 | 0 | 0 | 0 | 0
F1_Commercial_College_New_Food Preparation_Natural Gas_Conveyor Oven_E7 | F1 | Commercial | College | New | Food Preparation | Natural Gas | Conveyor Oven | E7 | RVT - Cost of Equipment | 0 | 0 | 0 | 0 | 0 | 0 | 0 | 0 | 0 | 0 | 0 | 0 | 0 | 0 | 0 | 0 | 0 | 0 | 0 | 0 | 0 | 0 | 0 | 0 | 0 | 0 | 0 | 0 | 0 | 0 | 0 | 0 | 0
F1_Commercial_College_New_Food Preparation_Natural Gas_Conveyor Oven_E8 | F1 | Commercial | College | New | Food Preparation | Natural Gas | Conveyor Oven | E8 | RVT - Cost of Equipment | 0 | 0 | 0 | 0 | 0 | 0 | 0 | 0 | 0 | 0 | 0 | 0 | 0 | 0 | 0 | 0 | 0 | 0 | 0 | 0 | 0 | 0 | 0 | 0 | 0 | 0 | 0 | 0 | 0 | 0 | 0 | 0 | 0
F1_Commercial_College_New_Food Preparation_Natural Gas_Conveyor Oven_E9 | F1 | Commercial | College | New | Food Preparation | Natural Gas | Conveyor Oven | E9 | RVT - Cost of Equipment | 0 | 0 | 0 | 0 | 0 | 0 | 0 | 0 | 0 | 0 | 0 | 0 | 0 | 0 | 0 | 0 | 0 | 0 | 0 | 0 | 0 | 0 | 0 | 0 | 0 | 0 | 0 | 0 | 0 | 0 | 0 | 0 | 0
F1_Commercial_College_New_Food Preparation_Natural Gas_Conveyor Oven_E10 | F1 | Commercial | College | New | Food Preparation | Natural Gas | Conveyor Oven | E10 | RVT - Cost of Equipment | 0 | 0 | 0 | 0 | 0 | 0 | 0 | 0 | 0 | 0 | 0 | 0 | 0 | 0 | 0 | 0 | 0 | 0 | 0 | 0 | 0 | 0 | 0 | 0 | 0 | 0 | 0 | 0 | 0 | 0 | 0 | 0 | 0
F2_Commercial_College_New_Food Preparation_Natural Gas_Conveyor Oven_E1 | F2 | Commercial | College | New | Food Preparation | Natural Gas | Conveyor Oven | E1 | RVT - Cost of Operation | 0.083215 | 0.083821 | 0.08448 | 0.085203 | 0.086029 | 0.086987 | 0.087831 | 0.088681 | 0.089563 | 0.09048 | 0.091361 | 0.092175 | 0.092972 | 0.093768 | 0.0946 | 0.095392 | 0.096207 | 0.097043 | 0.097884 | 0.09872 | 0.09954 | 0.10029 | 0.10096 | 0.10155 | 0.10206 | 0.1025 | 0.1028 | 0.10303 | 0.10323 | 0.1034 | 0.10356 | 0.10364 | 0.10364
F2_Commercial_College_New_Food Preparation_Natural Gas_Conveyor Oven_E2 | F2 | Commercial | College | New | Food Preparation | Natural Gas | Conveyor Oven | E2 | RVT - Cost of Operation | 0.063257 | 0.063717 | 0.064218 | 0.064767 | 0.065396 | 0.066124 | 0.066765 | 0.067412 | 0.068082 | 0.068779 | 0.069449 | 0.070067 | 0.070673 | 0.071278 | 0.071911 | 0.072513 | 0.073133 | 0.073767 | 0.074407 | 0.075042 | 0.075666 | 0.076236 | 0.076744 | 0.077194 | 0.077582 | 0.077916 | 0.078148 | 0.07832 | 0.07847 | 0.078597 | 0.078723 | 0.078779 | 0.078779
F2_Commercial_College_New_Food Preparation_Natural Gas_Conveyor Oven_E3 | F2 | Commercial | College | New | Food Preparation | Natural Gas | Conveyor Oven | E3 | RVT - Cost of Operation | 0 | 0 | 0 | 0 | 0 | 0 | 0 | 0 | 0 | 0 | 0 | 0 | 0 | 0 | 0 | 0 | 0 | 0 | 0 | 0 | 0 | 0 | 0 | 0 | 0 | 0 | 0 | 0 | 0 | 0 | 0 | 0 | 0
F2_Commercial_College_New_Food Preparation_Natural Gas_Conveyor Oven_E4 | F2 | Commercial | College | New | Food Preparation | Natural Gas | Conveyor Oven | E4 | RVT - Cost of Operation | 0 | 0 | 0 | 0 | 0 | 0 | 0 | 0 | 0 | 0 | 0 | 0 | 0 | 0 | 0 | 0 | 0 | 0 | 0 | 0 | 0 | 0 | 0 | 0 | 0 | 0 | 0 | 0 | 0 | 0 | 0 | 0 | 0
F2_Commercial_College_New_Food Preparation_Natural Gas_Conveyor Oven_E5 | F2 | Commercial | College | New | Food Preparation | Natural Gas | Conveyor Oven | E5 | RVT - Cost of Operation | 0 | 0 | 0 | 0 | 0 | 0 | 0 | 0 | 0 | 0 | 0 | 0 | 0 | 0 | 0 | 0 | 0 | 0 | 0 | 0 | 0 | 0 | 0 | 0 | 0 | 0 | 0 | 0 | 0 | 0 | 0 | 0 | 0
F2_Commercial_College_New_Food Preparation_Natural Gas_Conveyor Oven_E6 | F2 | Commercial | College | New | Food Preparation | Natural Gas | Conveyor Oven | E6 | RVT - Cost of Operation | 0 | 0 | 0 | 0 | 0 | 0 | 0 | 0 | 0 | 0 | 0 | 0 | 0 | 0 | 0 | 0 | 0 | 0 | 0 | 0 | 0 | 0 | 0 | 0 | 0 | 0 | 0 | 0 | 0 | 0 | 0 | 0 | 0
F2_Commercial_College_New_Food Preparation_Natural Gas_Conveyor Oven_E7 | F2 | Commercial | College | New | Food Preparation | Natural Gas | Conveyor Oven | E7 | RVT - Cost of Operation | 0 | 0 | 0 | 0 | 0 | 0 | 0 | 0 | 0 | 0 | 0 | 0 | 0 | 0 | 0 | 0 | 0 | 0 | 0 | 0 | 0 | 0 | 0 | 0 | 0 | 0 | 0 | 0 | 0 | 0 | 0 | 0 | 0
F2_Commercial_College_New_Food Preparation_Natural Gas_Conveyor Oven_E8 | F2 | Commercial | College | New | Food Preparation | Natural Gas | Conveyor Oven | E8 | RVT - Cost of Operation | 0 | 0 | 0 | 0 | 0 | 0 | 0 | 0 | 0 | 0 | 0 | 0 | 0 | 0 | 0 | 0 | 0 | 0 | 0 | 0 | 0 | 0 | 0 | 0 | 0 | 0 | 0 | 0 | 0 | 0 | 0 | 0 | 0
F2_Commercial_College_New_Food Preparation_Natural Gas_Conveyor Oven_E9 | F2 | Commercial | College | New | Food Preparation | Natural Gas | Conveyor Oven | E9 | RVT - Cost of Operation | 0 | 0 | 0 | 0 | 0 | 0 | 0 | 0 | 0 | 0 | 0 | 0 | 0 | 0 | 0 | 0 | 0 | 0 | 0 | 0 | 0 | 0 | 0 | 0 | 0 | 0 | 0 | 0 | 0 | 0 | 0 | 0 | 0
F2_Commercial_College_New_Food Preparation_Natural Gas_Conveyor Oven_E10 | F2 | Commercial | College | New | Food Preparation | Natural Gas | Conveyor Oven | E10 | RVT - Cost of Operation | 0 | 0 | 0 | 0 | 0 | 0 | 0 | 0 | 0 | 0 | 0 | 0 | 0 | 0 | 0 | 0 | 0 | 0 | 0 | 0 | 0 | 0 | 0 | 0 | 0 | 0 | 0 | 0 | 0 | 0 | 0 | 0 | 0
F3_Commercial_College_New_Food Preparation_Natural Gas_Conveyor Oven_E1 | F3 | Commercial | College | New | Food Preparation | Natural Gas | Conveyor Oven | E1 | System - kBTUs of Consumption | 0.015652 | 0.015652 | 0.015652 | 0.015652 | 0.015652 | 0.015652 | 0.015652 | 0.015652 | 0.015652 | 0.015652 | 0.015652 | 0.015652 | 0.015652 | 0.015652 | 0.015652 | 0.015652 | 0.015652 | 0.015652 | 0.015652 | 0.015652 | 0.015652 | 0.015652 | 0.015652 | 0.015652 | 0.015652 | 0.015652 | 0.015652 | 0.015652 | 0.015652 | 0.015652 | 0.015652 | 0.015652 | 0.015652
F3_Commercial_College_New_Food Preparation_Natural Gas_Conveyor Oven_E2 | F3 | Commercial | College | New | Food Preparation | Natural Gas | Conveyor Oven | E2 | System - kBTUs of Consumption | 0.019082 | 0.019082 | 0.019082 | 0.019082 | 0.019082 | 0.019082 | 0.019082 | 0.019082 | 0.019082 | 0.019082 | 0.019082 | 0.019082 | 0.019082 | 0.019082 | 0.019082 | 0.019082 | 0.019082 | 0.019082 | 0.019082 | 0.019082 | 0.019082 | 0.019082 | 0.019082 | 0.019082 | 0.019082 | 0.019082 | 0.019082 | 0.019082 | 0.019082 | 0.019082 | 0.019082 | 0.019082 | 0.019082
F3_Commercial_College_New_Food Preparation_Natural Gas_Conveyor Oven_E3 | F3 | Commercial | College | New | Food Preparation | Natural Gas | Conveyor Oven | E3 | System - kBTUs of Consumption | 0 | 0 | 0 | 0 | 0 | 0 | 0 | 0 | 0 | 0 | 0 | 0 | 0 | 0 | 0 | 0 | 0 | 0 | 0 | 0 | 0 | 0 | 0 | 0 | 0 | 0 | 0 | 0 | 0 | 0 | 0 | 0 | 0
F3_Commercial_College_New_Food Preparation_Natural Gas_Conveyor Oven_E4 | F3 | Commercial | College | New | Food Preparation | Natural Gas | Conveyor Oven | E4 | System - kBTUs of Consumption | 0 | 0 | 0 | 0 | 0 | 0 | 0 | 0 | 0 | 0 | 0 | 0 | 0 | 0 | 0 | 0 | 0 | 0 | 0 | 0 | 0 | 0 | 0 | 0 | 0 | 0 | 0 | 0 | 0 | 0 | 0 | 0 | 0
F3_Commercial_College_New_Food Preparation_Natural Gas_Conveyor Oven_E5 | F3 | Commercial | College | New | Food Preparation | Natural Gas | Conveyor Oven | E5 | System - kBTUs of Consumption | 0 | 0 | 0 | 0 | 0 | 0 | 0 | 0 | 0 | 0 | 0 | 0 | 0 | 0 | 0 | 0 | 0 | 0 | 0 | 0 | 0 | 0 | 0 | 0 | 0 | 0 | 0 | 0 | 0 | 0 | 0 | 0 | 0
F3_Commercial_College_New_Food Preparation_Natural Gas_Conveyor Oven_E6 | F3 | Commercial | College | New | Food Preparation | Natural Gas | Conveyor Oven | E6 | System - kBTUs of Consumption | 0 | 0 | 0 | 0 | 0 | 0 | 0 | 0 | 0 | 0 | 0 | 0 | 0 | 0 | 0 | 0 | 0 | 0 | 0 | 0 | 0 | 0 | 0 | 0 | 0 | 0 | 0 | 0 | 0 | 0 | 0 | 0 | 0
F3_Commercial_College_New_Food Preparation_Natural Gas_Conveyor Oven_E7 | F3 | Commercial | College | New | Food Preparation | Natural Gas | Conveyor Oven | E7 | System - kBTUs of Consumption | 0 | 0 | 0 | 0 | 0 | 0 | 0 | 0 | 0 | 0 | 0 | 0 | 0 | 0 | 0 | 0 | 0 | 0 | 0 | 0 | 0 | 0 | 0 | 0 | 0 | 0 | 0 | 0 | 0 | 0 | 0 | 0 | 0
F3_Commercial_College_New_Food Preparation_Natural Gas_Conveyor Oven_E8 | F3 | Commercial | College | New | Food Preparation | Natural Gas | Conveyor Oven | E8 | System - kBTUs of Consumption | 0 | 0 | 0 | 0 | 0 | 0 | 0 | 0 | 0 | 0 | 0 | 0 | 0 | 0 | 0 | 0 | 0 | 0 | 0 | 0 | 0 | 0 | 0 | 0 | 0 | 0 | 0 | 0 | 0 | 0 | 0 | 0 | 0
F3_Commercial_College_New_Food Preparation_Natural Gas_Conveyor Oven_E9 | F3 | Commercial | College | New | Food Preparation | Natural Gas | Conveyor Oven | E9 | System - kBTUs of Consumption | 0 | 0 | 0 | 0 | 0 | 0 | 0 | 0 | 0 | 0 | 0 | 0 | 0 | 0 | 0 | 0 | 0 | 0 | 0 | 0 | 0 | 0 | 0 | 0 | 0 | 0 | 0 | 0 | 0 | 0 | 0 | 0 | 0
F3_Commercial_College_New_Food Preparation_Natural Gas_Conveyor Oven_E10 | F3 | Commercial | College | New | Food Preparation | Natural Gas | Conveyor Oven | E10 | System - kBTUs of Consumption | 0 | 0 | 0 | 0 | 0 | 0 | 0 | 0 | 0 | 0 | 0 | 0 | 0 | 0 | 0 | 0 | 0 | 0 | 0 | 0 | 0 | 0 | 0 | 0 | 0 | 0 | 0 | 0 | 0 | 0 | 0 | 0 | 0
F4_Commercial_College_New_Food Preparation_Natural Gas_Conveyor Oven_E1 | F4 | Commercial | College | New | Food Preparation | Natural Gas | Conveyor Oven | E1 | Utility - Cost of Equipment | 0.083215 | 0.083821 | 0.08448 | 0.085203 | 0.086029 | 0.086987 | 0.087831 | 0.088681 | 0.089563 | 0.09048 | 0.091361 | 0.092175 | 0.092972 | 0.093768 | 0.0946 | 0.095392 | 0.096207 | 0.097043 | 0.097884 | 0.09872 | 0.09954 | 0.10029 | 0.10096 | 0.10155 | 0.10206 | 0.1025 | 0.1028 | 0.10303 | 0.10323 | 0.1034 | 0.10356 | 0.10364 | 0.10364
F4_Commercial_College_New_Food Preparation_Natural Gas_Conveyor Oven_E2 | F4 | Commercial | College | New | Food Preparation | Natural Gas | Conveyor Oven | E2 | Utility - Cost of Equipment | 0.063257 | 0.063717 | 0.064218 | 0.064767 | 0.065396 | 0.066124 | 0.066765 | 0.067412 | 0.068082 | 0.068779 | 0.069449 | 0.070067 | 0.070673 | 0.071278 | 0.071911 | 0.072513 | 0.073133 | 0.073767 | 0.074407 | 0.075042 | 0.075666 | 0.076236 | 0.076744 | 0.077194 | 0.077582 | 0.077916 | 0.078148 | 0.07832 | 0.07847 | 0.078597 | 0.078723 | 0.078779 | 0.078779
F4_Commercial_College_New_Food Preparation_Natural Gas_Conveyor Oven_E3 | F4 | Commercial | College | New | Food Preparation | Natural Gas | Conveyor Oven | E3 | Utility - Cost of Equipment | 0 | 0 | 0 | 0 | 0 | 0 | 0 | 0 | 0 | 0 | 0 | 0 | 0 | 0 | 0 | 0 | 0 | 0 | 0 | 0 | 0 | 0 | 0 | 0 | 0 | 0 | 0 | 0 | 0 | 0 | 0 | 0 | 0
F4_Commercial_College_New_Food Preparation_Natural Gas_Conveyor Oven_E4 | F4 | Commercial | College | New | Food Preparation | Natural Gas | Conveyor Oven | E4 | Utility - Cost of Equipment | 0 | 0 | 0 | 0 | 0 | 0 | 0 | 0 | 0 | 0 | 0 | 0 | 0 | 0 | 0 | 0 | 0 | 0 | 0 | 0 | 0 | 0 | 0 | 0 | 0 | 0 | 0 | 0 | 0 | 0 | 0 | 0 | 0
F4_Commercial_College_New_Food Preparation_Natural Gas_Conveyor Oven_E5 | F4 | Commercial | College | New | Food Preparation | Natural Gas | Conveyor Oven | E5 | Utility - Cost of Equipment | 0 | 0 | 0 | 0 | 0 | 0 | 0 | 0 | 0 | 0 | 0 | 0 | 0 | 0 | 0 | 0 | 0 | 0 | 0 | 0 | 0 | 0 | 0 | 0 | 0 | 0 | 0 | 0 | 0 | 0 | 0 | 0 | 0
F4_Commercial_College_New_Food Preparation_Natural Gas_Conveyor Oven_E6 | F4 | Commercial | College | New | Food Preparation | Natural Gas | Conveyor Oven | E6 | Utility - Cost of Equipment | 0 | 0 | 0 | 0 | 0 | 0 | 0 | 0 | 0 | 0 | 0 | 0 | 0 | 0 | 0 | 0 | 0 | 0 | 0 | 0 | 0 | 0 | 0 | 0 | 0 | 0 | 0 | 0 | 0 | 0 | 0 | 0 | 0
F4_Commercial_College_New_Food Preparation_Natural Gas_Conveyor Oven_E7 | F4 | Commercial | College | New | Food Preparation | Natural Gas | Conveyor Oven | E7 | Utility - Cost of Equipment | 0 | 0 | 0 | 0 | 0 | 0 | 0 | 0 | 0 | 0 | 0 | 0 | 0 | 0 | 0 | 0 | 0 | 0 | 0 | 0 | 0 | 0 | 0 | 0 | 0 | 0 | 0 | 0 | 0 | 0 | 0 | 0 | 0
F4_Commercial_College_New_Food Preparation_Natural Gas_Conveyor Oven_E8 | F4 | Commercial | College | New | Food Preparation | Natural Gas | Conveyor Oven | E8 | Utility - Cost of Equipment | 0 | 0 | 0 | 0 | 0 | 0 | 0 | 0 | 0 | 0 | 0 | 0 | 0 | 0 | 0 | 0 | 0 | 0 | 0 | 0 | 0 | 0 | 0 | 0 | 0 | 0 | 0 | 0 | 0 | 0 | 0 | 0 | 0
F4_Commercial_College_New_Food Preparation_Natural Gas_Conveyor Oven_E9 | F4 | Commercial | College | New | Food Preparation | Natural Gas | Conveyor Oven | E9 | Utility - Cost of Equipment | 0 | 0 | 0 | 0 | 0 | 0 | 0 | 0 | 0 | 0 | 0 | 0 | 0 | 0 | 0 | 0 | 0 | 0 | 0 | 0 | 0 | 0 | 0 | 0 | 0 | 0 | 0 | 0 | 0 | 0 | 0 | 0 | 0
F4_Commercial_College_New_Food Preparation_Natural Gas_Conveyor Oven_E10 | F4 | Commercial | College | New | Food Preparation | Natural Gas | Conveyor Oven | E10 | Utility - Cost of Equipment | 0 | 0 | 0 | 0 | 0 | 0 | 0 | 0 | 0 | 0 | 0 | 0 | 0 | 0 | 0 | 0 | 0 | 0 | 0 | 0 | 0 | 0 | 0 | 0 | 0 | 0 | 0 | 0 | 0 | 0 | 0 | 0 | 0
F5_Commercial_College_New_Food Preparation_Natural Gas_Conveyor Oven_E1 | F5 | Commercial | College | New | Food Preparation | Natural Gas | Conveyor Oven | E1 | Utility - Cost of Operation | 0.015652 | 0.015652 | 0.015652 | 0.015652 | 0.015652 | 0.015652 | 0.015652 | 0.015652 | 0.015652 | 0.015652 | 0.015652 | 0.015652 | 0.015652 | 0.015652 | 0.015652 | 0.015652 | 0.015652 | 0.015652 | 0.015652 | 0.015652 | 0.015652 | 0.015652 | 0.015652 | 0.015652 | 0.015652 | 0.015652 | 0.015652 | 0.015652 | 0.015652 | 0.015652 | 0.015652 | 0.015652 | 0.015652
F5_Commercial_College_New_Food Preparation_Natural Gas_Conveyor Oven_E2 | F5 | Commercial | College | New | Food Preparation | Natural Gas | Conveyor Oven | E2 | Utility - Cost of Operation | 0.019082 | 0.019082 | 0.019082 | 0.019082 | 0.019082 | 0.019082 | 0.019082 | 0.019082 | 0.019082 | 0.019082 | 0.019082 | 0.019082 | 0.019082 | 0.019082 | 0.019082 | 0.019082 | 0.019082 | 0.019082 | 0.019082 | 0.019082 | 0.019082 | 0.019082 | 0.019082 | 0.019082 | 0.019082 | 0.019082 | 0.019082 | 0.019082 | 0.019082 | 0.019082 | 0.019082 | 0.019082 | 0.019082
F5_Commercial_College_New_Food Preparation_Natural Gas_Conveyor Oven_E3 | F5 | Commercial | College | New | Food Preparation | Natural Gas | Conveyor Oven | E3 | Utility - Cost of Operation | 0 | 0 | 0 | 0 | 0 | 0 | 0 | 0 | 0 | 0 | 0 | 0 | 0 | 0 | 0 | 0 | 0 | 0 | 0 | 0 | 0 | 0 | 0 | 0 | 0 | 0 | 0 | 0 | 0 | 0 | 0 | 0 | 0
F5_Commercial_College_New_Food Preparation_Natural Gas_Conveyor Oven_E4 | F5 | Commercial | College | New | Food Preparation | Natural Gas | Conveyor Oven | E4 | Utility - Cost of Operation | 0 | 0 | 0 | 0 | 0 | 0 | 0 | 0 | 0 | 0 | 0 | 0 | 0 | 0 | 0 | 0 | 0 | 0 | 0 | 0 | 0 | 0 | 0 | 0 | 0 | 0 | 0 | 0 | 0 | 0 | 0 | 0 | 0
F5_Commercial_College_New_Food Preparation_Natural Gas_Conveyor Oven_E5 | F5 | Commercial | College | New | Food Preparation | Natural Gas | Conveyor Oven | E5 | Utility - Cost of Operation | 0 | 0 | 0 | 0 | 0 | 0 | 0 | 0 | 0 | 0 | 0 | 0 | 0 | 0 | 0 | 0 | 0 | 0 | 0 | 0 | 0 | 0 | 0 | 0 | 0 | 0 | 0 | 0 | 0 | 0 | 0 | 0 | 0
F5_Commercial_College_New_Food Preparation_Natural Gas_Conveyor Oven_E6 | F5 | Commercial | College | New | Food Preparation | Natural Gas | Conveyor Oven | E6 | Utility - Cost of Operation | 0 | 0 | 0 | 0 | 0 | 0 | 0 | 0 | 0 | 0 | 0 | 0 | 0 | 0 | 0 | 0 | 0 | 0 | 0 | 0 | 0 | 0 | 0 | 0 | 0 | 0 | 0 | 0 | 0 | 0 | 0 | 0 | 0
F5_Commercial_College_New_Food Preparation_Natural Gas_Conveyor Oven_E7 | F5 | Commercial | College | New | Food Preparation | Natural Gas | Conveyor Oven | E7 | Utility - Cost of Operation | 0 | 0 | 0 | 0 | 0 | 0 | 0 | 0 | 0 | 0 | 0 | 0 | 0 | 0 | 0 | 0 | 0 | 0 | 0 | 0 | 0 | 0 | 0 | 0 | 0 | 0 | 0 | 0 | 0 | 0 | 0 | 0 | 0
F5_Commercial_College_New_Food Preparation_Natural Gas_Conveyor Oven_E8 | F5 | Commercial | College | New | Food Preparation | Natural Gas | Conveyor Oven | E8 | Utility - Cost of Operation | 0 | 0 | 0 | 0 | 0 | 0 | 0 | 0 | 0 | 0 | 0 | 0 | 0 | 0 | 0 | 0 | 0 | 0 | 0 | 0 | 0 | 0 | 0 | 0 | 0 | 0 | 0 | 0 | 0 | 0 | 0 | 0 | 0
F5_Commercial_College_New_Food Preparation_Natural Gas_Conveyor Oven_E9 | F5 | Commercial | College | New | Food Preparation | Natural Gas | Conveyor Oven | E9 | Utility - Cost of Operation | 0 | 0 | 0 | 0 | 0 | 0 | 0 | 0 | 0 | 0 | 0 | 0 | 0 | 0 | 0 | 0 | 0 | 0 | 0 | 0 | 0 | 0 | 0 | 0 | 0 | 0 | 0 | 0 | 0 | 0 | 0 | 0 | 0
F5_Commercial_College_New_Food Preparation_Natural Gas_Conveyor Oven_E10 | F5 | Commercial | College | New | Food Preparation | Natural Gas | Conveyor Oven | E10 | Utility - Cost of Operation | 0 | 0 | 0 | 0 | 0 | 0 | 0 | 0 | 0 | 0 | 0 | 0 | 0 | 0 | 0 | 0 | 0 | 0 | 0 | 0 | 0 | 0 | 0 | 0 | 0 | 0 | 0 | 0 | 0 | 0 | 0 | 0 | 0
F6_Commercial_College_New_Food Preparation_Natural Gas_Conveyor Oven_E1 | F6 | Commercial | College | New | Food Preparation | Natural Gas | Conveyor Oven | E1 | Utility - Value of Sales | 0.048294 | 0.048294 | 0.048294 | 0.048294 | 0.048294 | 0.048294 | 0.048294 | 0.048294 | 0.048294 | 0.048294 | 0.048294 | 0.048294 | 0.048294 | 0.048294 | 0.048294 | 0.048294 | 0.048294 | 0.048294 | 0.048294 | 0.048294 | 0.048294 | 0.048294 | 0.048294 | 0.048294 | 0.048294 | 0.048294 | 0.048294 | 0.048294 | 0.048294 | 0.048294 | 0.048294 | 0.048294 | 0.048294
F6_Commercial_College_New_Food Preparation_Natural Gas_Conveyor Oven_E2 | F6 | Commercial | College | New | Food Preparation | Natural Gas | Conveyor Oven | E2 | Utility - Value of Sales | 0.036711 | 0.036711 | 0.036711 | 0.036711 | 0.036711 | 0.036711 | 0.036711 | 0.036711 | 0.036711 | 0.036711 | 0.036711 | 0.036711 | 0.036711 | 0.036711 | 0.036711 | 0.036711 | 0.036711 | 0.036711 | 0.036711 | 0.036711 | 0.036711 | 0.036711 | 0.036711 | 0.036711 | 0.036711 | 0.036711 | 0.036711 | 0.036711 | 0.036711 | 0.036711 | 0.036711 | 0.036711 | 0.036711
F6_Commercial_College_New_Food Preparation_Natural Gas_Conveyor Oven_E3 | F6 | Commercial | College | New | Food Preparation | Natural Gas | Conveyor Oven | E3 | Utility - Value of Sales | 0 | 0 | 0 | 0 | 0 | 0 | 0 | 0 | 0 | 0 | 0 | 0 | 0 | 0 | 0 | 0 | 0 | 0 | 0 | 0 | 0 | 0 | 0 | 0 | 0 | 0 | 0 | 0 | 0 | 0 | 0 | 0 | 0
F6_Commercial_College_New_Food Preparation_Natural Gas_Conveyor Oven_E4 | F6 | Commercial | College | New | Food Preparation | Natural Gas | Conveyor Oven | E4 | Utility - Value of Sales | 0 | 0 | 0 | 0 | 0 | 0 | 0 | 0 | 0 | 0 | 0 | 0 | 0 | 0 | 0 | 0 | 0 | 0 | 0 | 0 | 0 | 0 | 0 | 0 | 0 | 0 | 0 | 0 | 0 | 0 | 0 | 0 | 0
F6_Commercial_College_New_Food Preparation_Natural Gas_Conveyor Oven_E5 | F6 | Commercial | College | New | Food Preparation | Natural Gas | Conveyor Oven | E5 | Utility - Value of Sales | 0 | 0 | 0 | 0 | 0 | 0 | 0 | 0 | 0 | 0 | 0 | 0 | 0 | 0 | 0 | 0 | 0 | 0 | 0 | 0 | 0 | 0 | 0 | 0 | 0 | 0 | 0 | 0 | 0 | 0 | 0 | 0 | 0
F6_Commercial_College_New_Food Preparation_Natural Gas_Conveyor Oven_E6 | F6 | Commercial | College | New | Food Preparation | Natural Gas | Conveyor Oven | E6 | Utility - Value of Sales | 0 | 0 | 0 | 0 | 0 | 0 | 0 | 0 | 0 | 0 | 0 | 0 | 0 | 0 | 0 | 0 | 0 | 0 | 0 | 0 | 0 | 0 | 0 | 0 | 0 | 0 | 0 | 0 | 0 | 0 | 0 | 0 | 0
F6_Commercial_College_New_Food Preparation_Natural Gas_Conveyor Oven_E7 | F6 | Commercial | College | New | Food Preparation | Natural Gas | Conveyor Oven | E7 | Utility - Value of Sales | 0 | 0 | 0 | 0 | 0 | 0 | 0 | 0 | 0 | 0 | 0 | 0 | 0 | 0 | 0 | 0 | 0 | 0 | 0 | 0 | 0 | 0 | 0 | 0 | 0 | 0 | 0 | 0 | 0 | 0 | 0 | 0 | 0
F6_Commercial_College_New_Food Preparation_Natural Gas_Conveyor Oven_E8 | F6 | Commercial | College | New | Food Preparation | Natural Gas | Conveyor Oven | E8 | Utility - Value of Sales | 0 | 0 | 0 | 0 | 0 | 0 | 0 | 0 | 0 | 0 | 0 | 0 | 0 | 0 | 0 | 0 | 0 | 0 | 0 | 0 | 0 | 0 | 0 | 0 | 0 | 0 | 0 | 0 | 0 | 0 | 0 | 0 | 0
F6_Commercial_College_New_Food Preparation_Natural Gas_Conveyor Oven_E9 | F6 | Commercial | College | New | Food Preparation | Natural Gas | Conveyor Oven | E9 | Utility - Value of Sales | 0 | 0 | 0 | 0 | 0 | 0 | 0 | 0 | 0 | 0 | 0 | 0 | 0 | 0 | 0 | 0 | 0 | 0 | 0 | 0 | 0 | 0 | 0 | 0 | 0 | 0 | 0 | 0 | 0 | 0 | 0 | 0 | 0
F6_Commercial_College_New_Food Preparation_Natural Gas_Conveyor Oven_E10 | F6 | Commercial | College | New | Food Preparation | Natural Gas | Conveyor Oven | E10 | Utility - Value of Sales | 0 | 0 | 0 | 0 | 0 | 0 | 0 | 0 | 0 | 0 | 0 | 0 | 0 | 0 | 0 | 0 | 0 | 0 | 0 | 0 | 0 | 0 | 0 | 0 | 0 | 0 | 0 | 0 | 0 | 0 | 0 | 0 | 0
F1_Commercial_College_New_Food Preparation_Natural Gas_Double Rack Oven_E1 | F1 | Commercial | College | New | Food Preparation | Natural Gas | Double Rack Oven | E1 | RVT - Cost of Equipment | 0.1213 | 0.12222 | 0.12325 | 0.12439 | 0.12569 | 0.12719 | 0.1284 | 0.12957 | 0.13075 | 0.13199 | 0.13316 | 0.13424 | 0.13535 | 0.13651 | 0.13779 | 0.13904 | 0.14037 | 0.14177 | 0.14323 | 0.14473 | 0.14623 | 0.14764 | 0.14891 | 0.15003 | 0.151 | 0.15183 | 0.15241 | 0.15284 | 0.15322 | 0.15353 | 0.15385 | 0.15399 | 0.15399
F1_Commercial_College_New_Food Preparation_Natural Gas_Double Rack Oven_E2 | F1 | Commercial | College | New | Food Preparation | Natural Gas | Double Rack Oven | E2 | RVT - Cost of Equipment | 0.066162 | 0.066666 | 0.06723 | 0.06785 | 0.068556 | 0.069374 | 0.070037 | 0.070673 | 0.071319 | 0.071992 | 0.072634 | 0.073223 | 0.073826 | 0.074458 | 0.075157 | 0.07584 | 0.076565 | 0.07733 | 0.078128 | 0.078942 | 0.079761 | 0.080528 | 0.081221 | 0.081833 | 0.082363 | 0.082818 | 0.083133 | 0.083368 | 0.083572 | 0.083746 | 0.083918 | 0.083994 | 0.083994
F1_Commercial_College_New_Food Preparation_Natural Gas_Double Rack Oven_E3 | F1 | Commercial | College | New | Food Preparation | Natural Gas | Double Rack Oven | E3 | RVT - Cost of Equipment | 0 | 0 | 0 | 0 | 0 | 0 | 0 | 0 | 0 | 0 | 0 | 0 | 0 | 0 | 0 | 0 | 0 | 0 | 0 | 0 | 0 | 0 | 0 | 0 | 0 | 0 | 0 | 0 | 0 | 0 | 0 | 0 | 0
F1_Commercial_College_New_Food Preparation_Natural Gas_Double Rack Oven_E4 | F1 | Commercial | College | New | Food Preparation | Natural Gas | Double Rack Oven | E4 | RVT - Cost of Equipment | 0 | 0 | 0 | 0 | 0 | 0 | 0 | 0 | 0 | 0 | 0 | 0 | 0 | 0 | 0 | 0 | 0 | 0 | 0 | 0 | 0 | 0 | 0 | 0 | 0 | 0 | 0 | 0 | 0 | 0 | 0 | 0 | 0
F1_Commercial_College_New_Food Preparation_Natural Gas_Double Rack Oven_E5 | F1 | Commercial | College | New | Food Preparation | Natural Gas | Double Rack Oven | E5 | RVT - Cost of Equipment | 0 | 0 | 0 | 0 | 0 | 0 | 0 | 0 | 0 | 0 | 0 | 0 | 0 | 0 | 0 | 0 | 0 | 0 | 0 | 0 | 0 | 0 | 0 | 0 | 0 | 0 | 0 | 0 | 0 | 0 | 0 | 0 | 0
F1_Commercial_College_New_Food Preparation_Natural Gas_Double Rack Oven_E6 | F1 | Commercial | College | New | Food Preparation | Natural Gas | Double Rack Oven | E6 | RVT - Cost of Equipment | 0 | 0 | 0 | 0 | 0 | 0 | 0 | 0 | 0 | 0 | 0 | 0 | 0 | 0 | 0 | 0 | 0 | 0 | 0 | 0 | 0 | 0 | 0 | 0 | 0 | 0 | 0 | 0 | 0 | 0 | 0 | 0 | 0
F1_Commercial_College_New_Food Preparation_Natural Gas_Double Rack Oven_E7 | F1 | Commercial | College | New | Food Preparation | Natural Gas | Double Rack Oven | E7 | RVT - Cost of Equipment | 0 | 0 | 0 | 0 | 0 | 0 | 0 | 0 | 0 | 0 | 0 | 0 | 0 | 0 | 0 | 0 | 0 | 0 | 0 | 0 | 0 | 0 | 0 | 0 | 0 | 0 | 0 | 0 | 0 | 0 | 0 | 0 | 0
F1_Commercial_College_New_Food Preparation_Natural Gas_Double Rack Oven_E8 | F1 | Commercial | College | New | Food Preparation | Natural Gas | Double Rack Oven | E8 | RVT - Cost of Equipment | 0 | 0 | 0 | 0 | 0 | 0 | 0 | 0 | 0 | 0 | 0 | 0 | 0 | 0 | 0 | 0 | 0 | 0 | 0 | 0 | 0 | 0 | 0 | 0 | 0 | 0 | 0 | 0 | 0 | 0 | 0 | 0 | 0
F1_Commercial_College_New_Food Preparation_Natural Gas_Double Rack Oven_E9 | F1 | Commercial | College | New | Food Preparation | Natural Gas | Double Rack Oven | E9 | RVT - Cost of Equipment | 0 | 0 | 0 | 0 | 0 | 0 | 0 | 0 | 0 | 0 | 0 | 0 | 0 | 0 | 0 | 0 | 0 | 0 | 0 | 0 | 0 | 0 | 0 | 0 | 0 | 0 | 0 | 0 | 0 | 0 | 0 | 0 | 0
F1_Commercial_College_New_Food Preparation_Natural Gas_Double Rack Oven_E10 | F1 | Commercial | College | New | Food Preparation | Natural Gas | Double Rack Oven | E10 | RVT - Cost of Equipment | 0 | 0 | 0 | 0 | 0 | 0 | 0 | 0 | 0 | 0 | 0 | 0 | 0 | 0 | 0 | 0 | 0 | 0 | 0 | 0 | 0 | 0 | 0 | 0 | 0 | 0 | 0 | 0 | 0 | 0 | 0 | 0 | 0
F2_Commercial_College_New_Food Preparation_Natural Gas_Double Rack Oven_E1 | F2 | Commercial | College | New | Food Preparation | Natural Gas | Double Rack Oven | E1 | RVT - Cost of Operation | 0.14532 | 0.14643 | 0.14767 | 0.14903 | 0.15058 | 0.15238 | 0.15383 | 0.15523 | 0.15665 | 0.15813 | 0.15954 | 0.16083 | 0.16215 | 0.16354 | 0.16508 | 0.16658 | 0.16817 | 0.16985 | 0.1716 | 0.17339 | 0.17519 | 0.17688 | 0.1784 | 0.17974 | 0.18091 | 0.18191 | 0.1826 | 0.18311 | 0.18356 | 0.18394 | 0.18432 | 0.18449 | 0.18449
F2_Commercial_College_New_Food Preparation_Natural Gas_Double Rack Oven_E2 | F2 | Commercial | College | New | Food Preparation | Natural Gas | Double Rack Oven | E2 | RVT - Cost of Operation | 0.079267 | 0.079871 | 0.080546 | 0.081288 | 0.082135 | 0.083114 | 0.083908 | 0.084671 | 0.085445 | 0.086251 | 0.08702 | 0.087726 | 0.088448 | 0.089206 | 0.090043 | 0.090861 | 0.09173 | 0.092646 | 0.093602 | 0.094577 | 0.095559 | 0.096478 | 0.097308 | 0.098042 | 0.098676 | 0.099221 | 0.099599 | 0.099881 | 0.10012 | 0.10033 | 0.10054 | 0.10063 | 0.10063
F2_Commercial_College_New_Food Preparation_Natural Gas_Double Rack Oven_E3 | F2 | Commercial | College | New | Food Preparation | Natural Gas | Double Rack Oven | E3 | RVT - Cost of Operation | 0 | 0 | 0 | 0 | 0 | 0 | 0 | 0 | 0 | 0 | 0 | 0 | 0 | 0 | 0 | 0 | 0 | 0 | 0 | 0 | 0 | 0 | 0 | 0 | 0 | 0 | 0 | 0 | 0 | 0 | 0 | 0 | 0
F2_Commercial_College_New_Food Preparation_Natural Gas_Double Rack Oven_E4 | F2 | Commercial | College | New | Food Preparation | Natural Gas | Double Rack Oven | E4 | RVT - Cost of Operation | 0 | 0 | 0 | 0 | 0 | 0 | 0 | 0 | 0 | 0 | 0 | 0 | 0 | 0 | 0 | 0 | 0 | 0 | 0 | 0 | 0 | 0 | 0 | 0 | 0 | 0 | 0 | 0 | 0 | 0 | 0 | 0 | 0
F2_Commercial_College_New_Food Preparation_Natural Gas_Double Rack Oven_E5 | F2 | Commercial | College | New | Food Preparation | Natural Gas | Double Rack Oven | E5 | RVT - Cost of Operation | 0 | 0 | 0 | 0 | 0 | 0 | 0 | 0 | 0 | 0 | 0 | 0 | 0 | 0 | 0 | 0 | 0 | 0 | 0 | 0 | 0 | 0 | 0 | 0 | 0 | 0 | 0 | 0 | 0 | 0 | 0 | 0 | 0
F2_Commercial_College_New_Food Preparation_Natural Gas_Double Rack Oven_E6 | F2 | Commercial | College | New | Food Preparation | Natural Gas | Double Rack Oven | E6 | RVT - Cost of Operation | 0 | 0 | 0 | 0 | 0 | 0 | 0 | 0 | 0 | 0 | 0 | 0 | 0 | 0 | 0 | 0 | 0 | 0 | 0 | 0 | 0 | 0 | 0 | 0 | 0 | 0 | 0 | 0 | 0 | 0 | 0 | 0 | 0
F2_Commercial_College_New_Food Preparation_Natural Gas_Double Rack Oven_E7 | F2 | Commercial | College | New | Food Preparation | Natural Gas | Double Rack Oven | E7 | RVT - Cost of Operation | 0 | 0 | 0 | 0 | 0 | 0 | 0 | 0 | 0 | 0 | 0 | 0 | 0 | 0 | 0 | 0 | 0 | 0 | 0 | 0 | 0 | 0 | 0 | 0 | 0 | 0 | 0 | 0 | 0 | 0 | 0 | 0 | 0
F2_Commercial_College_New_Food Preparation_Natural Gas_Double Rack Oven_E8 | F2 | Commercial | College | New | Food Preparation | Natural Gas | Double Rack Oven | E8 | RVT - Cost of Operation | 0 | 0 | 0 | 0 | 0 | 0 | 0 | 0 | 0 | 0 | 0 | 0 | 0 | 0 | 0 | 0 | 0 | 0 | 0 | 0 | 0 | 0 | 0 | 0 | 0 | 0 | 0 | 0 | 0 | 0 | 0 | 0 | 0
F2_Commercial_College_New_Food Preparation_Natural Gas_Double Rack Oven_E9 | F2 | Commercial | College | New | Food Preparation | Natural Gas | Double Rack Oven | E9 | RVT - Cost of Operation | 0 | 0 | 0 | 0 | 0 | 0 | 0 | 0 | 0 | 0 | 0 | 0 | 0 | 0 | 0 | 0 | 0 | 0 | 0 | 0 | 0 | 0 | 0 | 0 | 0 | 0 | 0 | 0 | 0 | 0 | 0 | 0 | 0
F2_Commercial_College_New_Food Preparation_Natural Gas_Double Rack Oven_E10 | F2 | Commercial | College | New | Food Preparation | Natural Gas | Double Rack Oven | E10 | RVT - Cost of Operation | 0 | 0 | 0 | 0 | 0 | 0 | 0 | 0 | 0 | 0 | 0 | 0 | 0 | 0 | 0 | 0 | 0 | 0 | 0 | 0 | 0 | 0 | 0 | 0 | 0 | 0 | 0 | 0 | 0 | 0 | 0 | 0 | 0
F3_Commercial_College_New_Food Preparation_Natural Gas_Double Rack Oven_E1 | F3 | Commercial | College | New | Food Preparation | Natural Gas | Double Rack Oven | E1 | System - kBTUs of Consumption | 0.029386 | 0.029386 | 0.029386 | 0.029386 | 0.029386 | 0.029386 | 0.029386 | 0.029386 | 0.029386 | 0.029386 | 0.029386 | 0.029386 | 0.029386 | 0.029386 | 0.029386 | 0.029386 | 0.029386 | 0.029386 | 0.029386 | 0.029386 | 0.029386 | 0.029386 | 0.029386 | 0.029386 | 0.029386 | 0.029386 | 0.029386 | 0.029386 | 0.029386 | 0.029386 | 0.029386 | 0.029386 | 0.029386
F3_Commercial_College_New_Food Preparation_Natural Gas_Double Rack Oven_E2 | F3 | Commercial | College | New | Food Preparation | Natural Gas | Double Rack Oven | E2 | System - kBTUs of Consumption | 0.03908 | 0.03908 | 0.03908 | 0.03908 | 0.03908 | 0.03908 | 0.03908 | 0.03908 | 0.03908 | 0.03908 | 0.03908 | 0.03908 | 0.03908 | 0.03908 | 0.03908 | 0.03908 | 0.03908 | 0.03908 | 0.03908 | 0.03908 | 0.03908 | 0.03908 | 0.03908 | 0.03908 | 0.03908 | 0.03908 | 0.03908 | 0.03908 | 0.03908 | 0.03908 | 0.03908 | 0.03908 | 0.03908
F3_Commercial_College_New_Food Preparation_Natural Gas_Double Rack Oven_E3 | F3 | Commercial | College | New | Food Preparation | Natural Gas | Double Rack Oven | E3 | System - kBTUs of Consumption | 0 | 0 | 0 | 0 | 0 | 0 | 0 | 0 | 0 | 0 | 0 | 0 | 0 | 0 | 0 | 0 | 0 | 0 | 0 | 0 | 0 | 0 | 0 | 0 | 0 | 0 | 0 | 0 | 0 | 0 | 0 | 0 | 0
F3_Commercial_College_New_Food Preparation_Natural Gas_Double Rack Oven_E4 | F3 | Commercial | College | New | Food Preparation | Natural Gas | Double Rack Oven | E4 | System - kBTUs of Consumption | 0 | 0 | 0 | 0 | 0 | 0 | 0 | 0 | 0 | 0 | 0 | 0 | 0 | 0 | 0 | 0 | 0 | 0 | 0 | 0 | 0 | 0 | 0 | 0 | 0 | 0 | 0 | 0 | 0 | 0 | 0 | 0 | 0
F3_Commercial_College_New_Food Preparation_Natural Gas_Double Rack Oven_E5 | F3 | Commercial | College | New | Food Preparation | Natural Gas | Double Rack Oven | E5 | System - kBTUs of Consumption | 0 | 0 | 0 | 0 | 0 | 0 | 0 | 0 | 0 | 0 | 0 | 0 | 0 | 0 | 0 | 0 | 0 | 0 | 0 | 0 | 0 | 0 | 0 | 0 | 0 | 0 | 0 | 0 | 0 | 0 | 0 | 0 | 0
F3_Commercial_College_New_Food Preparation_Natural Gas_Double Rack Oven_E6 | F3 | Commercial | College | New | Food Preparation | Natural Gas | Double Rack Oven | E6 | System - kBTUs of Consumption | 0 | 0 | 0 | 0 | 0 | 0 | 0 | 0 | 0 | 0 | 0 | 0 | 0 | 0 | 0 | 0 | 0 | 0 | 0 | 0 | 0 | 0 | 0 | 0 | 0 | 0 | 0 | 0 | 0 | 0 | 0 | 0 | 0
F3_Commercial_College_New_Food Preparation_Natural Gas_Double Rack Oven_E7 | F3 | Commercial | College | New | Food Preparation | Natural Gas | Double Rack Oven | E7 | System - kBTUs of Consumption | 0 | 0 | 0 | 0 | 0 | 0 | 0 | 0 | 0 | 0 | 0 | 0 | 0 | 0 | 0 | 0 | 0 | 0 | 0 | 0 | 0 | 0 | 0 | 0 | 0 | 0 | 0 | 0 | 0 | 0 | 0 | 0 | 0
F3_Commercial_College_New_Food Preparation_Natural Gas_Double Rack Oven_E8 | F3 | Commercial | College | New | Food Preparation | Natural Gas | Double Rack Oven | E8 | System - kBTUs of Consumption | 0 | 0 | 0 | 0 | 0 | 0 | 0 | 0 | 0 | 0 | 0 | 0 | 0 | 0 | 0 | 0 | 0 | 0 | 0 | 0 | 0 | 0 | 0 | 0 | 0 | 0 | 0 | 0 | 0 | 0 | 0 | 0 | 0
F3_Commercial_College_New_Food Preparation_Natural Gas_Double Rack Oven_E9 | F3 | Commercial | College | New | Food Preparation | Natural Gas | Double Rack Oven | E9 | System - kBTUs of Consumption | 0 | 0 | 0 | 0 | 0 | 0 | 0 | 0 | 0 | 0 | 0 | 0 | 0 | 0 | 0 | 0 | 0 | 0 | 0 | 0 | 0 | 0 | 0 | 0 | 0 | 0 | 0 | 0 | 0 | 0 | 0 | 0 | 0
F3_Commercial_College_New_Food Preparation_Natural Gas_Double Rack Oven_E10 | F3 | Commercial | College | New | Food Preparation | Natural Gas | Double Rack Oven | E10 | System - kBTUs of Consumption | 0 | 0 | 0 | 0 | 0 | 0 | 0 | 0 | 0 | 0 | 0 | 0 | 0 | 0 | 0 | 0 | 0 | 0 | 0 | 0 | 0 | 0 | 0 | 0 | 0 | 0 | 0 | 0 | 0 | 0 | 0 | 0 | 0
F4_Commercial_College_New_Food Preparation_Natural Gas_Double Rack Oven_E1 | F4 | Commercial | College | New | Food Preparation | Natural Gas | Double Rack Oven | E1 | Utility - Cost of Equipment | 0.14532 | 0.14643 | 0.14767 | 0.14903 | 0.15058 | 0.15238 | 0.15383 | 0.15523 | 0.15665 | 0.15813 | 0.15954 | 0.16083 | 0.16215 | 0.16354 | 0.16508 | 0.16658 | 0.16817 | 0.16985 | 0.1716 | 0.17339 | 0.17519 | 0.17688 | 0.1784 | 0.17974 | 0.18091 | 0.18191 | 0.1826 | 0.18311 | 0.18356 | 0.18394 | 0.18432 | 0.18449 | 0.18449
F4_Commercial_College_New_Food Preparation_Natural Gas_Double Rack Oven_E2 | F4 | Commercial | College | New | Food Preparation | Natural Gas | Double Rack Oven | E2 | Utility - Cost of Equipment | 0.079267 | 0.079871 | 0.080546 | 0.081288 | 0.082135 | 0.083114 | 0.083908 | 0.084671 | 0.085445 | 0.086251 | 0.08702 | 0.087726 | 0.088448 | 0.089206 | 0.090043 | 0.090861 | 0.09173 | 0.092646 | 0.093602 | 0.094577 | 0.095559 | 0.096478 | 0.097308 | 0.098042 | 0.098676 | 0.099221 | 0.099599 | 0.099881 | 0.10012 | 0.10033 | 0.10054 | 0.10063 | 0.10063
F4_Commercial_College_New_Food Preparation_Natural Gas_Double Rack Oven_E3 | F4 | Commercial | College | New | Food Preparation | Natural Gas | Double Rack Oven | E3 | Utility - Cost of Equipment | 0 | 0 | 0 | 0 | 0 | 0 | 0 | 0 | 0 | 0 | 0 | 0 | 0 | 0 | 0 | 0 | 0 | 0 | 0 | 0 | 0 | 0 | 0 | 0 | 0 | 0 | 0 | 0 | 0 | 0 | 0 | 0 | 0
F4_Commercial_College_New_Food Preparation_Natural Gas_Double Rack Oven_E4 | F4 | Commercial | College | New | Food Preparation | Natural Gas | Double Rack Oven | E4 | Utility - Cost of Equipment | 0 | 0 | 0 | 0 | 0 | 0 | 0 | 0 | 0 | 0 | 0 | 0 | 0 | 0 | 0 | 0 | 0 | 0 | 0 | 0 | 0 | 0 | 0 | 0 | 0 | 0 | 0 | 0 | 0 | 0 | 0 | 0 | 0
F4_Commercial_College_New_Food Preparation_Natural Gas_Double Rack Oven_E5 | F4 | Commercial | College | New | Food Preparation | Natural Gas | Double Rack Oven | E5 | Utility - Cost of Equipment | 0 | 0 | 0 | 0 | 0 | 0 | 0 | 0 | 0 | 0 | 0 | 0 | 0 | 0 | 0 | 0 | 0 | 0 | 0 | 0 | 0 | 0 | 0 | 0 | 0 | 0 | 0 | 0 | 0 | 0 | 0 | 0 | 0
F4_Commercial_College_New_Food Preparation_Natural Gas_Double Rack Oven_E6 | F4 | Commercial | College | New | Food Preparation | Natural Gas | Double Rack Oven | E6 | Utility - Cost of Equipment | 0 | 0 | 0 | 0 | 0 | 0 | 0 | 0 | 0 | 0 | 0 | 0 | 0 | 0 | 0 | 0 | 0 | 0 | 0 | 0 | 0 | 0 | 0 | 0 | 0 | 0 | 0 | 0 | 0 | 0 | 0 | 0 | 0
F4_Commercial_College_New_Food Preparation_Natural Gas_Double Rack Oven_E7 | F4 | Commercial | College | New | Food Preparation | Natural Gas | Double Rack Oven | E7 | Utility - Cost of Equipment | 0 | 0 | 0 | 0 | 0 | 0 | 0 | 0 | 0 | 0 | 0 | 0 | 0 | 0 | 0 | 0 | 0 | 0 | 0 | 0 | 0 | 0 | 0 | 0 | 0 | 0 | 0 | 0 | 0 | 0 | 0 | 0 | 0
F4_Commercial_College_New_Food Preparation_Natural Gas_Double Rack Oven_E8 | F4 | Commercial | College | New | Food Preparation | Natural Gas | Double Rack Oven | E8 | Utility - Cost of Equipment | 0 | 0 | 0 | 0 | 0 | 0 | 0 | 0 | 0 | 0 | 0 | 0 | 0 | 0 | 0 | 0 | 0 | 0 | 0 | 0 | 0 | 0 | 0 | 0 | 0 | 0 | 0 | 0 | 0 | 0 | 0 | 0 | 0
F4_Commercial_College_New_Food Preparation_Natural Gas_Double Rack Oven_E9 | F4 | Commercial | College | New | Food Preparation | Natural Gas | Double Rack Oven | E9 | Utility - Cost of Equipment | 0 | 0 | 0 | 0 | 0 | 0 | 0 | 0 | 0 | 0 | 0 | 0 | 0 | 0 | 0 | 0 | 0 | 0 | 0 | 0 | 0 | 0 | 0 | 0 | 0 | 0 | 0 | 0 | 0 | 0 | 0 | 0 | 0
F4_Commercial_College_New_Food Preparation_Natural Gas_Double Rack Oven_E10 | F4 | Commercial | College | New | Food Preparation | Natural Gas | Double Rack Oven | E10 | Utility - Cost of Equipment | 0 | 0 | 0 | 0 | 0 | 0 | 0 | 0 | 0 | 0 | 0 | 0 | 0 | 0 | 0 | 0 | 0 | 0 | 0 | 0 | 0 | 0 | 0 | 0 | 0 | 0 | 0 | 0 | 0 | 0 | 0 | 0 | 0
F5_Commercial_College_New_Food Preparation_Natural Gas_Double Rack Oven_E1 | F5 | Commercial | College | New | Food Preparation | Natural Gas | Double Rack Oven | E1 | Utility - Cost of Operation | 0.029386 | 0.029386 | 0.029386 | 0.029386 | 0.029386 | 0.029386 | 0.029386 | 0.029386 | 0.029386 | 0.029386 | 0.029386 | 0.029386 | 0.029386 | 0.029386 | 0.029386 | 0.029386 | 0.029386 | 0.029386 | 0.029386 | 0.029386 | 0.029386 | 0.029386 | 0.029386 | 0.029386 | 0.029386 | 0.029386 | 0.029386 | 0.029386 | 0.029386 | 0.029386 | 0.029386 | 0.029386 | 0.029386
F5_Commercial_College_New_Food Preparation_Natural Gas_Double Rack Oven_E2 | F5 | Commercial | College | New | Food Preparation | Natural Gas | Double Rack Oven | E2 | Utility - Cost of Operation | 0.03908 | 0.03908 | 0.03908 | 0.03908 | 0.03908 | 0.03908 | 0.03908 | 0.03908 | 0.03908 | 0.03908 | 0.03908 | 0.03908 | 0.03908 | 0.03908 | 0.03908 | 0.03908 | 0.03908 | 0.03908 | 0.03908 | 0.03908 | 0.03908 | 0.03908 | 0.03908 | 0.03908 | 0.03908 | 0.03908 | 0.03908 | 0.03908 | 0.03908 | 0.03908 | 0.03908 | 0.03908 | 0.03908
F5_Commercial_College_New_Food Preparation_Natural Gas_Double Rack Oven_E3 | F5 | Commercial | College | New | Food Preparation | Natural Gas | Double Rack Oven | E3 | Utility - Cost of Operation | 0 | 0 | 0 | 0 | 0 | 0 | 0 | 0 | 0 | 0 | 0 | 0 | 0 | 0 | 0 | 0 | 0 | 0 | 0 | 0 | 0 | 0 | 0 | 0 | 0 | 0 | 0 | 0 | 0 | 0 | 0 | 0 | 0
F5_Commercial_College_New_Food Preparation_Natural Gas_Double Rack Oven_E4 | F5 | Commercial | College | New | Food Preparation | Natural Gas | Double Rack Oven | E4 | Utility - Cost of Operation | 0 | 0 | 0 | 0 | 0 | 0 | 0 | 0 | 0 | 0 | 0 | 0 | 0 | 0 | 0 | 0 | 0 | 0 | 0 | 0 | 0 | 0 | 0 | 0 | 0 | 0 | 0 | 0 | 0 | 0 | 0 | 0 | 0
F5_Commercial_College_New_Food Preparation_Natural Gas_Double Rack Oven_E5 | F5 | Commercial | College | New | Food Preparation | Natural Gas | Double Rack Oven | E5 | Utility - Cost of Operation | 0 | 0 | 0 | 0 | 0 | 0 | 0 | 0 | 0 | 0 | 0 | 0 | 0 | 0 | 0 | 0 | 0 | 0 | 0 | 0 | 0 | 0 | 0 | 0 | 0 | 0 | 0 | 0 | 0 | 0 | 0 | 0 | 0
F5_Commercial_College_New_Food Preparation_Natural Gas_Double Rack Oven_E6 | F5 | Commercial | College | New | Food Preparation | Natural Gas | Double Rack Oven | E6 | Utility - Cost of Operation | 0 | 0 | 0 | 0 | 0 | 0 | 0 | 0 | 0 | 0 | 0 | 0 | 0 | 0 | 0 | 0 | 0 | 0 | 0 | 0 | 0 | 0 | 0 | 0 | 0 | 0 | 0 | 0 | 0 | 0 | 0 | 0 | 0
F5_Commercial_College_New_Food Preparation_Natural Gas_Double Rack Oven_E7 | F5 | Commercial | College | New | Food Preparation | Natural Gas | Double Rack Oven | E7 | Utility - Cost of Operation | 0 | 0 | 0 | 0 | 0 | 0 | 0 | 0 | 0 | 0 | 0 | 0 | 0 | 0 | 0 | 0 | 0 | 0 | 0 | 0 | 0 | 0 | 0 | 0 | 0 | 0 | 0 | 0 | 0 | 0 | 0 | 0 | 0
F5_Commercial_College_New_Food Preparation_Natural Gas_Double Rack Oven_E8 | F5 | Commercial | College | New | Food Preparation | Natural Gas | Double Rack Oven | E8 | Utility - Cost of Operation | 0 | 0 | 0 | 0 | 0 | 0 | 0 | 0 | 0 | 0 | 0 | 0 | 0 | 0 | 0 | 0 | 0 | 0 | 0 | 0 | 0 | 0 | 0 | 0 | 0 | 0 | 0 | 0 | 0 | 0 | 0 | 0 | 0
F5_Commercial_College_New_Food Preparation_Natural Gas_Double Rack Oven_E9 | F5 | Commercial | College | New | Food Preparation | Natural Gas | Double Rack Oven | E9 | Utility - Cost of Operation | 0 | 0 | 0 | 0 | 0 | 0 | 0 | 0 | 0 | 0 | 0 | 0 | 0 | 0 | 0 | 0 | 0 | 0 | 0 | 0 | 0 | 0 | 0 | 0 | 0 | 0 | 0 | 0 | 0 | 0 | 0 | 0 | 0
F5_Commercial_College_New_Food Preparation_Natural Gas_Double Rack Oven_E10 | F5 | Commercial | College | New | Food Preparation | Natural Gas | Double Rack Oven | E10 | Utility - Cost of Operation | 0 | 0 | 0 | 0 | 0 | 0 | 0 | 0 | 0 | 0 | 0 | 0 | 0 | 0 | 0 | 0 | 0 | 0 | 0 | 0 | 0 | 0 | 0 | 0 | 0 | 0 | 0 | 0 | 0 | 0 | 0 | 0 | 0
F6_Commercial_College_New_Food Preparation_Natural Gas_Double Rack Oven_E1 | F6 | Commercial | College | New | Food Preparation | Natural Gas | Double Rack Oven | E1 | Utility - Value of Sales | 0.086067 | 0.086067 | 0.086067 | 0.086067 | 0.086067 | 0.086067 | 0.086067 | 0.086067 | 0.086067 | 0.086067 | 0.086067 | 0.086067 | 0.086067 | 0.086067 | 0.086067 | 0.086067 | 0.086067 | 0.086067 | 0.086067 | 0.086067 | 0.086067 | 0.086067 | 0.086067 | 0.086067 | 0.086067 | 0.086067 | 0.086067 | 0.086067 | 0.086067 | 0.086067 | 0.086067 | 0.086067 | 0.086067
F6_Commercial_College_New_Food Preparation_Natural Gas_Double Rack Oven_E2 | F6 | Commercial | College | New | Food Preparation | Natural Gas | Double Rack Oven | E2 | Utility - Value of Sales | 0.046946 | 0.046946 | 0.046946 | 0.046946 | 0.046946 | 0.046946 | 0.046946 | 0.046946 | 0.046946 | 0.046946 | 0.046946 | 0.046946 | 0.046946 | 0.046946 | 0.046946 | 0.046946 | 0.046946 | 0.046946 | 0.046946 | 0.046946 | 0.046946 | 0.046946 | 0.046946 | 0.046946 | 0.046946 | 0.046946 | 0.046946 | 0.046946 | 0.046946 | 0.046946 | 0.046946 | 0.046946 | 0.046946
F6_Commercial_College_New_Food Preparation_Natural Gas_Double Rack Oven_E3 | F6 | Commercial | College | New | Food Preparation | Natural Gas | Double Rack Oven | E3 | Utility - Value of Sales | 0 | 0 | 0 | 0 | 0 | 0 | 0 | 0 | 0 | 0 | 0 | 0 | 0 | 0 | 0 | 0 | 0 | 0 | 0 | 0 | 0 | 0 | 0 | 0 | 0 | 0 | 0 | 0 | 0 | 0 | 0 | 0 | 0
F6_Commercial_College_New_Food Preparation_Natural Gas_Double Rack Oven_E4 | F6 | Commercial | College | New | Food Preparation | Natural Gas | Double Rack Oven | E4 | Utility - Value of Sales | 0 | 0 | 0 | 0 | 0 | 0 | 0 | 0 | 0 | 0 | 0 | 0 | 0 | 0 | 0 | 0 | 0 | 0 | 0 | 0 | 0 | 0 | 0 | 0 | 0 | 0 | 0 | 0 | 0 | 0 | 0 | 0 | 0
F6_Commercial_College_New_Food Preparation_Natural Gas_Double Rack Oven_E5 | F6 | Commercial | College | New | Food Preparation | Natural Gas | Double Rack Oven | E5 | Utility - Value of Sales | 0 | 0 | 0 | 0 | 0 | 0 | 0 | 0 | 0 | 0 | 0 | 0 | 0 | 0 | 0 | 0 | 0 | 0 | 0 | 0 | 0 | 0 | 0 | 0 | 0 | 0 | 0 | 0 | 0 | 0 | 0 | 0 | 0
F6_Commercial_College_New_Food Preparation_Natural Gas_Double Rack Oven_E6 | F6 | Commercial | College | New | Food Preparation | Natural Gas | Double Rack Oven | E6 | Utility - Value of Sales | 0 | 0 | 0 | 0 | 0 | 0 | 0 | 0 | 0 | 0 | 0 | 0 | 0 | 0 | 0 | 0 | 0 | 0 | 0 | 0 | 0 | 0 | 0 | 0 | 0 | 0 | 0 | 0 | 0 | 0 | 0 | 0 | 0
F6_Commercial_College_New_Food Preparation_Natural Gas_Double Rack Oven_E7 | F6 | Commercial | College | New | Food Preparation | Natural Gas | Double Rack Oven | E7 | Utility - Value of Sales | 0 | 0 | 0 | 0 | 0 | 0 | 0 | 0 | 0 | 0 | 0 | 0 | 0 | 0 | 0 | 0 | 0 | 0 | 0 | 0 | 0 | 0 | 0 | 0 | 0 | 0 | 0 | 0 | 0 | 0 | 0 | 0 | 0
F6_Commercial_College_New_Food Preparation_Natural Gas_Double Rack Oven_E8 | F6 | Commercial | College | New | Food Preparation | Natural Gas | Double Rack Oven | E8 | Utility - Value of Sales | 0 | 0 | 0 | 0 | 0 | 0 | 0 | 0 | 0 | 0 | 0 | 0 | 0 | 0 | 0 | 0 | 0 | 0 | 0 | 0 | 0 | 0 | 0 | 0 | 0 | 0 | 0 | 0 | 0 | 0 | 0 | 0 | 0
F6_Commercial_College_New_Food Preparation_Natural Gas_Double Rack Oven_E9 | F6 | Commercial | College | New | Food Preparation | Natural Gas | Double Rack Oven | E9 | Utility - Value of Sales | 0 | 0 | 0 | 0 | 0 | 0 | 0 | 0 | 0 | 0 | 0 | 0 | 0 | 0 | 0 | 0 | 0 | 0 | 0 | 0 | 0 | 0 | 0 | 0 | 0 | 0 | 0 | 0 | 0 | 0 | 0 | 0 | 0
F6_Commercial_College_New_Food Preparation_Natural Gas_Double Rack Oven_E10 | F6 | Commercial | College | New | Food Preparation | Natural Gas | Double Rack Oven | E10 | Utility - Value of Sales | 0 | 0 | 0 | 0 | 0 | 0 | 0 | 0 | 0 | 0 | 0 | 0 | 0 | 0 | 0 | 0 | 0 | 0 | 0 | 0 | 0 | 0 | 0 | 0 | 0 | 0 | 0 | 0 | 0 | 0 | 0 | 0 | 0
F1_Commercial_College_New_Food Preparation_Natural Gas_Fryer_E1 | F1 | Commercial | College | New | Food Preparation | Natural Gas | Fryer | E1 | RVT - Cost of Equipment | 0.059799 | 0.059984 | 0.060327 | 0 | 0 | 0 | 0 | 0 | 0 | 0 | 0 | 0 | 0 | 0 | 0 | 0 | 0 | 0 | 0 | 0 | 0 | 0 | 0 | 0 | 0 | 0 | 0 | 0 | 0 | 0 | 0 | 0 | 0
F1_Commercial_College_New_Food Preparation_Natural Gas_Fryer_E2 | F1 | Commercial | College | New | Food Preparation | Natural Gas | Fryer | E2 | RVT - Cost of Equipment | 0.036651 | 0.036765 | 0.036975 | 0.037263 | 0.037678 | 0.03825 | 0.038705 | 0.039154 | 0.039614 | 0.040083 | 0.040482 | 0.040784 | 0.041039 | 0.041271 | 0.04154 | 0.041784 | 0.042087 | 0.04247 | 0.042929 | 0.043458 | 0.044048 | 0.044629 | 0.045179 | 0.045674 | 0.046112 | 0.046511 | 0.046796 | 0.047033 | 0.047252 | 0.047439 | 0.047624 | 0.047706 | 0.047706
F1_Commercial_College_New_Food Preparation_Natural Gas_Fryer_E3 | F1 | Commercial | College | New | Food Preparation | Natural Gas | Fryer | E3 | RVT - Cost of Equipment | 0 | 0 | 0 | 0 | 0 | 0 | 0 | 0 | 0 | 0 | 0 | 0 | 0 | 0 | 0 | 0 | 0 | 0 | 0 | 0 | 0 | 0 | 0 | 0 | 0 | 0 | 0 | 0 | 0 | 0 | 0 | 0 | 0
F1_Commercial_College_New_Food Preparation_Natural Gas_Fryer_E4 | F1 | Commercial | College | New | Food Preparation | Natural Gas | Fryer | E4 | RVT - Cost of Equipment | 0 | 0 | 0 | 0 | 0 | 0 | 0 | 0 | 0 | 0 | 0 | 0 | 0 | 0 | 0 | 0 | 0 | 0 | 0 | 0 | 0 | 0 | 0 | 0 | 0 | 0 | 0 | 0 | 0 | 0 | 0 | 0 | 0
F1_Commercial_College_New_Food Preparation_Natural Gas_Fryer_E5 | F1 | Commercial | College | New | Food Preparation | Natural Gas | Fryer | E5 | RVT - Cost of Equipment | 0 | 0 | 0 | 0 | 0 | 0 | 0 | 0 | 0 | 0 | 0 | 0 | 0 | 0 | 0 | 0 | 0 | 0 | 0 | 0 | 0 | 0 | 0 | 0 | 0 | 0 | 0 | 0 | 0 | 0 | 0 | 0 | 0
F1_Commercial_College_New_Food Preparation_Natural Gas_Fryer_E6 | F1 | Commercial | College | New | Food Preparation | Natural Gas | Fryer | E6 | RVT - Cost of Equipment | 0 | 0 | 0 | 0 | 0 | 0 | 0 | 0 | 0 | 0 | 0 | 0 | 0 | 0 | 0 | 0 | 0 | 0 | 0 | 0 | 0 | 0 | 0 | 0 | 0 | 0 | 0 | 0 | 0 | 0 | 0 | 0 | 0
F1_Commercial_College_New_Food Preparation_Natural Gas_Fryer_E7 | F1 | Commercial | College | New | Food Preparation | Natural Gas | Fryer | E7 | RVT - Cost of Equipment | 0 | 0 | 0 | 0 | 0 | 0 | 0 | 0 | 0 | 0 | 0 | 0 | 0 | 0 | 0 | 0 | 0 | 0 | 0 | 0 | 0 | 0 | 0 | 0 | 0 | 0 | 0 | 0 | 0 | 0 | 0 | 0 | 0
F1_Commercial_College_New_Food Preparation_Natural Gas_Fryer_E8 | F1 | Commercial | College | New | Food Preparation | Natural Gas | Fryer | E8 | RVT - Cost of Equipment | 0 | 0 | 0 | 0 | 0 | 0 | 0 | 0 | 0 | 0 | 0 | 0 | 0 | 0 | 0 | 0 | 0 | 0 | 0 | 0 | 0 | 0 | 0 | 0 | 0 | 0 | 0 | 0 | 0 | 0 | 0 | 0 | 0
F1_Commercial_College_New_Food Preparation_Natural Gas_Fryer_E9 | F1 | Commercial | College | New | Food Preparation | Natural Gas | Fryer | E9 | RVT - Cost of Equipment | 0 | 0 | 0 | 0 | 0 | 0 | 0 | 0 | 0 | 0 | 0 | 0 | 0 | 0 | 0 | 0 | 0 | 0 | 0 | 0 | 0 | 0 | 0 | 0 | 0 | 0 | 0 | 0 | 0 | 0 | 0 | 0 | 0
F1_Commercial_College_New_Food Preparation_Natural Gas_Fryer_E10 | F1 | Commercial | College | New | Food Preparation | Natural Gas | Fryer | E10 | RVT - Cost of Equipment | 0 | 0 | 0 | 0 | 0 | 0 | 0 | 0 | 0 | 0 | 0 | 0 | 0 | 0 | 0 | 0 | 0 | 0 | 0 | 0 | 0 | 0 | 0 | 0 | 0 | 0 | 0 | 0 | 0 | 0 | 0 | 0 | 0
F2_Commercial_College_New_Food Preparation_Natural Gas_Fryer_E1 | F2 | Commercial | College | New | Food Preparation | Natural Gas | Fryer | E1 | RVT - Cost of Operation | 0.071643 | 0.071865 | 0.072276 | 0 | 0 | 0 | 0 | 0 | 0 | 0 | 0 | 0 | 0 | 0 | 0 | 0 | 0 | 0 | 0 | 0 | 0 | 0 | 0 | 0 | 0 | 0 | 0 | 0 | 0 | 0 | 0 | 0 | 0
F2_Commercial_College_New_Food Preparation_Natural Gas_Fryer_E2 | F2 | Commercial | College | New | Food Preparation | Natural Gas | Fryer | E2 | RVT - Cost of Operation | 0.04391 | 0.044046 | 0.044298 | 0.044643 | 0.045141 | 0.045826 | 0.046371 | 0.046909 | 0.04746 | 0.048022 | 0.048501 | 0.048862 | 0.049167 | 0.049445 | 0.049768 | 0.050059 | 0.050423 | 0.050882 | 0.051431 | 0.052065 | 0.052772 | 0.053468 | 0.054128 | 0.05472 | 0.055245 | 0.055723 | 0.056065 | 0.056348 | 0.056611 | 0.056835 | 0.057057 | 0.057155 | 0.057155
F2_Commercial_College_New_Food Preparation_Natural Gas_Fryer_E3 | F2 | Commercial | College | New | Food Preparation | Natural Gas | Fryer | E3 | RVT - Cost of Operation | 0 | 0 | 0 | 0 | 0 | 0 | 0 | 0 | 0 | 0 | 0 | 0 | 0 | 0 | 0 | 0 | 0 | 0 | 0 | 0 | 0 | 0 | 0 | 0 | 0 | 0 | 0 | 0 | 0 | 0 | 0 | 0 | 0
F2_Commercial_College_New_Food Preparation_Natural Gas_Fryer_E4 | F2 | Commercial | College | New | Food Preparation | Natural Gas | Fryer | E4 | RVT - Cost of Operation | 0 | 0 | 0 | 0 | 0 | 0 | 0 | 0 | 0 | 0 | 0 | 0 | 0 | 0 | 0 | 0 | 0 | 0 | 0 | 0 | 0 | 0 | 0 | 0 | 0 | 0 | 0 | 0 | 0 | 0 | 0 | 0 | 0
F2_Commercial_College_New_Food Preparation_Natural Gas_Fryer_E5 | F2 | Commercial | College | New | Food Preparation | Natural Gas | Fryer | E5 | RVT - Cost of Operation | 0 | 0 | 0 | 0 | 0 | 0 | 0 | 0 | 0 | 0 | 0 | 0 | 0 | 0 | 0 | 0 | 0 | 0 | 0 | 0 | 0 | 0 | 0 | 0 | 0 | 0 | 0 | 0 | 0 | 0 | 0 | 0 | 0
F2_Commercial_College_New_Food Preparation_Natural Gas_Fryer_E6 | F2 | Commercial | College | New | Food Preparation | Natural Gas | Fryer | E6 | RVT - Cost of Operation | 0 | 0 | 0 | 0 | 0 | 0 | 0 | 0 | 0 | 0 | 0 | 0 | 0 | 0 | 0 | 0 | 0 | 0 | 0 | 0 | 0 | 0 | 0 | 0 | 0 | 0 | 0 | 0 | 0 | 0 | 0 | 0 | 0
F2_Commercial_College_New_Food Preparation_Natural Gas_Fryer_E7 | F2 | Commercial | College | New | Food Preparation | Natural Gas | Fryer | E7 | RVT - Cost of Operation | 0 | 0 | 0 | 0 | 0 | 0 | 0 | 0 | 0 | 0 | 0 | 0 | 0 | 0 | 0 | 0 | 0 | 0 | 0 | 0 | 0 | 0 | 0 | 0 | 0 | 0 | 0 | 0 | 0 | 0 | 0 | 0 | 0
F2_Commercial_College_New_Food Preparation_Natural Gas_Fryer_E8 | F2 | Commercial | College | New | Food Preparation | Natural Gas | Fryer | E8 | RVT - Cost of Operation | 0 | 0 | 0 | 0 | 0 | 0 | 0 | 0 | 0 | 0 | 0 | 0 | 0 | 0 | 0 | 0 | 0 | 0 | 0 | 0 | 0 | 0 | 0 | 0 | 0 | 0 | 0 | 0 | 0 | 0 | 0 | 0 | 0
F2_Commercial_College_New_Food Preparation_Natural Gas_Fryer_E9 | F2 | Commercial | College | New | Food Preparation | Natural Gas | Fryer | E9 | RVT - Cost of Operation | 0 | 0 | 0 | 0 | 0 | 0 | 0 | 0 | 0 | 0 | 0 | 0 | 0 | 0 | 0 | 0 | 0 | 0 | 0 | 0 | 0 | 0 | 0 | 0 | 0 | 0 | 0 | 0 | 0 | 0 | 0 | 0 | 0
F2_Commercial_College_New_Food Preparation_Natural Gas_Fryer_E10 | F2 | Commercial | College | New | Food Preparation | Natural Gas | Fryer | E10 | RVT - Cost of Operation | 0 | 0 | 0 | 0 | 0 | 0 | 0 | 0 | 0 | 0 | 0 | 0 | 0 | 0 | 0 | 0 | 0 | 0 | 0 | 0 | 0 | 0 | 0 | 0 | 0 | 0 | 0 | 0 | 0 | 0 | 0 | 0 | 0
F3_Commercial_College_New_Food Preparation_Natural Gas_Fryer_E1 | F3 | Commercial | College | New | Food Preparation | Natural Gas | Fryer | E1 | System - kBTUs of Consumption | 0.028535 | 0.028535 | 0.028535 | 0 | 0 | 0 | 0 | 0 | 0 | 0 | 0 | 0 | 0 | 0 | 0 | 0 | 0 | 0 | 0 | 0 | 0 | 0 | 0 | 0 | 0 | 0 | 0 | 0 | 0 | 0 | 0 | 0 | 0
F3_Commercial_College_New_Food Preparation_Natural Gas_Fryer_E2 | F3 | Commercial | College | New | Food Preparation | Natural Gas | Fryer | E2 | System - kBTUs of Consumption | 0.035869 | 0.035869 | 0.035869 | 0.035869 | 0.035869 | 0.035869 | 0.035869 | 0.035869 | 0.035869 | 0.035869 | 0.035869 | 0.035869 | 0.035869 | 0.035869 | 0.035869 | 0.035869 | 0.035869 | 0.035869 | 0.035869 | 0.035869 | 0.035869 | 0.035869 | 0.035869 | 0.035869 | 0.035869 | 0.035869 | 0.035869 | 0.035869 | 0.035869 | 0.035869 | 0.035869 | 0.035869 | 0.035869
F3_Commercial_College_New_Food Preparation_Natural Gas_Fryer_E3 | F3 | Commercial | College | New | Food Preparation | Natural Gas | Fryer | E3 | System - kBTUs of Consumption | 0 | 0 | 0 | 0 | 0 | 0 | 0 | 0 | 0 | 0 | 0 | 0 | 0 | 0 | 0 | 0 | 0 | 0 | 0 | 0 | 0 | 0 | 0 | 0 | 0 | 0 | 0 | 0 | 0 | 0 | 0 | 0 | 0
F3_Commercial_College_New_Food Preparation_Natural Gas_Fryer_E4 | F3 | Commercial | College | New | Food Preparation | Natural Gas | Fryer | E4 | System - kBTUs of Consumption | 0 | 0 | 0 | 0 | 0 | 0 | 0 | 0 | 0 | 0 | 0 | 0 | 0 | 0 | 0 | 0 | 0 | 0 | 0 | 0 | 0 | 0 | 0 | 0 | 0 | 0 | 0 | 0 | 0 | 0 | 0 | 0 | 0
F3_Commercial_College_New_Food Preparation_Natural Gas_Fryer_E5 | F3 | Commercial | College | New | Food Preparation | Natural Gas | Fryer | E5 | System - kBTUs of Consumption | 0 | 0 | 0 | 0 | 0 | 0 | 0 | 0 | 0 | 0 | 0 | 0 | 0 | 0 | 0 | 0 | 0 | 0 | 0 | 0 | 0 | 0 | 0 | 0 | 0 | 0 | 0 | 0 | 0 | 0 | 0 | 0 | 0
F3_Commercial_College_New_Food Preparation_Natural Gas_Fryer_E6 | F3 | Commercial | College | New | Food Preparation | Natural Gas | Fryer | E6 | System - kBTUs of Consumption | 0 | 0 | 0 | 0 | 0 | 0 | 0 | 0 | 0 | 0 | 0 | 0 | 0 | 0 | 0 | 0 | 0 | 0 | 0 | 0 | 0 | 0 | 0 | 0 | 0 | 0 | 0 | 0 | 0 | 0 | 0 | 0 | 0
F3_Commercial_College_New_Food Preparation_Natural Gas_Fryer_E7 | F3 | Commercial | College | New | Food Preparation | Natural Gas | Fryer | E7 | System - kBTUs of Consumption | 0 | 0 | 0 | 0 | 0 | 0 | 0 | 0 | 0 | 0 | 0 | 0 | 0 | 0 | 0 | 0 | 0 | 0 | 0 | 0 | 0 | 0 | 0 | 0 | 0 | 0 | 0 | 0 | 0 | 0 | 0 | 0 | 0
F3_Commercial_College_New_Food Preparation_Natural Gas_Fryer_E8 | F3 | Commercial | College | New | Food Preparation | Natural Gas | Fryer | E8 | System - kBTUs of Consumption | 0 | 0 | 0 | 0 | 0 | 0 | 0 | 0 | 0 | 0 | 0 | 0 | 0 | 0 | 0 | 0 | 0 | 0 | 0 | 0 | 0 | 0 | 0 | 0 | 0 | 0 | 0 | 0 | 0 | 0 | 0 | 0 | 0
F3_Commercial_College_New_Food Preparation_Natural Gas_Fryer_E9 | F3 | Commercial | College | New | Food Preparation | Natural Gas | Fryer | E9 | System - kBTUs of Consumption | 0 | 0 | 0 | 0 | 0 | 0 | 0 | 0 | 0 | 0 | 0 | 0 | 0 | 0 | 0 | 0 | 0 | 0 | 0 | 0 | 0 | 0 | 0 | 0 | 0 | 0 | 0 | 0 | 0 | 0 | 0 | 0 | 0
F3_Commercial_College_New_Food Preparation_Natural Gas_Fryer_E10 | F3 | Commercial | College | New | Food Preparation | Natural Gas | Fryer | E10 | System - kBTUs of Consumption | 0 | 0 | 0 | 0 | 0 | 0 | 0 | 0 | 0 | 0 | 0 | 0 | 0 | 0 | 0 | 0 | 0 | 0 | 0 | 0 | 0 | 0 | 0 | 0 | 0 | 0 | 0 | 0 | 0 | 0 | 0 | 0 | 0
F4_Commercial_College_New_Food Preparation_Natural Gas_Fryer_E1 | F4 | Commercial | College | New | Food Preparation | Natural Gas | Fryer | E1 | Utility - Cost of Equipment | 0.071643 | 0.071865 | 0.072276 | 0 | 0 | 0 | 0 | 0 | 0 | 0 | 0 | 0 | 0 | 0 | 0 | 0 | 0 | 0 | 0 | 0 | 0 | 0 | 0 | 0 | 0 | 0 | 0 | 0 | 0 | 0 | 0 | 0 | 0
F4_Commercial_College_New_Food Preparation_Natural Gas_Fryer_E2 | F4 | Commercial | College | New | Food Preparation | Natural Gas | Fryer | E2 | Utility - Cost of Equipment | 0.04391 | 0.044046 | 0.044298 | 0.044643 | 0.045141 | 0.045826 | 0.046371 | 0.046909 | 0.04746 | 0.048022 | 0.048501 | 0.048862 | 0.049167 | 0.049445 | 0.049768 | 0.050059 | 0.050423 | 0.050882 | 0.051431 | 0.052065 | 0.052772 | 0.053468 | 0.054128 | 0.05472 | 0.055245 | 0.055723 | 0.056065 | 0.056348 | 0.056611 | 0.056835 | 0.057057 | 0.057155 | 0.057155
F4_Commercial_College_New_Food Preparation_Natural Gas_Fryer_E3 | F4 | Commercial | College | New | Food Preparation | Natural Gas | Fryer | E3 | Utility - Cost of Equipment | 0 | 0 | 0 | 0 | 0 | 0 | 0 | 0 | 0 | 0 | 0 | 0 | 0 | 0 | 0 | 0 | 0 | 0 | 0 | 0 | 0 | 0 | 0 | 0 | 0 | 0 | 0 | 0 | 0 | 0 | 0 | 0 | 0
F4_Commercial_College_New_Food Preparation_Natural Gas_Fryer_E4 | F4 | Commercial | College | New | Food Preparation | Natural Gas | Fryer | E4 | Utility - Cost of Equipment | 0 | 0 | 0 | 0 | 0 | 0 | 0 | 0 | 0 | 0 | 0 | 0 | 0 | 0 | 0 | 0 | 0 | 0 | 0 | 0 | 0 | 0 | 0 | 0 | 0 | 0 | 0 | 0 | 0 | 0 | 0 | 0 | 0
F4_Commercial_College_New_Food Preparation_Natural Gas_Fryer_E5 | F4 | Commercial | College | New | Food Preparation | Natural Gas | Fryer | E5 | Utility - Cost of Equipment | 0 | 0 | 0 | 0 | 0 | 0 | 0 | 0 | 0 | 0 | 0 | 0 | 0 | 0 | 0 | 0 | 0 | 0 | 0 | 0 | 0 | 0 | 0 | 0 | 0 | 0 | 0 | 0 | 0 | 0 | 0 | 0 | 0
F4_Commercial_College_New_Food Preparation_Natural Gas_Fryer_E6 | F4 | Commercial | College | New | Food Preparation | Natural Gas | Fryer | E6 | Utility - Cost of Equipment | 0 | 0 | 0 | 0 | 0 | 0 | 0 | 0 | 0 | 0 | 0 | 0 | 0 | 0 | 0 | 0 | 0 | 0 | 0 | 0 | 0 | 0 | 0 | 0 | 0 | 0 | 0 | 0 | 0 | 0 | 0 | 0 | 0
F4_Commercial_College_New_Food Preparation_Natural Gas_Fryer_E7 | F4 | Commercial | College | New | Food Preparation | Natural Gas | Fryer | E7 | Utility - Cost of Equipment | 0 | 0 | 0 | 0 | 0 | 0 | 0 | 0 | 0 | 0 | 0 | 0 | 0 | 0 | 0 | 0 | 0 | 0 | 0 | 0 | 0 | 0 | 0 | 0 | 0 | 0 | 0 | 0 | 0 | 0 | 0 | 0 | 0
F4_Commercial_College_New_Food Preparation_Natural Gas_Fryer_E8 | F4 | Commercial | College | New | Food Preparation | Natural Gas | Fryer | E8 | Utility - Cost of Equipment | 0 | 0 | 0 | 0 | 0 | 0 | 0 | 0 | 0 | 0 | 0 | 0 | 0 | 0 | 0 | 0 | 0 | 0 | 0 | 0 | 0 | 0 | 0 | 0 | 0 | 0 | 0 | 0 | 0 | 0 | 0 | 0 | 0
F4_Commercial_College_New_Food Preparation_Natural Gas_Fryer_E9 | F4 | Commercial | College | New | Food Preparation | Natural Gas | Fryer | E9 | Utility - Cost of Equipment | 0 | 0 | 0 | 0 | 0 | 0 | 0 | 0 | 0 | 0 | 0 | 0 | 0 | 0 | 0 | 0 | 0 | 0 | 0 | 0 | 0 | 0 | 0 | 0 | 0 | 0 | 0 | 0 | 0 | 0 | 0 | 0 | 0
F4_Commercial_College_New_Food Preparation_Natural Gas_Fryer_E10 | F4 | Commercial | College | New | Food Preparation | Natural Gas | Fryer | E10 | Utility - Cost of Equipment | 0 | 0 | 0 | 0 | 0 | 0 | 0 | 0 | 0 | 0 | 0 | 0 | 0 | 0 | 0 | 0 | 0 | 0 | 0 | 0 | 0 | 0 | 0 | 0 | 0 | 0 | 0 | 0 | 0 | 0 | 0 | 0 | 0
F5_Commercial_College_New_Food Preparation_Natural Gas_Fryer_E1 | F5 | Commercial | College | New | Food Preparation | Natural Gas | Fryer | E1 | Utility - Cost of Operation | 0.028535 | 0.028535 | 0.028535 | 0 | 0 | 0 | 0 | 0 | 0 | 0 | 0 | 0 | 0 | 0 | 0 | 0 | 0 | 0 | 0 | 0 | 0 | 0 | 0 | 0 | 0 | 0 | 0 | 0 | 0 | 0 | 0 | 0 | 0
F5_Commercial_College_New_Food Preparation_Natural Gas_Fryer_E2 | F5 | Commercial | College | New | Food Preparation | Natural Gas | Fryer | E2 | Utility - Cost of Operation | 0.035869 | 0.035869 | 0.035869 | 0.035869 | 0.035869 | 0.035869 | 0.035869 | 0.035869 | 0.035869 | 0.035869 | 0.035869 | 0.035869 | 0.035869 | 0.035869 | 0.035869 | 0.035869 | 0.035869 | 0.035869 | 0.035869 | 0.035869 | 0.035869 | 0.035869 | 0.035869 | 0.035869 | 0.035869 | 0.035869 | 0.035869 | 0.035869 | 0.035869 | 0.035869 | 0.035869 | 0.035869 | 0.035869
F5_Commercial_College_New_Food Preparation_Natural Gas_Fryer_E3 | F5 | Commercial | College | New | Food Preparation | Natural Gas | Fryer | E3 | Utility - Cost of Operation | 0 | 0 | 0 | 0 | 0 | 0 | 0 | 0 | 0 | 0 | 0 | 0 | 0 | 0 | 0 | 0 | 0 | 0 | 0 | 0 | 0 | 0 | 0 | 0 | 0 | 0 | 0 | 0 | 0 | 0 | 0 | 0 | 0
F5_Commercial_College_New_Food Preparation_Natural Gas_Fryer_E4 | F5 | Commercial | College | New | Food Preparation | Natural Gas | Fryer | E4 | Utility - Cost of Operation | 0 | 0 | 0 | 0 | 0 | 0 | 0 | 0 | 0 | 0 | 0 | 0 | 0 | 0 | 0 | 0 | 0 | 0 | 0 | 0 | 0 | 0 | 0 | 0 | 0 | 0 | 0 | 0 | 0 | 0 | 0 | 0 | 0
F5_Commercial_College_New_Food Preparation_Natural Gas_Fryer_E5 | F5 | Commercial | College | New | Food Preparation | Natural Gas | Fryer | E5 | Utility - Cost of Operation | 0 | 0 | 0 | 0 | 0 | 0 | 0 | 0 | 0 | 0 | 0 | 0 | 0 | 0 | 0 | 0 | 0 | 0 | 0 | 0 | 0 | 0 | 0 | 0 | 0 | 0 | 0 | 0 | 0 | 0 | 0 | 0 | 0
F5_Commercial_College_New_Food Preparation_Natural Gas_Fryer_E6 | F5 | Commercial | College | New | Food Preparation | Natural Gas | Fryer | E6 | Utility - Cost of Operation | 0 | 0 | 0 | 0 | 0 | 0 | 0 | 0 | 0 | 0 | 0 | 0 | 0 | 0 | 0 | 0 | 0 | 0 | 0 | 0 | 0 | 0 | 0 | 0 | 0 | 0 | 0 | 0 | 0 | 0 | 0 | 0 | 0
F5_Commercial_College_New_Food Preparation_Natural Gas_Fryer_E7 | F5 | Commercial | College | New | Food Preparation | Natural Gas | Fryer | E7 | Utility - Cost of Operation | 0 | 0 | 0 | 0 | 0 | 0 | 0 | 0 | 0 | 0 | 0 | 0 | 0 | 0 | 0 | 0 | 0 | 0 | 0 | 0 | 0 | 0 | 0 | 0 | 0 | 0 | 0 | 0 | 0 | 0 | 0 | 0 | 0
F5_Commercial_College_New_Food Preparation_Natural Gas_Fryer_E8 | F5 | Commercial | College | New | Food Preparation | Natural Gas | Fryer | E8 | Utility - Cost of Operation | 0 | 0 | 0 | 0 | 0 | 0 | 0 | 0 | 0 | 0 | 0 | 0 | 0 | 0 | 0 | 0 | 0 | 0 | 0 | 0 | 0 | 0 | 0 | 0 | 0 | 0 | 0 | 0 | 0 | 0 | 0 | 0 | 0
F5_Commercial_College_New_Food Preparation_Natural Gas_Fryer_E9 | F5 | Commercial | College | New | Food Preparation | Natural Gas | Fryer | E9 | Utility - Cost of Operation | 0 | 0 | 0 | 0 | 0 | 0 | 0 | 0 | 0 | 0 | 0 | 0 | 0 | 0 | 0 | 0 | 0 | 0 | 0 | 0 | 0 | 0 | 0 | 0 | 0 | 0 | 0 | 0 | 0 | 0 | 0 | 0 | 0
F5_Commercial_College_New_Food Preparation_Natural Gas_Fryer_E10 | F5 | Commercial | College | New | Food Preparation | Natural Gas | Fryer | E10 | Utility - Cost of Operation | 0 | 0 | 0 | 0 | 0 | 0 | 0 | 0 | 0 | 0 | 0 | 0 | 0 | 0 | 0 | 0 | 0 | 0 | 0 | 0 | 0 | 0 | 0 | 0 | 0 | 0 | 0 | 0 | 0 | 0 | 0 | 0 | 0
F6_Commercial_College_New_Food Preparation_Natural Gas_Fryer_E1 | F6 | Commercial | College | New | Food Preparation | Natural Gas | Fryer | E1 | Utility - Value of Sales | 0.043581 | 0.043581 | 0.043581 | 0 | 0 | 0 | 0 | 0 | 0 | 0 | 0 | 0 | 0 | 0 | 0 | 0 | 0 | 0 | 0 | 0 | 0 | 0 | 0 | 0 | 0 | 0 | 0 | 0 | 0 | 0 | 0 | 0 | 0
F6_Commercial_College_New_Food Preparation_Natural Gas_Fryer_E2 | F6 | Commercial | College | New | Food Preparation | Natural Gas | Fryer | E2 | Utility - Value of Sales | 0.026711 | 0.026711 | 0.026711 | 0.026711 | 0.026711 | 0.026711 | 0.026711 | 0.026711 | 0.026711 | 0.026711 | 0.026711 | 0.026711 | 0.026711 | 0.026711 | 0.026711 | 0.026711 | 0.026711 | 0.026711 | 0.026711 | 0.026711 | 0.026711 | 0.026711 | 0.026711 | 0.026711 | 0.026711 | 0.026711 | 0.026711 | 0.026711 | 0.026711 | 0.026711 | 0.026711 | 0.026711 | 0.026711
F6_Commercial_College_New_Food Preparation_Natural Gas_Fryer_E3 | F6 | Commercial | College | New | Food Preparation | Natural Gas | Fryer | E3 | Utility - Value of Sales | 0 | 0 | 0 | 0 | 0 | 0 | 0 | 0 | 0 | 0 | 0 | 0 | 0 | 0 | 0 | 0 | 0 | 0 | 0 | 0 | 0 | 0 | 0 | 0 | 0 | 0 | 0 | 0 | 0 | 0 | 0 | 0 | 0
F6_Commercial_College_New_Food Preparation_Natural Gas_Fryer_E4 | F6 | Commercial | College | New | Food Preparation | Natural Gas | Fryer | E4 | Utility - Value of Sales | 0 | 0 | 0 | 0 | 0 | 0 | 0 | 0 | 0 | 0 | 0 | 0 | 0 | 0 | 0 | 0 | 0 | 0 | 0 | 0 | 0 | 0 | 0 | 0 | 0 | 0 | 0 | 0 | 0 | 0 | 0 | 0 | 0
F6_Commercial_College_New_Food Preparation_Natural Gas_Fryer_E5 | F6 | Commercial | College | New | Food Preparation | Natural Gas | Fryer | E5 | Utility - Value of Sales | 0 | 0 | 0 | 0 | 0 | 0 | 0 | 0 | 0 | 0 | 0 | 0 | 0 | 0 | 0 | 0 | 0 | 0 | 0 | 0 | 0 | 0 | 0 | 0 | 0 | 0 | 0 | 0 | 0 | 0 | 0 | 0 | 0
F6_Commercial_College_New_Food Preparation_Natural Gas_Fryer_E6 | F6 | Commercial | College | New | Food Preparation | Natural Gas | Fryer | E6 | Utility - Value of Sales | 0 | 0 | 0 | 0 | 0 | 0 | 0 | 0 | 0 | 0 | 0 | 0 | 0 | 0 | 0 | 0 | 0 | 0 | 0 | 0 | 0 | 0 | 0 | 0 | 0 | 0 | 0 | 0 | 0 | 0 | 0 | 0 | 0
F6_Commercial_College_New_Food Preparation_Natural Gas_Fryer_E7 | F6 | Commercial | College | New | Food Preparation | Natural Gas | Fryer | E7 | Utility - Value of Sales | 0 | 0 | 0 | 0 | 0 | 0 | 0 | 0 | 0 | 0 | 0 | 0 | 0 | 0 | 0 | 0 | 0 | 0 | 0 | 0 | 0 | 0 | 0 | 0 | 0 | 0 | 0 | 0 | 0 | 0 | 0 | 0 | 0
F6_Commercial_College_New_Food Preparation_Natural Gas_Fryer_E8 | F6 | Commercial | College | New | Food Preparation | Natural Gas | Fryer | E8 | Utility - Value of Sales | 0 | 0 | 0 | 0 | 0 | 0 | 0 | 0 | 0 | 0 | 0 | 0 | 0 | 0 | 0 | 0 | 0 | 0 | 0 | 0 | 0 | 0 | 0 | 0 | 0 | 0 | 0 | 0 | 0 | 0 | 0 | 0 | 0
F6_Commercial_College_New_Food Preparation_Natural Gas_Fryer_E9 | F6 | Commercial | College | New | Food Preparation | Natural Gas | Fryer | E9 | Utility - Value of Sales | 0 | 0 | 0 | 0 | 0 | 0 | 0 | 0 | 0 | 0 | 0 | 0 | 0 | 0 | 0 | 0 | 0 | 0 | 0 | 0 | 0 | 0 | 0 | 0 | 0 | 0 | 0 | 0 | 0 | 0 | 0 | 0 | 0
F6_Commercial_College_New_Food Preparation_Natural Gas_Fryer_E10 | F6 | Commercial | College | New | Food Preparation | Natural Gas | Fryer | E10 | Utility - Value of Sales | 0 | 0 | 0 | 0 | 0 | 0 | 0 | 0 | 0 | 0 | 0 | 0 | 0 | 0 | 0 | 0 | 0 | 0 | 0 | 0 | 0 | 0 | 0 | 0 | 0 | 0 | 0 | 0 | 0 | 0 | 0 | 0 | 0
F1_Commercial_College_New_Food Preparation_Natural Gas_Broiler_E1 | F1 | Commercial | College | New | Food Preparation | Natural Gas | Broiler | E1 | RVT - Cost of Equipment | 0.066975 | 0.067485 | 0.068056 | 0.068683 | 0.069398 | 0.070226 | 0.070897 | 0.071541 | 0.072195 | 0.072876 | 0.073526 | 0.074122 | 0.074732 | 0.075373 | 0.07608 | 0.076772 | 0.077505 | 0.07828 | 0.079087 | 0.079912 | 0.080741 | 0.081517 | 0.082219 | 0.082838 | 0.083374 | 0.083835 | 0.084155 | 0.084392 | 0.084599 | 0.084775 | 0.084949 | 0.085026 | 0.085026
F1_Commercial_College_New_Food Preparation_Natural Gas_Broiler_E2 | F1 | Commercial | College | New | Food Preparation | Natural Gas | Broiler | E2 | RVT - Cost of Equipment | 0.043055 | 0.043383 | 0.04375 | 0.044153 | 0.044613 | 0.045145 | 0.045577 | 0.045991 | 0.046411 | 0.046849 | 0.047267 | 0.04765 | 0.048042 | 0.048454 | 0.048909 | 0.049353 | 0.049825 | 0.050323 | 0.050842 | 0.051372 | 0.051905 | 0.052404 | 0.052855 | 0.053253 | 0.053598 | 0.053894 | 0.054099 | 0.054252 | 0.054385 | 0.054498 | 0.05461 | 0.054659 | 0.054659
F1_Commercial_College_New_Food Preparation_Natural Gas_Broiler_E3 | F1 | Commercial | College | New | Food Preparation | Natural Gas | Broiler | E3 | RVT - Cost of Equipment | 0 | 0 | 0 | 0 | 0 | 0 | 0 | 0 | 0 | 0 | 0 | 0 | 0 | 0 | 0 | 0 | 0 | 0 | 0 | 0 | 0 | 0 | 0 | 0 | 0 | 0 | 0 | 0 | 0 | 0 | 0 | 0 | 0
F1_Commercial_College_New_Food Preparation_Natural Gas_Broiler_E4 | F1 | Commercial | College | New | Food Preparation | Natural Gas | Broiler | E4 | RVT - Cost of Equipment | 0 | 0 | 0 | 0 | 0 | 0 | 0 | 0 | 0 | 0 | 0 | 0 | 0 | 0 | 0 | 0 | 0 | 0 | 0 | 0 | 0 | 0 | 0 | 0 | 0 | 0 | 0 | 0 | 0 | 0 | 0 | 0 | 0
F1_Commercial_College_New_Food Preparation_Natural Gas_Broiler_E5 | F1 | Commercial | College | New | Food Preparation | Natural Gas | Broiler | E5 | RVT - Cost of Equipment | 0 | 0 | 0 | 0 | 0 | 0 | 0 | 0 | 0 | 0 | 0 | 0 | 0 | 0 | 0 | 0 | 0 | 0 | 0 | 0 | 0 | 0 | 0 | 0 | 0 | 0 | 0 | 0 | 0 | 0 | 0 | 0 | 0
F1_Commercial_College_New_Food Preparation_Natural Gas_Broiler_E6 | F1 | Commercial | College | New | Food Preparation | Natural Gas | Broiler | E6 | RVT - Cost of Equipment | 0 | 0 | 0 | 0 | 0 | 0 | 0 | 0 | 0 | 0 | 0 | 0 | 0 | 0 | 0 | 0 | 0 | 0 | 0 | 0 | 0 | 0 | 0 | 0 | 0 | 0 | 0 | 0 | 0 | 0 | 0 | 0 | 0
F1_Commercial_College_New_Food Preparation_Natural Gas_Broiler_E7 | F1 | Commercial | College | New | Food Preparation | Natural Gas | Broiler | E7 | RVT - Cost of Equipment | 0 | 0 | 0 | 0 | 0 | 0 | 0 | 0 | 0 | 0 | 0 | 0 | 0 | 0 | 0 | 0 | 0 | 0 | 0 | 0 | 0 | 0 | 0 | 0 | 0 | 0 | 0 | 0 | 0 | 0 | 0 | 0 | 0
F1_Commercial_College_New_Food Preparation_Natural Gas_Broiler_E8 | F1 | Commercial | College | New | Food Preparation | Natural Gas | Broiler | E8 | RVT - Cost of Equipment | 0 | 0 | 0 | 0 | 0 | 0 | 0 | 0 | 0 | 0 | 0 | 0 | 0 | 0 | 0 | 0 | 0 | 0 | 0 | 0 | 0 | 0 | 0 | 0 | 0 | 0 | 0 | 0 | 0 | 0 | 0 | 0 | 0
F1_Commercial_College_New_Food Preparation_Natural Gas_Broiler_E9 | F1 | Commercial | College | New | Food Preparation | Natural Gas | Broiler | E9 | RVT - Cost of Equipment | 0 | 0 | 0 | 0 | 0 | 0 | 0 | 0 | 0 | 0 | 0 | 0 | 0 | 0 | 0 | 0 | 0 | 0 | 0 | 0 | 0 | 0 | 0 | 0 | 0 | 0 | 0 | 0 | 0 | 0 | 0 | 0 | 0
F1_Commercial_College_New_Food Preparation_Natural Gas_Broiler_E10 | F1 | Commercial | College | New | Food Preparation | Natural Gas | Broiler | E10 | RVT - Cost of Equipment | 0 | 0 | 0 | 0 | 0 | 0 | 0 | 0 | 0 | 0 | 0 | 0 | 0 | 0 | 0 | 0 | 0 | 0 | 0 | 0 | 0 | 0 | 0 | 0 | 0 | 0 | 0 | 0 | 0 | 0 | 0 | 0 | 0
F2_Commercial_College_New_Food Preparation_Natural Gas_Broiler_E1 | F2 | Commercial | College | New | Food Preparation | Natural Gas | Broiler | E1 | RVT - Cost of Operation | 0.08024 | 0.080852 | 0.081535 | 0.082287 | 0.083144 | 0.084135 | 0.084939 | 0.085711 | 0.086494 | 0.08731 | 0.088089 | 0.088803 | 0.089534 | 0.090302 | 0.091149 | 0.091978 | 0.092856 | 0.093784 | 0.094752 | 0.095739 | 0.096733 | 0.097663 | 0.098503 | 0.099246 | 0.099888 | 0.10044 | 0.10082 | 0.10111 | 0.10135 | 0.10157 | 0.10177 | 0.10187 | 0.10187
F2_Commercial_College_New_Food Preparation_Natural Gas_Broiler_E2 | F2 | Commercial | College | New | Food Preparation | Natural Gas | Broiler | E2 | RVT - Cost of Operation | 0.051583 | 0.051976 | 0.052416 | 0.052899 | 0.05345 | 0.054087 | 0.054604 | 0.0551 | 0.055603 | 0.056128 | 0.056629 | 0.057088 | 0.057558 | 0.058051 | 0.058596 | 0.059128 | 0.059693 | 0.06029 | 0.060912 | 0.061547 | 0.062185 | 0.062783 | 0.063324 | 0.063801 | 0.064214 | 0.064568 | 0.064815 | 0.064998 | 0.065156 | 0.065292 | 0.065426 | 0.065486 | 0.065486
F2_Commercial_College_New_Food Preparation_Natural Gas_Broiler_E3 | F2 | Commercial | College | New | Food Preparation | Natural Gas | Broiler | E3 | RVT - Cost of Operation | 0 | 0 | 0 | 0 | 0 | 0 | 0 | 0 | 0 | 0 | 0 | 0 | 0 | 0 | 0 | 0 | 0 | 0 | 0 | 0 | 0 | 0 | 0 | 0 | 0 | 0 | 0 | 0 | 0 | 0 | 0 | 0 | 0
F2_Commercial_College_New_Food Preparation_Natural Gas_Broiler_E4 | F2 | Commercial | College | New | Food Preparation | Natural Gas | Broiler | E4 | RVT - Cost of Operation | 0 | 0 | 0 | 0 | 0 | 0 | 0 | 0 | 0 | 0 | 0 | 0 | 0 | 0 | 0 | 0 | 0 | 0 | 0 | 0 | 0 | 0 | 0 | 0 | 0 | 0 | 0 | 0 | 0 | 0 | 0 | 0 | 0
F2_Commercial_College_New_Food Preparation_Natural Gas_Broiler_E5 | F2 | Commercial | College | New | Food Preparation | Natural Gas | Broiler | E5 | RVT - Cost of Operation | 0 | 0 | 0 | 0 | 0 | 0 | 0 | 0 | 0 | 0 | 0 | 0 | 0 | 0 | 0 | 0 | 0 | 0 | 0 | 0 | 0 | 0 | 0 | 0 | 0 | 0 | 0 | 0 | 0 | 0 | 0 | 0 | 0
F2_Commercial_College_New_Food Preparation_Natural Gas_Broiler_E6 | F2 | Commercial | College | New | Food Preparation | Natural Gas | Broiler | E6 | RVT - Cost of Operation | 0 | 0 | 0 | 0 | 0 | 0 | 0 | 0 | 0 | 0 | 0 | 0 | 0 | 0 | 0 | 0 | 0 | 0 | 0 | 0 | 0 | 0 | 0 | 0 | 0 | 0 | 0 | 0 | 0 | 0 | 0 | 0 | 0
F2_Commercial_College_New_Food Preparation_Natural Gas_Broiler_E7 | F2 | Commercial | College | New | Food Preparation | Natural Gas | Broiler | E7 | RVT - Cost of Operation | 0 | 0 | 0 | 0 | 0 | 0 | 0 | 0 | 0 | 0 | 0 | 0 | 0 | 0 | 0 | 0 | 0 | 0 | 0 | 0 | 0 | 0 | 0 | 0 | 0 | 0 | 0 | 0 | 0 | 0 | 0 | 0 | 0
F2_Commercial_College_New_Food Preparation_Natural Gas_Broiler_E8 | F2 | Commercial | College | New | Food Preparation | Natural Gas | Broiler | E8 | RVT - Cost of Operation | 0 | 0 | 0 | 0 | 0 | 0 | 0 | 0 | 0 | 0 | 0 | 0 | 0 | 0 | 0 | 0 | 0 | 0 | 0 | 0 | 0 | 0 | 0 | 0 | 0 | 0 | 0 | 0 | 0 | 0 | 0 | 0 | 0
F2_Commercial_College_New_Food Preparation_Natural Gas_Broiler_E9 | F2 | Commercial | College | New | Food Preparation | Natural Gas | Broiler | E9 | RVT - Cost of Operation | 0 | 0 | 0 | 0 | 0 | 0 | 0 | 0 | 0 | 0 | 0 | 0 | 0 | 0 | 0 | 0 | 0 | 0 | 0 | 0 | 0 | 0 | 0 | 0 | 0 | 0 | 0 | 0 | 0 | 0 | 0 | 0 | 0
F2_Commercial_College_New_Food Preparation_Natural Gas_Broiler_E10 | F2 | Commercial | College | New | Food Preparation | Natural Gas | Broiler | E10 | RVT - Cost of Operation | 0 | 0 | 0 | 0 | 0 | 0 | 0 | 0 | 0 | 0 | 0 | 0 | 0 | 0 | 0 | 0 | 0 | 0 | 0 | 0 | 0 | 0 | 0 | 0 | 0 | 0 | 0 | 0 | 0 | 0 | 0 | 0 | 0
F3_Commercial_College_New_Food Preparation_Natural Gas_Broiler_E1 | F3 | Commercial | College | New | Food Preparation | Natural Gas | Broiler | E1 | System - kBTUs of Consumption | 0.02226 | 0.02226 | 0.02226 | 0.02226 | 0.02226 | 0.02226 | 0.02226 | 0.02226 | 0.02226 | 0.02226 | 0.02226 | 0.02226 | 0.02226 | 0.02226 | 0.02226 | 0.02226 | 0.02226 | 0.02226 | 0.02226 | 0.02226 | 0.02226 | 0.02226 | 0.02226 | 0.02226 | 0.02226 | 0.02226 | 0.02226 | 0.02226 | 0.02226 | 0.02226 | 0.02226 | 0.02226 | 0.02226
F3_Commercial_College_New_Food Preparation_Natural Gas_Broiler_E2 | F3 | Commercial | College | New | Food Preparation | Natural Gas | Broiler | E2 | System - kBTUs of Consumption | 0.031164 | 0.031164 | 0.031164 | 0.031164 | 0.031164 | 0.031164 | 0.031164 | 0.031164 | 0.031164 | 0.031164 | 0.031164 | 0.031164 | 0.031164 | 0.031164 | 0.031164 | 0.031164 | 0.031164 | 0.031164 | 0.031164 | 0.031164 | 0.031164 | 0.031164 | 0.031164 | 0.031164 | 0.031164 | 0.031164 | 0.031164 | 0.031164 | 0.031164 | 0.031164 | 0.031164 | 0.031164 | 0.031164
F3_Commercial_College_New_Food Preparation_Natural Gas_Broiler_E3 | F3 | Commercial | College | New | Food Preparation | Natural Gas | Broiler | E3 | System - kBTUs of Consumption | 0 | 0 | 0 | 0 | 0 | 0 | 0 | 0 | 0 | 0 | 0 | 0 | 0 | 0 | 0 | 0 | 0 | 0 | 0 | 0 | 0 | 0 | 0 | 0 | 0 | 0 | 0 | 0 | 0 | 0 | 0 | 0 | 0
F3_Commercial_College_New_Food Preparation_Natural Gas_Broiler_E4 | F3 | Commercial | College | New | Food Preparation | Natural Gas | Broiler | E4 | System - kBTUs of Consumption | 0 | 0 | 0 | 0 | 0 | 0 | 0 | 0 | 0 | 0 | 0 | 0 | 0 | 0 | 0 | 0 | 0 | 0 | 0 | 0 | 0 | 0 | 0 | 0 | 0 | 0 | 0 | 0 | 0 | 0 | 0 | 0 | 0
F3_Commercial_College_New_Food Preparation_Natural Gas_Broiler_E5 | F3 | Commercial | College | New | Food Preparation | Natural Gas | Broiler | E5 | System - kBTUs of Consumption | 0 | 0 | 0 | 0 | 0 | 0 | 0 | 0 | 0 | 0 | 0 | 0 | 0 | 0 | 0 | 0 | 0 | 0 | 0 | 0 | 0 | 0 | 0 | 0 | 0 | 0 | 0 | 0 | 0 | 0 | 0 | 0 | 0
F3_Commercial_College_New_Food Preparation_Natural Gas_Broiler_E6 | F3 | Commercial | College | New | Food Preparation | Natural Gas | Broiler | E6 | System - kBTUs of Consumption | 0 | 0 | 0 | 0 | 0 | 0 | 0 | 0 | 0 | 0 | 0 | 0 | 0 | 0 | 0 | 0 | 0 | 0 | 0 | 0 | 0 | 0 | 0 | 0 | 0 | 0 | 0 | 0 | 0 | 0 | 0 | 0 | 0
F3_Commercial_College_New_Food Preparation_Natural Gas_Broiler_E7 | F3 | Commercial | College | New | Food Preparation | Natural Gas | Broiler | E7 | System - kBTUs of Consumption | 0 | 0 | 0 | 0 | 0 | 0 | 0 | 0 | 0 | 0 | 0 | 0 | 0 | 0 | 0 | 0 | 0 | 0 | 0 | 0 | 0 | 0 | 0 | 0 | 0 | 0 | 0 | 0 | 0 | 0 | 0 | 0 | 0
F3_Commercial_College_New_Food Preparation_Natural Gas_Broiler_E8 | F3 | Commercial | College | New | Food Preparation | Natural Gas | Broiler | E8 | System - kBTUs of Consumption | 0 | 0 | 0 | 0 | 0 | 0 | 0 | 0 | 0 | 0 | 0 | 0 | 0 | 0 | 0 | 0 | 0 | 0 | 0 | 0 | 0 | 0 | 0 | 0 | 0 | 0 | 0 | 0 | 0 | 0 | 0 | 0 | 0
F3_Commercial_College_New_Food Preparation_Natural Gas_Broiler_E9 | F3 | Commercial | College | New | Food Preparation | Natural Gas | Broiler | E9 | System - kBTUs of Consumption | 0 | 0 | 0 | 0 | 0 | 0 | 0 | 0 | 0 | 0 | 0 | 0 | 0 | 0 | 0 | 0 | 0 | 0 | 0 | 0 | 0 | 0 | 0 | 0 | 0 | 0 | 0 | 0 | 0 | 0 | 0 | 0 | 0
F3_Commercial_College_New_Food Preparation_Natural Gas_Broiler_E10 | F3 | Commercial | College | New | Food Preparation | Natural Gas | Broiler | E10 | System - kBTUs of Consumption | 0 | 0 | 0 | 0 | 0 | 0 | 0 | 0 | 0 | 0 | 0 | 0 | 0 | 0 | 0 | 0 | 0 | 0 | 0 | 0 | 0 | 0 | 0 | 0 | 0 | 0 | 0 | 0 | 0 | 0 | 0 | 0 | 0
F4_Commercial_College_New_Food Preparation_Natural Gas_Broiler_E1 | F4 | Commercial | College | New | Food Preparation | Natural Gas | Broiler | E1 | Utility - Cost of Equipment | 0.08024 | 0.080852 | 0.081535 | 0.082287 | 0.083144 | 0.084135 | 0.084939 | 0.085711 | 0.086494 | 0.08731 | 0.088089 | 0.088803 | 0.089534 | 0.090302 | 0.091149 | 0.091978 | 0.092856 | 0.093784 | 0.094752 | 0.095739 | 0.096733 | 0.097663 | 0.098503 | 0.099246 | 0.099888 | 0.10044 | 0.10082 | 0.10111 | 0.10135 | 0.10157 | 0.10177 | 0.10187 | 0.10187
F4_Commercial_College_New_Food Preparation_Natural Gas_Broiler_E2 | F4 | Commercial | College | New | Food Preparation | Natural Gas | Broiler | E2 | Utility - Cost of Equipment | 0.051583 | 0.051976 | 0.052416 | 0.052899 | 0.05345 | 0.054087 | 0.054604 | 0.0551 | 0.055603 | 0.056128 | 0.056629 | 0.057088 | 0.057558 | 0.058051 | 0.058596 | 0.059128 | 0.059693 | 0.06029 | 0.060912 | 0.061547 | 0.062185 | 0.062783 | 0.063324 | 0.063801 | 0.064214 | 0.064568 | 0.064815 | 0.064998 | 0.065156 | 0.065292 | 0.065426 | 0.065486 | 0.065486
F4_Commercial_College_New_Food Preparation_Natural Gas_Broiler_E3 | F4 | Commercial | College | New | Food Preparation | Natural Gas | Broiler | E3 | Utility - Cost of Equipment | 0 | 0 | 0 | 0 | 0 | 0 | 0 | 0 | 0 | 0 | 0 | 0 | 0 | 0 | 0 | 0 | 0 | 0 | 0 | 0 | 0 | 0 | 0 | 0 | 0 | 0 | 0 | 0 | 0 | 0 | 0 | 0 | 0
F4_Commercial_College_New_Food Preparation_Natural Gas_Broiler_E4 | F4 | Commercial | College | New | Food Preparation | Natural Gas | Broiler | E4 | Utility - Cost of Equipment | 0 | 0 | 0 | 0 | 0 | 0 | 0 | 0 | 0 | 0 | 0 | 0 | 0 | 0 | 0 | 0 | 0 | 0 | 0 | 0 | 0 | 0 | 0 | 0 | 0 | 0 | 0 | 0 | 0 | 0 | 0 | 0 | 0
F4_Commercial_College_New_Food Preparation_Natural Gas_Broiler_E5 | F4 | Commercial | College | New | Food Preparation | Natural Gas | Broiler | E5 | Utility - Cost of Equipment | 0 | 0 | 0 | 0 | 0 | 0 | 0 | 0 | 0 | 0 | 0 | 0 | 0 | 0 | 0 | 0 | 0 | 0 | 0 | 0 | 0 | 0 | 0 | 0 | 0 | 0 | 0 | 0 | 0 | 0 | 0 | 0 | 0
F4_Commercial_College_New_Food Preparation_Natural Gas_Broiler_E6 | F4 | Commercial | College | New | Food Preparation | Natural Gas | Broiler | E6 | Utility - Cost of Equipment | 0 | 0 | 0 | 0 | 0 | 0 | 0 | 0 | 0 | 0 | 0 | 0 | 0 | 0 | 0 | 0 | 0 | 0 | 0 | 0 | 0 | 0 | 0 | 0 | 0 | 0 | 0 | 0 | 0 | 0 | 0 | 0 | 0
F4_Commercial_College_New_Food Preparation_Natural Gas_Broiler_E7 | F4 | Commercial | College | New | Food Preparation | Natural Gas | Broiler | E7 | Utility - Cost of Equipment | 0 | 0 | 0 | 0 | 0 | 0 | 0 | 0 | 0 | 0 | 0 | 0 | 0 | 0 | 0 | 0 | 0 | 0 | 0 | 0 | 0 | 0 | 0 | 0 | 0 | 0 | 0 | 0 | 0 | 0 | 0 | 0 | 0
F4_Commercial_College_New_Food Preparation_Natural Gas_Broiler_E8 | F4 | Commercial | College | New | Food Preparation | Natural Gas | Broiler | E8 | Utility - Cost of Equipment | 0 | 0 | 0 | 0 | 0 | 0 | 0 | 0 | 0 | 0 | 0 | 0 | 0 | 0 | 0 | 0 | 0 | 0 | 0 | 0 | 0 | 0 | 0 | 0 | 0 | 0 | 0 | 0 | 0 | 0 | 0 | 0 | 0
F4_Commercial_College_New_Food Preparation_Natural Gas_Broiler_E9 | F4 | Commercial | College | New | Food Preparation | Natural Gas | Broiler | E9 | Utility - Cost of Equipment | 0 | 0 | 0 | 0 | 0 | 0 | 0 | 0 | 0 | 0 | 0 | 0 | 0 | 0 | 0 | 0 | 0 | 0 | 0 | 0 | 0 | 0 | 0 | 0 | 0 | 0 | 0 | 0 | 0 | 0 | 0 | 0 | 0
F4_Commercial_College_New_Food Preparation_Natural Gas_Broiler_E10 | F4 | Commercial | College | New | Food Preparation | Natural Gas | Broiler | E10 | Utility - Cost of Equipment | 0 | 0 | 0 | 0 | 0 | 0 | 0 | 0 | 0 | 0 | 0 | 0 | 0 | 0 | 0 | 0 | 0 | 0 | 0 | 0 | 0 | 0 | 0 | 0 | 0 | 0 | 0 | 0 | 0 | 0 | 0 | 0 | 0
F5_Commercial_College_New_Food Preparation_Natural Gas_Broiler_E1 | F5 | Commercial | College | New | Food Preparation | Natural Gas | Broiler | E1 | Utility - Cost of Operation | 0.02226 | 0.02226 | 0.02226 | 0.02226 | 0.02226 | 0.02226 | 0.02226 | 0.02226 | 0.02226 | 0.02226 | 0.02226 | 0.02226 | 0.02226 | 0.02226 | 0.02226 | 0.02226 | 0.02226 | 0.02226 | 0.02226 | 0.02226 | 0.02226 | 0.02226 | 0.02226 | 0.02226 | 0.02226 | 0.02226 | 0.02226 | 0.02226 | 0.02226 | 0.02226 | 0.02226 | 0.02226 | 0.02226
F5_Commercial_College_New_Food Preparation_Natural Gas_Broiler_E2 | F5 | Commercial | College | New | Food Preparation | Natural Gas | Broiler | E2 | Utility - Cost of Operation | 0.031164 | 0.031164 | 0.031164 | 0.031164 | 0.031164 | 0.031164 | 0.031164 | 0.031164 | 0.031164 | 0.031164 | 0.031164 | 0.031164 | 0.031164 | 0.031164 | 0.031164 | 0.031164 | 0.031164 | 0.031164 | 0.031164 | 0.031164 | 0.031164 | 0.031164 | 0.031164 | 0.031164 | 0.031164 | 0.031164 | 0.031164 | 0.031164 | 0.031164 | 0.031164 | 0.031164 | 0.031164 | 0.031164
F5_Commercial_College_New_Food Preparation_Natural Gas_Broiler_E3 | F5 | Commercial | College | New | Food Preparation | Natural Gas | Broiler | E3 | Utility - Cost of Operation | 0 | 0 | 0 | 0 | 0 | 0 | 0 | 0 | 0 | 0 | 0 | 0 | 0 | 0 | 0 | 0 | 0 | 0 | 0 | 0 | 0 | 0 | 0 | 0 | 0 | 0 | 0 | 0 | 0 | 0 | 0 | 0 | 0
F5_Commercial_College_New_Food Preparation_Natural Gas_Broiler_E4 | F5 | Commercial | College | New | Food Preparation | Natural Gas | Broiler | E4 | Utility - Cost of Operation | 0 | 0 | 0 | 0 | 0 | 0 | 0 | 0 | 0 | 0 | 0 | 0 | 0 | 0 | 0 | 0 | 0 | 0 | 0 | 0 | 0 | 0 | 0 | 0 | 0 | 0 | 0 | 0 | 0 | 0 | 0 | 0 | 0
F5_Commercial_College_New_Food Preparation_Natural Gas_Broiler_E5 | F5 | Commercial | College | New | Food Preparation | Natural Gas | Broiler | E5 | Utility - Cost of Operation | 0 | 0 | 0 | 0 | 0 | 0 | 0 | 0 | 0 | 0 | 0 | 0 | 0 | 0 | 0 | 0 | 0 | 0 | 0 | 0 | 0 | 0 | 0 | 0 | 0 | 0 | 0 | 0 | 0 | 0 | 0 | 0 | 0
F5_Commercial_College_New_Food Preparation_Natural Gas_Broiler_E6 | F5 | Commercial | College | New | Food Preparation | Natural Gas | Broiler | E6 | Utility - Cost of Operation | 0 | 0 | 0 | 0 | 0 | 0 | 0 | 0 | 0 | 0 | 0 | 0 | 0 | 0 | 0 | 0 | 0 | 0 | 0 | 0 | 0 | 0 | 0 | 0 | 0 | 0 | 0 | 0 | 0 | 0 | 0 | 0 | 0
F5_Commercial_College_New_Food Preparation_Natural Gas_Broiler_E7 | F5 | Commercial | College | New | Food Preparation | Natural Gas | Broiler | E7 | Utility - Cost of Operation | 0 | 0 | 0 | 0 | 0 | 0 | 0 | 0 | 0 | 0 | 0 | 0 | 0 | 0 | 0 | 0 | 0 | 0 | 0 | 0 | 0 | 0 | 0 | 0 | 0 | 0 | 0 | 0 | 0 | 0 | 0 | 0 | 0
F5_Commercial_College_New_Food Preparation_Natural Gas_Broiler_E8 | F5 | Commercial | College | New | Food Preparation | Natural Gas | Broiler | E8 | Utility - Cost of Operation | 0 | 0 | 0 | 0 | 0 | 0 | 0 | 0 | 0 | 0 | 0 | 0 | 0 | 0 | 0 | 0 | 0 | 0 | 0 | 0 | 0 | 0 | 0 | 0 | 0 | 0 | 0 | 0 | 0 | 0 | 0 | 0 | 0
F5_Commercial_College_New_Food Preparation_Natural Gas_Broiler_E9 | F5 | Commercial | College | New | Food Preparation | Natural Gas | Broiler | E9 | Utility - Cost of Operation | 0 | 0 | 0 | 0 | 0 | 0 | 0 | 0 | 0 | 0 | 0 | 0 | 0 | 0 | 0 | 0 | 0 | 0 | 0 | 0 | 0 | 0 | 0 | 0 | 0 | 0 | 0 | 0 | 0 | 0 | 0 | 0 | 0
F5_Commercial_College_New_Food Preparation_Natural Gas_Broiler_E10 | F5 | Commercial | College | New | Food Preparation | Natural Gas | Broiler | E10 | Utility - Cost of Operation | 0 | 0 | 0 | 0 | 0 | 0 | 0 | 0 | 0 | 0 | 0 | 0 | 0 | 0 | 0 | 0 | 0 | 0 | 0 | 0 | 0 | 0 | 0 | 0 | 0 | 0 | 0 | 0 | 0 | 0 | 0 | 0 | 0
F6_Commercial_College_New_Food Preparation_Natural Gas_Broiler_E1 | F6 | Commercial | College | New | Food Preparation | Natural Gas | Broiler | E1 | Utility - Value of Sales | 0.047522 | 0.047522 | 0.047522 | 0.047522 | 0.047522 | 0.047522 | 0.047522 | 0.047522 | 0.047522 | 0.047522 | 0.047522 | 0.047522 | 0.047522 | 0.047522 | 0.047522 | 0.047522 | 0.047522 | 0.047522 | 0.047522 | 0.047522 | 0.047522 | 0.047522 | 0.047522 | 0.047522 | 0.047522 | 0.047522 | 0.047522 | 0.047522 | 0.047522 | 0.047522 | 0.047522 | 0.047522 | 0.047522
F6_Commercial_College_New_Food Preparation_Natural Gas_Broiler_E2 | F6 | Commercial | College | New | Food Preparation | Natural Gas | Broiler | E2 | Utility - Value of Sales | 0.03055 | 0.03055 | 0.03055 | 0.03055 | 0.03055 | 0.03055 | 0.03055 | 0.03055 | 0.03055 | 0.03055 | 0.03055 | 0.03055 | 0.03055 | 0.03055 | 0.03055 | 0.03055 | 0.03055 | 0.03055 | 0.03055 | 0.03055 | 0.03055 | 0.03055 | 0.03055 | 0.03055 | 0.03055 | 0.03055 | 0.03055 | 0.03055 | 0.03055 | 0.03055 | 0.03055 | 0.03055 | 0.03055
F6_Commercial_College_New_Food Preparation_Natural Gas_Broiler_E3 | F6 | Commercial | College | New | Food Preparation | Natural Gas | Broiler | E3 | Utility - Value of Sales | 0 | 0 | 0 | 0 | 0 | 0 | 0 | 0 | 0 | 0 | 0 | 0 | 0 | 0 | 0 | 0 | 0 | 0 | 0 | 0 | 0 | 0 | 0 | 0 | 0 | 0 | 0 | 0 | 0 | 0 | 0 | 0 | 0
F6_Commercial_College_New_Food Preparation_Natural Gas_Broiler_E4 | F6 | Commercial | College | New | Food Preparation | Natural Gas | Broiler | E4 | Utility - Value of Sales | 0 | 0 | 0 | 0 | 0 | 0 | 0 | 0 | 0 | 0 | 0 | 0 | 0 | 0 | 0 | 0 | 0 | 0 | 0 | 0 | 0 | 0 | 0 | 0 | 0 | 0 | 0 | 0 | 0 | 0 | 0 | 0 | 0
F6_Commercial_College_New_Food Preparation_Natural Gas_Broiler_E5 | F6 | Commercial | College | New | Food Preparation | Natural Gas | Broiler | E5 | Utility - Value of Sales | 0 | 0 | 0 | 0 | 0 | 0 | 0 | 0 | 0 | 0 | 0 | 0 | 0 | 0 | 0 | 0 | 0 | 0 | 0 | 0 | 0 | 0 | 0 | 0 | 0 | 0 | 0 | 0 | 0 | 0 | 0 | 0 | 0
F6_Commercial_College_New_Food Preparation_Natural Gas_Broiler_E6 | F6 | Commercial | College | New | Food Preparation | Natural Gas | Broiler | E6 | Utility - Value of Sales | 0 | 0 | 0 | 0 | 0 | 0 | 0 | 0 | 0 | 0 | 0 | 0 | 0 | 0 | 0 | 0 | 0 | 0 | 0 | 0 | 0 | 0 | 0 | 0 | 0 | 0 | 0 | 0 | 0 | 0 | 0 | 0 | 0
F6_Commercial_College_New_Food Preparation_Natural Gas_Broiler_E7 | F6 | Commercial | College | New | Food Preparation | Natural Gas | Broiler | E7 | Utility - Value of Sales | 0 | 0 | 0 | 0 | 0 | 0 | 0 | 0 | 0 | 0 | 0 | 0 | 0 | 0 | 0 | 0 | 0 | 0 | 0 | 0 | 0 | 0 | 0 | 0 | 0 | 0 | 0 | 0 | 0 | 0 | 0 | 0 | 0
F6_Commercial_College_New_Food Preparation_Natural Gas_Broiler_E8 | F6 | Commercial | College | New | Food Preparation | Natural Gas | Broiler | E8 | Utility - Value of Sales | 0 | 0 | 0 | 0 | 0 | 0 | 0 | 0 | 0 | 0 | 0 | 0 | 0 | 0 | 0 | 0 | 0 | 0 | 0 | 0 | 0 | 0 | 0 | 0 | 0 | 0 | 0 | 0 | 0 | 0 | 0 | 0 | 0
F6_Commercial_College_New_Food Preparation_Natural Gas_Broiler_E9 | F6 | Commercial | College | New | Food Preparation | Natural Gas | Broiler | E9 | Utility - Value of Sales | 0 | 0 | 0 | 0 | 0 | 0 | 0 | 0 | 0 | 0 | 0 | 0 | 0 | 0 | 0 | 0 | 0 | 0 | 0 | 0 | 0 | 0 | 0 | 0 | 0 | 0 | 0 | 0 | 0 | 0 | 0 | 0 | 0
F6_Commercial_College_New_Food Preparation_Natural Gas_Broiler_E10 | F6 | Commercial | College | New | Food Preparation | Natural Gas | Broiler | E10 | Utility - Value of Sales | 0 | 0 | 0 | 0 | 0 | 0 | 0 | 0 | 0 | 0 | 0 | 0 | 0 | 0 | 0 | 0 | 0 | 0 | 0 | 0 | 0 | 0 | 0 | 0 | 0 | 0 | 0 | 0 | 0 | 0 | 0 | 0 | 0
F1_Commercial_College_New_Food Preparation_Natural Gas_Griddle_E1 | F1 | Commercial | College | New | Food Preparation | Natural Gas | Griddle | E1 | RVT - Cost of Equipment | 0.04133 | 0.041645 | 0.041997 | 0.042384 | 0.042825 | 0.043336 | 0.04375 | 0.044148 | 0.044551 | 0.044972 | 0.045372 | 0.045741 | 0.046117 | 0.046512 | 0.046949 | 0.047375 | 0.047828 | 0.048306 | 0.048804 | 0.049313 | 0.049825 | 0.050304 | 0.050737 | 0.051119 | 0.05145 | 0.051734 | 0.051931 | 0.052078 | 0.052205 | 0.052314 | 0.052421 | 0.052469 | 0.052469
F1_Commercial_College_New_Food Preparation_Natural Gas_Griddle_E2 | F1 | Commercial | College | New | Food Preparation | Natural Gas | Griddle | E2 | RVT - Cost of Equipment | 0.03788 | 0.038168 | 0.038491 | 0.038846 | 0.03925 | 0.039718 | 0.040098 | 0.040462 | 0.040832 | 0.041217 | 0.041585 | 0.041922 | 0.042267 | 0.042629 | 0.043029 | 0.04342 | 0.043835 | 0.044273 | 0.04473 | 0.045196 | 0.045665 | 0.046104 | 0.046501 | 0.046852 | 0.047155 | 0.047415 | 0.047596 | 0.047731 | 0.047847 | 0.047947 | 0.048045 | 0.048089 | 0.048089
F1_Commercial_College_New_Food Preparation_Natural Gas_Griddle_E3 | F1 | Commercial | College | New | Food Preparation | Natural Gas | Griddle | E3 | RVT - Cost of Equipment | 0 | 0 | 0 | 0 | 0 | 0 | 0 | 0 | 0 | 0 | 0 | 0 | 0 | 0 | 0 | 0 | 0 | 0 | 0 | 0 | 0 | 0 | 0 | 0 | 0 | 0 | 0 | 0 | 0 | 0 | 0 | 0 | 0
F1_Commercial_College_New_Food Preparation_Natural Gas_Griddle_E4 | F1 | Commercial | College | New | Food Preparation | Natural Gas | Griddle | E4 | RVT - Cost of Equipment | 0 | 0 | 0 | 0 | 0 | 0 | 0 | 0 | 0 | 0 | 0 | 0 | 0 | 0 | 0 | 0 | 0 | 0 | 0 | 0 | 0 | 0 | 0 | 0 | 0 | 0 | 0 | 0 | 0 | 0 | 0 | 0 | 0
F1_Commercial_College_New_Food Preparation_Natural Gas_Griddle_E5 | F1 | Commercial | College | New | Food Preparation | Natural Gas | Griddle | E5 | RVT - Cost of Equipment | 0 | 0 | 0 | 0 | 0 | 0 | 0 | 0 | 0 | 0 | 0 | 0 | 0 | 0 | 0 | 0 | 0 | 0 | 0 | 0 | 0 | 0 | 0 | 0 | 0 | 0 | 0 | 0 | 0 | 0 | 0 | 0 | 0
F1_Commercial_College_New_Food Preparation_Natural Gas_Griddle_E6 | F1 | Commercial | College | New | Food Preparation | Natural Gas | Griddle | E6 | RVT - Cost of Equipment | 0 | 0 | 0 | 0 | 0 | 0 | 0 | 0 | 0 | 0 | 0 | 0 | 0 | 0 | 0 | 0 | 0 | 0 | 0 | 0 | 0 | 0 | 0 | 0 | 0 | 0 | 0 | 0 | 0 | 0 | 0 | 0 | 0
F1_Commercial_College_New_Food Preparation_Natural Gas_Griddle_E7 | F1 | Commercial | College | New | Food Preparation | Natural Gas | Griddle | E7 | RVT - Cost of Equipment | 0 | 0 | 0 | 0 | 0 | 0 | 0 | 0 | 0 | 0 | 0 | 0 | 0 | 0 | 0 | 0 | 0 | 0 | 0 | 0 | 0 | 0 | 0 | 0 | 0 | 0 | 0 | 0 | 0 | 0 | 0 | 0 | 0
F1_Commercial_College_New_Food Preparation_Natural Gas_Griddle_E8 | F1 | Commercial | College | New | Food Preparation | Natural Gas | Griddle | E8 | RVT - Cost of Equipment | 0 | 0 | 0 | 0 | 0 | 0 | 0 | 0 | 0 | 0 | 0 | 0 | 0 | 0 | 0 | 0 | 0 | 0 | 0 | 0 | 0 | 0 | 0 | 0 | 0 | 0 | 0 | 0 | 0 | 0 | 0 | 0 | 0
F1_Commercial_College_New_Food Preparation_Natural Gas_Griddle_E9 | F1 | Commercial | College | New | Food Preparation | Natural Gas | Griddle | E9 | RVT - Cost of Equipment | 0 | 0 | 0 | 0 | 0 | 0 | 0 | 0 | 0 | 0 | 0 | 0 | 0 | 0 | 0 | 0 | 0 | 0 | 0 | 0 | 0 | 0 | 0 | 0 | 0 | 0 | 0 | 0 | 0 | 0 | 0 | 0 | 0
F1_Commercial_College_New_Food Preparation_Natural Gas_Griddle_E10 | F1 | Commercial | College | New | Food Preparation | Natural Gas | Griddle | E10 | RVT - Cost of Equipment | 0 | 0 | 0 | 0 | 0 | 0 | 0 | 0 | 0 | 0 | 0 | 0 | 0 | 0 | 0 | 0 | 0 | 0 | 0 | 0 | 0 | 0 | 0 | 0 | 0 | 0 | 0 | 0 | 0 | 0 | 0 | 0 | 0
F2_Commercial_College_New_Food Preparation_Natural Gas_Griddle_E1 | F2 | Commercial | College | New | Food Preparation | Natural Gas | Griddle | E1 | RVT - Cost of Operation | 0.049516 | 0.049893 | 0.050315 | 0.050779 | 0.051308 | 0.051919 | 0.052416 | 0.052892 | 0.053375 | 0.053879 | 0.054359 | 0.0548 | 0.055251 | 0.055725 | 0.056248 | 0.056759 | 0.057301 | 0.057874 | 0.058471 | 0.05908 | 0.059693 | 0.060267 | 0.060786 | 0.061244 | 0.06164 | 0.061981 | 0.062217 | 0.062393 | 0.062545 | 0.062675 | 0.062804 | 0.062861 | 0.062861
F2_Commercial_College_New_Food Preparation_Natural Gas_Griddle_E2 | F2 | Commercial | College | New | Food Preparation | Natural Gas | Griddle | E2 | RVT - Cost of Operation | 0.045382 | 0.045728 | 0.046115 | 0.04654 | 0.047024 | 0.047585 | 0.04804 | 0.048476 | 0.048919 | 0.049381 | 0.049821 | 0.050225 | 0.050639 | 0.051073 | 0.051552 | 0.052021 | 0.052518 | 0.053042 | 0.053589 | 0.054148 | 0.05471 | 0.055236 | 0.055711 | 0.056131 | 0.056494 | 0.056807 | 0.057023 | 0.057184 | 0.057324 | 0.057443 | 0.057561 | 0.057613 | 0.057613
F2_Commercial_College_New_Food Preparation_Natural Gas_Griddle_E3 | F2 | Commercial | College | New | Food Preparation | Natural Gas | Griddle | E3 | RVT - Cost of Operation | 0 | 0 | 0 | 0 | 0 | 0 | 0 | 0 | 0 | 0 | 0 | 0 | 0 | 0 | 0 | 0 | 0 | 0 | 0 | 0 | 0 | 0 | 0 | 0 | 0 | 0 | 0 | 0 | 0 | 0 | 0 | 0 | 0
F2_Commercial_College_New_Food Preparation_Natural Gas_Griddle_E4 | F2 | Commercial | College | New | Food Preparation | Natural Gas | Griddle | E4 | RVT - Cost of Operation | 0 | 0 | 0 | 0 | 0 | 0 | 0 | 0 | 0 | 0 | 0 | 0 | 0 | 0 | 0 | 0 | 0 | 0 | 0 | 0 | 0 | 0 | 0 | 0 | 0 | 0 | 0 | 0 | 0 | 0 | 0 | 0 | 0
F2_Commercial_College_New_Food Preparation_Natural Gas_Griddle_E5 | F2 | Commercial | College | New | Food Preparation | Natural Gas | Griddle | E5 | RVT - Cost of Operation | 0 | 0 | 0 | 0 | 0 | 0 | 0 | 0 | 0 | 0 | 0 | 0 | 0 | 0 | 0 | 0 | 0 | 0 | 0 | 0 | 0 | 0 | 0 | 0 | 0 | 0 | 0 | 0 | 0 | 0 | 0 | 0 | 0
F2_Commercial_College_New_Food Preparation_Natural Gas_Griddle_E6 | F2 | Commercial | College | New | Food Preparation | Natural Gas | Griddle | E6 | RVT - Cost of Operation | 0 | 0 | 0 | 0 | 0 | 0 | 0 | 0 | 0 | 0 | 0 | 0 | 0 | 0 | 0 | 0 | 0 | 0 | 0 | 0 | 0 | 0 | 0 | 0 | 0 | 0 | 0 | 0 | 0 | 0 | 0 | 0 | 0
F2_Commercial_College_New_Food Preparation_Natural Gas_Griddle_E7 | F2 | Commercial | College | New | Food Preparation | Natural Gas | Griddle | E7 | RVT - Cost of Operation | 0 | 0 | 0 | 0 | 0 | 0 | 0 | 0 | 0 | 0 | 0 | 0 | 0 | 0 | 0 | 0 | 0 | 0 | 0 | 0 | 0 | 0 | 0 | 0 | 0 | 0 | 0 | 0 | 0 | 0 | 0 | 0 | 0
F2_Commercial_College_New_Food Preparation_Natural Gas_Griddle_E8 | F2 | Commercial | College | New | Food Preparation | Natural Gas | Griddle | E8 | RVT - Cost of Operation | 0 | 0 | 0 | 0 | 0 | 0 | 0 | 0 | 0 | 0 | 0 | 0 | 0 | 0 | 0 | 0 | 0 | 0 | 0 | 0 | 0 | 0 | 0 | 0 | 0 | 0 | 0 | 0 | 0 | 0 | 0 | 0 | 0
F2_Commercial_College_New_Food Preparation_Natural Gas_Griddle_E9 | F2 | Commercial | College | New | Food Preparation | Natural Gas | Griddle | E9 | RVT - Cost of Operation | 0 | 0 | 0 | 0 | 0 | 0 | 0 | 0 | 0 | 0 | 0 | 0 | 0 | 0 | 0 | 0 | 0 | 0 | 0 | 0 | 0 | 0 | 0 | 0 | 0 | 0 | 0 | 0 | 0 | 0 | 0 | 0 | 0
F2_Commercial_College_New_Food Preparation_Natural Gas_Griddle_E10 | F2 | Commercial | College | New | Food Preparation | Natural Gas | Griddle | E10 | RVT - Cost of Operation | 0 | 0 | 0 | 0 | 0 | 0 | 0 | 0 | 0 | 0 | 0 | 0 | 0 | 0 | 0 | 0 | 0 | 0 | 0 | 0 | 0 | 0 | 0 | 0 | 0 | 0 | 0 | 0 | 0 | 0 | 0 | 0 | 0
F3_Commercial_College_New_Food Preparation_Natural Gas_Griddle_E1 | F3 | Commercial | College | New | Food Preparation | Natural Gas | Griddle | E1 | System - kBTUs of Consumption | 0.014885 | 0.014885 | 0.014885 | 0.014885 | 0.014885 | 0.014885 | 0.014885 | 0.014885 | 0.014885 | 0.014885 | 0.014885 | 0.014885 | 0.014885 | 0.014885 | 0.014885 | 0.014885 | 0.014885 | 0.014885 | 0.014885 | 0.014885 | 0.014885 | 0.014885 | 0.014885 | 0.014885 | 0.014885 | 0.014885 | 0.014885 | 0.014885 | 0.014885 | 0.014885 | 0.014885 | 0.014885 | 0.014885
F3_Commercial_College_New_Food Preparation_Natural Gas_Griddle_E2 | F3 | Commercial | College | New | Food Preparation | Natural Gas | Griddle | E2 | System - kBTUs of Consumption | 0.018497 | 0.018497 | 0.018497 | 0.018497 | 0.018497 | 0.018497 | 0.018497 | 0.018497 | 0.018497 | 0.018497 | 0.018497 | 0.018497 | 0.018497 | 0.018497 | 0.018497 | 0.018497 | 0.018497 | 0.018497 | 0.018497 | 0.018497 | 0.018497 | 0.018497 | 0.018497 | 0.018497 | 0.018497 | 0.018497 | 0.018497 | 0.018497 | 0.018497 | 0.018497 | 0.018497 | 0.018497 | 0.018497
F3_Commercial_College_New_Food Preparation_Natural Gas_Griddle_E3 | F3 | Commercial | College | New | Food Preparation | Natural Gas | Griddle | E3 | System - kBTUs of Consumption | 0 | 0 | 0 | 0 | 0 | 0 | 0 | 0 | 0 | 0 | 0 | 0 | 0 | 0 | 0 | 0 | 0 | 0 | 0 | 0 | 0 | 0 | 0 | 0 | 0 | 0 | 0 | 0 | 0 | 0 | 0 | 0 | 0
F3_Commercial_College_New_Food Preparation_Natural Gas_Griddle_E4 | F3 | Commercial | College | New | Food Preparation | Natural Gas | Griddle | E4 | System - kBTUs of Consumption | 0 | 0 | 0 | 0 | 0 | 0 | 0 | 0 | 0 | 0 | 0 | 0 | 0 | 0 | 0 | 0 | 0 | 0 | 0 | 0 | 0 | 0 | 0 | 0 | 0 | 0 | 0 | 0 | 0 | 0 | 0 | 0 | 0
F3_Commercial_College_New_Food Preparation_Natural Gas_Griddle_E5 | F3 | Commercial | College | New | Food Preparation | Natural Gas | Griddle | E5 | System - kBTUs of Consumption | 0 | 0 | 0 | 0 | 0 | 0 | 0 | 0 | 0 | 0 | 0 | 0 | 0 | 0 | 0 | 0 | 0 | 0 | 0 | 0 | 0 | 0 | 0 | 0 | 0 | 0 | 0 | 0 | 0 | 0 | 0 | 0 | 0
F3_Commercial_College_New_Food Preparation_Natural Gas_Griddle_E6 | F3 | Commercial | College | New | Food Preparation | Natural Gas | Griddle | E6 | System - kBTUs of Consumption | 0 | 0 | 0 | 0 | 0 | 0 | 0 | 0 | 0 | 0 | 0 | 0 | 0 | 0 | 0 | 0 | 0 | 0 | 0 | 0 | 0 | 0 | 0 | 0 | 0 | 0 | 0 | 0 | 0 | 0 | 0 | 0 | 0
F3_Commercial_College_New_Food Preparation_Natural Gas_Griddle_E7 | F3 | Commercial | College | New | Food Preparation | Natural Gas | Griddle | E7 | System - kBTUs of Consumption | 0 | 0 | 0 | 0 | 0 | 0 | 0 | 0 | 0 | 0 | 0 | 0 | 0 | 0 | 0 | 0 | 0 | 0 | 0 | 0 | 0 | 0 | 0 | 0 | 0 | 0 | 0 | 0 | 0 | 0 | 0 | 0 | 0
F3_Commercial_College_New_Food Preparation_Natural Gas_Griddle_E8 | F3 | Commercial | College | New | Food Preparation | Natural Gas | Griddle | E8 | System - kBTUs of Consumption | 0 | 0 | 0 | 0 | 0 | 0 | 0 | 0 | 0 | 0 | 0 | 0 | 0 | 0 | 0 | 0 | 0 | 0 | 0 | 0 | 0 | 0 | 0 | 0 | 0 | 0 | 0 | 0 | 0 | 0 | 0 | 0 | 0
F3_Commercial_College_New_Food Preparation_Natural Gas_Griddle_E9 | F3 | Commercial | College | New | Food Preparation | Natural Gas | Griddle | E9 | System - kBTUs of Consumption | 0 | 0 | 0 | 0 | 0 | 0 | 0 | 0 | 0 | 0 | 0 | 0 | 0 | 0 | 0 | 0 | 0 | 0 | 0 | 0 | 0 | 0 | 0 | 0 | 0 | 0 | 0 | 0 | 0 | 0 | 0 | 0 | 0
F3_Commercial_College_New_Food Preparation_Natural Gas_Griddle_E10 | F3 | Commercial | College | New | Food Preparation | Natural Gas | Griddle | E10 | System - kBTUs of Consumption | 0 | 0 | 0 | 0 | 0 | 0 | 0 | 0 | 0 | 0 | 0 | 0 | 0 | 0 | 0 | 0 | 0 | 0 | 0 | 0 | 0 | 0 | 0 | 0 | 0 | 0 | 0 | 0 | 0 | 0 | 0 | 0 | 0
F4_Commercial_College_New_Food Preparation_Natural Gas_Griddle_E1 | F4 | Commercial | College | New | Food Preparation | Natural Gas | Griddle | E1 | Utility - Cost of Equipment | 0.049516 | 0.049893 | 0.050315 | 0.050779 | 0.051308 | 0.051919 | 0.052416 | 0.052892 | 0.053375 | 0.053879 | 0.054359 | 0.0548 | 0.055251 | 0.055725 | 0.056248 | 0.056759 | 0.057301 | 0.057874 | 0.058471 | 0.05908 | 0.059693 | 0.060267 | 0.060786 | 0.061244 | 0.06164 | 0.061981 | 0.062217 | 0.062393 | 0.062545 | 0.062675 | 0.062804 | 0.062861 | 0.062861
F4_Commercial_College_New_Food Preparation_Natural Gas_Griddle_E2 | F4 | Commercial | College | New | Food Preparation | Natural Gas | Griddle | E2 | Utility - Cost of Equipment | 0.045382 | 0.045728 | 0.046115 | 0.04654 | 0.047024 | 0.047585 | 0.04804 | 0.048476 | 0.048919 | 0.049381 | 0.049821 | 0.050225 | 0.050639 | 0.051073 | 0.051552 | 0.052021 | 0.052518 | 0.053042 | 0.053589 | 0.054148 | 0.05471 | 0.055236 | 0.055711 | 0.056131 | 0.056494 | 0.056807 | 0.057023 | 0.057184 | 0.057324 | 0.057443 | 0.057561 | 0.057613 | 0.057613
F4_Commercial_College_New_Food Preparation_Natural Gas_Griddle_E3 | F4 | Commercial | College | New | Food Preparation | Natural Gas | Griddle | E3 | Utility - Cost of Equipment | 0 | 0 | 0 | 0 | 0 | 0 | 0 | 0 | 0 | 0 | 0 | 0 | 0 | 0 | 0 | 0 | 0 | 0 | 0 | 0 | 0 | 0 | 0 | 0 | 0 | 0 | 0 | 0 | 0 | 0 | 0 | 0 | 0
F4_Commercial_College_New_Food Preparation_Natural Gas_Griddle_E4 | F4 | Commercial | College | New | Food Preparation | Natural Gas | Griddle | E4 | Utility - Cost of Equipment | 0 | 0 | 0 | 0 | 0 | 0 | 0 | 0 | 0 | 0 | 0 | 0 | 0 | 0 | 0 | 0 | 0 | 0 | 0 | 0 | 0 | 0 | 0 | 0 | 0 | 0 | 0 | 0 | 0 | 0 | 0 | 0 | 0
F4_Commercial_College_New_Food Preparation_Natural Gas_Griddle_E5 | F4 | Commercial | College | New | Food Preparation | Natural Gas | Griddle | E5 | Utility - Cost of Equipment | 0 | 0 | 0 | 0 | 0 | 0 | 0 | 0 | 0 | 0 | 0 | 0 | 0 | 0 | 0 | 0 | 0 | 0 | 0 | 0 | 0 | 0 | 0 | 0 | 0 | 0 | 0 | 0 | 0 | 0 | 0 | 0 | 0
F4_Commercial_College_New_Food Preparation_Natural Gas_Griddle_E6 | F4 | Commercial | College | New | Food Preparation | Natural Gas | Griddle | E6 | Utility - Cost of Equipment | 0 | 0 | 0 | 0 | 0 | 0 | 0 | 0 | 0 | 0 | 0 | 0 | 0 | 0 | 0 | 0 | 0 | 0 | 0 | 0 | 0 | 0 | 0 | 0 | 0 | 0 | 0 | 0 | 0 | 0 | 0 | 0 | 0
F4_Commercial_College_New_Food Preparation_Natural Gas_Griddle_E7 | F4 | Commercial | College | New | Food Preparation | Natural Gas | Griddle | E7 | Utility - Cost of Equipment | 0 | 0 | 0 | 0 | 0 | 0 | 0 | 0 | 0 | 0 | 0 | 0 | 0 | 0 | 0 | 0 | 0 | 0 | 0 | 0 | 0 | 0 | 0 | 0 | 0 | 0 | 0 | 0 | 0 | 0 | 0 | 0 | 0
F4_Commercial_College_New_Food Preparation_Natural Gas_Griddle_E8 | F4 | Commercial | College | New | Food Preparation | Natural Gas | Griddle | E8 | Utility - Cost of Equipment | 0 | 0 | 0 | 0 | 0 | 0 | 0 | 0 | 0 | 0 | 0 | 0 | 0 | 0 | 0 | 0 | 0 | 0 | 0 | 0 | 0 | 0 | 0 | 0 | 0 | 0 | 0 | 0 | 0 | 0 | 0 | 0 | 0
F4_Commercial_College_New_Food Preparation_Natural Gas_Griddle_E9 | F4 | Commercial | College | New | Food Preparation | Natural Gas | Griddle | E9 | Utility - Cost of Equipment | 0 | 0 | 0 | 0 | 0 | 0 | 0 | 0 | 0 | 0 | 0 | 0 | 0 | 0 | 0 | 0 | 0 | 0 | 0 | 0 | 0 | 0 | 0 | 0 | 0 | 0 | 0 | 0 | 0 | 0 | 0 | 0 | 0
F4_Commercial_College_New_Food Preparation_Natural Gas_Griddle_E10 | F4 | Commercial | College | New | Food Preparation | Natural Gas | Griddle | E10 | Utility - Cost of Equipment | 0 | 0 | 0 | 0 | 0 | 0 | 0 | 0 | 0 | 0 | 0 | 0 | 0 | 0 | 0 | 0 | 0 | 0 | 0 | 0 | 0 | 0 | 0 | 0 | 0 | 0 | 0 | 0 | 0 | 0 | 0 | 0 | 0
F5_Commercial_College_New_Food Preparation_Natural Gas_Griddle_E1 | F5 | Commercial | College | New | Food Preparation | Natural Gas | Griddle | E1 | Utility - Cost of Operation | 0.014885 | 0.014885 | 0.014885 | 0.014885 | 0.014885 | 0.014885 | 0.014885 | 0.014885 | 0.014885 | 0.014885 | 0.014885 | 0.014885 | 0.014885 | 0.014885 | 0.014885 | 0.014885 | 0.014885 | 0.014885 | 0.014885 | 0.014885 | 0.014885 | 0.014885 | 0.014885 | 0.014885 | 0.014885 | 0.014885 | 0.014885 | 0.014885 | 0.014885 | 0.014885 | 0.014885 | 0.014885 | 0.014885
F5_Commercial_College_New_Food Preparation_Natural Gas_Griddle_E2 | F5 | Commercial | College | New | Food Preparation | Natural Gas | Griddle | E2 | Utility - Cost of Operation | 0.018497 | 0.018497 | 0.018497 | 0.018497 | 0.018497 | 0.018497 | 0.018497 | 0.018497 | 0.018497 | 0.018497 | 0.018497 | 0.018497 | 0.018497 | 0.018497 | 0.018497 | 0.018497 | 0.018497 | 0.018497 | 0.018497 | 0.018497 | 0.018497 | 0.018497 | 0.018497 | 0.018497 | 0.018497 | 0.018497 | 0.018497 | 0.018497 | 0.018497 | 0.018497 | 0.018497 | 0.018497 | 0.018497
F5_Commercial_College_New_Food Preparation_Natural Gas_Griddle_E3 | F5 | Commercial | College | New | Food Preparation | Natural Gas | Griddle | E3 | Utility - Cost of Operation | 0 | 0 | 0 | 0 | 0 | 0 | 0 | 0 | 0 | 0 | 0 | 0 | 0 | 0 | 0 | 0 | 0 | 0 | 0 | 0 | 0 | 0 | 0 | 0 | 0 | 0 | 0 | 0 | 0 | 0 | 0 | 0 | 0
F5_Commercial_College_New_Food Preparation_Natural Gas_Griddle_E4 | F5 | Commercial | College | New | Food Preparation | Natural Gas | Griddle | E4 | Utility - Cost of Operation | 0 | 0 | 0 | 0 | 0 | 0 | 0 | 0 | 0 | 0 | 0 | 0 | 0 | 0 | 0 | 0 | 0 | 0 | 0 | 0 | 0 | 0 | 0 | 0 | 0 | 0 | 0 | 0 | 0 | 0 | 0 | 0 | 0
F5_Commercial_College_New_Food Preparation_Natural Gas_Griddle_E5 | F5 | Commercial | College | New | Food Preparation | Natural Gas | Griddle | E5 | Utility - Cost of Operation | 0 | 0 | 0 | 0 | 0 | 0 | 0 | 0 | 0 | 0 | 0 | 0 | 0 | 0 | 0 | 0 | 0 | 0 | 0 | 0 | 0 | 0 | 0 | 0 | 0 | 0 | 0 | 0 | 0 | 0 | 0 | 0 | 0
F5_Commercial_College_New_Food Preparation_Natural Gas_Griddle_E6 | F5 | Commercial | College | New | Food Preparation | Natural Gas | Griddle | E6 | Utility - Cost of Operation | 0 | 0 | 0 | 0 | 0 | 0 | 0 | 0 | 0 | 0 | 0 | 0 | 0 | 0 | 0 | 0 | 0 | 0 | 0 | 0 | 0 | 0 | 0 | 0 | 0 | 0 | 0 | 0 | 0 | 0 | 0 | 0 | 0
F5_Commercial_College_New_Food Preparation_Natural Gas_Griddle_E7 | F5 | Commercial | College | New | Food Preparation | Natural Gas | Griddle | E7 | Utility - Cost of Operation | 0 | 0 | 0 | 0 | 0 | 0 | 0 | 0 | 0 | 0 | 0 | 0 | 0 | 0 | 0 | 0 | 0 | 0 | 0 | 0 | 0 | 0 | 0 | 0 | 0 | 0 | 0 | 0 | 0 | 0 | 0 | 0 | 0
F5_Commercial_College_New_Food Preparation_Natural Gas_Griddle_E8 | F5 | Commercial | College | New | Food Preparation | Natural Gas | Griddle | E8 | Utility - Cost of Operation | 0 | 0 | 0 | 0 | 0 | 0 | 0 | 0 | 0 | 0 | 0 | 0 | 0 | 0 | 0 | 0 | 0 | 0 | 0 | 0 | 0 | 0 | 0 | 0 | 0 | 0 | 0 | 0 | 0 | 0 | 0 | 0 | 0
F5_Commercial_College_New_Food Preparation_Natural Gas_Griddle_E9 | F5 | Commercial | College | New | Food Preparation | Natural Gas | Griddle | E9 | Utility - Cost of Operation | 0 | 0 | 0 | 0 | 0 | 0 | 0 | 0 | 0 | 0 | 0 | 0 | 0 | 0 | 0 | 0 | 0 | 0 | 0 | 0 | 0 | 0 | 0 | 0 | 0 | 0 | 0 | 0 | 0 | 0 | 0 | 0 | 0
F5_Commercial_College_New_Food Preparation_Natural Gas_Griddle_E10 | F5 | Commercial | College | New | Food Preparation | Natural Gas | Griddle | E10 | Utility - Cost of Operation | 0 | 0 | 0 | 0 | 0 | 0 | 0 | 0 | 0 | 0 | 0 | 0 | 0 | 0 | 0 | 0 | 0 | 0 | 0 | 0 | 0 | 0 | 0 | 0 | 0 | 0 | 0 | 0 | 0 | 0 | 0 | 0 | 0
F6_Commercial_College_New_Food Preparation_Natural Gas_Griddle_E1 | F6 | Commercial | College | New | Food Preparation | Natural Gas | Griddle | E1 | Utility - Value of Sales | 0.029326 | 0.029326 | 0.029326 | 0.029326 | 0.029326 | 0.029326 | 0.029326 | 0.029326 | 0.029326 | 0.029326 | 0.029326 | 0.029326 | 0.029326 | 0.029326 | 0.029326 | 0.029326 | 0.029326 | 0.029326 | 0.029326 | 0.029326 | 0.029326 | 0.029326 | 0.029326 | 0.029326 | 0.029326 | 0.029326 | 0.029326 | 0.029326 | 0.029326 | 0.029326 | 0.029326 | 0.029326 | 0.029326
F6_Commercial_College_New_Food Preparation_Natural Gas_Griddle_E2 | F6 | Commercial | College | New | Food Preparation | Natural Gas | Griddle | E2 | Utility - Value of Sales | 0.026878 | 0.026878 | 0.026878 | 0.026878 | 0.026878 | 0.026878 | 0.026878 | 0.026878 | 0.026878 | 0.026878 | 0.026878 | 0.026878 | 0.026878 | 0.026878 | 0.026878 | 0.026878 | 0.026878 | 0.026878 | 0.026878 | 0.026878 | 0.026878 | 0.026878 | 0.026878 | 0.026878 | 0.026878 | 0.026878 | 0.026878 | 0.026878 | 0.026878 | 0.026878 | 0.026878 | 0.026878 | 0.026878
F6_Commercial_College_New_Food Preparation_Natural Gas_Griddle_E3 | F6 | Commercial | College | New | Food Preparation | Natural Gas | Griddle | E3 | Utility - Value of Sales | 0 | 0 | 0 | 0 | 0 | 0 | 0 | 0 | 0 | 0 | 0 | 0 | 0 | 0 | 0 | 0 | 0 | 0 | 0 | 0 | 0 | 0 | 0 | 0 | 0 | 0 | 0 | 0 | 0 | 0 | 0 | 0 | 0
F6_Commercial_College_New_Food Preparation_Natural Gas_Griddle_E4 | F6 | Commercial | College | New | Food Preparation | Natural Gas | Griddle | E4 | Utility - Value of Sales | 0 | 0 | 0 | 0 | 0 | 0 | 0 | 0 | 0 | 0 | 0 | 0 | 0 | 0 | 0 | 0 | 0 | 0 | 0 | 0 | 0 | 0 | 0 | 0 | 0 | 0 | 0 | 0 | 0 | 0 | 0 | 0 | 0
F6_Commercial_College_New_Food Preparation_Natural Gas_Griddle_E5 | F6 | Commercial | College | New | Food Preparation | Natural Gas | Griddle | E5 | Utility - Value of Sales | 0 | 0 | 0 | 0 | 0 | 0 | 0 | 0 | 0 | 0 | 0 | 0 | 0 | 0 | 0 | 0 | 0 | 0 | 0 | 0 | 0 | 0 | 0 | 0 | 0 | 0 | 0 | 0 | 0 | 0 | 0 | 0 | 0
F6_Commercial_College_New_Food Preparation_Natural Gas_Griddle_E6 | F6 | Commercial | College | New | Food Preparation | Natural Gas | Griddle | E6 | Utility - Value of Sales | 0 | 0 | 0 | 0 | 0 | 0 | 0 | 0 | 0 | 0 | 0 | 0 | 0 | 0 | 0 | 0 | 0 | 0 | 0 | 0 | 0 | 0 | 0 | 0 | 0 | 0 | 0 | 0 | 0 | 0 | 0 | 0 | 0
F6_Commercial_College_New_Food Preparation_Natural Gas_Griddle_E7 | F6 | Commercial | College | New | Food Preparation | Natural Gas | Griddle | E7 | Utility - Value of Sales | 0 | 0 | 0 | 0 | 0 | 0 | 0 | 0 | 0 | 0 | 0 | 0 | 0 | 0 | 0 | 0 | 0 | 0 | 0 | 0 | 0 | 0 | 0 | 0 | 0 | 0 | 0 | 0 | 0 | 0 | 0 | 0 | 0
F6_Commercial_College_New_Food Preparation_Natural Gas_Griddle_E8 | F6 | Commercial | College | New | Food Preparation | Natural Gas | Griddle | E8 | Utility - Value of Sales | 0 | 0 | 0 | 0 | 0 | 0 | 0 | 0 | 0 | 0 | 0 | 0 | 0 | 0 | 0 | 0 | 0 | 0 | 0 | 0 | 0 | 0 | 0 | 0 | 0 | 0 | 0 | 0 | 0 | 0 | 0 | 0 | 0
F6_Commercial_College_New_Food Preparation_Natural Gas_Griddle_E9 | F6 | Commercial | College | New | Food Preparation | Natural Gas | Griddle | E9 | Utility - Value of Sales | 0 | 0 | 0 | 0 | 0 | 0 | 0 | 0 | 0 | 0 | 0 | 0 | 0 | 0 | 0 | 0 | 0 | 0 | 0 | 0 | 0 | 0 | 0 | 0 | 0 | 0 | 0 | 0 | 0 | 0 | 0 | 0 | 0
F6_Commercial_College_New_Food Preparation_Natural Gas_Griddle_E10 | F6 | Commercial | College | New | Food Preparation | Natural Gas | Griddle | E10 | Utility - Value of Sales | 0 | 0 | 0 | 0 | 0 | 0 | 0 | 0 | 0 | 0 | 0 | 0 | 0 | 0 | 0 | 0 | 0 | 0 | 0 | 0 | 0 | 0 | 0 | 0 | 0 | 0 | 0 | 0 | 0 | 0 | 0 | 0 | 0
F1_Commercial_College_New_Food Preparation_Natural Gas_Range_E1 | F1 | Commercial | College | New | Food Preparation | Natural Gas | Range | E1 | RVT - Cost of Equipment | 0.048611 | 0.048953 | 0.04936 | 0.049832 | 0.050387 | 0.051037 | 0.051557 | 0.052053 | 0.052541 | 0.053034 | 0.053486 | 0.053881 | 0.054279 | 0.0547 | 0.055186 | 0.055671 | 0.056208 | 0.056794 | 0.057418 | 0.058062 | 0.058717 | 0.059332 | 0.059894 | 0.060407 | 0.060858 | 0.061246 | 0.061516 | 0.061716 | 0.061889 | 0.062038 | 0.062184 | 0.062249 | 0.062249
F1_Commercial_College_New_Food Preparation_Natural Gas_Range_E2 | F1 | Commercial | College | New | Food Preparation | Natural Gas | Range | E2 | RVT - Cost of Equipment | 0.036459 | 0.036715 | 0.03702 | 0.037374 | 0.03779 | 0.038278 | 0.038668 | 0.03904 | 0.039405 | 0.039775 | 0.040114 | 0.040411 | 0.040709 | 0.041025 | 0.041389 | 0.041754 | 0.042156 | 0.042596 | 0.043064 | 0.043547 | 0.044038 | 0.044499 | 0.04492 | 0.045305 | 0.045644 | 0.045935 | 0.046137 | 0.046287 | 0.046417 | 0.046528 | 0.046638 | 0.046687 | 0.046687
F1_Commercial_College_New_Food Preparation_Natural Gas_Range_E3 | F1 | Commercial | College | New | Food Preparation | Natural Gas | Range | E3 | RVT - Cost of Equipment | 0 | 0 | 0 | 0 | 0 | 0 | 0 | 0 | 0 | 0 | 0 | 0 | 0 | 0 | 0 | 0 | 0 | 0 | 0 | 0 | 0 | 0 | 0 | 0 | 0 | 0 | 0 | 0 | 0 | 0 | 0 | 0 | 0
F1_Commercial_College_New_Food Preparation_Natural Gas_Range_E4 | F1 | Commercial | College | New | Food Preparation | Natural Gas | Range | E4 | RVT - Cost of Equipment | 0 | 0 | 0 | 0 | 0 | 0 | 0 | 0 | 0 | 0 | 0 | 0 | 0 | 0 | 0 | 0 | 0 | 0 | 0 | 0 | 0 | 0 | 0 | 0 | 0 | 0 | 0 | 0 | 0 | 0 | 0 | 0 | 0
F1_Commercial_College_New_Food Preparation_Natural Gas_Range_E5 | F1 | Commercial | College | New | Food Preparation | Natural Gas | Range | E5 | RVT - Cost of Equipment | 0 | 0 | 0 | 0 | 0 | 0 | 0 | 0 | 0 | 0 | 0 | 0 | 0 | 0 | 0 | 0 | 0 | 0 | 0 | 0 | 0 | 0 | 0 | 0 | 0 | 0 | 0 | 0 | 0 | 0 | 0 | 0 | 0
F1_Commercial_College_New_Food Preparation_Natural Gas_Range_E6 | F1 | Commercial | College | New | Food Preparation | Natural Gas | Range | E6 | RVT - Cost of Equipment | 0 | 0 | 0 | 0 | 0 | 0 | 0 | 0 | 0 | 0 | 0 | 0 | 0 | 0 | 0 | 0 | 0 | 0 | 0 | 0 | 0 | 0 | 0 | 0 | 0 | 0 | 0 | 0 | 0 | 0 | 0 | 0 | 0
F1_Commercial_College_New_Food Preparation_Natural Gas_Range_E7 | F1 | Commercial | College | New | Food Preparation | Natural Gas | Range | E7 | RVT - Cost of Equipment | 0 | 0 | 0 | 0 | 0 | 0 | 0 | 0 | 0 | 0 | 0 | 0 | 0 | 0 | 0 | 0 | 0 | 0 | 0 | 0 | 0 | 0 | 0 | 0 | 0 | 0 | 0 | 0 | 0 | 0 | 0 | 0 | 0
F1_Commercial_College_New_Food Preparation_Natural Gas_Range_E8 | F1 | Commercial | College | New | Food Preparation | Natural Gas | Range | E8 | RVT - Cost of Equipment | 0 | 0 | 0 | 0 | 0 | 0 | 0 | 0 | 0 | 0 | 0 | 0 | 0 | 0 | 0 | 0 | 0 | 0 | 0 | 0 | 0 | 0 | 0 | 0 | 0 | 0 | 0 | 0 | 0 | 0 | 0 | 0 | 0
F1_Commercial_College_New_Food Preparation_Natural Gas_Range_E9 | F1 | Commercial | College | New | Food Preparation | Natural Gas | Range | E9 | RVT - Cost of Equipment | 0 | 0 | 0 | 0 | 0 | 0 | 0 | 0 | 0 | 0 | 0 | 0 | 0 | 0 | 0 | 0 | 0 | 0 | 0 | 0 | 0 | 0 | 0 | 0 | 0 | 0 | 0 | 0 | 0 | 0 | 0 | 0 | 0
F1_Commercial_College_New_Food Preparation_Natural Gas_Range_E10 | F1 | Commercial | College | New | Food Preparation | Natural Gas | Range | E10 | RVT - Cost of Equipment | 0 | 0 | 0 | 0 | 0 | 0 | 0 | 0 | 0 | 0 | 0 | 0 | 0 | 0 | 0 | 0 | 0 | 0 | 0 | 0 | 0 | 0 | 0 | 0 | 0 | 0 | 0 | 0 | 0 | 0 | 0 | 0 | 0
F2_Commercial_College_New_Food Preparation_Natural Gas_Range_E1 | F2 | Commercial | College | New | Food Preparation | Natural Gas | Range | E1 | RVT - Cost of Operation | 0.05824 | 0.058649 | 0.059136 | 0.059702 | 0.060367 | 0.061146 | 0.061769 | 0.062363 | 0.062947 | 0.063538 | 0.06408 | 0.064553 | 0.065029 | 0.065534 | 0.066116 | 0.066698 | 0.067341 | 0.068043 | 0.068791 | 0.069562 | 0.070347 | 0.071083 | 0.071757 | 0.072371 | 0.072912 | 0.073377 | 0.0737 | 0.07394 | 0.074148 | 0.074325 | 0.074501 | 0.074579 | 0.074579
F2_Commercial_College_New_Food Preparation_Natural Gas_Range_E2 | F2 | Commercial | College | New | Food Preparation | Natural Gas | Range | E2 | RVT - Cost of Operation | 0.04368 | 0.043987 | 0.044352 | 0.044776 | 0.045275 | 0.045859 | 0.046327 | 0.046772 | 0.04721 | 0.047654 | 0.04806 | 0.048415 | 0.048772 | 0.04915 | 0.049587 | 0.050024 | 0.050505 | 0.051032 | 0.051593 | 0.052172 | 0.05276 | 0.053313 | 0.053818 | 0.054279 | 0.054684 | 0.055033 | 0.055275 | 0.055455 | 0.055611 | 0.055744 | 0.055876 | 0.055934 | 0.055934
F2_Commercial_College_New_Food Preparation_Natural Gas_Range_E3 | F2 | Commercial | College | New | Food Preparation | Natural Gas | Range | E3 | RVT - Cost of Operation | 0 | 0 | 0 | 0 | 0 | 0 | 0 | 0 | 0 | 0 | 0 | 0 | 0 | 0 | 0 | 0 | 0 | 0 | 0 | 0 | 0 | 0 | 0 | 0 | 0 | 0 | 0 | 0 | 0 | 0 | 0 | 0 | 0
F2_Commercial_College_New_Food Preparation_Natural Gas_Range_E4 | F2 | Commercial | College | New | Food Preparation | Natural Gas | Range | E4 | RVT - Cost of Operation | 0 | 0 | 0 | 0 | 0 | 0 | 0 | 0 | 0 | 0 | 0 | 0 | 0 | 0 | 0 | 0 | 0 | 0 | 0 | 0 | 0 | 0 | 0 | 0 | 0 | 0 | 0 | 0 | 0 | 0 | 0 | 0 | 0
F2_Commercial_College_New_Food Preparation_Natural Gas_Range_E5 | F2 | Commercial | College | New | Food Preparation | Natural Gas | Range | E5 | RVT - Cost of Operation | 0 | 0 | 0 | 0 | 0 | 0 | 0 | 0 | 0 | 0 | 0 | 0 | 0 | 0 | 0 | 0 | 0 | 0 | 0 | 0 | 0 | 0 | 0 | 0 | 0 | 0 | 0 | 0 | 0 | 0 | 0 | 0 | 0
F2_Commercial_College_New_Food Preparation_Natural Gas_Range_E6 | F2 | Commercial | College | New | Food Preparation | Natural Gas | Range | E6 | RVT - Cost of Operation | 0 | 0 | 0 | 0 | 0 | 0 | 0 | 0 | 0 | 0 | 0 | 0 | 0 | 0 | 0 | 0 | 0 | 0 | 0 | 0 | 0 | 0 | 0 | 0 | 0 | 0 | 0 | 0 | 0 | 0 | 0 | 0 | 0
F2_Commercial_College_New_Food Preparation_Natural Gas_Range_E7 | F2 | Commercial | College | New | Food Preparation | Natural Gas | Range | E7 | RVT - Cost of Operation | 0 | 0 | 0 | 0 | 0 | 0 | 0 | 0 | 0 | 0 | 0 | 0 | 0 | 0 | 0 | 0 | 0 | 0 | 0 | 0 | 0 | 0 | 0 | 0 | 0 | 0 | 0 | 0 | 0 | 0 | 0 | 0 | 0
F2_Commercial_College_New_Food Preparation_Natural Gas_Range_E8 | F2 | Commercial | College | New | Food Preparation | Natural Gas | Range | E8 | RVT - Cost of Operation | 0 | 0 | 0 | 0 | 0 | 0 | 0 | 0 | 0 | 0 | 0 | 0 | 0 | 0 | 0 | 0 | 0 | 0 | 0 | 0 | 0 | 0 | 0 | 0 | 0 | 0 | 0 | 0 | 0 | 0 | 0 | 0 | 0
F2_Commercial_College_New_Food Preparation_Natural Gas_Range_E9 | F2 | Commercial | College | New | Food Preparation | Natural Gas | Range | E9 | RVT - Cost of Operation | 0 | 0 | 0 | 0 | 0 | 0 | 0 | 0 | 0 | 0 | 0 | 0 | 0 | 0 | 0 | 0 | 0 | 0 | 0 | 0 | 0 | 0 | 0 | 0 | 0 | 0 | 0 | 0 | 0 | 0 | 0 | 0 | 0
F2_Commercial_College_New_Food Preparation_Natural Gas_Range_E10 | F2 | Commercial | College | New | Food Preparation | Natural Gas | Range | E10 | RVT - Cost of Operation | 0 | 0 | 0 | 0 | 0 | 0 | 0 | 0 | 0 | 0 | 0 | 0 | 0 | 0 | 0 | 0 | 0 | 0 | 0 | 0 | 0 | 0 | 0 | 0 | 0 | 0 | 0 | 0 | 0 | 0 | 0 | 0 | 0
F3_Commercial_College_New_Food Preparation_Natural Gas_Range_E1 | F3 | Commercial | College | New | Food Preparation | Natural Gas | Range | E1 | System - kBTUs of Consumption | 0.028496 | 0.028496 | 0.028496 | 0.028496 | 0.028496 | 0.028496 | 0.028496 | 0.028496 | 0.028496 | 0.028496 | 0.028496 | 0.028496 | 0.028496 | 0.028496 | 0.028496 | 0.028496 | 0.028496 | 0.028496 | 0.028496 | 0.028496 | 0.028496 | 0.028496 | 0.028496 | 0.028496 | 0.028496 | 0.028496 | 0.028496 | 0.028496 | 0.028496 | 0.028496 | 0.028496 | 0.028496 | 0.028496
F3_Commercial_College_New_Food Preparation_Natural Gas_Range_E2 | F3 | Commercial | College | New | Food Preparation | Natural Gas | Range | E2 | System - kBTUs of Consumption | 0.0285 | 0.0285 | 0.0285 | 0.0285 | 0.0285 | 0.0285 | 0.0285 | 0.0285 | 0.0285 | 0.0285 | 0.0285 | 0.0285 | 0.0285 | 0.0285 | 0.0285 | 0.0285 | 0.0285 | 0.0285 | 0.0285 | 0.0285 | 0.0285 | 0.0285 | 0.0285 | 0.0285 | 0.0285 | 0.0285 | 0.0285 | 0.0285 | 0.0285 | 0.0285 | 0.0285 | 0.0285 | 0.0285
F3_Commercial_College_New_Food Preparation_Natural Gas_Range_E3 | F3 | Commercial | College | New | Food Preparation | Natural Gas | Range | E3 | System - kBTUs of Consumption | 0 | 0 | 0 | 0 | 0 | 0 | 0 | 0 | 0 | 0 | 0 | 0 | 0 | 0 | 0 | 0 | 0 | 0 | 0 | 0 | 0 | 0 | 0 | 0 | 0 | 0 | 0 | 0 | 0 | 0 | 0 | 0 | 0
F3_Commercial_College_New_Food Preparation_Natural Gas_Range_E4 | F3 | Commercial | College | New | Food Preparation | Natural Gas | Range | E4 | System - kBTUs of Consumption | 0 | 0 | 0 | 0 | 0 | 0 | 0 | 0 | 0 | 0 | 0 | 0 | 0 | 0 | 0 | 0 | 0 | 0 | 0 | 0 | 0 | 0 | 0 | 0 | 0 | 0 | 0 | 0 | 0 | 0 | 0 | 0 | 0
F3_Commercial_College_New_Food Preparation_Natural Gas_Range_E5 | F3 | Commercial | College | New | Food Preparation | Natural Gas | Range | E5 | System - kBTUs of Consumption | 0 | 0 | 0 | 0 | 0 | 0 | 0 | 0 | 0 | 0 | 0 | 0 | 0 | 0 | 0 | 0 | 0 | 0 | 0 | 0 | 0 | 0 | 0 | 0 | 0 | 0 | 0 | 0 | 0 | 0 | 0 | 0 | 0
F3_Commercial_College_New_Food Preparation_Natural Gas_Range_E6 | F3 | Commercial | College | New | Food Preparation | Natural Gas | Range | E6 | System - kBTUs of Consumption | 0 | 0 | 0 | 0 | 0 | 0 | 0 | 0 | 0 | 0 | 0 | 0 | 0 | 0 | 0 | 0 | 0 | 0 | 0 | 0 | 0 | 0 | 0 | 0 | 0 | 0 | 0 | 0 | 0 | 0 | 0 | 0 | 0
F3_Commercial_College_New_Food Preparation_Natural Gas_Range_E7 | F3 | Commercial | College | New | Food Preparation | Natural Gas | Range | E7 | System - kBTUs of Consumption | 0 | 0 | 0 | 0 | 0 | 0 | 0 | 0 | 0 | 0 | 0 | 0 | 0 | 0 | 0 | 0 | 0 | 0 | 0 | 0 | 0 | 0 | 0 | 0 | 0 | 0 | 0 | 0 | 0 | 0 | 0 | 0 | 0
F3_Commercial_College_New_Food Preparation_Natural Gas_Range_E8 | F3 | Commercial | College | New | Food Preparation | Natural Gas | Range | E8 | System - kBTUs of Consumption | 0 | 0 | 0 | 0 | 0 | 0 | 0 | 0 | 0 | 0 | 0 | 0 | 0 | 0 | 0 | 0 | 0 | 0 | 0 | 0 | 0 | 0 | 0 | 0 | 0 | 0 | 0 | 0 | 0 | 0 | 0 | 0 | 0
F3_Commercial_College_New_Food Preparation_Natural Gas_Range_E9 | F3 | Commercial | College | New | Food Preparation | Natural Gas | Range | E9 | System - kBTUs of Consumption | 0 | 0 | 0 | 0 | 0 | 0 | 0 | 0 | 0 | 0 | 0 | 0 | 0 | 0 | 0 | 0 | 0 | 0 | 0 | 0 | 0 | 0 | 0 | 0 | 0 | 0 | 0 | 0 | 0 | 0 | 0 | 0 | 0
F3_Commercial_College_New_Food Preparation_Natural Gas_Range_E10 | F3 | Commercial | College | New | Food Preparation | Natural Gas | Range | E10 | System - kBTUs of Consumption | 0 | 0 | 0 | 0 | 0 | 0 | 0 | 0 | 0 | 0 | 0 | 0 | 0 | 0 | 0 | 0 | 0 | 0 | 0 | 0 | 0 | 0 | 0 | 0 | 0 | 0 | 0 | 0 | 0 | 0 | 0 | 0 | 0
F4_Commercial_College_New_Food Preparation_Natural Gas_Range_E1 | F4 | Commercial | College | New | Food Preparation | Natural Gas | Range | E1 | Utility - Cost of Equipment | 0.05824 | 0.058649 | 0.059136 | 0.059702 | 0.060367 | 0.061146 | 0.061769 | 0.062363 | 0.062947 | 0.063538 | 0.06408 | 0.064553 | 0.065029 | 0.065534 | 0.066116 | 0.066698 | 0.067341 | 0.068043 | 0.068791 | 0.069562 | 0.070347 | 0.071083 | 0.071757 | 0.072371 | 0.072912 | 0.073377 | 0.0737 | 0.07394 | 0.074148 | 0.074325 | 0.074501 | 0.074579 | 0.074579
F4_Commercial_College_New_Food Preparation_Natural Gas_Range_E2 | F4 | Commercial | College | New | Food Preparation | Natural Gas | Range | E2 | Utility - Cost of Equipment | 0.04368 | 0.043987 | 0.044352 | 0.044776 | 0.045275 | 0.045859 | 0.046327 | 0.046772 | 0.04721 | 0.047654 | 0.04806 | 0.048415 | 0.048772 | 0.04915 | 0.049587 | 0.050024 | 0.050505 | 0.051032 | 0.051593 | 0.052172 | 0.05276 | 0.053313 | 0.053818 | 0.054279 | 0.054684 | 0.055033 | 0.055275 | 0.055455 | 0.055611 | 0.055744 | 0.055876 | 0.055934 | 0.055934
F4_Commercial_College_New_Food Preparation_Natural Gas_Range_E3 | F4 | Commercial | College | New | Food Preparation | Natural Gas | Range | E3 | Utility - Cost of Equipment | 0 | 0 | 0 | 0 | 0 | 0 | 0 | 0 | 0 | 0 | 0 | 0 | 0 | 0 | 0 | 0 | 0 | 0 | 0 | 0 | 0 | 0 | 0 | 0 | 0 | 0 | 0 | 0 | 0 | 0 | 0 | 0 | 0
F4_Commercial_College_New_Food Preparation_Natural Gas_Range_E4 | F4 | Commercial | College | New | Food Preparation | Natural Gas | Range | E4 | Utility - Cost of Equipment | 0 | 0 | 0 | 0 | 0 | 0 | 0 | 0 | 0 | 0 | 0 | 0 | 0 | 0 | 0 | 0 | 0 | 0 | 0 | 0 | 0 | 0 | 0 | 0 | 0 | 0 | 0 | 0 | 0 | 0 | 0 | 0 | 0
F4_Commercial_College_New_Food Preparation_Natural Gas_Range_E5 | F4 | Commercial | College | New | Food Preparation | Natural Gas | Range | E5 | Utility - Cost of Equipment | 0 | 0 | 0 | 0 | 0 | 0 | 0 | 0 | 0 | 0 | 0 | 0 | 0 | 0 | 0 | 0 | 0 | 0 | 0 | 0 | 0 | 0 | 0 | 0 | 0 | 0 | 0 | 0 | 0 | 0 | 0 | 0 | 0
F4_Commercial_College_New_Food Preparation_Natural Gas_Range_E6 | F4 | Commercial | College | New | Food Preparation | Natural Gas | Range | E6 | Utility - Cost of Equipment | 0 | 0 | 0 | 0 | 0 | 0 | 0 | 0 | 0 | 0 | 0 | 0 | 0 | 0 | 0 | 0 | 0 | 0 | 0 | 0 | 0 | 0 | 0 | 0 | 0 | 0 | 0 | 0 | 0 | 0 | 0 | 0 | 0
F4_Commercial_College_New_Food Preparation_Natural Gas_Range_E7 | F4 | Commercial | College | New | Food Preparation | Natural Gas | Range | E7 | Utility - Cost of Equipment | 0 | 0 | 0 | 0 | 0 | 0 | 0 | 0 | 0 | 0 | 0 | 0 | 0 | 0 | 0 | 0 | 0 | 0 | 0 | 0 | 0 | 0 | 0 | 0 | 0 | 0 | 0 | 0 | 0 | 0 | 0 | 0 | 0
F4_Commercial_College_New_Food Preparation_Natural Gas_Range_E8 | F4 | Commercial | College | New | Food Preparation | Natural Gas | Range | E8 | Utility - Cost of Equipment | 0 | 0 | 0 | 0 | 0 | 0 | 0 | 0 | 0 | 0 | 0 | 0 | 0 | 0 | 0 | 0 | 0 | 0 | 0 | 0 | 0 | 0 | 0 | 0 | 0 | 0 | 0 | 0 | 0 | 0 | 0 | 0 | 0
F4_Commercial_College_New_Food Preparation_Natural Gas_Range_E9 | F4 | Commercial | College | New | Food Preparation | Natural Gas | Range | E9 | Utility - Cost of Equipment | 0 | 0 | 0 | 0 | 0 | 0 | 0 | 0 | 0 | 0 | 0 | 0 | 0 | 0 | 0 | 0 | 0 | 0 | 0 | 0 | 0 | 0 | 0 | 0 | 0 | 0 | 0 | 0 | 0 | 0 | 0 | 0 | 0
F4_Commercial_College_New_Food Preparation_Natural Gas_Range_E10 | F4 | Commercial | College | New | Food Preparation | Natural Gas | Range | E10 | Utility - Cost of Equipment | 0 | 0 | 0 | 0 | 0 | 0 | 0 | 0 | 0 | 0 | 0 | 0 | 0 | 0 | 0 | 0 | 0 | 0 | 0 | 0 | 0 | 0 | 0 | 0 | 0 | 0 | 0 | 0 | 0 | 0 | 0 | 0 | 0
F5_Commercial_College_New_Food Preparation_Natural Gas_Range_E1 | F5 | Commercial | College | New | Food Preparation | Natural Gas | Range | E1 | Utility - Cost of Operation | 0.028496 | 0.028496 | 0.028496 | 0.028496 | 0.028496 | 0.028496 | 0.028496 | 0.028496 | 0.028496 | 0.028496 | 0.028496 | 0.028496 | 0.028496 | 0.028496 | 0.028496 | 0.028496 | 0.028496 | 0.028496 | 0.028496 | 0.028496 | 0.028496 | 0.028496 | 0.028496 | 0.028496 | 0.028496 | 0.028496 | 0.028496 | 0.028496 | 0.028496 | 0.028496 | 0.028496 | 0.028496 | 0.028496
F5_Commercial_College_New_Food Preparation_Natural Gas_Range_E2 | F5 | Commercial | College | New | Food Preparation | Natural Gas | Range | E2 | Utility - Cost of Operation | 0.0285 | 0.0285 | 0.0285 | 0.0285 | 0.0285 | 0.0285 | 0.0285 | 0.0285 | 0.0285 | 0.0285 | 0.0285 | 0.0285 | 0.0285 | 0.0285 | 0.0285 | 0.0285 | 0.0285 | 0.0285 | 0.0285 | 0.0285 | 0.0285 | 0.0285 | 0.0285 | 0.0285 | 0.0285 | 0.0285 | 0.0285 | 0.0285 | 0.0285 | 0.0285 | 0.0285 | 0.0285 | 0.0285
F5_Commercial_College_New_Food Preparation_Natural Gas_Range_E3 | F5 | Commercial | College | New | Food Preparation | Natural Gas | Range | E3 | Utility - Cost of Operation | 0 | 0 | 0 | 0 | 0 | 0 | 0 | 0 | 0 | 0 | 0 | 0 | 0 | 0 | 0 | 0 | 0 | 0 | 0 | 0 | 0 | 0 | 0 | 0 | 0 | 0 | 0 | 0 | 0 | 0 | 0 | 0 | 0
F5_Commercial_College_New_Food Preparation_Natural Gas_Range_E4 | F5 | Commercial | College | New | Food Preparation | Natural Gas | Range | E4 | Utility - Cost of Operation | 0 | 0 | 0 | 0 | 0 | 0 | 0 | 0 | 0 | 0 | 0 | 0 | 0 | 0 | 0 | 0 | 0 | 0 | 0 | 0 | 0 | 0 | 0 | 0 | 0 | 0 | 0 | 0 | 0 | 0 | 0 | 0 | 0
F5_Commercial_College_New_Food Preparation_Natural Gas_Range_E5 | F5 | Commercial | College | New | Food Preparation | Natural Gas | Range | E5 | Utility - Cost of Operation | 0 | 0 | 0 | 0 | 0 | 0 | 0 | 0 | 0 | 0 | 0 | 0 | 0 | 0 | 0 | 0 | 0 | 0 | 0 | 0 | 0 | 0 | 0 | 0 | 0 | 0 | 0 | 0 | 0 | 0 | 0 | 0 | 0
F5_Commercial_College_New_Food Preparation_Natural Gas_Range_E6 | F5 | Commercial | College | New | Food Preparation | Natural Gas | Range | E6 | Utility - Cost of Operation | 0 | 0 | 0 | 0 | 0 | 0 | 0 | 0 | 0 | 0 | 0 | 0 | 0 | 0 | 0 | 0 | 0 | 0 | 0 | 0 | 0 | 0 | 0 | 0 | 0 | 0 | 0 | 0 | 0 | 0 | 0 | 0 | 0
F5_Commercial_College_New_Food Preparation_Natural Gas_Range_E7 | F5 | Commercial | College | New | Food Preparation | Natural Gas | Range | E7 | Utility - Cost of Operation | 0 | 0 | 0 | 0 | 0 | 0 | 0 | 0 | 0 | 0 | 0 | 0 | 0 | 0 | 0 | 0 | 0 | 0 | 0 | 0 | 0 | 0 | 0 | 0 | 0 | 0 | 0 | 0 | 0 | 0 | 0 | 0 | 0
F5_Commercial_College_New_Food Preparation_Natural Gas_Range_E8 | F5 | Commercial | College | New | Food Preparation | Natural Gas | Range | E8 | Utility - Cost of Operation | 0 | 0 | 0 | 0 | 0 | 0 | 0 | 0 | 0 | 0 | 0 | 0 | 0 | 0 | 0 | 0 | 0 | 0 | 0 | 0 | 0 | 0 | 0 | 0 | 0 | 0 | 0 | 0 | 0 | 0 | 0 | 0 | 0
F5_Commercial_College_New_Food Preparation_Natural Gas_Range_E9 | F5 | Commercial | College | New | Food Preparation | Natural Gas | Range | E9 | Utility - Cost of Operation | 0 | 0 | 0 | 0 | 0 | 0 | 0 | 0 | 0 | 0 | 0 | 0 | 0 | 0 | 0 | 0 | 0 | 0 | 0 | 0 | 0 | 0 | 0 | 0 | 0 | 0 | 0 | 0 | 0 | 0 | 0 | 0 | 0
F5_Commercial_College_New_Food Preparation_Natural Gas_Range_E10 | F5 | Commercial | College | New | Food Preparation | Natural Gas | Range | E10 | Utility - Cost of Operation | 0 | 0 | 0 | 0 | 0 | 0 | 0 | 0 | 0 | 0 | 0 | 0 | 0 | 0 | 0 | 0 | 0 | 0 | 0 | 0 | 0 | 0 | 0 | 0 | 0 | 0 | 0 | 0 | 0 | 0 | 0 | 0 | 0
F6_Commercial_College_New_Food Preparation_Natural Gas_Range_E1 | F6 | Commercial | College | New | Food Preparation | Natural Gas | Range | E1 | Utility - Value of Sales | 0.034819 | 0.034819 | 0.034819 | 0.034819 | 0.034819 | 0.034819 | 0.034819 | 0.034819 | 0.034819 | 0.034819 | 0.034819 | 0.034819 | 0.034819 | 0.034819 | 0.034819 | 0.034819 | 0.034819 | 0.034819 | 0.034819 | 0.034819 | 0.034819 | 0.034819 | 0.034819 | 0.034819 | 0.034819 | 0.034819 | 0.034819 | 0.034819 | 0.034819 | 0.034819 | 0.034819 | 0.034819 | 0.034819
F6_Commercial_College_New_Food Preparation_Natural Gas_Range_E2 | F6 | Commercial | College | New | Food Preparation | Natural Gas | Range | E2 | Utility - Value of Sales | 0.026114 | 0.026114 | 0.026114 | 0.026114 | 0.026114 | 0.026114 | 0.026114 | 0.026114 | 0.026114 | 0.026114 | 0.026114 | 0.026114 | 0.026114 | 0.026114 | 0.026114 | 0.026114 | 0.026114 | 0.026114 | 0.026114 | 0.026114 | 0.026114 | 0.026114 | 0.026114 | 0.026114 | 0.026114 | 0.026114 | 0.026114 | 0.026114 | 0.026114 | 0.026114 | 0.026114 | 0.026114 | 0.026114
F6_Commercial_College_New_Food Preparation_Natural Gas_Range_E3 | F6 | Commercial | College | New | Food Preparation | Natural Gas | Range | E3 | Utility - Value of Sales | 0 | 0 | 0 | 0 | 0 | 0 | 0 | 0 | 0 | 0 | 0 | 0 | 0 | 0 | 0 | 0 | 0 | 0 | 0 | 0 | 0 | 0 | 0 | 0 | 0 | 0 | 0 | 0 | 0 | 0 | 0 | 0 | 0
F6_Commercial_College_New_Food Preparation_Natural Gas_Range_E4 | F6 | Commercial | College | New | Food Preparation | Natural Gas | Range | E4 | Utility - Value of Sales | 0 | 0 | 0 | 0 | 0 | 0 | 0 | 0 | 0 | 0 | 0 | 0 | 0 | 0 | 0 | 0 | 0 | 0 | 0 | 0 | 0 | 0 | 0 | 0 | 0 | 0 | 0 | 0 | 0 | 0 | 0 | 0 | 0
F6_Commercial_College_New_Food Preparation_Natural Gas_Range_E5 | F6 | Commercial | College | New | Food Preparation | Natural Gas | Range | E5 | Utility - Value of Sales | 0 | 0 | 0 | 0 | 0 | 0 | 0 | 0 | 0 | 0 | 0 | 0 | 0 | 0 | 0 | 0 | 0 | 0 | 0 | 0 | 0 | 0 | 0 | 0 | 0 | 0 | 0 | 0 | 0 | 0 | 0 | 0 | 0
F6_Commercial_College_New_Food Preparation_Natural Gas_Range_E6 | F6 | Commercial | College | New | Food Preparation | Natural Gas | Range | E6 | Utility - Value of Sales | 0 | 0 | 0 | 0 | 0 | 0 | 0 | 0 | 0 | 0 | 0 | 0 | 0 | 0 | 0 | 0 | 0 | 0 | 0 | 0 | 0 | 0 | 0 | 0 | 0 | 0 | 0 | 0 | 0 | 0 | 0 | 0 | 0
F6_Commercial_College_New_Food Preparation_Natural Gas_Range_E7 | F6 | Commercial | College | New | Food Preparation | Natural Gas | Range | E7 | Utility - Value of Sales | 0 | 0 | 0 | 0 | 0 | 0 | 0 | 0 | 0 | 0 | 0 | 0 | 0 | 0 | 0 | 0 | 0 | 0 | 0 | 0 | 0 | 0 | 0 | 0 | 0 | 0 | 0 | 0 | 0 | 0 | 0 | 0 | 0
F6_Commercial_College_New_Food Preparation_Natural Gas_Range_E8 | F6 | Commercial | College | New | Food Preparation | Natural Gas | Range | E8 | Utility - Value of Sales | 0 | 0 | 0 | 0 | 0 | 0 | 0 | 0 | 0 | 0 | 0 | 0 | 0 | 0 | 0 | 0 | 0 | 0 | 0 | 0 | 0 | 0 | 0 | 0 | 0 | 0 | 0 | 0 | 0 | 0 | 0 | 0 | 0
F6_Commercial_College_New_Food Preparation_Natural Gas_Range_E9 | F6 | Commercial | College | New | Food Preparation | Natural Gas | Range | E9 | Utility - Value of Sales | 0 | 0 | 0 | 0 | 0 | 0 | 0 | 0 | 0 | 0 | 0 | 0 | 0 | 0 | 0 | 0 | 0 | 0 | 0 | 0 | 0 | 0 | 0 | 0 | 0 | 0 | 0 | 0 | 0 | 0 | 0 | 0 | 0
F6_Commercial_College_New_Food Preparation_Natural Gas_Range_E10 | F6 | Commercial | College | New | Food Preparation | Natural Gas | Range | E10 | Utility - Value of Sales | 0 | 0 | 0 | 0 | 0 | 0 | 0 | 0 | 0 | 0 | 0 | 0 | 0 | 0 | 0 | 0 | 0 | 0 | 0 | 0 | 0 | 0 | 0 | 0 | 0 | 0 | 0 | 0 | 0 | 0 | 0 | 0 | 0
F1_Commercial_College_New_Food Preparation_Natural Gas_Steamer_E1 | F1 | Commercial | College | New | Food Preparation | Natural Gas | Steamer | E1 | RVT - Cost of Equipment | 0.096901 | 0.097607 | 0.09841 | 0 | 0 | 0 | 0 | 0 | 0 | 0 | 0 | 0 | 0 | 0 | 0 | 0 | 0 | 0 | 0 | 0 | 0 | 0 | 0 | 0 | 0 | 0 | 0 | 0 | 0 | 0 | 0 | 0 | 0
F1_Commercial_College_New_Food Preparation_Natural Gas_Steamer_E2 | F1 | Commercial | College | New | Food Preparation | Natural Gas | Steamer | E2 | RVT - Cost of Equipment | 0.042038 | 0.042344 | 0.042692 | 0.043082 | 0.04353 | 0.04405 | 0.04448 | 0.044898 | 0.045322 | 0.045759 | 0.046174 | 0.04655 | 0.046928 | 0.047321 | 0.047751 | 0.04817 | 0.04862 | 0.0491 | 0.049604 | 0.050118 | 0.050632 | 0.051109 | 0.05154 | 0.051927 | 0.052266 | 0.052556 | 0.052758 | 0.052908 | 0.053038 | 0.05315 | 0.05326 | 0.053308 | 0.053308
F1_Commercial_College_New_Food Preparation_Natural Gas_Steamer_E3 | F1 | Commercial | College | New | Food Preparation | Natural Gas | Steamer | E3 | RVT - Cost of Equipment | 0 | 0 | 0 | 0 | 0 | 0 | 0 | 0 | 0 | 0 | 0 | 0 | 0 | 0 | 0 | 0 | 0 | 0 | 0 | 0 | 0 | 0 | 0 | 0 | 0 | 0 | 0 | 0 | 0 | 0 | 0 | 0 | 0
F1_Commercial_College_New_Food Preparation_Natural Gas_Steamer_E4 | F1 | Commercial | College | New | Food Preparation | Natural Gas | Steamer | E4 | RVT - Cost of Equipment | 0 | 0 | 0 | 0 | 0 | 0 | 0 | 0 | 0 | 0 | 0 | 0 | 0 | 0 | 0 | 0 | 0 | 0 | 0 | 0 | 0 | 0 | 0 | 0 | 0 | 0 | 0 | 0 | 0 | 0 | 0 | 0 | 0
F1_Commercial_College_New_Food Preparation_Natural Gas_Steamer_E5 | F1 | Commercial | College | New | Food Preparation | Natural Gas | Steamer | E5 | RVT - Cost of Equipment | 0 | 0 | 0 | 0 | 0 | 0 | 0 | 0 | 0 | 0 | 0 | 0 | 0 | 0 | 0 | 0 | 0 | 0 | 0 | 0 | 0 | 0 | 0 | 0 | 0 | 0 | 0 | 0 | 0 | 0 | 0 | 0 | 0
F1_Commercial_College_New_Food Preparation_Natural Gas_Steamer_E6 | F1 | Commercial | College | New | Food Preparation | Natural Gas | Steamer | E6 | RVT - Cost of Equipment | 0 | 0 | 0 | 0 | 0 | 0 | 0 | 0 | 0 | 0 | 0 | 0 | 0 | 0 | 0 | 0 | 0 | 0 | 0 | 0 | 0 | 0 | 0 | 0 | 0 | 0 | 0 | 0 | 0 | 0 | 0 | 0 | 0
F1_Commercial_College_New_Food Preparation_Natural Gas_Steamer_E7 | F1 | Commercial | College | New | Food Preparation | Natural Gas | Steamer | E7 | RVT - Cost of Equipment | 0 | 0 | 0 | 0 | 0 | 0 | 0 | 0 | 0 | 0 | 0 | 0 | 0 | 0 | 0 | 0 | 0 | 0 | 0 | 0 | 0 | 0 | 0 | 0 | 0 | 0 | 0 | 0 | 0 | 0 | 0 | 0 | 0
F1_Commercial_College_New_Food Preparation_Natural Gas_Steamer_E8 | F1 | Commercial | College | New | Food Preparation | Natural Gas | Steamer | E8 | RVT - Cost of Equipment | 0 | 0 | 0 | 0 | 0 | 0 | 0 | 0 | 0 | 0 | 0 | 0 | 0 | 0 | 0 | 0 | 0 | 0 | 0 | 0 | 0 | 0 | 0 | 0 | 0 | 0 | 0 | 0 | 0 | 0 | 0 | 0 | 0
F1_Commercial_College_New_Food Preparation_Natural Gas_Steamer_E9 | F1 | Commercial | College | New | Food Preparation | Natural Gas | Steamer | E9 | RVT - Cost of Equipment | 0 | 0 | 0 | 0 | 0 | 0 | 0 | 0 | 0 | 0 | 0 | 0 | 0 | 0 | 0 | 0 | 0 | 0 | 0 | 0 | 0 | 0 | 0 | 0 | 0 | 0 | 0 | 0 | 0 | 0 | 0 | 0 | 0
F1_Commercial_College_New_Food Preparation_Natural Gas_Steamer_E10 | F1 | Commercial | College | New | Food Preparation | Natural Gas | Steamer | E10 | RVT - Cost of Equipment | 0 | 0 | 0 | 0 | 0 | 0 | 0 | 0 | 0 | 0 | 0 | 0 | 0 | 0 | 0 | 0 | 0 | 0 | 0 | 0 | 0 | 0 | 0 | 0 | 0 | 0 | 0 | 0 | 0 | 0 | 0 | 0 | 0
F2_Commercial_College_New_Food Preparation_Natural Gas_Steamer_E1 | F2 | Commercial | College | New | Food Preparation | Natural Gas | Steamer | E1 | RVT - Cost of Operation | 0.11609 | 0.11694 | 0.1179 | 0 | 0 | 0 | 0 | 0 | 0 | 0 | 0 | 0 | 0 | 0 | 0 | 0 | 0 | 0 | 0 | 0 | 0 | 0 | 0 | 0 | 0 | 0 | 0 | 0 | 0 | 0 | 0 | 0 | 0
F2_Commercial_College_New_Food Preparation_Natural Gas_Steamer_E2 | F2 | Commercial | College | New | Food Preparation | Natural Gas | Steamer | E2 | RVT - Cost of Operation | 0.050364 | 0.050731 | 0.051148 | 0.051615 | 0.052151 | 0.052775 | 0.05329 | 0.053791 | 0.054299 | 0.054823 | 0.055319 | 0.05577 | 0.056223 | 0.056693 | 0.057208 | 0.057711 | 0.05825 | 0.058825 | 0.059429 | 0.060045 | 0.060661 | 0.061232 | 0.061748 | 0.062212 | 0.062618 | 0.062966 | 0.063208 | 0.063388 | 0.063544 | 0.063677 | 0.063808 | 0.063867 | 0.063867
F2_Commercial_College_New_Food Preparation_Natural Gas_Steamer_E3 | F2 | Commercial | College | New | Food Preparation | Natural Gas | Steamer | E3 | RVT - Cost of Operation | 0 | 0 | 0 | 0 | 0 | 0 | 0 | 0 | 0 | 0 | 0 | 0 | 0 | 0 | 0 | 0 | 0 | 0 | 0 | 0 | 0 | 0 | 0 | 0 | 0 | 0 | 0 | 0 | 0 | 0 | 0 | 0 | 0
F2_Commercial_College_New_Food Preparation_Natural Gas_Steamer_E4 | F2 | Commercial | College | New | Food Preparation | Natural Gas | Steamer | E4 | RVT - Cost of Operation | 0 | 0 | 0 | 0 | 0 | 0 | 0 | 0 | 0 | 0 | 0 | 0 | 0 | 0 | 0 | 0 | 0 | 0 | 0 | 0 | 0 | 0 | 0 | 0 | 0 | 0 | 0 | 0 | 0 | 0 | 0 | 0 | 0
F2_Commercial_College_New_Food Preparation_Natural Gas_Steamer_E5 | F2 | Commercial | College | New | Food Preparation | Natural Gas | Steamer | E5 | RVT - Cost of Operation | 0 | 0 | 0 | 0 | 0 | 0 | 0 | 0 | 0 | 0 | 0 | 0 | 0 | 0 | 0 | 0 | 0 | 0 | 0 | 0 | 0 | 0 | 0 | 0 | 0 | 0 | 0 | 0 | 0 | 0 | 0 | 0 | 0
F2_Commercial_College_New_Food Preparation_Natural Gas_Steamer_E6 | F2 | Commercial | College | New | Food Preparation | Natural Gas | Steamer | E6 | RVT - Cost of Operation | 0 | 0 | 0 | 0 | 0 | 0 | 0 | 0 | 0 | 0 | 0 | 0 | 0 | 0 | 0 | 0 | 0 | 0 | 0 | 0 | 0 | 0 | 0 | 0 | 0 | 0 | 0 | 0 | 0 | 0 | 0 | 0 | 0
F2_Commercial_College_New_Food Preparation_Natural Gas_Steamer_E7 | F2 | Commercial | College | New | Food Preparation | Natural Gas | Steamer | E7 | RVT - Cost of Operation | 0 | 0 | 0 | 0 | 0 | 0 | 0 | 0 | 0 | 0 | 0 | 0 | 0 | 0 | 0 | 0 | 0 | 0 | 0 | 0 | 0 | 0 | 0 | 0 | 0 | 0 | 0 | 0 | 0 | 0 | 0 | 0 | 0
F2_Commercial_College_New_Food Preparation_Natural Gas_Steamer_E8 | F2 | Commercial | College | New | Food Preparation | Natural Gas | Steamer | E8 | RVT - Cost of Operation | 0 | 0 | 0 | 0 | 0 | 0 | 0 | 0 | 0 | 0 | 0 | 0 | 0 | 0 | 0 | 0 | 0 | 0 | 0 | 0 | 0 | 0 | 0 | 0 | 0 | 0 | 0 | 0 | 0 | 0 | 0 | 0 | 0
F2_Commercial_College_New_Food Preparation_Natural Gas_Steamer_E9 | F2 | Commercial | College | New | Food Preparation | Natural Gas | Steamer | E9 | RVT - Cost of Operation | 0 | 0 | 0 | 0 | 0 | 0 | 0 | 0 | 0 | 0 | 0 | 0 | 0 | 0 | 0 | 0 | 0 | 0 | 0 | 0 | 0 | 0 | 0 | 0 | 0 | 0 | 0 | 0 | 0 | 0 | 0 | 0 | 0
F2_Commercial_College_New_Food Preparation_Natural Gas_Steamer_E10 | F2 | Commercial | College | New | Food Preparation | Natural Gas | Steamer | E10 | RVT - Cost of Operation | 0 | 0 | 0 | 0 | 0 | 0 | 0 | 0 | 0 | 0 | 0 | 0 | 0 | 0 | 0 | 0 | 0 | 0 | 0 | 0 | 0 | 0 | 0 | 0 | 0 | 0 | 0 | 0 | 0 | 0 | 0 | 0 | 0
F3_Commercial_College_New_Food Preparation_Natural Gas_Steamer_E1 | F3 | Commercial | College | New | Food Preparation | Natural Gas | Steamer | E1 | System - kBTUs of Consumption | 0.073442 | 0.073442 | 0.073442 | 0 | 0 | 0 | 0 | 0 | 0 | 0 | 0 | 0 | 0 | 0 | 0 | 0 | 0 | 0 | 0 | 0 | 0 | 0 | 0 | 0 | 0 | 0 | 0 | 0 | 0 | 0 | 0 | 0 | 0
F3_Commercial_College_New_Food Preparation_Natural Gas_Steamer_E2 | F3 | Commercial | College | New | Food Preparation | Natural Gas | Steamer | E2 | System - kBTUs of Consumption | 0.086037 | 0.086037 | 0.086037 | 0.086037 | 0.086037 | 0.086037 | 0.086037 | 0.086037 | 0.086037 | 0.086037 | 0.086037 | 0.086037 | 0.086037 | 0.086037 | 0.086037 | 0.086037 | 0.086037 | 0.086037 | 0.086037 | 0.086037 | 0.086037 | 0.086037 | 0.086037 | 0.086037 | 0.086037 | 0.086037 | 0.086037 | 0.086037 | 0.086037 | 0.086037 | 0.086037 | 0.086037 | 0.086037
F3_Commercial_College_New_Food Preparation_Natural Gas_Steamer_E3 | F3 | Commercial | College | New | Food Preparation | Natural Gas | Steamer | E3 | System - kBTUs of Consumption | 0 | 0 | 0 | 0 | 0 | 0 | 0 | 0 | 0 | 0 | 0 | 0 | 0 | 0 | 0 | 0 | 0 | 0 | 0 | 0 | 0 | 0 | 0 | 0 | 0 | 0 | 0 | 0 | 0 | 0 | 0 | 0 | 0
F3_Commercial_College_New_Food Preparation_Natural Gas_Steamer_E4 | F3 | Commercial | College | New | Food Preparation | Natural Gas | Steamer | E4 | System - kBTUs of Consumption | 0 | 0 | 0 | 0 | 0 | 0 | 0 | 0 | 0 | 0 | 0 | 0 | 0 | 0 | 0 | 0 | 0 | 0 | 0 | 0 | 0 | 0 | 0 | 0 | 0 | 0 | 0 | 0 | 0 | 0 | 0 | 0 | 0
F3_Commercial_College_New_Food Preparation_Natural Gas_Steamer_E5 | F3 | Commercial | College | New | Food Preparation | Natural Gas | Steamer | E5 | System - kBTUs of Consumption | 0 | 0 | 0 | 0 | 0 | 0 | 0 | 0 | 0 | 0 | 0 | 0 | 0 | 0 | 0 | 0 | 0 | 0 | 0 | 0 | 0 | 0 | 0 | 0 | 0 | 0 | 0 | 0 | 0 | 0 | 0 | 0 | 0
F3_Commercial_College_New_Food Preparation_Natural Gas_Steamer_E6 | F3 | Commercial | College | New | Food Preparation | Natural Gas | Steamer | E6 | System - kBTUs of Consumption | 0 | 0 | 0 | 0 | 0 | 0 | 0 | 0 | 0 | 0 | 0 | 0 | 0 | 0 | 0 | 0 | 0 | 0 | 0 | 0 | 0 | 0 | 0 | 0 | 0 | 0 | 0 | 0 | 0 | 0 | 0 | 0 | 0
F3_Commercial_College_New_Food Preparation_Natural Gas_Steamer_E7 | F3 | Commercial | College | New | Food Preparation | Natural Gas | Steamer | E7 | System - kBTUs of Consumption | 0 | 0 | 0 | 0 | 0 | 0 | 0 | 0 | 0 | 0 | 0 | 0 | 0 | 0 | 0 | 0 | 0 | 0 | 0 | 0 | 0 | 0 | 0 | 0 | 0 | 0 | 0 | 0 | 0 | 0 | 0 | 0 | 0
F3_Commercial_College_New_Food Preparation_Natural Gas_Steamer_E8 | F3 | Commercial | College | New | Food Preparation | Natural Gas | Steamer | E8 | System - kBTUs of Consumption | 0 | 0 | 0 | 0 | 0 | 0 | 0 | 0 | 0 | 0 | 0 | 0 | 0 | 0 | 0 | 0 | 0 | 0 | 0 | 0 | 0 | 0 | 0 | 0 | 0 | 0 | 0 | 0 | 0 | 0 | 0 | 0 | 0
F3_Commercial_College_New_Food Preparation_Natural Gas_Steamer_E9 | F3 | Commercial | College | New | Food Preparation | Natural Gas | Steamer | E9 | System - kBTUs of Consumption | 0 | 0 | 0 | 0 | 0 | 0 | 0 | 0 | 0 | 0 | 0 | 0 | 0 | 0 | 0 | 0 | 0 | 0 | 0 | 0 | 0 | 0 | 0 | 0 | 0 | 0 | 0 | 0 | 0 | 0 | 0 | 0 | 0
F3_Commercial_College_New_Food Preparation_Natural Gas_Steamer_E10 | F3 | Commercial | College | New | Food Preparation | Natural Gas | Steamer | E10 | System - kBTUs of Consumption | 0 | 0 | 0 | 0 | 0 | 0 | 0 | 0 | 0 | 0 | 0 | 0 | 0 | 0 | 0 | 0 | 0 | 0 | 0 | 0 | 0 | 0 | 0 | 0 | 0 | 0 | 0 | 0 | 0 | 0 | 0 | 0 | 0
F4_Commercial_College_New_Food Preparation_Natural Gas_Steamer_E1 | F4 | Commercial | College | New | Food Preparation | Natural Gas | Steamer | E1 | Utility - Cost of Equipment | 0.11609 | 0.11694 | 0.1179 | 0 | 0 | 0 | 0 | 0 | 0 | 0 | 0 | 0 | 0 | 0 | 0 | 0 | 0 | 0 | 0 | 0 | 0 | 0 | 0 | 0 | 0 | 0 | 0 | 0 | 0 | 0 | 0 | 0 | 0
F4_Commercial_College_New_Food Preparation_Natural Gas_Steamer_E2 | F4 | Commercial | College | New | Food Preparation | Natural Gas | Steamer | E2 | Utility - Cost of Equipment | 0.050364 | 0.050731 | 0.051148 | 0.051615 | 0.052151 | 0.052775 | 0.05329 | 0.053791 | 0.054299 | 0.054823 | 0.055319 | 0.05577 | 0.056223 | 0.056693 | 0.057208 | 0.057711 | 0.05825 | 0.058825 | 0.059429 | 0.060045 | 0.060661 | 0.061232 | 0.061748 | 0.062212 | 0.062618 | 0.062966 | 0.063208 | 0.063388 | 0.063544 | 0.063677 | 0.063808 | 0.063867 | 0.063867
F4_Commercial_College_New_Food Preparation_Natural Gas_Steamer_E3 | F4 | Commercial | College | New | Food Preparation | Natural Gas | Steamer | E3 | Utility - Cost of Equipment | 0 | 0 | 0 | 0 | 0 | 0 | 0 | 0 | 0 | 0 | 0 | 0 | 0 | 0 | 0 | 0 | 0 | 0 | 0 | 0 | 0 | 0 | 0 | 0 | 0 | 0 | 0 | 0 | 0 | 0 | 0 | 0 | 0
F4_Commercial_College_New_Food Preparation_Natural Gas_Steamer_E4 | F4 | Commercial | College | New | Food Preparation | Natural Gas | Steamer | E4 | Utility - Cost of Equipment | 0 | 0 | 0 | 0 | 0 | 0 | 0 | 0 | 0 | 0 | 0 | 0 | 0 | 0 | 0 | 0 | 0 | 0 | 0 | 0 | 0 | 0 | 0 | 0 | 0 | 0 | 0 | 0 | 0 | 0 | 0 | 0 | 0
F4_Commercial_College_New_Food Preparation_Natural Gas_Steamer_E5 | F4 | Commercial | College | New | Food Preparation | Natural Gas | Steamer | E5 | Utility - Cost of Equipment | 0 | 0 | 0 | 0 | 0 | 0 | 0 | 0 | 0 | 0 | 0 | 0 | 0 | 0 | 0 | 0 | 0 | 0 | 0 | 0 | 0 | 0 | 0 | 0 | 0 | 0 | 0 | 0 | 0 | 0 | 0 | 0 | 0
F4_Commercial_College_New_Food Preparation_Natural Gas_Steamer_E6 | F4 | Commercial | College | New | Food Preparation | Natural Gas | Steamer | E6 | Utility - Cost of Equipment | 0 | 0 | 0 | 0 | 0 | 0 | 0 | 0 | 0 | 0 | 0 | 0 | 0 | 0 | 0 | 0 | 0 | 0 | 0 | 0 | 0 | 0 | 0 | 0 | 0 | 0 | 0 | 0 | 0 | 0 | 0 | 0 | 0
F4_Commercial_College_New_Food Preparation_Natural Gas_Steamer_E7 | F4 | Commercial | College | New | Food Preparation | Natural Gas | Steamer | E7 | Utility - Cost of Equipment | 0 | 0 | 0 | 0 | 0 | 0 | 0 | 0 | 0 | 0 | 0 | 0 | 0 | 0 | 0 | 0 | 0 | 0 | 0 | 0 | 0 | 0 | 0 | 0 | 0 | 0 | 0 | 0 | 0 | 0 | 0 | 0 | 0
F4_Commercial_College_New_Food Preparation_Natural Gas_Steamer_E8 | F4 | Commercial | College | New | Food Preparation | Natural Gas | Steamer | E8 | Utility - Cost of Equipment | 0 | 0 | 0 | 0 | 0 | 0 | 0 | 0 | 0 | 0 | 0 | 0 | 0 | 0 | 0 | 0 | 0 | 0 | 0 | 0 | 0 | 0 | 0 | 0 | 0 | 0 | 0 | 0 | 0 | 0 | 0 | 0 | 0
F4_Commercial_College_New_Food Preparation_Natural Gas_Steamer_E9 | F4 | Commercial | College | New | Food Preparation | Natural Gas | Steamer | E9 | Utility - Cost of Equipment | 0 | 0 | 0 | 0 | 0 | 0 | 0 | 0 | 0 | 0 | 0 | 0 | 0 | 0 | 0 | 0 | 0 | 0 | 0 | 0 | 0 | 0 | 0 | 0 | 0 | 0 | 0 | 0 | 0 | 0 | 0 | 0 | 0
F4_Commercial_College_New_Food Preparation_Natural Gas_Steamer_E10 | F4 | Commercial | College | New | Food Preparation | Natural Gas | Steamer | E10 | Utility - Cost of Equipment | 0 | 0 | 0 | 0 | 0 | 0 | 0 | 0 | 0 | 0 | 0 | 0 | 0 | 0 | 0 | 0 | 0 | 0 | 0 | 0 | 0 | 0 | 0 | 0 | 0 | 0 | 0 | 0 | 0 | 0 | 0 | 0 | 0
F5_Commercial_College_New_Food Preparation_Natural Gas_Steamer_E1 | F5 | Commercial | College | New | Food Preparation | Natural Gas | Steamer | E1 | Utility - Cost of Operation | 0.073442 | 0.073442 | 0.073442 | 0 | 0 | 0 | 0 | 0 | 0 | 0 | 0 | 0 | 0 | 0 | 0 | 0 | 0 | 0 | 0 | 0 | 0 | 0 | 0 | 0 | 0 | 0 | 0 | 0 | 0 | 0 | 0 | 0 | 0
F5_Commercial_College_New_Food Preparation_Natural Gas_Steamer_E2 | F5 | Commercial | College | New | Food Preparation | Natural Gas | Steamer | E2 | Utility - Cost of Operation | 0.086037 | 0.086037 | 0.086037 | 0.086037 | 0.086037 | 0.086037 | 0.086037 | 0.086037 | 0.086037 | 0.086037 | 0.086037 | 0.086037 | 0.086037 | 0.086037 | 0.086037 | 0.086037 | 0.086037 | 0.086037 | 0.086037 | 0.086037 | 0.086037 | 0.086037 | 0.086037 | 0.086037 | 0.086037 | 0.086037 | 0.086037 | 0.086037 | 0.086037 | 0.086037 | 0.086037 | 0.086037 | 0.086037
F5_Commercial_College_New_Food Preparation_Natural Gas_Steamer_E3 | F5 | Commercial | College | New | Food Preparation | Natural Gas | Steamer | E3 | Utility - Cost of Operation | 0 | 0 | 0 | 0 | 0 | 0 | 0 | 0 | 0 | 0 | 0 | 0 | 0 | 0 | 0 | 0 | 0 | 0 | 0 | 0 | 0 | 0 | 0 | 0 | 0 | 0 | 0 | 0 | 0 | 0 | 0 | 0 | 0
F5_Commercial_College_New_Food Preparation_Natural Gas_Steamer_E4 | F5 | Commercial | College | New | Food Preparation | Natural Gas | Steamer | E4 | Utility - Cost of Operation | 0 | 0 | 0 | 0 | 0 | 0 | 0 | 0 | 0 | 0 | 0 | 0 | 0 | 0 | 0 | 0 | 0 | 0 | 0 | 0 | 0 | 0 | 0 | 0 | 0 | 0 | 0 | 0 | 0 | 0 | 0 | 0 | 0
F5_Commercial_College_New_Food Preparation_Natural Gas_Steamer_E5 | F5 | Commercial | College | New | Food Preparation | Natural Gas | Steamer | E5 | Utility - Cost of Operation | 0 | 0 | 0 | 0 | 0 | 0 | 0 | 0 | 0 | 0 | 0 | 0 | 0 | 0 | 0 | 0 | 0 | 0 | 0 | 0 | 0 | 0 | 0 | 0 | 0 | 0 | 0 | 0 | 0 | 0 | 0 | 0 | 0
F5_Commercial_College_New_Food Preparation_Natural Gas_Steamer_E6 | F5 | Commercial | College | New | Food Preparation | Natural Gas | Steamer | E6 | Utility - Cost of Operation | 0 | 0 | 0 | 0 | 0 | 0 | 0 | 0 | 0 | 0 | 0 | 0 | 0 | 0 | 0 | 0 | 0 | 0 | 0 | 0 | 0 | 0 | 0 | 0 | 0 | 0 | 0 | 0 | 0 | 0 | 0 | 0 | 0
F5_Commercial_College_New_Food Preparation_Natural Gas_Steamer_E7 | F5 | Commercial | College | New | Food Preparation | Natural Gas | Steamer | E7 | Utility - Cost of Operation | 0 | 0 | 0 | 0 | 0 | 0 | 0 | 0 | 0 | 0 | 0 | 0 | 0 | 0 | 0 | 0 | 0 | 0 | 0 | 0 | 0 | 0 | 0 | 0 | 0 | 0 | 0 | 0 | 0 | 0 | 0 | 0 | 0
F5_Commercial_College_New_Food Preparation_Natural Gas_Steamer_E8 | F5 | Commercial | College | New | Food Preparation | Natural Gas | Steamer | E8 | Utility - Cost of Operation | 0 | 0 | 0 | 0 | 0 | 0 | 0 | 0 | 0 | 0 | 0 | 0 | 0 | 0 | 0 | 0 | 0 | 0 | 0 | 0 | 0 | 0 | 0 | 0 | 0 | 0 | 0 | 0 | 0 | 0 | 0 | 0 | 0
F5_Commercial_College_New_Food Preparation_Natural Gas_Steamer_E9 | F5 | Commercial | College | New | Food Preparation | Natural Gas | Steamer | E9 | Utility - Cost of Operation | 0 | 0 | 0 | 0 | 0 | 0 | 0 | 0 | 0 | 0 | 0 | 0 | 0 | 0 | 0 | 0 | 0 | 0 | 0 | 0 | 0 | 0 | 0 | 0 | 0 | 0 | 0 | 0 | 0 | 0 | 0 | 0 | 0
F5_Commercial_College_New_Food Preparation_Natural Gas_Steamer_E10 | F5 | Commercial | College | New | Food Preparation | Natural Gas | Steamer | E10 | Utility - Cost of Operation | 0 | 0 | 0 | 0 | 0 | 0 | 0 | 0 | 0 | 0 | 0 | 0 | 0 | 0 | 0 | 0 | 0 | 0 | 0 | 0 | 0 | 0 | 0 | 0 | 0 | 0 | 0 | 0 | 0 | 0 | 0 | 0 | 0
F6_Commercial_College_New_Food Preparation_Natural Gas_Steamer_E1 | F6 | Commercial | College | New | Food Preparation | Natural Gas | Steamer | E1 | Utility - Value of Sales | 0.069152 | 0.069152 | 0.069152 | 0 | 0 | 0 | 0 | 0 | 0 | 0 | 0 | 0 | 0 | 0 | 0 | 0 | 0 | 0 | 0 | 0 | 0 | 0 | 0 | 0 | 0 | 0 | 0 | 0 | 0 | 0 | 0 | 0 | 0
F6_Commercial_College_New_Food Preparation_Natural Gas_Steamer_E2 | F6 | Commercial | College | New | Food Preparation | Natural Gas | Steamer | E2 | Utility - Value of Sales | 0.03 | 0.03 | 0.03 | 0.03 | 0.03 | 0.03 | 0.03 | 0.03 | 0.03 | 0.03 | 0.03 | 0.03 | 0.03 | 0.03 | 0.03 | 0.03 | 0.03 | 0.03 | 0.03 | 0.03 | 0.03 | 0.03 | 0.03 | 0.03 | 0.03 | 0.03 | 0.03 | 0.03 | 0.03 | 0.03 | 0.03 | 0.03 | 0.03
F6_Commercial_College_New_Food Preparation_Natural Gas_Steamer_E3 | F6 | Commercial | College | New | Food Preparation | Natural Gas | Steamer | E3 | Utility - Value of Sales | 0 | 0 | 0 | 0 | 0 | 0 | 0 | 0 | 0 | 0 | 0 | 0 | 0 | 0 | 0 | 0 | 0 | 0 | 0 | 0 | 0 | 0 | 0 | 0 | 0 | 0 | 0 | 0 | 0 | 0 | 0 | 0 | 0
F6_Commercial_College_New_Food Preparation_Natural Gas_Steamer_E4 | F6 | Commercial | College | New | Food Preparation | Natural Gas | Steamer | E4 | Utility - Value of Sales | 0 | 0 | 0 | 0 | 0 | 0 | 0 | 0 | 0 | 0 | 0 | 0 | 0 | 0 | 0 | 0 | 0 | 0 | 0 | 0 | 0 | 0 | 0 | 0 | 0 | 0 | 0 | 0 | 0 | 0 | 0 | 0 | 0
F6_Commercial_College_New_Food Preparation_Natural Gas_Steamer_E5 | F6 | Commercial | College | New | Food Preparation | Natural Gas | Steamer | E5 | Utility - Value of Sales | 0 | 0 | 0 | 0 | 0 | 0 | 0 | 0 | 0 | 0 | 0 | 0 | 0 | 0 | 0 | 0 | 0 | 0 | 0 | 0 | 0 | 0 | 0 | 0 | 0 | 0 | 0 | 0 | 0 | 0 | 0 | 0 | 0
F6_Commercial_College_New_Food Preparation_Natural Gas_Steamer_E6 | F6 | Commercial | College | New | Food Preparation | Natural Gas | Steamer | E6 | Utility - Value of Sales | 0 | 0 | 0 | 0 | 0 | 0 | 0 | 0 | 0 | 0 | 0 | 0 | 0 | 0 | 0 | 0 | 0 | 0 | 0 | 0 | 0 | 0 | 0 | 0 | 0 | 0 | 0 | 0 | 0 | 0 | 0 | 0 | 0
F6_Commercial_College_New_Food Preparation_Natural Gas_Steamer_E7 | F6 | Commercial | College | New | Food Preparation | Natural Gas | Steamer | E7 | Utility - Value of Sales | 0 | 0 | 0 | 0 | 0 | 0 | 0 | 0 | 0 | 0 | 0 | 0 | 0 | 0 | 0 | 0 | 0 | 0 | 0 | 0 | 0 | 0 | 0 | 0 | 0 | 0 | 0 | 0 | 0 | 0 | 0 | 0 | 0
F6_Commercial_College_New_Food Preparation_Natural Gas_Steamer_E8 | F6 | Commercial | College | New | Food Preparation | Natural Gas | Steamer | E8 | Utility - Value of Sales | 0 | 0 | 0 | 0 | 0 | 0 | 0 | 0 | 0 | 0 | 0 | 0 | 0 | 0 | 0 | 0 | 0 | 0 | 0 | 0 | 0 | 0 | 0 | 0 | 0 | 0 | 0 | 0 | 0 | 0 | 0 | 0 | 0
F6_Commercial_College_New_Food Preparation_Natural Gas_Steamer_E9 | F6 | Commercial | College | New | Food Preparation | Natural Gas | Steamer | E9 | Utility - Value of Sales | 0 | 0 | 0 | 0 | 0 | 0 | 0 | 0 | 0 | 0 | 0 | 0 | 0 | 0 | 0 | 0 | 0 | 0 | 0 | 0 | 0 | 0 | 0 | 0 | 0 | 0 | 0 | 0 | 0 | 0 | 0 | 0 | 0
F6_Commercial_College_New_Food Preparation_Natural Gas_Steamer_E10 | F6 | Commercial | College | New | Food Preparation | Natural Gas | Steamer | E10 | Utility - Value of Sales | 0 | 0 | 0 | 0 | 0 | 0 | 0 | 0 | 0 | 0 | 0 | 0 | 0 | 0 | 0 | 0 | 0 | 0 | 0 | 0 | 0 | 0 | 0 | 0 | 0 | 0 | 0 | 0 | 0 | 0 | 0 | 0 | 0
F1_Commercial_College_New_Food Preparation_Natural Gas_Food Prep Other_E1 | F1 | Commercial | College | New | Food Preparation | Natural Gas | Food Prep Other | E1 | RVT - Cost of Equipment | 0.017295 | 0.017416 | 0.017561 | 0.017729 | 0.017927 | 0.018158 | 0.018343 | 0.018519 | 0.018693 | 0.018868 | 0.019029 | 0.01917 | 0.019311 | 0.019461 | 0.019634 | 0.019807 | 0.019997 | 0.020206 | 0.020428 | 0.020657 | 0.02089 | 0.021109 | 0.021309 | 0.021491 | 0.021652 | 0.02179 | 0.021886 | 0.021957 | 0.022019 | 0.022072 | 0.022124 | 0.022147 | 0.022147
F1_Commercial_College_New_Food Preparation_Natural Gas_Food Prep Other_E2 | F1 | Commercial | College | New | Food Preparation | Natural Gas | Food Prep Other | E2 | RVT - Cost of Equipment | 0.017295 | 0.017416 | 0.017561 | 0.017729 | 0.017927 | 0.018158 | 0.018343 | 0.018519 | 0.018693 | 0.018868 | 0.019029 | 0.01917 | 0.019311 | 0.019461 | 0.019634 | 0.019807 | 0.019997 | 0.020206 | 0.020428 | 0.020657 | 0.02089 | 0.021109 | 0.021309 | 0.021491 | 0.021652 | 0.02179 | 0.021886 | 0.021957 | 0.022019 | 0.022072 | 0.022124 | 0.022147 | 0.022147
F1_Commercial_College_New_Food Preparation_Natural Gas_Food Prep Other_E3 | F1 | Commercial | College | New | Food Preparation | Natural Gas | Food Prep Other | E3 | RVT - Cost of Equipment | 0 | 0 | 0 | 0 | 0 | 0 | 0 | 0 | 0 | 0 | 0 | 0 | 0 | 0 | 0 | 0 | 0 | 0 | 0 | 0 | 0 | 0 | 0 | 0 | 0 | 0 | 0 | 0 | 0 | 0 | 0 | 0 | 0
F1_Commercial_College_New_Food Preparation_Natural Gas_Food Prep Other_E4 | F1 | Commercial | College | New | Food Preparation | Natural Gas | Food Prep Other | E4 | RVT - Cost of Equipment | 0 | 0 | 0 | 0 | 0 | 0 | 0 | 0 | 0 | 0 | 0 | 0 | 0 | 0 | 0 | 0 | 0 | 0 | 0 | 0 | 0 | 0 | 0 | 0 | 0 | 0 | 0 | 0 | 0 | 0 | 0 | 0 | 0
F1_Commercial_College_New_Food Preparation_Natural Gas_Food Prep Other_E5 | F1 | Commercial | College | New | Food Preparation | Natural Gas | Food Prep Other | E5 | RVT - Cost of Equipment | 0 | 0 | 0 | 0 | 0 | 0 | 0 | 0 | 0 | 0 | 0 | 0 | 0 | 0 | 0 | 0 | 0 | 0 | 0 | 0 | 0 | 0 | 0 | 0 | 0 | 0 | 0 | 0 | 0 | 0 | 0 | 0 | 0
F1_Commercial_College_New_Food Preparation_Natural Gas_Food Prep Other_E6 | F1 | Commercial | College | New | Food Preparation | Natural Gas | Food Prep Other | E6 | RVT - Cost of Equipment | 0 | 0 | 0 | 0 | 0 | 0 | 0 | 0 | 0 | 0 | 0 | 0 | 0 | 0 | 0 | 0 | 0 | 0 | 0 | 0 | 0 | 0 | 0 | 0 | 0 | 0 | 0 | 0 | 0 | 0 | 0 | 0 | 0
F1_Commercial_College_New_Food Preparation_Natural Gas_Food Prep Other_E7 | F1 | Commercial | College | New | Food Preparation | Natural Gas | Food Prep Other | E7 | RVT - Cost of Equipment | 0 | 0 | 0 | 0 | 0 | 0 | 0 | 0 | 0 | 0 | 0 | 0 | 0 | 0 | 0 | 0 | 0 | 0 | 0 | 0 | 0 | 0 | 0 | 0 | 0 | 0 | 0 | 0 | 0 | 0 | 0 | 0 | 0
F1_Commercial_College_New_Food Preparation_Natural Gas_Food Prep Other_E8 | F1 | Commercial | College | New | Food Preparation | Natural Gas | Food Prep Other | E8 | RVT - Cost of Equipment | 0 | 0 | 0 | 0 | 0 | 0 | 0 | 0 | 0 | 0 | 0 | 0 | 0 | 0 | 0 | 0 | 0 | 0 | 0 | 0 | 0 | 0 | 0 | 0 | 0 | 0 | 0 | 0 | 0 | 0 | 0 | 0 | 0
F1_Commercial_College_New_Food Preparation_Natural Gas_Food Prep Other_E9 | F1 | Commercial | College | New | Food Preparation | Natural Gas | Food Prep Other | E9 | RVT - Cost of Equipment | 0 | 0 | 0 | 0 | 0 | 0 | 0 | 0 | 0 | 0 | 0 | 0 | 0 | 0 | 0 | 0 | 0 | 0 | 0 | 0 | 0 | 0 | 0 | 0 | 0 | 0 | 0 | 0 | 0 | 0 | 0 | 0 | 0
F1_Commercial_College_New_Food Preparation_Natural Gas_Food Prep Other_E10 | F1 | Commercial | College | New | Food Preparation | Natural Gas | Food Prep Other | E10 | RVT - Cost of Equipment | 0 | 0 | 0 | 0 | 0 | 0 | 0 | 0 | 0 | 0 | 0 | 0 | 0 | 0 | 0 | 0 | 0 | 0 | 0 | 0 | 0 | 0 | 0 | 0 | 0 | 0 | 0 | 0 | 0 | 0 | 0 | 0 | 0
F2_Commercial_College_New_Food Preparation_Natural Gas_Food Prep Other_E1 | F2 | Commercial | College | New | Food Preparation | Natural Gas | Food Prep Other | E1 | RVT - Cost of Operation | 0.02072 | 0.020866 | 0.021039 | 0.021241 | 0.021477 | 0.021754 | 0.021976 | 0.022187 | 0.022395 | 0.022605 | 0.022798 | 0.022967 | 0.023136 | 0.023315 | 0.023523 | 0.02373 | 0.023958 | 0.024208 | 0.024474 | 0.024749 | 0.025028 | 0.02529 | 0.025529 | 0.025748 | 0.025941 | 0.026106 | 0.026221 | 0.026306 | 0.02638 | 0.026443 | 0.026506 | 0.026533 | 0.026533
F2_Commercial_College_New_Food Preparation_Natural Gas_Food Prep Other_E2 | F2 | Commercial | College | New | Food Preparation | Natural Gas | Food Prep Other | E2 | RVT - Cost of Operation | 0.02072 | 0.020866 | 0.021039 | 0.021241 | 0.021477 | 0.021754 | 0.021976 | 0.022187 | 0.022395 | 0.022605 | 0.022798 | 0.022967 | 0.023136 | 0.023315 | 0.023523 | 0.02373 | 0.023958 | 0.024208 | 0.024474 | 0.024749 | 0.025028 | 0.02529 | 0.025529 | 0.025748 | 0.025941 | 0.026106 | 0.026221 | 0.026306 | 0.02638 | 0.026443 | 0.026506 | 0.026533 | 0.026533
F2_Commercial_College_New_Food Preparation_Natural Gas_Food Prep Other_E3 | F2 | Commercial | College | New | Food Preparation | Natural Gas | Food Prep Other | E3 | RVT - Cost of Operation | 0 | 0 | 0 | 0 | 0 | 0 | 0 | 0 | 0 | 0 | 0 | 0 | 0 | 0 | 0 | 0 | 0 | 0 | 0 | 0 | 0 | 0 | 0 | 0 | 0 | 0 | 0 | 0 | 0 | 0 | 0 | 0 | 0
F2_Commercial_College_New_Food Preparation_Natural Gas_Food Prep Other_E4 | F2 | Commercial | College | New | Food Preparation | Natural Gas | Food Prep Other | E4 | RVT - Cost of Operation | 0 | 0 | 0 | 0 | 0 | 0 | 0 | 0 | 0 | 0 | 0 | 0 | 0 | 0 | 0 | 0 | 0 | 0 | 0 | 0 | 0 | 0 | 0 | 0 | 0 | 0 | 0 | 0 | 0 | 0 | 0 | 0 | 0
F2_Commercial_College_New_Food Preparation_Natural Gas_Food Prep Other_E5 | F2 | Commercial | College | New | Food Preparation | Natural Gas | Food Prep Other | E5 | RVT - Cost of Operation | 0 | 0 | 0 | 0 | 0 | 0 | 0 | 0 | 0 | 0 | 0 | 0 | 0 | 0 | 0 | 0 | 0 | 0 | 0 | 0 | 0 | 0 | 0 | 0 | 0 | 0 | 0 | 0 | 0 | 0 | 0 | 0 | 0
F2_Commercial_College_New_Food Preparation_Natural Gas_Food Prep Other_E6 | F2 | Commercial | College | New | Food Preparation | Natural Gas | Food Prep Other | E6 | RVT - Cost of Operation | 0 | 0 | 0 | 0 | 0 | 0 | 0 | 0 | 0 | 0 | 0 | 0 | 0 | 0 | 0 | 0 | 0 | 0 | 0 | 0 | 0 | 0 | 0 | 0 | 0 | 0 | 0 | 0 | 0 | 0 | 0 | 0 | 0
F2_Commercial_College_New_Food Preparation_Natural Gas_Food Prep Other_E7 | F2 | Commercial | College | New | Food Preparation | Natural Gas | Food Prep Other | E7 | RVT - Cost of Operation | 0 | 0 | 0 | 0 | 0 | 0 | 0 | 0 | 0 | 0 | 0 | 0 | 0 | 0 | 0 | 0 | 0 | 0 | 0 | 0 | 0 | 0 | 0 | 0 | 0 | 0 | 0 | 0 | 0 | 0 | 0 | 0 | 0
F2_Commercial_College_New_Food Preparation_Natural Gas_Food Prep Other_E8 | F2 | Commercial | College | New | Food Preparation | Natural Gas | Food Prep Other | E8 | RVT - Cost of Operation | 0 | 0 | 0 | 0 | 0 | 0 | 0 | 0 | 0 | 0 | 0 | 0 | 0 | 0 | 0 | 0 | 0 | 0 | 0 | 0 | 0 | 0 | 0 | 0 | 0 | 0 | 0 | 0 | 0 | 0 | 0 | 0 | 0
F2_Commercial_College_New_Food Preparation_Natural Gas_Food Prep Other_E9 | F2 | Commercial | College | New | Food Preparation | Natural Gas | Food Prep Other | E9 | RVT - Cost of Operation | 0 | 0 | 0 | 0 | 0 | 0 | 0 | 0 | 0 | 0 | 0 | 0 | 0 | 0 | 0 | 0 | 0 | 0 | 0 | 0 | 0 | 0 | 0 | 0 | 0 | 0 | 0 | 0 | 0 | 0 | 0 | 0 | 0
F2_Commercial_College_New_Food Preparation_Natural Gas_Food Prep Other_E10 | F2 | Commercial | College | New | Food Preparation | Natural Gas | Food Prep Other | E10 | RVT - Cost of Operation | 0 | 0 | 0 | 0 | 0 | 0 | 0 | 0 | 0 | 0 | 0 | 0 | 0 | 0 | 0 | 0 | 0 | 0 | 0 | 0 | 0 | 0 | 0 | 0 | 0 | 0 | 0 | 0 | 0 | 0 | 0 | 0 | 0
F3_Commercial_College_New_Food Preparation_Natural Gas_Food Prep Other_E1 | F3 | Commercial | College | New | Food Preparation | Natural Gas | Food Prep Other | E1 | System - kBTUs of Consumption | 0.001282 | 0.001282 | 0.001282 | 0.001282 | 0.001282 | 0.001282 | 0.001282 | 0.001282 | 0.001282 | 0.001282 | 0.001282 | 0.001282 | 0.001282 | 0.001282 | 0.001282 | 0.001282 | 0.001282 | 0.001282 | 0.001282 | 0.001282 | 0.001282 | 0.001282 | 0.001282 | 0.001282 | 0.001282 | 0.001282 | 0.001282 | 0.001282 | 0.001282 | 0.001282 | 0.001282 | 0.001282 | 0.001282
F3_Commercial_College_New_Food Preparation_Natural Gas_Food Prep Other_E2 | F3 | Commercial | College | New | Food Preparation | Natural Gas | Food Prep Other | E2 | System - kBTUs of Consumption | 0.0012833 | 0.0012833 | 0.0012833 | 0.0012833 | 0.0012833 | 0.0012833 | 0.0012833 | 0.0012833 | 0.0012833 | 0.0012833 | 0.0012833 | 0.0012833 | 0.0012833 | 0.0012833 | 0.0012833 | 0.0012833 | 0.0012833 | 0.0012833 | 0.0012833 | 0.0012833 | 0.0012833 | 0.0012833 | 0.0012833 | 0.0012833 | 0.0012833 | 0.0012833 | 0.0012833 | 0.0012833 | 0.0012833 | 0.0012833 | 0.0012833 | 0.0012833 | 0.0012833
F3_Commercial_College_New_Food Preparation_Natural Gas_Food Prep Other_E3 | F3 | Commercial | College | New | Food Preparation | Natural Gas | Food Prep Other | E3 | System - kBTUs of Consumption | 0 | 0 | 0 | 0 | 0 | 0 | 0 | 0 | 0 | 0 | 0 | 0 | 0 | 0 | 0 | 0 | 0 | 0 | 0 | 0 | 0 | 0 | 0 | 0 | 0 | 0 | 0 | 0 | 0 | 0 | 0 | 0 | 0
F3_Commercial_College_New_Food Preparation_Natural Gas_Food Prep Other_E4 | F3 | Commercial | College | New | Food Preparation | Natural Gas | Food Prep Other | E4 | System - kBTUs of Consumption | 0 | 0 | 0 | 0 | 0 | 0 | 0 | 0 | 0 | 0 | 0 | 0 | 0 | 0 | 0 | 0 | 0 | 0 | 0 | 0 | 0 | 0 | 0 | 0 | 0 | 0 | 0 | 0 | 0 | 0 | 0 | 0 | 0
F3_Commercial_College_New_Food Preparation_Natural Gas_Food Prep Other_E5 | F3 | Commercial | College | New | Food Preparation | Natural Gas | Food Prep Other | E5 | System - kBTUs of Consumption | 0 | 0 | 0 | 0 | 0 | 0 | 0 | 0 | 0 | 0 | 0 | 0 | 0 | 0 | 0 | 0 | 0 | 0 | 0 | 0 | 0 | 0 | 0 | 0 | 0 | 0 | 0 | 0 | 0 | 0 | 0 | 0 | 0
F3_Commercial_College_New_Food Preparation_Natural Gas_Food Prep Other_E6 | F3 | Commercial | College | New | Food Preparation | Natural Gas | Food Prep Other | E6 | System - kBTUs of Consumption | 0 | 0 | 0 | 0 | 0 | 0 | 0 | 0 | 0 | 0 | 0 | 0 | 0 | 0 | 0 | 0 | 0 | 0 | 0 | 0 | 0 | 0 | 0 | 0 | 0 | 0 | 0 | 0 | 0 | 0 | 0 | 0 | 0
F3_Commercial_College_New_Food Preparation_Natural Gas_Food Prep Other_E7 | F3 | Commercial | College | New | Food Preparation | Natural Gas | Food Prep Other | E7 | System - kBTUs of Consumption | 0 | 0 | 0 | 0 | 0 | 0 | 0 | 0 | 0 | 0 | 0 | 0 | 0 | 0 | 0 | 0 | 0 | 0 | 0 | 0 | 0 | 0 | 0 | 0 | 0 | 0 | 0 | 0 | 0 | 0 | 0 | 0 | 0
F3_Commercial_College_New_Food Preparation_Natural Gas_Food Prep Other_E8 | F3 | Commercial | College | New | Food Preparation | Natural Gas | Food Prep Other | E8 | System - kBTUs of Consumption | 0 | 0 | 0 | 0 | 0 | 0 | 0 | 0 | 0 | 0 | 0 | 0 | 0 | 0 | 0 | 0 | 0 | 0 | 0 | 0 | 0 | 0 | 0 | 0 | 0 | 0 | 0 | 0 | 0 | 0 | 0 | 0 | 0
F3_Commercial_College_New_Food Preparation_Natural Gas_Food Prep Other_E9 | F3 | Commercial | College | New | Food Preparation | Natural Gas | Food Prep Other | E9 | System - kBTUs of Consumption | 0 | 0 | 0 | 0 | 0 | 0 | 0 | 0 | 0 | 0 | 0 | 0 | 0 | 0 | 0 | 0 | 0 | 0 | 0 | 0 | 0 | 0 | 0 | 0 | 0 | 0 | 0 | 0 | 0 | 0 | 0 | 0 | 0
F3_Commercial_College_New_Food Preparation_Natural Gas_Food Prep Other_E10 | F3 | Commercial | College | New | Food Preparation | Natural Gas | Food Prep Other | E10 | System - kBTUs of Consumption | 0 | 0 | 0 | 0 | 0 | 0 | 0 | 0 | 0 | 0 | 0 | 0 | 0 | 0 | 0 | 0 | 0 | 0 | 0 | 0 | 0 | 0 | 0 | 0 | 0 | 0 | 0 | 0 | 0 | 0 | 0 | 0 | 0
F4_Commercial_College_New_Food Preparation_Natural Gas_Food Prep Other_E1 | F4 | Commercial | College | New | Food Preparation | Natural Gas | Food Prep Other | E1 | Utility - Cost of Equipment | 0.02072 | 0.020866 | 0.021039 | 0.021241 | 0.021477 | 0.021754 | 0.021976 | 0.022187 | 0.022395 | 0.022605 | 0.022798 | 0.022967 | 0.023136 | 0.023315 | 0.023523 | 0.02373 | 0.023958 | 0.024208 | 0.024474 | 0.024749 | 0.025028 | 0.02529 | 0.025529 | 0.025748 | 0.025941 | 0.026106 | 0.026221 | 0.026306 | 0.02638 | 0.026443 | 0.026506 | 0.026533 | 0.026533
F4_Commercial_College_New_Food Preparation_Natural Gas_Food Prep Other_E2 | F4 | Commercial | College | New | Food Preparation | Natural Gas | Food Prep Other | E2 | Utility - Cost of Equipment | 0.02072 | 0.020866 | 0.021039 | 0.021241 | 0.021477 | 0.021754 | 0.021976 | 0.022187 | 0.022395 | 0.022605 | 0.022798 | 0.022967 | 0.023136 | 0.023315 | 0.023523 | 0.02373 | 0.023958 | 0.024208 | 0.024474 | 0.024749 | 0.025028 | 0.02529 | 0.025529 | 0.025748 | 0.025941 | 0.026106 | 0.026221 | 0.026306 | 0.02638 | 0.026443 | 0.026506 | 0.026533 | 0.026533
F4_Commercial_College_New_Food Preparation_Natural Gas_Food Prep Other_E3 | F4 | Commercial | College | New | Food Preparation | Natural Gas | Food Prep Other | E3 | Utility - Cost of Equipment | 0 | 0 | 0 | 0 | 0 | 0 | 0 | 0 | 0 | 0 | 0 | 0 | 0 | 0 | 0 | 0 | 0 | 0 | 0 | 0 | 0 | 0 | 0 | 0 | 0 | 0 | 0 | 0 | 0 | 0 | 0 | 0 | 0
F4_Commercial_College_New_Food Preparation_Natural Gas_Food Prep Other_E4 | F4 | Commercial | College | New | Food Preparation | Natural Gas | Food Prep Other | E4 | Utility - Cost of Equipment | 0 | 0 | 0 | 0 | 0 | 0 | 0 | 0 | 0 | 0 | 0 | 0 | 0 | 0 | 0 | 0 | 0 | 0 | 0 | 0 | 0 | 0 | 0 | 0 | 0 | 0 | 0 | 0 | 0 | 0 | 0 | 0 | 0
F4_Commercial_College_New_Food Preparation_Natural Gas_Food Prep Other_E5 | F4 | Commercial | College | New | Food Preparation | Natural Gas | Food Prep Other | E5 | Utility - Cost of Equipment | 0 | 0 | 0 | 0 | 0 | 0 | 0 | 0 | 0 | 0 | 0 | 0 | 0 | 0 | 0 | 0 | 0 | 0 | 0 | 0 | 0 | 0 | 0 | 0 | 0 | 0 | 0 | 0 | 0 | 0 | 0 | 0 | 0
F4_Commercial_College_New_Food Preparation_Natural Gas_Food Prep Other_E6 | F4 | Commercial | College | New | Food Preparation | Natural Gas | Food Prep Other | E6 | Utility - Cost of Equipment | 0 | 0 | 0 | 0 | 0 | 0 | 0 | 0 | 0 | 0 | 0 | 0 | 0 | 0 | 0 | 0 | 0 | 0 | 0 | 0 | 0 | 0 | 0 | 0 | 0 | 0 | 0 | 0 | 0 | 0 | 0 | 0 | 0
F4_Commercial_College_New_Food Preparation_Natural Gas_Food Prep Other_E7 | F4 | Commercial | College | New | Food Preparation | Natural Gas | Food Prep Other | E7 | Utility - Cost of Equipment | 0 | 0 | 0 | 0 | 0 | 0 | 0 | 0 | 0 | 0 | 0 | 0 | 0 | 0 | 0 | 0 | 0 | 0 | 0 | 0 | 0 | 0 | 0 | 0 | 0 | 0 | 0 | 0 | 0 | 0 | 0 | 0 | 0
F4_Commercial_College_New_Food Preparation_Natural Gas_Food Prep Other_E8 | F4 | Commercial | College | New | Food Preparation | Natural Gas | Food Prep Other | E8 | Utility - Cost of Equipment | 0 | 0 | 0 | 0 | 0 | 0 | 0 | 0 | 0 | 0 | 0 | 0 | 0 | 0 | 0 | 0 | 0 | 0 | 0 | 0 | 0 | 0 | 0 | 0 | 0 | 0 | 0 | 0 | 0 | 0 | 0 | 0 | 0
F4_Commercial_College_New_Food Preparation_Natural Gas_Food Prep Other_E9 | F4 | Commercial | College | New | Food Preparation | Natural Gas | Food Prep Other | E9 | Utility - Cost of Equipment | 0 | 0 | 0 | 0 | 0 | 0 | 0 | 0 | 0 | 0 | 0 | 0 | 0 | 0 | 0 | 0 | 0 | 0 | 0 | 0 | 0 | 0 | 0 | 0 | 0 | 0 | 0 | 0 | 0 | 0 | 0 | 0 | 0
F4_Commercial_College_New_Food Preparation_Natural Gas_Food Prep Other_E10 | F4 | Commercial | College | New | Food Preparation | Natural Gas | Food Prep Other | E10 | Utility - Cost of Equipment | 0 | 0 | 0 | 0 | 0 | 0 | 0 | 0 | 0 | 0 | 0 | 0 | 0 | 0 | 0 | 0 | 0 | 0 | 0 | 0 | 0 | 0 | 0 | 0 | 0 | 0 | 0 | 0 | 0 | 0 | 0 | 0 | 0
F5_Commercial_College_New_Food Preparation_Natural Gas_Food Prep Other_E1 | F5 | Commercial | College | New | Food Preparation | Natural Gas | Food Prep Other | E1 | Utility - Cost of Operation | 0.001282 | 0.001282 | 0.001282 | 0.001282 | 0.001282 | 0.001282 | 0.001282 | 0.001282 | 0.001282 | 0.001282 | 0.001282 | 0.001282 | 0.001282 | 0.001282 | 0.001282 | 0.001282 | 0.001282 | 0.001282 | 0.001282 | 0.001282 | 0.001282 | 0.001282 | 0.001282 | 0.001282 | 0.001282 | 0.001282 | 0.001282 | 0.001282 | 0.001282 | 0.001282 | 0.001282 | 0.001282 | 0.001282
F5_Commercial_College_New_Food Preparation_Natural Gas_Food Prep Other_E2 | F5 | Commercial | College | New | Food Preparation | Natural Gas | Food Prep Other | E2 | Utility - Cost of Operation | 0.0012833 | 0.0012833 | 0.0012833 | 0.0012833 | 0.0012833 | 0.0012833 | 0.0012833 | 0.0012833 | 0.0012833 | 0.0012833 | 0.0012833 | 0.0012833 | 0.0012833 | 0.0012833 | 0.0012833 | 0.0012833 | 0.0012833 | 0.0012833 | 0.0012833 | 0.0012833 | 0.0012833 | 0.0012833 | 0.0012833 | 0.0012833 | 0.0012833 | 0.0012833 | 0.0012833 | 0.0012833 | 0.0012833 | 0.0012833 | 0.0012833 | 0.0012833 | 0.0012833
F5_Commercial_College_New_Food Preparation_Natural Gas_Food Prep Other_E3 | F5 | Commercial | College | New | Food Preparation | Natural Gas | Food Prep Other | E3 | Utility - Cost of Operation | 0 | 0 | 0 | 0 | 0 | 0 | 0 | 0 | 0 | 0 | 0 | 0 | 0 | 0 | 0 | 0 | 0 | 0 | 0 | 0 | 0 | 0 | 0 | 0 | 0 | 0 | 0 | 0 | 0 | 0 | 0 | 0 | 0
F5_Commercial_College_New_Food Preparation_Natural Gas_Food Prep Other_E4 | F5 | Commercial | College | New | Food Preparation | Natural Gas | Food Prep Other | E4 | Utility - Cost of Operation | 0 | 0 | 0 | 0 | 0 | 0 | 0 | 0 | 0 | 0 | 0 | 0 | 0 | 0 | 0 | 0 | 0 | 0 | 0 | 0 | 0 | 0 | 0 | 0 | 0 | 0 | 0 | 0 | 0 | 0 | 0 | 0 | 0
F5_Commercial_College_New_Food Preparation_Natural Gas_Food Prep Other_E5 | F5 | Commercial | College | New | Food Preparation | Natural Gas | Food Prep Other | E5 | Utility - Cost of Operation | 0 | 0 | 0 | 0 | 0 | 0 | 0 | 0 | 0 | 0 | 0 | 0 | 0 | 0 | 0 | 0 | 0 | 0 | 0 | 0 | 0 | 0 | 0 | 0 | 0 | 0 | 0 | 0 | 0 | 0 | 0 | 0 | 0
F5_Commercial_College_New_Food Preparation_Natural Gas_Food Prep Other_E6 | F5 | Commercial | College | New | Food Preparation | Natural Gas | Food Prep Other | E6 | Utility - Cost of Operation | 0 | 0 | 0 | 0 | 0 | 0 | 0 | 0 | 0 | 0 | 0 | 0 | 0 | 0 | 0 | 0 | 0 | 0 | 0 | 0 | 0 | 0 | 0 | 0 | 0 | 0 | 0 | 0 | 0 | 0 | 0 | 0 | 0
F5_Commercial_College_New_Food Preparation_Natural Gas_Food Prep Other_E7 | F5 | Commercial | College | New | Food Preparation | Natural Gas | Food Prep Other | E7 | Utility - Cost of Operation | 0 | 0 | 0 | 0 | 0 | 0 | 0 | 0 | 0 | 0 | 0 | 0 | 0 | 0 | 0 | 0 | 0 | 0 | 0 | 0 | 0 | 0 | 0 | 0 | 0 | 0 | 0 | 0 | 0 | 0 | 0 | 0 | 0
F5_Commercial_College_New_Food Preparation_Natural Gas_Food Prep Other_E8 | F5 | Commercial | College | New | Food Preparation | Natural Gas | Food Prep Other | E8 | Utility - Cost of Operation | 0 | 0 | 0 | 0 | 0 | 0 | 0 | 0 | 0 | 0 | 0 | 0 | 0 | 0 | 0 | 0 | 0 | 0 | 0 | 0 | 0 | 0 | 0 | 0 | 0 | 0 | 0 | 0 | 0 | 0 | 0 | 0 | 0
F5_Commercial_College_New_Food Preparation_Natural Gas_Food Prep Other_E9 | F5 | Commercial | College | New | Food Preparation | Natural Gas | Food Prep Other | E9 | Utility - Cost of Operation | 0 | 0 | 0 | 0 | 0 | 0 | 0 | 0 | 0 | 0 | 0 | 0 | 0 | 0 | 0 | 0 | 0 | 0 | 0 | 0 | 0 | 0 | 0 | 0 | 0 | 0 | 0 | 0 | 0 | 0 | 0 | 0 | 0
F5_Commercial_College_New_Food Preparation_Natural Gas_Food Prep Other_E10 | F5 | Commercial | College | New | Food Preparation | Natural Gas | Food Prep Other | E10 | Utility - Cost of Operation | 0 | 0 | 0 | 0 | 0 | 0 | 0 | 0 | 0 | 0 | 0 | 0 | 0 | 0 | 0 | 0 | 0 | 0 | 0 | 0 | 0 | 0 | 0 | 0 | 0 | 0 | 0 | 0 | 0 | 0 | 0 | 0 | 0
F6_Commercial_College_New_Food Preparation_Natural Gas_Food Prep Other_E1 | F6 | Commercial | College | New | Food Preparation | Natural Gas | Food Prep Other | E1 | Utility - Value of Sales | 0.012388 | 0.012388 | 0.012388 | 0.012388 | 0.012388 | 0.012388 | 0.012388 | 0.012388 | 0.012388 | 0.012388 | 0.012388 | 0.012388 | 0.012388 | 0.012388 | 0.012388 | 0.012388 | 0.012388 | 0.012388 | 0.012388 | 0.012388 | 0.012388 | 0.012388 | 0.012388 | 0.012388 | 0.012388 | 0.012388 | 0.012388 | 0.012388 | 0.012388 | 0.012388 | 0.012388 | 0.012388 | 0.012388
F6_Commercial_College_New_Food Preparation_Natural Gas_Food Prep Other_E2 | F6 | Commercial | College | New | Food Preparation | Natural Gas | Food Prep Other | E2 | Utility - Value of Sales | 0.012388 | 0.012388 | 0.012388 | 0.012388 | 0.012388 | 0.012388 | 0.012388 | 0.012388 | 0.012388 | 0.012388 | 0.012388 | 0.012388 | 0.012388 | 0.012388 | 0.012388 | 0.012388 | 0.012388 | 0.012388 | 0.012388 | 0.012388 | 0.012388 | 0.012388 | 0.012388 | 0.012388 | 0.012388 | 0.012388 | 0.012388 | 0.012388 | 0.012388 | 0.012388 | 0.012388 | 0.012388 | 0.012388
F6_Commercial_College_New_Food Preparation_Natural Gas_Food Prep Other_E3 | F6 | Commercial | College | New | Food Preparation | Natural Gas | Food Prep Other | E3 | Utility - Value of Sales | 0 | 0 | 0 | 0 | 0 | 0 | 0 | 0 | 0 | 0 | 0 | 0 | 0 | 0 | 0 | 0 | 0 | 0 | 0 | 0 | 0 | 0 | 0 | 0 | 0 | 0 | 0 | 0 | 0 | 0 | 0 | 0 | 0
F6_Commercial_College_New_Food Preparation_Natural Gas_Food Prep Other_E4 | F6 | Commercial | College | New | Food Preparation | Natural Gas | Food Prep Other | E4 | Utility - Value of Sales | 0 | 0 | 0 | 0 | 0 | 0 | 0 | 0 | 0 | 0 | 0 | 0 | 0 | 0 | 0 | 0 | 0 | 0 | 0 | 0 | 0 | 0 | 0 | 0 | 0 | 0 | 0 | 0 | 0 | 0 | 0 | 0 | 0
F6_Commercial_College_New_Food Preparation_Natural Gas_Food Prep Other_E5 | F6 | Commercial | College | New | Food Preparation | Natural Gas | Food Prep Other | E5 | Utility - Value of Sales | 0 | 0 | 0 | 0 | 0 | 0 | 0 | 0 | 0 | 0 | 0 | 0 | 0 | 0 | 0 | 0 | 0 | 0 | 0 | 0 | 0 | 0 | 0 | 0 | 0 | 0 | 0 | 0 | 0 | 0 | 0 | 0 | 0
F6_Commercial_College_New_Food Preparation_Natural Gas_Food Prep Other_E6 | F6 | Commercial | College | New | Food Preparation | Natural Gas | Food Prep Other | E6 | Utility - Value of Sales | 0 | 0 | 0 | 0 | 0 | 0 | 0 | 0 | 0 | 0 | 0 | 0 | 0 | 0 | 0 | 0 | 0 | 0 | 0 | 0 | 0 | 0 | 0 | 0 | 0 | 0 | 0 | 0 | 0 | 0 | 0 | 0 | 0
F6_Commercial_College_New_Food Preparation_Natural Gas_Food Prep Other_E7 | F6 | Commercial | College | New | Food Preparation | Natural Gas | Food Prep Other | E7 | Utility - Value of Sales | 0 | 0 | 0 | 0 | 0 | 0 | 0 | 0 | 0 | 0 | 0 | 0 | 0 | 0 | 0 | 0 | 0 | 0 | 0 | 0 | 0 | 0 | 0 | 0 | 0 | 0 | 0 | 0 | 0 | 0 | 0 | 0 | 0
F6_Commercial_College_New_Food Preparation_Natural Gas_Food Prep Other_E8 | F6 | Commercial | College | New | Food Preparation | Natural Gas | Food Prep Other | E8 | Utility - Value of Sales | 0 | 0 | 0 | 0 | 0 | 0 | 0 | 0 | 0 | 0 | 0 | 0 | 0 | 0 | 0 | 0 | 0 | 0 | 0 | 0 | 0 | 0 | 0 | 0 | 0 | 0 | 0 | 0 | 0 | 0 | 0 | 0 | 0
F6_Commercial_College_New_Food Preparation_Natural Gas_Food Prep Other_E9 | F6 | Commercial | College | New | Food Preparation | Natural Gas | Food Prep Other | E9 | Utility - Value of Sales | 0 | 0 | 0 | 0 | 0 | 0 | 0 | 0 | 0 | 0 | 0 | 0 | 0 | 0 | 0 | 0 | 0 | 0 | 0 | 0 | 0 | 0 | 0 | 0 | 0 | 0 | 0 | 0 | 0 | 0 | 0 | 0 | 0
F6_Commercial_College_New_Food Preparation_Natural Gas_Food Prep Other_E10 | F6 | Commercial | College | New | Food Preparation | Natural Gas | Food Prep Other | E10 | Utility - Value of Sales | 0 | 0 | 0 | 0 | 0 | 0 | 0 | 0 | 0 | 0 | 0 | 0 | 0 | 0 | 0 | 0 | 0 | 0 | 0 | 0 | 0 | 0 | 0 | 0 | 0 | 0 | 0 | 0 | 0 | 0 | 0 | 0 | 0
F1_Commercial_College_New_Miscellaneous_Natural Gas_Pool Heater_E1 | F1 | Commercial | College | New | Miscellaneous | Natural Gas | Pool Heater | E1 | RVT - Cost of Equipment | 0 | 0 | 0 | 0 | 0 | 0 | 0 | 0 | 0 | 0 | 0 | 0 | 0 | 0 | 0 | 0 | 0 | 0 | 0 | 0 | 0 | 0 | 0 | 0 | 0 | 0 | 0 | 0 | 0 | 0 | 0 | 0 | 0
F1_Commercial_College_New_Miscellaneous_Natural Gas_Pool Heater_E2 | F1 | Commercial | College | New | Miscellaneous | Natural Gas | Pool Heater | E2 | RVT - Cost of Equipment | 0 | 0 | 0 | 0 | 0 | 0 | 0 | 0 | 0 | 0 | 0 | 0 | 0 | 0 | 0 | 0 | 0 | 0 | 0 | 0 | 0 | 0 | 0 | 0 | 0 | 0 | 0 | 0 | 0 | 0 | 0 | 0 | 0
F1_Commercial_College_New_Miscellaneous_Natural Gas_Pool Heater_E3 | F1 | Commercial | College | New | Miscellaneous | Natural Gas | Pool Heater | E3 | RVT - Cost of Equipment | 0 | 0 | 0 | 0 | 0 | 0 | 0 | 0 | 0 | 0 | 0 | 0 | 0 | 0 | 0 | 0 | 0 | 0 | 0 | 0 | 0 | 0 | 0 | 0 | 0 | 0 | 0 | 0 | 0 | 0 | 0 | 0 | 0
F1_Commercial_College_New_Miscellaneous_Natural Gas_Pool Heater_E4 | F1 | Commercial | College | New | Miscellaneous | Natural Gas | Pool Heater | E4 | RVT - Cost of Equipment | 0 | 0 | 0 | 0 | 0 | 0 | 0 | 0 | 0 | 0 | 0 | 0 | 0 | 0 | 0 | 0 | 0 | 0 | 0 | 0 | 0 | 0 | 0 | 0 | 0 | 0 | 0 | 0 | 0 | 0 | 0 | 0 | 0
F1_Commercial_College_New_Miscellaneous_Natural Gas_Pool Heater_E5 | F1 | Commercial | College | New | Miscellaneous | Natural Gas | Pool Heater | E5 | RVT - Cost of Equipment | 0 | 0 | 0 | 0 | 0 | 0 | 0 | 0 | 0 | 0 | 0 | 0 | 0 | 0 | 0 | 0 | 0 | 0 | 0 | 0 | 0 | 0 | 0 | 0 | 0 | 0 | 0 | 0 | 0 | 0 | 0 | 0 | 0
F1_Commercial_College_New_Miscellaneous_Natural Gas_Pool Heater_E6 | F1 | Commercial | College | New | Miscellaneous | Natural Gas | Pool Heater | E6 | RVT - Cost of Equipment | 0 | 0 | 0 | 0 | 0 | 0 | 0 | 0 | 0 | 0 | 0 | 0 | 0 | 0 | 0 | 0 | 0 | 0 | 0 | 0 | 0 | 0 | 0 | 0 | 0 | 0 | 0 | 0 | 0 | 0 | 0 | 0 | 0
F1_Commercial_College_New_Miscellaneous_Natural Gas_Pool Heater_E7 | F1 | Commercial | College | New | Miscellaneous | Natural Gas | Pool Heater | E7 | RVT - Cost of Equipment | 0 | 0 | 0 | 0 | 0 | 0 | 0 | 0 | 0 | 0 | 0 | 0 | 0 | 0 | 0 | 0 | 0 | 0 | 0 | 0 | 0 | 0 | 0 | 0 | 0 | 0 | 0 | 0 | 0 | 0 | 0 | 0 | 0
F1_Commercial_College_New_Miscellaneous_Natural Gas_Pool Heater_E8 | F1 | Commercial | College | New | Miscellaneous | Natural Gas | Pool Heater | E8 | RVT - Cost of Equipment | 0 | 0 | 0 | 0 | 0 | 0 | 0 | 0 | 0 | 0 | 0 | 0 | 0 | 0 | 0 | 0 | 0 | 0 | 0 | 0 | 0 | 0 | 0 | 0 | 0 | 0 | 0 | 0 | 0 | 0 | 0 | 0 | 0
F1_Commercial_College_New_Miscellaneous_Natural Gas_Pool Heater_E9 | F1 | Commercial | College | New | Miscellaneous | Natural Gas | Pool Heater | E9 | RVT - Cost of Equipment | 0 | 0 | 0 | 0 | 0 | 0 | 0 | 0 | 0 | 0 | 0 | 0 | 0 | 0 | 0 | 0 | 0 | 0 | 0 | 0 | 0 | 0 | 0 | 0 | 0 | 0 | 0 | 0 | 0 | 0 | 0 | 0 | 0
F1_Commercial_College_New_Miscellaneous_Natural Gas_Pool Heater_E10 | F1 | Commercial | College | New | Miscellaneous | Natural Gas | Pool Heater | E10 | RVT - Cost of Equipment | 0 | 0 | 0 | 0 | 0 | 0 | 0 | 0 | 0 | 0 | 0 | 0 | 0 | 0 | 0 | 0 | 0 | 0 | 0 | 0 | 0 | 0 | 0 | 0 | 0 | 0 | 0 | 0 | 0 | 0 | 0 | 0 | 0
F2_Commercial_College_New_Miscellaneous_Natural Gas_Pool Heater_E1 | F2 | Commercial | College | New | Miscellaneous | Natural Gas | Pool Heater | E1 | RVT - Cost of Operation | 0 | 0 | 0 | 0 | 0 | 0 | 0 | 0 | 0 | 0 | 0 | 0 | 0 | 0 | 0 | 0 | 0 | 0 | 0 | 0 | 0 | 0 | 0 | 0 | 0 | 0 | 0 | 0 | 0 | 0 | 0 | 0 | 0
F2_Commercial_College_New_Miscellaneous_Natural Gas_Pool Heater_E2 | F2 | Commercial | College | New | Miscellaneous | Natural Gas | Pool Heater | E2 | RVT - Cost of Operation | 0 | 0 | 0 | 0 | 0 | 0 | 0 | 0 | 0 | 0 | 0 | 0 | 0 | 0 | 0 | 0 | 0 | 0 | 0 | 0 | 0 | 0 | 0 | 0 | 0 | 0 | 0 | 0 | 0 | 0 | 0 | 0 | 0
F2_Commercial_College_New_Miscellaneous_Natural Gas_Pool Heater_E3 | F2 | Commercial | College | New | Miscellaneous | Natural Gas | Pool Heater | E3 | RVT - Cost of Operation | 0 | 0 | 0 | 0 | 0 | 0 | 0 | 0 | 0 | 0 | 0 | 0 | 0 | 0 | 0 | 0 | 0 | 0 | 0 | 0 | 0 | 0 | 0 | 0 | 0 | 0 | 0 | 0 | 0 | 0 | 0 | 0 | 0
F2_Commercial_College_New_Miscellaneous_Natural Gas_Pool Heater_E4 | F2 | Commercial | College | New | Miscellaneous | Natural Gas | Pool Heater | E4 | RVT - Cost of Operation | 0 | 0 | 0 | 0 | 0 | 0 | 0 | 0 | 0 | 0 | 0 | 0 | 0 | 0 | 0 | 0 | 0 | 0 | 0 | 0 | 0 | 0 | 0 | 0 | 0 | 0 | 0 | 0 | 0 | 0 | 0 | 0 | 0
F2_Commercial_College_New_Miscellaneous_Natural Gas_Pool Heater_E5 | F2 | Commercial | College | New | Miscellaneous | Natural Gas | Pool Heater | E5 | RVT - Cost of Operation | 0 | 0 | 0 | 0 | 0 | 0 | 0 | 0 | 0 | 0 | 0 | 0 | 0 | 0 | 0 | 0 | 0 | 0 | 0 | 0 | 0 | 0 | 0 | 0 | 0 | 0 | 0 | 0 | 0 | 0 | 0 | 0 | 0
F2_Commercial_College_New_Miscellaneous_Natural Gas_Pool Heater_E6 | F2 | Commercial | College | New | Miscellaneous | Natural Gas | Pool Heater | E6 | RVT - Cost of Operation | 0 | 0 | 0 | 0 | 0 | 0 | 0 | 0 | 0 | 0 | 0 | 0 | 0 | 0 | 0 | 0 | 0 | 0 | 0 | 0 | 0 | 0 | 0 | 0 | 0 | 0 | 0 | 0 | 0 | 0 | 0 | 0 | 0
F2_Commercial_College_New_Miscellaneous_Natural Gas_Pool Heater_E7 | F2 | Commercial | College | New | Miscellaneous | Natural Gas | Pool Heater | E7 | RVT - Cost of Operation | 0 | 0 | 0 | 0 | 0 | 0 | 0 | 0 | 0 | 0 | 0 | 0 | 0 | 0 | 0 | 0 | 0 | 0 | 0 | 0 | 0 | 0 | 0 | 0 | 0 | 0 | 0 | 0 | 0 | 0 | 0 | 0 | 0
F2_Commercial_College_New_Miscellaneous_Natural Gas_Pool Heater_E8 | F2 | Commercial | College | New | Miscellaneous | Natural Gas | Pool Heater | E8 | RVT - Cost of Operation | 0 | 0 | 0 | 0 | 0 | 0 | 0 | 0 | 0 | 0 | 0 | 0 | 0 | 0 | 0 | 0 | 0 | 0 | 0 | 0 | 0 | 0 | 0 | 0 | 0 | 0 | 0 | 0 | 0 | 0 | 0 | 0 | 0
F2_Commercial_College_New_Miscellaneous_Natural Gas_Pool Heater_E9 | F2 | Commercial | College | New | Miscellaneous | Natural Gas | Pool Heater | E9 | RVT - Cost of Operation | 0 | 0 | 0 | 0 | 0 | 0 | 0 | 0 | 0 | 0 | 0 | 0 | 0 | 0 | 0 | 0 | 0 | 0 | 0 | 0 | 0 | 0 | 0 | 0 | 0 | 0 | 0 | 0 | 0 | 0 | 0 | 0 | 0
F2_Commercial_College_New_Miscellaneous_Natural Gas_Pool Heater_E10 | F2 | Commercial | College | New | Miscellaneous | Natural Gas | Pool Heater | E10 | RVT - Cost of Operation | 0 | 0 | 0 | 0 | 0 | 0 | 0 | 0 | 0 | 0 | 0 | 0 | 0 | 0 | 0 | 0 | 0 | 0 | 0 | 0 | 0 | 0 | 0 | 0 | 0 | 0 | 0 | 0 | 0 | 0 | 0 | 0 | 0
F3_Commercial_College_New_Miscellaneous_Natural Gas_Pool Heater_E1 | F3 | Commercial | College | New | Miscellaneous | Natural Gas | Pool Heater | E1 | System - kBTUs of Consumption | 0.0022545 | 0.0022545 | 0.0022545 | 0.0022545 | 0.0022545 | 0.0022545 | 0.0022545 | 0.0022545 | 0.0022545 | 0.0022545 | 0.0022545 | 0.0022545 | 0.0022545 | 0.0022545 | 0.0022545 | 0.0022545 | 0.0022545 | 0.0022545 | 0.0022545 | 0.0022545 | 0.0022545 | 0.0022545 | 0.0022545 | 0.0022545 | 0.0022545 | 0.0022545 | 0.0022545 | 0.0022545 | 0.0022545 | 0.0022545 | 0.0022545 | 0.0022545 | 0.0022545
F3_Commercial_College_New_Miscellaneous_Natural Gas_Pool Heater_E2 | F3 | Commercial | College | New | Miscellaneous | Natural Gas | Pool Heater | E2 | System - kBTUs of Consumption | 0.0036916 | 0.0036916 | 0.0036916 | 0.0036916 | 0.0036916 | 0.0036916 | 0.0036916 | 0.0036916 | 0.0036916 | 0.0036916 | 0.0036916 | 0.0036916 | 0.0036916 | 0.0036916 | 0.0036916 | 0.0036916 | 0.0036916 | 0.0036916 | 0.0036916 | 0.0036916 | 0.0036916 | 0.0036916 | 0.0036916 | 0.0036916 | 0.0036916 | 0.0036916 | 0.0036916 | 0.0036916 | 0.0036916 | 0.0036916 | 0.0036916 | 0.0036916 | 0.0036916
F3_Commercial_College_New_Miscellaneous_Natural Gas_Pool Heater_E3 | F3 | Commercial | College | New | Miscellaneous | Natural Gas | Pool Heater | E3 | System - kBTUs of Consumption | 0 | 0 | 0 | 0 | 0 | 0 | 0 | 0 | 0 | 0 | 0 | 0 | 0 | 0 | 0 | 0 | 0 | 0 | 0 | 0 | 0 | 0 | 0 | 0 | 0 | 0 | 0 | 0 | 0 | 0 | 0 | 0 | 0
F3_Commercial_College_New_Miscellaneous_Natural Gas_Pool Heater_E4 | F3 | Commercial | College | New | Miscellaneous | Natural Gas | Pool Heater | E4 | System - kBTUs of Consumption | 0 | 0 | 0 | 0 | 0 | 0 | 0 | 0 | 0 | 0 | 0 | 0 | 0 | 0 | 0 | 0 | 0 | 0 | 0 | 0 | 0 | 0 | 0 | 0 | 0 | 0 | 0 | 0 | 0 | 0 | 0 | 0 | 0
F3_Commercial_College_New_Miscellaneous_Natural Gas_Pool Heater_E5 | F3 | Commercial | College | New | Miscellaneous | Natural Gas | Pool Heater | E5 | System - kBTUs of Consumption | 0 | 0 | 0 | 0 | 0 | 0 | 0 | 0 | 0 | 0 | 0 | 0 | 0 | 0 | 0 | 0 | 0 | 0 | 0 | 0 | 0 | 0 | 0 | 0 | 0 | 0 | 0 | 0 | 0 | 0 | 0 | 0 | 0
F3_Commercial_College_New_Miscellaneous_Natural Gas_Pool Heater_E6 | F3 | Commercial | College | New | Miscellaneous | Natural Gas | Pool Heater | E6 | System - kBTUs of Consumption | 0 | 0 | 0 | 0 | 0 | 0 | 0 | 0 | 0 | 0 | 0 | 0 | 0 | 0 | 0 | 0 | 0 | 0 | 0 | 0 | 0 | 0 | 0 | 0 | 0 | 0 | 0 | 0 | 0 | 0 | 0 | 0 | 0
F3_Commercial_College_New_Miscellaneous_Natural Gas_Pool Heater_E7 | F3 | Commercial | College | New | Miscellaneous | Natural Gas | Pool Heater | E7 | System - kBTUs of Consumption | 0 | 0 | 0 | 0 | 0 | 0 | 0 | 0 | 0 | 0 | 0 | 0 | 0 | 0 | 0 | 0 | 0 | 0 | 0 | 0 | 0 | 0 | 0 | 0 | 0 | 0 | 0 | 0 | 0 | 0 | 0 | 0 | 0
F3_Commercial_College_New_Miscellaneous_Natural Gas_Pool Heater_E8 | F3 | Commercial | College | New | Miscellaneous | Natural Gas | Pool Heater | E8 | System - kBTUs of Consumption | 0 | 0 | 0 | 0 | 0 | 0 | 0 | 0 | 0 | 0 | 0 | 0 | 0 | 0 | 0 | 0 | 0 | 0 | 0 | 0 | 0 | 0 | 0 | 0 | 0 | 0 | 0 | 0 | 0 | 0 | 0 | 0 | 0
F3_Commercial_College_New_Miscellaneous_Natural Gas_Pool Heater_E9 | F3 | Commercial | College | New | Miscellaneous | Natural Gas | Pool Heater | E9 | System - kBTUs of Consumption | 0 | 0 | 0 | 0 | 0 | 0 | 0 | 0 | 0 | 0 | 0 | 0 | 0 | 0 | 0 | 0 | 0 | 0 | 0 | 0 | 0 | 0 | 0 | 0 | 0 | 0 | 0 | 0 | 0 | 0 | 0 | 0 | 0
F3_Commercial_College_New_Miscellaneous_Natural Gas_Pool Heater_E10 | F3 | Commercial | College | New | Miscellaneous | Natural Gas | Pool Heater | E10 | System - kBTUs of Consumption | 0 | 0 | 0 | 0 | 0 | 0 | 0 | 0 | 0 | 0 | 0 | 0 | 0 | 0 | 0 | 0 | 0 | 0 | 0 | 0 | 0 | 0 | 0 | 0 | 0 | 0 | 0 | 0 | 0 | 0 | 0 | 0 | 0
F4_Commercial_College_New_Miscellaneous_Natural Gas_Pool Heater_E1 | F4 | Commercial | College | New | Miscellaneous | Natural Gas | Pool Heater | E1 | Utility - Cost of Equipment | 0 | 0 | 0 | 0 | 0 | 0 | 0 | 0 | 0 | 0 | 0 | 0 | 0 | 0 | 0 | 0 | 0 | 0 | 0 | 0 | 0 | 0 | 0 | 0 | 0 | 0 | 0 | 0 | 0 | 0 | 0 | 0 | 0
F4_Commercial_College_New_Miscellaneous_Natural Gas_Pool Heater_E2 | F4 | Commercial | College | New | Miscellaneous | Natural Gas | Pool Heater | E2 | Utility - Cost of Equipment | 0 | 0 | 0 | 0 | 0 | 0 | 0 | 0 | 0 | 0 | 0 | 0 | 0 | 0 | 0 | 0 | 0 | 0 | 0 | 0 | 0 | 0 | 0 | 0 | 0 | 0 | 0 | 0 | 0 | 0 | 0 | 0 | 0
F4_Commercial_College_New_Miscellaneous_Natural Gas_Pool Heater_E3 | F4 | Commercial | College | New | Miscellaneous | Natural Gas | Pool Heater | E3 | Utility - Cost of Equipment | 0 | 0 | 0 | 0 | 0 | 0 | 0 | 0 | 0 | 0 | 0 | 0 | 0 | 0 | 0 | 0 | 0 | 0 | 0 | 0 | 0 | 0 | 0 | 0 | 0 | 0 | 0 | 0 | 0 | 0 | 0 | 0 | 0
F4_Commercial_College_New_Miscellaneous_Natural Gas_Pool Heater_E4 | F4 | Commercial | College | New | Miscellaneous | Natural Gas | Pool Heater | E4 | Utility - Cost of Equipment | 0 | 0 | 0 | 0 | 0 | 0 | 0 | 0 | 0 | 0 | 0 | 0 | 0 | 0 | 0 | 0 | 0 | 0 | 0 | 0 | 0 | 0 | 0 | 0 | 0 | 0 | 0 | 0 | 0 | 0 | 0 | 0 | 0
F4_Commercial_College_New_Miscellaneous_Natural Gas_Pool Heater_E5 | F4 | Commercial | College | New | Miscellaneous | Natural Gas | Pool Heater | E5 | Utility - Cost of Equipment | 0 | 0 | 0 | 0 | 0 | 0 | 0 | 0 | 0 | 0 | 0 | 0 | 0 | 0 | 0 | 0 | 0 | 0 | 0 | 0 | 0 | 0 | 0 | 0 | 0 | 0 | 0 | 0 | 0 | 0 | 0 | 0 | 0
F4_Commercial_College_New_Miscellaneous_Natural Gas_Pool Heater_E6 | F4 | Commercial | College | New | Miscellaneous | Natural Gas | Pool Heater | E6 | Utility - Cost of Equipment | 0 | 0 | 0 | 0 | 0 | 0 | 0 | 0 | 0 | 0 | 0 | 0 | 0 | 0 | 0 | 0 | 0 | 0 | 0 | 0 | 0 | 0 | 0 | 0 | 0 | 0 | 0 | 0 | 0 | 0 | 0 | 0 | 0
F4_Commercial_College_New_Miscellaneous_Natural Gas_Pool Heater_E7 | F4 | Commercial | College | New | Miscellaneous | Natural Gas | Pool Heater | E7 | Utility - Cost of Equipment | 0 | 0 | 0 | 0 | 0 | 0 | 0 | 0 | 0 | 0 | 0 | 0 | 0 | 0 | 0 | 0 | 0 | 0 | 0 | 0 | 0 | 0 | 0 | 0 | 0 | 0 | 0 | 0 | 0 | 0 | 0 | 0 | 0
F4_Commercial_College_New_Miscellaneous_Natural Gas_Pool Heater_E8 | F4 | Commercial | College | New | Miscellaneous | Natural Gas | Pool Heater | E8 | Utility - Cost of Equipment | 0 | 0 | 0 | 0 | 0 | 0 | 0 | 0 | 0 | 0 | 0 | 0 | 0 | 0 | 0 | 0 | 0 | 0 | 0 | 0 | 0 | 0 | 0 | 0 | 0 | 0 | 0 | 0 | 0 | 0 | 0 | 0 | 0
F4_Commercial_College_New_Miscellaneous_Natural Gas_Pool Heater_E9 | F4 | Commercial | College | New | Miscellaneous | Natural Gas | Pool Heater | E9 | Utility - Cost of Equipment | 0 | 0 | 0 | 0 | 0 | 0 | 0 | 0 | 0 | 0 | 0 | 0 | 0 | 0 | 0 | 0 | 0 | 0 | 0 | 0 | 0 | 0 | 0 | 0 | 0 | 0 | 0 | 0 | 0 | 0 | 0 | 0 | 0
F4_Commercial_College_New_Miscellaneous_Natural Gas_Pool Heater_E10 | F4 | Commercial | College | New | Miscellaneous | Natural Gas | Pool Heater | E10 | Utility - Cost of Equipment | 0 | 0 | 0 | 0 | 0 | 0 | 0 | 0 | 0 | 0 | 0 | 0 | 0 | 0 | 0 | 0 | 0 | 0 | 0 | 0 | 0 | 0 | 0 | 0 | 0 | 0 | 0 | 0 | 0 | 0 | 0 | 0 | 0
F5_Commercial_College_New_Miscellaneous_Natural Gas_Pool Heater_E1 | F5 | Commercial | College | New | Miscellaneous | Natural Gas | Pool Heater | E1 | Utility - Cost of Operation | 0.0022545 | 0.0022545 | 0.0022545 | 0.0022545 | 0.0022545 | 0.0022545 | 0.0022545 | 0.0022545 | 0.0022545 | 0.0022545 | 0.0022545 | 0.0022545 | 0.0022545 | 0.0022545 | 0.0022545 | 0.0022545 | 0.0022545 | 0.0022545 | 0.0022545 | 0.0022545 | 0.0022545 | 0.0022545 | 0.0022545 | 0.0022545 | 0.0022545 | 0.0022545 | 0.0022545 | 0.0022545 | 0.0022545 | 0.0022545 | 0.0022545 | 0.0022545 | 0.0022545
F5_Commercial_College_New_Miscellaneous_Natural Gas_Pool Heater_E2 | F5 | Commercial | College | New | Miscellaneous | Natural Gas | Pool Heater | E2 | Utility - Cost of Operation | 0.0036916 | 0.0036916 | 0.0036916 | 0.0036916 | 0.0036916 | 0.0036916 | 0.0036916 | 0.0036916 | 0.0036916 | 0.0036916 | 0.0036916 | 0.0036916 | 0.0036916 | 0.0036916 | 0.0036916 | 0.0036916 | 0.0036916 | 0.0036916 | 0.0036916 | 0.0036916 | 0.0036916 | 0.0036916 | 0.0036916 | 0.0036916 | 0.0036916 | 0.0036916 | 0.0036916 | 0.0036916 | 0.0036916 | 0.0036916 | 0.0036916 | 0.0036916 | 0.0036916
F5_Commercial_College_New_Miscellaneous_Natural Gas_Pool Heater_E3 | F5 | Commercial | College | New | Miscellaneous | Natural Gas | Pool Heater | E3 | Utility - Cost of Operation | 0 | 0 | 0 | 0 | 0 | 0 | 0 | 0 | 0 | 0 | 0 | 0 | 0 | 0 | 0 | 0 | 0 | 0 | 0 | 0 | 0 | 0 | 0 | 0 | 0 | 0 | 0 | 0 | 0 | 0 | 0 | 0 | 0
F5_Commercial_College_New_Miscellaneous_Natural Gas_Pool Heater_E4 | F5 | Commercial | College | New | Miscellaneous | Natural Gas | Pool Heater | E4 | Utility - Cost of Operation | 0 | 0 | 0 | 0 | 0 | 0 | 0 | 0 | 0 | 0 | 0 | 0 | 0 | 0 | 0 | 0 | 0 | 0 | 0 | 0 | 0 | 0 | 0 | 0 | 0 | 0 | 0 | 0 | 0 | 0 | 0 | 0 | 0
F5_Commercial_College_New_Miscellaneous_Natural Gas_Pool Heater_E5 | F5 | Commercial | College | New | Miscellaneous | Natural Gas | Pool Heater | E5 | Utility - Cost of Operation | 0 | 0 | 0 | 0 | 0 | 0 | 0 | 0 | 0 | 0 | 0 | 0 | 0 | 0 | 0 | 0 | 0 | 0 | 0 | 0 | 0 | 0 | 0 | 0 | 0 | 0 | 0 | 0 | 0 | 0 | 0 | 0 | 0
F5_Commercial_College_New_Miscellaneous_Natural Gas_Pool Heater_E6 | F5 | Commercial | College | New | Miscellaneous | Natural Gas | Pool Heater | E6 | Utility - Cost of Operation | 0 | 0 | 0 | 0 | 0 | 0 | 0 | 0 | 0 | 0 | 0 | 0 | 0 | 0 | 0 | 0 | 0 | 0 | 0 | 0 | 0 | 0 | 0 | 0 | 0 | 0 | 0 | 0 | 0 | 0 | 0 | 0 | 0
F5_Commercial_College_New_Miscellaneous_Natural Gas_Pool Heater_E7 | F5 | Commercial | College | New | Miscellaneous | Natural Gas | Pool Heater | E7 | Utility - Cost of Operation | 0 | 0 | 0 | 0 | 0 | 0 | 0 | 0 | 0 | 0 | 0 | 0 | 0 | 0 | 0 | 0 | 0 | 0 | 0 | 0 | 0 | 0 | 0 | 0 | 0 | 0 | 0 | 0 | 0 | 0 | 0 | 0 | 0
F5_Commercial_College_New_Miscellaneous_Natural Gas_Pool Heater_E8 | F5 | Commercial | College | New | Miscellaneous | Natural Gas | Pool Heater | E8 | Utility - Cost of Operation | 0 | 0 | 0 | 0 | 0 | 0 | 0 | 0 | 0 | 0 | 0 | 0 | 0 | 0 | 0 | 0 | 0 | 0 | 0 | 0 | 0 | 0 | 0 | 0 | 0 | 0 | 0 | 0 | 0 | 0 | 0 | 0 | 0
F5_Commercial_College_New_Miscellaneous_Natural Gas_Pool Heater_E9 | F5 | Commercial | College | New | Miscellaneous | Natural Gas | Pool Heater | E9 | Utility - Cost of Operation | 0 | 0 | 0 | 0 | 0 | 0 | 0 | 0 | 0 | 0 | 0 | 0 | 0 | 0 | 0 | 0 | 0 | 0 | 0 | 0 | 0 | 0 | 0 | 0 | 0 | 0 | 0 | 0 | 0 | 0 | 0 | 0 | 0
F5_Commercial_College_New_Miscellaneous_Natural Gas_Pool Heater_E10 | F5 | Commercial | College | New | Miscellaneous | Natural Gas | Pool Heater | E10 | Utility - Cost of Operation | 0 | 0 | 0 | 0 | 0 | 0 | 0 | 0 | 0 | 0 | 0 | 0 | 0 | 0 | 0 | 0 | 0 | 0 | 0 | 0 | 0 | 0 | 0 | 0 | 0 | 0 | 0 | 0 | 0 | 0 | 0 | 0 | 0
F6_Commercial_College_New_Miscellaneous_Natural Gas_Pool Heater_E1 | F6 | Commercial | College | New | Miscellaneous | Natural Gas | Pool Heater | E1 | Utility - Value of Sales | 0.0089403 | 0.0089403 | 0.0089403 | 0.0089403 | 0.0089403 | 0.0089403 | 0.0089403 | 0.0089403 | 0.0089403 | 0.0089403 | 0.0089403 | 0.0089403 | 0.0089403 | 0.0089403 | 0.0089403 | 0.0089403 | 0.0089403 | 0.0089403 | 0.0089403 | 0.0089403 | 0.0089403 | 0.0089403 | 0.0089403 | 0.0089403 | 0.0089403 | 0.0089403 | 0.0089403 | 0.0089403 | 0.0089403 | 0.0089403 | 0.0089403 | 0.0089403 | 0.0089403
F6_Commercial_College_New_Miscellaneous_Natural Gas_Pool Heater_E2 | F6 | Commercial | College | New | Miscellaneous | Natural Gas | Pool Heater | E2 | Utility - Value of Sales | 0.0075993 | 0.0075993 | 0.0075993 | 0.0075993 | 0.0075993 | 0.0075993 | 0.0075993 | 0.0075993 | 0.0075993 | 0.0075993 | 0.0075993 | 0.0075993 | 0.0075993 | 0.0075993 | 0.0075993 | 0.0075993 | 0.0075993 | 0.0075993 | 0.0075993 | 0.0075993 | 0.0075993 | 0.0075993 | 0.0075993 | 0.0075993 | 0.0075993 | 0.0075993 | 0.0075993 | 0.0075993 | 0.0075993 | 0.0075993 | 0.0075993 | 0.0075993 | 0.0075993
F6_Commercial_College_New_Miscellaneous_Natural Gas_Pool Heater_E3 | F6 | Commercial | College | New | Miscellaneous | Natural Gas | Pool Heater | E3 | Utility - Value of Sales | 0 | 0 | 0 | 0 | 0 | 0 | 0 | 0 | 0 | 0 | 0 | 0 | 0 | 0 | 0 | 0 | 0 | 0 | 0 | 0 | 0 | 0 | 0 | 0 | 0 | 0 | 0 | 0 | 0 | 0 | 0 | 0 | 0
F6_Commercial_College_New_Miscellaneous_Natural Gas_Pool Heater_E4 | F6 | Commercial | College | New | Miscellaneous | Natural Gas | Pool Heater | E4 | Utility - Value of Sales | 0 | 0 | 0 | 0 | 0 | 0 | 0 | 0 | 0 | 0 | 0 | 0 | 0 | 0 | 0 | 0 | 0 | 0 | 0 | 0 | 0 | 0 | 0 | 0 | 0 | 0 | 0 | 0 | 0 | 0 | 0 | 0 | 0
F6_Commercial_College_New_Miscellaneous_Natural Gas_Pool Heater_E5 | F6 | Commercial | College | New | Miscellaneous | Natural Gas | Pool Heater | E5 | Utility - Value of Sales | 0 | 0 | 0 | 0 | 0 | 0 | 0 | 0 | 0 | 0 | 0 | 0 | 0 | 0 | 0 | 0 | 0 | 0 | 0 | 0 | 0 | 0 | 0 | 0 | 0 | 0 | 0 | 0 | 0 | 0 | 0 | 0 | 0
F6_Commercial_College_New_Miscellaneous_Natural Gas_Pool Heater_E6 | F6 | Commercial | College | New | Miscellaneous | Natural Gas | Pool Heater | E6 | Utility - Value of Sales | 0 | 0 | 0 | 0 | 0 | 0 | 0 | 0 | 0 | 0 | 0 | 0 | 0 | 0 | 0 | 0 | 0 | 0 | 0 | 0 | 0 | 0 | 0 | 0 | 0 | 0 | 0 | 0 | 0 | 0 | 0 | 0 | 0
F6_Commercial_College_New_Miscellaneous_Natural Gas_Pool Heater_E7 | F6 | Commercial | College | New | Miscellaneous | Natural Gas | Pool Heater | E7 | Utility - Value of Sales | 0 | 0 | 0 | 0 | 0 | 0 | 0 | 0 | 0 | 0 | 0 | 0 | 0 | 0 | 0 | 0 | 0 | 0 | 0 | 0 | 0 | 0 | 0 | 0 | 0 | 0 | 0 | 0 | 0 | 0 | 0 | 0 | 0
F6_Commercial_College_New_Miscellaneous_Natural Gas_Pool Heater_E8 | F6 | Commercial | College | New | Miscellaneous | Natural Gas | Pool Heater | E8 | Utility - Value of Sales | 0 | 0 | 0 | 0 | 0 | 0 | 0 | 0 | 0 | 0 | 0 | 0 | 0 | 0 | 0 | 0 | 0 | 0 | 0 | 0 | 0 | 0 | 0 | 0 | 0 | 0 | 0 | 0 | 0 | 0 | 0 | 0 | 0
F6_Commercial_College_New_Miscellaneous_Natural Gas_Pool Heater_E9 | F6 | Commercial | College | New | Miscellaneous | Natural Gas | Pool Heater | E9 | Utility - Value of Sales | 0 | 0 | 0 | 0 | 0 | 0 | 0 | 0 | 0 | 0 | 0 | 0 | 0 | 0 | 0 | 0 | 0 | 0 | 0 | 0 | 0 | 0 | 0 | 0 | 0 | 0 | 0 | 0 | 0 | 0 | 0 | 0 | 0
F6_Commercial_College_New_Miscellaneous_Natural Gas_Pool Heater_E10 | F6 | Commercial | College | New | Miscellaneous | Natural Gas | Pool Heater | E10 | Utility - Value of Sales | 0 | 0 | 0 | 0 | 0 | 0 | 0 | 0 | 0 | 0 | 0 | 0 | 0 | 0 | 0 | 0 | 0 | 0 | 0 | 0 | 0 | 0 | 0 | 0 | 0 | 0 | 0 | 0 | 0 | 0 | 0 | 0 | 0
F1_Commercial_College_New_Miscellaneous_Natural Gas_Miscellaneous_E1 | F1 | Commercial | College | New | Miscellaneous | Natural Gas | Miscellaneous | E1 | RVT - Cost of Equipment | 0 | 0 | 0 | 0 | 0 | 0 | 0 | 0 | 0 | 0 | 0 | 0 | 0 | 0 | 0 | 0 | 0 | 0 | 0 | 0 | 0 | 0 | 0 | 0 | 0 | 0 | 0 | 0 | 0 | 0 | 0 | 0 | 0
F1_Commercial_College_New_Miscellaneous_Natural Gas_Miscellaneous_E2 | F1 | Commercial | College | New | Miscellaneous | Natural Gas | Miscellaneous | E2 | RVT - Cost of Equipment | 0 | 0 | 0 | 0 | 0 | 0 | 0 | 0 | 0 | 0 | 0 | 0 | 0 | 0 | 0 | 0 | 0 | 0 | 0 | 0 | 0 | 0 | 0 | 0 | 0 | 0 | 0 | 0 | 0 | 0 | 0 | 0 | 0
F1_Commercial_College_New_Miscellaneous_Natural Gas_Miscellaneous_E3 | F1 | Commercial | College | New | Miscellaneous | Natural Gas | Miscellaneous | E3 | RVT - Cost of Equipment | 0 | 0 | 0 | 0 | 0 | 0 | 0 | 0 | 0 | 0 | 0 | 0 | 0 | 0 | 0 | 0 | 0 | 0 | 0 | 0 | 0 | 0 | 0 | 0 | 0 | 0 | 0 | 0 | 0 | 0 | 0 | 0 | 0
F1_Commercial_College_New_Miscellaneous_Natural Gas_Miscellaneous_E4 | F1 | Commercial | College | New | Miscellaneous | Natural Gas | Miscellaneous | E4 | RVT - Cost of Equipment | 0 | 0 | 0 | 0 | 0 | 0 | 0 | 0 | 0 | 0 | 0 | 0 | 0 | 0 | 0 | 0 | 0 | 0 | 0 | 0 | 0 | 0 | 0 | 0 | 0 | 0 | 0 | 0 | 0 | 0 | 0 | 0 | 0
F1_Commercial_College_New_Miscellaneous_Natural Gas_Miscellaneous_E5 | F1 | Commercial | College | New | Miscellaneous | Natural Gas | Miscellaneous | E5 | RVT - Cost of Equipment | 0 | 0 | 0 | 0 | 0 | 0 | 0 | 0 | 0 | 0 | 0 | 0 | 0 | 0 | 0 | 0 | 0 | 0 | 0 | 0 | 0 | 0 | 0 | 0 | 0 | 0 | 0 | 0 | 0 | 0 | 0 | 0 | 0
F1_Commercial_College_New_Miscellaneous_Natural Gas_Miscellaneous_E6 | F1 | Commercial | College | New | Miscellaneous | Natural Gas | Miscellaneous | E6 | RVT - Cost of Equipment | 0 | 0 | 0 | 0 | 0 | 0 | 0 | 0 | 0 | 0 | 0 | 0 | 0 | 0 | 0 | 0 | 0 | 0 | 0 | 0 | 0 | 0 | 0 | 0 | 0 | 0 | 0 | 0 | 0 | 0 | 0 | 0 | 0
F1_Commercial_College_New_Miscellaneous_Natural Gas_Miscellaneous_E7 | F1 | Commercial | College | New | Miscellaneous | Natural Gas | Miscellaneous | E7 | RVT - Cost of Equipment | 0 | 0 | 0 | 0 | 0 | 0 | 0 | 0 | 0 | 0 | 0 | 0 | 0 | 0 | 0 | 0 | 0 | 0 | 0 | 0 | 0 | 0 | 0 | 0 | 0 | 0 | 0 | 0 | 0 | 0 | 0 | 0 | 0
F1_Commercial_College_New_Miscellaneous_Natural Gas_Miscellaneous_E8 | F1 | Commercial | College | New | Miscellaneous | Natural Gas | Miscellaneous | E8 | RVT - Cost of Equipment | 0 | 0 | 0 | 0 | 0 | 0 | 0 | 0 | 0 | 0 | 0 | 0 | 0 | 0 | 0 | 0 | 0 | 0 | 0 | 0 | 0 | 0 | 0 | 0 | 0 | 0 | 0 | 0 | 0 | 0 | 0 | 0 | 0
F1_Commercial_College_New_Miscellaneous_Natural Gas_Miscellaneous_E9 | F1 | Commercial | College | New | Miscellaneous | Natural Gas | Miscellaneous | E9 | RVT - Cost of Equipment | 0 | 0 | 0 | 0 | 0 | 0 | 0 | 0 | 0 | 0 | 0 | 0 | 0 | 0 | 0 | 0 | 0 | 0 | 0 | 0 | 0 | 0 | 0 | 0 | 0 | 0 | 0 | 0 | 0 | 0 | 0 | 0 | 0
F1_Commercial_College_New_Miscellaneous_Natural Gas_Miscellaneous_E10 | F1 | Commercial | College | New | Miscellaneous | Natural Gas | Miscellaneous | E10 | RVT - Cost of Equipment | 0 | 0 | 0 | 0 | 0 | 0 | 0 | 0 | 0 | 0 | 0 | 0 | 0 | 0 | 0 | 0 | 0 | 0 | 0 | 0 | 0 | 0 | 0 | 0 | 0 | 0 | 0 | 0 | 0 | 0 | 0 | 0 | 0
F2_Commercial_College_New_Miscellaneous_Natural Gas_Miscellaneous_E1 | F2 | Commercial | College | New | Miscellaneous | Natural Gas | Miscellaneous | E1 | RVT - Cost of Operation | 0 | 0 | 0 | 0 | 0 | 0 | 0 | 0 | 0 | 0 | 0 | 0 | 0 | 0 | 0 | 0 | 0 | 0 | 0 | 0 | 0 | 0 | 0 | 0 | 0 | 0 | 0 | 0 | 0 | 0 | 0 | 0 | 0
F2_Commercial_College_New_Miscellaneous_Natural Gas_Miscellaneous_E2 | F2 | Commercial | College | New | Miscellaneous | Natural Gas | Miscellaneous | E2 | RVT - Cost of Operation | 0 | 0 | 0 | 0 | 0 | 0 | 0 | 0 | 0 | 0 | 0 | 0 | 0 | 0 | 0 | 0 | 0 | 0 | 0 | 0 | 0 | 0 | 0 | 0 | 0 | 0 | 0 | 0 | 0 | 0 | 0 | 0 | 0
F2_Commercial_College_New_Miscellaneous_Natural Gas_Miscellaneous_E3 | F2 | Commercial | College | New | Miscellaneous | Natural Gas | Miscellaneous | E3 | RVT - Cost of Operation | 0 | 0 | 0 | 0 | 0 | 0 | 0 | 0 | 0 | 0 | 0 | 0 | 0 | 0 | 0 | 0 | 0 | 0 | 0 | 0 | 0 | 0 | 0 | 0 | 0 | 0 | 0 | 0 | 0 | 0 | 0 | 0 | 0
F2_Commercial_College_New_Miscellaneous_Natural Gas_Miscellaneous_E4 | F2 | Commercial | College | New | Miscellaneous | Natural Gas | Miscellaneous | E4 | RVT - Cost of Operation | 0 | 0 | 0 | 0 | 0 | 0 | 0 | 0 | 0 | 0 | 0 | 0 | 0 | 0 | 0 | 0 | 0 | 0 | 0 | 0 | 0 | 0 | 0 | 0 | 0 | 0 | 0 | 0 | 0 | 0 | 0 | 0 | 0
F2_Commercial_College_New_Miscellaneous_Natural Gas_Miscellaneous_E5 | F2 | Commercial | College | New | Miscellaneous | Natural Gas | Miscellaneous | E5 | RVT - Cost of Operation | 0 | 0 | 0 | 0 | 0 | 0 | 0 | 0 | 0 | 0 | 0 | 0 | 0 | 0 | 0 | 0 | 0 | 0 | 0 | 0 | 0 | 0 | 0 | 0 | 0 | 0 | 0 | 0 | 0 | 0 | 0 | 0 | 0
F2_Commercial_College_New_Miscellaneous_Natural Gas_Miscellaneous_E6 | F2 | Commercial | College | New | Miscellaneous | Natural Gas | Miscellaneous | E6 | RVT - Cost of Operation | 0 | 0 | 0 | 0 | 0 | 0 | 0 | 0 | 0 | 0 | 0 | 0 | 0 | 0 | 0 | 0 | 0 | 0 | 0 | 0 | 0 | 0 | 0 | 0 | 0 | 0 | 0 | 0 | 0 | 0 | 0 | 0 | 0
F2_Commercial_College_New_Miscellaneous_Natural Gas_Miscellaneous_E7 | F2 | Commercial | College | New | Miscellaneous | Natural Gas | Miscellaneous | E7 | RVT - Cost of Operation | 0 | 0 | 0 | 0 | 0 | 0 | 0 | 0 | 0 | 0 | 0 | 0 | 0 | 0 | 0 | 0 | 0 | 0 | 0 | 0 | 0 | 0 | 0 | 0 | 0 | 0 | 0 | 0 | 0 | 0 | 0 | 0 | 0
F2_Commercial_College_New_Miscellaneous_Natural Gas_Miscellaneous_E8 | F2 | Commercial | College | New | Miscellaneous | Natural Gas | Miscellaneous | E8 | RVT - Cost of Operation | 0 | 0 | 0 | 0 | 0 | 0 | 0 | 0 | 0 | 0 | 0 | 0 | 0 | 0 | 0 | 0 | 0 | 0 | 0 | 0 | 0 | 0 | 0 | 0 | 0 | 0 | 0 | 0 | 0 | 0 | 0 | 0 | 0
F2_Commercial_College_New_Miscellaneous_Natural Gas_Miscellaneous_E9 | F2 | Commercial | College | New | Miscellaneous | Natural Gas | Miscellaneous | E9 | RVT - Cost of Operation | 0 | 0 | 0 | 0 | 0 | 0 | 0 | 0 | 0 | 0 | 0 | 0 | 0 | 0 | 0 | 0 | 0 | 0 | 0 | 0 | 0 | 0 | 0 | 0 | 0 | 0 | 0 | 0 | 0 | 0 | 0 | 0 | 0
F2_Commercial_College_New_Miscellaneous_Natural Gas_Miscellaneous_E10 | F2 | Commercial | College | New | Miscellaneous | Natural Gas | Miscellaneous | E10 | RVT - Cost of Operation | 0 | 0 | 0 | 0 | 0 | 0 | 0 | 0 | 0 | 0 | 0 | 0 | 0 | 0 | 0 | 0 | 0 | 0 | 0 | 0 | 0 | 0 | 0 | 0 | 0 | 0 | 0 | 0 | 0 | 0 | 0 | 0 | 0
F3_Commercial_College_New_Miscellaneous_Natural Gas_Miscellaneous_E1 | F3 | Commercial | College | New | Miscellaneous | Natural Gas | Miscellaneous | E1 | System - kBTUs of Consumption | 0.23859 | 0.23859 | 0.23859 | 0.23859 | 0.23859 | 0.23859 | 0.23859 | 0.23859 | 0.23859 | 0.23859 | 0.23859 | 0.23859 | 0.23859 | 0.23859 | 0.23859 | 0.23859 | 0.23859 | 0.23859 | 0.23859 | 0.23859 | 0.23859 | 0.23859 | 0.23859 | 0.23859 | 0.23859 | 0.23859 | 0.23859 | 0.23859 | 0.23859 | 0.23859 | 0.23859 | 0.23859 | 0.23859
F3_Commercial_College_New_Miscellaneous_Natural Gas_Miscellaneous_E2 | F3 | Commercial | College | New | Miscellaneous | Natural Gas | Miscellaneous | E2 | System - kBTUs of Consumption | 0 | 0 | 0 | 0 | 0 | 0 | 0 | 0 | 0 | 0 | 0 | 0 | 0 | 0 | 0 | 0 | 0 | 0 | 0 | 0 | 0 | 0 | 0 | 0 | 0 | 0 | 0 | 0 | 0 | 0 | 0 | 0 | 0
F3_Commercial_College_New_Miscellaneous_Natural Gas_Miscellaneous_E3 | F3 | Commercial | College | New | Miscellaneous | Natural Gas | Miscellaneous | E3 | System - kBTUs of Consumption | 0 | 0 | 0 | 0 | 0 | 0 | 0 | 0 | 0 | 0 | 0 | 0 | 0 | 0 | 0 | 0 | 0 | 0 | 0 | 0 | 0 | 0 | 0 | 0 | 0 | 0 | 0 | 0 | 0 | 0 | 0 | 0 | 0
F3_Commercial_College_New_Miscellaneous_Natural Gas_Miscellaneous_E4 | F3 | Commercial | College | New | Miscellaneous | Natural Gas | Miscellaneous | E4 | System - kBTUs of Consumption | 0 | 0 | 0 | 0 | 0 | 0 | 0 | 0 | 0 | 0 | 0 | 0 | 0 | 0 | 0 | 0 | 0 | 0 | 0 | 0 | 0 | 0 | 0 | 0 | 0 | 0 | 0 | 0 | 0 | 0 | 0 | 0 | 0
F3_Commercial_College_New_Miscellaneous_Natural Gas_Miscellaneous_E5 | F3 | Commercial | College | New | Miscellaneous | Natural Gas | Miscellaneous | E5 | System - kBTUs of Consumption | 0 | 0 | 0 | 0 | 0 | 0 | 0 | 0 | 0 | 0 | 0 | 0 | 0 | 0 | 0 | 0 | 0 | 0 | 0 | 0 | 0 | 0 | 0 | 0 | 0 | 0 | 0 | 0 | 0 | 0 | 0 | 0 | 0
F3_Commercial_College_New_Miscellaneous_Natural Gas_Miscellaneous_E6 | F3 | Commercial | College | New | Miscellaneous | Natural Gas | Miscellaneous | E6 | System - kBTUs of Consumption | 0 | 0 | 0 | 0 | 0 | 0 | 0 | 0 | 0 | 0 | 0 | 0 | 0 | 0 | 0 | 0 | 0 | 0 | 0 | 0 | 0 | 0 | 0 | 0 | 0 | 0 | 0 | 0 | 0 | 0 | 0 | 0 | 0
F3_Commercial_College_New_Miscellaneous_Natural Gas_Miscellaneous_E7 | F3 | Commercial | College | New | Miscellaneous | Natural Gas | Miscellaneous | E7 | System - kBTUs of Consumption | 0 | 0 | 0 | 0 | 0 | 0 | 0 | 0 | 0 | 0 | 0 | 0 | 0 | 0 | 0 | 0 | 0 | 0 | 0 | 0 | 0 | 0 | 0 | 0 | 0 | 0 | 0 | 0 | 0 | 0 | 0 | 0 | 0
F3_Commercial_College_New_Miscellaneous_Natural Gas_Miscellaneous_E8 | F3 | Commercial | College | New | Miscellaneous | Natural Gas | Miscellaneous | E8 | System - kBTUs of Consumption | 0 | 0 | 0 | 0 | 0 | 0 | 0 | 0 | 0 | 0 | 0 | 0 | 0 | 0 | 0 | 0 | 0 | 0 | 0 | 0 | 0 | 0 | 0 | 0 | 0 | 0 | 0 | 0 | 0 | 0 | 0 | 0 | 0
F3_Commercial_College_New_Miscellaneous_Natural Gas_Miscellaneous_E9 | F3 | Commercial | College | New | Miscellaneous | Natural Gas | Miscellaneous | E9 | System - kBTUs of Consumption | 0 | 0 | 0 | 0 | 0 | 0 | 0 | 0 | 0 | 0 | 0 | 0 | 0 | 0 | 0 | 0 | 0 | 0 | 0 | 0 | 0 | 0 | 0 | 0 | 0 | 0 | 0 | 0 | 0 | 0 | 0 | 0 | 0
F3_Commercial_College_New_Miscellaneous_Natural Gas_Miscellaneous_E10 | F3 | Commercial | College | New | Miscellaneous | Natural Gas | Miscellaneous | E10 | System - kBTUs of Consumption | 0 | 0 | 0 | 0 | 0 | 0 | 0 | 0 | 0 | 0 | 0 | 0 | 0 | 0 | 0 | 0 | 0 | 0 | 0 | 0 | 0 | 0 | 0 | 0 | 0 | 0 | 0 | 0 | 0 | 0 | 0 | 0 | 0
F4_Commercial_College_New_Miscellaneous_Natural Gas_Miscellaneous_E1 | F4 | Commercial | College | New | Miscellaneous | Natural Gas | Miscellaneous | E1 | Utility - Cost of Equipment | 0 | 0 | 0 | 0 | 0 | 0 | 0 | 0 | 0 | 0 | 0 | 0 | 0 | 0 | 0 | 0 | 0 | 0 | 0 | 0 | 0 | 0 | 0 | 0 | 0 | 0 | 0 | 0 | 0 | 0 | 0 | 0 | 0
F4_Commercial_College_New_Miscellaneous_Natural Gas_Miscellaneous_E2 | F4 | Commercial | College | New | Miscellaneous | Natural Gas | Miscellaneous | E2 | Utility - Cost of Equipment | 0 | 0 | 0 | 0 | 0 | 0 | 0 | 0 | 0 | 0 | 0 | 0 | 0 | 0 | 0 | 0 | 0 | 0 | 0 | 0 | 0 | 0 | 0 | 0 | 0 | 0 | 0 | 0 | 0 | 0 | 0 | 0 | 0
F4_Commercial_College_New_Miscellaneous_Natural Gas_Miscellaneous_E3 | F4 | Commercial | College | New | Miscellaneous | Natural Gas | Miscellaneous | E3 | Utility - Cost of Equipment | 0 | 0 | 0 | 0 | 0 | 0 | 0 | 0 | 0 | 0 | 0 | 0 | 0 | 0 | 0 | 0 | 0 | 0 | 0 | 0 | 0 | 0 | 0 | 0 | 0 | 0 | 0 | 0 | 0 | 0 | 0 | 0 | 0
F4_Commercial_College_New_Miscellaneous_Natural Gas_Miscellaneous_E4 | F4 | Commercial | College | New | Miscellaneous | Natural Gas | Miscellaneous | E4 | Utility - Cost of Equipment | 0 | 0 | 0 | 0 | 0 | 0 | 0 | 0 | 0 | 0 | 0 | 0 | 0 | 0 | 0 | 0 | 0 | 0 | 0 | 0 | 0 | 0 | 0 | 0 | 0 | 0 | 0 | 0 | 0 | 0 | 0 | 0 | 0
F4_Commercial_College_New_Miscellaneous_Natural Gas_Miscellaneous_E5 | F4 | Commercial | College | New | Miscellaneous | Natural Gas | Miscellaneous | E5 | Utility - Cost of Equipment | 0 | 0 | 0 | 0 | 0 | 0 | 0 | 0 | 0 | 0 | 0 | 0 | 0 | 0 | 0 | 0 | 0 | 0 | 0 | 0 | 0 | 0 | 0 | 0 | 0 | 0 | 0 | 0 | 0 | 0 | 0 | 0 | 0
F4_Commercial_College_New_Miscellaneous_Natural Gas_Miscellaneous_E6 | F4 | Commercial | College | New | Miscellaneous | Natural Gas | Miscellaneous | E6 | Utility - Cost of Equipment | 0 | 0 | 0 | 0 | 0 | 0 | 0 | 0 | 0 | 0 | 0 | 0 | 0 | 0 | 0 | 0 | 0 | 0 | 0 | 0 | 0 | 0 | 0 | 0 | 0 | 0 | 0 | 0 | 0 | 0 | 0 | 0 | 0
F4_Commercial_College_New_Miscellaneous_Natural Gas_Miscellaneous_E7 | F4 | Commercial | College | New | Miscellaneous | Natural Gas | Miscellaneous | E7 | Utility - Cost of Equipment | 0 | 0 | 0 | 0 | 0 | 0 | 0 | 0 | 0 | 0 | 0 | 0 | 0 | 0 | 0 | 0 | 0 | 0 | 0 | 0 | 0 | 0 | 0 | 0 | 0 | 0 | 0 | 0 | 0 | 0 | 0 | 0 | 0
F4_Commercial_College_New_Miscellaneous_Natural Gas_Miscellaneous_E8 | F4 | Commercial | College | New | Miscellaneous | Natural Gas | Miscellaneous | E8 | Utility - Cost of Equipment | 0 | 0 | 0 | 0 | 0 | 0 | 0 | 0 | 0 | 0 | 0 | 0 | 0 | 0 | 0 | 0 | 0 | 0 | 0 | 0 | 0 | 0 | 0 | 0 | 0 | 0 | 0 | 0 | 0 | 0 | 0 | 0 | 0
F4_Commercial_College_New_Miscellaneous_Natural Gas_Miscellaneous_E9 | F4 | Commercial | College | New | Miscellaneous | Natural Gas | Miscellaneous | E9 | Utility - Cost of Equipment | 0 | 0 | 0 | 0 | 0 | 0 | 0 | 0 | 0 | 0 | 0 | 0 | 0 | 0 | 0 | 0 | 0 | 0 | 0 | 0 | 0 | 0 | 0 | 0 | 0 | 0 | 0 | 0 | 0 | 0 | 0 | 0 | 0
F4_Commercial_College_New_Miscellaneous_Natural Gas_Miscellaneous_E10 | F4 | Commercial | College | New | Miscellaneous | Natural Gas | Miscellaneous | E10 | Utility - Cost of Equipment | 0 | 0 | 0 | 0 | 0 | 0 | 0 | 0 | 0 | 0 | 0 | 0 | 0 | 0 | 0 | 0 | 0 | 0 | 0 | 0 | 0 | 0 | 0 | 0 | 0 | 0 | 0 | 0 | 0 | 0 | 0 | 0 | 0
F5_Commercial_College_New_Miscellaneous_Natural Gas_Miscellaneous_E1 | F5 | Commercial | College | New | Miscellaneous | Natural Gas | Miscellaneous | E1 | Utility - Cost of Operation | 0.23859 | 0.23859 | 0.23859 | 0.23859 | 0.23859 | 0.23859 | 0.23859 | 0.23859 | 0.23859 | 0.23859 | 0.23859 | 0.23859 | 0.23859 | 0.23859 | 0.23859 | 0.23859 | 0.23859 | 0.23859 | 0.23859 | 0.23859 | 0.23859 | 0.23859 | 0.23859 | 0.23859 | 0.23859 | 0.23859 | 0.23859 | 0.23859 | 0.23859 | 0.23859 | 0.23859 | 0.23859 | 0.23859
F5_Commercial_College_New_Miscellaneous_Natural Gas_Miscellaneous_E2 | F5 | Commercial | College | New | Miscellaneous | Natural Gas | Miscellaneous | E2 | Utility - Cost of Operation | 0 | 0 | 0 | 0 | 0 | 0 | 0 | 0 | 0 | 0 | 0 | 0 | 0 | 0 | 0 | 0 | 0 | 0 | 0 | 0 | 0 | 0 | 0 | 0 | 0 | 0 | 0 | 0 | 0 | 0 | 0 | 0 | 0
F5_Commercial_College_New_Miscellaneous_Natural Gas_Miscellaneous_E3 | F5 | Commercial | College | New | Miscellaneous | Natural Gas | Miscellaneous | E3 | Utility - Cost of Operation | 0 | 0 | 0 | 0 | 0 | 0 | 0 | 0 | 0 | 0 | 0 | 0 | 0 | 0 | 0 | 0 | 0 | 0 | 0 | 0 | 0 | 0 | 0 | 0 | 0 | 0 | 0 | 0 | 0 | 0 | 0 | 0 | 0
F5_Commercial_College_New_Miscellaneous_Natural Gas_Miscellaneous_E4 | F5 | Commercial | College | New | Miscellaneous | Natural Gas | Miscellaneous | E4 | Utility - Cost of Operation | 0 | 0 | 0 | 0 | 0 | 0 | 0 | 0 | 0 | 0 | 0 | 0 | 0 | 0 | 0 | 0 | 0 | 0 | 0 | 0 | 0 | 0 | 0 | 0 | 0 | 0 | 0 | 0 | 0 | 0 | 0 | 0 | 0
F5_Commercial_College_New_Miscellaneous_Natural Gas_Miscellaneous_E5 | F5 | Commercial | College | New | Miscellaneous | Natural Gas | Miscellaneous | E5 | Utility - Cost of Operation | 0 | 0 | 0 | 0 | 0 | 0 | 0 | 0 | 0 | 0 | 0 | 0 | 0 | 0 | 0 | 0 | 0 | 0 | 0 | 0 | 0 | 0 | 0 | 0 | 0 | 0 | 0 | 0 | 0 | 0 | 0 | 0 | 0
F5_Commercial_College_New_Miscellaneous_Natural Gas_Miscellaneous_E6 | F5 | Commercial | College | New | Miscellaneous | Natural Gas | Miscellaneous | E6 | Utility - Cost of Operation | 0 | 0 | 0 | 0 | 0 | 0 | 0 | 0 | 0 | 0 | 0 | 0 | 0 | 0 | 0 | 0 | 0 | 0 | 0 | 0 | 0 | 0 | 0 | 0 | 0 | 0 | 0 | 0 | 0 | 0 | 0 | 0 | 0
F5_Commercial_College_New_Miscellaneous_Natural Gas_Miscellaneous_E7 | F5 | Commercial | College | New | Miscellaneous | Natural Gas | Miscellaneous | E7 | Utility - Cost of Operation | 0 | 0 | 0 | 0 | 0 | 0 | 0 | 0 | 0 | 0 | 0 | 0 | 0 | 0 | 0 | 0 | 0 | 0 | 0 | 0 | 0 | 0 | 0 | 0 | 0 | 0 | 0 | 0 | 0 | 0 | 0 | 0 | 0
F5_Commercial_College_New_Miscellaneous_Natural Gas_Miscellaneous_E8 | F5 | Commercial | College | New | Miscellaneous | Natural Gas | Miscellaneous | E8 | Utility - Cost of Operation | 0 | 0 | 0 | 0 | 0 | 0 | 0 | 0 | 0 | 0 | 0 | 0 | 0 | 0 | 0 | 0 | 0 | 0 | 0 | 0 | 0 | 0 | 0 | 0 | 0 | 0 | 0 | 0 | 0 | 0 | 0 | 0 | 0
F5_Commercial_College_New_Miscellaneous_Natural Gas_Miscellaneous_E9 | F5 | Commercial | College | New | Miscellaneous | Natural Gas | Miscellaneous | E9 | Utility - Cost of Operation | 0 | 0 | 0 | 0 | 0 | 0 | 0 | 0 | 0 | 0 | 0 | 0 | 0 | 0 | 0 | 0 | 0 | 0 | 0 | 0 | 0 | 0 | 0 | 0 | 0 | 0 | 0 | 0 | 0 | 0 | 0 | 0 | 0
F5_Commercial_College_New_Miscellaneous_Natural Gas_Miscellaneous_E10 | F5 | Commercial | College | New | Miscellaneous | Natural Gas | Miscellaneous | E10 | Utility - Cost of Operation | 0 | 0 | 0 | 0 | 0 | 0 | 0 | 0 | 0 | 0 | 0 | 0 | 0 | 0 | 0 | 0 | 0 | 0 | 0 | 0 | 0 | 0 | 0 | 0 | 0 | 0 | 0 | 0 | 0 | 0 | 0 | 0 | 0
F6_Commercial_College_New_Miscellaneous_Natural Gas_Miscellaneous_E1 | F6 | Commercial | College | New | Miscellaneous | Natural Gas | Miscellaneous | E1 | Utility - Value of Sales | 0.034582 | 0.034582 | 0.034582 | 0.034582 | 0.034582 | 0.034582 | 0.034582 | 0.034582 | 0.034582 | 0.034582 | 0.034582 | 0.034582 | 0.034582 | 0.034582 | 0.034582 | 0.034582 | 0.034582 | 0.034582 | 0.034582 | 0.034582 | 0.034582 | 0.034582 | 0.034582 | 0.034582 | 0.034582 | 0.034582 | 0.034582 | 0.034582 | 0.034582 | 0.034582 | 0.034582 | 0.034582 | 0.034582
F6_Commercial_College_New_Miscellaneous_Natural Gas_Miscellaneous_E2 | F6 | Commercial | College | New | Miscellaneous | Natural Gas | Miscellaneous | E2 | Utility - Value of Sales | 0 | 0 | 0 | 0 | 0 | 0 | 0 | 0 | 0 | 0 | 0 | 0 | 0 | 0 | 0 | 0 | 0 | 0 | 0 | 0 | 0 | 0 | 0 | 0 | 0 | 0 | 0 | 0 | 0 | 0 | 0 | 0 | 0
F6_Commercial_College_New_Miscellaneous_Natural Gas_Miscellaneous_E3 | F6 | Commercial | College | New | Miscellaneous | Natural Gas | Miscellaneous | E3 | Utility - Value of Sales | 0 | 0 | 0 | 0 | 0 | 0 | 0 | 0 | 0 | 0 | 0 | 0 | 0 | 0 | 0 | 0 | 0 | 0 | 0 | 0 | 0 | 0 | 0 | 0 | 0 | 0 | 0 | 0 | 0 | 0 | 0 | 0 | 0
F6_Commercial_College_New_Miscellaneous_Natural Gas_Miscellaneous_E4 | F6 | Commercial | College | New | Miscellaneous | Natural Gas | Miscellaneous | E4 | Utility - Value of Sales | 0 | 0 | 0 | 0 | 0 | 0 | 0 | 0 | 0 | 0 | 0 | 0 | 0 | 0 | 0 | 0 | 0 | 0 | 0 | 0 | 0 | 0 | 0 | 0 | 0 | 0 | 0 | 0 | 0 | 0 | 0 | 0 | 0
F6_Commercial_College_New_Miscellaneous_Natural Gas_Miscellaneous_E5 | F6 | Commercial | College | New | Miscellaneous | Natural Gas | Miscellaneous | E5 | Utility - Value of Sales | 0 | 0 | 0 | 0 | 0 | 0 | 0 | 0 | 0 | 0 | 0 | 0 | 0 | 0 | 0 | 0 | 0 | 0 | 0 | 0 | 0 | 0 | 0 | 0 | 0 | 0 | 0 | 0 | 0 | 0 | 0 | 0 | 0
F6_Commercial_College_New_Miscellaneous_Natural Gas_Miscellaneous_E6 | F6 | Commercial | College | New | Miscellaneous | Natural Gas | Miscellaneous | E6 | Utility - Value of Sales | 0 | 0 | 0 | 0 | 0 | 0 | 0 | 0 | 0 | 0 | 0 | 0 | 0 | 0 | 0 | 0 | 0 | 0 | 0 | 0 | 0 | 0 | 0 | 0 | 0 | 0 | 0 | 0 | 0 | 0 | 0 | 0 | 0
F6_Commercial_College_New_Miscellaneous_Natural Gas_Miscellaneous_E7 | F6 | Commercial | College | New | Miscellaneous | Natural Gas | Miscellaneous | E7 | Utility - Value of Sales | 0 | 0 | 0 | 0 | 0 | 0 | 0 | 0 | 0 | 0 | 0 | 0 | 0 | 0 | 0 | 0 | 0 | 0 | 0 | 0 | 0 | 0 | 0 | 0 | 0 | 0 | 0 | 0 | 0 | 0 | 0 | 0 | 0
F6_Commercial_College_New_Miscellaneous_Natural Gas_Miscellaneous_E8 | F6 | Commercial | College | New | Miscellaneous | Natural Gas | Miscellaneous | E8 | Utility - Value of Sales | 0 | 0 | 0 | 0 | 0 | 0 | 0 | 0 | 0 | 0 | 0 | 0 | 0 | 0 | 0 | 0 | 0 | 0 | 0 | 0 | 0 | 0 | 0 | 0 | 0 | 0 | 0 | 0 | 0 | 0 | 0 | 0 | 0
F6_Commercial_College_New_Miscellaneous_Natural Gas_Miscellaneous_E9 | F6 | Commercial | College | New | Miscellaneous | Natural Gas | Miscellaneous | E9 | Utility - Value of Sales | 0 | 0 | 0 | 0 | 0 | 0 | 0 | 0 | 0 | 0 | 0 | 0 | 0 | 0 | 0 | 0 | 0 | 0 | 0 | 0 | 0 | 0 | 0 | 0 | 0 | 0 | 0 | 0 | 0 | 0 | 0 | 0 | 0
F6_Commercial_College_New_Miscellaneous_Natural Gas_Miscellaneous_E10 | F6 | Commercial | College | New | Miscellaneous | Natural Gas | Miscellaneous | E10 | Utility - Value of Sales | 0 | 0 | 0 | 0 | 0 | 0 | 0 | 0 | 0 | 0 | 0 | 0 | 0 | 0 | 0 | 0 | 0 | 0 | 0 | 0 | 0 | 0 | 0 | 0 | 0 | 0 | 0 | 0 | 0 | 0 | 0 | 0 | 0
F1_Commercial_Hospital_Existing_Space Heating_Natural Gas_Furnace_E1 | F1 | Commercial | Hospital | Existing | Space Heating | Natural Gas | Furnace | E1 | RVT - Cost of Equipment | 0.2322 | 0.23241 | 0.23263 | 0.23297 | 0.23345 | 0.23418 | 0.23469 | 0.23509 | 0.23553 | 0.23593 | 0.23621 | 0.23639 | 0.23654 | 0.23668 | 0.23686 | 0.23693 | 0.23706 | 0.23731 | 0.23757 | 0.23787 | 0.23822 | 0.23852 | 0.23875 | 0.23893 | 0.23905 | 0.23908 | 0.23902 | 0.23889 | 0.23879 | 0.23874 | 0.23878 | 0.23879 | 0.23879
F1_Commercial_Hospital_Existing_Space Heating_Natural Gas_Furnace_E2 | F1 | Commercial | Hospital | Existing | Space Heating | Natural Gas | Furnace | E2 | RVT - Cost of Equipment | 0.2064 | 0.20659 | 0.20679 | 0.20709 | 0.20751 | 0.20816 | 0.20862 | 0.20897 | 0.20936 | 0.20972 | 0.20997 | 0.21012 | 0.21026 | 0.21039 | 0.21055 | 0.21061 | 0.21073 | 0.21094 | 0.21117 | 0.21144 | 0.21176 | 0.21202 | 0.21223 | 0.21239 | 0.21249 | 0.21252 | 0.21247 | 0.21235 | 0.21226 | 0.21222 | 0.21225 | 0.21226 | 0.21226
F1_Commercial_Hospital_Existing_Space Heating_Natural Gas_Furnace_E3 | F1 | Commercial | Hospital | Existing | Space Heating | Natural Gas | Furnace | E3 | RVT - Cost of Equipment | 0.1935 | 0.19367 | 0.19386 | 0.19414 | 0.19454 | 0.19515 | 0.19558 | 0.19591 | 0.19627 | 0.19661 | 0.19684 | 0.19699 | 0.19712 | 0.19723 | 0.19738 | 0.19745 | 0.19755 | 0.19776 | 0.19797 | 0.19822 | 0.19852 | 0.19877 | 0.19896 | 0.19911 | 0.19921 | 0.19923 | 0.19918 | 0.19908 | 0.19899 | 0.19895 | 0.19898 | 0.19899 | 0.19899
F1_Commercial_Hospital_Existing_Space Heating_Natural Gas_Furnace_E4 | F1 | Commercial | Hospital | Existing | Space Heating | Natural Gas | Furnace | E4 | RVT - Cost of Equipment | 0.14186 | 0.14198 | 0.14212 | 0.14233 | 0.14264 | 0.14316 | 0.14349 | 0.14373 | 0.14402 | 0.14428 | 0.14446 | 0.14457 | 0.14468 | 0.14479 | 0.14494 | 0.14501 | 0.14513 | 0.14533 | 0.14555 | 0.14579 | 0.14607 | 0.14631 | 0.1465 | 0.14664 | 0.14673 | 0.14676 | 0.14671 | 0.14661 | 0.14653 | 0.14649 | 0.14652 | 0.14653 | 0.14653
F1_Commercial_Hospital_Existing_Space Heating_Natural Gas_Furnace_E5 | F1 | Commercial | Hospital | Existing | Space Heating | Natural Gas | Furnace | E5 | RVT - Cost of Equipment | 0 | 0 | 0 | 0 | 0 | 0 | 0 | 0 | 0 | 0 | 0 | 0 | 0 | 0 | 0 | 0 | 0 | 0 | 0 | 0 | 0 | 0 | 0 | 0 | 0 | 0 | 0 | 0 | 0 | 0 | 0 | 0 | 0
F1_Commercial_Hospital_Existing_Space Heating_Natural Gas_Furnace_E6 | F1 | Commercial | Hospital | Existing | Space Heating | Natural Gas | Furnace | E6 | RVT - Cost of Equipment | 0 | 0 | 0 | 0 | 0 | 0 | 0 | 0 | 0 | 0 | 0 | 0 | 0 | 0 | 0 | 0 | 0 | 0 | 0 | 0 | 0 | 0 | 0 | 0 | 0 | 0 | 0 | 0 | 0 | 0 | 0 | 0 | 0
F1_Commercial_Hospital_Existing_Space Heating_Natural Gas_Furnace_E7 | F1 | Commercial | Hospital | Existing | Space Heating | Natural Gas | Furnace | E7 | RVT - Cost of Equipment | 0 | 0 | 0 | 0 | 0 | 0 | 0 | 0 | 0 | 0 | 0 | 0 | 0 | 0 | 0 | 0 | 0 | 0 | 0 | 0 | 0 | 0 | 0 | 0 | 0 | 0 | 0 | 0 | 0 | 0 | 0 | 0 | 0
F1_Commercial_Hospital_Existing_Space Heating_Natural Gas_Furnace_E8 | F1 | Commercial | Hospital | Existing | Space Heating | Natural Gas | Furnace | E8 | RVT - Cost of Equipment | 0 | 0 | 0 | 0 | 0 | 0 | 0 | 0 | 0 | 0 | 0 | 0 | 0 | 0 | 0 | 0 | 0 | 0 | 0 | 0 | 0 | 0 | 0 | 0 | 0 | 0 | 0 | 0 | 0 | 0 | 0 | 0 | 0
F1_Commercial_Hospital_Existing_Space Heating_Natural Gas_Furnace_E9 | F1 | Commercial | Hospital | Existing | Space Heating | Natural Gas | Furnace | E9 | RVT - Cost of Equipment | 0 | 0 | 0 | 0 | 0 | 0 | 0 | 0 | 0 | 0 | 0 | 0 | 0 | 0 | 0 | 0 | 0 | 0 | 0 | 0 | 0 | 0 | 0 | 0 | 0 | 0 | 0 | 0 | 0 | 0 | 0 | 0 | 0
F1_Commercial_Hospital_Existing_Space Heating_Natural Gas_Furnace_E10 | F1 | Commercial | Hospital | Existing | Space Heating | Natural Gas | Furnace | E10 | RVT - Cost of Equipment | 0 | 0 | 0 | 0 | 0 | 0 | 0 | 0 | 0 | 0 | 0 | 0 | 0 | 0 | 0 | 0 | 0 | 0 | 0 | 0 | 0 | 0 | 0 | 0 | 0 | 0 | 0 | 0 | 0 | 0 | 0 | 0 | 0
F2_Commercial_Hospital_Existing_Space Heating_Natural Gas_Furnace_E1 | F2 | Commercial | Hospital | Existing | Space Heating | Natural Gas | Furnace | E1 | RVT - Cost of Operation | 0.27819 | 0.27844 | 0.27871 | 0.27911 | 0.27969 | 0.28056 | 0.28118 | 0.28165 | 0.28218 | 0.28266 | 0.283 | 0.28321 | 0.28339 | 0.28356 | 0.28377 | 0.28386 | 0.28402 | 0.28431 | 0.28462 | 0.28498 | 0.28541 | 0.28576 | 0.28604 | 0.28625 | 0.28639 | 0.28644 | 0.28636 | 0.28621 | 0.28609 | 0.28603 | 0.28607 | 0.28609 | 0.28609
F2_Commercial_Hospital_Existing_Space Heating_Natural Gas_Furnace_E2 | F2 | Commercial | Hospital | Existing | Space Heating | Natural Gas | Furnace | E2 | RVT - Cost of Operation | 0.24728 | 0.2475 | 0.24775 | 0.2481 | 0.24862 | 0.24939 | 0.24994 | 0.25036 | 0.25083 | 0.25126 | 0.25156 | 0.25174 | 0.25191 | 0.25206 | 0.25225 | 0.25233 | 0.25247 | 0.25273 | 0.253 | 0.25332 | 0.2537 | 0.25402 | 0.25427 | 0.25445 | 0.25458 | 0.25461 | 0.25455 | 0.25441 | 0.2543 | 0.25425 | 0.25429 | 0.2543 | 0.2543
F2_Commercial_Hospital_Existing_Space Heating_Natural Gas_Furnace_E3 | F2 | Commercial | Hospital | Existing | Space Heating | Natural Gas | Furnace | E3 | RVT - Cost of Operation | 0.23183 | 0.23203 | 0.23226 | 0.23259 | 0.23307 | 0.2338 | 0.23431 | 0.23471 | 0.23515 | 0.23555 | 0.23583 | 0.236 | 0.23616 | 0.2363 | 0.23648 | 0.23655 | 0.23668 | 0.23693 | 0.23718 | 0.23748 | 0.23784 | 0.23814 | 0.23837 | 0.23854 | 0.23866 | 0.2387 | 0.23863 | 0.23851 | 0.2384 | 0.23836 | 0.23839 | 0.2384 | 0.2384