F2_Commercial_Hospital_Existing_Space Heating_Natural Gas_Furnace_E4 | F2 | Commercial | Hospital | Existing | Space Heating | Natural Gas | Furnace | E4 | RVT - Cost of Operation | 0.16996 | 0.17011 | 0.17026 | 0.17052 | 0.1709 | 0.17151 | 0.17191 | 0.1722 | 0.17254 | 0.17286 | 0.17307 | 0.1732 | 0.17333 | 0.17347 | 0.17365 | 0.17373 | 0.17387 | 0.17412 | 0.17437 | 0.17466 | 0.175 | 0.17529 | 0.17551 | 0.17568 | 0.1758 | 0.17583 | 0.17577 | 0.17565 | 0.17555 | 0.1755 | 0.17554 | 0.17555 | 0.17555
F2_Commercial_Hospital_Existing_Space Heating_Natural Gas_Furnace_E5 | F2 | Commercial | Hospital | Existing | Space Heating | Natural Gas | Furnace | E5 | RVT - Cost of Operation | 0 | 0 | 0 | 0 | 0 | 0 | 0 | 0 | 0 | 0 | 0 | 0 | 0 | 0 | 0 | 0 | 0 | 0 | 0 | 0 | 0 | 0 | 0 | 0 | 0 | 0 | 0 | 0 | 0 | 0 | 0 | 0 | 0
F2_Commercial_Hospital_Existing_Space Heating_Natural Gas_Furnace_E6 | F2 | Commercial | Hospital | Existing | Space Heating | Natural Gas | Furnace | E6 | RVT - Cost of Operation | 0 | 0 | 0 | 0 | 0 | 0 | 0 | 0 | 0 | 0 | 0 | 0 | 0 | 0 | 0 | 0 | 0 | 0 | 0 | 0 | 0 | 0 | 0 | 0 | 0 | 0 | 0 | 0 | 0 | 0 | 0 | 0 | 0
F2_Commercial_Hospital_Existing_Space Heating_Natural Gas_Furnace_E7 | F2 | Commercial | Hospital | Existing | Space Heating | Natural Gas | Furnace | E7 | RVT - Cost of Operation | 0 | 0 | 0 | 0 | 0 | 0 | 0 | 0 | 0 | 0 | 0 | 0 | 0 | 0 | 0 | 0 | 0 | 0 | 0 | 0 | 0 | 0 | 0 | 0 | 0 | 0 | 0 | 0 | 0 | 0 | 0 | 0 | 0
F2_Commercial_Hospital_Existing_Space Heating_Natural Gas_Furnace_E8 | F2 | Commercial | Hospital | Existing | Space Heating | Natural Gas | Furnace | E8 | RVT - Cost of Operation | 0 | 0 | 0 | 0 | 0 | 0 | 0 | 0 | 0 | 0 | 0 | 0 | 0 | 0 | 0 | 0 | 0 | 0 | 0 | 0 | 0 | 0 | 0 | 0 | 0 | 0 | 0 | 0 | 0 | 0 | 0 | 0 | 0
F2_Commercial_Hospital_Existing_Space Heating_Natural Gas_Furnace_E9 | F2 | Commercial | Hospital | Existing | Space Heating | Natural Gas | Furnace | E9 | RVT - Cost of Operation | 0 | 0 | 0 | 0 | 0 | 0 | 0 | 0 | 0 | 0 | 0 | 0 | 0 | 0 | 0 | 0 | 0 | 0 | 0 | 0 | 0 | 0 | 0 | 0 | 0 | 0 | 0 | 0 | 0 | 0 | 0 | 0 | 0
F2_Commercial_Hospital_Existing_Space Heating_Natural Gas_Furnace_E10 | F2 | Commercial | Hospital | Existing | Space Heating | Natural Gas | Furnace | E10 | RVT - Cost of Operation | 0 | 0 | 0 | 0 | 0 | 0 | 0 | 0 | 0 | 0 | 0 | 0 | 0 | 0 | 0 | 0 | 0 | 0 | 0 | 0 | 0 | 0 | 0 | 0 | 0 | 0 | 0 | 0 | 0 | 0 | 0 | 0 | 0
F3_Commercial_Hospital_Existing_Space Heating_Natural Gas_Furnace_E1 | F3 | Commercial | Hospital | Existing | Space Heating | Natural Gas | Furnace | E1 | System - kBTUs of Consumption | 0.035994 | 0.035994 | 0.035994 | 0.035994 | 0.035994 | 0.035994 | 0.035994 | 0.035994 | 0.035994 | 0.035994 | 0.035994 | 0.035994 | 0.035994 | 0.035994 | 0.035994 | 0.035994 | 0.035994 | 0.035994 | 0.035994 | 0.035994 | 0.035994 | 0.035994 | 0.035994 | 0.035994 | 0.035994 | 0.035994 | 0.035994 | 0.035994 | 0.035994 | 0.035994 | 0.035994 | 0.035994 | 0.035994
F3_Commercial_Hospital_Existing_Space Heating_Natural Gas_Furnace_E2 | F3 | Commercial | Hospital | Existing | Space Heating | Natural Gas | Furnace | E2 | System - kBTUs of Consumption | 0.043794 | 0.043794 | 0.043794 | 0.043794 | 0.043794 | 0.043794 | 0.043794 | 0.043794 | 0.043794 | 0.043794 | 0.043794 | 0.043794 | 0.043794 | 0.043794 | 0.043794 | 0.043794 | 0.043794 | 0.043794 | 0.043794 | 0.043794 | 0.043794 | 0.043794 | 0.043794 | 0.043794 | 0.043794 | 0.043794 | 0.043794 | 0.043794 | 0.043794 | 0.043794 | 0.043794 | 0.043794 | 0.043794
F3_Commercial_Hospital_Existing_Space Heating_Natural Gas_Furnace_E3 | F3 | Commercial | Hospital | Existing | Space Heating | Natural Gas | Furnace | E3 | System - kBTUs of Consumption | 0.051594 | 0.051594 | 0.051594 | 0.051594 | 0.051594 | 0.051594 | 0.051594 | 0.051594 | 0.051594 | 0.051594 | 0.051594 | 0.051594 | 0.051594 | 0.051594 | 0.051594 | 0.051594 | 0.051594 | 0.051594 | 0.051594 | 0.051594 | 0.051594 | 0.051594 | 0.051594 | 0.051594 | 0.051594 | 0.051594 | 0.051594 | 0.051594 | 0.051594 | 0.051594 | 0.051594 | 0.051594 | 0.051594
F3_Commercial_Hospital_Existing_Space Heating_Natural Gas_Furnace_E4 | F3 | Commercial | Hospital | Existing | Space Heating | Natural Gas | Furnace | E4 | System - kBTUs of Consumption | 1.0202 | 1.0202 | 1.0202 | 1.0202 | 1.0202 | 1.0202 | 1.0202 | 1.0202 | 1.0202 | 1.0202 | 1.0202 | 1.0202 | 1.0202 | 1.0202 | 1.0202 | 1.0202 | 1.0202 | 1.0202 | 1.0202 | 1.0202 | 1.0202 | 1.0202 | 1.0202 | 1.0202 | 1.0202 | 1.0202 | 1.0202 | 1.0202 | 1.0202 | 1.0202 | 1.0202 | 1.0202 | 1.0202
F3_Commercial_Hospital_Existing_Space Heating_Natural Gas_Furnace_E5 | F3 | Commercial | Hospital | Existing | Space Heating | Natural Gas | Furnace | E5 | System - kBTUs of Consumption | 0 | 0 | 0 | 0 | 0 | 0 | 0 | 0 | 0 | 0 | 0 | 0 | 0 | 0 | 0 | 0 | 0 | 0 | 0 | 0 | 0 | 0 | 0 | 0 | 0 | 0 | 0 | 0 | 0 | 0 | 0 | 0 | 0
F3_Commercial_Hospital_Existing_Space Heating_Natural Gas_Furnace_E6 | F3 | Commercial | Hospital | Existing | Space Heating | Natural Gas | Furnace | E6 | System - kBTUs of Consumption | 0 | 0 | 0 | 0 | 0 | 0 | 0 | 0 | 0 | 0 | 0 | 0 | 0 | 0 | 0 | 0 | 0 | 0 | 0 | 0 | 0 | 0 | 0 | 0 | 0 | 0 | 0 | 0 | 0 | 0 | 0 | 0 | 0
F3_Commercial_Hospital_Existing_Space Heating_Natural Gas_Furnace_E7 | F3 | Commercial | Hospital | Existing | Space Heating | Natural Gas | Furnace | E7 | System - kBTUs of Consumption | 0 | 0 | 0 | 0 | 0 | 0 | 0 | 0 | 0 | 0 | 0 | 0 | 0 | 0 | 0 | 0 | 0 | 0 | 0 | 0 | 0 | 0 | 0 | 0 | 0 | 0 | 0 | 0 | 0 | 0 | 0 | 0 | 0
F3_Commercial_Hospital_Existing_Space Heating_Natural Gas_Furnace_E8 | F3 | Commercial | Hospital | Existing | Space Heating | Natural Gas | Furnace | E8 | System - kBTUs of Consumption | 0 | 0 | 0 | 0 | 0 | 0 | 0 | 0 | 0 | 0 | 0 | 0 | 0 | 0 | 0 | 0 | 0 | 0 | 0 | 0 | 0 | 0 | 0 | 0 | 0 | 0 | 0 | 0 | 0 | 0 | 0 | 0 | 0
F3_Commercial_Hospital_Existing_Space Heating_Natural Gas_Furnace_E9 | F3 | Commercial | Hospital | Existing | Space Heating | Natural Gas | Furnace | E9 | System - kBTUs of Consumption | 0 | 0 | 0 | 0 | 0 | 0 | 0 | 0 | 0 | 0 | 0 | 0 | 0 | 0 | 0 | 0 | 0 | 0 | 0 | 0 | 0 | 0 | 0 | 0 | 0 | 0 | 0 | 0 | 0 | 0 | 0 | 0 | 0
F3_Commercial_Hospital_Existing_Space Heating_Natural Gas_Furnace_E10 | F3 | Commercial | Hospital | Existing | Space Heating | Natural Gas | Furnace | E10 | System - kBTUs of Consumption | 0 | 0 | 0 | 0 | 0 | 0 | 0 | 0 | 0 | 0 | 0 | 0 | 0 | 0 | 0 | 0 | 0 | 0 | 0 | 0 | 0 | 0 | 0 | 0 | 0 | 0 | 0 | 0 | 0 | 0 | 0 | 0 | 0
F4_Commercial_Hospital_Existing_Space Heating_Natural Gas_Furnace_E1 | F4 | Commercial | Hospital | Existing | Space Heating | Natural Gas | Furnace | E1 | Utility - Cost of Equipment | 0.27819 | 0.27844 | 0.27871 | 0.27911 | 0.27969 | 0.28056 | 0.28118 | 0.28165 | 0.28218 | 0.28266 | 0.283 | 0.28321 | 0.28339 | 0.28356 | 0.28377 | 0.28386 | 0.28402 | 0.28431 | 0.28462 | 0.28498 | 0.28541 | 0.28576 | 0.28604 | 0.28625 | 0.28639 | 0.28644 | 0.28636 | 0.28621 | 0.28609 | 0.28603 | 0.28607 | 0.28609 | 0.28609
F4_Commercial_Hospital_Existing_Space Heating_Natural Gas_Furnace_E2 | F4 | Commercial | Hospital | Existing | Space Heating | Natural Gas | Furnace | E2 | Utility - Cost of Equipment | 0.24728 | 0.2475 | 0.24775 | 0.2481 | 0.24862 | 0.24939 | 0.24994 | 0.25036 | 0.25083 | 0.25126 | 0.25156 | 0.25174 | 0.25191 | 0.25206 | 0.25225 | 0.25233 | 0.25247 | 0.25273 | 0.253 | 0.25332 | 0.2537 | 0.25402 | 0.25427 | 0.25445 | 0.25458 | 0.25461 | 0.25455 | 0.25441 | 0.2543 | 0.25425 | 0.25429 | 0.2543 | 0.2543
F4_Commercial_Hospital_Existing_Space Heating_Natural Gas_Furnace_E3 | F4 | Commercial | Hospital | Existing | Space Heating | Natural Gas | Furnace | E3 | Utility - Cost of Equipment | 0.23183 | 0.23203 | 0.23226 | 0.23259 | 0.23307 | 0.2338 | 0.23431 | 0.23471 | 0.23515 | 0.23555 | 0.23583 | 0.236 | 0.23616 | 0.2363 | 0.23648 | 0.23655 | 0.23668 | 0.23693 | 0.23718 | 0.23748 | 0.23784 | 0.23814 | 0.23837 | 0.23854 | 0.23866 | 0.2387 | 0.23863 | 0.23851 | 0.2384 | 0.23836 | 0.23839 | 0.2384 | 0.2384
F4_Commercial_Hospital_Existing_Space Heating_Natural Gas_Furnace_E4 | F4 | Commercial | Hospital | Existing | Space Heating | Natural Gas | Furnace | E4 | Utility - Cost of Equipment | 0.16996 | 0.17011 | 0.17026 | 0.17052 | 0.1709 | 0.17151 | 0.17191 | 0.1722 | 0.17254 | 0.17286 | 0.17307 | 0.1732 | 0.17333 | 0.17347 | 0.17365 | 0.17373 | 0.17387 | 0.17412 | 0.17437 | 0.17466 | 0.175 | 0.17529 | 0.17551 | 0.17568 | 0.1758 | 0.17583 | 0.17577 | 0.17565 | 0.17555 | 0.1755 | 0.17554 | 0.17555 | 0.17555
F4_Commercial_Hospital_Existing_Space Heating_Natural Gas_Furnace_E5 | F4 | Commercial | Hospital | Existing | Space Heating | Natural Gas | Furnace | E5 | Utility - Cost of Equipment | 0 | 0 | 0 | 0 | 0 | 0 | 0 | 0 | 0 | 0 | 0 | 0 | 0 | 0 | 0 | 0 | 0 | 0 | 0 | 0 | 0 | 0 | 0 | 0 | 0 | 0 | 0 | 0 | 0 | 0 | 0 | 0 | 0
F4_Commercial_Hospital_Existing_Space Heating_Natural Gas_Furnace_E6 | F4 | Commercial | Hospital | Existing | Space Heating | Natural Gas | Furnace | E6 | Utility - Cost of Equipment | 0 | 0 | 0 | 0 | 0 | 0 | 0 | 0 | 0 | 0 | 0 | 0 | 0 | 0 | 0 | 0 | 0 | 0 | 0 | 0 | 0 | 0 | 0 | 0 | 0 | 0 | 0 | 0 | 0 | 0 | 0 | 0 | 0
F4_Commercial_Hospital_Existing_Space Heating_Natural Gas_Furnace_E7 | F4 | Commercial | Hospital | Existing | Space Heating | Natural Gas | Furnace | E7 | Utility - Cost of Equipment | 0 | 0 | 0 | 0 | 0 | 0 | 0 | 0 | 0 | 0 | 0 | 0 | 0 | 0 | 0 | 0 | 0 | 0 | 0 | 0 | 0 | 0 | 0 | 0 | 0 | 0 | 0 | 0 | 0 | 0 | 0 | 0 | 0
F4_Commercial_Hospital_Existing_Space Heating_Natural Gas_Furnace_E8 | F4 | Commercial | Hospital | Existing | Space Heating | Natural Gas | Furnace | E8 | Utility - Cost of Equipment | 0 | 0 | 0 | 0 | 0 | 0 | 0 | 0 | 0 | 0 | 0 | 0 | 0 | 0 | 0 | 0 | 0 | 0 | 0 | 0 | 0 | 0 | 0 | 0 | 0 | 0 | 0 | 0 | 0 | 0 | 0 | 0 | 0
F4_Commercial_Hospital_Existing_Space Heating_Natural Gas_Furnace_E9 | F4 | Commercial | Hospital | Existing | Space Heating | Natural Gas | Furnace | E9 | Utility - Cost of Equipment | 0 | 0 | 0 | 0 | 0 | 0 | 0 | 0 | 0 | 0 | 0 | 0 | 0 | 0 | 0 | 0 | 0 | 0 | 0 | 0 | 0 | 0 | 0 | 0 | 0 | 0 | 0 | 0 | 0 | 0 | 0 | 0 | 0
F4_Commercial_Hospital_Existing_Space Heating_Natural Gas_Furnace_E10 | F4 | Commercial | Hospital | Existing | Space Heating | Natural Gas | Furnace | E10 | Utility - Cost of Equipment | 0 | 0 | 0 | 0 | 0 | 0 | 0 | 0 | 0 | 0 | 0 | 0 | 0 | 0 | 0 | 0 | 0 | 0 | 0 | 0 | 0 | 0 | 0 | 0 | 0 | 0 | 0 | 0 | 0 | 0 | 0 | 0 | 0
F5_Commercial_Hospital_Existing_Space Heating_Natural Gas_Furnace_E1 | F5 | Commercial | Hospital | Existing | Space Heating | Natural Gas | Furnace | E1 | Utility - Cost of Operation | 0.035994 | 0.035994 | 0.035994 | 0.035994 | 0.035994 | 0.035994 | 0.035994 | 0.035994 | 0.035994 | 0.035994 | 0.035994 | 0.035994 | 0.035994 | 0.035994 | 0.035994 | 0.035994 | 0.035994 | 0.035994 | 0.035994 | 0.035994 | 0.035994 | 0.035994 | 0.035994 | 0.035994 | 0.035994 | 0.035994 | 0.035994 | 0.035994 | 0.035994 | 0.035994 | 0.035994 | 0.035994 | 0.035994
F5_Commercial_Hospital_Existing_Space Heating_Natural Gas_Furnace_E2 | F5 | Commercial | Hospital | Existing | Space Heating | Natural Gas | Furnace | E2 | Utility - Cost of Operation | 0.043794 | 0.043794 | 0.043794 | 0.043794 | 0.043794 | 0.043794 | 0.043794 | 0.043794 | 0.043794 | 0.043794 | 0.043794 | 0.043794 | 0.043794 | 0.043794 | 0.043794 | 0.043794 | 0.043794 | 0.043794 | 0.043794 | 0.043794 | 0.043794 | 0.043794 | 0.043794 | 0.043794 | 0.043794 | 0.043794 | 0.043794 | 0.043794 | 0.043794 | 0.043794 | 0.043794 | 0.043794 | 0.043794
F5_Commercial_Hospital_Existing_Space Heating_Natural Gas_Furnace_E3 | F5 | Commercial | Hospital | Existing | Space Heating | Natural Gas | Furnace | E3 | Utility - Cost of Operation | 0.051594 | 0.051594 | 0.051594 | 0.051594 | 0.051594 | 0.051594 | 0.051594 | 0.051594 | 0.051594 | 0.051594 | 0.051594 | 0.051594 | 0.051594 | 0.051594 | 0.051594 | 0.051594 | 0.051594 | 0.051594 | 0.051594 | 0.051594 | 0.051594 | 0.051594 | 0.051594 | 0.051594 | 0.051594 | 0.051594 | 0.051594 | 0.051594 | 0.051594 | 0.051594 | 0.051594 | 0.051594 | 0.051594
F5_Commercial_Hospital_Existing_Space Heating_Natural Gas_Furnace_E4 | F5 | Commercial | Hospital | Existing | Space Heating | Natural Gas | Furnace | E4 | Utility - Cost of Operation | 1.0202 | 1.0202 | 1.0202 | 1.0202 | 1.0202 | 1.0202 | 1.0202 | 1.0202 | 1.0202 | 1.0202 | 1.0202 | 1.0202 | 1.0202 | 1.0202 | 1.0202 | 1.0202 | 1.0202 | 1.0202 | 1.0202 | 1.0202 | 1.0202 | 1.0202 | 1.0202 | 1.0202 | 1.0202 | 1.0202 | 1.0202 | 1.0202 | 1.0202 | 1.0202 | 1.0202 | 1.0202 | 1.0202
F5_Commercial_Hospital_Existing_Space Heating_Natural Gas_Furnace_E5 | F5 | Commercial | Hospital | Existing | Space Heating | Natural Gas | Furnace | E5 | Utility - Cost of Operation | 0 | 0 | 0 | 0 | 0 | 0 | 0 | 0 | 0 | 0 | 0 | 0 | 0 | 0 | 0 | 0 | 0 | 0 | 0 | 0 | 0 | 0 | 0 | 0 | 0 | 0 | 0 | 0 | 0 | 0 | 0 | 0 | 0
F5_Commercial_Hospital_Existing_Space Heating_Natural Gas_Furnace_E6 | F5 | Commercial | Hospital | Existing | Space Heating | Natural Gas | Furnace | E6 | Utility - Cost of Operation | 0 | 0 | 0 | 0 | 0 | 0 | 0 | 0 | 0 | 0 | 0 | 0 | 0 | 0 | 0 | 0 | 0 | 0 | 0 | 0 | 0 | 0 | 0 | 0 | 0 | 0 | 0 | 0 | 0 | 0 | 0 | 0 | 0
F5_Commercial_Hospital_Existing_Space Heating_Natural Gas_Furnace_E7 | F5 | Commercial | Hospital | Existing | Space Heating | Natural Gas | Furnace | E7 | Utility - Cost of Operation | 0 | 0 | 0 | 0 | 0 | 0 | 0 | 0 | 0 | 0 | 0 | 0 | 0 | 0 | 0 | 0 | 0 | 0 | 0 | 0 | 0 | 0 | 0 | 0 | 0 | 0 | 0 | 0 | 0 | 0 | 0 | 0 | 0
F5_Commercial_Hospital_Existing_Space Heating_Natural Gas_Furnace_E8 | F5 | Commercial | Hospital | Existing | Space Heating | Natural Gas | Furnace | E8 | Utility - Cost of Operation | 0 | 0 | 0 | 0 | 0 | 0 | 0 | 0 | 0 | 0 | 0 | 0 | 0 | 0 | 0 | 0 | 0 | 0 | 0 | 0 | 0 | 0 | 0 | 0 | 0 | 0 | 0 | 0 | 0 | 0 | 0 | 0 | 0
F5_Commercial_Hospital_Existing_Space Heating_Natural Gas_Furnace_E9 | F5 | Commercial | Hospital | Existing | Space Heating | Natural Gas | Furnace | E9 | Utility - Cost of Operation | 0 | 0 | 0 | 0 | 0 | 0 | 0 | 0 | 0 | 0 | 0 | 0 | 0 | 0 | 0 | 0 | 0 | 0 | 0 | 0 | 0 | 0 | 0 | 0 | 0 | 0 | 0 | 0 | 0 | 0 | 0 | 0 | 0
F5_Commercial_Hospital_Existing_Space Heating_Natural Gas_Furnace_E10 | F5 | Commercial | Hospital | Existing | Space Heating | Natural Gas | Furnace | E10 | Utility - Cost of Operation | 0 | 0 | 0 | 0 | 0 | 0 | 0 | 0 | 0 | 0 | 0 | 0 | 0 | 0 | 0 | 0 | 0 | 0 | 0 | 0 | 0 | 0 | 0 | 0 | 0 | 0 | 0 | 0 | 0 | 0 | 0 | 0 | 0
F6_Commercial_Hospital_Existing_Space Heating_Natural Gas_Furnace_E1 | F6 | Commercial | Hospital | Existing | Space Heating | Natural Gas | Furnace | E1 | Utility - Value of Sales | 0.12234 | 0.12169 | 0.121 | 0.12032 | 0.11964 | 0.11896 | 0.11829 | 0.11763 | 0.11698 | 0.11634 | 0.11572 | 0.11512 | 0.11453 | 0.11398 | 0.11344 | 0.11294 | 0.11246 | 0.11201 | 0.1116 | 0.11121 | 0.11085 | 0.11053 | 0.11023 | 0.10996 | 0.10972 | 0.10951 | 0.10933 | 0.10919 | 0.10907 | 0.10898 | 0.10892 | 0.10889 | 0.10889
F6_Commercial_Hospital_Existing_Space Heating_Natural Gas_Furnace_E2 | F6 | Commercial | Hospital | Existing | Space Heating | Natural Gas | Furnace | E2 | Utility - Value of Sales | 0.10875 | 0.10817 | 0.10756 | 0.10695 | 0.10635 | 0.10574 | 0.10515 | 0.10456 | 0.10398 | 0.10341 | 0.10286 | 0.10233 | 0.10181 | 0.10131 | 0.10084 | 0.10039 | 0.099966 | 0.099569 | 0.099199 | 0.098855 | 0.098537 | 0.098246 | 0.097982 | 0.097744 | 0.097532 | 0.097347 | 0.097188 | 0.097056 | 0.09695 | 0.096871 | 0.096818 | 0.096791 | 0.096791
F6_Commercial_Hospital_Existing_Space Heating_Natural Gas_Furnace_E3 | F6 | Commercial | Hospital | Existing | Space Heating | Natural Gas | Furnace | E3 | Utility - Value of Sales | 0.10195 | 0.10141 | 0.10084 | 0.10027 | 0.099697 | 0.099132 | 0.098573 | 0.098022 | 0.09748 | 0.096949 | 0.096432 | 0.09593 | 0.095445 | 0.09498 | 0.094535 | 0.094113 | 0.093716 | 0.093344 | 0.092997 | 0.092675 | 0.092377 | 0.092104 | 0.091856 | 0.091633 | 0.091435 | 0.091261 | 0.091112 | 0.090988 | 0.090889 | 0.090815 | 0.090765 | 0.09074 | 0.09074
F6_Commercial_Hospital_Existing_Space Heating_Natural Gas_Furnace_E4 | F6 | Commercial | Hospital | Existing | Space Heating | Natural Gas | Furnace | E4 | Utility - Value of Sales | 0.076953 | 0.076559 | 0.076138 | 0.075716 | 0.075295 | 0.074873 | 0.074452 | 0.07403 | 0.073609 | 0.073187 | 0.072766 | 0.072344 | 0.071923 | 0.071504 | 0.071091 | 0.070685 | 0.070289 | 0.069906 | 0.069538 | 0.069188 | 0.068859 | 0.068553 | 0.068272 | 0.068019 | 0.067794 | 0.067598 | 0.067429 | 0.067289 | 0.067177 | 0.067092 | 0.067036 | 0.067008 | 0.067008
F6_Commercial_Hospital_Existing_Space Heating_Natural Gas_Furnace_E5 | F6 | Commercial | Hospital | Existing | Space Heating | Natural Gas | Furnace | E5 | Utility - Value of Sales | 0 | 0 | 0 | 0 | 0 | 0 | 0 | 0 | 0 | 0 | 0 | 0 | 0 | 0 | 0 | 0 | 0 | 0 | 0 | 0 | 0 | 0 | 0 | 0 | 0 | 0 | 0 | 0 | 0 | 0 | 0 | 0 | 0
F6_Commercial_Hospital_Existing_Space Heating_Natural Gas_Furnace_E6 | F6 | Commercial | Hospital | Existing | Space Heating | Natural Gas | Furnace | E6 | Utility - Value of Sales | 0 | 0 | 0 | 0 | 0 | 0 | 0 | 0 | 0 | 0 | 0 | 0 | 0 | 0 | 0 | 0 | 0 | 0 | 0 | 0 | 0 | 0 | 0 | 0 | 0 | 0 | 0 | 0 | 0 | 0 | 0 | 0 | 0
F6_Commercial_Hospital_Existing_Space Heating_Natural Gas_Furnace_E7 | F6 | Commercial | Hospital | Existing | Space Heating | Natural Gas | Furnace | E7 | Utility - Value of Sales | 0 | 0 | 0 | 0 | 0 | 0 | 0 | 0 | 0 | 0 | 0 | 0 | 0 | 0 | 0 | 0 | 0 | 0 | 0 | 0 | 0 | 0 | 0 | 0 | 0 | 0 | 0 | 0 | 0 | 0 | 0 | 0 | 0
F6_Commercial_Hospital_Existing_Space Heating_Natural Gas_Furnace_E8 | F6 | Commercial | Hospital | Existing | Space Heating | Natural Gas | Furnace | E8 | Utility - Value of Sales | 0 | 0 | 0 | 0 | 0 | 0 | 0 | 0 | 0 | 0 | 0 | 0 | 0 | 0 | 0 | 0 | 0 | 0 | 0 | 0 | 0 | 0 | 0 | 0 | 0 | 0 | 0 | 0 | 0 | 0 | 0 | 0 | 0
F6_Commercial_Hospital_Existing_Space Heating_Natural Gas_Furnace_E9 | F6 | Commercial | Hospital | Existing | Space Heating | Natural Gas | Furnace | E9 | Utility - Value of Sales | 0 | 0 | 0 | 0 | 0 | 0 | 0 | 0 | 0 | 0 | 0 | 0 | 0 | 0 | 0 | 0 | 0 | 0 | 0 | 0 | 0 | 0 | 0 | 0 | 0 | 0 | 0 | 0 | 0 | 0 | 0 | 0 | 0
F6_Commercial_Hospital_Existing_Space Heating_Natural Gas_Furnace_E10 | F6 | Commercial | Hospital | Existing | Space Heating | Natural Gas | Furnace | E10 | Utility - Value of Sales | 0 | 0 | 0 | 0 | 0 | 0 | 0 | 0 | 0 | 0 | 0 | 0 | 0 | 0 | 0 | 0 | 0 | 0 | 0 | 0 | 0 | 0 | 0 | 0 | 0 | 0 | 0 | 0 | 0 | 0 | 0 | 0 | 0
F1_Commercial_Hospital_Existing_Space Heating_Natural Gas_Boiler_E1 | F1 | Commercial | Hospital | Existing | Space Heating | Natural Gas | Boiler | E1 | RVT - Cost of Equipment | 0.60321 | 0.60379 | 0.60442 | 0.60533 | 0.60657 | 0.60843 | 0.60972 | 0.61072 | 0.61179 | 0.61277 | 0.61344 | 0.61386 | 0.61424 | 0.61459 | 0.61504 | 0.61522 | 0.61554 | 0.61615 | 0.61678 | 0.61753 | 0.61841 | 0.61915 | 0.61972 | 0.62016 | 0.62045 | 0.62053 | 0.62038 | 0.62006 | 0.61981 | 0.61969 | 0.61978 | 0.61981 | 0.61981
F1_Commercial_Hospital_Existing_Space Heating_Natural Gas_Boiler_E2 | F1 | Commercial | Hospital | Existing | Space Heating | Natural Gas | Boiler | E2 | RVT - Cost of Equipment | 0.56773 | 0.56827 | 0.56887 | 0.56972 | 0.57089 | 0.57264 | 0.57386 | 0.57479 | 0.5758 | 0.57673 | 0.57736 | 0.57775 | 0.57811 | 0.57844 | 0.57886 | 0.57903 | 0.57933 | 0.5799 | 0.5805 | 0.5812 | 0.58203 | 0.58273 | 0.58327 | 0.58368 | 0.58395 | 0.58403 | 0.58389 | 0.58359 | 0.58335 | 0.58324 | 0.58332 | 0.58335 | 0.58335
F1_Commercial_Hospital_Existing_Space Heating_Natural Gas_Boiler_E3 | F1 | Commercial | Hospital | Existing | Space Heating | Natural Gas | Boiler | E3 | RVT - Cost of Equipment | 0.49749 | 0.49797 | 0.49849 | 0.49924 | 0.50027 | 0.5018 | 0.50287 | 0.50368 | 0.50457 | 0.50538 | 0.50593 | 0.50628 | 0.50659 | 0.50688 | 0.50725 | 0.5074 | 0.50766 | 0.50816 | 0.50869 | 0.5093 | 0.51003 | 0.51064 | 0.51111 | 0.51147 | 0.51171 | 0.51178 | 0.51165 | 0.51139 | 0.51118 | 0.51108 | 0.51116 | 0.51118 | 0.51118
F1_Commercial_Hospital_Existing_Space Heating_Natural Gas_Boiler_E4 | F1 | Commercial | Hospital | Existing | Space Heating | Natural Gas | Boiler | E4 | RVT - Cost of Equipment | 0.3671 | 0.36742 | 0.36776 | 0.36831 | 0.36913 | 0.37046 | 0.37132 | 0.37195 | 0.37268 | 0.37337 | 0.37383 | 0.37411 | 0.37439 | 0.37468 | 0.37507 | 0.37525 | 0.37555 | 0.37609 | 0.37664 | 0.37726 | 0.378 | 0.37862 | 0.3791 | 0.37947 | 0.37971 | 0.37978 | 0.37965 | 0.37938 | 0.37917 | 0.37907 | 0.37915 | 0.37917 | 0.37917
F1_Commercial_Hospital_Existing_Space Heating_Natural Gas_Boiler_E5 | F1 | Commercial | Hospital | Existing | Space Heating | Natural Gas | Boiler | E5 | RVT - Cost of Equipment | 0 | 0 | 0 | 0 | 0 | 0 | 0 | 0 | 0 | 0 | 0 | 0 | 0 | 0 | 0 | 0 | 0 | 0 | 0 | 0 | 0 | 0 | 0 | 0 | 0 | 0 | 0 | 0 | 0 | 0 | 0 | 0 | 0
F1_Commercial_Hospital_Existing_Space Heating_Natural Gas_Boiler_E6 | F1 | Commercial | Hospital | Existing | Space Heating | Natural Gas | Boiler | E6 | RVT - Cost of Equipment | 0 | 0 | 0 | 0 | 0 | 0 | 0 | 0 | 0 | 0 | 0 | 0 | 0 | 0 | 0 | 0 | 0 | 0 | 0 | 0 | 0 | 0 | 0 | 0 | 0 | 0 | 0 | 0 | 0 | 0 | 0 | 0 | 0
F1_Commercial_Hospital_Existing_Space Heating_Natural Gas_Boiler_E7 | F1 | Commercial | Hospital | Existing | Space Heating | Natural Gas | Boiler | E7 | RVT - Cost of Equipment | 0 | 0 | 0 | 0 | 0 | 0 | 0 | 0 | 0 | 0 | 0 | 0 | 0 | 0 | 0 | 0 | 0 | 0 | 0 | 0 | 0 | 0 | 0 | 0 | 0 | 0 | 0 | 0 | 0 | 0 | 0 | 0 | 0
F1_Commercial_Hospital_Existing_Space Heating_Natural Gas_Boiler_E8 | F1 | Commercial | Hospital | Existing | Space Heating | Natural Gas | Boiler | E8 | RVT - Cost of Equipment | 0 | 0 | 0 | 0 | 0 | 0 | 0 | 0 | 0 | 0 | 0 | 0 | 0 | 0 | 0 | 0 | 0 | 0 | 0 | 0 | 0 | 0 | 0 | 0 | 0 | 0 | 0 | 0 | 0 | 0 | 0 | 0 | 0
F1_Commercial_Hospital_Existing_Space Heating_Natural Gas_Boiler_E9 | F1 | Commercial | Hospital | Existing | Space Heating | Natural Gas | Boiler | E9 | RVT - Cost of Equipment | 0 | 0 | 0 | 0 | 0 | 0 | 0 | 0 | 0 | 0 | 0 | 0 | 0 | 0 | 0 | 0 | 0 | 0 | 0 | 0 | 0 | 0 | 0 | 0 | 0 | 0 | 0 | 0 | 0 | 0 | 0 | 0 | 0
F1_Commercial_Hospital_Existing_Space Heating_Natural Gas_Boiler_E10 | F1 | Commercial | Hospital | Existing | Space Heating | Natural Gas | Boiler | E10 | RVT - Cost of Equipment | 0 | 0 | 0 | 0 | 0 | 0 | 0 | 0 | 0 | 0 | 0 | 0 | 0 | 0 | 0 | 0 | 0 | 0 | 0 | 0 | 0 | 0 | 0 | 0 | 0 | 0 | 0 | 0 | 0 | 0 | 0 | 0 | 0
F2_Commercial_Hospital_Existing_Space Heating_Natural Gas_Boiler_E1 | F2 | Commercial | Hospital | Existing | Space Heating | Natural Gas | Boiler | E1 | RVT - Cost of Operation | 0.72269 | 0.72338 | 0.72414 | 0.72522 | 0.72672 | 0.72894 | 0.73049 | 0.73168 | 0.73297 | 0.73414 | 0.73494 | 0.73544 | 0.7359 | 0.73632 | 0.73686 | 0.73708 | 0.73746 | 0.73818 | 0.73895 | 0.73984 | 0.7409 | 0.74178 | 0.74247 | 0.74299 | 0.74334 | 0.74344 | 0.74325 | 0.74287 | 0.74257 | 0.74243 | 0.74253 | 0.74257 | 0.74257
F2_Commercial_Hospital_Existing_Space Heating_Natural Gas_Boiler_E2 | F2 | Commercial | Hospital | Existing | Space Heating | Natural Gas | Boiler | E2 | RVT - Cost of Operation | 0.68018 | 0.68083 | 0.68154 | 0.68256 | 0.68397 | 0.68606 | 0.68752 | 0.68864 | 0.68985 | 0.69096 | 0.69171 | 0.69218 | 0.69261 | 0.693 | 0.69351 | 0.69372 | 0.69408 | 0.69476 | 0.69548 | 0.69632 | 0.69731 | 0.69814 | 0.69879 | 0.69928 | 0.69961 | 0.69971 | 0.69953 | 0.69917 | 0.69889 | 0.69875 | 0.69885 | 0.69889 | 0.69889
F2_Commercial_Hospital_Existing_Space Heating_Natural Gas_Boiler_E3 | F2 | Commercial | Hospital | Existing | Space Heating | Natural Gas | Boiler | E3 | RVT - Cost of Operation | 0.59603 | 0.5966 | 0.59723 | 0.59812 | 0.59935 | 0.60118 | 0.60247 | 0.60344 | 0.60451 | 0.60548 | 0.60614 | 0.60655 | 0.60693 | 0.60727 | 0.60772 | 0.6079 | 0.60821 | 0.60881 | 0.60944 | 0.61018 | 0.61105 | 0.61178 | 0.61234 | 0.61277 | 0.61306 | 0.61314 | 0.61299 | 0.61268 | 0.61243 | 0.61231 | 0.6124 | 0.61243 | 0.61243
F2_Commercial_Hospital_Existing_Space Heating_Natural Gas_Boiler_E4 | F2 | Commercial | Hospital | Existing | Space Heating | Natural Gas | Boiler | E4 | RVT - Cost of Operation | 0.43981 | 0.44019 | 0.4406 | 0.44126 | 0.44224 | 0.44383 | 0.44487 | 0.44561 | 0.44649 | 0.44732 | 0.44787 | 0.44821 | 0.44855 | 0.44889 | 0.44936 | 0.44957 | 0.44994 | 0.45058 | 0.45124 | 0.45199 | 0.45287 | 0.45361 | 0.45419 | 0.45463 | 0.45492 | 0.455 | 0.45485 | 0.45453 | 0.45427 | 0.45415 | 0.45424 | 0.45428 | 0.45428
F2_Commercial_Hospital_Existing_Space Heating_Natural Gas_Boiler_E5 | F2 | Commercial | Hospital | Existing | Space Heating | Natural Gas | Boiler | E5 | RVT - Cost of Operation | 0 | 0 | 0 | 0 | 0 | 0 | 0 | 0 | 0 | 0 | 0 | 0 | 0 | 0 | 0 | 0 | 0 | 0 | 0 | 0 | 0 | 0 | 0 | 0 | 0 | 0 | 0 | 0 | 0 | 0 | 0 | 0 | 0
F2_Commercial_Hospital_Existing_Space Heating_Natural Gas_Boiler_E6 | F2 | Commercial | Hospital | Existing | Space Heating | Natural Gas | Boiler | E6 | RVT - Cost of Operation | 0 | 0 | 0 | 0 | 0 | 0 | 0 | 0 | 0 | 0 | 0 | 0 | 0 | 0 | 0 | 0 | 0 | 0 | 0 | 0 | 0 | 0 | 0 | 0 | 0 | 0 | 0 | 0 | 0 | 0 | 0 | 0 | 0
F2_Commercial_Hospital_Existing_Space Heating_Natural Gas_Boiler_E7 | F2 | Commercial | Hospital | Existing | Space Heating | Natural Gas | Boiler | E7 | RVT - Cost of Operation | 0 | 0 | 0 | 0 | 0 | 0 | 0 | 0 | 0 | 0 | 0 | 0 | 0 | 0 | 0 | 0 | 0 | 0 | 0 | 0 | 0 | 0 | 0 | 0 | 0 | 0 | 0 | 0 | 0 | 0 | 0 | 0 | 0
F2_Commercial_Hospital_Existing_Space Heating_Natural Gas_Boiler_E8 | F2 | Commercial | Hospital | Existing | Space Heating | Natural Gas | Boiler | E8 | RVT - Cost of Operation | 0 | 0 | 0 | 0 | 0 | 0 | 0 | 0 | 0 | 0 | 0 | 0 | 0 | 0 | 0 | 0 | 0 | 0 | 0 | 0 | 0 | 0 | 0 | 0 | 0 | 0 | 0 | 0 | 0 | 0 | 0 | 0 | 0
F2_Commercial_Hospital_Existing_Space Heating_Natural Gas_Boiler_E9 | F2 | Commercial | Hospital | Existing | Space Heating | Natural Gas | Boiler | E9 | RVT - Cost of Operation | 0 | 0 | 0 | 0 | 0 | 0 | 0 | 0 | 0 | 0 | 0 | 0 | 0 | 0 | 0 | 0 | 0 | 0 | 0 | 0 | 0 | 0 | 0 | 0 | 0 | 0 | 0 | 0 | 0 | 0 | 0 | 0 | 0
F2_Commercial_Hospital_Existing_Space Heating_Natural Gas_Boiler_E10 | F2 | Commercial | Hospital | Existing | Space Heating | Natural Gas | Boiler | E10 | RVT - Cost of Operation | 0 | 0 | 0 | 0 | 0 | 0 | 0 | 0 | 0 | 0 | 0 | 0 | 0 | 0 | 0 | 0 | 0 | 0 | 0 | 0 | 0 | 0 | 0 | 0 | 0 | 0 | 0 | 0 | 0 | 0 | 0 | 0 | 0
F3_Commercial_Hospital_Existing_Space Heating_Natural Gas_Boiler_E1 | F3 | Commercial | Hospital | Existing | Space Heating | Natural Gas | Boiler | E1 | System - kBTUs of Consumption | 0.1985 | 0.1985 | 0.1985 | 0.1985 | 0.1985 | 0.1985 | 0.1985 | 0.1985 | 0.1985 | 0.1985 | 0.1985 | 0.1985 | 0.1985 | 0.1985 | 0.1985 | 0.1985 | 0.1985 | 0.1985 | 0.1985 | 0.1985 | 0.1985 | 0.1985 | 0.1985 | 0.1985 | 0.1985 | 0.1985 | 0.1985 | 0.1985 | 0.1985 | 0.1985 | 0.1985 | 0.1985 | 0.1985
F3_Commercial_Hospital_Existing_Space Heating_Natural Gas_Boiler_E2 | F3 | Commercial | Hospital | Existing | Space Heating | Natural Gas | Boiler | E2 | System - kBTUs of Consumption | 0.22411 | 0.22411 | 0.22411 | 0.22411 | 0.22411 | 0.22411 | 0.22411 | 0.22411 | 0.22411 | 0.22411 | 0.22411 | 0.22411 | 0.22411 | 0.22411 | 0.22411 | 0.22411 | 0.22411 | 0.22411 | 0.22411 | 0.22411 | 0.22411 | 0.22411 | 0.22411 | 0.22411 | 0.22411 | 0.22411 | 0.22411 | 0.22411 | 0.22411 | 0.22411 | 0.22411 | 0.22411 | 0.22411
F3_Commercial_Hospital_Existing_Space Heating_Natural Gas_Boiler_E3 | F3 | Commercial | Hospital | Existing | Space Heating | Natural Gas | Boiler | E3 | System - kBTUs of Consumption | 0.27554 | 0.27554 | 0.27554 | 0.27554 | 0.27554 | 0.27554 | 0.27554 | 0.27554 | 0.27554 | 0.27554 | 0.27554 | 0.27554 | 0.27554 | 0.27554 | 0.27554 | 0.27554 | 0.27554 | 0.27554 | 0.27554 | 0.27554 | 0.27554 | 0.27554 | 0.27554 | 0.27554 | 0.27554 | 0.27554 | 0.27554 | 0.27554 | 0.27554 | 0.27554 | 0.27554 | 0.27554 | 0.27554
F3_Commercial_Hospital_Existing_Space Heating_Natural Gas_Boiler_E4 | F3 | Commercial | Hospital | Existing | Space Heating | Natural Gas | Boiler | E4 | System - kBTUs of Consumption | 1.057 | 1.057 | 1.057 | 1.057 | 1.057 | 1.057 | 1.057 | 1.057 | 1.057 | 1.057 | 1.057 | 1.057 | 1.057 | 1.057 | 1.057 | 1.057 | 1.057 | 1.057 | 1.057 | 1.057 | 1.057 | 1.057 | 1.057 | 1.057 | 1.057 | 1.057 | 1.057 | 1.057 | 1.057 | 1.057 | 1.057 | 1.057 | 1.057
F3_Commercial_Hospital_Existing_Space Heating_Natural Gas_Boiler_E5 | F3 | Commercial | Hospital | Existing | Space Heating | Natural Gas | Boiler | E5 | System - kBTUs of Consumption | 0 | 0 | 0 | 0 | 0 | 0 | 0 | 0 | 0 | 0 | 0 | 0 | 0 | 0 | 0 | 0 | 0 | 0 | 0 | 0 | 0 | 0 | 0 | 0 | 0 | 0 | 0 | 0 | 0 | 0 | 0 | 0 | 0
F3_Commercial_Hospital_Existing_Space Heating_Natural Gas_Boiler_E6 | F3 | Commercial | Hospital | Existing | Space Heating | Natural Gas | Boiler | E6 | System - kBTUs of Consumption | 0 | 0 | 0 | 0 | 0 | 0 | 0 | 0 | 0 | 0 | 0 | 0 | 0 | 0 | 0 | 0 | 0 | 0 | 0 | 0 | 0 | 0 | 0 | 0 | 0 | 0 | 0 | 0 | 0 | 0 | 0 | 0 | 0
F3_Commercial_Hospital_Existing_Space Heating_Natural Gas_Boiler_E7 | F3 | Commercial | Hospital | Existing | Space Heating | Natural Gas | Boiler | E7 | System - kBTUs of Consumption | 0 | 0 | 0 | 0 | 0 | 0 | 0 | 0 | 0 | 0 | 0 | 0 | 0 | 0 | 0 | 0 | 0 | 0 | 0 | 0 | 0 | 0 | 0 | 0 | 0 | 0 | 0 | 0 | 0 | 0 | 0 | 0 | 0
F3_Commercial_Hospital_Existing_Space Heating_Natural Gas_Boiler_E8 | F3 | Commercial | Hospital | Existing | Space Heating | Natural Gas | Boiler | E8 | System - kBTUs of Consumption | 0 | 0 | 0 | 0 | 0 | 0 | 0 | 0 | 0 | 0 | 0 | 0 | 0 | 0 | 0 | 0 | 0 | 0 | 0 | 0 | 0 | 0 | 0 | 0 | 0 | 0 | 0 | 0 | 0 | 0 | 0 | 0 | 0
F3_Commercial_Hospital_Existing_Space Heating_Natural Gas_Boiler_E9 | F3 | Commercial | Hospital | Existing | Space Heating | Natural Gas | Boiler | E9 | System - kBTUs of Consumption | 0 | 0 | 0 | 0 | 0 | 0 | 0 | 0 | 0 | 0 | 0 | 0 | 0 | 0 | 0 | 0 | 0 | 0 | 0 | 0 | 0 | 0 | 0 | 0 | 0 | 0 | 0 | 0 | 0 | 0 | 0 | 0 | 0
F3_Commercial_Hospital_Existing_Space Heating_Natural Gas_Boiler_E10 | F3 | Commercial | Hospital | Existing | Space Heating | Natural Gas | Boiler | E10 | System - kBTUs of Consumption | 0 | 0 | 0 | 0 | 0 | 0 | 0 | 0 | 0 | 0 | 0 | 0 | 0 | 0 | 0 | 0 | 0 | 0 | 0 | 0 | 0 | 0 | 0 | 0 | 0 | 0 | 0 | 0 | 0 | 0 | 0 | 0 | 0
F4_Commercial_Hospital_Existing_Space Heating_Natural Gas_Boiler_E1 | F4 | Commercial | Hospital | Existing | Space Heating | Natural Gas | Boiler | E1 | Utility - Cost of Equipment | 0.72269 | 0.72338 | 0.72414 | 0.72522 | 0.72672 | 0.72894 | 0.73049 | 0.73168 | 0.73297 | 0.73414 | 0.73494 | 0.73544 | 0.7359 | 0.73632 | 0.73686 | 0.73708 | 0.73746 | 0.73818 | 0.73895 | 0.73984 | 0.7409 | 0.74178 | 0.74247 | 0.74299 | 0.74334 | 0.74344 | 0.74325 | 0.74287 | 0.74257 | 0.74243 | 0.74253 | 0.74257 | 0.74257
F4_Commercial_Hospital_Existing_Space Heating_Natural Gas_Boiler_E2 | F4 | Commercial | Hospital | Existing | Space Heating | Natural Gas | Boiler | E2 | Utility - Cost of Equipment | 0.68018 | 0.68083 | 0.68154 | 0.68256 | 0.68397 | 0.68606 | 0.68752 | 0.68864 | 0.68985 | 0.69096 | 0.69171 | 0.69218 | 0.69261 | 0.693 | 0.69351 | 0.69372 | 0.69408 | 0.69476 | 0.69548 | 0.69632 | 0.69731 | 0.69814 | 0.69879 | 0.69928 | 0.69961 | 0.69971 | 0.69953 | 0.69917 | 0.69889 | 0.69875 | 0.69885 | 0.69889 | 0.69889
F4_Commercial_Hospital_Existing_Space Heating_Natural Gas_Boiler_E3 | F4 | Commercial | Hospital | Existing | Space Heating | Natural Gas | Boiler | E3 | Utility - Cost of Equipment | 0.59603 | 0.5966 | 0.59723 | 0.59812 | 0.59935 | 0.60118 | 0.60247 | 0.60344 | 0.60451 | 0.60548 | 0.60614 | 0.60655 | 0.60693 | 0.60727 | 0.60772 | 0.6079 | 0.60821 | 0.60881 | 0.60944 | 0.61018 | 0.61105 | 0.61178 | 0.61234 | 0.61277 | 0.61306 | 0.61314 | 0.61299 | 0.61268 | 0.61243 | 0.61231 | 0.6124 | 0.61243 | 0.61243
F4_Commercial_Hospital_Existing_Space Heating_Natural Gas_Boiler_E4 | F4 | Commercial | Hospital | Existing | Space Heating | Natural Gas | Boiler | E4 | Utility - Cost of Equipment | 0.43981 | 0.44019 | 0.4406 | 0.44126 | 0.44224 | 0.44383 | 0.44487 | 0.44561 | 0.44649 | 0.44732 | 0.44787 | 0.44821 | 0.44855 | 0.44889 | 0.44936 | 0.44957 | 0.44994 | 0.45058 | 0.45124 | 0.45199 | 0.45287 | 0.45361 | 0.45419 | 0.45463 | 0.45492 | 0.455 | 0.45485 | 0.45453 | 0.45427 | 0.45415 | 0.45424 | 0.45428 | 0.45428
F4_Commercial_Hospital_Existing_Space Heating_Natural Gas_Boiler_E5 | F4 | Commercial | Hospital | Existing | Space Heating | Natural Gas | Boiler | E5 | Utility - Cost of Equipment | 0 | 0 | 0 | 0 | 0 | 0 | 0 | 0 | 0 | 0 | 0 | 0 | 0 | 0 | 0 | 0 | 0 | 0 | 0 | 0 | 0 | 0 | 0 | 0 | 0 | 0 | 0 | 0 | 0 | 0 | 0 | 0 | 0
F4_Commercial_Hospital_Existing_Space Heating_Natural Gas_Boiler_E6 | F4 | Commercial | Hospital | Existing | Space Heating | Natural Gas | Boiler | E6 | Utility - Cost of Equipment | 0 | 0 | 0 | 0 | 0 | 0 | 0 | 0 | 0 | 0 | 0 | 0 | 0 | 0 | 0 | 0 | 0 | 0 | 0 | 0 | 0 | 0 | 0 | 0 | 0 | 0 | 0 | 0 | 0 | 0 | 0 | 0 | 0
F4_Commercial_Hospital_Existing_Space Heating_Natural Gas_Boiler_E7 | F4 | Commercial | Hospital | Existing | Space Heating | Natural Gas | Boiler | E7 | Utility - Cost of Equipment | 0 | 0 | 0 | 0 | 0 | 0 | 0 | 0 | 0 | 0 | 0 | 0 | 0 | 0 | 0 | 0 | 0 | 0 | 0 | 0 | 0 | 0 | 0 | 0 | 0 | 0 | 0 | 0 | 0 | 0 | 0 | 0 | 0
F4_Commercial_Hospital_Existing_Space Heating_Natural Gas_Boiler_E8 | F4 | Commercial | Hospital | Existing | Space Heating | Natural Gas | Boiler | E8 | Utility - Cost of Equipment | 0 | 0 | 0 | 0 | 0 | 0 | 0 | 0 | 0 | 0 | 0 | 0 | 0 | 0 | 0 | 0 | 0 | 0 | 0 | 0 | 0 | 0 | 0 | 0 | 0 | 0 | 0 | 0 | 0 | 0 | 0 | 0 | 0
F4_Commercial_Hospital_Existing_Space Heating_Natural Gas_Boiler_E9 | F4 | Commercial | Hospital | Existing | Space Heating | Natural Gas | Boiler | E9 | Utility - Cost of Equipment | 0 | 0 | 0 | 0 | 0 | 0 | 0 | 0 | 0 | 0 | 0 | 0 | 0 | 0 | 0 | 0 | 0 | 0 | 0 | 0 | 0 | 0 | 0 | 0 | 0 | 0 | 0 | 0 | 0 | 0 | 0 | 0 | 0
F4_Commercial_Hospital_Existing_Space Heating_Natural Gas_Boiler_E10 | F4 | Commercial | Hospital | Existing | Space Heating | Natural Gas | Boiler | E10 | Utility - Cost of Equipment | 0 | 0 | 0 | 0 | 0 | 0 | 0 | 0 | 0 | 0 | 0 | 0 | 0 | 0 | 0 | 0 | 0 | 0 | 0 | 0 | 0 | 0 | 0 | 0 | 0 | 0 | 0 | 0 | 0 | 0 | 0 | 0 | 0
F5_Commercial_Hospital_Existing_Space Heating_Natural Gas_Boiler_E1 | F5 | Commercial | Hospital | Existing | Space Heating | Natural Gas | Boiler | E1 | Utility - Cost of Operation | 0.1985 | 0.1985 | 0.1985 | 0.1985 | 0.1985 | 0.1985 | 0.1985 | 0.1985 | 0.1985 | 0.1985 | 0.1985 | 0.1985 | 0.1985 | 0.1985 | 0.1985 | 0.1985 | 0.1985 | 0.1985 | 0.1985 | 0.1985 | 0.1985 | 0.1985 | 0.1985 | 0.1985 | 0.1985 | 0.1985 | 0.1985 | 0.1985 | 0.1985 | 0.1985 | 0.1985 | 0.1985 | 0.1985
F5_Commercial_Hospital_Existing_Space Heating_Natural Gas_Boiler_E2 | F5 | Commercial | Hospital | Existing | Space Heating | Natural Gas | Boiler | E2 | Utility - Cost of Operation | 0.22411 | 0.22411 | 0.22411 | 0.22411 | 0.22411 | 0.22411 | 0.22411 | 0.22411 | 0.22411 | 0.22411 | 0.22411 | 0.22411 | 0.22411 | 0.22411 | 0.22411 | 0.22411 | 0.22411 | 0.22411 | 0.22411 | 0.22411 | 0.22411 | 0.22411 | 0.22411 | 0.22411 | 0.22411 | 0.22411 | 0.22411 | 0.22411 | 0.22411 | 0.22411 | 0.22411 | 0.22411 | 0.22411
F5_Commercial_Hospital_Existing_Space Heating_Natural Gas_Boiler_E3 | F5 | Commercial | Hospital | Existing | Space Heating | Natural Gas | Boiler | E3 | Utility - Cost of Operation | 0.27554 | 0.27554 | 0.27554 | 0.27554 | 0.27554 | 0.27554 | 0.27554 | 0.27554 | 0.27554 | 0.27554 | 0.27554 | 0.27554 | 0.27554 | 0.27554 | 0.27554 | 0.27554 | 0.27554 | 0.27554 | 0.27554 | 0.27554 | 0.27554 | 0.27554 | 0.27554 | 0.27554 | 0.27554 | 0.27554 | 0.27554 | 0.27554 | 0.27554 | 0.27554 | 0.27554 | 0.27554 | 0.27554
F5_Commercial_Hospital_Existing_Space Heating_Natural Gas_Boiler_E4 | F5 | Commercial | Hospital | Existing | Space Heating | Natural Gas | Boiler | E4 | Utility - Cost of Operation | 1.057 | 1.057 | 1.057 | 1.057 | 1.057 | 1.057 | 1.057 | 1.057 | 1.057 | 1.057 | 1.057 | 1.057 | 1.057 | 1.057 | 1.057 | 1.057 | 1.057 | 1.057 | 1.057 | 1.057 | 1.057 | 1.057 | 1.057 | 1.057 | 1.057 | 1.057 | 1.057 | 1.057 | 1.057 | 1.057 | 1.057 | 1.057 | 1.057
F5_Commercial_Hospital_Existing_Space Heating_Natural Gas_Boiler_E5 | F5 | Commercial | Hospital | Existing | Space Heating | Natural Gas | Boiler | E5 | Utility - Cost of Operation | 0 | 0 | 0 | 0 | 0 | 0 | 0 | 0 | 0 | 0 | 0 | 0 | 0 | 0 | 0 | 0 | 0 | 0 | 0 | 0 | 0 | 0 | 0 | 0 | 0 | 0 | 0 | 0 | 0 | 0 | 0 | 0 | 0
F5_Commercial_Hospital_Existing_Space Heating_Natural Gas_Boiler_E6 | F5 | Commercial | Hospital | Existing | Space Heating | Natural Gas | Boiler | E6 | Utility - Cost of Operation | 0 | 0 | 0 | 0 | 0 | 0 | 0 | 0 | 0 | 0 | 0 | 0 | 0 | 0 | 0 | 0 | 0 | 0 | 0 | 0 | 0 | 0 | 0 | 0 | 0 | 0 | 0 | 0 | 0 | 0 | 0 | 0 | 0
F5_Commercial_Hospital_Existing_Space Heating_Natural Gas_Boiler_E7 | F5 | Commercial | Hospital | Existing | Space Heating | Natural Gas | Boiler | E7 | Utility - Cost of Operation | 0 | 0 | 0 | 0 | 0 | 0 | 0 | 0 | 0 | 0 | 0 | 0 | 0 | 0 | 0 | 0 | 0 | 0 | 0 | 0 | 0 | 0 | 0 | 0 | 0 | 0 | 0 | 0 | 0 | 0 | 0 | 0 | 0
F5_Commercial_Hospital_Existing_Space Heating_Natural Gas_Boiler_E8 | F5 | Commercial | Hospital | Existing | Space Heating | Natural Gas | Boiler | E8 | Utility - Cost of Operation | 0 | 0 | 0 | 0 | 0 | 0 | 0 | 0 | 0 | 0 | 0 | 0 | 0 | 0 | 0 | 0 | 0 | 0 | 0 | 0 | 0 | 0 | 0 | 0 | 0 | 0 | 0 | 0 | 0 | 0 | 0 | 0 | 0
F5_Commercial_Hospital_Existing_Space Heating_Natural Gas_Boiler_E9 | F5 | Commercial | Hospital | Existing | Space Heating | Natural Gas | Boiler | E9 | Utility - Cost of Operation | 0 | 0 | 0 | 0 | 0 | 0 | 0 | 0 | 0 | 0 | 0 | 0 | 0 | 0 | 0 | 0 | 0 | 0 | 0 | 0 | 0 | 0 | 0 | 0 | 0 | 0 | 0 | 0 | 0 | 0 | 0 | 0 | 0
F5_Commercial_Hospital_Existing_Space Heating_Natural Gas_Boiler_E10 | F5 | Commercial | Hospital | Existing | Space Heating | Natural Gas | Boiler | E10 | Utility - Cost of Operation | 0 | 0 | 0 | 0 | 0 | 0 | 0 | 0 | 0 | 0 | 0 | 0 | 0 | 0 | 0 | 0 | 0 | 0 | 0 | 0 | 0 | 0 | 0 | 0 | 0 | 0 | 0 | 0 | 0 | 0 | 0 | 0 | 0
F6_Commercial_Hospital_Existing_Space Heating_Natural Gas_Boiler_E1 | F6 | Commercial | Hospital | Existing | Space Heating | Natural Gas | Boiler | E1 | Utility - Value of Sales | 0.31502 | 0.31331 | 0.31154 | 0.30978 | 0.30802 | 0.30629 | 0.30458 | 0.30291 | 0.30127 | 0.29968 | 0.29814 | 0.29666 | 0.29524 | 0.29389 | 0.29262 | 0.29141 | 0.29028 | 0.28922 | 0.28822 | 0.2873 | 0.28645 | 0.28567 | 0.28496 | 0.28433 | 0.28376 | 0.28326 | 0.28284 | 0.28248 | 0.2822 | 0.28199 | 0.28185 | 0.28178 | 0.28178
F6_Commercial_Hospital_Existing_Space Heating_Natural Gas_Boiler_E2 | F6 | Commercial | Hospital | Existing | Space Heating | Natural Gas | Boiler | E2 | Utility - Value of Sales | 0.29648 | 0.29488 | 0.29322 | 0.29155 | 0.2899 | 0.28827 | 0.28667 | 0.28509 | 0.28355 | 0.28205 | 0.2806 | 0.27921 | 0.27787 | 0.2766 | 0.2754 | 0.27427 | 0.2732 | 0.2722 | 0.27127 | 0.2704 | 0.2696 | 0.26887 | 0.2682 | 0.2676 | 0.26707 | 0.2666 | 0.2662 | 0.26587 | 0.2656 | 0.2654 | 0.26527 | 0.2652 | 0.2652
F6_Commercial_Hospital_Existing_Space Heating_Natural Gas_Boiler_E3 | F6 | Commercial | Hospital | Existing | Space Heating | Natural Gas | Boiler | E3 | Utility - Value of Sales | 0.25981 | 0.2584 | 0.25694 | 0.25548 | 0.25404 | 0.25261 | 0.2512 | 0.24982 | 0.24847 | 0.24716 | 0.24589 | 0.24467 | 0.2435 | 0.24239 | 0.24133 | 0.24034 | 0.2394 | 0.23853 | 0.23771 | 0.23695 | 0.23625 | 0.23561 | 0.23502 | 0.2345 | 0.23403 | 0.23362 | 0.23327 | 0.23298 | 0.23274 | 0.23257 | 0.23245 | 0.23239 | 0.23239
F6_Commercial_Hospital_Existing_Space Heating_Natural Gas_Boiler_E4 | F6 | Commercial | Hospital | Existing | Space Heating | Natural Gas | Boiler | E4 | Utility - Value of Sales | 0.19913 | 0.19812 | 0.19703 | 0.19593 | 0.19484 | 0.19375 | 0.19266 | 0.19157 | 0.19048 | 0.18939 | 0.1883 | 0.18721 | 0.18612 | 0.18504 | 0.18396 | 0.18291 | 0.18189 | 0.1809 | 0.17995 | 0.17904 | 0.17819 | 0.1774 | 0.17667 | 0.17602 | 0.17544 | 0.17493 | 0.17449 | 0.17413 | 0.17384 | 0.17362 | 0.17347 | 0.1734 | 0.1734
F6_Commercial_Hospital_Existing_Space Heating_Natural Gas_Boiler_E5 | F6 | Commercial | Hospital | Existing | Space Heating | Natural Gas | Boiler | E5 | Utility - Value of Sales | 0 | 0 | 0 | 0 | 0 | 0 | 0 | 0 | 0 | 0 | 0 | 0 | 0 | 0 | 0 | 0 | 0 | 0 | 0 | 0 | 0 | 0 | 0 | 0 | 0 | 0 | 0 | 0 | 0 | 0 | 0 | 0 | 0
F6_Commercial_Hospital_Existing_Space Heating_Natural Gas_Boiler_E6 | F6 | Commercial | Hospital | Existing | Space Heating | Natural Gas | Boiler | E6 | Utility - Value of Sales | 0 | 0 | 0 | 0 | 0 | 0 | 0 | 0 | 0 | 0 | 0 | 0 | 0 | 0 | 0 | 0 | 0 | 0 | 0 | 0 | 0 | 0 | 0 | 0 | 0 | 0 | 0 | 0 | 0 | 0 | 0 | 0 | 0
F6_Commercial_Hospital_Existing_Space Heating_Natural Gas_Boiler_E7 | F6 | Commercial | Hospital | Existing | Space Heating | Natural Gas | Boiler | E7 | Utility - Value of Sales | 0 | 0 | 0 | 0 | 0 | 0 | 0 | 0 | 0 | 0 | 0 | 0 | 0 | 0 | 0 | 0 | 0 | 0 | 0 | 0 | 0 | 0 | 0 | 0 | 0 | 0 | 0 | 0 | 0 | 0 | 0 | 0 | 0
F6_Commercial_Hospital_Existing_Space Heating_Natural Gas_Boiler_E8 | F6 | Commercial | Hospital | Existing | Space Heating | Natural Gas | Boiler | E8 | Utility - Value of Sales | 0 | 0 | 0 | 0 | 0 | 0 | 0 | 0 | 0 | 0 | 0 | 0 | 0 | 0 | 0 | 0 | 0 | 0 | 0 | 0 | 0 | 0 | 0 | 0 | 0 | 0 | 0 | 0 | 0 | 0 | 0 | 0 | 0
F6_Commercial_Hospital_Existing_Space Heating_Natural Gas_Boiler_E9 | F6 | Commercial | Hospital | Existing | Space Heating | Natural Gas | Boiler | E9 | Utility - Value of Sales | 0 | 0 | 0 | 0 | 0 | 0 | 0 | 0 | 0 | 0 | 0 | 0 | 0 | 0 | 0 | 0 | 0 | 0 | 0 | 0 | 0 | 0 | 0 | 0 | 0 | 0 | 0 | 0 | 0 | 0 | 0 | 0 | 0
F6_Commercial_Hospital_Existing_Space Heating_Natural Gas_Boiler_E10 | F6 | Commercial | Hospital | Existing | Space Heating | Natural Gas | Boiler | E10 | Utility - Value of Sales | 0 | 0 | 0 | 0 | 0 | 0 | 0 | 0 | 0 | 0 | 0 | 0 | 0 | 0 | 0 | 0 | 0 | 0 | 0 | 0 | 0 | 0 | 0 | 0 | 0 | 0 | 0 | 0 | 0 | 0 | 0 | 0 | 0
F1_Commercial_Hospital_Existing_Space Heating_Natural Gas_Unit Heater_E1 | F1 | Commercial | Hospital | Existing | Space Heating | Natural Gas | Unit Heater | E1 | RVT - Cost of Equipment | 0.1324 | 0.13255 | 0.13272 | 0.13296 | 0.13332 | 0.13387 | 0.13419 | 0.13439 | 0.13462 | 0.13483 | 0.13495 | 0.13501 | 0.13509 | 0.1352 | 0.13537 | 0.13546 | 0.13561 | 0.13585 | 0.13608 | 0.13635 | 0.13665 | 0.13691 | 0.13712 | 0.13727 | 0.13738 | 0.13741 | 0.13735 | 0.13724 | 0.13715 | 0.13711 | 0.13714 | 0.13715 | 0.13715
F1_Commercial_Hospital_Existing_Space Heating_Natural Gas_Unit Heater_E2 | F1 | Commercial | Hospital | Existing | Space Heating | Natural Gas | Unit Heater | E2 | RVT - Cost of Equipment | 0.1261 | 0.12624 | 0.1264 | 0.12664 | 0.12697 | 0.12749 | 0.1278 | 0.12799 | 0.12822 | 0.12841 | 0.12853 | 0.12858 | 0.12866 | 0.12876 | 0.12893 | 0.12902 | 0.12915 | 0.12938 | 0.12961 | 0.12986 | 0.13015 | 0.1304 | 0.13059 | 0.13074 | 0.13084 | 0.13086 | 0.13081 | 0.13071 | 0.13062 | 0.13058 | 0.13061 | 0.13062 | 0.13062
F1_Commercial_Hospital_Existing_Space Heating_Natural Gas_Unit Heater_E3 | F1 | Commercial | Hospital | Existing | Space Heating | Natural Gas | Unit Heater | E3 | RVT - Cost of Equipment | 0.11239 | 0.11249 | 0.11259 | 0.11276 | 0.113 | 0.1134 | 0.11365 | 0.11384 | 0.11406 | 0.11427 | 0.11442 | 0.11452 | 0.11461 | 0.1147 | 0.11483 | 0.11489 | 0.11498 | 0.11514 | 0.1153 | 0.11549 | 0.11572 | 0.11591 | 0.11605 | 0.11617 | 0.11624 | 0.11626 | 0.11622 | 0.11614 | 0.11608 | 0.11604 | 0.11607 | 0.11608 | 0.11608
F1_Commercial_Hospital_Existing_Space Heating_Natural Gas_Unit Heater_E4 | F1 | Commercial | Hospital | Existing | Space Heating | Natural Gas | Unit Heater | E4 | RVT - Cost of Equipment | 0 | 0 | 0 | 0 | 0 | 0 | 0 | 0 | 0 | 0 | 0 | 0 | 0 | 0 | 0 | 0 | 0 | 0 | 0 | 0 | 0 | 0 | 0 | 0 | 0 | 0 | 0 | 0 | 0 | 0 | 0 | 0 | 0
F1_Commercial_Hospital_Existing_Space Heating_Natural Gas_Unit Heater_E5 | F1 | Commercial | Hospital | Existing | Space Heating | Natural Gas | Unit Heater | E5 | RVT - Cost of Equipment | 0 | 0 | 0 | 0 | 0 | 0 | 0 | 0 | 0 | 0 | 0 | 0 | 0 | 0 | 0 | 0 | 0 | 0 | 0 | 0 | 0 | 0 | 0 | 0 | 0 | 0 | 0 | 0 | 0 | 0 | 0 | 0 | 0
F1_Commercial_Hospital_Existing_Space Heating_Natural Gas_Unit Heater_E6 | F1 | Commercial | Hospital | Existing | Space Heating | Natural Gas | Unit Heater | E6 | RVT - Cost of Equipment | 0 | 0 | 0 | 0 | 0 | 0 | 0 | 0 | 0 | 0 | 0 | 0 | 0 | 0 | 0 | 0 | 0 | 0 | 0 | 0 | 0 | 0 | 0 | 0 | 0 | 0 | 0 | 0 | 0 | 0 | 0 | 0 | 0
F1_Commercial_Hospital_Existing_Space Heating_Natural Gas_Unit Heater_E7 | F1 | Commercial | Hospital | Existing | Space Heating | Natural Gas | Unit Heater | E7 | RVT - Cost of Equipment | 0 | 0 | 0 | 0 | 0 | 0 | 0 | 0 | 0 | 0 | 0 | 0 | 0 | 0 | 0 | 0 | 0 | 0 | 0 | 0 | 0 | 0 | 0 | 0 | 0 | 0 | 0 | 0 | 0 | 0 | 0 | 0 | 0
F1_Commercial_Hospital_Existing_Space Heating_Natural Gas_Unit Heater_E8 | F1 | Commercial | Hospital | Existing | Space Heating | Natural Gas | Unit Heater | E8 | RVT - Cost of Equipment | 0 | 0 | 0 | 0 | 0 | 0 | 0 | 0 | 0 | 0 | 0 | 0 | 0 | 0 | 0 | 0 | 0 | 0 | 0 | 0 | 0 | 0 | 0 | 0 | 0 | 0 | 0 | 0 | 0 | 0 | 0 | 0 | 0
F1_Commercial_Hospital_Existing_Space Heating_Natural Gas_Unit Heater_E9 | F1 | Commercial | Hospital | Existing | Space Heating | Natural Gas | Unit Heater | E9 | RVT - Cost of Equipment | 0 | 0 | 0 | 0 | 0 | 0 | 0 | 0 | 0 | 0 | 0 | 0 | 0 | 0 | 0 | 0 | 0 | 0 | 0 | 0 | 0 | 0 | 0 | 0 | 0 | 0 | 0 | 0 | 0 | 0 | 0 | 0 | 0
F1_Commercial_Hospital_Existing_Space Heating_Natural Gas_Unit Heater_E10 | F1 | Commercial | Hospital | Existing | Space Heating | Natural Gas | Unit Heater | E10 | RVT - Cost of Equipment | 0 | 0 | 0 | 0 | 0 | 0 | 0 | 0 | 0 | 0 | 0 | 0 | 0 | 0 | 0 | 0 | 0 | 0 | 0 | 0 | 0 | 0 | 0 | 0 | 0 | 0 | 0 | 0 | 0 | 0 | 0 | 0 | 0
F2_Commercial_Hospital_Existing_Space Heating_Natural Gas_Unit Heater_E1 | F2 | Commercial | Hospital | Existing | Space Heating | Natural Gas | Unit Heater | E1 | RVT - Cost of Operation | 0.15863 | 0.15881 | 0.159 | 0.1593 | 0.15972 | 0.16038 | 0.16077 | 0.16101 | 0.16129 | 0.16154 | 0.16168 | 0.16175 | 0.16185 | 0.16197 | 0.16218 | 0.16229 | 0.16247 | 0.16275 | 0.16304 | 0.16335 | 0.16372 | 0.16403 | 0.16428 | 0.16446 | 0.16458 | 0.16462 | 0.16455 | 0.16442 | 0.16431 | 0.16426 | 0.1643 | 0.16431 | 0.16431
F2_Commercial_Hospital_Existing_Space Heating_Natural Gas_Unit Heater_E2 | F2 | Commercial | Hospital | Existing | Space Heating | Natural Gas | Unit Heater | E2 | RVT - Cost of Operation | 0.15108 | 0.15125 | 0.15144 | 0.15172 | 0.15212 | 0.15275 | 0.15312 | 0.15334 | 0.15361 | 0.15385 | 0.15398 | 0.15405 | 0.15414 | 0.15427 | 0.15446 | 0.15457 | 0.15473 | 0.15501 | 0.15528 | 0.15558 | 0.15593 | 0.15622 | 0.15646 | 0.15663 | 0.15675 | 0.15678 | 0.15672 | 0.15659 | 0.15649 | 0.15644 | 0.15648 | 0.15649 | 0.15649
F2_Commercial_Hospital_Existing_Space Heating_Natural Gas_Unit Heater_E3 | F2 | Commercial | Hospital | Existing | Space Heating | Natural Gas | Unit Heater | E3 | RVT - Cost of Operation | 0.13465 | 0.13477 | 0.13489 | 0.13509 | 0.13539 | 0.13586 | 0.13616 | 0.13638 | 0.13665 | 0.1369 | 0.13708 | 0.1372 | 0.13731 | 0.13742 | 0.13757 | 0.13764 | 0.13775 | 0.13794 | 0.13814 | 0.13837 | 0.13864 | 0.13886 | 0.13904 | 0.13917 | 0.13926 | 0.13929 | 0.13924 | 0.13914 | 0.13907 | 0.13903 | 0.13906 | 0.13907 | 0.13907
F2_Commercial_Hospital_Existing_Space Heating_Natural Gas_Unit Heater_E4 | F2 | Commercial | Hospital | Existing | Space Heating | Natural Gas | Unit Heater | E4 | RVT - Cost of Operation | 0 | 0 | 0 | 0 | 0 | 0 | 0 | 0 | 0 | 0 | 0 | 0 | 0 | 0 | 0 | 0 | 0 | 0 | 0 | 0 | 0 | 0 | 0 | 0 | 0 | 0 | 0 | 0 | 0 | 0 | 0 | 0 | 0
F2_Commercial_Hospital_Existing_Space Heating_Natural Gas_Unit Heater_E5 | F2 | Commercial | Hospital | Existing | Space Heating | Natural Gas | Unit Heater | E5 | RVT - Cost of Operation | 0 | 0 | 0 | 0 | 0 | 0 | 0 | 0 | 0 | 0 | 0 | 0 | 0 | 0 | 0 | 0 | 0 | 0 | 0 | 0 | 0 | 0 | 0 | 0 | 0 | 0 | 0 | 0 | 0 | 0 | 0 | 0 | 0
F2_Commercial_Hospital_Existing_Space Heating_Natural Gas_Unit Heater_E6 | F2 | Commercial | Hospital | Existing | Space Heating | Natural Gas | Unit Heater | E6 | RVT - Cost of Operation | 0 | 0 | 0 | 0 | 0 | 0 | 0 | 0 | 0 | 0 | 0 | 0 | 0 | 0 | 0 | 0 | 0 | 0 | 0 | 0 | 0 | 0 | 0 | 0 | 0 | 0 | 0 | 0 | 0 | 0 | 0 | 0 | 0
F2_Commercial_Hospital_Existing_Space Heating_Natural Gas_Unit Heater_E7 | F2 | Commercial | Hospital | Existing | Space Heating | Natural Gas | Unit Heater | E7 | RVT - Cost of Operation | 0 | 0 | 0 | 0 | 0 | 0 | 0 | 0 | 0 | 0 | 0 | 0 | 0 | 0 | 0 | 0 | 0 | 0 | 0 | 0 | 0 | 0 | 0 | 0 | 0 | 0 | 0 | 0 | 0 | 0 | 0 | 0 | 0
F2_Commercial_Hospital_Existing_Space Heating_Natural Gas_Unit Heater_E8 | F2 | Commercial | Hospital | Existing | Space Heating | Natural Gas | Unit Heater | E8 | RVT - Cost of Operation | 0 | 0 | 0 | 0 | 0 | 0 | 0 | 0 | 0 | 0 | 0 | 0 | 0 | 0 | 0 | 0 | 0 | 0 | 0 | 0 | 0 | 0 | 0 | 0 | 0 | 0 | 0 | 0 | 0 | 0 | 0 | 0 | 0
F2_Commercial_Hospital_Existing_Space Heating_Natural Gas_Unit Heater_E9 | F2 | Commercial | Hospital | Existing | Space Heating | Natural Gas | Unit Heater | E9 | RVT - Cost of Operation | 0 | 0 | 0 | 0 | 0 | 0 | 0 | 0 | 0 | 0 | 0 | 0 | 0 | 0 | 0 | 0 | 0 | 0 | 0 | 0 | 0 | 0 | 0 | 0 | 0 | 0 | 0 | 0 | 0 | 0 | 0 | 0 | 0
F2_Commercial_Hospital_Existing_Space Heating_Natural Gas_Unit Heater_E10 | F2 | Commercial | Hospital | Existing | Space Heating | Natural Gas | Unit Heater | E10 | RVT - Cost of Operation | 0 | 0 | 0 | 0 | 0 | 0 | 0 | 0 | 0 | 0 | 0 | 0 | 0 | 0 | 0 | 0 | 0 | 0 | 0 | 0 | 0 | 0 | 0 | 0 | 0 | 0 | 0 | 0 | 0 | 0 | 0 | 0 | 0
F3_Commercial_Hospital_Existing_Space Heating_Natural Gas_Unit Heater_E1 | F3 | Commercial | Hospital | Existing | Space Heating | Natural Gas | Unit Heater | E1 | System - kBTUs of Consumption | 0.0061033 | 0.0061033 | 0.0061033 | 0.0061033 | 0.0061033 | 0.0061033 | 0.0061033 | 0.0061033 | 0.0061033 | 0.0061033 | 0.0061033 | 0.0061033 | 0.0061033 | 0.0061033 | 0.0061033 | 0.0061033 | 0.0061033 | 0.0061033 | 0.0061033 | 0.0061033 | 0.0061033 | 0.0061033 | 0.0061033 | 0.0061033 | 0.0061033 | 0.0061033 | 0.0061033 | 0.0061033 | 0.0061033 | 0.0061033 | 0.0061033 | 0.0061033 | 0.0061033
F3_Commercial_Hospital_Existing_Space Heating_Natural Gas_Unit Heater_E2 | F3 | Commercial | Hospital | Existing | Space Heating | Natural Gas | Unit Heater | E2 | System - kBTUs of Consumption | 0.0097716 | 0.0097716 | 0.0097716 | 0.0097716 | 0.0097716 | 0.0097716 | 0.0097716 | 0.0097716 | 0.0097716 | 0.0097716 | 0.0097716 | 0.0097716 | 0.0097716 | 0.0097716 | 0.0097716 | 0.0097716 | 0.0097716 | 0.0097716 | 0.0097716 | 0.0097716 | 0.0097716 | 0.0097716 | 0.0097716 | 0.0097716 | 0.0097716 | 0.0097716 | 0.0097716 | 0.0097716 | 0.0097716 | 0.0097716 | 0.0097716 | 0.0097716 | 0.0097716
F3_Commercial_Hospital_Existing_Space Heating_Natural Gas_Unit Heater_E3 | F3 | Commercial | Hospital | Existing | Space Heating | Natural Gas | Unit Heater | E3 | System - kBTUs of Consumption | 0.007255 | 0.007255 | 0.007255 | 0.007255 | 0.007255 | 0.007255 | 0.007255 | 0.007255 | 0.007255 | 0.007255 | 0.007255 | 0.007255 | 0.007255 | 0.007255 | 0.007255 | 0.007255 | 0.007255 | 0.007255 | 0.007255 | 0.007255 | 0.007255 | 0.007255 | 0.007255 | 0.007255 | 0.007255 | 0.007255 | 0.007255 | 0.007255 | 0.007255 | 0.007255 | 0.007255 | 0.007255 | 0.007255
F3_Commercial_Hospital_Existing_Space Heating_Natural Gas_Unit Heater_E4 | F3 | Commercial | Hospital | Existing | Space Heating | Natural Gas | Unit Heater | E4 | System - kBTUs of Consumption | 0 | 0 | 0 | 0 | 0 | 0 | 0 | 0 | 0 | 0 | 0 | 0 | 0 | 0 | 0 | 0 | 0 | 0 | 0 | 0 | 0 | 0 | 0 | 0 | 0 | 0 | 0 | 0 | 0 | 0 | 0 | 0 | 0
F3_Commercial_Hospital_Existing_Space Heating_Natural Gas_Unit Heater_E5 | F3 | Commercial | Hospital | Existing | Space Heating | Natural Gas | Unit Heater | E5 | System - kBTUs of Consumption | 0 | 0 | 0 | 0 | 0 | 0 | 0 | 0 | 0 | 0 | 0 | 0 | 0 | 0 | 0 | 0 | 0 | 0 | 0 | 0 | 0 | 0 | 0 | 0 | 0 | 0 | 0 | 0 | 0 | 0 | 0 | 0 | 0
F3_Commercial_Hospital_Existing_Space Heating_Natural Gas_Unit Heater_E6 | F3 | Commercial | Hospital | Existing | Space Heating | Natural Gas | Unit Heater | E6 | System - kBTUs of Consumption | 0 | 0 | 0 | 0 | 0 | 0 | 0 | 0 | 0 | 0 | 0 | 0 | 0 | 0 | 0 | 0 | 0 | 0 | 0 | 0 | 0 | 0 | 0 | 0 | 0 | 0 | 0 | 0 | 0 | 0 | 0 | 0 | 0
F3_Commercial_Hospital_Existing_Space Heating_Natural Gas_Unit Heater_E7 | F3 | Commercial | Hospital | Existing | Space Heating | Natural Gas | Unit Heater | E7 | System - kBTUs of Consumption | 0 | 0 | 0 | 0 | 0 | 0 | 0 | 0 | 0 | 0 | 0 | 0 | 0 | 0 | 0 | 0 | 0 | 0 | 0 | 0 | 0 | 0 | 0 | 0 | 0 | 0 | 0 | 0 | 0 | 0 | 0 | 0 | 0
F3_Commercial_Hospital_Existing_Space Heating_Natural Gas_Unit Heater_E8 | F3 | Commercial | Hospital | Existing | Space Heating | Natural Gas | Unit Heater | E8 | System - kBTUs of Consumption | 0 | 0 | 0 | 0 | 0 | 0 | 0 | 0 | 0 | 0 | 0 | 0 | 0 | 0 | 0 | 0 | 0 | 0 | 0 | 0 | 0 | 0 | 0 | 0 | 0 | 0 | 0 | 0 | 0 | 0 | 0 | 0 | 0
F3_Commercial_Hospital_Existing_Space Heating_Natural Gas_Unit Heater_E9 | F3 | Commercial | Hospital | Existing | Space Heating | Natural Gas | Unit Heater | E9 | System - kBTUs of Consumption | 0 | 0 | 0 | 0 | 0 | 0 | 0 | 0 | 0 | 0 | 0 | 0 | 0 | 0 | 0 | 0 | 0 | 0 | 0 | 0 | 0 | 0 | 0 | 0 | 0 | 0 | 0 | 0 | 0 | 0 | 0 | 0 | 0
F3_Commercial_Hospital_Existing_Space Heating_Natural Gas_Unit Heater_E10 | F3 | Commercial | Hospital | Existing | Space Heating | Natural Gas | Unit Heater | E10 | System - kBTUs of Consumption | 0 | 0 | 0 | 0 | 0 | 0 | 0 | 0 | 0 | 0 | 0 | 0 | 0 | 0 | 0 | 0 | 0 | 0 | 0 | 0 | 0 | 0 | 0 | 0 | 0 | 0 | 0 | 0 | 0 | 0 | 0 | 0 | 0
F4_Commercial_Hospital_Existing_Space Heating_Natural Gas_Unit Heater_E1 | F4 | Commercial | Hospital | Existing | Space Heating | Natural Gas | Unit Heater | E1 | Utility - Cost of Equipment | 0.15863 | 0.15881 | 0.159 | 0.1593 | 0.15972 | 0.16038 | 0.16077 | 0.16101 | 0.16129 | 0.16154 | 0.16168 | 0.16175 | 0.16185 | 0.16197 | 0.16218 | 0.16229 | 0.16247 | 0.16275 | 0.16304 | 0.16335 | 0.16372 | 0.16403 | 0.16428 | 0.16446 | 0.16458 | 0.16462 | 0.16455 | 0.16442 | 0.16431 | 0.16426 | 0.1643 | 0.16431 | 0.16431
F4_Commercial_Hospital_Existing_Space Heating_Natural Gas_Unit Heater_E2 | F4 | Commercial | Hospital | Existing | Space Heating | Natural Gas | Unit Heater | E2 | Utility - Cost of Equipment | 0.15108 | 0.15125 | 0.15144 | 0.15172 | 0.15212 | 0.15275 | 0.15312 | 0.15334 | 0.15361 | 0.15385 | 0.15398 | 0.15405 | 0.15414 | 0.15427 | 0.15446 | 0.15457 | 0.15473 | 0.15501 | 0.15528 | 0.15558 | 0.15593 | 0.15622 | 0.15646 | 0.15663 | 0.15675 | 0.15678 | 0.15672 | 0.15659 | 0.15649 | 0.15644 | 0.15648 | 0.15649 | 0.15649
F4_Commercial_Hospital_Existing_Space Heating_Natural Gas_Unit Heater_E3 | F4 | Commercial | Hospital | Existing | Space Heating | Natural Gas | Unit Heater | E3 | Utility - Cost of Equipment | 0.13465 | 0.13477 | 0.13489 | 0.13509 | 0.13539 | 0.13586 | 0.13616 | 0.13638 | 0.13665 | 0.1369 | 0.13708 | 0.1372 | 0.13731 | 0.13742 | 0.13757 | 0.13764 | 0.13775 | 0.13794 | 0.13814 | 0.13837 | 0.13864 | 0.13886 | 0.13904 | 0.13917 | 0.13926 | 0.13929 | 0.13924 | 0.13914 | 0.13907 | 0.13903 | 0.13906 | 0.13907 | 0.13907
F4_Commercial_Hospital_Existing_Space Heating_Natural Gas_Unit Heater_E4 | F4 | Commercial | Hospital | Existing | Space Heating | Natural Gas | Unit Heater | E4 | Utility - Cost of Equipment | 0 | 0 | 0 | 0 | 0 | 0 | 0 | 0 | 0 | 0 | 0 | 0 | 0 | 0 | 0 | 0 | 0 | 0 | 0 | 0 | 0 | 0 | 0 | 0 | 0 | 0 | 0 | 0 | 0 | 0 | 0 | 0 | 0
F4_Commercial_Hospital_Existing_Space Heating_Natural Gas_Unit Heater_E5 | F4 | Commercial | Hospital | Existing | Space Heating | Natural Gas | Unit Heater | E5 | Utility - Cost of Equipment | 0 | 0 | 0 | 0 | 0 | 0 | 0 | 0 | 0 | 0 | 0 | 0 | 0 | 0 | 0 | 0 | 0 | 0 | 0 | 0 | 0 | 0 | 0 | 0 | 0 | 0 | 0 | 0 | 0 | 0 | 0 | 0 | 0
F4_Commercial_Hospital_Existing_Space Heating_Natural Gas_Unit Heater_E6 | F4 | Commercial | Hospital | Existing | Space Heating | Natural Gas | Unit Heater | E6 | Utility - Cost of Equipment | 0 | 0 | 0 | 0 | 0 | 0 | 0 | 0 | 0 | 0 | 0 | 0 | 0 | 0 | 0 | 0 | 0 | 0 | 0 | 0 | 0 | 0 | 0 | 0 | 0 | 0 | 0 | 0 | 0 | 0 | 0 | 0 | 0
F4_Commercial_Hospital_Existing_Space Heating_Natural Gas_Unit Heater_E7 | F4 | Commercial | Hospital | Existing | Space Heating | Natural Gas | Unit Heater | E7 | Utility - Cost of Equipment | 0 | 0 | 0 | 0 | 0 | 0 | 0 | 0 | 0 | 0 | 0 | 0 | 0 | 0 | 0 | 0 | 0 | 0 | 0 | 0 | 0 | 0 | 0 | 0 | 0 | 0 | 0 | 0 | 0 | 0 | 0 | 0 | 0
F4_Commercial_Hospital_Existing_Space Heating_Natural Gas_Unit Heater_E8 | F4 | Commercial | Hospital | Existing | Space Heating | Natural Gas | Unit Heater | E8 | Utility - Cost of Equipment | 0 | 0 | 0 | 0 | 0 | 0 | 0 | 0 | 0 | 0 | 0 | 0 | 0 | 0 | 0 | 0 | 0 | 0 | 0 | 0 | 0 | 0 | 0 | 0 | 0 | 0 | 0 | 0 | 0 | 0 | 0 | 0 | 0
F4_Commercial_Hospital_Existing_Space Heating_Natural Gas_Unit Heater_E9 | F4 | Commercial | Hospital | Existing | Space Heating | Natural Gas | Unit Heater | E9 | Utility - Cost of Equipment | 0 | 0 | 0 | 0 | 0 | 0 | 0 | 0 | 0 | 0 | 0 | 0 | 0 | 0 | 0 | 0 | 0 | 0 | 0 | 0 | 0 | 0 | 0 | 0 | 0 | 0 | 0 | 0 | 0 | 0 | 0 | 0 | 0
F4_Commercial_Hospital_Existing_Space Heating_Natural Gas_Unit Heater_E10 | F4 | Commercial | Hospital | Existing | Space Heating | Natural Gas | Unit Heater | E10 | Utility - Cost of Equipment | 0 | 0 | 0 | 0 | 0 | 0 | 0 | 0 | 0 | 0 | 0 | 0 | 0 | 0 | 0 | 0 | 0 | 0 | 0 | 0 | 0 | 0 | 0 | 0 | 0 | 0 | 0 | 0 | 0 | 0 | 0 | 0 | 0
F5_Commercial_Hospital_Existing_Space Heating_Natural Gas_Unit Heater_E1 | F5 | Commercial | Hospital | Existing | Space Heating | Natural Gas | Unit Heater | E1 | Utility - Cost of Operation | 0.0061033 | 0.0061033 | 0.0061033 | 0.0061033 | 0.0061033 | 0.0061033 | 0.0061033 | 0.0061033 | 0.0061033 | 0.0061033 | 0.0061033 | 0.0061033 | 0.0061033 | 0.0061033 | 0.0061033 | 0.0061033 | 0.0061033 | 0.0061033 | 0.0061033 | 0.0061033 | 0.0061033 | 0.0061033 | 0.0061033 | 0.0061033 | 0.0061033 | 0.0061033 | 0.0061033 | 0.0061033 | 0.0061033 | 0.0061033 | 0.0061033 | 0.0061033 | 0.0061033
F5_Commercial_Hospital_Existing_Space Heating_Natural Gas_Unit Heater_E2 | F5 | Commercial | Hospital | Existing | Space Heating | Natural Gas | Unit Heater | E2 | Utility - Cost of Operation | 0.0097716 | 0.0097716 | 0.0097716 | 0.0097716 | 0.0097716 | 0.0097716 | 0.0097716 | 0.0097716 | 0.0097716 | 0.0097716 | 0.0097716 | 0.0097716 | 0.0097716 | 0.0097716 | 0.0097716 | 0.0097716 | 0.0097716 | 0.0097716 | 0.0097716 | 0.0097716 | 0.0097716 | 0.0097716 | 0.0097716 | 0.0097716 | 0.0097716 | 0.0097716 | 0.0097716 | 0.0097716 | 0.0097716 | 0.0097716 | 0.0097716 | 0.0097716 | 0.0097716
F5_Commercial_Hospital_Existing_Space Heating_Natural Gas_Unit Heater_E3 | F5 | Commercial | Hospital | Existing | Space Heating | Natural Gas | Unit Heater | E3 | Utility - Cost of Operation | 0.007255 | 0.007255 | 0.007255 | 0.007255 | 0.007255 | 0.007255 | 0.007255 | 0.007255 | 0.007255 | 0.007255 | 0.007255 | 0.007255 | 0.007255 | 0.007255 | 0.007255 | 0.007255 | 0.007255 | 0.007255 | 0.007255 | 0.007255 | 0.007255 | 0.007255 | 0.007255 | 0.007255 | 0.007255 | 0.007255 | 0.007255 | 0.007255 | 0.007255 | 0.007255 | 0.007255 | 0.007255 | 0.007255
F5_Commercial_Hospital_Existing_Space Heating_Natural Gas_Unit Heater_E4 | F5 | Commercial | Hospital | Existing | Space Heating | Natural Gas | Unit Heater | E4 | Utility - Cost of Operation | 0 | 0 | 0 | 0 | 0 | 0 | 0 | 0 | 0 | 0 | 0 | 0 | 0 | 0 | 0 | 0 | 0 | 0 | 0 | 0 | 0 | 0 | 0 | 0 | 0 | 0 | 0 | 0 | 0 | 0 | 0 | 0 | 0
F5_Commercial_Hospital_Existing_Space Heating_Natural Gas_Unit Heater_E5 | F5 | Commercial | Hospital | Existing | Space Heating | Natural Gas | Unit Heater | E5 | Utility - Cost of Operation | 0 | 0 | 0 | 0 | 0 | 0 | 0 | 0 | 0 | 0 | 0 | 0 | 0 | 0 | 0 | 0 | 0 | 0 | 0 | 0 | 0 | 0 | 0 | 0 | 0 | 0 | 0 | 0 | 0 | 0 | 0 | 0 | 0
F5_Commercial_Hospital_Existing_Space Heating_Natural Gas_Unit Heater_E6 | F5 | Commercial | Hospital | Existing | Space Heating | Natural Gas | Unit Heater | E6 | Utility - Cost of Operation | 0 | 0 | 0 | 0 | 0 | 0 | 0 | 0 | 0 | 0 | 0 | 0 | 0 | 0 | 0 | 0 | 0 | 0 | 0 | 0 | 0 | 0 | 0 | 0 | 0 | 0 | 0 | 0 | 0 | 0 | 0 | 0 | 0
F5_Commercial_Hospital_Existing_Space Heating_Natural Gas_Unit Heater_E7 | F5 | Commercial | Hospital | Existing | Space Heating | Natural Gas | Unit Heater | E7 | Utility - Cost of Operation | 0 | 0 | 0 | 0 | 0 | 0 | 0 | 0 | 0 | 0 | 0 | 0 | 0 | 0 | 0 | 0 | 0 | 0 | 0 | 0 | 0 | 0 | 0 | 0 | 0 | 0 | 0 | 0 | 0 | 0 | 0 | 0 | 0
F5_Commercial_Hospital_Existing_Space Heating_Natural Gas_Unit Heater_E8 | F5 | Commercial | Hospital | Existing | Space Heating | Natural Gas | Unit Heater | E8 | Utility - Cost of Operation | 0 | 0 | 0 | 0 | 0 | 0 | 0 | 0 | 0 | 0 | 0 | 0 | 0 | 0 | 0 | 0 | 0 | 0 | 0 | 0 | 0 | 0 | 0 | 0 | 0 | 0 | 0 | 0 | 0 | 0 | 0 | 0 | 0
F5_Commercial_Hospital_Existing_Space Heating_Natural Gas_Unit Heater_E9 | F5 | Commercial | Hospital | Existing | Space Heating | Natural Gas | Unit Heater | E9 | Utility - Cost of Operation | 0 | 0 | 0 | 0 | 0 | 0 | 0 | 0 | 0 | 0 | 0 | 0 | 0 | 0 | 0 | 0 | 0 | 0 | 0 | 0 | 0 | 0 | 0 | 0 | 0 | 0 | 0 | 0 | 0 | 0 | 0 | 0 | 0
F5_Commercial_Hospital_Existing_Space Heating_Natural Gas_Unit Heater_E10 | F5 | Commercial | Hospital | Existing | Space Heating | Natural Gas | Unit Heater | E10 | Utility - Cost of Operation | 0 | 0 | 0 | 0 | 0 | 0 | 0 | 0 | 0 | 0 | 0 | 0 | 0 | 0 | 0 | 0 | 0 | 0 | 0 | 0 | 0 | 0 | 0 | 0 | 0 | 0 | 0 | 0 | 0 | 0 | 0 | 0 | 0
F6_Commercial_Hospital_Existing_Space Heating_Natural Gas_Unit Heater_E1 | F6 | Commercial | Hospital | Existing | Space Heating | Natural Gas | Unit Heater | E1 | Utility - Value of Sales | 0.072136 | 0.071777 | 0.071386 | 0.070994 | 0.070603 | 0.070211 | 0.06982 | 0.069428 | 0.069037 | 0.068646 | 0.068254 | 0.067863 | 0.067472 | 0.06708 | 0.066689 | 0.066298 | 0.065907 | 0.065515 | 0.065124 | 0.06474 | 0.064368 | 0.064016 | 0.06369 | 0.063397 | 0.063136 | 0.062908 | 0.062712 | 0.062549 | 0.062419 | 0.062321 | 0.062256 | 0.062223 | 0.062223
F6_Commercial_Hospital_Existing_Space Heating_Natural Gas_Unit Heater_E2 | F6 | Commercial | Hospital | Existing | Space Heating | Natural Gas | Unit Heater | E2 | Utility - Value of Sales | 0.068702 | 0.068361 | 0.067988 | 0.067615 | 0.067242 | 0.066869 | 0.066497 | 0.066124 | 0.065751 | 0.065378 | 0.065006 | 0.064633 | 0.06426 | 0.063888 | 0.063515 | 0.063142 | 0.06277 | 0.062397 | 0.062024 | 0.061658 | 0.061304 | 0.060969 | 0.060658 | 0.060379 | 0.060131 | 0.059913 | 0.059727 | 0.059572 | 0.059448 | 0.059355 | 0.059292 | 0.059261 | 0.059261
F6_Commercial_Hospital_Existing_Space Heating_Natural Gas_Unit Heater_E3 | F6 | Commercial | Hospital | Existing | Space Heating | Natural Gas | Unit Heater | E3 | Utility - Value of Sales | 0.060776 | 0.060465 | 0.060132 | 0.0598 | 0.059467 | 0.059134 | 0.058802 | 0.058469 | 0.058136 | 0.057804 | 0.057471 | 0.057138 | 0.056806 | 0.056473 | 0.056143 | 0.055818 | 0.0555 | 0.055192 | 0.054897 | 0.054616 | 0.054353 | 0.054109 | 0.053887 | 0.053688 | 0.05351 | 0.053355 | 0.053222 | 0.053111 | 0.053023 | 0.052956 | 0.052912 | 0.05289 | 0.05289
F6_Commercial_Hospital_Existing_Space Heating_Natural Gas_Unit Heater_E4 | F6 | Commercial | Hospital | Existing | Space Heating | Natural Gas | Unit Heater | E4 | Utility - Value of Sales | 0 | 0 | 0 | 0 | 0 | 0 | 0 | 0 | 0 | 0 | 0 | 0 | 0 | 0 | 0 | 0 | 0 | 0 | 0 | 0 | 0 | 0 | 0 | 0 | 0 | 0 | 0 | 0 | 0 | 0 | 0 | 0 | 0
F6_Commercial_Hospital_Existing_Space Heating_Natural Gas_Unit Heater_E5 | F6 | Commercial | Hospital | Existing | Space Heating | Natural Gas | Unit Heater | E5 | Utility - Value of Sales | 0 | 0 | 0 | 0 | 0 | 0 | 0 | 0 | 0 | 0 | 0 | 0 | 0 | 0 | 0 | 0 | 0 | 0 | 0 | 0 | 0 | 0 | 0 | 0 | 0 | 0 | 0 | 0 | 0 | 0 | 0 | 0 | 0
F6_Commercial_Hospital_Existing_Space Heating_Natural Gas_Unit Heater_E6 | F6 | Commercial | Hospital | Existing | Space Heating | Natural Gas | Unit Heater | E6 | Utility - Value of Sales | 0 | 0 | 0 | 0 | 0 | 0 | 0 | 0 | 0 | 0 | 0 | 0 | 0 | 0 | 0 | 0 | 0 | 0 | 0 | 0 | 0 | 0 | 0 | 0 | 0 | 0 | 0 | 0 | 0 | 0 | 0 | 0 | 0
F6_Commercial_Hospital_Existing_Space Heating_Natural Gas_Unit Heater_E7 | F6 | Commercial | Hospital | Existing | Space Heating | Natural Gas | Unit Heater | E7 | Utility - Value of Sales | 0 | 0 | 0 | 0 | 0 | 0 | 0 | 0 | 0 | 0 | 0 | 0 | 0 | 0 | 0 | 0 | 0 | 0 | 0 | 0 | 0 | 0 | 0 | 0 | 0 | 0 | 0 | 0 | 0 | 0 | 0 | 0 | 0
F6_Commercial_Hospital_Existing_Space Heating_Natural Gas_Unit Heater_E8 | F6 | Commercial | Hospital | Existing | Space Heating | Natural Gas | Unit Heater | E8 | Utility - Value of Sales | 0 | 0 | 0 | 0 | 0 | 0 | 0 | 0 | 0 | 0 | 0 | 0 | 0 | 0 | 0 | 0 | 0 | 0 | 0 | 0 | 0 | 0 | 0 | 0 | 0 | 0 | 0 | 0 | 0 | 0 | 0 | 0 | 0
F6_Commercial_Hospital_Existing_Space Heating_Natural Gas_Unit Heater_E9 | F6 | Commercial | Hospital | Existing | Space Heating | Natural Gas | Unit Heater | E9 | Utility - Value of Sales | 0 | 0 | 0 | 0 | 0 | 0 | 0 | 0 | 0 | 0 | 0 | 0 | 0 | 0 | 0 | 0 | 0 | 0 | 0 | 0 | 0 | 0 | 0 | 0 | 0 | 0 | 0 | 0 | 0 | 0 | 0 | 0 | 0
F6_Commercial_Hospital_Existing_Space Heating_Natural Gas_Unit Heater_E10 | F6 | Commercial | Hospital | Existing | Space Heating | Natural Gas | Unit Heater | E10 | Utility - Value of Sales | 0 | 0 | 0 | 0 | 0 | 0 | 0 | 0 | 0 | 0 | 0 | 0 | 0 | 0 | 0 | 0 | 0 | 0 | 0 | 0 | 0 | 0 | 0 | 0 | 0 | 0 | 0 | 0 | 0 | 0 | 0 | 0 | 0
F1_Commercial_Hospital_Existing_Water Heating_Natural Gas_Water Heater_E1 | F1 | Commercial | Hospital | Existing | Water Heating | Natural Gas | Water Heater | E1 | RVT - Cost of Equipment | 0.33471 | 0.33777 | 0.34141 | 0.34563 | 0.35056 | 0.35639 | 0.36111 | 0.36554 | 0.36993 | 0.37433 | 0.37835 | 0.38188 | 0.38544 | 0.38919 | 0.39352 | 0.39781 | 0.40255 | 0.40777 | 0.4133 | 0.41901 | 0.42485 | 0.43032 | 0.43534 | 0.43991 | 0.44395 | 0.44739 | 0.4498 | 0.45158 | 0.45311 | 0.45442 | 0.45571 | 0.4563 | 0.4563
F1_Commercial_Hospital_Existing_Water Heating_Natural Gas_Water Heater_E2 | F1 | Commercial | Hospital | Existing | Water Heating | Natural Gas | Water Heater | E2 | RVT - Cost of Equipment | 0.33058 | 0.3336 | 0.33719 | 0.34136 | 0.34623 | 0.35199 | 0.35665 | 0.36103 | 0.36536 | 0.36971 | 0.37368 | 0.37717 | 0.38068 | 0.38438 | 0.38866 | 0.3929 | 0.39758 | 0.40274 | 0.4082 | 0.41384 | 0.4196 | 0.42501 | 0.42996 | 0.43448 | 0.43847 | 0.44186 | 0.44425 | 0.44601 | 0.44752 | 0.44881 | 0.45009 | 0.45066 | 0.45066
F1_Commercial_Hospital_Existing_Water Heating_Natural Gas_Water Heater_E3 | F1 | Commercial | Hospital | Existing | Water Heating | Natural Gas | Water Heater | E3 | RVT - Cost of Equipment | 0.30428 | 0.30706 | 0.31037 | 0.31421 | 0.31869 | 0.32399 | 0.32828 | 0.33231 | 0.3363 | 0.3403 | 0.34396 | 0.34717 | 0.3504 | 0.35381 | 0.35774 | 0.36165 | 0.36595 | 0.3707 | 0.37573 | 0.38092 | 0.38622 | 0.3912 | 0.39576 | 0.39992 | 0.40359 | 0.40672 | 0.40891 | 0.41053 | 0.41192 | 0.41311 | 0.41429 | 0.41482 | 0.41482
F1_Commercial_Hospital_Existing_Water Heating_Natural Gas_Water Heater_E4 | F1 | Commercial | Hospital | Existing | Water Heating | Natural Gas | Water Heater | E4 | RVT - Cost of Equipment | 0.28486 | 0.28746 | 0.29056 | 0.29415 | 0.29835 | 0.30331 | 0.30732 | 0.3111 | 0.31483 | 0.31858 | 0.322 | 0.32501 | 0.32803 | 0.33122 | 0.33491 | 0.33856 | 0.34259 | 0.34704 | 0.35175 | 0.35661 | 0.36157 | 0.36623 | 0.3705 | 0.37439 | 0.37783 | 0.38076 | 0.38281 | 0.38433 | 0.38563 | 0.38674 | 0.38784 | 0.38834 | 0.38834
F1_Commercial_Hospital_Existing_Water Heating_Natural Gas_Water Heater_E5 | F1 | Commercial | Hospital | Existing | Water Heating | Natural Gas | Water Heater | E5 | RVT - Cost of Equipment | 0.27892 | 0.28147 | 0.2845 | 0.28802 | 0.29213 | 0.29699 | 0.30092 | 0.30462 | 0.30827 | 0.31194 | 0.31529 | 0.31824 | 0.3212 | 0.32432 | 0.32793 | 0.33151 | 0.33546 | 0.33981 | 0.34442 | 0.34918 | 0.35404 | 0.3586 | 0.36278 | 0.36659 | 0.36996 | 0.37282 | 0.37484 | 0.37632 | 0.3776 | 0.37868 | 0.37976 | 0.38025 | 0.38025
F1_Commercial_Hospital_Existing_Water Heating_Natural Gas_Water Heater_E6 | F1 | Commercial | Hospital | Existing | Water Heating | Natural Gas | Water Heater | E6 | RVT - Cost of Equipment | 0.27323 | 0.27573 | 0.2787 | 0.28215 | 0.28617 | 0.29093 | 0.29478 | 0.2984 | 0.30198 | 0.30558 | 0.30886 | 0.31174 | 0.31464 | 0.3177 | 0.32124 | 0.32474 | 0.32861 | 0.33287 | 0.33739 | 0.34205 | 0.34681 | 0.35128 | 0.35538 | 0.35911 | 0.36241 | 0.36521 | 0.36719 | 0.36864 | 0.36989 | 0.37095 | 0.37201 | 0.37249 | 0.37249
F1_Commercial_Hospital_Existing_Water Heating_Natural Gas_Water Heater_E7 | F1 | Commercial | Hospital | Existing | Water Heating | Natural Gas | Water Heater | E7 | RVT - Cost of Equipment | 0.25658 | 0.25909 | 0.26187 | 0.2649 | 0.26832 | 0.27233 | 0.27567 | 0.27889 | 0.2822 | 0.28564 | 0.28893 | 0.292 | 0.2951 | 0.29829 | 0.30174 | 0.30507 | 0.3086 | 0.31233 | 0.31617 | 0.32004 | 0.32393 | 0.32755 | 0.33081 | 0.33369 | 0.33619 | 0.33832 | 0.33982 | 0.34092 | 0.34186 | 0.34267 | 0.34347 | 0.34383 | 0.34383
F1_Commercial_Hospital_Existing_Water Heating_Natural Gas_Water Heater_E8 | F1 | Commercial | Hospital | Existing | Water Heating | Natural Gas | Water Heater | E8 | RVT - Cost of Equipment | 0 | 0 | 0 | 0 | 0 | 0 | 0 | 0 | 0 | 0 | 0 | 0 | 0 | 0 | 0 | 0 | 0 | 0 | 0 | 0 | 0 | 0 | 0 | 0 | 0 | 0 | 0 | 0 | 0 | 0 | 0 | 0 | 0
F1_Commercial_Hospital_Existing_Water Heating_Natural Gas_Water Heater_E9 | F1 | Commercial | Hospital | Existing | Water Heating | Natural Gas | Water Heater | E9 | RVT - Cost of Equipment | 0 | 0 | 0 | 0 | 0 | 0 | 0 | 0 | 0 | 0 | 0 | 0 | 0 | 0 | 0 | 0 | 0 | 0 | 0 | 0 | 0 | 0 | 0 | 0 | 0 | 0 | 0 | 0 | 0 | 0 | 0 | 0 | 0
F1_Commercial_Hospital_Existing_Water Heating_Natural Gas_Water Heater_E10 | F1 | Commercial | Hospital | Existing | Water Heating | Natural Gas | Water Heater | E10 | RVT - Cost of Equipment | 0 | 0 | 0 | 0 | 0 | 0 | 0 | 0 | 0 | 0 | 0 | 0 | 0 | 0 | 0 | 0 | 0 | 0 | 0 | 0 | 0 | 0 | 0 | 0 | 0 | 0 | 0 | 0 | 0 | 0 | 0 | 0 | 0
F2_Commercial_Hospital_Existing_Water Heating_Natural Gas_Water Heater_E1 | F2 | Commercial | Hospital | Existing | Water Heating | Natural Gas | Water Heater | E1 | RVT - Cost of Operation | 0.401 | 0.40467 | 0.40903 | 0.41409 | 0.41999 | 0.42698 | 0.43263 | 0.43794 | 0.44319 | 0.44847 | 0.45329 | 0.45752 | 0.46178 | 0.46627 | 0.47146 | 0.4766 | 0.48228 | 0.48854 | 0.49517 | 0.502 | 0.50899 | 0.51555 | 0.52157 | 0.52704 | 0.53188 | 0.536 | 0.53889 | 0.54103 | 0.54286 | 0.54442 | 0.54597 | 0.54667 | 0.54667
F2_Commercial_Hospital_Existing_Water Heating_Natural Gas_Water Heater_E2 | F2 | Commercial | Hospital | Existing | Water Heating | Natural Gas | Water Heater | E2 | RVT - Cost of Operation | 0.39605 | 0.39967 | 0.40398 | 0.40897 | 0.41481 | 0.42171 | 0.42729 | 0.43254 | 0.43772 | 0.44293 | 0.44769 | 0.45187 | 0.45608 | 0.46052 | 0.46564 | 0.47072 | 0.47632 | 0.4825 | 0.48905 | 0.49581 | 0.50271 | 0.50919 | 0.51513 | 0.52054 | 0.52531 | 0.52938 | 0.53224 | 0.53435 | 0.53616 | 0.5377 | 0.53923 | 0.53993 | 0.53993
F2_Commercial_Hospital_Existing_Water Heating_Natural Gas_Water Heater_E3 | F2 | Commercial | Hospital | Existing | Water Heating | Natural Gas | Water Heater | E3 | RVT - Cost of Operation | 0.36455 | 0.36788 | 0.37184 | 0.37644 | 0.38181 | 0.38816 | 0.3933 | 0.39813 | 0.4029 | 0.4077 | 0.41208 | 0.41593 | 0.4198 | 0.42388 | 0.4286 | 0.43328 | 0.43843 | 0.44412 | 0.45015 | 0.45637 | 0.46272 | 0.46868 | 0.47415 | 0.47913 | 0.48353 | 0.48727 | 0.4899 | 0.49184 | 0.49351 | 0.49493 | 0.49634 | 0.49698 | 0.49698
F2_Commercial_Hospital_Existing_Water Heating_Natural Gas_Water Heater_E4 | F2 | Commercial | Hospital | Existing | Water Heating | Natural Gas | Water Heater | E4 | RVT - Cost of Operation | 0.34128 | 0.3444 | 0.34811 | 0.35241 | 0.35744 | 0.36339 | 0.36819 | 0.37272 | 0.37719 | 0.38168 | 0.38578 | 0.38938 | 0.393 | 0.39683 | 0.40124 | 0.40562 | 0.41045 | 0.41577 | 0.42142 | 0.42724 | 0.43319 | 0.43877 | 0.44389 | 0.44855 | 0.45266 | 0.45617 | 0.45863 | 0.46045 | 0.46201 | 0.46334 | 0.46466 | 0.46526 | 0.46526
F2_Commercial_Hospital_Existing_Water Heating_Natural Gas_Water Heater_E5 | F2 | Commercial | Hospital | Existing | Water Heating | Natural Gas | Water Heater | E5 | RVT - Cost of Operation | 0.33417 | 0.33722 | 0.34086 | 0.34507 | 0.34999 | 0.35582 | 0.36052 | 0.36495 | 0.36933 | 0.37373 | 0.37774 | 0.38127 | 0.38481 | 0.38856 | 0.39288 | 0.39717 | 0.4019 | 0.40711 | 0.41264 | 0.41834 | 0.42416 | 0.42963 | 0.43464 | 0.4392 | 0.44323 | 0.44667 | 0.44908 | 0.45085 | 0.45238 | 0.45369 | 0.45498 | 0.45556 | 0.45556
F2_Commercial_Hospital_Existing_Water Heating_Natural Gas_Water Heater_E6 | F2 | Commercial | Hospital | Existing | Water Heating | Natural Gas | Water Heater | E6 | RVT - Cost of Operation | 0.32735 | 0.33034 | 0.3339 | 0.33803 | 0.34285 | 0.34855 | 0.35317 | 0.35751 | 0.36179 | 0.3661 | 0.37003 | 0.37349 | 0.37696 | 0.38063 | 0.38486 | 0.38906 | 0.3937 | 0.3988 | 0.40422 | 0.4098 | 0.41551 | 0.42086 | 0.42577 | 0.43024 | 0.43419 | 0.43755 | 0.43991 | 0.44165 | 0.44315 | 0.44443 | 0.44569 | 0.44627 | 0.44627
F2_Commercial_Hospital_Existing_Water Heating_Natural Gas_Water Heater_E7 | F2 | Commercial | Hospital | Existing | Water Heating | Natural Gas | Water Heater | E7 | RVT - Cost of Operation | 0.3074 | 0.31041 | 0.31373 | 0.31737 | 0.32147 | 0.32626 | 0.33027 | 0.33413 | 0.3381 | 0.34221 | 0.34616 | 0.34983 | 0.35355 | 0.35737 | 0.36151 | 0.3655 | 0.36972 | 0.37419 | 0.37879 | 0.38343 | 0.38809 | 0.39242 | 0.39633 | 0.39978 | 0.40278 | 0.40533 | 0.40712 | 0.40844 | 0.40958 | 0.41054 | 0.4115 | 0.41194 | 0.41194
F2_Commercial_Hospital_Existing_Water Heating_Natural Gas_Water Heater_E8 | F2 | Commercial | Hospital | Existing | Water Heating | Natural Gas | Water Heater | E8 | RVT - Cost of Operation | 0 | 0 | 0 | 0 | 0 | 0 | 0 | 0 | 0 | 0 | 0 | 0 | 0 | 0 | 0 | 0 | 0 | 0 | 0 | 0 | 0 | 0 | 0 | 0 | 0 | 0 | 0 | 0 | 0 | 0 | 0 | 0 | 0
F2_Commercial_Hospital_Existing_Water Heating_Natural Gas_Water Heater_E9 | F2 | Commercial | Hospital | Existing | Water Heating | Natural Gas | Water Heater | E9 | RVT - Cost of Operation | 0 | 0 | 0 | 0 | 0 | 0 | 0 | 0 | 0 | 0 | 0 | 0 | 0 | 0 | 0 | 0 | 0 | 0 | 0 | 0 | 0 | 0 | 0 | 0 | 0 | 0 | 0 | 0 | 0 | 0 | 0 | 0 | 0
F2_Commercial_Hospital_Existing_Water Heating_Natural Gas_Water Heater_E10 | F2 | Commercial | Hospital | Existing | Water Heating | Natural Gas | Water Heater | E10 | RVT - Cost of Operation | 0 | 0 | 0 | 0 | 0 | 0 | 0 | 0 | 0 | 0 | 0 | 0 | 0 | 0 | 0 | 0 | 0 | 0 | 0 | 0 | 0 | 0 | 0 | 0 | 0 | 0 | 0 | 0 | 0 | 0 | 0 | 0 | 0
F3_Commercial_Hospital_Existing_Water Heating_Natural Gas_Water Heater_E1 | F3 | Commercial | Hospital | Existing | Water Heating | Natural Gas | Water Heater | E1 | System - kBTUs of Consumption | 0.02475 | 0.02475 | 0.02475 | 0.02475 | 0.02475 | 0.02475 | 0.02475 | 0.02475 | 0.02475 | 0.02475 | 0.02475 | 0.02475 | 0.02475 | 0.02475 | 0.02475 | 0.02475 | 0.02475 | 0.02475 | 0.02475 | 0.02475 | 0.02475 | 0.02475 | 0.02475 | 0.02475 | 0.02475 | 0.02475 | 0.02475 | 0.02475 | 0.02475 | 0.02475 | 0.02475 | 0.02475 | 0.02475
F3_Commercial_Hospital_Existing_Water Heating_Natural Gas_Water Heater_E2 | F3 | Commercial | Hospital | Existing | Water Heating | Natural Gas | Water Heater | E2 | System - kBTUs of Consumption | 0.024744 | 0.024744 | 0.024744 | 0.024744 | 0.024744 | 0.024744 | 0.024744 | 0.024744 | 0.024744 | 0.024744 | 0.024744 | 0.024744 | 0.024744 | 0.024744 | 0.024744 | 0.024744 | 0.024744 | 0.024744 | 0.024744 | 0.024744 | 0.024744 | 0.024744 | 0.024744 | 0.024744 | 0.024744 | 0.024744 | 0.024744 | 0.024744 | 0.024744 | 0.024744 | 0.024744 | 0.024744 | 0.024744
F3_Commercial_Hospital_Existing_Water Heating_Natural Gas_Water Heater_E3 | F3 | Commercial | Hospital | Existing | Water Heating | Natural Gas | Water Heater | E3 | System - kBTUs of Consumption | 0.025155 | 0.025155 | 0.025155 | 0.025155 | 0.025155 | 0.025155 | 0.025155 | 0.025155 | 0.025155 | 0.025155 | 0.025155 | 0.025155 | 0.025155 | 0.025155 | 0.025155 | 0.025155 | 0.025155 | 0.025155 | 0.025155 | 0.025155 | 0.025155 | 0.025155 | 0.025155 | 0.025155 | 0.025155 | 0.025155 | 0.025155 | 0.025155 | 0.025155 | 0.025155 | 0.025155 | 0.025155 | 0.025155
F3_Commercial_Hospital_Existing_Water Heating_Natural Gas_Water Heater_E4 | F3 | Commercial | Hospital | Existing | Water Heating | Natural Gas | Water Heater | E4 | System - kBTUs of Consumption | 0.025566 | 0.025566 | 0.025566 | 0.025566 | 0.025566 | 0.025566 | 0.025566 | 0.025566 | 0.025566 | 0.025566 | 0.025566 | 0.025566 | 0.025566 | 0.025566 | 0.025566 | 0.025566 | 0.025566 | 0.025566 | 0.025566 | 0.025566 | 0.025566 | 0.025566 | 0.025566 | 0.025566 | 0.025566 | 0.025566 | 0.025566 | 0.025566 | 0.025566 | 0.025566 | 0.025566 | 0.025566 | 0.025566
F3_Commercial_Hospital_Existing_Water Heating_Natural Gas_Water Heater_E5 | F3 | Commercial | Hospital | Existing | Water Heating | Natural Gas | Water Heater | E5 | System - kBTUs of Consumption | 0.02611 | 0.02611 | 0.02611 | 0.02611 | 0.02611 | 0.02611 | 0.02611 | 0.02611 | 0.02611 | 0.02611 | 0.02611 | 0.02611 | 0.02611 | 0.02611 | 0.02611 | 0.02611 | 0.02611 | 0.02611 | 0.02611 | 0.02611 | 0.02611 | 0.02611 | 0.02611 | 0.02611 | 0.02611 | 0.02611 | 0.02611 | 0.02611 | 0.02611 | 0.02611 | 0.02611 | 0.02611 | 0.02611
F3_Commercial_Hospital_Existing_Water Heating_Natural Gas_Water Heater_E6 | F3 | Commercial | Hospital | Existing | Water Heating | Natural Gas | Water Heater | E6 | System - kBTUs of Consumption | 0.022057 | 0.022057 | 0.022057 | 0.022057 | 0.022057 | 0.022057 | 0.022057 | 0.022057 | 0.022057 | 0.022057 | 0.022057 | 0.022057 | 0.022057 | 0.022057 | 0.022057 | 0.022057 | 0.022057 | 0.022057 | 0.022057 | 0.022057 | 0.022057 | 0.022057 | 0.022057 | 0.022057 | 0.022057 | 0.022057 | 0.022057 | 0.022057 | 0.022057 | 0.022057 | 0.022057 | 0.022057 | 0.022057
F3_Commercial_Hospital_Existing_Water Heating_Natural Gas_Water Heater_E7 | F3 | Commercial | Hospital | Existing | Water Heating | Natural Gas | Water Heater | E7 | System - kBTUs of Consumption | 0.027851 | 0.027851 | 0.027851 | 0.027851 | 0.027851 | 0.027851 | 0.027851 | 0.027851 | 0.027851 | 0.027851 | 0.027851 | 0.027851 | 0.027851 | 0.027851 | 0.027851 | 0.027851 | 0.027851 | 0.027851 | 0.027851 | 0.027851 | 0.027851 | 0.027851 | 0.027851 | 0.027851 | 0.027851 | 0.027851 | 0.027851 | 0.027851 | 0.027851 | 0.027851 | 0.027851 | 0.027851 | 0.027851
F3_Commercial_Hospital_Existing_Water Heating_Natural Gas_Water Heater_E8 | F3 | Commercial | Hospital | Existing | Water Heating | Natural Gas | Water Heater | E8 | System - kBTUs of Consumption | 0 | 0 | 0 | 0 | 0 | 0 | 0 | 0 | 0 | 0 | 0 | 0 | 0 | 0 | 0 | 0 | 0 | 0 | 0 | 0 | 0 | 0 | 0 | 0 | 0 | 0 | 0 | 0 | 0 | 0 | 0 | 0 | 0
F3_Commercial_Hospital_Existing_Water Heating_Natural Gas_Water Heater_E9 | F3 | Commercial | Hospital | Existing | Water Heating | Natural Gas | Water Heater | E9 | System - kBTUs of Consumption | 0 | 0 | 0 | 0 | 0 | 0 | 0 | 0 | 0 | 0 | 0 | 0 | 0 | 0 | 0 | 0 | 0 | 0 | 0 | 0 | 0 | 0 | 0 | 0 | 0 | 0 | 0 | 0 | 0 | 0 | 0 | 0 | 0
F3_Commercial_Hospital_Existing_Water Heating_Natural Gas_Water Heater_E10 | F3 | Commercial | Hospital | Existing | Water Heating | Natural Gas | Water Heater | E10 | System - kBTUs of Consumption | 0 | 0 | 0 | 0 | 0 | 0 | 0 | 0 | 0 | 0 | 0 | 0 | 0 | 0 | 0 | 0 | 0 | 0 | 0 | 0 | 0 | 0 | 0 | 0 | 0 | 0 | 0 | 0 | 0 | 0 | 0 | 0 | 0
F4_Commercial_Hospital_Existing_Water Heating_Natural Gas_Water Heater_E1 | F4 | Commercial | Hospital | Existing | Water Heating | Natural Gas | Water Heater | E1 | Utility - Cost of Equipment | 0.401 | 0.40467 | 0.40903 | 0.41409 | 0.41999 | 0.42698 | 0.43263 | 0.43794 | 0.44319 | 0.44847 | 0.45329 | 0.45752 | 0.46178 | 0.46627 | 0.47146 | 0.4766 | 0.48228 | 0.48854 | 0.49517 | 0.502 | 0.50899 | 0.51555 | 0.52157 | 0.52704 | 0.53188 | 0.536 | 0.53889 | 0.54103 | 0.54286 | 0.54442 | 0.54597 | 0.54667 | 0.54667
F4_Commercial_Hospital_Existing_Water Heating_Natural Gas_Water Heater_E2 | F4 | Commercial | Hospital | Existing | Water Heating | Natural Gas | Water Heater | E2 | Utility - Cost of Equipment | 0.39605 | 0.39967 | 0.40398 | 0.40897 | 0.41481 | 0.42171 | 0.42729 | 0.43254 | 0.43772 | 0.44293 | 0.44769 | 0.45187 | 0.45608 | 0.46052 | 0.46564 | 0.47072 | 0.47632 | 0.4825 | 0.48905 | 0.49581 | 0.50271 | 0.50919 | 0.51513 | 0.52054 | 0.52531 | 0.52938 | 0.53224 | 0.53435 | 0.53616 | 0.5377 | 0.53923 | 0.53993 | 0.53993
F4_Commercial_Hospital_Existing_Water Heating_Natural Gas_Water Heater_E3 | F4 | Commercial | Hospital | Existing | Water Heating | Natural Gas | Water Heater | E3 | Utility - Cost of Equipment | 0.36455 | 0.36788 | 0.37184 | 0.37644 | 0.38181 | 0.38816 | 0.3933 | 0.39813 | 0.4029 | 0.4077 | 0.41208 | 0.41593 | 0.4198 | 0.42388 | 0.4286 | 0.43328 | 0.43843 | 0.44412 | 0.45015 | 0.45637 | 0.46272 | 0.46868 | 0.47415 | 0.47913 | 0.48353 | 0.48727 | 0.4899 | 0.49184 | 0.49351 | 0.49493 | 0.49634 | 0.49698 | 0.49698
F4_Commercial_Hospital_Existing_Water Heating_Natural Gas_Water Heater_E4 | F4 | Commercial | Hospital | Existing | Water Heating | Natural Gas | Water Heater | E4 | Utility - Cost of Equipment | 0.34128 | 0.3444 | 0.34811 | 0.35241 | 0.35744 | 0.36339 | 0.36819 | 0.37272 | 0.37719 | 0.38168 | 0.38578 | 0.38938 | 0.393 | 0.39683 | 0.40124 | 0.40562 | 0.41045 | 0.41577 | 0.42142 | 0.42724 | 0.43319 | 0.43877 | 0.44389 | 0.44855 | 0.45266 | 0.45617 | 0.45863 | 0.46045 | 0.46201 | 0.46334 | 0.46466 | 0.46526 | 0.46526
F4_Commercial_Hospital_Existing_Water Heating_Natural Gas_Water Heater_E5 | F4 | Commercial | Hospital | Existing | Water Heating | Natural Gas | Water Heater | E5 | Utility - Cost of Equipment | 0.33417 | 0.33722 | 0.34086 | 0.34507 | 0.34999 | 0.35582 | 0.36052 | 0.36495 | 0.36933 | 0.37373 | 0.37774 | 0.38127 | 0.38481 | 0.38856 | 0.39288 | 0.39717 | 0.4019 | 0.40711 | 0.41264 | 0.41834 | 0.42416 | 0.42963 | 0.43464 | 0.4392 | 0.44323 | 0.44667 | 0.44908 | 0.45085 | 0.45238 | 0.45369 | 0.45498 | 0.45556 | 0.45556
F4_Commercial_Hospital_Existing_Water Heating_Natural Gas_Water Heater_E6 | F4 | Commercial | Hospital | Existing | Water Heating | Natural Gas | Water Heater | E6 | Utility - Cost of Equipment | 0.32735 | 0.33034 | 0.3339 | 0.33803 | 0.34285 | 0.34855 | 0.35317 | 0.35751 | 0.36179 | 0.3661 | 0.37003 | 0.37349 | 0.37696 | 0.38063 | 0.38486 | 0.38906 | 0.3937 | 0.3988 | 0.40422 | 0.4098 | 0.41551 | 0.42086 | 0.42577 | 0.43024 | 0.43419 | 0.43755 | 0.43991 | 0.44165 | 0.44315 | 0.44443 | 0.44569 | 0.44627 | 0.44627
F4_Commercial_Hospital_Existing_Water Heating_Natural Gas_Water Heater_E7 | F4 | Commercial | Hospital | Existing | Water Heating | Natural Gas | Water Heater | E7 | Utility - Cost of Equipment | 0.3074 | 0.31041 | 0.31373 | 0.31737 | 0.32147 | 0.32626 | 0.33027 | 0.33413 | 0.3381 | 0.34221 | 0.34616 | 0.34983 | 0.35355 | 0.35737 | 0.36151 | 0.3655 | 0.36972 | 0.37419 | 0.37879 | 0.38343 | 0.38809 | 0.39242 | 0.39633 | 0.39978 | 0.40278 | 0.40533 | 0.40712 | 0.40844 | 0.40958 | 0.41054 | 0.4115 | 0.41194 | 0.41194
F4_Commercial_Hospital_Existing_Water Heating_Natural Gas_Water Heater_E8 | F4 | Commercial | Hospital | Existing | Water Heating | Natural Gas | Water Heater | E8 | Utility - Cost of Equipment | 0 | 0 | 0 | 0 | 0 | 0 | 0 | 0 | 0 | 0 | 0 | 0 | 0 | 0 | 0 | 0 | 0 | 0 | 0 | 0 | 0 | 0 | 0 | 0 | 0 | 0 | 0 | 0 | 0 | 0 | 0 | 0 | 0
F4_Commercial_Hospital_Existing_Water Heating_Natural Gas_Water Heater_E9 | F4 | Commercial | Hospital | Existing | Water Heating | Natural Gas | Water Heater | E9 | Utility - Cost of Equipment | 0 | 0 | 0 | 0 | 0 | 0 | 0 | 0 | 0 | 0 | 0 | 0 | 0 | 0 | 0 | 0 | 0 | 0 | 0 | 0 | 0 | 0 | 0 | 0 | 0 | 0 | 0 | 0 | 0 | 0 | 0 | 0 | 0
F4_Commercial_Hospital_Existing_Water Heating_Natural Gas_Water Heater_E10 | F4 | Commercial | Hospital | Existing | Water Heating | Natural Gas | Water Heater | E10 | Utility - Cost of Equipment | 0 | 0 | 0 | 0 | 0 | 0 | 0 | 0 | 0 | 0 | 0 | 0 | 0 | 0 | 0 | 0 | 0 | 0 | 0 | 0 | 0 | 0 | 0 | 0 | 0 | 0 | 0 | 0 | 0 | 0 | 0 | 0 | 0
F5_Commercial_Hospital_Existing_Water Heating_Natural Gas_Water Heater_E1 | F5 | Commercial | Hospital | Existing | Water Heating | Natural Gas | Water Heater | E1 | Utility - Cost of Operation | 0.02475 | 0.02475 | 0.02475 | 0.02475 | 0.02475 | 0.02475 | 0.02475 | 0.02475 | 0.02475 | 0.02475 | 0.02475 | 0.02475 | 0.02475 | 0.02475 | 0.02475 | 0.02475 | 0.02475 | 0.02475 | 0.02475 | 0.02475 | 0.02475 | 0.02475 | 0.02475 | 0.02475 | 0.02475 | 0.02475 | 0.02475 | 0.02475 | 0.02475 | 0.02475 | 0.02475 | 0.02475 | 0.02475
F5_Commercial_Hospital_Existing_Water Heating_Natural Gas_Water Heater_E2 | F5 | Commercial | Hospital | Existing | Water Heating | Natural Gas | Water Heater | E2 | Utility - Cost of Operation | 0.024744 | 0.024744 | 0.024744 | 0.024744 | 0.024744 | 0.024744 | 0.024744 | 0.024744 | 0.024744 | 0.024744 | 0.024744 | 0.024744 | 0.024744 | 0.024744 | 0.024744 | 0.024744 | 0.024744 | 0.024744 | 0.024744 | 0.024744 | 0.024744 | 0.024744 | 0.024744 | 0.024744 | 0.024744 | 0.024744 | 0.024744 | 0.024744 | 0.024744 | 0.024744 | 0.024744 | 0.024744 | 0.024744
F5_Commercial_Hospital_Existing_Water Heating_Natural Gas_Water Heater_E3 | F5 | Commercial | Hospital | Existing | Water Heating | Natural Gas | Water Heater | E3 | Utility - Cost of Operation | 0.025155 | 0.025155 | 0.025155 | 0.025155 | 0.025155 | 0.025155 | 0.025155 | 0.025155 | 0.025155 | 0.025155 | 0.025155 | 0.025155 | 0.025155 | 0.025155 | 0.025155 | 0.025155 | 0.025155 | 0.025155 | 0.025155 | 0.025155 | 0.025155 | 0.025155 | 0.025155 | 0.025155 | 0.025155 | 0.025155 | 0.025155 | 0.025155 | 0.025155 | 0.025155 | 0.025155 | 0.025155 | 0.025155
F5_Commercial_Hospital_Existing_Water Heating_Natural Gas_Water Heater_E4 | F5 | Commercial | Hospital | Existing | Water Heating | Natural Gas | Water Heater | E4 | Utility - Cost of Operation | 0.025566 | 0.025566 | 0.025566 | 0.025566 | 0.025566 | 0.025566 | 0.025566 | 0.025566 | 0.025566 | 0.025566 | 0.025566 | 0.025566 | 0.025566 | 0.025566 | 0.025566 | 0.025566 | 0.025566 | 0.025566 | 0.025566 | 0.025566 | 0.025566 | 0.025566 | 0.025566 | 0.025566 | 0.025566 | 0.025566 | 0.025566 | 0.025566 | 0.025566 | 0.025566 | 0.025566 | 0.025566 | 0.025566
F5_Commercial_Hospital_Existing_Water Heating_Natural Gas_Water Heater_E5 | F5 | Commercial | Hospital | Existing | Water Heating | Natural Gas | Water Heater | E5 | Utility - Cost of Operation | 0.02611 | 0.02611 | 0.02611 | 0.02611 | 0.02611 | 0.02611 | 0.02611 | 0.02611 | 0.02611 | 0.02611 | 0.02611 | 0.02611 | 0.02611 | 0.02611 | 0.02611 | 0.02611 | 0.02611 | 0.02611 | 0.02611 | 0.02611 | 0.02611 | 0.02611 | 0.02611 | 0.02611 | 0.02611 | 0.02611 | 0.02611 | 0.02611 | 0.02611 | 0.02611 | 0.02611 | 0.02611 | 0.02611
F5_Commercial_Hospital_Existing_Water Heating_Natural Gas_Water Heater_E6 | F5 | Commercial | Hospital | Existing | Water Heating | Natural Gas | Water Heater | E6 | Utility - Cost of Operation | 0.022057 | 0.022057 | 0.022057 | 0.022057 | 0.022057 | 0.022057 | 0.022057 | 0.022057 | 0.022057 | 0.022057 | 0.022057 | 0.022057 | 0.022057 | 0.022057 | 0.022057 | 0.022057 | 0.022057 | 0.022057 | 0.022057 | 0.022057 | 0.022057 | 0.022057 | 0.022057 | 0.022057 | 0.022057 | 0.022057 | 0.022057 | 0.022057 | 0.022057 | 0.022057 | 0.022057 | 0.022057 | 0.022057
F5_Commercial_Hospital_Existing_Water Heating_Natural Gas_Water Heater_E7 | F5 | Commercial | Hospital | Existing | Water Heating | Natural Gas | Water Heater | E7 | Utility - Cost of Operation | 0.027851 | 0.027851 | 0.027851 | 0.027851 | 0.027851 | 0.027851 | 0.027851 | 0.027851 | 0.027851 | 0.027851 | 0.027851 | 0.027851 | 0.027851 | 0.027851 | 0.027851 | 0.027851 | 0.027851 | 0.027851 | 0.027851 | 0.027851 | 0.027851 | 0.027851 | 0.027851 | 0.027851 | 0.027851 | 0.027851 | 0.027851 | 0.027851 | 0.027851 | 0.027851 | 0.027851 | 0.027851 | 0.027851
F5_Commercial_Hospital_Existing_Water Heating_Natural Gas_Water Heater_E8 | F5 | Commercial | Hospital | Existing | Water Heating | Natural Gas | Water Heater | E8 | Utility - Cost of Operation | 0 | 0 | 0 | 0 | 0 | 0 | 0 | 0 | 0 | 0 | 0 | 0 | 0 | 0 | 0 | 0 | 0 | 0 | 0 | 0 | 0 | 0 | 0 | 0 | 0 | 0 | 0 | 0 | 0 | 0 | 0 | 0 | 0
F5_Commercial_Hospital_Existing_Water Heating_Natural Gas_Water Heater_E9 | F5 | Commercial | Hospital | Existing | Water Heating | Natural Gas | Water Heater | E9 | Utility - Cost of Operation | 0 | 0 | 0 | 0 | 0 | 0 | 0 | 0 | 0 | 0 | 0 | 0 | 0 | 0 | 0 | 0 | 0 | 0 | 0 | 0 | 0 | 0 | 0 | 0 | 0 | 0 | 0 | 0 | 0 | 0 | 0 | 0 | 0
F5_Commercial_Hospital_Existing_Water Heating_Natural Gas_Water Heater_E10 | F5 | Commercial | Hospital | Existing | Water Heating | Natural Gas | Water Heater | E10 | Utility - Cost of Operation | 0 | 0 | 0 | 0 | 0 | 0 | 0 | 0 | 0 | 0 | 0 | 0 | 0 | 0 | 0 | 0 | 0 | 0 | 0 | 0 | 0 | 0 | 0 | 0 | 0 | 0 | 0 | 0 | 0 | 0 | 0 | 0 | 0
F6_Commercial_Hospital_Existing_Water Heating_Natural Gas_Water Heater_E1 | F6 | Commercial | Hospital | Existing | Water Heating | Natural Gas | Water Heater | E1 | Utility - Value of Sales | 0.31105 | 0.31105 | 0.31105 | 0.31105 | 0.31105 | 0.31105 | 0.31105 | 0.31105 | 0.31105 | 0.31105 | 0.31105 | 0.31105 | 0.31105 | 0.31105 | 0.31105 | 0.31105 | 0.31105 | 0.31105 | 0.31105 | 0.31105 | 0.31105 | 0.31105 | 0.31105 | 0.31105 | 0.31105 | 0.31105 | 0.31105 | 0.31105 | 0.31105 | 0.31105 | 0.31105 | 0.31105 | 0.31105
F6_Commercial_Hospital_Existing_Water Heating_Natural Gas_Water Heater_E2 | F6 | Commercial | Hospital | Existing | Water Heating | Natural Gas | Water Heater | E2 | Utility - Value of Sales | 0.30721 | 0.30721 | 0.30721 | 0.30721 | 0.30721 | 0.30721 | 0.30721 | 0.30721 | 0.30721 | 0.30721 | 0.30721 | 0.30721 | 0.30721 | 0.30721 | 0.30721 | 0.30721 | 0.30721 | 0.30721 | 0.30721 | 0.30721 | 0.30721 | 0.30721 | 0.30721 | 0.30721 | 0.30721 | 0.30721 | 0.30721 | 0.30721 | 0.30721 | 0.30721 | 0.30721 | 0.30721 | 0.30721
F6_Commercial_Hospital_Existing_Water Heating_Natural Gas_Water Heater_E3 | F6 | Commercial | Hospital | Existing | Water Heating | Natural Gas | Water Heater | E3 | Utility - Value of Sales | 0.28278 | 0.28278 | 0.28278 | 0.28278 | 0.28278 | 0.28278 | 0.28278 | 0.28278 | 0.28278 | 0.28278 | 0.28278 | 0.28278 | 0.28278 | 0.28278 | 0.28278 | 0.28278 | 0.28278 | 0.28278 | 0.28278 | 0.28278 | 0.28278 | 0.28278 | 0.28278 | 0.28278 | 0.28278 | 0.28278 | 0.28278 | 0.28278 | 0.28278 | 0.28278 | 0.28278 | 0.28278 | 0.28278
F6_Commercial_Hospital_Existing_Water Heating_Natural Gas_Water Heater_E4 | F6 | Commercial | Hospital | Existing | Water Heating | Natural Gas | Water Heater | E4 | Utility - Value of Sales | 0.26473 | 0.26473 | 0.26473 | 0.26473 | 0.26473 | 0.26473 | 0.26473 | 0.26473 | 0.26473 | 0.26473 | 0.26473 | 0.26473 | 0.26473 | 0.26473 | 0.26473 | 0.26473 | 0.26473 | 0.26473 | 0.26473 | 0.26473 | 0.26473 | 0.26473 | 0.26473 | 0.26473 | 0.26473 | 0.26473 | 0.26473 | 0.26473 | 0.26473 | 0.26473 | 0.26473 | 0.26473 | 0.26473
F6_Commercial_Hospital_Existing_Water Heating_Natural Gas_Water Heater_E5 | F6 | Commercial | Hospital | Existing | Water Heating | Natural Gas | Water Heater | E5 | Utility - Value of Sales | 0.25921 | 0.25921 | 0.25921 | 0.25921 | 0.25921 | 0.25921 | 0.25921 | 0.25921 | 0.25921 | 0.25921 | 0.25921 | 0.25921 | 0.25921 | 0.25921 | 0.25921 | 0.25921 | 0.25921 | 0.25921 | 0.25921 | 0.25921 | 0.25921 | 0.25921 | 0.25921 | 0.25921 | 0.25921 | 0.25921 | 0.25921 | 0.25921 | 0.25921 | 0.25921 | 0.25921 | 0.25921 | 0.25921
F6_Commercial_Hospital_Existing_Water Heating_Natural Gas_Water Heater_E6 | F6 | Commercial | Hospital | Existing | Water Heating | Natural Gas | Water Heater | E6 | Utility - Value of Sales | 0.25392 | 0.25392 | 0.25392 | 0.25392 | 0.25392 | 0.25392 | 0.25392 | 0.25392 | 0.25392 | 0.25392 | 0.25392 | 0.25392 | 0.25392 | 0.25392 | 0.25392 | 0.25392 | 0.25392 | 0.25392 | 0.25392 | 0.25392 | 0.25392 | 0.25392 | 0.25392 | 0.25392 | 0.25392 | 0.25392 | 0.25392 | 0.25392 | 0.25392 | 0.25392 | 0.25392 | 0.25392 | 0.25392
F6_Commercial_Hospital_Existing_Water Heating_Natural Gas_Water Heater_E7 | F6 | Commercial | Hospital | Existing | Water Heating | Natural Gas | Water Heater | E7 | Utility - Value of Sales | 0.23476 | 0.23476 | 0.23476 | 0.23476 | 0.23476 | 0.23476 | 0.23476 | 0.23476 | 0.23476 | 0.23476 | 0.23476 | 0.23476 | 0.23476 | 0.23476 | 0.23476 | 0.23476 | 0.23476 | 0.23476 | 0.23476 | 0.23476 | 0.23476 | 0.23476 | 0.23476 | 0.23476 | 0.23476 | 0.23476 | 0.23476 | 0.23476 | 0.23476 | 0.23476 | 0.23476 | 0.23476 | 0.23476
F6_Commercial_Hospital_Existing_Water Heating_Natural Gas_Water Heater_E8 | F6 | Commercial | Hospital | Existing | Water Heating | Natural Gas | Water Heater | E8 | Utility - Value of Sales | 0 | 0 | 0 | 0 | 0 | 0 | 0 | 0 | 0 | 0 | 0 | 0 | 0 | 0 | 0 | 0 | 0 | 0 | 0 | 0 | 0 | 0 | 0 | 0 | 0 | 0 | 0 | 0 | 0 | 0 | 0 | 0 | 0
F6_Commercial_Hospital_Existing_Water Heating_Natural Gas_Water Heater_E9 | F6 | Commercial | Hospital | Existing | Water Heating | Natural Gas | Water Heater | E9 | Utility - Value of Sales | 0 | 0 | 0 | 0 | 0 | 0 | 0 | 0 | 0 | 0 | 0 | 0 | 0 | 0 | 0 | 0 | 0 | 0 | 0 | 0 | 0 | 0 | 0 | 0 | 0 | 0 | 0 | 0 | 0 | 0 | 0 | 0 | 0
F6_Commercial_Hospital_Existing_Water Heating_Natural Gas_Water Heater_E10 | F6 | Commercial | Hospital | Existing | Water Heating | Natural Gas | Water Heater | E10 | Utility - Value of Sales | 0 | 0 | 0 | 0 | 0 | 0 | 0 | 0 | 0 | 0 | 0 | 0 | 0 | 0 | 0 | 0 | 0 | 0 | 0 | 0 | 0 | 0 | 0 | 0 | 0 | 0 | 0 | 0 | 0 | 0 | 0 | 0 | 0
F1_Commercial_Hospital_Existing_Food Preparation_Natural Gas_Oven_E1 | F1 | Commercial | Hospital | Existing | Food Preparation | Natural Gas | Oven | E1 | RVT - Cost of Equipment | 0.12996 | 0.13096 | 0.13206 | 0.13328 | 0.13467 | 0.13627 | 0.13758 | 0.13883 | 0.14009 | 0.14142 | 0.14268 | 0.14383 | 0.14502 | 0.14626 | 0.14763 | 0.14898 | 0.1504 | 0.1519 | 0.15347 | 0.15507 | 0.15668 | 0.15818 | 0.15955 | 0.16075 | 0.16179 | 0.16268 | 0.1633 | 0.16376 | 0.16416 | 0.1645 | 0.16484 | 0.16499 | 0.16499
F1_Commercial_Hospital_Existing_Food Preparation_Natural Gas_Oven_E2 | F1 | Commercial | Hospital | Existing | Food Preparation | Natural Gas | Oven | E2 | RVT - Cost of Equipment | 0.11292 | 0.11378 | 0.11474 | 0.1158 | 0.11701 | 0.1184 | 0.11953 | 0.12062 | 0.12172 | 0.12287 | 0.12397 | 0.12497 | 0.126 | 0.12708 | 0.12827 | 0.12944 | 0.13067 | 0.13198 | 0.13334 | 0.13473 | 0.13613 | 0.13744 | 0.13862 | 0.13967 | 0.14057 | 0.14135 | 0.14189 | 0.14229 | 0.14263 | 0.14293 | 0.14322 | 0.14335 | 0.14335
F1_Commercial_Hospital_Existing_Food Preparation_Natural Gas_Oven_E3 | F1 | Commercial | Hospital | Existing | Food Preparation | Natural Gas | Oven | E3 | RVT - Cost of Equipment | 0 | 0 | 0 | 0 | 0 | 0 | 0 | 0 | 0 | 0 | 0 | 0 | 0 | 0 | 0 | 0 | 0 | 0 | 0 | 0 | 0 | 0 | 0 | 0 | 0 | 0 | 0 | 0 | 0 | 0 | 0 | 0 | 0
F1_Commercial_Hospital_Existing_Food Preparation_Natural Gas_Oven_E4 | F1 | Commercial | Hospital | Existing | Food Preparation | Natural Gas | Oven | E4 | RVT - Cost of Equipment | 0 | 0 | 0 | 0 | 0 | 0 | 0 | 0 | 0 | 0 | 0 | 0 | 0 | 0 | 0 | 0 | 0 | 0 | 0 | 0 | 0 | 0 | 0 | 0 | 0 | 0 | 0 | 0 | 0 | 0 | 0 | 0 | 0
F1_Commercial_Hospital_Existing_Food Preparation_Natural Gas_Oven_E5 | F1 | Commercial | Hospital | Existing | Food Preparation | Natural Gas | Oven | E5 | RVT - Cost of Equipment | 0 | 0 | 0 | 0 | 0 | 0 | 0 | 0 | 0 | 0 | 0 | 0 | 0 | 0 | 0 | 0 | 0 | 0 | 0 | 0 | 0 | 0 | 0 | 0 | 0 | 0 | 0 | 0 | 0 | 0 | 0 | 0 | 0
F1_Commercial_Hospital_Existing_Food Preparation_Natural Gas_Oven_E6 | F1 | Commercial | Hospital | Existing | Food Preparation | Natural Gas | Oven | E6 | RVT - Cost of Equipment | 0 | 0 | 0 | 0 | 0 | 0 | 0 | 0 | 0 | 0 | 0 | 0 | 0 | 0 | 0 | 0 | 0 | 0 | 0 | 0 | 0 | 0 | 0 | 0 | 0 | 0 | 0 | 0 | 0 | 0 | 0 | 0 | 0
F1_Commercial_Hospital_Existing_Food Preparation_Natural Gas_Oven_E7 | F1 | Commercial | Hospital | Existing | Food Preparation | Natural Gas | Oven | E7 | RVT - Cost of Equipment | 0 | 0 | 0 | 0 | 0 | 0 | 0 | 0 | 0 | 0 | 0 | 0 | 0 | 0 | 0 | 0 | 0 | 0 | 0 | 0 | 0 | 0 | 0 | 0 | 0 | 0 | 0 | 0 | 0 | 0 | 0 | 0 | 0
F1_Commercial_Hospital_Existing_Food Preparation_Natural Gas_Oven_E8 | F1 | Commercial | Hospital | Existing | Food Preparation | Natural Gas | Oven | E8 | RVT - Cost of Equipment | 0 | 0 | 0 | 0 | 0 | 0 | 0 | 0 | 0 | 0 | 0 | 0 | 0 | 0 | 0 | 0 | 0 | 0 | 0 | 0 | 0 | 0 | 0 | 0 | 0 | 0 | 0 | 0 | 0 | 0 | 0 | 0 | 0
F1_Commercial_Hospital_Existing_Food Preparation_Natural Gas_Oven_E9 | F1 | Commercial | Hospital | Existing | Food Preparation | Natural Gas | Oven | E9 | RVT - Cost of Equipment | 0 | 0 | 0 | 0 | 0 | 0 | 0 | 0 | 0 | 0 | 0 | 0 | 0 | 0 | 0 | 0 | 0 | 0 | 0 | 0 | 0 | 0 | 0 | 0 | 0 | 0 | 0 | 0 | 0 | 0 | 0 | 0 | 0
F1_Commercial_Hospital_Existing_Food Preparation_Natural Gas_Oven_E10 | F1 | Commercial | Hospital | Existing | Food Preparation | Natural Gas | Oven | E10 | RVT - Cost of Equipment | 0 | 0 | 0 | 0 | 0 | 0 | 0 | 0 | 0 | 0 | 0 | 0 | 0 | 0 | 0 | 0 | 0 | 0 | 0 | 0 | 0 | 0 | 0 | 0 | 0 | 0 | 0 | 0 | 0 | 0 | 0 | 0 | 0
F2_Commercial_Hospital_Existing_Food Preparation_Natural Gas_Oven_E1 | F2 | Commercial | Hospital | Existing | Food Preparation | Natural Gas | Oven | E1 | RVT - Cost of Operation | 0.15571 | 0.15689 | 0.15822 | 0.15968 | 0.16134 | 0.16326 | 0.16482 | 0.16632 | 0.16784 | 0.16943 | 0.17094 | 0.17232 | 0.17374 | 0.17523 | 0.17687 | 0.17848 | 0.18019 | 0.18199 | 0.18387 | 0.18578 | 0.18771 | 0.18952 | 0.19115 | 0.19259 | 0.19383 | 0.1949 | 0.19565 | 0.1962 | 0.19668 | 0.19709 | 0.19749 | 0.19767 | 0.19767
F2_Commercial_Hospital_Existing_Food Preparation_Natural Gas_Oven_E2 | F2 | Commercial | Hospital | Existing | Food Preparation | Natural Gas | Oven | E2 | RVT - Cost of Operation | 0.13529 | 0.13632 | 0.13747 | 0.13874 | 0.14018 | 0.14185 | 0.14321 | 0.14451 | 0.14583 | 0.14721 | 0.14852 | 0.14972 | 0.15096 | 0.15225 | 0.15368 | 0.15508 | 0.15656 | 0.15812 | 0.15975 | 0.16142 | 0.16309 | 0.16466 | 0.16608 | 0.16733 | 0.16841 | 0.16934 | 0.16999 | 0.17047 | 0.17088 | 0.17124 | 0.17159 | 0.17175 | 0.17175
F2_Commercial_Hospital_Existing_Food Preparation_Natural Gas_Oven_E3 | F2 | Commercial | Hospital | Existing | Food Preparation | Natural Gas | Oven | E3 | RVT - Cost of Operation | 0 | 0 | 0 | 0 | 0 | 0 | 0 | 0 | 0 | 0 | 0 | 0 | 0 | 0 | 0 | 0 | 0 | 0 | 0 | 0 | 0 | 0 | 0 | 0 | 0 | 0 | 0 | 0 | 0 | 0 | 0 | 0 | 0
F2_Commercial_Hospital_Existing_Food Preparation_Natural Gas_Oven_E4 | F2 | Commercial | Hospital | Existing | Food Preparation | Natural Gas | Oven | E4 | RVT - Cost of Operation | 0 | 0 | 0 | 0 | 0 | 0 | 0 | 0 | 0 | 0 | 0 | 0 | 0 | 0 | 0 | 0 | 0 | 0 | 0 | 0 | 0 | 0 | 0 | 0 | 0 | 0 | 0 | 0 | 0 | 0 | 0 | 0 | 0
F2_Commercial_Hospital_Existing_Food Preparation_Natural Gas_Oven_E5 | F2 | Commercial | Hospital | Existing | Food Preparation | Natural Gas | Oven | E5 | RVT - Cost of Operation | 0 | 0 | 0 | 0 | 0 | 0 | 0 | 0 | 0 | 0 | 0 | 0 | 0 | 0 | 0 | 0 | 0 | 0 | 0 | 0 | 0 | 0 | 0 | 0 | 0 | 0 | 0 | 0 | 0 | 0 | 0 | 0 | 0
F2_Commercial_Hospital_Existing_Food Preparation_Natural Gas_Oven_E6 | F2 | Commercial | Hospital | Existing | Food Preparation | Natural Gas | Oven | E6 | RVT - Cost of Operation | 0 | 0 | 0 | 0 | 0 | 0 | 0 | 0 | 0 | 0 | 0 | 0 | 0 | 0 | 0 | 0 | 0 | 0 | 0 | 0 | 0 | 0 | 0 | 0 | 0 | 0 | 0 | 0 | 0 | 0 | 0 | 0 | 0
F2_Commercial_Hospital_Existing_Food Preparation_Natural Gas_Oven_E7 | F2 | Commercial | Hospital | Existing | Food Preparation | Natural Gas | Oven | E7 | RVT - Cost of Operation | 0 | 0 | 0 | 0 | 0 | 0 | 0 | 0 | 0 | 0 | 0 | 0 | 0 | 0 | 0 | 0 | 0 | 0 | 0 | 0 | 0 | 0 | 0 | 0 | 0 | 0 | 0 | 0 | 0 | 0 | 0 | 0 | 0
F2_Commercial_Hospital_Existing_Food Preparation_Natural Gas_Oven_E8 | F2 | Commercial | Hospital | Existing | Food Preparation | Natural Gas | Oven | E8 | RVT - Cost of Operation | 0 | 0 | 0 | 0 | 0 | 0 | 0 | 0 | 0 | 0 | 0 | 0 | 0 | 0 | 0 | 0 | 0 | 0 | 0 | 0 | 0 | 0 | 0 | 0 | 0 | 0 | 0 | 0 | 0 | 0 | 0 | 0 | 0
F2_Commercial_Hospital_Existing_Food Preparation_Natural Gas_Oven_E9 | F2 | Commercial | Hospital | Existing | Food Preparation | Natural Gas | Oven | E9 | RVT - Cost of Operation | 0 | 0 | 0 | 0 | 0 | 0 | 0 | 0 | 0 | 0 | 0 | 0 | 0 | 0 | 0 | 0 | 0 | 0 | 0 | 0 | 0 | 0 | 0 | 0 | 0 | 0 | 0 | 0 | 0 | 0 | 0 | 0 | 0
F2_Commercial_Hospital_Existing_Food Preparation_Natural Gas_Oven_E10 | F2 | Commercial | Hospital | Existing | Food Preparation | Natural Gas | Oven | E10 | RVT - Cost of Operation | 0 | 0 | 0 | 0 | 0 | 0 | 0 | 0 | 0 | 0 | 0 | 0 | 0 | 0 | 0 | 0 | 0 | 0 | 0 | 0 | 0 | 0 | 0 | 0 | 0 | 0 | 0 | 0 | 0 | 0 | 0 | 0 | 0
F3_Commercial_Hospital_Existing_Food Preparation_Natural Gas_Oven_E1 | F3 | Commercial | Hospital | Existing | Food Preparation | Natural Gas | Oven | E1 | System - kBTUs of Consumption | 0.099956 | 0.099956 | 0.099956 | 0.099956 | 0.099956 | 0.099956 | 0.099956 | 0.099956 | 0.099956 | 0.099956 | 0.099956 | 0.099956 | 0.099956 | 0.099956 | 0.099956 | 0.099956 | 0.099956 | 0.099956 | 0.099956 | 0.099956 | 0.099956 | 0.099956 | 0.099956 | 0.099956 | 0.099956 | 0.099956 | 0.099956 | 0.099956 | 0.099956 | 0.099956 | 0.099956 | 0.099956 | 0.099956
F3_Commercial_Hospital_Existing_Food Preparation_Natural Gas_Oven_E2 | F3 | Commercial | Hospital | Existing | Food Preparation | Natural Gas | Oven | E2 | System - kBTUs of Consumption | 0.1053 | 0.1053 | 0.1053 | 0.1053 | 0.1053 | 0.1053 | 0.1053 | 0.1053 | 0.1053 | 0.1053 | 0.1053 | 0.1053 | 0.1053 | 0.1053 | 0.1053 | 0.1053 | 0.1053 | 0.1053 | 0.1053 | 0.1053 | 0.1053 | 0.1053 | 0.1053 | 0.1053 | 0.1053 | 0.1053 | 0.1053 | 0.1053 | 0.1053 | 0.1053 | 0.1053 | 0.1053 | 0.1053
F3_Commercial_Hospital_Existing_Food Preparation_Natural Gas_Oven_E3 | F3 | Commercial | Hospital | Existing | Food Preparation | Natural Gas | Oven | E3 | System - kBTUs of Consumption | 0 | 0 | 0 | 0 | 0 | 0 | 0 | 0 | 0 | 0 | 0 | 0 | 0 | 0 | 0 | 0 | 0 | 0 | 0 | 0 | 0 | 0 | 0 | 0 | 0 | 0 | 0 | 0 | 0 | 0 | 0 | 0 | 0
F3_Commercial_Hospital_Existing_Food Preparation_Natural Gas_Oven_E4 | F3 | Commercial | Hospital | Existing | Food Preparation | Natural Gas | Oven | E4 | System - kBTUs of Consumption | 0 | 0 | 0 | 0 | 0 | 0 | 0 | 0 | 0 | 0 | 0 | 0 | 0 | 0 | 0 | 0 | 0 | 0 | 0 | 0 | 0 | 0 | 0 | 0 | 0 | 0 | 0 | 0 | 0 | 0 | 0 | 0 | 0
F3_Commercial_Hospital_Existing_Food Preparation_Natural Gas_Oven_E5 | F3 | Commercial | Hospital | Existing | Food Preparation | Natural Gas | Oven | E5 | System - kBTUs of Consumption | 0 | 0 | 0 | 0 | 0 | 0 | 0 | 0 | 0 | 0 | 0 | 0 | 0 | 0 | 0 | 0 | 0 | 0 | 0 | 0 | 0 | 0 | 0 | 0 | 0 | 0 | 0 | 0 | 0 | 0 | 0 | 0 | 0
F3_Commercial_Hospital_Existing_Food Preparation_Natural Gas_Oven_E6 | F3 | Commercial | Hospital | Existing | Food Preparation | Natural Gas | Oven | E6 | System - kBTUs of Consumption | 0 | 0 | 0 | 0 | 0 | 0 | 0 | 0 | 0 | 0 | 0 | 0 | 0 | 0 | 0 | 0 | 0 | 0 | 0 | 0 | 0 | 0 | 0 | 0 | 0 | 0 | 0 | 0 | 0 | 0 | 0 | 0 | 0
F3_Commercial_Hospital_Existing_Food Preparation_Natural Gas_Oven_E7 | F3 | Commercial | Hospital | Existing | Food Preparation | Natural Gas | Oven | E7 | System - kBTUs of Consumption | 0 | 0 | 0 | 0 | 0 | 0 | 0 | 0 | 0 | 0 | 0 | 0 | 0 | 0 | 0 | 0 | 0 | 0 | 0 | 0 | 0 | 0 | 0 | 0 | 0 | 0 | 0 | 0 | 0 | 0 | 0 | 0 | 0
F3_Commercial_Hospital_Existing_Food Preparation_Natural Gas_Oven_E8 | F3 | Commercial | Hospital | Existing | Food Preparation | Natural Gas | Oven | E8 | System - kBTUs of Consumption | 0 | 0 | 0 | 0 | 0 | 0 | 0 | 0 | 0 | 0 | 0 | 0 | 0 | 0 | 0 | 0 | 0 | 0 | 0 | 0 | 0 | 0 | 0 | 0 | 0 | 0 | 0 | 0 | 0 | 0 | 0 | 0 | 0
F3_Commercial_Hospital_Existing_Food Preparation_Natural Gas_Oven_E9 | F3 | Commercial | Hospital | Existing | Food Preparation | Natural Gas | Oven | E9 | System - kBTUs of Consumption | 0 | 0 | 0 | 0 | 0 | 0 | 0 | 0 | 0 | 0 | 0 | 0 | 0 | 0 | 0 | 0 | 0 | 0 | 0 | 0 | 0 | 0 | 0 | 0 | 0 | 0 | 0 | 0 | 0 | 0 | 0 | 0 | 0
F3_Commercial_Hospital_Existing_Food Preparation_Natural Gas_Oven_E10 | F3 | Commercial | Hospital | Existing | Food Preparation | Natural Gas | Oven | E10 | System - kBTUs of Consumption | 0 | 0 | 0 | 0 | 0 | 0 | 0 | 0 | 0 | 0 | 0 | 0 | 0 | 0 | 0 | 0 | 0 | 0 | 0 | 0 | 0 | 0 | 0 | 0 | 0 | 0 | 0 | 0 | 0 | 0 | 0 | 0 | 0
F4_Commercial_Hospital_Existing_Food Preparation_Natural Gas_Oven_E1 | F4 | Commercial | Hospital | Existing | Food Preparation | Natural Gas | Oven | E1 | Utility - Cost of Equipment | 0.15571 | 0.15689 | 0.15822 | 0.15968 | 0.16134 | 0.16326 | 0.16482 | 0.16632 | 0.16784 | 0.16943 | 0.17094 | 0.17232 | 0.17374 | 0.17523 | 0.17687 | 0.17848 | 0.18019 | 0.18199 | 0.18387 | 0.18578 | 0.18771 | 0.18952 | 0.19115 | 0.19259 | 0.19383 | 0.1949 | 0.19565 | 0.1962 | 0.19668 | 0.19709 | 0.19749 | 0.19767 | 0.19767
F4_Commercial_Hospital_Existing_Food Preparation_Natural Gas_Oven_E2 | F4 | Commercial | Hospital | Existing | Food Preparation | Natural Gas | Oven | E2 | Utility - Cost of Equipment | 0.13529 | 0.13632 | 0.13747 | 0.13874 | 0.14018 | 0.14185 | 0.14321 | 0.14451 | 0.14583 | 0.14721 | 0.14852 | 0.14972 | 0.15096 | 0.15225 | 0.15368 | 0.15508 | 0.15656 | 0.15812 | 0.15975 | 0.16142 | 0.16309 | 0.16466 | 0.16608 | 0.16733 | 0.16841 | 0.16934 | 0.16999 | 0.17047 | 0.17088 | 0.17124 | 0.17159 | 0.17175 | 0.17175
F4_Commercial_Hospital_Existing_Food Preparation_Natural Gas_Oven_E3 | F4 | Commercial | Hospital | Existing | Food Preparation | Natural Gas | Oven | E3 | Utility - Cost of Equipment | 0 | 0 | 0 | 0 | 0 | 0 | 0 | 0 | 0 | 0 | 0 | 0 | 0 | 0 | 0 | 0 | 0 | 0 | 0 | 0 | 0 | 0 | 0 | 0 | 0 | 0 | 0 | 0 | 0 | 0 | 0 | 0 | 0
F4_Commercial_Hospital_Existing_Food Preparation_Natural Gas_Oven_E4 | F4 | Commercial | Hospital | Existing | Food Preparation | Natural Gas | Oven | E4 | Utility - Cost of Equipment | 0 | 0 | 0 | 0 | 0 | 0 | 0 | 0 | 0 | 0 | 0 | 0 | 0 | 0 | 0 | 0 | 0 | 0 | 0 | 0 | 0 | 0 | 0 | 0 | 0 | 0 | 0 | 0 | 0 | 0 | 0 | 0 | 0
F4_Commercial_Hospital_Existing_Food Preparation_Natural Gas_Oven_E5 | F4 | Commercial | Hospital | Existing | Food Preparation | Natural Gas | Oven | E5 | Utility - Cost of Equipment | 0 | 0 | 0 | 0 | 0 | 0 | 0 | 0 | 0 | 0 | 0 | 0 | 0 | 0 | 0 | 0 | 0 | 0 | 0 | 0 | 0 | 0 | 0 | 0 | 0 | 0 | 0 | 0 | 0 | 0 | 0 | 0 | 0
F4_Commercial_Hospital_Existing_Food Preparation_Natural Gas_Oven_E6 | F4 | Commercial | Hospital | Existing | Food Preparation | Natural Gas | Oven | E6 | Utility - Cost of Equipment | 0 | 0 | 0 | 0 | 0 | 0 | 0 | 0 | 0 | 0 | 0 | 0 | 0 | 0 | 0 | 0 | 0 | 0 | 0 | 0 | 0 | 0 | 0 | 0 | 0 | 0 | 0 | 0 | 0 | 0 | 0 | 0 | 0
F4_Commercial_Hospital_Existing_Food Preparation_Natural Gas_Oven_E7 | F4 | Commercial | Hospital | Existing | Food Preparation | Natural Gas | Oven | E7 | Utility - Cost of Equipment | 0 | 0 | 0 | 0 | 0 | 0 | 0 | 0 | 0 | 0 | 0 | 0 | 0 | 0 | 0 | 0 | 0 | 0 | 0 | 0 | 0 | 0 | 0 | 0 | 0 | 0 | 0 | 0 | 0 | 0 | 0 | 0 | 0
F4_Commercial_Hospital_Existing_Food Preparation_Natural Gas_Oven_E8 | F4 | Commercial | Hospital | Existing | Food Preparation | Natural Gas | Oven | E8 | Utility - Cost of Equipment | 0 | 0 | 0 | 0 | 0 | 0 | 0 | 0 | 0 | 0 | 0 | 0 | 0 | 0 | 0 | 0 | 0 | 0 | 0 | 0 | 0 | 0 | 0 | 0 | 0 | 0 | 0 | 0 | 0 | 0 | 0 | 0 | 0
F4_Commercial_Hospital_Existing_Food Preparation_Natural Gas_Oven_E9 | F4 | Commercial | Hospital | Existing | Food Preparation | Natural Gas | Oven | E9 | Utility - Cost of Equipment | 0 | 0 | 0 | 0 | 0 | 0 | 0 | 0 | 0 | 0 | 0 | 0 | 0 | 0 | 0 | 0 | 0 | 0 | 0 | 0 | 0 | 0 | 0 | 0 | 0 | 0 | 0 | 0 | 0 | 0 | 0 | 0 | 0
F4_Commercial_Hospital_Existing_Food Preparation_Natural Gas_Oven_E10 | F4 | Commercial | Hospital | Existing | Food Preparation | Natural Gas | Oven | E10 | Utility - Cost of Equipment | 0 | 0 | 0 | 0 | 0 | 0 | 0 | 0 | 0 | 0 | 0 | 0 | 0 | 0 | 0 | 0 | 0 | 0 | 0 | 0 | 0 | 0 | 0 | 0 | 0 | 0 | 0 | 0 | 0 | 0 | 0 | 0 | 0
F5_Commercial_Hospital_Existing_Food Preparation_Natural Gas_Oven_E1 | F5 | Commercial | Hospital | Existing | Food Preparation | Natural Gas | Oven | E1 | Utility - Cost of Operation | 0.099956 | 0.099956 | 0.099956 | 0.099956 | 0.099956 | 0.099956 | 0.099956 | 0.099956 | 0.099956 | 0.099956 | 0.099956 | 0.099956 | 0.099956 | 0.099956 | 0.099956 | 0.099956 | 0.099956 | 0.099956 | 0.099956 | 0.099956 | 0.099956 | 0.099956 | 0.099956 | 0.099956 | 0.099956 | 0.099956 | 0.099956 | 0.099956 | 0.099956 | 0.099956 | 0.099956 | 0.099956 | 0.099956
F5_Commercial_Hospital_Existing_Food Preparation_Natural Gas_Oven_E2 | F5 | Commercial | Hospital | Existing | Food Preparation | Natural Gas | Oven | E2 | Utility - Cost of Operation | 0.1053 | 0.1053 | 0.1053 | 0.1053 | 0.1053 | 0.1053 | 0.1053 | 0.1053 | 0.1053 | 0.1053 | 0.1053 | 0.1053 | 0.1053 | 0.1053 | 0.1053 | 0.1053 | 0.1053 | 0.1053 | 0.1053 | 0.1053 | 0.1053 | 0.1053 | 0.1053 | 0.1053 | 0.1053 | 0.1053 | 0.1053 | 0.1053 | 0.1053 | 0.1053 | 0.1053 | 0.1053 | 0.1053
F5_Commercial_Hospital_Existing_Food Preparation_Natural Gas_Oven_E3 | F5 | Commercial | Hospital | Existing | Food Preparation | Natural Gas | Oven | E3 | Utility - Cost of Operation | 0 | 0 | 0 | 0 | 0 | 0 | 0 | 0 | 0 | 0 | 0 | 0 | 0 | 0 | 0 | 0 | 0 | 0 | 0 | 0 | 0 | 0 | 0 | 0 | 0 | 0 | 0 | 0 | 0 | 0 | 0 | 0 | 0
F5_Commercial_Hospital_Existing_Food Preparation_Natural Gas_Oven_E4 | F5 | Commercial | Hospital | Existing | Food Preparation | Natural Gas | Oven | E4 | Utility - Cost of Operation | 0 | 0 | 0 | 0 | 0 | 0 | 0 | 0 | 0 | 0 | 0 | 0 | 0 | 0 | 0 | 0 | 0 | 0 | 0 | 0 | 0 | 0 | 0 | 0 | 0 | 0 | 0 | 0 | 0 | 0 | 0 | 0 | 0
F5_Commercial_Hospital_Existing_Food Preparation_Natural Gas_Oven_E5 | F5 | Commercial | Hospital | Existing | Food Preparation | Natural Gas | Oven | E5 | Utility - Cost of Operation | 0 | 0 | 0 | 0 | 0 | 0 | 0 | 0 | 0 | 0 | 0 | 0 | 0 | 0 | 0 | 0 | 0 | 0 | 0 | 0 | 0 | 0 | 0 | 0 | 0 | 0 | 0 | 0 | 0 | 0 | 0 | 0 | 0
F5_Commercial_Hospital_Existing_Food Preparation_Natural Gas_Oven_E6 | F5 | Commercial | Hospital | Existing | Food Preparation | Natural Gas | Oven | E6 | Utility - Cost of Operation | 0 | 0 | 0 | 0 | 0 | 0 | 0 | 0 | 0 | 0 | 0 | 0 | 0 | 0 | 0 | 0 | 0 | 0 | 0 | 0 | 0 | 0 | 0 | 0 | 0 | 0 | 0 | 0 | 0 | 0 | 0 | 0 | 0
F5_Commercial_Hospital_Existing_Food Preparation_Natural Gas_Oven_E7 | F5 | Commercial | Hospital | Existing | Food Preparation | Natural Gas | Oven | E7 | Utility - Cost of Operation | 0 | 0 | 0 | 0 | 0 | 0 | 0 | 0 | 0 | 0 | 0 | 0 | 0 | 0 | 0 | 0 | 0 | 0 | 0 | 0 | 0 | 0 | 0 | 0 | 0 | 0 | 0 | 0 | 0 | 0 | 0 | 0 | 0
F5_Commercial_Hospital_Existing_Food Preparation_Natural Gas_Oven_E8 | F5 | Commercial | Hospital | Existing | Food Preparation | Natural Gas | Oven | E8 | Utility - Cost of Operation | 0 | 0 | 0 | 0 | 0 | 0 | 0 | 0 | 0 | 0 | 0 | 0 | 0 | 0 | 0 | 0 | 0 | 0 | 0 | 0 | 0 | 0 | 0 | 0 | 0 | 0 | 0 | 0 | 0 | 0 | 0 | 0 | 0
F5_Commercial_Hospital_Existing_Food Preparation_Natural Gas_Oven_E9 | F5 | Commercial | Hospital | Existing | Food Preparation | Natural Gas | Oven | E9 | Utility - Cost of Operation | 0 | 0 | 0 | 0 | 0 | 0 | 0 | 0 | 0 | 0 | 0 | 0 | 0 | 0 | 0 | 0 | 0 | 0 | 0 | 0 | 0 | 0 | 0 | 0 | 0 | 0 | 0 | 0 | 0 | 0 | 0 | 0 | 0
F5_Commercial_Hospital_Existing_Food Preparation_Natural Gas_Oven_E10 | F5 | Commercial | Hospital | Existing | Food Preparation | Natural Gas | Oven | E10 | Utility - Cost of Operation | 0 | 0 | 0 | 0 | 0 | 0 | 0 | 0 | 0 | 0 | 0 | 0 | 0 | 0 | 0 | 0 | 0 | 0 | 0 | 0 | 0 | 0 | 0 | 0 | 0 | 0 | 0 | 0 | 0 | 0 | 0 | 0 | 0
F6_Commercial_Hospital_Existing_Food Preparation_Natural Gas_Oven_E1 | F6 | Commercial | Hospital | Existing | Food Preparation | Natural Gas | Oven | E1 | Utility - Value of Sales | 0.092217 | 0.092217 | 0.092217 | 0.092217 | 0.092217 | 0.092217 | 0.092217 | 0.092217 | 0.092217 | 0.092217 | 0.092217 | 0.092217 | 0.092217 | 0.092217 | 0.092217 | 0.092217 | 0.092217 | 0.092217 | 0.092217 | 0.092217 | 0.092217 | 0.092217 | 0.092217 | 0.092217 | 0.092217 | 0.092217 | 0.092217 | 0.092217 | 0.092217 | 0.092217 | 0.092217 | 0.092217 | 0.092217
F6_Commercial_Hospital_Existing_Food Preparation_Natural Gas_Oven_E2 | F6 | Commercial | Hospital | Existing | Food Preparation | Natural Gas | Oven | E2 | Utility - Value of Sales | 0.080123 | 0.080123 | 0.080123 | 0.080123 | 0.080123 | 0.080123 | 0.080123 | 0.080123 | 0.080123 | 0.080123 | 0.080123 | 0.080123 | 0.080123 | 0.080123 | 0.080123 | 0.080123 | 0.080123 | 0.080123 | 0.080123 | 0.080123 | 0.080123 | 0.080123 | 0.080123 | 0.080123 | 0.080123 | 0.080123 | 0.080123 | 0.080123 | 0.080123 | 0.080123 | 0.080123 | 0.080123 | 0.080123
F6_Commercial_Hospital_Existing_Food Preparation_Natural Gas_Oven_E3 | F6 | Commercial | Hospital | Existing | Food Preparation | Natural Gas | Oven | E3 | Utility - Value of Sales | 0 | 0 | 0 | 0 | 0 | 0 | 0 | 0 | 0 | 0 | 0 | 0 | 0 | 0 | 0 | 0 | 0 | 0 | 0 | 0 | 0 | 0 | 0 | 0 | 0 | 0 | 0 | 0 | 0 | 0 | 0 | 0 | 0
F6_Commercial_Hospital_Existing_Food Preparation_Natural Gas_Oven_E4 | F6 | Commercial | Hospital | Existing | Food Preparation | Natural Gas | Oven | E4 | Utility - Value of Sales | 0 | 0 | 0 | 0 | 0 | 0 | 0 | 0 | 0 | 0 | 0 | 0 | 0 | 0 | 0 | 0 | 0 | 0 | 0 | 0 | 0 | 0 | 0 | 0 | 0 | 0 | 0 | 0 | 0 | 0 | 0 | 0 | 0
F6_Commercial_Hospital_Existing_Food Preparation_Natural Gas_Oven_E5 | F6 | Commercial | Hospital | Existing | Food Preparation | Natural Gas | Oven | E5 | Utility - Value of Sales | 0 | 0 | 0 | 0 | 0 | 0 | 0 | 0 | 0 | 0 | 0 | 0 | 0 | 0 | 0 | 0 | 0 | 0 | 0 | 0 | 0 | 0 | 0 | 0 | 0 | 0 | 0 | 0 | 0 | 0 | 0 | 0 | 0
F6_Commercial_Hospital_Existing_Food Preparation_Natural Gas_Oven_E6 | F6 | Commercial | Hospital | Existing | Food Preparation | Natural Gas | Oven | E6 | Utility - Value of Sales | 0 | 0 | 0 | 0 | 0 | 0 | 0 | 0 | 0 | 0 | 0 | 0 | 0 | 0 | 0 | 0 | 0 | 0 | 0 | 0 | 0 | 0 | 0 | 0 | 0 | 0 | 0 | 0 | 0 | 0 | 0 | 0 | 0
F6_Commercial_Hospital_Existing_Food Preparation_Natural Gas_Oven_E7 | F6 | Commercial | Hospital | Existing | Food Preparation | Natural Gas | Oven | E7 | Utility - Value of Sales | 0 | 0 | 0 | 0 | 0 | 0 | 0 | 0 | 0 | 0 | 0 | 0 | 0 | 0 | 0 | 0 | 0 | 0 | 0 | 0 | 0 | 0 | 0 | 0 | 0 | 0 | 0 | 0 | 0 | 0 | 0 | 0 | 0
F6_Commercial_Hospital_Existing_Food Preparation_Natural Gas_Oven_E8 | F6 | Commercial | Hospital | Existing | Food Preparation | Natural Gas | Oven | E8 | Utility - Value of Sales | 0 | 0 | 0 | 0 | 0 | 0 | 0 | 0 | 0 | 0 | 0 | 0 | 0 | 0 | 0 | 0 | 0 | 0 | 0 | 0 | 0 | 0 | 0 | 0 | 0 | 0 | 0 | 0 | 0 | 0 | 0 | 0 | 0
F6_Commercial_Hospital_Existing_Food Preparation_Natural Gas_Oven_E9 | F6 | Commercial | Hospital | Existing | Food Preparation | Natural Gas | Oven | E9 | Utility - Value of Sales | 0 | 0 | 0 | 0 | 0 | 0 | 0 | 0 | 0 | 0 | 0 | 0 | 0 | 0 | 0 | 0 | 0 | 0 | 0 | 0 | 0 | 0 | 0 | 0 | 0 | 0 | 0 | 0 | 0 | 0 | 0 | 0 | 0
F6_Commercial_Hospital_Existing_Food Preparation_Natural Gas_Oven_E10 | F6 | Commercial | Hospital | Existing | Food Preparation | Natural Gas | Oven | E10 | Utility - Value of Sales | 0 | 0 | 0 | 0 | 0 | 0 | 0 | 0 | 0 | 0 | 0 | 0 | 0 | 0 | 0 | 0 | 0 | 0 | 0 | 0 | 0 | 0 | 0 | 0 | 0 | 0 | 0 | 0 | 0 | 0 | 0 | 0 | 0
F1_Commercial_Hospital_Existing_Food Preparation_Natural Gas_Conveyor Oven_E1 | F1 | Commercial | Hospital | Existing | Food Preparation | Natural Gas | Conveyor Oven | E1 | RVT - Cost of Equipment | 0.24389 | 0.24567 | 0.2476 | 0.24972 | 0.25214 | 0.25495 | 0.25742 | 0.25991 | 0.2625 | 0.26518 | 0.26777 | 0.27015 | 0.27249 | 0.27482 | 0.27726 | 0.27958 | 0.28197 | 0.28442 | 0.28688 | 0.28933 | 0.29174 | 0.29393 | 0.29589 | 0.29763 | 0.29912 | 0.30041 | 0.30131 | 0.30197 | 0.30255 | 0.30304 | 0.30353 | 0.30374 | 0.30374
F1_Commercial_Hospital_Existing_Food Preparation_Natural Gas_Conveyor Oven_E2 | F1 | Commercial | Hospital | Existing | Food Preparation | Natural Gas | Conveyor Oven | E2 | RVT - Cost of Equipment | 0.1854 | 0.18675 | 0.18821 | 0.18982 | 0.19166 | 0.1938 | 0.19568 | 0.19757 | 0.19954 | 0.20158 | 0.20354 | 0.20536 | 0.20713 | 0.20891 | 0.21076 | 0.21252 | 0.21434 | 0.2162 | 0.21808 | 0.21994 | 0.22176 | 0.22344 | 0.22493 | 0.22624 | 0.22738 | 0.22836 | 0.22904 | 0.22954 | 0.22998 | 0.23036 | 0.23073 | 0.23089 | 0.23089
F1_Commercial_Hospital_Existing_Food Preparation_Natural Gas_Conveyor Oven_E3 | F1 | Commercial | Hospital | Existing | Food Preparation | Natural Gas | Conveyor Oven | E3 | RVT - Cost of Equipment | 0 | 0 | 0 | 0 | 0 | 0 | 0 | 0 | 0 | 0 | 0 | 0 | 0 | 0 | 0 | 0 | 0 | 0 | 0 | 0 | 0 | 0 | 0 | 0 | 0 | 0 | 0 | 0 | 0 | 0 | 0 | 0 | 0
F1_Commercial_Hospital_Existing_Food Preparation_Natural Gas_Conveyor Oven_E4 | F1 | Commercial | Hospital | Existing | Food Preparation | Natural Gas | Conveyor Oven | E4 | RVT - Cost of Equipment | 0 | 0 | 0 | 0 | 0 | 0 | 0 | 0 | 0 | 0 | 0 | 0 | 0 | 0 | 0 | 0 | 0 | 0 | 0 | 0 | 0 | 0 | 0 | 0 | 0 | 0 | 0 | 0 | 0 | 0 | 0 | 0 | 0
F1_Commercial_Hospital_Existing_Food Preparation_Natural Gas_Conveyor Oven_E5 | F1 | Commercial | Hospital | Existing | Food Preparation | Natural Gas | Conveyor Oven | E5 | RVT - Cost of Equipment | 0 | 0 | 0 | 0 | 0 | 0 | 0 | 0 | 0 | 0 | 0 | 0 | 0 | 0 | 0 | 0 | 0 | 0 | 0 | 0 | 0 | 0 | 0 | 0 | 0 | 0 | 0 | 0 | 0 | 0 | 0 | 0 | 0
F1_Commercial_Hospital_Existing_Food Preparation_Natural Gas_Conveyor Oven_E6 | F1 | Commercial | Hospital | Existing | Food Preparation | Natural Gas | Conveyor Oven | E6 | RVT - Cost of Equipment | 0 | 0 | 0 | 0 | 0 | 0 | 0 | 0 | 0 | 0 | 0 | 0 | 0 | 0 | 0 | 0 | 0 | 0 | 0 | 0 | 0 | 0 | 0 | 0 | 0 | 0 | 0 | 0 | 0 | 0 | 0 | 0 | 0
F1_Commercial_Hospital_Existing_Food Preparation_Natural Gas_Conveyor Oven_E7 | F1 | Commercial | Hospital | Existing | Food Preparation | Natural Gas | Conveyor Oven | E7 | RVT - Cost of Equipment | 0 | 0 | 0 | 0 | 0 | 0 | 0 | 0 | 0 | 0 | 0 | 0 | 0 | 0 | 0 | 0 | 0 | 0 | 0 | 0 | 0 | 0 | 0 | 0 | 0 | 0 | 0 | 0 | 0 | 0 | 0 | 0 | 0
F1_Commercial_Hospital_Existing_Food Preparation_Natural Gas_Conveyor Oven_E8 | F1 | Commercial | Hospital | Existing | Food Preparation | Natural Gas | Conveyor Oven | E8 | RVT - Cost of Equipment | 0 | 0 | 0 | 0 | 0 | 0 | 0 | 0 | 0 | 0 | 0 | 0 | 0 | 0 | 0 | 0 | 0 | 0 | 0 | 0 | 0 | 0 | 0 | 0 | 0 | 0 | 0 | 0 | 0 | 0 | 0 | 0 | 0
F1_Commercial_Hospital_Existing_Food Preparation_Natural Gas_Conveyor Oven_E9 | F1 | Commercial | Hospital | Existing | Food Preparation | Natural Gas | Conveyor Oven | E9 | RVT - Cost of Equipment | 0 | 0 | 0 | 0 | 0 | 0 | 0 | 0 | 0 | 0 | 0 | 0 | 0 | 0 | 0 | 0 | 0 | 0 | 0 | 0 | 0 | 0 | 0 | 0 | 0 | 0 | 0 | 0 | 0 | 0 | 0 | 0 | 0
F1_Commercial_Hospital_Existing_Food Preparation_Natural Gas_Conveyor Oven_E10 | F1 | Commercial | Hospital | Existing | Food Preparation | Natural Gas | Conveyor Oven | E10 | RVT - Cost of Equipment | 0 | 0 | 0 | 0 | 0 | 0 | 0 | 0 | 0 | 0 | 0 | 0 | 0 | 0 | 0 | 0 | 0 | 0 | 0 | 0 | 0 | 0 | 0 | 0 | 0 | 0 | 0 | 0 | 0 | 0 | 0 | 0 | 0
F2_Commercial_Hospital_Existing_Food Preparation_Natural Gas_Conveyor Oven_E1 | F2 | Commercial | Hospital | Existing | Food Preparation | Natural Gas | Conveyor Oven | E1 | RVT - Cost of Operation | 0.2922 | 0.29433 | 0.29664 | 0.29918 | 0.30208 | 0.30544 | 0.3084 | 0.31139 | 0.31449 | 0.3177 | 0.3208 | 0.32366 | 0.32646 | 0.32925 | 0.33217 | 0.33495 | 0.33782 | 0.34075 | 0.34371 | 0.34664 | 0.34952 | 0.35215 | 0.3545 | 0.35658 | 0.35837 | 0.35991 | 0.36098 | 0.36178 | 0.36247 | 0.36306 | 0.36364 | 0.3639 | 0.3639
F2_Commercial_Hospital_Existing_Food Preparation_Natural Gas_Conveyor Oven_E2 | F2 | Commercial | Hospital | Existing | Food Preparation | Natural Gas | Conveyor Oven | E2 | RVT - Cost of Operation | 0.22212 | 0.22373 | 0.22549 | 0.22742 | 0.22963 | 0.23218 | 0.23443 | 0.23671 | 0.23906 | 0.2415 | 0.24386 | 0.24603 | 0.24816 | 0.25028 | 0.2525 | 0.25462 | 0.25679 | 0.25902 | 0.26127 | 0.2635 | 0.26569 | 0.26769 | 0.26948 | 0.27105 | 0.27242 | 0.27359 | 0.2744 | 0.27501 | 0.27553 | 0.27598 | 0.27643 | 0.27662 | 0.27662
F2_Commercial_Hospital_Existing_Food Preparation_Natural Gas_Conveyor Oven_E3 | F2 | Commercial | Hospital | Existing | Food Preparation | Natural Gas | Conveyor Oven | E3 | RVT - Cost of Operation | 0 | 0 | 0 | 0 | 0 | 0 | 0 | 0 | 0 | 0 | 0 | 0 | 0 | 0 | 0 | 0 | 0 | 0 | 0 | 0 | 0 | 0 | 0 | 0 | 0 | 0 | 0 | 0 | 0 | 0 | 0 | 0 | 0
F2_Commercial_Hospital_Existing_Food Preparation_Natural Gas_Conveyor Oven_E4 | F2 | Commercial | Hospital | Existing | Food Preparation | Natural Gas | Conveyor Oven | E4 | RVT - Cost of Operation | 0 | 0 | 0 | 0 | 0 | 0 | 0 | 0 | 0 | 0 | 0 | 0 | 0 | 0 | 0 | 0 | 0 | 0 | 0 | 0 | 0 | 0 | 0 | 0 | 0 | 0 | 0 | 0 | 0 | 0 | 0 | 0 | 0
F2_Commercial_Hospital_Existing_Food Preparation_Natural Gas_Conveyor Oven_E5 | F2 | Commercial | Hospital | Existing | Food Preparation | Natural Gas | Conveyor Oven | E5 | RVT - Cost of Operation | 0 | 0 | 0 | 0 | 0 | 0 | 0 | 0 | 0 | 0 | 0 | 0 | 0 | 0 | 0 | 0 | 0 | 0 | 0 | 0 | 0 | 0 | 0 | 0 | 0 | 0 | 0 | 0 | 0 | 0 | 0 | 0 | 0
F2_Commercial_Hospital_Existing_Food Preparation_Natural Gas_Conveyor Oven_E6 | F2 | Commercial | Hospital | Existing | Food Preparation | Natural Gas | Conveyor Oven | E6 | RVT - Cost of Operation | 0 | 0 | 0 | 0 | 0 | 0 | 0 | 0 | 0 | 0 | 0 | 0 | 0 | 0 | 0 | 0 | 0 | 0 | 0 | 0 | 0 | 0 | 0 | 0 | 0 | 0 | 0 | 0 | 0 | 0 | 0 | 0 | 0
F2_Commercial_Hospital_Existing_Food Preparation_Natural Gas_Conveyor Oven_E7 | F2 | Commercial | Hospital | Existing | Food Preparation | Natural Gas | Conveyor Oven | E7 | RVT - Cost of Operation | 0 | 0 | 0 | 0 | 0 | 0 | 0 | 0 | 0 | 0 | 0 | 0 | 0 | 0 | 0 | 0 | 0 | 0 | 0 | 0 | 0 | 0 | 0 | 0 | 0 | 0 | 0 | 0 | 0 | 0 | 0 | 0 | 0
F2_Commercial_Hospital_Existing_Food Preparation_Natural Gas_Conveyor Oven_E8 | F2 | Commercial | Hospital | Existing | Food Preparation | Natural Gas | Conveyor Oven | E8 | RVT - Cost of Operation | 0 | 0 | 0 | 0 | 0 | 0 | 0 | 0 | 0 | 0 | 0 | 0 | 0 | 0 | 0 | 0 | 0 | 0 | 0 | 0 | 0 | 0 | 0 | 0 | 0 | 0 | 0 | 0 | 0 | 0 | 0 | 0 | 0
F2_Commercial_Hospital_Existing_Food Preparation_Natural Gas_Conveyor Oven_E9 | F2 | Commercial | Hospital | Existing | Food Preparation | Natural Gas | Conveyor Oven | E9 | RVT - Cost of Operation | 0 | 0 | 0 | 0 | 0 | 0 | 0 | 0 | 0 | 0 | 0 | 0 | 0 | 0 | 0 | 0 | 0 | 0 | 0 | 0 | 0 | 0 | 0 | 0 | 0 | 0 | 0 | 0 | 0 | 0 | 0 | 0 | 0
F2_Commercial_Hospital_Existing_Food Preparation_Natural Gas_Conveyor Oven_E10 | F2 | Commercial | Hospital | Existing | Food Preparation | Natural Gas | Conveyor Oven | E10 | RVT - Cost of Operation | 0 | 0 | 0 | 0 | 0 | 0 | 0 | 0 | 0 | 0 | 0 | 0 | 0 | 0 | 0 | 0 | 0 | 0 | 0 | 0 | 0 | 0 | 0 | 0 | 0 | 0 | 0 | 0 | 0 | 0 | 0 | 0 | 0
F3_Commercial_Hospital_Existing_Food Preparation_Natural Gas_Conveyor Oven_E1 | F3 | Commercial | Hospital | Existing | Food Preparation | Natural Gas | Conveyor Oven | E1 | System - kBTUs of Consumption | 0.05496 | 0.05496 | 0.05496 | 0.05496 | 0.05496 | 0.05496 | 0.05496 | 0.05496 | 0.05496 | 0.05496 | 0.05496 | 0.05496 | 0.05496 | 0.05496 | 0.05496 | 0.05496 | 0.05496 | 0.05496 | 0.05496 | 0.05496 | 0.05496 | 0.05496 | 0.05496 | 0.05496 | 0.05496 | 0.05496 | 0.05496 | 0.05496 | 0.05496 | 0.05496 | 0.05496 | 0.05496 | 0.05496
F3_Commercial_Hospital_Existing_Food Preparation_Natural Gas_Conveyor Oven_E2 | F3 | Commercial | Hospital | Existing | Food Preparation | Natural Gas | Conveyor Oven | E2 | System - kBTUs of Consumption | 0.067003 | 0.067003 | 0.067003 | 0.067003 | 0.067003 | 0.067003 | 0.067003 | 0.067003 | 0.067003 | 0.067003 | 0.067003 | 0.067003 | 0.067003 | 0.067003 | 0.067003 | 0.067003 | 0.067003 | 0.067003 | 0.067003 | 0.067003 | 0.067003 | 0.067003 | 0.067003 | 0.067003 | 0.067003 | 0.067003 | 0.067003 | 0.067003 | 0.067003 | 0.067003 | 0.067003 | 0.067003 | 0.067003
F3_Commercial_Hospital_Existing_Food Preparation_Natural Gas_Conveyor Oven_E3 | F3 | Commercial | Hospital | Existing | Food Preparation | Natural Gas | Conveyor Oven | E3 | System - kBTUs of Consumption | 0 | 0 | 0 | 0 | 0 | 0 | 0 | 0 | 0 | 0 | 0 | 0 | 0 | 0 | 0 | 0 | 0 | 0 | 0 | 0 | 0 | 0 | 0 | 0 | 0 | 0 | 0 | 0 | 0 | 0 | 0 | 0 | 0
F3_Commercial_Hospital_Existing_Food Preparation_Natural Gas_Conveyor Oven_E4 | F3 | Commercial | Hospital | Existing | Food Preparation | Natural Gas | Conveyor Oven | E4 | System - kBTUs of Consumption | 0 | 0 | 0 | 0 | 0 | 0 | 0 | 0 | 0 | 0 | 0 | 0 | 0 | 0 | 0 | 0 | 0 | 0 | 0 | 0 | 0 | 0 | 0 | 0 | 0 | 0 | 0 | 0 | 0 | 0 | 0 | 0 | 0
F3_Commercial_Hospital_Existing_Food Preparation_Natural Gas_Conveyor Oven_E5 | F3 | Commercial | Hospital | Existing | Food Preparation | Natural Gas | Conveyor Oven | E5 | System - kBTUs of Consumption | 0 | 0 | 0 | 0 | 0 | 0 | 0 | 0 | 0 | 0 | 0 | 0 | 0 | 0 | 0 | 0 | 0 | 0 | 0 | 0 | 0 | 0 | 0 | 0 | 0 | 0 | 0 | 0 | 0 | 0 | 0 | 0 | 0
F3_Commercial_Hospital_Existing_Food Preparation_Natural Gas_Conveyor Oven_E6 | F3 | Commercial | Hospital | Existing | Food Preparation | Natural Gas | Conveyor Oven | E6 | System - kBTUs of Consumption | 0 | 0 | 0 | 0 | 0 | 0 | 0 | 0 | 0 | 0 | 0 | 0 | 0 | 0 | 0 | 0 | 0 | 0 | 0 | 0 | 0 | 0 | 0 | 0 | 0 | 0 | 0 | 0 | 0 | 0 | 0 | 0 | 0
F3_Commercial_Hospital_Existing_Food Preparation_Natural Gas_Conveyor Oven_E7 | F3 | Commercial | Hospital | Existing | Food Preparation | Natural Gas | Conveyor Oven | E7 | System - kBTUs of Consumption | 0 | 0 | 0 | 0 | 0 | 0 | 0 | 0 | 0 | 0 | 0 | 0 | 0 | 0 | 0 | 0 | 0 | 0 | 0 | 0 | 0 | 0 | 0 | 0 | 0 | 0 | 0 | 0 | 0 | 0 | 0 | 0 | 0
F3_Commercial_Hospital_Existing_Food Preparation_Natural Gas_Conveyor Oven_E8 | F3 | Commercial | Hospital | Existing | Food Preparation | Natural Gas | Conveyor Oven | E8 | System - kBTUs of Consumption | 0 | 0 | 0 | 0 | 0 | 0 | 0 | 0 | 0 | 0 | 0 | 0 | 0 | 0 | 0 | 0 | 0 | 0 | 0 | 0 | 0 | 0 | 0 | 0 | 0 | 0 | 0 | 0 | 0 | 0 | 0 | 0 | 0
F3_Commercial_Hospital_Existing_Food Preparation_Natural Gas_Conveyor Oven_E9 | F3 | Commercial | Hospital | Existing | Food Preparation | Natural Gas | Conveyor Oven | E9 | System - kBTUs of Consumption | 0 | 0 | 0 | 0 | 0 | 0 | 0 | 0 | 0 | 0 | 0 | 0 | 0 | 0 | 0 | 0 | 0 | 0 | 0 | 0 | 0 | 0 | 0 | 0 | 0 | 0 | 0 | 0 | 0 | 0 | 0 | 0 | 0
F3_Commercial_Hospital_Existing_Food Preparation_Natural Gas_Conveyor Oven_E10 | F3 | Commercial | Hospital | Existing | Food Preparation | Natural Gas | Conveyor Oven | E10 | System - kBTUs of Consumption | 0 | 0 | 0 | 0 | 0 | 0 | 0 | 0 | 0 | 0 | 0 | 0 | 0 | 0 | 0 | 0 | 0 | 0 | 0 | 0 | 0 | 0 | 0 | 0 | 0 | 0 | 0 | 0 | 0 | 0 | 0 | 0 | 0
F4_Commercial_Hospital_Existing_Food Preparation_Natural Gas_Conveyor Oven_E1 | F4 | Commercial | Hospital | Existing | Food Preparation | Natural Gas | Conveyor Oven | E1 | Utility - Cost of Equipment | 0.2922 | 0.29433 | 0.29664 | 0.29918 | 0.30208 | 0.30544 | 0.3084 | 0.31139 | 0.31449 | 0.3177 | 0.3208 | 0.32366 | 0.32646 | 0.32925 | 0.33217 | 0.33495 | 0.33782 | 0.34075 | 0.34371 | 0.34664 | 0.34952 | 0.35215 | 0.3545 | 0.35658 | 0.35837 | 0.35991 | 0.36098 | 0.36178 | 0.36247 | 0.36306 | 0.36364 | 0.3639 | 0.3639
F4_Commercial_Hospital_Existing_Food Preparation_Natural Gas_Conveyor Oven_E2 | F4 | Commercial | Hospital | Existing | Food Preparation | Natural Gas | Conveyor Oven | E2 | Utility - Cost of Equipment | 0.22212 | 0.22373 | 0.22549 | 0.22742 | 0.22963 | 0.23218 | 0.23443 | 0.23671 | 0.23906 | 0.2415 | 0.24386 | 0.24603 | 0.24816 | 0.25028 | 0.2525 | 0.25462 | 0.25679 | 0.25902 | 0.26127 | 0.2635 | 0.26569 | 0.26769 | 0.26948 | 0.27105 | 0.27242 | 0.27359 | 0.2744 | 0.27501 | 0.27553 | 0.27598 | 0.27643 | 0.27662 | 0.27662
F4_Commercial_Hospital_Existing_Food Preparation_Natural Gas_Conveyor Oven_E3 | F4 | Commercial | Hospital | Existing | Food Preparation | Natural Gas | Conveyor Oven | E3 | Utility - Cost of Equipment | 0 | 0 | 0 | 0 | 0 | 0 | 0 | 0 | 0 | 0 | 0 | 0 | 0 | 0 | 0 | 0 | 0 | 0 | 0 | 0 | 0 | 0 | 0 | 0 | 0 | 0 | 0 | 0 | 0 | 0 | 0 | 0 | 0
F4_Commercial_Hospital_Existing_Food Preparation_Natural Gas_Conveyor Oven_E4 | F4 | Commercial | Hospital | Existing | Food Preparation | Natural Gas | Conveyor Oven | E4 | Utility - Cost of Equipment | 0 | 0 | 0 | 0 | 0 | 0 | 0 | 0 | 0 | 0 | 0 | 0 | 0 | 0 | 0 | 0 | 0 | 0 | 0 | 0 | 0 | 0 | 0 | 0 | 0 | 0 | 0 | 0 | 0 | 0 | 0 | 0 | 0
F4_Commercial_Hospital_Existing_Food Preparation_Natural Gas_Conveyor Oven_E5 | F4 | Commercial | Hospital | Existing | Food Preparation | Natural Gas | Conveyor Oven | E5 | Utility - Cost of Equipment | 0 | 0 | 0 | 0 | 0 | 0 | 0 | 0 | 0 | 0 | 0 | 0 | 0 | 0 | 0 | 0 | 0 | 0 | 0 | 0 | 0 | 0 | 0 | 0 | 0 | 0 | 0 | 0 | 0 | 0 | 0 | 0 | 0
F4_Commercial_Hospital_Existing_Food Preparation_Natural Gas_Conveyor Oven_E6 | F4 | Commercial | Hospital | Existing | Food Preparation | Natural Gas | Conveyor Oven | E6 | Utility - Cost of Equipment | 0 | 0 | 0 | 0 | 0 | 0 | 0 | 0 | 0 | 0 | 0 | 0 | 0 | 0 | 0 | 0 | 0 | 0 | 0 | 0 | 0 | 0 | 0 | 0 | 0 | 0 | 0 | 0 | 0 | 0 | 0 | 0 | 0
F4_Commercial_Hospital_Existing_Food Preparation_Natural Gas_Conveyor Oven_E7 | F4 | Commercial | Hospital | Existing | Food Preparation | Natural Gas | Conveyor Oven | E7 | Utility - Cost of Equipment | 0 | 0 | 0 | 0 | 0 | 0 | 0 | 0 | 0 | 0 | 0 | 0 | 0 | 0 | 0 | 0 | 0 | 0 | 0 | 0 | 0 | 0 | 0 | 0 | 0 | 0 | 0 | 0 | 0 | 0 | 0 | 0 | 0
F4_Commercial_Hospital_Existing_Food Preparation_Natural Gas_Conveyor Oven_E8 | F4 | Commercial | Hospital | Existing | Food Preparation | Natural Gas | Conveyor Oven | E8 | Utility - Cost of Equipment | 0 | 0 | 0 | 0 | 0 | 0 | 0 | 0 | 0 | 0 | 0 | 0 | 0 | 0 | 0 | 0 | 0 | 0 | 0 | 0 | 0 | 0 | 0 | 0 | 0 | 0 | 0 | 0 | 0 | 0 | 0 | 0 | 0
F4_Commercial_Hospital_Existing_Food Preparation_Natural Gas_Conveyor Oven_E9 | F4 | Commercial | Hospital | Existing | Food Preparation | Natural Gas | Conveyor Oven | E9 | Utility - Cost of Equipment | 0 | 0 | 0 | 0 | 0 | 0 | 0 | 0 | 0 | 0 | 0 | 0 | 0 | 0 | 0 | 0 | 0 | 0 | 0 | 0 | 0 | 0 | 0 | 0 | 0 | 0 | 0 | 0 | 0 | 0 | 0 | 0 | 0
F4_Commercial_Hospital_Existing_Food Preparation_Natural Gas_Conveyor Oven_E10 | F4 | Commercial | Hospital | Existing | Food Preparation | Natural Gas | Conveyor Oven | E10 | Utility - Cost of Equipment | 0 | 0 | 0 | 0 | 0 | 0 | 0 | 0 | 0 | 0 | 0 | 0 | 0 | 0 | 0 | 0 | 0 | 0 | 0 | 0 | 0 | 0 | 0 | 0 | 0 | 0 | 0 | 0 | 0 | 0 | 0 | 0 | 0
F5_Commercial_Hospital_Existing_Food Preparation_Natural Gas_Conveyor Oven_E1 | F5 | Commercial | Hospital | Existing | Food Preparation | Natural Gas | Conveyor Oven | E1 | Utility - Cost of Operation | 0.05496 | 0.05496 | 0.05496 | 0.05496 | 0.05496 | 0.05496 | 0.05496 | 0.05496 | 0.05496 | 0.05496 | 0.05496 | 0.05496 | 0.05496 | 0.05496 | 0.05496 | 0.05496 | 0.05496 | 0.05496 | 0.05496 | 0.05496 | 0.05496 | 0.05496 | 0.05496 | 0.05496 | 0.05496 | 0.05496 | 0.05496 | 0.05496 | 0.05496 | 0.05496 | 0.05496 | 0.05496 | 0.05496
F5_Commercial_Hospital_Existing_Food Preparation_Natural Gas_Conveyor Oven_E2 | F5 | Commercial | Hospital | Existing | Food Preparation | Natural Gas | Conveyor Oven | E2 | Utility - Cost of Operation | 0.067003 | 0.067003 | 0.067003 | 0.067003 | 0.067003 | 0.067003 | 0.067003 | 0.067003 | 0.067003 | 0.067003 | 0.067003 | 0.067003 | 0.067003 | 0.067003 | 0.067003 | 0.067003 | 0.067003 | 0.067003 | 0.067003 | 0.067003 | 0.067003 | 0.067003 | 0.067003 | 0.067003 | 0.067003 | 0.067003 | 0.067003 | 0.067003 | 0.067003 | 0.067003 | 0.067003 | 0.067003 | 0.067003
F5_Commercial_Hospital_Existing_Food Preparation_Natural Gas_Conveyor Oven_E3 | F5 | Commercial | Hospital | Existing | Food Preparation | Natural Gas | Conveyor Oven | E3 | Utility - Cost of Operation | 0 | 0 | 0 | 0 | 0 | 0 | 0 | 0 | 0 | 0 | 0 | 0 | 0 | 0 | 0 | 0 | 0 | 0 | 0 | 0 | 0 | 0 | 0 | 0 | 0 | 0 | 0 | 0 | 0 | 0 | 0 | 0 | 0
F5_Commercial_Hospital_Existing_Food Preparation_Natural Gas_Conveyor Oven_E4 | F5 | Commercial | Hospital | Existing | Food Preparation | Natural Gas | Conveyor Oven | E4 | Utility - Cost of Operation | 0 | 0 | 0 | 0 | 0 | 0 | 0 | 0 | 0 | 0 | 0 | 0 | 0 | 0 | 0 | 0 | 0 | 0 | 0 | 0 | 0 | 0 | 0 | 0 | 0 | 0 | 0 | 0 | 0 | 0 | 0 | 0 | 0
F5_Commercial_Hospital_Existing_Food Preparation_Natural Gas_Conveyor Oven_E5 | F5 | Commercial | Hospital | Existing | Food Preparation | Natural Gas | Conveyor Oven | E5 | Utility - Cost of Operation | 0 | 0 | 0 | 0 | 0 | 0 | 0 | 0 | 0 | 0 | 0 | 0 | 0 | 0 | 0 | 0 | 0 | 0 | 0 | 0 | 0 | 0 | 0 | 0 | 0 | 0 | 0 | 0 | 0 | 0 | 0 | 0 | 0
F5_Commercial_Hospital_Existing_Food Preparation_Natural Gas_Conveyor Oven_E6 | F5 | Commercial | Hospital | Existing | Food Preparation | Natural Gas | Conveyor Oven | E6 | Utility - Cost of Operation | 0 | 0 | 0 | 0 | 0 | 0 | 0 | 0 | 0 | 0 | 0 | 0 | 0 | 0 | 0 | 0 | 0 | 0 | 0 | 0 | 0 | 0 | 0 | 0 | 0 | 0 | 0 | 0 | 0 | 0 | 0 | 0 | 0
F5_Commercial_Hospital_Existing_Food Preparation_Natural Gas_Conveyor Oven_E7 | F5 | Commercial | Hospital | Existing | Food Preparation | Natural Gas | Conveyor Oven | E7 | Utility - Cost of Operation | 0 | 0 | 0 | 0 | 0 | 0 | 0 | 0 | 0 | 0 | 0 | 0 | 0 | 0 | 0 | 0 | 0 | 0 | 0 | 0 | 0 | 0 | 0 | 0 | 0 | 0 | 0 | 0 | 0 | 0 | 0 | 0 | 0
F5_Commercial_Hospital_Existing_Food Preparation_Natural Gas_Conveyor Oven_E8 | F5 | Commercial | Hospital | Existing | Food Preparation | Natural Gas | Conveyor Oven | E8 | Utility - Cost of Operation | 0 | 0 | 0 | 0 | 0 | 0 | 0 | 0 | 0 | 0 | 0 | 0 | 0 | 0 | 0 | 0 | 0 | 0 | 0 | 0 | 0 | 0 | 0 | 0 | 0 | 0 | 0 | 0 | 0 | 0 | 0 | 0 | 0
F5_Commercial_Hospital_Existing_Food Preparation_Natural Gas_Conveyor Oven_E9 | F5 | Commercial | Hospital | Existing | Food Preparation | Natural Gas | Conveyor Oven | E9 | Utility - Cost of Operation | 0 | 0 | 0 | 0 | 0 | 0 | 0 | 0 | 0 | 0 | 0 | 0 | 0 | 0 | 0 | 0 | 0 | 0 | 0 | 0 | 0 | 0 | 0 | 0 | 0 | 0 | 0 | 0 | 0 | 0 | 0 | 0 | 0
F5_Commercial_Hospital_Existing_Food Preparation_Natural Gas_Conveyor Oven_E10 | F5 | Commercial | Hospital | Existing | Food Preparation | Natural Gas | Conveyor Oven | E10 | Utility - Cost of Operation | 0 | 0 | 0 | 0 | 0 | 0 | 0 | 0 | 0 | 0 | 0 | 0 | 0 | 0 | 0 | 0 | 0 | 0 | 0 | 0 | 0 | 0 | 0 | 0 | 0 | 0 | 0 | 0 | 0 | 0 | 0 | 0 | 0
F6_Commercial_Hospital_Existing_Food Preparation_Natural Gas_Conveyor Oven_E1 | F6 | Commercial | Hospital | Existing | Food Preparation | Natural Gas | Conveyor Oven | E1 | Utility - Value of Sales | 0.16958 | 0.16958 | 0.16958 | 0.16958 | 0.16958 | 0.16958 | 0.16958 | 0.16958 | 0.16958 | 0.16958 | 0.16958 | 0.16958 | 0.16958 | 0.16958 | 0.16958 | 0.16958 | 0.16958 | 0.16958 | 0.16958 | 0.16958 | 0.16958 | 0.16958 | 0.16958 | 0.16958 | 0.16958 | 0.16958 | 0.16958 | 0.16958 | 0.16958 | 0.16958 | 0.16958 | 0.16958 | 0.16958
F6_Commercial_Hospital_Existing_Food Preparation_Natural Gas_Conveyor Oven_E2 | F6 | Commercial | Hospital | Existing | Food Preparation | Natural Gas | Conveyor Oven | E2 | Utility - Value of Sales | 0.12891 | 0.12891 | 0.12891 | 0.12891 | 0.12891 | 0.12891 | 0.12891 | 0.12891 | 0.12891 | 0.12891 | 0.12891 | 0.12891 | 0.12891 | 0.12891 | 0.12891 | 0.12891 | 0.12891 | 0.12891 | 0.12891 | 0.12891 | 0.12891 | 0.12891 | 0.12891 | 0.12891 | 0.12891 | 0.12891 | 0.12891 | 0.12891 | 0.12891 | 0.12891 | 0.12891 | 0.12891 | 0.12891
F6_Commercial_Hospital_Existing_Food Preparation_Natural Gas_Conveyor Oven_E3 | F6 | Commercial | Hospital | Existing | Food Preparation | Natural Gas | Conveyor Oven | E3 | Utility - Value of Sales | 0 | 0 | 0 | 0 | 0 | 0 | 0 | 0 | 0 | 0 | 0 | 0 | 0 | 0 | 0 | 0 | 0 | 0 | 0 | 0 | 0 | 0 | 0 | 0 | 0 | 0 | 0 | 0 | 0 | 0 | 0 | 0 | 0
F6_Commercial_Hospital_Existing_Food Preparation_Natural Gas_Conveyor Oven_E4 | F6 | Commercial | Hospital | Existing | Food Preparation | Natural Gas | Conveyor Oven | E4 | Utility - Value of Sales | 0 | 0 | 0 | 0 | 0 | 0 | 0 | 0 | 0 | 0 | 0 | 0 | 0 | 0 | 0 | 0 | 0 | 0 | 0 | 0 | 0 | 0 | 0 | 0 | 0 | 0 | 0 | 0 | 0 | 0 | 0 | 0 | 0
F6_Commercial_Hospital_Existing_Food Preparation_Natural Gas_Conveyor Oven_E5 | F6 | Commercial | Hospital | Existing | Food Preparation | Natural Gas | Conveyor Oven | E5 | Utility - Value of Sales | 0 | 0 | 0 | 0 | 0 | 0 | 0 | 0 | 0 | 0 | 0 | 0 | 0 | 0 | 0 | 0 | 0 | 0 | 0 | 0 | 0 | 0 | 0 | 0 | 0 | 0 | 0 | 0 | 0 | 0 | 0 | 0 | 0
F6_Commercial_Hospital_Existing_Food Preparation_Natural Gas_Conveyor Oven_E6 | F6 | Commercial | Hospital | Existing | Food Preparation | Natural Gas | Conveyor Oven | E6 | Utility - Value of Sales | 0 | 0 | 0 | 0 | 0 | 0 | 0 | 0 | 0 | 0 | 0 | 0 | 0 | 0 | 0 | 0 | 0 | 0 | 0 | 0 | 0 | 0 | 0 | 0 | 0 | 0 | 0 | 0 | 0 | 0 | 0 | 0 | 0
F6_Commercial_Hospital_Existing_Food Preparation_Natural Gas_Conveyor Oven_E7 | F6 | Commercial | Hospital | Existing | Food Preparation | Natural Gas | Conveyor Oven | E7 | Utility - Value of Sales | 0 | 0 | 0 | 0 | 0 | 0 | 0 | 0 | 0 | 0 | 0 | 0 | 0 | 0 | 0 | 0 | 0 | 0 | 0 | 0 | 0 | 0 | 0 | 0 | 0 | 0 | 0 | 0 | 0 | 0 | 0 | 0 | 0
F6_Commercial_Hospital_Existing_Food Preparation_Natural Gas_Conveyor Oven_E8 | F6 | Commercial | Hospital | Existing | Food Preparation | Natural Gas | Conveyor Oven | E8 | Utility - Value of Sales | 0 | 0 | 0 | 0 | 0 | 0 | 0 | 0 | 0 | 0 | 0 | 0 | 0 | 0 | 0 | 0 | 0 | 0 | 0 | 0 | 0 | 0 | 0 | 0 | 0 | 0 | 0 | 0 | 0 | 0 | 0 | 0 | 0
F6_Commercial_Hospital_Existing_Food Preparation_Natural Gas_Conveyor Oven_E9 | F6 | Commercial | Hospital | Existing | Food Preparation | Natural Gas | Conveyor Oven | E9 | Utility - Value of Sales | 0 | 0 | 0 | 0 | 0 | 0 | 0 | 0 | 0 | 0 | 0 | 0 | 0 | 0 | 0 | 0 | 0 | 0 | 0 | 0 | 0 | 0 | 0 | 0 | 0 | 0 | 0 | 0 | 0 | 0 | 0 | 0 | 0
F6_Commercial_Hospital_Existing_Food Preparation_Natural Gas_Conveyor Oven_E10 | F6 | Commercial | Hospital | Existing | Food Preparation | Natural Gas | Conveyor Oven | E10 | Utility - Value of Sales | 0 | 0 | 0 | 0 | 0 | 0 | 0 | 0 | 0 | 0 | 0 | 0 | 0 | 0 | 0 | 0 | 0 | 0 | 0 | 0 | 0 | 0 | 0 | 0 | 0 | 0 | 0 | 0 | 0 | 0 | 0 | 0 | 0
F1_Commercial_Hospital_Existing_Food Preparation_Natural Gas_Double Rack Oven_E1 | F1 | Commercial | Hospital | Existing | Food Preparation | Natural Gas | Double Rack Oven | E1 | RVT - Cost of Equipment | 0.42592 | 0.42916 | 0.43279 | 0.43678 | 0.44133 | 0.44659 | 0.45086 | 0.45496 | 0.45911 | 0.46344 | 0.46758 | 0.47137 | 0.47525 | 0.47932 | 0.48382 | 0.48822 | 0.49288 | 0.49781 | 0.50294 | 0.50818 | 0.51346 | 0.5184 | 0.52286 | 0.5268 | 0.53021 | 0.53314 | 0.53517 | 0.53668 | 0.53799 | 0.53911 | 0.54022 | 0.54071 | 0.54071
F1_Commercial_Hospital_Existing_Food Preparation_Natural Gas_Double Rack Oven_E2 | F1 | Commercial | Hospital | Existing | Food Preparation | Natural Gas | Double Rack Oven | E2 | RVT - Cost of Equipment | 0.23232 | 0.23409 | 0.23607 | 0.23824 | 0.24072 | 0.24359 | 0.24592 | 0.24816 | 0.25043 | 0.25279 | 0.25504 | 0.25711 | 0.25923 | 0.26145 | 0.2639 | 0.2663 | 0.26885 | 0.27153 | 0.27433 | 0.27719 | 0.28007 | 0.28276 | 0.2852 | 0.28734 | 0.2892 | 0.2908 | 0.29191 | 0.29273 | 0.29345 | 0.29406 | 0.29466 | 0.29493 | 0.29493
F1_Commercial_Hospital_Existing_Food Preparation_Natural Gas_Double Rack Oven_E3 | F1 | Commercial | Hospital | Existing | Food Preparation | Natural Gas | Double Rack Oven | E3 | RVT - Cost of Equipment | 0 | 0 | 0 | 0 | 0 | 0 | 0 | 0 | 0 | 0 | 0 | 0 | 0 | 0 | 0 | 0 | 0 | 0 | 0 | 0 | 0 | 0 | 0 | 0 | 0 | 0 | 0 | 0 | 0 | 0 | 0 | 0 | 0
F1_Commercial_Hospital_Existing_Food Preparation_Natural Gas_Double Rack Oven_E4 | F1 | Commercial | Hospital | Existing | Food Preparation | Natural Gas | Double Rack Oven | E4 | RVT - Cost of Equipment | 0 | 0 | 0 | 0 | 0 | 0 | 0 | 0 | 0 | 0 | 0 | 0 | 0 | 0 | 0 | 0 | 0 | 0 | 0 | 0 | 0 | 0 | 0 | 0 | 0 | 0 | 0 | 0 | 0 | 0 | 0 | 0 | 0
F1_Commercial_Hospital_Existing_Food Preparation_Natural Gas_Double Rack Oven_E5 | F1 | Commercial | Hospital | Existing | Food Preparation | Natural Gas | Double Rack Oven | E5 | RVT - Cost of Equipment | 0 | 0 | 0 | 0 | 0 | 0 | 0 | 0 | 0 | 0 | 0 | 0 | 0 | 0 | 0 | 0 | 0 | 0 | 0 | 0 | 0 | 0 | 0 | 0 | 0 | 0 | 0 | 0 | 0 | 0 | 0 | 0 | 0
F1_Commercial_Hospital_Existing_Food Preparation_Natural Gas_Double Rack Oven_E6 | F1 | Commercial | Hospital | Existing | Food Preparation | Natural Gas | Double Rack Oven | E6 | RVT - Cost of Equipment | 0 | 0 | 0 | 0 | 0 | 0 | 0 | 0 | 0 | 0 | 0 | 0 | 0 | 0 | 0 | 0 | 0 | 0 | 0 | 0 | 0 | 0 | 0 | 0 | 0 | 0 | 0 | 0 | 0 | 0 | 0 | 0 | 0
F1_Commercial_Hospital_Existing_Food Preparation_Natural Gas_Double Rack Oven_E7 | F1 | Commercial | Hospital | Existing | Food Preparation | Natural Gas | Double Rack Oven | E7 | RVT - Cost of Equipment | 0 | 0 | 0 | 0 | 0 | 0 | 0 | 0 | 0 | 0 | 0 | 0 | 0 | 0 | 0 | 0 | 0 | 0 | 0 | 0 | 0 | 0 | 0 | 0 | 0 | 0 | 0 | 0 | 0 | 0 | 0 | 0 | 0
F1_Commercial_Hospital_Existing_Food Preparation_Natural Gas_Double Rack Oven_E8 | F1 | Commercial | Hospital | Existing | Food Preparation | Natural Gas | Double Rack Oven | E8 | RVT - Cost of Equipment | 0 | 0 | 0 | 0 | 0 | 0 | 0 | 0 | 0 | 0 | 0 | 0 | 0 | 0 | 0 | 0 | 0 | 0 | 0 | 0 | 0 | 0 | 0 | 0 | 0 | 0 | 0 | 0 | 0 | 0 | 0 | 0 | 0
F1_Commercial_Hospital_Existing_Food Preparation_Natural Gas_Double Rack Oven_E9 | F1 | Commercial | Hospital | Existing | Food Preparation | Natural Gas | Double Rack Oven | E9 | RVT - Cost of Equipment | 0 | 0 | 0 | 0 | 0 | 0 | 0 | 0 | 0 | 0 | 0 | 0 | 0 | 0 | 0 | 0 | 0 | 0 | 0 | 0 | 0 | 0 | 0 | 0 | 0 | 0 | 0 | 0 | 0 | 0 | 0 | 0 | 0
F1_Commercial_Hospital_Existing_Food Preparation_Natural Gas_Double Rack Oven_E10 | F1 | Commercial | Hospital | Existing | Food Preparation | Natural Gas | Double Rack Oven | E10 | RVT - Cost of Equipment | 0 | 0 | 0 | 0 | 0 | 0 | 0 | 0 | 0 | 0 | 0 | 0 | 0 | 0 | 0 | 0 | 0 | 0 | 0 | 0 | 0 | 0 | 0 | 0 | 0 | 0 | 0 | 0 | 0 | 0 | 0 | 0 | 0
F2_Commercial_Hospital_Existing_Food Preparation_Natural Gas_Double Rack Oven_E1 | F2 | Commercial | Hospital | Existing | Food Preparation | Natural Gas | Double Rack Oven | E1 | RVT - Cost of Operation | 0.51028 | 0.51416 | 0.51851 | 0.52329 | 0.52874 | 0.53504 | 0.54016 | 0.54507 | 0.55005 | 0.55524 | 0.56019 | 0.56473 | 0.56938 | 0.57426 | 0.57965 | 0.58492 | 0.59051 | 0.59641 | 0.60256 | 0.60884 | 0.61516 | 0.62107 | 0.62642 | 0.63114 | 0.63522 | 0.63873 | 0.64117 | 0.64298 | 0.64455 | 0.64589 | 0.64722 | 0.6478 | 0.6478
F2_Commercial_Hospital_Existing_Food Preparation_Natural Gas_Double Rack Oven_E2 | F2 | Commercial | Hospital | Existing | Food Preparation | Natural Gas | Double Rack Oven | E2 | RVT - Cost of Operation | 0.27833 | 0.28045 | 0.28282 | 0.28543 | 0.2884 | 0.29184 | 0.29463 | 0.29731 | 0.30003 | 0.30286 | 0.30556 | 0.30804 | 0.31057 | 0.31323 | 0.31617 | 0.31905 | 0.32209 | 0.32531 | 0.32867 | 0.33209 | 0.33554 | 0.33877 | 0.34168 | 0.34426 | 0.34648 | 0.3484 | 0.34973 | 0.35072 | 0.35157 | 0.3523 | 0.35303 | 0.35335 | 0.35335
F2_Commercial_Hospital_Existing_Food Preparation_Natural Gas_Double Rack Oven_E3 | F2 | Commercial | Hospital | Existing | Food Preparation | Natural Gas | Double Rack Oven | E3 | RVT - Cost of Operation | 0 | 0 | 0 | 0 | 0 | 0 | 0 | 0 | 0 | 0 | 0 | 0 | 0 | 0 | 0 | 0 | 0 | 0 | 0 | 0 | 0 | 0 | 0 | 0 | 0 | 0 | 0 | 0 | 0 | 0 | 0 | 0 | 0
F2_Commercial_Hospital_Existing_Food Preparation_Natural Gas_Double Rack Oven_E4 | F2 | Commercial | Hospital | Existing | Food Preparation | Natural Gas | Double Rack Oven | E4 | RVT - Cost of Operation | 0 | 0 | 0 | 0 | 0 | 0 | 0 | 0 | 0 | 0 | 0 | 0 | 0 | 0 | 0 | 0 | 0 | 0 | 0 | 0 | 0 | 0 | 0 | 0 | 0 | 0 | 0 | 0 | 0 | 0 | 0 | 0 | 0
F2_Commercial_Hospital_Existing_Food Preparation_Natural Gas_Double Rack Oven_E5 | F2 | Commercial | Hospital | Existing | Food Preparation | Natural Gas | Double Rack Oven | E5 | RVT - Cost of Operation | 0 | 0 | 0 | 0 | 0 | 0 | 0 | 0 | 0 | 0 | 0 | 0 | 0 | 0 | 0 | 0 | 0 | 0 | 0 | 0 | 0 | 0 | 0 | 0 | 0 | 0 | 0 | 0 | 0 | 0 | 0 | 0 | 0
F2_Commercial_Hospital_Existing_Food Preparation_Natural Gas_Double Rack Oven_E6 | F2 | Commercial | Hospital | Existing | Food Preparation | Natural Gas | Double Rack Oven | E6 | RVT - Cost of Operation | 0 | 0 | 0 | 0 | 0 | 0 | 0 | 0 | 0 | 0 | 0 | 0 | 0 | 0 | 0 | 0 | 0 | 0 | 0 | 0 | 0 | 0 | 0 | 0 | 0 | 0 | 0 | 0 | 0 | 0 | 0 | 0 | 0
F2_Commercial_Hospital_Existing_Food Preparation_Natural Gas_Double Rack Oven_E7 | F2 | Commercial | Hospital | Existing | Food Preparation | Natural Gas | Double Rack Oven | E7 | RVT - Cost of Operation | 0 | 0 | 0 | 0 | 0 | 0 | 0 | 0 | 0 | 0 | 0 | 0 | 0 | 0 | 0 | 0 | 0 | 0 | 0 | 0 | 0 | 0 | 0 | 0 | 0 | 0 | 0 | 0 | 0 | 0 | 0 | 0 | 0
F2_Commercial_Hospital_Existing_Food Preparation_Natural Gas_Double Rack Oven_E8 | F2 | Commercial | Hospital | Existing | Food Preparation | Natural Gas | Double Rack Oven | E8 | RVT - Cost of Operation | 0 | 0 | 0 | 0 | 0 | 0 | 0 | 0 | 0 | 0 | 0 | 0 | 0 | 0 | 0 | 0 | 0 | 0 | 0 | 0 | 0 | 0 | 0 | 0 | 0 | 0 | 0 | 0 | 0 | 0 | 0 | 0 | 0
F2_Commercial_Hospital_Existing_Food Preparation_Natural Gas_Double Rack Oven_E9 | F2 | Commercial | Hospital | Existing | Food Preparation | Natural Gas | Double Rack Oven | E9 | RVT - Cost of Operation | 0 | 0 | 0 | 0 | 0 | 0 | 0 | 0 | 0 | 0 | 0 | 0 | 0 | 0 | 0 | 0 | 0 | 0 | 0 | 0 | 0 | 0 | 0 | 0 | 0 | 0 | 0 | 0 | 0 | 0 | 0 | 0 | 0
F2_Commercial_Hospital_Existing_Food Preparation_Natural Gas_Double Rack Oven_E10 | F2 | Commercial | Hospital | Existing | Food Preparation | Natural Gas | Double Rack Oven | E10 | RVT - Cost of Operation | 0 | 0 | 0 | 0 | 0 | 0 | 0 | 0 | 0 | 0 | 0 | 0 | 0 | 0 | 0 | 0 | 0 | 0 | 0 | 0 | 0 | 0 | 0 | 0 | 0 | 0 | 0 | 0 | 0 | 0 | 0 | 0 | 0
F3_Commercial_Hospital_Existing_Food Preparation_Natural Gas_Double Rack Oven_E1 | F3 | Commercial | Hospital | Existing | Food Preparation | Natural Gas | Double Rack Oven | E1 | System - kBTUs of Consumption | 0.10318 | 0.10318 | 0.10318 | 0.10318 | 0.10318 | 0.10318 | 0.10318 | 0.10318 | 0.10318 | 0.10318 | 0.10318 | 0.10318 | 0.10318 | 0.10318 | 0.10318 | 0.10318 | 0.10318 | 0.10318 | 0.10318 | 0.10318 | 0.10318 | 0.10318 | 0.10318 | 0.10318 | 0.10318 | 0.10318 | 0.10318 | 0.10318 | 0.10318 | 0.10318 | 0.10318 | 0.10318 | 0.10318
F3_Commercial_Hospital_Existing_Food Preparation_Natural Gas_Double Rack Oven_E2 | F3 | Commercial | Hospital | Existing | Food Preparation | Natural Gas | Double Rack Oven | E2 | System - kBTUs of Consumption | 0.13722 | 0.13722 | 0.13722 | 0.13722 | 0.13722 | 0.13722 | 0.13722 | 0.13722 | 0.13722 | 0.13722 | 0.13722 | 0.13722 | 0.13722 | 0.13722 | 0.13722 | 0.13722 | 0.13722 | 0.13722 | 0.13722 | 0.13722 | 0.13722 | 0.13722 | 0.13722 | 0.13722 | 0.13722 | 0.13722 | 0.13722 | 0.13722 | 0.13722 | 0.13722 | 0.13722 | 0.13722 | 0.13722
F3_Commercial_Hospital_Existing_Food Preparation_Natural Gas_Double Rack Oven_E3 | F3 | Commercial | Hospital | Existing | Food Preparation | Natural Gas | Double Rack Oven | E3 | System - kBTUs of Consumption | 0 | 0 | 0 | 0 | 0 | 0 | 0 | 0 | 0 | 0 | 0 | 0 | 0 | 0 | 0 | 0 | 0 | 0 | 0 | 0 | 0 | 0 | 0 | 0 | 0 | 0 | 0 | 0 | 0 | 0 | 0 | 0 | 0
F3_Commercial_Hospital_Existing_Food Preparation_Natural Gas_Double Rack Oven_E4 | F3 | Commercial | Hospital | Existing | Food Preparation | Natural Gas | Double Rack Oven | E4 | System - kBTUs of Consumption | 0 | 0 | 0 | 0 | 0 | 0 | 0 | 0 | 0 | 0 | 0 | 0 | 0 | 0 | 0 | 0 | 0 | 0 | 0 | 0 | 0 | 0 | 0 | 0 | 0 | 0 | 0 | 0 | 0 | 0 | 0 | 0 | 0
F3_Commercial_Hospital_Existing_Food Preparation_Natural Gas_Double Rack Oven_E5 | F3 | Commercial | Hospital | Existing | Food Preparation | Natural Gas | Double Rack Oven | E5 | System - kBTUs of Consumption | 0 | 0 | 0 | 0 | 0 | 0 | 0 | 0 | 0 | 0 | 0 | 0 | 0 | 0 | 0 | 0 | 0 | 0 | 0 | 0 | 0 | 0 | 0 | 0 | 0 | 0 | 0 | 0 | 0 | 0 | 0 | 0 | 0
F3_Commercial_Hospital_Existing_Food Preparation_Natural Gas_Double Rack Oven_E6 | F3 | Commercial | Hospital | Existing | Food Preparation | Natural Gas | Double Rack Oven | E6 | System - kBTUs of Consumption | 0 | 0 | 0 | 0 | 0 | 0 | 0 | 0 | 0 | 0 | 0 | 0 | 0 | 0 | 0 | 0 | 0 | 0 | 0 | 0 | 0 | 0 | 0 | 0 | 0 | 0 | 0 | 0 | 0 | 0 | 0 | 0 | 0
F3_Commercial_Hospital_Existing_Food Preparation_Natural Gas_Double Rack Oven_E7 | F3 | Commercial | Hospital | Existing | Food Preparation | Natural Gas | Double Rack Oven | E7 | System - kBTUs of Consumption | 0 | 0 | 0 | 0 | 0 | 0 | 0 | 0 | 0 | 0 | 0 | 0 | 0 | 0 | 0 | 0 | 0 | 0 | 0 | 0 | 0 | 0 | 0 | 0 | 0 | 0 | 0 | 0 | 0 | 0 | 0 | 0 | 0
F3_Commercial_Hospital_Existing_Food Preparation_Natural Gas_Double Rack Oven_E8 | F3 | Commercial | Hospital | Existing | Food Preparation | Natural Gas | Double Rack Oven | E8 | System - kBTUs of Consumption | 0 | 0 | 0 | 0 | 0 | 0 | 0 | 0 | 0 | 0 | 0 | 0 | 0 | 0 | 0 | 0 | 0 | 0 | 0 | 0 | 0 | 0 | 0 | 0 | 0 | 0 | 0 | 0 | 0 | 0 | 0 | 0 | 0
F3_Commercial_Hospital_Existing_Food Preparation_Natural Gas_Double Rack Oven_E9 | F3 | Commercial | Hospital | Existing | Food Preparation | Natural Gas | Double Rack Oven | E9 | System - kBTUs of Consumption | 0 | 0 | 0 | 0 | 0 | 0 | 0 | 0 | 0 | 0 | 0 | 0 | 0 | 0 | 0 | 0 | 0 | 0 | 0 | 0 | 0 | 0 | 0 | 0 | 0 | 0 | 0 | 0 | 0 | 0 | 0 | 0 | 0
F3_Commercial_Hospital_Existing_Food Preparation_Natural Gas_Double Rack Oven_E10 | F3 | Commercial | Hospital | Existing | Food Preparation | Natural Gas | Double Rack Oven | E10 | System - kBTUs of Consumption | 0 | 0 | 0 | 0 | 0 | 0 | 0 | 0 | 0 | 0 | 0 | 0 | 0 | 0 | 0 | 0 | 0 | 0 | 0 | 0 | 0 | 0 | 0 | 0 | 0 | 0 | 0 | 0 | 0 | 0 | 0 | 0 | 0
F4_Commercial_Hospital_Existing_Food Preparation_Natural Gas_Double Rack Oven_E1 | F4 | Commercial | Hospital | Existing | Food Preparation | Natural Gas | Double Rack Oven | E1 | Utility - Cost of Equipment | 0.51028 | 0.51416 | 0.51851 | 0.52329 | 0.52874 | 0.53504 | 0.54016 | 0.54507 | 0.55005 | 0.55524 | 0.56019 | 0.56473 | 0.56938 | 0.57426 | 0.57965 | 0.58492 | 0.59051 | 0.59641 | 0.60256 | 0.60884 | 0.61516 | 0.62107 | 0.62642 | 0.63114 | 0.63522 | 0.63873 | 0.64117 | 0.64298 | 0.64455 | 0.64589 | 0.64722 | 0.6478 | 0.6478
F4_Commercial_Hospital_Existing_Food Preparation_Natural Gas_Double Rack Oven_E2 | F4 | Commercial | Hospital | Existing | Food Preparation | Natural Gas | Double Rack Oven | E2 | Utility - Cost of Equipment | 0.27833 | 0.28045 | 0.28282 | 0.28543 | 0.2884 | 0.29184 | 0.29463 | 0.29731 | 0.30003 | 0.30286 | 0.30556 | 0.30804 | 0.31057 | 0.31323 | 0.31617 | 0.31905 | 0.32209 | 0.32531 | 0.32867 | 0.33209 | 0.33554 | 0.33877 | 0.34168 | 0.34426 | 0.34648 | 0.3484 | 0.34973 | 0.35072 | 0.35157 | 0.3523 | 0.35303 | 0.35335 | 0.35335
F4_Commercial_Hospital_Existing_Food Preparation_Natural Gas_Double Rack Oven_E3 | F4 | Commercial | Hospital | Existing | Food Preparation | Natural Gas | Double Rack Oven | E3 | Utility - Cost of Equipment | 0 | 0 | 0 | 0 | 0 | 0 | 0 | 0 | 0 | 0 | 0 | 0 | 0 | 0 | 0 | 0 | 0 | 0 | 0 | 0 | 0 | 0 | 0 | 0 | 0 | 0 | 0 | 0 | 0 | 0 | 0 | 0 | 0
F4_Commercial_Hospital_Existing_Food Preparation_Natural Gas_Double Rack Oven_E4 | F4 | Commercial | Hospital | Existing | Food Preparation | Natural Gas | Double Rack Oven | E4 | Utility - Cost of Equipment | 0 | 0 | 0 | 0 | 0 | 0 | 0 | 0 | 0 | 0 | 0 | 0 | 0 | 0 | 0 | 0 | 0 | 0 | 0 | 0 | 0 | 0 | 0 | 0 | 0 | 0 | 0 | 0 | 0 | 0 | 0 | 0 | 0
F4_Commercial_Hospital_Existing_Food Preparation_Natural Gas_Double Rack Oven_E5 | F4 | Commercial | Hospital | Existing | Food Preparation | Natural Gas | Double Rack Oven | E5 | Utility - Cost of Equipment | 0 | 0 | 0 | 0 | 0 | 0 | 0 | 0 | 0 | 0 | 0 | 0 | 0 | 0 | 0 | 0 | 0 | 0 | 0 | 0 | 0 | 0 | 0 | 0 | 0 | 0 | 0 | 0 | 0 | 0 | 0 | 0 | 0
F4_Commercial_Hospital_Existing_Food Preparation_Natural Gas_Double Rack Oven_E6 | F4 | Commercial | Hospital | Existing | Food Preparation | Natural Gas | Double Rack Oven | E6 | Utility - Cost of Equipment | 0 | 0 | 0 | 0 | 0 | 0 | 0 | 0 | 0 | 0 | 0 | 0 | 0 | 0 | 0 | 0 | 0 | 0 | 0 | 0 | 0 | 0 | 0 | 0 | 0 | 0 | 0 | 0 | 0 | 0 | 0 | 0 | 0
F4_Commercial_Hospital_Existing_Food Preparation_Natural Gas_Double Rack Oven_E7 | F4 | Commercial | Hospital | Existing | Food Preparation | Natural Gas | Double Rack Oven | E7 | Utility - Cost of Equipment | 0 | 0 | 0 | 0 | 0 | 0 | 0 | 0 | 0 | 0 | 0 | 0 | 0 | 0 | 0 | 0 | 0 | 0 | 0 | 0 | 0 | 0 | 0 | 0 | 0 | 0 | 0 | 0 | 0 | 0 | 0 | 0 | 0
F4_Commercial_Hospital_Existing_Food Preparation_Natural Gas_Double Rack Oven_E8 | F4 | Commercial | Hospital | Existing | Food Preparation | Natural Gas | Double Rack Oven | E8 | Utility - Cost of Equipment | 0 | 0 | 0 | 0 | 0 | 0 | 0 | 0 | 0 | 0 | 0 | 0 | 0 | 0 | 0 | 0 | 0 | 0 | 0 | 0 | 0 | 0 | 0 | 0 | 0 | 0 | 0 | 0 | 0 | 0 | 0 | 0 | 0
F4_Commercial_Hospital_Existing_Food Preparation_Natural Gas_Double Rack Oven_E9 | F4 | Commercial | Hospital | Existing | Food Preparation | Natural Gas | Double Rack Oven | E9 | Utility - Cost of Equipment | 0 | 0 | 0 | 0 | 0 | 0 | 0 | 0 | 0 | 0 | 0 | 0 | 0 | 0 | 0 | 0 | 0 | 0 | 0 | 0 | 0 | 0 | 0 | 0 | 0 | 0 | 0 | 0 | 0 | 0 | 0 | 0 | 0
F4_Commercial_Hospital_Existing_Food Preparation_Natural Gas_Double Rack Oven_E10 | F4 | Commercial | Hospital | Existing | Food Preparation | Natural Gas | Double Rack Oven | E10 | Utility - Cost of Equipment | 0 | 0 | 0 | 0 | 0 | 0 | 0 | 0 | 0 | 0 | 0 | 0 | 0 | 0 | 0 | 0 | 0 | 0 | 0 | 0 | 0 | 0 | 0 | 0 | 0 | 0 | 0 | 0 | 0 | 0 | 0 | 0 | 0
F5_Commercial_Hospital_Existing_Food Preparation_Natural Gas_Double Rack Oven_E1 | F5 | Commercial | Hospital | Existing | Food Preparation | Natural Gas | Double Rack Oven | E1 | Utility - Cost of Operation | 0.10318 | 0.10318 | 0.10318 | 0.10318 | 0.10318 | 0.10318 | 0.10318 | 0.10318 | 0.10318 | 0.10318 | 0.10318 | 0.10318 | 0.10318 | 0.10318 | 0.10318 | 0.10318 | 0.10318 | 0.10318 | 0.10318 | 0.10318 | 0.10318 | 0.10318 | 0.10318 | 0.10318 | 0.10318 | 0.10318 | 0.10318 | 0.10318 | 0.10318 | 0.10318 | 0.10318 | 0.10318 | 0.10318
F5_Commercial_Hospital_Existing_Food Preparation_Natural Gas_Double Rack Oven_E2 | F5 | Commercial | Hospital | Existing | Food Preparation | Natural Gas | Double Rack Oven | E2 | Utility - Cost of Operation | 0.13722 | 0.13722 | 0.13722 | 0.13722 | 0.13722 | 0.13722 | 0.13722 | 0.13722 | 0.13722 | 0.13722 | 0.13722 | 0.13722 | 0.13722 | 0.13722 | 0.13722 | 0.13722 | 0.13722 | 0.13722 | 0.13722 | 0.13722 | 0.13722 | 0.13722 | 0.13722 | 0.13722 | 0.13722 | 0.13722 | 0.13722 | 0.13722 | 0.13722 | 0.13722 | 0.13722 | 0.13722 | 0.13722
F5_Commercial_Hospital_Existing_Food Preparation_Natural Gas_Double Rack Oven_E3 | F5 | Commercial | Hospital | Existing | Food Preparation | Natural Gas | Double Rack Oven | E3 | Utility - Cost of Operation | 0 | 0 | 0 | 0 | 0 | 0 | 0 | 0 | 0 | 0 | 0 | 0 | 0 | 0 | 0 | 0 | 0 | 0 | 0 | 0 | 0 | 0 | 0 | 0 | 0 | 0 | 0 | 0 | 0 | 0 | 0 | 0 | 0
F5_Commercial_Hospital_Existing_Food Preparation_Natural Gas_Double Rack Oven_E4 | F5 | Commercial | Hospital | Existing | Food Preparation | Natural Gas | Double Rack Oven | E4 | Utility - Cost of Operation | 0 | 0 | 0 | 0 | 0 | 0 | 0 | 0 | 0 | 0 | 0 | 0 | 0 | 0 | 0 | 0 | 0 | 0 | 0 | 0 | 0 | 0 | 0 | 0 | 0 | 0 | 0 | 0 | 0 | 0 | 0 | 0 | 0
F5_Commercial_Hospital_Existing_Food Preparation_Natural Gas_Double Rack Oven_E5 | F5 | Commercial | Hospital | Existing | Food Preparation | Natural Gas | Double Rack Oven | E5 | Utility - Cost of Operation | 0 | 0 | 0 | 0 | 0 | 0 | 0 | 0 | 0 | 0 | 0 | 0 | 0 | 0 | 0 | 0 | 0 | 0 | 0 | 0 | 0 | 0 | 0 | 0 | 0 | 0 | 0 | 0 | 0 | 0 | 0 | 0 | 0
F5_Commercial_Hospital_Existing_Food Preparation_Natural Gas_Double Rack Oven_E6 | F5 | Commercial | Hospital | Existing | Food Preparation | Natural Gas | Double Rack Oven | E6 | Utility - Cost of Operation | 0 | 0 | 0 | 0 | 0 | 0 | 0 | 0 | 0 | 0 | 0 | 0 | 0 | 0 | 0 | 0 | 0 | 0 | 0 | 0 | 0 | 0 | 0 | 0 | 0 | 0 | 0 | 0 | 0 | 0 | 0 | 0 | 0
F5_Commercial_Hospital_Existing_Food Preparation_Natural Gas_Double Rack Oven_E7 | F5 | Commercial | Hospital | Existing | Food Preparation | Natural Gas | Double Rack Oven | E7 | Utility - Cost of Operation | 0 | 0 | 0 | 0 | 0 | 0 | 0 | 0 | 0 | 0 | 0 | 0 | 0 | 0 | 0 | 0 | 0 | 0 | 0 | 0 | 0 | 0 | 0 | 0 | 0 | 0 | 0 | 0 | 0 | 0 | 0 | 0 | 0
F5_Commercial_Hospital_Existing_Food Preparation_Natural Gas_Double Rack Oven_E8 | F5 | Commercial | Hospital | Existing | Food Preparation | Natural Gas | Double Rack Oven | E8 | Utility - Cost of Operation | 0 | 0 | 0 | 0 | 0 | 0 | 0 | 0 | 0 | 0 | 0 | 0 | 0 | 0 | 0 | 0 | 0 | 0 | 0 | 0 | 0 | 0 | 0 | 0 | 0 | 0 | 0 | 0 | 0 | 0 | 0 | 0 | 0
F5_Commercial_Hospital_Existing_Food Preparation_Natural Gas_Double Rack Oven_E9 | F5 | Commercial | Hospital | Existing | Food Preparation | Natural Gas | Double Rack Oven | E9 | Utility - Cost of Operation | 0 | 0 | 0 | 0 | 0 | 0 | 0 | 0 | 0 | 0 | 0 | 0 | 0 | 0 | 0 | 0 | 0 | 0 | 0 | 0 | 0 | 0 | 0 | 0 | 0 | 0 | 0 | 0 | 0 | 0 | 0 | 0 | 0
F5_Commercial_Hospital_Existing_Food Preparation_Natural Gas_Double Rack Oven_E10 | F5 | Commercial | Hospital | Existing | Food Preparation | Natural Gas | Double Rack Oven | E10 | Utility - Cost of Operation | 0 | 0 | 0 | 0 | 0 | 0 | 0 | 0 | 0 | 0 | 0 | 0 | 0 | 0 | 0 | 0 | 0 | 0 | 0 | 0 | 0 | 0 | 0 | 0 | 0 | 0 | 0 | 0 | 0 | 0 | 0 | 0 | 0
F6_Commercial_Hospital_Existing_Food Preparation_Natural Gas_Double Rack Oven_E1 | F6 | Commercial | Hospital | Existing | Food Preparation | Natural Gas | Double Rack Oven | E1 | Utility - Value of Sales | 0.30221 | 0.30221 | 0.30221 | 0.30221 | 0.30221 | 0.30221 | 0.30221 | 0.30221 | 0.30221 | 0.30221 | 0.30221 | 0.30221 | 0.30221 | 0.30221 | 0.30221 | 0.30221 | 0.30221 | 0.30221 | 0.30221 | 0.30221 | 0.30221 | 0.30221 | 0.30221 | 0.30221 | 0.30221 | 0.30221 | 0.30221 | 0.30221 | 0.30221 | 0.30221 | 0.30221 | 0.30221 | 0.30221
F6_Commercial_Hospital_Existing_Food Preparation_Natural Gas_Double Rack Oven_E2 | F6 | Commercial | Hospital | Existing | Food Preparation | Natural Gas | Double Rack Oven | E2 | Utility - Value of Sales | 0.16484 | 0.16484 | 0.16484 | 0.16484 | 0.16484 | 0.16484 | 0.16484 | 0.16484 | 0.16484 | 0.16484 | 0.16484 | 0.16484 | 0.16484 | 0.16484 | 0.16484 | 0.16484 | 0.16484 | 0.16484 | 0.16484 | 0.16484 | 0.16484 | 0.16484 | 0.16484 | 0.16484 | 0.16484 | 0.16484 | 0.16484 | 0.16484 | 0.16484 | 0.16484 | 0.16484 | 0.16484 | 0.16484
F6_Commercial_Hospital_Existing_Food Preparation_Natural Gas_Double Rack Oven_E3 | F6 | Commercial | Hospital | Existing | Food Preparation | Natural Gas | Double Rack Oven | E3 | Utility - Value of Sales | 0 | 0 | 0 | 0 | 0 | 0 | 0 | 0 | 0 | 0 | 0 | 0 | 0 | 0 | 0 | 0 | 0 | 0 | 0 | 0 | 0 | 0 | 0 | 0 | 0 | 0 | 0 | 0 | 0 | 0 | 0 | 0 | 0
F6_Commercial_Hospital_Existing_Food Preparation_Natural Gas_Double Rack Oven_E4 | F6 | Commercial | Hospital | Existing | Food Preparation | Natural Gas | Double Rack Oven | E4 | Utility - Value of Sales | 0 | 0 | 0 | 0 | 0 | 0 | 0 | 0 | 0 | 0 | 0 | 0 | 0 | 0 | 0 | 0 | 0 | 0 | 0 | 0 | 0 | 0 | 0 | 0 | 0 | 0 | 0 | 0 | 0 | 0 | 0 | 0 | 0
F6_Commercial_Hospital_Existing_Food Preparation_Natural Gas_Double Rack Oven_E5 | F6 | Commercial | Hospital | Existing | Food Preparation | Natural Gas | Double Rack Oven | E5 | Utility - Value of Sales | 0 | 0 | 0 | 0 | 0 | 0 | 0 | 0 | 0 | 0 | 0 | 0 | 0 | 0 | 0 | 0 | 0 | 0 | 0 | 0 | 0 | 0 | 0 | 0 | 0 | 0 | 0 | 0 | 0 | 0 | 0 | 0 | 0
F6_Commercial_Hospital_Existing_Food Preparation_Natural Gas_Double Rack Oven_E6 | F6 | Commercial | Hospital | Existing | Food Preparation | Natural Gas | Double Rack Oven | E6 | Utility - Value of Sales | 0 | 0 | 0 | 0 | 0 | 0 | 0 | 0 | 0 | 0 | 0 | 0 | 0 | 0 | 0 | 0 | 0 | 0 | 0 | 0 | 0 | 0 | 0 | 0 | 0 | 0 | 0 | 0 | 0 | 0 | 0 | 0 | 0
F6_Commercial_Hospital_Existing_Food Preparation_Natural Gas_Double Rack Oven_E7 | F6 | Commercial | Hospital | Existing | Food Preparation | Natural Gas | Double Rack Oven | E7 | Utility - Value of Sales | 0 | 0 | 0 | 0 | 0 | 0 | 0 | 0 | 0 | 0 | 0 | 0 | 0 | 0 | 0 | 0 | 0 | 0 | 0 | 0 | 0 | 0 | 0 | 0 | 0 | 0 | 0 | 0 | 0 | 0 | 0 | 0 | 0
F6_Commercial_Hospital_Existing_Food Preparation_Natural Gas_Double Rack Oven_E8 | F6 | Commercial | Hospital | Existing | Food Preparation | Natural Gas | Double Rack Oven | E8 | Utility - Value of Sales | 0 | 0 | 0 | 0 | 0 | 0 | 0 | 0 | 0 | 0 | 0 | 0 | 0 | 0 | 0 | 0 | 0 | 0 | 0 | 0 | 0 | 0 | 0 | 0 | 0 | 0 | 0 | 0 | 0 | 0 | 0 | 0 | 0
F6_Commercial_Hospital_Existing_Food Preparation_Natural Gas_Double Rack Oven_E9 | F6 | Commercial | Hospital | Existing | Food Preparation | Natural Gas | Double Rack Oven | E9 | Utility - Value of Sales | 0 | 0 | 0 | 0 | 0 | 0 | 0 | 0 | 0 | 0 | 0 | 0 | 0 | 0 | 0 | 0 | 0 | 0 | 0 | 0 | 0 | 0 | 0 | 0 | 0 | 0 | 0 | 0 | 0 | 0 | 0 | 0 | 0
F6_Commercial_Hospital_Existing_Food Preparation_Natural Gas_Double Rack Oven_E10 | F6 | Commercial | Hospital | Existing | Food Preparation | Natural Gas | Double Rack Oven | E10 | Utility - Value of Sales | 0 | 0 | 0 | 0 | 0 | 0 | 0 | 0 | 0 | 0 | 0 | 0 | 0 | 0 | 0 | 0 | 0 | 0 | 0 | 0 | 0 | 0 | 0 | 0 | 0 | 0 | 0 | 0 | 0 | 0 | 0 | 0 | 0
F1_Commercial_Hospital_Existing_Food Preparation_Natural Gas_Fryer_E1 | F1 | Commercial | Hospital | Existing | Food Preparation | Natural Gas | Fryer | E1 | RVT - Cost of Equipment | 0.20997 | 0.21063 | 0.21183 | 0 | 0 | 0 | 0 | 0 | 0 | 0 | 0 | 0 | 0 | 0 | 0 | 0 | 0 | 0 | 0 | 0 | 0 | 0 | 0 | 0 | 0 | 0 | 0 | 0 | 0 | 0 | 0 | 0 | 0
F1_Commercial_Hospital_Existing_Food Preparation_Natural Gas_Fryer_E2 | F1 | Commercial | Hospital | Existing | Food Preparation | Natural Gas | Fryer | E2 | RVT - Cost of Equipment | 0.12869 | 0.12909 | 0.12983 | 0.13084 | 0.1323 | 0.13431 | 0.13591 | 0.13748 | 0.1391 | 0.14075 | 0.14215 | 0.14321 | 0.1441 | 0.14492 | 0.14586 | 0.14672 | 0.14778 | 0.14913 | 0.15074 | 0.15259 | 0.15467 | 0.15671 | 0.15864 | 0.16038 | 0.16191 | 0.16332 | 0.16432 | 0.16515 | 0.16592 | 0.16657 | 0.16723 | 0.16751 | 0.16751
F1_Commercial_Hospital_Existing_Food Preparation_Natural Gas_Fryer_E3 | F1 | Commercial | Hospital | Existing | Food Preparation | Natural Gas | Fryer | E3 | RVT - Cost of Equipment | 0 | 0 | 0 | 0 | 0 | 0 | 0 | 0 | 0 | 0 | 0 | 0 | 0 | 0 | 0 | 0 | 0 | 0 | 0 | 0 | 0 | 0 | 0 | 0 | 0 | 0 | 0 | 0 | 0 | 0 | 0 | 0 | 0
F1_Commercial_Hospital_Existing_Food Preparation_Natural Gas_Fryer_E4 | F1 | Commercial | Hospital | Existing | Food Preparation | Natural Gas | Fryer | E4 | RVT - Cost of Equipment | 0 | 0 | 0 | 0 | 0 | 0 | 0 | 0 | 0 | 0 | 0 | 0 | 0 | 0 | 0 | 0 | 0 | 0 | 0 | 0 | 0 | 0 | 0 | 0 | 0 | 0 | 0 | 0 | 0 | 0 | 0 | 0 | 0
F1_Commercial_Hospital_Existing_Food Preparation_Natural Gas_Fryer_E5 | F1 | Commercial | Hospital | Existing | Food Preparation | Natural Gas | Fryer | E5 | RVT - Cost of Equipment | 0 | 0 | 0 | 0 | 0 | 0 | 0 | 0 | 0 | 0 | 0 | 0 | 0 | 0 | 0 | 0 | 0 | 0 | 0 | 0 | 0 | 0 | 0 | 0 | 0 | 0 | 0 | 0 | 0 | 0 | 0 | 0 | 0
F1_Commercial_Hospital_Existing_Food Preparation_Natural Gas_Fryer_E6 | F1 | Commercial | Hospital | Existing | Food Preparation | Natural Gas | Fryer | E6 | RVT - Cost of Equipment | 0 | 0 | 0 | 0 | 0 | 0 | 0 | 0 | 0 | 0 | 0 | 0 | 0 | 0 | 0 | 0 | 0 | 0 | 0 | 0 | 0 | 0 | 0 | 0 | 0 | 0 | 0 | 0 | 0 | 0 | 0 | 0 | 0
F1_Commercial_Hospital_Existing_Food Preparation_Natural Gas_Fryer_E7 | F1 | Commercial | Hospital | Existing | Food Preparation | Natural Gas | Fryer | E7 | RVT - Cost of Equipment | 0 | 0 | 0 | 0 | 0 | 0 | 0 | 0 | 0 | 0 | 0 | 0 | 0 | 0 | 0 | 0 | 0 | 0 | 0 | 0 | 0 | 0 | 0 | 0 | 0 | 0 | 0 | 0 | 0 | 0 | 0 | 0 | 0
F1_Commercial_Hospital_Existing_Food Preparation_Natural Gas_Fryer_E8 | F1 | Commercial | Hospital | Existing | Food Preparation | Natural Gas | Fryer | E8 | RVT - Cost of Equipment | 0 | 0 | 0 | 0 | 0 | 0 | 0 | 0 | 0 | 0 | 0 | 0 | 0 | 0 | 0 | 0 | 0 | 0 | 0 | 0 | 0 | 0 | 0 | 0 | 0 | 0 | 0 | 0 | 0 | 0 | 0 | 0 | 0
F1_Commercial_Hospital_Existing_Food Preparation_Natural Gas_Fryer_E9 | F1 | Commercial | Hospital | Existing | Food Preparation | Natural Gas | Fryer | E9 | RVT - Cost of Equipment | 0 | 0 | 0 | 0 | 0 | 0 | 0 | 0 | 0 | 0 | 0 | 0 | 0 | 0 | 0 | 0 | 0 | 0 | 0 | 0 | 0 | 0 | 0 | 0 | 0 | 0 | 0 | 0 | 0 | 0 | 0 | 0 | 0
F1_Commercial_Hospital_Existing_Food Preparation_Natural Gas_Fryer_E10 | F1 | Commercial | Hospital | Existing | Food Preparation | Natural Gas | Fryer | E10 | RVT - Cost of Equipment | 0 | 0 | 0 | 0 | 0 | 0 | 0 | 0 | 0 | 0 | 0 | 0 | 0 | 0 | 0 | 0 | 0 | 0 | 0 | 0 | 0 | 0 | 0 | 0 | 0 | 0 | 0 | 0 | 0 | 0 | 0 | 0 | 0
F2_Commercial_Hospital_Existing_Food Preparation_Natural Gas_Fryer_E1 | F2 | Commercial | Hospital | Existing | Food Preparation | Natural Gas | Fryer | E1 | RVT - Cost of Operation | 0.25156 | 0.25234 | 0.25378 | 0 | 0 | 0 | 0 | 0 | 0 | 0 | 0 | 0 | 0 | 0 | 0 | 0 | 0 | 0 | 0 | 0 | 0 | 0 | 0 | 0 | 0 | 0 | 0 | 0 | 0 | 0 | 0 | 0 | 0
F2_Commercial_Hospital_Existing_Food Preparation_Natural Gas_Fryer_E2 | F2 | Commercial | Hospital | Existing | Food Preparation | Natural Gas | Fryer | E2 | RVT - Cost of Operation | 0.15418 | 0.15466 | 0.15555 | 0.15676 | 0.15851 | 0.16091 | 0.16282 | 0.16471 | 0.16665 | 0.16862 | 0.1703 | 0.17157 | 0.17264 | 0.17362 | 0.17475 | 0.17578 | 0.17705 | 0.17867 | 0.18059 | 0.18282 | 0.1853 | 0.18774 | 0.19006 | 0.19214 | 0.19398 | 0.19566 | 0.19686 | 0.19786 | 0.19878 | 0.19957 | 0.20035 | 0.20069 | 0.20069
F2_Commercial_Hospital_Existing_Food Preparation_Natural Gas_Fryer_E3 | F2 | Commercial | Hospital | Existing | Food Preparation | Natural Gas | Fryer | E3 | RVT - Cost of Operation | 0 | 0 | 0 | 0 | 0 | 0 | 0 | 0 | 0 | 0 | 0 | 0 | 0 | 0 | 0 | 0 | 0 | 0 | 0 | 0 | 0 | 0 | 0 | 0 | 0 | 0 | 0 | 0 | 0 | 0 | 0 | 0 | 0
F2_Commercial_Hospital_Existing_Food Preparation_Natural Gas_Fryer_E4 | F2 | Commercial | Hospital | Existing | Food Preparation | Natural Gas | Fryer | E4 | RVT - Cost of Operation | 0 | 0 | 0 | 0 | 0 | 0 | 0 | 0 | 0 | 0 | 0 | 0 | 0 | 0 | 0 | 0 | 0 | 0 | 0 | 0 | 0 | 0 | 0 | 0 | 0 | 0 | 0 | 0 | 0 | 0 | 0 | 0 | 0
F2_Commercial_Hospital_Existing_Food Preparation_Natural Gas_Fryer_E5 | F2 | Commercial | Hospital | Existing | Food Preparation | Natural Gas | Fryer | E5 | RVT - Cost of Operation | 0 | 0 | 0 | 0 | 0 | 0 | 0 | 0 | 0 | 0 | 0 | 0 | 0 | 0 | 0 | 0 | 0 | 0 | 0 | 0 | 0 | 0 | 0 | 0 | 0 | 0 | 0 | 0 | 0 | 0 | 0 | 0 | 0
F2_Commercial_Hospital_Existing_Food Preparation_Natural Gas_Fryer_E6 | F2 | Commercial | Hospital | Existing | Food Preparation | Natural Gas | Fryer | E6 | RVT - Cost of Operation | 0 | 0 | 0 | 0 | 0 | 0 | 0 | 0 | 0 | 0 | 0 | 0 | 0 | 0 | 0 | 0 | 0 | 0 | 0 | 0 | 0 | 0 | 0 | 0 | 0 | 0 | 0 | 0 | 0 | 0 | 0 | 0 | 0
F2_Commercial_Hospital_Existing_Food Preparation_Natural Gas_Fryer_E7 | F2 | Commercial | Hospital | Existing | Food Preparation | Natural Gas | Fryer | E7 | RVT - Cost of Operation | 0 | 0 | 0 | 0 | 0 | 0 | 0 | 0 | 0 | 0 | 0 | 0 | 0 | 0 | 0 | 0 | 0 | 0 | 0 | 0 | 0 | 0 | 0 | 0 | 0 | 0 | 0 | 0 | 0 | 0 | 0 | 0 | 0
F2_Commercial_Hospital_Existing_Food Preparation_Natural Gas_Fryer_E8 | F2 | Commercial | Hospital | Existing | Food Preparation | Natural Gas | Fryer | E8 | RVT - Cost of Operation | 0 | 0 | 0 | 0 | 0 | 0 | 0 | 0 | 0 | 0 | 0 | 0 | 0 | 0 | 0 | 0 | 0 | 0 | 0 | 0 | 0 | 0 | 0 | 0 | 0 | 0 | 0 | 0 | 0 | 0 | 0 | 0 | 0
F2_Commercial_Hospital_Existing_Food Preparation_Natural Gas_Fryer_E9 | F2 | Commercial | Hospital | Existing | Food Preparation | Natural Gas | Fryer | E9 | RVT - Cost of Operation | 0 | 0 | 0 | 0 | 0 | 0 | 0 | 0 | 0 | 0 | 0 | 0 | 0 | 0 | 0 | 0 | 0 | 0 | 0 | 0 | 0 | 0 | 0 | 0 | 0 | 0 | 0 | 0 | 0 | 0 | 0 | 0 | 0
F2_Commercial_Hospital_Existing_Food Preparation_Natural Gas_Fryer_E10 | F2 | Commercial | Hospital | Existing | Food Preparation | Natural Gas | Fryer | E10 | RVT - Cost of Operation | 0 | 0 | 0 | 0 | 0 | 0 | 0 | 0 | 0 | 0 | 0 | 0 | 0 | 0 | 0 | 0 | 0 | 0 | 0 | 0 | 0 | 0 | 0 | 0 | 0 | 0 | 0 | 0 | 0 | 0 | 0 | 0 | 0
F3_Commercial_Hospital_Existing_Food Preparation_Natural Gas_Fryer_E1 | F3 | Commercial | Hospital | Existing | Food Preparation | Natural Gas | Fryer | E1 | System - kBTUs of Consumption | 0.1002 | 0.1002 | 0.1002 | 0 | 0 | 0 | 0 | 0 | 0 | 0 | 0 | 0 | 0 | 0 | 0 | 0 | 0 | 0 | 0 | 0 | 0 | 0 | 0 | 0 | 0 | 0 | 0 | 0 | 0 | 0 | 0 | 0 | 0
F3_Commercial_Hospital_Existing_Food Preparation_Natural Gas_Fryer_E2 | F3 | Commercial | Hospital | Existing | Food Preparation | Natural Gas | Fryer | E2 | System - kBTUs of Consumption | 0.12595 | 0.12595 | 0.12595 | 0.12595 | 0.12595 | 0.12595 | 0.12595 | 0.12595 | 0.12595 | 0.12595 | 0.12595 | 0.12595 | 0.12595 | 0.12595 | 0.12595 | 0.12595 | 0.12595 | 0.12595 | 0.12595 | 0.12595 | 0.12595 | 0.12595 | 0.12595 | 0.12595 | 0.12595 | 0.12595 | 0.12595 | 0.12595 | 0.12595 | 0.12595 | 0.12595 | 0.12595 | 0.12595
F3_Commercial_Hospital_Existing_Food Preparation_Natural Gas_Fryer_E3 | F3 | Commercial | Hospital | Existing | Food Preparation | Natural Gas | Fryer | E3 | System - kBTUs of Consumption | 0 | 0 | 0 | 0 | 0 | 0 | 0 | 0 | 0 | 0 | 0 | 0 | 0 | 0 | 0 | 0 | 0 | 0 | 0 | 0 | 0 | 0 | 0 | 0 | 0 | 0 | 0 | 0 | 0 | 0 | 0 | 0 | 0
F3_Commercial_Hospital_Existing_Food Preparation_Natural Gas_Fryer_E4 | F3 | Commercial | Hospital | Existing | Food Preparation | Natural Gas | Fryer | E4 | System - kBTUs of Consumption | 0 | 0 | 0 | 0 | 0 | 0 | 0 | 0 | 0 | 0 | 0 | 0 | 0 | 0 | 0 | 0 | 0 | 0 | 0 | 0 | 0 | 0 | 0 | 0 | 0 | 0 | 0 | 0 | 0 | 0 | 0 | 0 | 0
F3_Commercial_Hospital_Existing_Food Preparation_Natural Gas_Fryer_E5 | F3 | Commercial | Hospital | Existing | Food Preparation | Natural Gas | Fryer | E5 | System - kBTUs of Consumption | 0 | 0 | 0 | 0 | 0 | 0 | 0 | 0 | 0 | 0 | 0 | 0 | 0 | 0 | 0 | 0 | 0 | 0 | 0 | 0 | 0 | 0 | 0 | 0 | 0 | 0 | 0 | 0 | 0 | 0 | 0 | 0 | 0
F3_Commercial_Hospital_Existing_Food Preparation_Natural Gas_Fryer_E6 | F3 | Commercial | Hospital | Existing | Food Preparation | Natural Gas | Fryer | E6 | System - kBTUs of Consumption | 0 | 0 | 0 | 0 | 0 | 0 | 0 | 0 | 0 | 0 | 0 | 0 | 0 | 0 | 0 | 0 | 0 | 0 | 0 | 0 | 0 | 0 | 0 | 0 | 0 | 0 | 0 | 0 | 0 | 0 | 0 | 0 | 0
F3_Commercial_Hospital_Existing_Food Preparation_Natural Gas_Fryer_E7 | F3 | Commercial | Hospital | Existing | Food Preparation | Natural Gas | Fryer | E7 | System - kBTUs of Consumption | 0 | 0 | 0 | 0 | 0 | 0 | 0 | 0 | 0 | 0 | 0 | 0 | 0 | 0 | 0 | 0 | 0 | 0 | 0 | 0 | 0 | 0 | 0 | 0 | 0 | 0 | 0 | 0 | 0 | 0 | 0 | 0 | 0
F3_Commercial_Hospital_Existing_Food Preparation_Natural Gas_Fryer_E8 | F3 | Commercial | Hospital | Existing | Food Preparation | Natural Gas | Fryer | E8 | System - kBTUs of Consumption | 0 | 0 | 0 | 0 | 0 | 0 | 0 | 0 | 0 | 0 | 0 | 0 | 0 | 0 | 0 | 0 | 0 | 0 | 0 | 0 | 0 | 0 | 0 | 0 | 0 | 0 | 0 | 0 | 0 | 0 | 0 | 0 | 0
F3_Commercial_Hospital_Existing_Food Preparation_Natural Gas_Fryer_E9 | F3 | Commercial | Hospital | Existing | Food Preparation | Natural Gas | Fryer | E9 | System - kBTUs of Consumption | 0 | 0 | 0 | 0 | 0 | 0 | 0 | 0 | 0 | 0 | 0 | 0 | 0 | 0 | 0 | 0 | 0 | 0 | 0 | 0 | 0 | 0 | 0 | 0 | 0 | 0 | 0 | 0 | 0 | 0 | 0 | 0 | 0
F3_Commercial_Hospital_Existing_Food Preparation_Natural Gas_Fryer_E10 | F3 | Commercial | Hospital | Existing | Food Preparation | Natural Gas | Fryer | E10 | System - kBTUs of Consumption | 0 | 0 | 0 | 0 | 0 | 0 | 0 | 0 | 0 | 0 | 0 | 0 | 0 | 0 | 0 | 0 | 0 | 0 | 0 | 0 | 0 | 0 | 0 | 0 | 0 | 0 | 0 | 0 | 0 | 0 | 0 | 0 | 0
F4_Commercial_Hospital_Existing_Food Preparation_Natural Gas_Fryer_E1 | F4 | Commercial | Hospital | Existing | Food Preparation | Natural Gas | Fryer | E1 | Utility - Cost of Equipment | 0.25156 | 0.25234 | 0.25378 | 0 | 0 | 0 | 0 | 0 | 0 | 0 | 0 | 0 | 0 | 0 | 0 | 0 | 0 | 0 | 0 | 0 | 0 | 0 | 0 | 0 | 0 | 0 | 0 | 0 | 0 | 0 | 0 | 0 | 0
F4_Commercial_Hospital_Existing_Food Preparation_Natural Gas_Fryer_E2 | F4 | Commercial | Hospital | Existing | Food Preparation | Natural Gas | Fryer | E2 | Utility - Cost of Equipment | 0.15418 | 0.15466 | 0.15555 | 0.15676 | 0.15851 | 0.16091 | 0.16282 | 0.16471 | 0.16665 | 0.16862 | 0.1703 | 0.17157 | 0.17264 | 0.17362 | 0.17475 | 0.17578 | 0.17705 | 0.17867 | 0.18059 | 0.18282 | 0.1853 | 0.18774 | 0.19006 | 0.19214 | 0.19398 | 0.19566 | 0.19686 | 0.19786 | 0.19878 | 0.19957 | 0.20035 | 0.20069 | 0.20069
F4_Commercial_Hospital_Existing_Food Preparation_Natural Gas_Fryer_E3 | F4 | Commercial | Hospital | Existing | Food Preparation | Natural Gas | Fryer | E3 | Utility - Cost of Equipment | 0 | 0 | 0 | 0 | 0 | 0 | 0 | 0 | 0 | 0 | 0 | 0 | 0 | 0 | 0 | 0 | 0 | 0 | 0 | 0 | 0 | 0 | 0 | 0 | 0 | 0 | 0 | 0 | 0 | 0 | 0 | 0 | 0
F4_Commercial_Hospital_Existing_Food Preparation_Natural Gas_Fryer_E4 | F4 | Commercial | Hospital | Existing | Food Preparation | Natural Gas | Fryer | E4 | Utility - Cost of Equipment | 0 | 0 | 0 | 0 | 0 | 0 | 0 | 0 | 0 | 0 | 0 | 0 | 0 | 0 | 0 | 0 | 0 | 0 | 0 | 0 | 0 | 0 | 0 | 0 | 0 | 0 | 0 | 0 | 0 | 0 | 0 | 0 | 0
F4_Commercial_Hospital_Existing_Food Preparation_Natural Gas_Fryer_E5 | F4 | Commercial | Hospital | Existing | Food Preparation | Natural Gas | Fryer | E5 | Utility - Cost of Equipment | 0 | 0 | 0 | 0 | 0 | 0 | 0 | 0 | 0 | 0 | 0 | 0 | 0 | 0 | 0 | 0 | 0 | 0 | 0 | 0 | 0 | 0 | 0 | 0 | 0 | 0 | 0 | 0 | 0 | 0 | 0 | 0 | 0
F4_Commercial_Hospital_Existing_Food Preparation_Natural Gas_Fryer_E6 | F4 | Commercial | Hospital | Existing | Food Preparation | Natural Gas | Fryer | E6 | Utility - Cost of Equipment | 0 | 0 | 0 | 0 | 0 | 0 | 0 | 0 | 0 | 0 | 0 | 0 | 0 | 0 | 0 | 0 | 0 | 0 | 0 | 0 | 0 | 0 | 0 | 0 | 0 | 0 | 0 | 0 | 0 | 0 | 0 | 0 | 0
F4_Commercial_Hospital_Existing_Food Preparation_Natural Gas_Fryer_E7 | F4 | Commercial | Hospital | Existing | Food Preparation | Natural Gas | Fryer | E7 | Utility - Cost of Equipment | 0 | 0 | 0 | 0 | 0 | 0 | 0 | 0 | 0 | 0 | 0 | 0 | 0 | 0 | 0 | 0 | 0 | 0 | 0 | 0 | 0 | 0 | 0 | 0 | 0 | 0 | 0 | 0 | 0 | 0 | 0 | 0 | 0
F4_Commercial_Hospital_Existing_Food Preparation_Natural Gas_Fryer_E8 | F4 | Commercial | Hospital | Existing | Food Preparation | Natural Gas | Fryer | E8 | Utility - Cost of Equipment | 0 | 0 | 0 | 0 | 0 | 0 | 0 | 0 | 0 | 0 | 0 | 0 | 0 | 0 | 0 | 0 | 0 | 0 | 0 | 0 | 0 | 0 | 0 | 0 | 0 | 0 | 0 | 0 | 0 | 0 | 0 | 0 | 0
F4_Commercial_Hospital_Existing_Food Preparation_Natural Gas_Fryer_E9 | F4 | Commercial | Hospital | Existing | Food Preparation | Natural Gas | Fryer | E9 | Utility - Cost of Equipment | 0 | 0 | 0 | 0 | 0 | 0 | 0 | 0 | 0 | 0 | 0 | 0 | 0 | 0 | 0 | 0 | 0 | 0 | 0 | 0 | 0 | 0 | 0 | 0 | 0 | 0 | 0 | 0 | 0 | 0 | 0 | 0 | 0
F4_Commercial_Hospital_Existing_Food Preparation_Natural Gas_Fryer_E10 | F4 | Commercial | Hospital | Existing | Food Preparation | Natural Gas | Fryer | E10 | Utility - Cost of Equipment | 0 | 0 | 0 | 0 | 0 | 0 | 0 | 0 | 0 | 0 | 0 | 0 | 0 | 0 | 0 | 0 | 0 | 0 | 0 | 0 | 0 | 0 | 0 | 0 | 0 | 0 | 0 | 0 | 0 | 0 | 0 | 0 | 0
F5_Commercial_Hospital_Existing_Food Preparation_Natural Gas_Fryer_E1 | F5 | Commercial | Hospital | Existing | Food Preparation | Natural Gas | Fryer | E1 | Utility - Cost of Operation | 0.1002 | 0.1002 | 0.1002 | 0 | 0 | 0 | 0 | 0 | 0 | 0 | 0 | 0 | 0 | 0 | 0 | 0 | 0 | 0 | 0 | 0 | 0 | 0 | 0 | 0 | 0 | 0 | 0 | 0 | 0 | 0 | 0 | 0 | 0
F5_Commercial_Hospital_Existing_Food Preparation_Natural Gas_Fryer_E2 | F5 | Commercial | Hospital | Existing | Food Preparation | Natural Gas | Fryer | E2 | Utility - Cost of Operation | 0.12595 | 0.12595 | 0.12595 | 0.12595 | 0.12595 | 0.12595 | 0.12595 | 0.12595 | 0.12595 | 0.12595 | 0.12595 | 0.12595 | 0.12595 | 0.12595 | 0.12595 | 0.12595 | 0.12595 | 0.12595 | 0.12595 | 0.12595 | 0.12595 | 0.12595 | 0.12595 | 0.12595 | 0.12595 | 0.12595 | 0.12595 | 0.12595 | 0.12595 | 0.12595 | 0.12595 | 0.12595 | 0.12595
F5_Commercial_Hospital_Existing_Food Preparation_Natural Gas_Fryer_E3 | F5 | Commercial | Hospital | Existing | Food Preparation | Natural Gas | Fryer | E3 | Utility - Cost of Operation | 0 | 0 | 0 | 0 | 0 | 0 | 0 | 0 | 0 | 0 | 0 | 0 | 0 | 0 | 0 | 0 | 0 | 0 | 0 | 0 | 0 | 0 | 0 | 0 | 0 | 0 | 0 | 0 | 0 | 0 | 0 | 0 | 0
F5_Commercial_Hospital_Existing_Food Preparation_Natural Gas_Fryer_E4 | F5 | Commercial | Hospital | Existing | Food Preparation | Natural Gas | Fryer | E4 | Utility - Cost of Operation | 0 | 0 | 0 | 0 | 0 | 0 | 0 | 0 | 0 | 0 | 0 | 0 | 0 | 0 | 0 | 0 | 0 | 0 | 0 | 0 | 0 | 0 | 0 | 0 | 0 | 0 | 0 | 0 | 0 | 0 | 0 | 0 | 0
F5_Commercial_Hospital_Existing_Food Preparation_Natural Gas_Fryer_E5 | F5 | Commercial | Hospital | Existing | Food Preparation | Natural Gas | Fryer | E5 | Utility - Cost of Operation | 0 | 0 | 0 | 0 | 0 | 0 | 0 | 0 | 0 | 0 | 0 | 0 | 0 | 0 | 0 | 0 | 0 | 0 | 0 | 0 | 0 | 0 | 0 | 0 | 0 | 0 | 0 | 0 | 0 | 0 | 0 | 0 | 0
F5_Commercial_Hospital_Existing_Food Preparation_Natural Gas_Fryer_E6 | F5 | Commercial | Hospital | Existing | Food Preparation | Natural Gas | Fryer | E6 | Utility - Cost of Operation | 0 | 0 | 0 | 0 | 0 | 0 | 0 | 0 | 0 | 0 | 0 | 0 | 0 | 0 | 0 | 0 | 0 | 0 | 0 | 0 | 0 | 0 | 0 | 0 | 0 | 0 | 0 | 0 | 0 | 0 | 0 | 0 | 0
F5_Commercial_Hospital_Existing_Food Preparation_Natural Gas_Fryer_E7 | F5 | Commercial | Hospital | Existing | Food Preparation | Natural Gas | Fryer | E7 | Utility - Cost of Operation | 0 | 0 | 0 | 0 | 0 | 0 | 0 | 0 | 0 | 0 | 0 | 0 | 0 | 0 | 0 | 0 | 0 | 0 | 0 | 0 | 0 | 0 | 0 | 0 | 0 | 0 | 0 | 0 | 0 | 0 | 0 | 0 | 0
F5_Commercial_Hospital_Existing_Food Preparation_Natural Gas_Fryer_E8 | F5 | Commercial | Hospital | Existing | Food Preparation | Natural Gas | Fryer | E8 | Utility - Cost of Operation | 0 | 0 | 0 | 0 | 0 | 0 | 0 | 0 | 0 | 0 | 0 | 0 | 0 | 0 | 0 | 0 | 0 | 0 | 0 | 0 | 0 | 0 | 0 | 0 | 0 | 0 | 0 | 0 | 0 | 0 | 0 | 0 | 0
F5_Commercial_Hospital_Existing_Food Preparation_Natural Gas_Fryer_E9 | F5 | Commercial | Hospital | Existing | Food Preparation | Natural Gas | Fryer | E9 | Utility - Cost of Operation | 0 | 0 | 0 | 0 | 0 | 0 | 0 | 0 | 0 | 0 | 0 | 0 | 0 | 0 | 0 | 0 | 0 | 0 | 0 | 0 | 0 | 0 | 0 | 0 | 0 | 0 | 0 | 0 | 0 | 0 | 0 | 0 | 0
F5_Commercial_Hospital_Existing_Food Preparation_Natural Gas_Fryer_E10 | F5 | Commercial | Hospital | Existing | Food Preparation | Natural Gas | Fryer | E10 | Utility - Cost of Operation | 0 | 0 | 0 | 0 | 0 | 0 | 0 | 0 | 0 | 0 | 0 | 0 | 0 | 0 | 0 | 0 | 0 | 0 | 0 | 0 | 0 | 0 | 0 | 0 | 0 | 0 | 0 | 0 | 0 | 0 | 0 | 0 | 0
F6_Commercial_Hospital_Existing_Food Preparation_Natural Gas_Fryer_E1 | F6 | Commercial | Hospital | Existing | Food Preparation | Natural Gas | Fryer | E1 | Utility - Value of Sales | 0.15303 | 0.15303 | 0.15303 | 0 | 0 | 0 | 0 | 0 | 0 | 0 | 0 | 0 | 0 | 0 | 0 | 0 | 0 | 0 | 0 | 0 | 0 | 0 | 0 | 0 | 0 | 0 | 0 | 0 | 0 | 0 | 0 | 0 | 0
F6_Commercial_Hospital_Existing_Food Preparation_Natural Gas_Fryer_E2 | F6 | Commercial | Hospital | Existing | Food Preparation | Natural Gas | Fryer | E2 | Utility - Value of Sales | 0.093792 | 0.093792 | 0.093792 | 0.093792 | 0.093792 | 0.093792 | 0.093792 | 0.093792 | 0.093792 | 0.093792 | 0.093792 | 0.093792 | 0.093792 | 0.093792 | 0.093792 | 0.093792 | 0.093792 | 0.093792 | 0.093792 | 0.093792 | 0.093792 | 0.093792 | 0.093792 | 0.093792 | 0.093792 | 0.093792 | 0.093792 | 0.093792 | 0.093792 | 0.093792 | 0.093792 | 0.093792 | 0.093792
F6_Commercial_Hospital_Existing_Food Preparation_Natural Gas_Fryer_E3 | F6 | Commercial | Hospital | Existing | Food Preparation | Natural Gas | Fryer | E3 | Utility - Value of Sales | 0 | 0 | 0 | 0 | 0 | 0 | 0 | 0 | 0 | 0 | 0 | 0 | 0 | 0 | 0 | 0 | 0 | 0 | 0 | 0 | 0 | 0 | 0 | 0 | 0 | 0 | 0 | 0 | 0 | 0 | 0 | 0 | 0
F6_Commercial_Hospital_Existing_Food Preparation_Natural Gas_Fryer_E4 | F6 | Commercial | Hospital | Existing | Food Preparation | Natural Gas | Fryer | E4 | Utility - Value of Sales | 0 | 0 | 0 | 0 | 0 | 0 | 0 | 0 | 0 | 0 | 0 | 0 | 0 | 0 | 0 | 0 | 0 | 0 | 0 | 0 | 0 | 0 | 0 | 0 | 0 | 0 | 0 | 0 | 0 | 0 | 0 | 0 | 0
F6_Commercial_Hospital_Existing_Food Preparation_Natural Gas_Fryer_E5 | F6 | Commercial | Hospital | Existing | Food Preparation | Natural Gas | Fryer | E5 | Utility - Value of Sales | 0 | 0 | 0 | 0 | 0 | 0 | 0 | 0 | 0 | 0 | 0 | 0 | 0 | 0 | 0 | 0 | 0 | 0 | 0 | 0 | 0 | 0 | 0 | 0 | 0 | 0 | 0 | 0 | 0 | 0 | 0 | 0 | 0
F6_Commercial_Hospital_Existing_Food Preparation_Natural Gas_Fryer_E6 | F6 | Commercial | Hospital | Existing | Food Preparation | Natural Gas | Fryer | E6 | Utility - Value of Sales | 0 | 0 | 0 | 0 | 0 | 0 | 0 | 0 | 0 | 0 | 0 | 0 | 0 | 0 | 0 | 0 | 0 | 0 | 0 | 0 | 0 | 0 | 0 | 0 | 0 | 0 | 0 | 0 | 0 | 0 | 0 | 0 | 0
F6_Commercial_Hospital_Existing_Food Preparation_Natural Gas_Fryer_E7 | F6 | Commercial | Hospital | Existing | Food Preparation | Natural Gas | Fryer | E7 | Utility - Value of Sales | 0 | 0 | 0 | 0 | 0 | 0 | 0 | 0 | 0 | 0 | 0 | 0 | 0 | 0 | 0 | 0 | 0 | 0 | 0 | 0 | 0 | 0 | 0 | 0 | 0 | 0 | 0 | 0 | 0 | 0 | 0 | 0 | 0
F6_Commercial_Hospital_Existing_Food Preparation_Natural Gas_Fryer_E8 | F6 | Commercial | Hospital | Existing | Food Preparation | Natural Gas | Fryer | E8 | Utility - Value of Sales | 0 | 0 | 0 | 0 | 0 | 0 | 0 | 0 | 0 | 0 | 0 | 0 | 0 | 0 | 0 | 0 | 0 | 0 | 0 | 0 | 0 | 0 | 0 | 0 | 0 | 0 | 0 | 0 | 0 | 0 | 0 | 0 | 0
F6_Commercial_Hospital_Existing_Food Preparation_Natural Gas_Fryer_E9 | F6 | Commercial | Hospital | Existing | Food Preparation | Natural Gas | Fryer | E9 | Utility - Value of Sales | 0 | 0 | 0 | 0 | 0 | 0 | 0 | 0 | 0 | 0 | 0 | 0 | 0 | 0 | 0 | 0 | 0 | 0 | 0 | 0 | 0 | 0 | 0 | 0 | 0 | 0 | 0 | 0 | 0 | 0 | 0 | 0 | 0
F6_Commercial_Hospital_Existing_Food Preparation_Natural Gas_Fryer_E10 | F6 | Commercial | Hospital | Existing | Food Preparation | Natural Gas | Fryer | E10 | Utility - Value of Sales | 0 | 0 | 0 | 0 | 0 | 0 | 0 | 0 | 0 | 0 | 0 | 0 | 0 | 0 | 0 | 0 | 0 | 0 | 0 | 0 | 0 | 0 | 0 | 0 | 0 | 0 | 0 | 0 | 0 | 0 | 0 | 0 | 0
F1_Commercial_Hospital_Existing_Food Preparation_Natural Gas_Broiler_E1 | F1 | Commercial | Hospital | Existing | Food Preparation | Natural Gas | Broiler | E1 | RVT - Cost of Equipment | 0.23517 | 0.23696 | 0.23897 | 0.24117 | 0.24368 | 0.24659 | 0.24894 | 0.25121 | 0.2535 | 0.25589 | 0.25817 | 0.26027 | 0.26241 | 0.26466 | 0.26714 | 0.26957 | 0.27215 | 0.27487 | 0.2777 | 0.2806 | 0.28351 | 0.28624 | 0.2887 | 0.29087 | 0.29276 | 0.29437 | 0.2955 | 0.29633 | 0.29705 | 0.29767 | 0.29828 | 0.29855 | 0.29855
F1_Commercial_Hospital_Existing_Food Preparation_Natural Gas_Broiler_E2 | F1 | Commercial | Hospital | Existing | Food Preparation | Natural Gas | Broiler | E2 | RVT - Cost of Equipment | 0.15118 | 0.15233 | 0.15362 | 0.15504 | 0.15665 | 0.15852 | 0.16004 | 0.16149 | 0.16297 | 0.1645 | 0.16597 | 0.16732 | 0.16869 | 0.17014 | 0.17174 | 0.1733 | 0.17495 | 0.1767 | 0.17852 | 0.18038 | 0.18226 | 0.18401 | 0.18559 | 0.18699 | 0.1882 | 0.18924 | 0.18996 | 0.1905 | 0.19096 | 0.19136 | 0.19175 | 0.19193 | 0.19193
F1_Commercial_Hospital_Existing_Food Preparation_Natural Gas_Broiler_E3 | F1 | Commercial | Hospital | Existing | Food Preparation | Natural Gas | Broiler | E3 | RVT - Cost of Equipment | 0 | 0 | 0 | 0 | 0 | 0 | 0 | 0 | 0 | 0 | 0 | 0 | 0 | 0 | 0 | 0 | 0 | 0 | 0 | 0 | 0 | 0 | 0 | 0 | 0 | 0 | 0 | 0 | 0 | 0 | 0 | 0 | 0
F1_Commercial_Hospital_Existing_Food Preparation_Natural Gas_Broiler_E4 | F1 | Commercial | Hospital | Existing | Food Preparation | Natural Gas | Broiler | E4 | RVT - Cost of Equipment | 0 | 0 | 0 | 0 | 0 | 0 | 0 | 0 | 0 | 0 | 0 | 0 | 0 | 0 | 0 | 0 | 0 | 0 | 0 | 0 | 0 | 0 | 0 | 0 | 0 | 0 | 0 | 0 | 0 | 0 | 0 | 0 | 0
F1_Commercial_Hospital_Existing_Food Preparation_Natural Gas_Broiler_E5 | F1 | Commercial | Hospital | Existing | Food Preparation | Natural Gas | Broiler | E5 | RVT - Cost of Equipment | 0 | 0 | 0 | 0 | 0 | 0 | 0 | 0 | 0 | 0 | 0 | 0 | 0 | 0 | 0 | 0 | 0 | 0 | 0 | 0 | 0 | 0 | 0 | 0 | 0 | 0 | 0 | 0 | 0 | 0 | 0 | 0 | 0
F1_Commercial_Hospital_Existing_Food Preparation_Natural Gas_Broiler_E6 | F1 | Commercial | Hospital | Existing | Food Preparation | Natural Gas | Broiler | E6 | RVT - Cost of Equipment | 0 | 0 | 0 | 0 | 0 | 0 | 0 | 0 | 0 | 0 | 0 | 0 | 0 | 0 | 0 | 0 | 0 | 0 | 0 | 0 | 0 | 0 | 0 | 0 | 0 | 0 | 0 | 0 | 0 | 0 | 0 | 0 | 0
F1_Commercial_Hospital_Existing_Food Preparation_Natural Gas_Broiler_E7 | F1 | Commercial | Hospital | Existing | Food Preparation | Natural Gas | Broiler | E7 | RVT - Cost of Equipment | 0 | 0 | 0 | 0 | 0 | 0 | 0 | 0 | 0 | 0 | 0 | 0 | 0 | 0 | 0 | 0 | 0 | 0 | 0 | 0 | 0 | 0 | 0 | 0 | 0 | 0 | 0 | 0 | 0 | 0 | 0 | 0 | 0
F1_Commercial_Hospital_Existing_Food Preparation_Natural Gas_Broiler_E8 | F1 | Commercial | Hospital | Existing | Food Preparation | Natural Gas | Broiler | E8 | RVT - Cost of Equipment | 0 | 0 | 0 | 0 | 0 | 0 | 0 | 0 | 0 | 0 | 0 | 0 | 0 | 0 | 0 | 0 | 0 | 0 | 0 | 0 | 0 | 0 | 0 | 0 | 0 | 0 | 0 | 0 | 0 | 0 | 0 | 0 | 0
F1_Commercial_Hospital_Existing_Food Preparation_Natural Gas_Broiler_E9 | F1 | Commercial | Hospital | Existing | Food Preparation | Natural Gas | Broiler | E9 | RVT - Cost of Equipment | 0 | 0 | 0 | 0 | 0 | 0 | 0 | 0 | 0 | 0 | 0 | 0 | 0 | 0 | 0 | 0 | 0 | 0 | 0 | 0 | 0 | 0 | 0 | 0 | 0 | 0 | 0 | 0 | 0 | 0 | 0 | 0 | 0
F1_Commercial_Hospital_Existing_Food Preparation_Natural Gas_Broiler_E10 | F1 | Commercial | Hospital | Existing | Food Preparation | Natural Gas | Broiler | E10 | RVT - Cost of Equipment | 0 | 0 | 0 | 0 | 0 | 0 | 0 | 0 | 0 | 0 | 0 | 0 | 0 | 0 | 0 | 0 | 0 | 0 | 0 | 0 | 0 | 0 | 0 | 0 | 0 | 0 | 0 | 0 | 0 | 0 | 0 | 0 | 0
F2_Commercial_Hospital_Existing_Food Preparation_Natural Gas_Broiler_E1 | F2 | Commercial | Hospital | Existing | Food Preparation | Natural Gas | Broiler | E1 | RVT - Cost of Operation | 0.28175 | 0.2839 | 0.2863 | 0.28894 | 0.29195 | 0.29543 | 0.29825 | 0.30096 | 0.30371 | 0.30658 | 0.30931 | 0.31182 | 0.31439 | 0.31708 | 0.32006 | 0.32296 | 0.32605 | 0.32931 | 0.33271 | 0.33617 | 0.33966 | 0.34293 | 0.34588 | 0.34849 | 0.35074 | 0.35268 | 0.35402 | 0.35502 | 0.35589 | 0.35663 | 0.35736 | 0.35769 | 0.35769
F2_Commercial_Hospital_Existing_Food Preparation_Natural Gas_Broiler_E2 | F2 | Commercial | Hospital | Existing | Food Preparation | Natural Gas | Broiler | E2 | RVT - Cost of Operation | 0.18113 | 0.18251 | 0.18405 | 0.18575 | 0.18768 | 0.18992 | 0.19173 | 0.19347 | 0.19524 | 0.19708 | 0.19884 | 0.20046 | 0.2021 | 0.20384 | 0.20575 | 0.20762 | 0.2096 | 0.2117 | 0.21388 | 0.21611 | 0.21835 | 0.22045 | 0.22235 | 0.22403 | 0.22548 | 0.22672 | 0.22759 | 0.22823 | 0.22879 | 0.22926 | 0.22973 | 0.22994 | 0.22994
F2_Commercial_Hospital_Existing_Food Preparation_Natural Gas_Broiler_E3 | F2 | Commercial | Hospital | Existing | Food Preparation | Natural Gas | Broiler | E3 | RVT - Cost of Operation | 0 | 0 | 0 | 0 | 0 | 0 | 0 | 0 | 0 | 0 | 0 | 0 | 0 | 0 | 0 | 0 | 0 | 0 | 0 | 0 | 0 | 0 | 0 | 0 | 0 | 0 | 0 | 0 | 0 | 0 | 0 | 0 | 0
F2_Commercial_Hospital_Existing_Food Preparation_Natural Gas_Broiler_E4 | F2 | Commercial | Hospital | Existing | Food Preparation | Natural Gas | Broiler | E4 | RVT - Cost of Operation | 0 | 0 | 0 | 0 | 0 | 0 | 0 | 0 | 0 | 0 | 0 | 0 | 0 | 0 | 0 | 0 | 0 | 0 | 0 | 0 | 0 | 0 | 0 | 0 | 0 | 0 | 0 | 0 | 0 | 0 | 0 | 0 | 0
F2_Commercial_Hospital_Existing_Food Preparation_Natural Gas_Broiler_E5 | F2 | Commercial | Hospital | Existing | Food Preparation | Natural Gas | Broiler | E5 | RVT - Cost of Operation | 0 | 0 | 0 | 0 | 0 | 0 | 0 | 0 | 0 | 0 | 0 | 0 | 0 | 0 | 0 | 0 | 0 | 0 | 0 | 0 | 0 | 0 | 0 | 0 | 0 | 0 | 0 | 0 | 0 | 0 | 0 | 0 | 0
F2_Commercial_Hospital_Existing_Food Preparation_Natural Gas_Broiler_E6 | F2 | Commercial | Hospital | Existing | Food Preparation | Natural Gas | Broiler | E6 | RVT - Cost of Operation | 0 | 0 | 0 | 0 | 0 | 0 | 0 | 0 | 0 | 0 | 0 | 0 | 0 | 0 | 0 | 0 | 0 | 0 | 0 | 0 | 0 | 0 | 0 | 0 | 0 | 0 | 0 | 0 | 0 | 0 | 0 | 0 | 0
F2_Commercial_Hospital_Existing_Food Preparation_Natural Gas_Broiler_E7 | F2 | Commercial | Hospital | Existing | Food Preparation | Natural Gas | Broiler | E7 | RVT - Cost of Operation | 0 | 0 | 0 | 0 | 0 | 0 | 0 | 0 | 0 | 0 | 0 | 0 | 0 | 0 | 0 | 0 | 0 | 0 | 0 | 0 | 0 | 0 | 0 | 0 | 0 | 0 | 0 | 0 | 0 | 0 | 0 | 0 | 0
F2_Commercial_Hospital_Existing_Food Preparation_Natural Gas_Broiler_E8 | F2 | Commercial | Hospital | Existing | Food Preparation | Natural Gas | Broiler | E8 | RVT - Cost of Operation | 0 | 0 | 0 | 0 | 0 | 0 | 0 | 0 | 0 | 0 | 0 | 0 | 0 | 0 | 0 | 0 | 0 | 0 | 0 | 0 | 0 | 0 | 0 | 0 | 0 | 0 | 0 | 0 | 0 | 0 | 0 | 0 | 0
F2_Commercial_Hospital_Existing_Food Preparation_Natural Gas_Broiler_E9 | F2 | Commercial | Hospital | Existing | Food Preparation | Natural Gas | Broiler | E9 | RVT - Cost of Operation | 0 | 0 | 0 | 0 | 0 | 0 | 0 | 0 | 0 | 0 | 0 | 0 | 0 | 0 | 0 | 0 | 0 | 0 | 0 | 0 | 0 | 0 | 0 | 0 | 0 | 0 | 0 | 0 | 0 | 0 | 0 | 0 | 0
F2_Commercial_Hospital_Existing_Food Preparation_Natural Gas_Broiler_E10 | F2 | Commercial | Hospital | Existing | Food Preparation | Natural Gas | Broiler | E10 | RVT - Cost of Operation | 0 | 0 | 0 | 0 | 0 | 0 | 0 | 0 | 0 | 0 | 0 | 0 | 0 | 0 | 0 | 0 | 0 | 0 | 0 | 0 | 0 | 0 | 0 | 0 | 0 | 0 | 0 | 0 | 0 | 0 | 0 | 0 | 0
F3_Commercial_Hospital_Existing_Food Preparation_Natural Gas_Broiler_E1 | F3 | Commercial | Hospital | Existing | Food Preparation | Natural Gas | Broiler | E1 | System - kBTUs of Consumption | 0.078163 | 0.078163 | 0.078163 | 0.078163 | 0.078163 | 0.078163 | 0.078163 | 0.078163 | 0.078163 | 0.078163 | 0.078163 | 0.078163 | 0.078163 | 0.078163 | 0.078163 | 0.078163 | 0.078163 | 0.078163 | 0.078163 | 0.078163 | 0.078163 | 0.078163 | 0.078163 | 0.078163 | 0.078163 | 0.078163 | 0.078163 | 0.078163 | 0.078163 | 0.078163 | 0.078163 | 0.078163 | 0.078163
F3_Commercial_Hospital_Existing_Food Preparation_Natural Gas_Broiler_E2 | F3 | Commercial | Hospital | Existing | Food Preparation | Natural Gas | Broiler | E2 | System - kBTUs of Consumption | 0.10943 | 0.10943 | 0.10943 | 0.10943 | 0.10943 | 0.10943 | 0.10943 | 0.10943 | 0.10943 | 0.10943 | 0.10943 | 0.10943 | 0.10943 | 0.10943 | 0.10943 | 0.10943 | 0.10943 | 0.10943 | 0.10943 | 0.10943 | 0.10943 | 0.10943 | 0.10943 | 0.10943 | 0.10943 | 0.10943 | 0.10943 | 0.10943 | 0.10943 | 0.10943 | 0.10943 | 0.10943 | 0.10943
F3_Commercial_Hospital_Existing_Food Preparation_Natural Gas_Broiler_E3 | F3 | Commercial | Hospital | Existing | Food Preparation | Natural Gas | Broiler | E3 | System - kBTUs of Consumption | 0 | 0 | 0 | 0 | 0 | 0 | 0 | 0 | 0 | 0 | 0 | 0 | 0 | 0 | 0 | 0 | 0 | 0 | 0 | 0 | 0 | 0 | 0 | 0 | 0 | 0 | 0 | 0 | 0 | 0 | 0 | 0 | 0
F3_Commercial_Hospital_Existing_Food Preparation_Natural Gas_Broiler_E4 | F3 | Commercial | Hospital | Existing | Food Preparation | Natural Gas | Broiler | E4 | System - kBTUs of Consumption | 0 | 0 | 0 | 0 | 0 | 0 | 0 | 0 | 0 | 0 | 0 | 0 | 0 | 0 | 0 | 0 | 0 | 0 | 0 | 0 | 0 | 0 | 0 | 0 | 0 | 0 | 0 | 0 | 0 | 0 | 0 | 0 | 0
F3_Commercial_Hospital_Existing_Food Preparation_Natural Gas_Broiler_E5 | F3 | Commercial | Hospital | Existing | Food Preparation | Natural Gas | Broiler | E5 | System - kBTUs of Consumption | 0 | 0 | 0 | 0 | 0 | 0 | 0 | 0 | 0 | 0 | 0 | 0 | 0 | 0 | 0 | 0 | 0 | 0 | 0 | 0 | 0 | 0 | 0 | 0 | 0 | 0 | 0 | 0 | 0 | 0 | 0 | 0 | 0
F3_Commercial_Hospital_Existing_Food Preparation_Natural Gas_Broiler_E6 | F3 | Commercial | Hospital | Existing | Food Preparation | Natural Gas | Broiler | E6 | System - kBTUs of Consumption | 0 | 0 | 0 | 0 | 0 | 0 | 0 | 0 | 0 | 0 | 0 | 0 | 0 | 0 | 0 | 0 | 0 | 0 | 0 | 0 | 0 | 0 | 0 | 0 | 0 | 0 | 0 | 0 | 0 | 0 | 0 | 0 | 0
F3_Commercial_Hospital_Existing_Food Preparation_Natural Gas_Broiler_E7 | F3 | Commercial | Hospital | Existing | Food Preparation | Natural Gas | Broiler | E7 | System - kBTUs of Consumption | 0 | 0 | 0 | 0 | 0 | 0 | 0 | 0 | 0 | 0 | 0 | 0 | 0 | 0 | 0 | 0 | 0 | 0 | 0 | 0 | 0 | 0 | 0 | 0 | 0 | 0 | 0 | 0 | 0 | 0 | 0 | 0 | 0
F3_Commercial_Hospital_Existing_Food Preparation_Natural Gas_Broiler_E8 | F3 | Commercial | Hospital | Existing | Food Preparation | Natural Gas | Broiler | E8 | System - kBTUs of Consumption | 0 | 0 | 0 | 0 | 0 | 0 | 0 | 0 | 0 | 0 | 0 | 0 | 0 | 0 | 0 | 0 | 0 | 0 | 0 | 0 | 0 | 0 | 0 | 0 | 0 | 0 | 0 | 0 | 0 | 0 | 0 | 0 | 0
F3_Commercial_Hospital_Existing_Food Preparation_Natural Gas_Broiler_E9 | F3 | Commercial | Hospital | Existing | Food Preparation | Natural Gas | Broiler | E9 | System - kBTUs of Consumption | 0 | 0 | 0 | 0 | 0 | 0 | 0 | 0 | 0 | 0 | 0 | 0 | 0 | 0 | 0 | 0 | 0 | 0 | 0 | 0 | 0 | 0 | 0 | 0 | 0 | 0 | 0 | 0 | 0 | 0 | 0 | 0 | 0
F3_Commercial_Hospital_Existing_Food Preparation_Natural Gas_Broiler_E10 | F3 | Commercial | Hospital | Existing | Food Preparation | Natural Gas | Broiler | E10 | System - kBTUs of Consumption | 0 | 0 | 0 | 0 | 0 | 0 | 0 | 0 | 0 | 0 | 0 | 0 | 0 | 0 | 0 | 0 | 0 | 0 | 0 | 0 | 0 | 0 | 0 | 0 | 0 | 0 | 0 | 0 | 0 | 0 | 0 | 0 | 0
F4_Commercial_Hospital_Existing_Food Preparation_Natural Gas_Broiler_E1 | F4 | Commercial | Hospital | Existing | Food Preparation | Natural Gas | Broiler | E1 | Utility - Cost of Equipment | 0.28175 | 0.2839 | 0.2863 | 0.28894 | 0.29195 | 0.29543 | 0.29825 | 0.30096 | 0.30371 | 0.30658 | 0.30931 | 0.31182 | 0.31439 | 0.31708 | 0.32006 | 0.32296 | 0.32605 | 0.32931 | 0.33271 | 0.33617 | 0.33966 | 0.34293 | 0.34588 | 0.34849 | 0.35074 | 0.35268 | 0.35402 | 0.35502 | 0.35589 | 0.35663 | 0.35736 | 0.35769 | 0.35769
F4_Commercial_Hospital_Existing_Food Preparation_Natural Gas_Broiler_E2 | F4 | Commercial | Hospital | Existing | Food Preparation | Natural Gas | Broiler | E2 | Utility - Cost of Equipment | 0.18113 | 0.18251 | 0.18405 | 0.18575 | 0.18768 | 0.18992 | 0.19173 | 0.19347 | 0.19524 | 0.19708 | 0.19884 | 0.20046 | 0.2021 | 0.20384 | 0.20575 | 0.20762 | 0.2096 | 0.2117 | 0.21388 | 0.21611 | 0.21835 | 0.22045 | 0.22235 | 0.22403 | 0.22548 | 0.22672 | 0.22759 | 0.22823 | 0.22879 | 0.22926 | 0.22973 | 0.22994 | 0.22994
F4_Commercial_Hospital_Existing_Food Preparation_Natural Gas_Broiler_E3 | F4 | Commercial | Hospital | Existing | Food Preparation | Natural Gas | Broiler | E3 | Utility - Cost of Equipment | 0 | 0 | 0 | 0 | 0 | 0 | 0 | 0 | 0 | 0 | 0 | 0 | 0 | 0 | 0 | 0 | 0 | 0 | 0 | 0 | 0 | 0 | 0 | 0 | 0 | 0 | 0 | 0 | 0 | 0 | 0 | 0 | 0
F4_Commercial_Hospital_Existing_Food Preparation_Natural Gas_Broiler_E4 | F4 | Commercial | Hospital | Existing | Food Preparation | Natural Gas | Broiler | E4 | Utility - Cost of Equipment | 0 | 0 | 0 | 0 | 0 | 0 | 0 | 0 | 0 | 0 | 0 | 0 | 0 | 0 | 0 | 0 | 0 | 0 | 0 | 0 | 0 | 0 | 0 | 0 | 0 | 0 | 0 | 0 | 0 | 0 | 0 | 0 | 0
F4_Commercial_Hospital_Existing_Food Preparation_Natural Gas_Broiler_E5 | F4 | Commercial | Hospital | Existing | Food Preparation | Natural Gas | Broiler | E5 | Utility - Cost of Equipment | 0 | 0 | 0 | 0 | 0 | 0 | 0 | 0 | 0 | 0 | 0 | 0 | 0 | 0 | 0 | 0 | 0 | 0 | 0 | 0 | 0 | 0 | 0 | 0 | 0 | 0 | 0 | 0 | 0 | 0 | 0 | 0 | 0
F4_Commercial_Hospital_Existing_Food Preparation_Natural Gas_Broiler_E6 | F4 | Commercial | Hospital | Existing | Food Preparation | Natural Gas | Broiler | E6 | Utility - Cost of Equipment | 0 | 0 | 0 | 0 | 0 | 0 | 0 | 0 | 0 | 0 | 0 | 0 | 0 | 0 | 0 | 0 | 0 | 0 | 0 | 0 | 0 | 0 | 0 | 0 | 0 | 0 | 0 | 0 | 0 | 0 | 0 | 0 | 0
F4_Commercial_Hospital_Existing_Food Preparation_Natural Gas_Broiler_E7 | F4 | Commercial | Hospital | Existing | Food Preparation | Natural Gas | Broiler | E7 | Utility - Cost of Equipment | 0 | 0 | 0 | 0 | 0 | 0 | 0 | 0 | 0 | 0 | 0 | 0 | 0 | 0 | 0 | 0 | 0 | 0 | 0 | 0 | 0 | 0 | 0 | 0 | 0 | 0 | 0 | 0 | 0 | 0 | 0 | 0 | 0
F4_Commercial_Hospital_Existing_Food Preparation_Natural Gas_Broiler_E8 | F4 | Commercial | Hospital | Existing | Food Preparation | Natural Gas | Broiler | E8 | Utility - Cost of Equipment | 0 | 0 | 0 | 0 | 0 | 0 | 0 | 0 | 0 | 0 | 0 | 0 | 0 | 0 | 0 | 0 | 0 | 0 | 0 | 0 | 0 | 0 | 0 | 0 | 0 | 0 | 0 | 0 | 0 | 0 | 0 | 0 | 0
F4_Commercial_Hospital_Existing_Food Preparation_Natural Gas_Broiler_E9 | F4 | Commercial | Hospital | Existing | Food Preparation | Natural Gas | Broiler | E9 | Utility - Cost of Equipment | 0 | 0 | 0 | 0 | 0 | 0 | 0 | 0 | 0 | 0 | 0 | 0 | 0 | 0 | 0 | 0 | 0 | 0 | 0 | 0 | 0 | 0 | 0 | 0 | 0 | 0 | 0 | 0 | 0 | 0 | 0 | 0 | 0
F4_Commercial_Hospital_Existing_Food Preparation_Natural Gas_Broiler_E10 | F4 | Commercial | Hospital | Existing | Food Preparation | Natural Gas | Broiler | E10 | Utility - Cost of Equipment | 0 | 0 | 0 | 0 | 0 | 0 | 0 | 0 | 0 | 0 | 0 | 0 | 0 | 0 | 0 | 0 | 0 | 0 | 0 | 0 | 0 | 0 | 0 | 0 | 0 | 0 | 0 | 0 | 0 | 0 | 0 | 0 | 0
F5_Commercial_Hospital_Existing_Food Preparation_Natural Gas_Broiler_E1 | F5 | Commercial | Hospital | Existing | Food Preparation | Natural Gas | Broiler | E1 | Utility - Cost of Operation | 0.078163 | 0.078163 | 0.078163 | 0.078163 | 0.078163 | 0.078163 | 0.078163 | 0.078163 | 0.078163 | 0.078163 | 0.078163 | 0.078163 | 0.078163 | 0.078163 | 0.078163 | 0.078163 | 0.078163 | 0.078163 | 0.078163 | 0.078163 | 0.078163 | 0.078163 | 0.078163 | 0.078163 | 0.078163 | 0.078163 | 0.078163 | 0.078163 | 0.078163 | 0.078163 | 0.078163 | 0.078163 | 0.078163
F5_Commercial_Hospital_Existing_Food Preparation_Natural Gas_Broiler_E2 | F5 | Commercial | Hospital | Existing | Food Preparation | Natural Gas | Broiler | E2 | Utility - Cost of Operation | 0.10943 | 0.10943 | 0.10943 | 0.10943 | 0.10943 | 0.10943 | 0.10943 | 0.10943 | 0.10943 | 0.10943 | 0.10943 | 0.10943 | 0.10943 | 0.10943 | 0.10943 | 0.10943 | 0.10943 | 0.10943 | 0.10943 | 0.10943 | 0.10943 | 0.10943 | 0.10943 | 0.10943 | 0.10943 | 0.10943 | 0.10943 | 0.10943 | 0.10943 | 0.10943 | 0.10943 | 0.10943 | 0.10943
F5_Commercial_Hospital_Existing_Food Preparation_Natural Gas_Broiler_E3 | F5 | Commercial | Hospital | Existing | Food Preparation | Natural Gas | Broiler | E3 | Utility - Cost of Operation | 0 | 0 | 0 | 0 | 0 | 0 | 0 | 0 | 0 | 0 | 0 | 0 | 0 | 0 | 0 | 0 | 0 | 0 | 0 | 0 | 0 | 0 | 0 | 0 | 0 | 0 | 0 | 0 | 0 | 0 | 0 | 0 | 0
F5_Commercial_Hospital_Existing_Food Preparation_Natural Gas_Broiler_E4 | F5 | Commercial | Hospital | Existing | Food Preparation | Natural Gas | Broiler | E4 | Utility - Cost of Operation | 0 | 0 | 0 | 0 | 0 | 0 | 0 | 0 | 0 | 0 | 0 | 0 | 0 | 0 | 0 | 0 | 0 | 0 | 0 | 0 | 0 | 0 | 0 | 0 | 0 | 0 | 0 | 0 | 0 | 0 | 0 | 0 | 0
F5_Commercial_Hospital_Existing_Food Preparation_Natural Gas_Broiler_E5 | F5 | Commercial | Hospital | Existing | Food Preparation | Natural Gas | Broiler | E5 | Utility - Cost of Operation | 0 | 0 | 0 | 0 | 0 | 0 | 0 | 0 | 0 | 0 | 0 | 0 | 0 | 0 | 0 | 0 | 0 | 0 | 0 | 0 | 0 | 0 | 0 | 0 | 0 | 0 | 0 | 0 | 0 | 0 | 0 | 0 | 0
F5_Commercial_Hospital_Existing_Food Preparation_Natural Gas_Broiler_E6 | F5 | Commercial | Hospital | Existing | Food Preparation | Natural Gas | Broiler | E6 | Utility - Cost of Operation | 0 | 0 | 0 | 0 | 0 | 0 | 0 | 0 | 0 | 0 | 0 | 0 | 0 | 0 | 0 | 0 | 0 | 0 | 0 | 0 | 0 | 0 | 0 | 0 | 0 | 0 | 0 | 0 | 0 | 0 | 0 | 0 | 0
F5_Commercial_Hospital_Existing_Food Preparation_Natural Gas_Broiler_E7 | F5 | Commercial | Hospital | Existing | Food Preparation | Natural Gas | Broiler | E7 | Utility - Cost of Operation | 0 | 0 | 0 | 0 | 0 | 0 | 0 | 0 | 0 | 0 | 0 | 0 | 0 | 0 | 0 | 0 | 0 | 0 | 0 | 0 | 0 | 0 | 0 | 0 | 0 | 0 | 0 | 0 | 0 | 0 | 0 | 0 | 0
F5_Commercial_Hospital_Existing_Food Preparation_Natural Gas_Broiler_E8 | F5 | Commercial | Hospital | Existing | Food Preparation | Natural Gas | Broiler | E8 | Utility - Cost of Operation | 0 | 0 | 0 | 0 | 0 | 0 | 0 | 0 | 0 | 0 | 0 | 0 | 0 | 0 | 0 | 0 | 0 | 0 | 0 | 0 | 0 | 0 | 0 | 0 | 0 | 0 | 0 | 0 | 0 | 0 | 0 | 0 | 0
F5_Commercial_Hospital_Existing_Food Preparation_Natural Gas_Broiler_E9 | F5 | Commercial | Hospital | Existing | Food Preparation | Natural Gas | Broiler | E9 | Utility - Cost of Operation | 0 | 0 | 0 | 0 | 0 | 0 | 0 | 0 | 0 | 0 | 0 | 0 | 0 | 0 | 0 | 0 | 0 | 0 | 0 | 0 | 0 | 0 | 0 | 0 | 0 | 0 | 0 | 0 | 0 | 0 | 0 | 0 | 0
F5_Commercial_Hospital_Existing_Food Preparation_Natural Gas_Broiler_E10 | F5 | Commercial | Hospital | Existing | Food Preparation | Natural Gas | Broiler | E10 | Utility - Cost of Operation | 0 | 0 | 0 | 0 | 0 | 0 | 0 | 0 | 0 | 0 | 0 | 0 | 0 | 0 | 0 | 0 | 0 | 0 | 0 | 0 | 0 | 0 | 0 | 0 | 0 | 0 | 0 | 0 | 0 | 0 | 0 | 0 | 0
F6_Commercial_Hospital_Existing_Food Preparation_Natural Gas_Broiler_E1 | F6 | Commercial | Hospital | Existing | Food Preparation | Natural Gas | Broiler | E1 | Utility - Value of Sales | 0.16687 | 0.16687 | 0.16687 | 0.16687 | 0.16687 | 0.16687 | 0.16687 | 0.16687 | 0.16687 | 0.16687 | 0.16687 | 0.16687 | 0.16687 | 0.16687 | 0.16687 | 0.16687 | 0.16687 | 0.16687 | 0.16687 | 0.16687 | 0.16687 | 0.16687 | 0.16687 | 0.16687 | 0.16687 | 0.16687 | 0.16687 | 0.16687 | 0.16687 | 0.16687 | 0.16687 | 0.16687 | 0.16687
F6_Commercial_Hospital_Existing_Food Preparation_Natural Gas_Broiler_E2 | F6 | Commercial | Hospital | Existing | Food Preparation | Natural Gas | Broiler | E2 | Utility - Value of Sales | 0.10727 | 0.10727 | 0.10727 | 0.10727 | 0.10727 | 0.10727 | 0.10727 | 0.10727 | 0.10727 | 0.10727 | 0.10727 | 0.10727 | 0.10727 | 0.10727 | 0.10727 | 0.10727 | 0.10727 | 0.10727 | 0.10727 | 0.10727 | 0.10727 | 0.10727 | 0.10727 | 0.10727 | 0.10727 | 0.10727 | 0.10727 | 0.10727 | 0.10727 | 0.10727 | 0.10727 | 0.10727 | 0.10727
F6_Commercial_Hospital_Existing_Food Preparation_Natural Gas_Broiler_E3 | F6 | Commercial | Hospital | Existing | Food Preparation | Natural Gas | Broiler | E3 | Utility - Value of Sales | 0 | 0 | 0 | 0 | 0 | 0 | 0 | 0 | 0 | 0 | 0 | 0 | 0 | 0 | 0 | 0 | 0 | 0 | 0 | 0 | 0 | 0 | 0 | 0 | 0 | 0 | 0 | 0 | 0 | 0 | 0 | 0 | 0
F6_Commercial_Hospital_Existing_Food Preparation_Natural Gas_Broiler_E4 | F6 | Commercial | Hospital | Existing | Food Preparation | Natural Gas | Broiler | E4 | Utility - Value of Sales | 0 | 0 | 0 | 0 | 0 | 0 | 0 | 0 | 0 | 0 | 0 | 0 | 0 | 0 | 0 | 0 | 0 | 0 | 0 | 0 | 0 | 0 | 0 | 0 | 0 | 0 | 0 | 0 | 0 | 0 | 0 | 0 | 0
F6_Commercial_Hospital_Existing_Food Preparation_Natural Gas_Broiler_E5 | F6 | Commercial | Hospital | Existing | Food Preparation | Natural Gas | Broiler | E5 | Utility - Value of Sales | 0 | 0 | 0 | 0 | 0 | 0 | 0 | 0 | 0 | 0 | 0 | 0 | 0 | 0 | 0 | 0 | 0 | 0 | 0 | 0 | 0 | 0 | 0 | 0 | 0 | 0 | 0 | 0 | 0 | 0 | 0 | 0 | 0
F6_Commercial_Hospital_Existing_Food Preparation_Natural Gas_Broiler_E6 | F6 | Commercial | Hospital | Existing | Food Preparation | Natural Gas | Broiler | E6 | Utility - Value of Sales | 0 | 0 | 0 | 0 | 0 | 0 | 0 | 0 | 0 | 0 | 0 | 0 | 0 | 0 | 0 | 0 | 0 | 0 | 0 | 0 | 0 | 0 | 0 | 0 | 0 | 0 | 0 | 0 | 0 | 0 | 0 | 0 | 0
F6_Commercial_Hospital_Existing_Food Preparation_Natural Gas_Broiler_E7 | F6 | Commercial | Hospital | Existing | Food Preparation | Natural Gas | Broiler | E7 | Utility - Value of Sales | 0 | 0 | 0 | 0 | 0 | 0 | 0 | 0 | 0 | 0 | 0 | 0 | 0 | 0 | 0 | 0 | 0 | 0 | 0 | 0 | 0 | 0 | 0 | 0 | 0 | 0 | 0 | 0 | 0 | 0 | 0 | 0 | 0
F6_Commercial_Hospital_Existing_Food Preparation_Natural Gas_Broiler_E8 | F6 | Commercial | Hospital | Existing | Food Preparation | Natural Gas | Broiler | E8 | Utility - Value of Sales | 0 | 0 | 0 | 0 | 0 | 0 | 0 | 0 | 0 | 0 | 0 | 0 | 0 | 0 | 0 | 0 | 0 | 0 | 0 | 0 | 0 | 0 | 0 | 0 | 0 | 0 | 0 | 0 | 0 | 0 | 0 | 0 | 0
F6_Commercial_Hospital_Existing_Food Preparation_Natural Gas_Broiler_E9 | F6 | Commercial | Hospital | Existing | Food Preparation | Natural Gas | Broiler | E9 | Utility - Value of Sales | 0 | 0 | 0 | 0 | 0 | 0 | 0 | 0 | 0 | 0 | 0 | 0 | 0 | 0 | 0 | 0 | 0 | 0 | 0 | 0 | 0 | 0 | 0 | 0 | 0 | 0 | 0 | 0 | 0 | 0 | 0 | 0 | 0
F6_Commercial_Hospital_Existing_Food Preparation_Natural Gas_Broiler_E10 | F6 | Commercial | Hospital | Existing | Food Preparation | Natural Gas | Broiler | E10 | Utility - Value of Sales | 0 | 0 | 0 | 0 | 0 | 0 | 0 | 0 | 0 | 0 | 0 | 0 | 0 | 0 | 0 | 0 | 0 | 0 | 0 | 0 | 0 | 0 | 0 | 0 | 0 | 0 | 0 | 0 | 0 | 0 | 0 | 0 | 0
F1_Commercial_Hospital_Existing_Food Preparation_Natural Gas_Griddle_E1 | F1 | Commercial | Hospital | Existing | Food Preparation | Natural Gas | Griddle | E1 | RVT - Cost of Equipment | 0.14512 | 0.14623 | 0.14747 | 0.14882 | 0.15037 | 0.15217 | 0.15362 | 0.15502 | 0.15643 | 0.15791 | 0.15932 | 0.16061 | 0.16193 | 0.16332 | 0.16485 | 0.16635 | 0.16794 | 0.16962 | 0.17137 | 0.17315 | 0.17495 | 0.17663 | 0.17815 | 0.1795 | 0.18066 | 0.18166 | 0.18235 | 0.18286 | 0.18331 | 0.18369 | 0.18407 | 0.18424 | 0.18424
F1_Commercial_Hospital_Existing_Food Preparation_Natural Gas_Griddle_E2 | F1 | Commercial | Hospital | Existing | Food Preparation | Natural Gas | Griddle | E2 | RVT - Cost of Equipment | 0.13301 | 0.13402 | 0.13515 | 0.1364 | 0.13782 | 0.13946 | 0.1408 | 0.14208 | 0.14337 | 0.14473 | 0.14602 | 0.1472 | 0.14841 | 0.14969 | 0.15109 | 0.15246 | 0.15392 | 0.15546 | 0.15706 | 0.1587 | 0.16035 | 0.16189 | 0.16328 | 0.16451 | 0.16558 | 0.16649 | 0.16713 | 0.1676 | 0.16801 | 0.16836 | 0.1687 | 0.16886 | 0.16886
F1_Commercial_Hospital_Existing_Food Preparation_Natural Gas_Griddle_E3 | F1 | Commercial | Hospital | Existing | Food Preparation | Natural Gas | Griddle | E3 | RVT - Cost of Equipment | 0 | 0 | 0 | 0 | 0 | 0 | 0 | 0 | 0 | 0 | 0 | 0 | 0 | 0 | 0 | 0 | 0 | 0 | 0 | 0 | 0 | 0 | 0 | 0 | 0 | 0 | 0 | 0 | 0 | 0 | 0 | 0 | 0
F1_Commercial_Hospital_Existing_Food Preparation_Natural Gas_Griddle_E4 | F1 | Commercial | Hospital | Existing | Food Preparation | Natural Gas | Griddle | E4 | RVT - Cost of Equipment | 0 | 0 | 0 | 0 | 0 | 0 | 0 | 0 | 0 | 0 | 0 | 0 | 0 | 0 | 0 | 0 | 0 | 0 | 0 | 0 | 0 | 0 | 0 | 0 | 0 | 0 | 0 | 0 | 0 | 0 | 0 | 0 | 0
F1_Commercial_Hospital_Existing_Food Preparation_Natural Gas_Griddle_E5 | F1 | Commercial | Hospital | Existing | Food Preparation | Natural Gas | Griddle | E5 | RVT - Cost of Equipment | 0 | 0 | 0 | 0 | 0 | 0 | 0 | 0 | 0 | 0 | 0 | 0 | 0 | 0 | 0 | 0 | 0 | 0 | 0 | 0 | 0 | 0 | 0 | 0 | 0 | 0 | 0 | 0 | 0 | 0 | 0 | 0 | 0
F1_Commercial_Hospital_Existing_Food Preparation_Natural Gas_Griddle_E6 | F1 | Commercial | Hospital | Existing | Food Preparation | Natural Gas | Griddle | E6 | RVT - Cost of Equipment | 0 | 0 | 0 | 0 | 0 | 0 | 0 | 0 | 0 | 0 | 0 | 0 | 0 | 0 | 0 | 0 | 0 | 0 | 0 | 0 | 0 | 0 | 0 | 0 | 0 | 0 | 0 | 0 | 0 | 0 | 0 | 0 | 0
F1_Commercial_Hospital_Existing_Food Preparation_Natural Gas_Griddle_E7 | F1 | Commercial | Hospital | Existing | Food Preparation | Natural Gas | Griddle | E7 | RVT - Cost of Equipment | 0 | 0 | 0 | 0 | 0 | 0 | 0 | 0 | 0 | 0 | 0 | 0 | 0 | 0 | 0 | 0 | 0 | 0 | 0 | 0 | 0 | 0 | 0 | 0 | 0 | 0 | 0 | 0 | 0 | 0 | 0 | 0 | 0
F1_Commercial_Hospital_Existing_Food Preparation_Natural Gas_Griddle_E8 | F1 | Commercial | Hospital | Existing | Food Preparation | Natural Gas | Griddle | E8 | RVT - Cost of Equipment | 0 | 0 | 0 | 0 | 0 | 0 | 0 | 0 | 0 | 0 | 0 | 0 | 0 | 0 | 0 | 0 | 0 | 0 | 0 | 0 | 0 | 0 | 0 | 0 | 0 | 0 | 0 | 0 | 0 | 0 | 0 | 0 | 0
F1_Commercial_Hospital_Existing_Food Preparation_Natural Gas_Griddle_E9 | F1 | Commercial | Hospital | Existing | Food Preparation | Natural Gas | Griddle | E9 | RVT - Cost of Equipment | 0 | 0 | 0 | 0 | 0 | 0 | 0 | 0 | 0 | 0 | 0 | 0 | 0 | 0 | 0 | 0 | 0 | 0 | 0 | 0 | 0 | 0 | 0 | 0 | 0 | 0 | 0 | 0 | 0 | 0 | 0 | 0 | 0
F1_Commercial_Hospital_Existing_Food Preparation_Natural Gas_Griddle_E10 | F1 | Commercial | Hospital | Existing | Food Preparation | Natural Gas | Griddle | E10 | RVT - Cost of Equipment | 0 | 0 | 0 | 0 | 0 | 0 | 0 | 0 | 0 | 0 | 0 | 0 | 0 | 0 | 0 | 0 | 0 | 0 | 0 | 0 | 0 | 0 | 0 | 0 | 0 | 0 | 0 | 0 | 0 | 0 | 0 | 0 | 0
F2_Commercial_Hospital_Existing_Food Preparation_Natural Gas_Griddle_E1 | F2 | Commercial | Hospital | Existing | Food Preparation | Natural Gas | Griddle | E1 | RVT - Cost of Operation | 0.17387 | 0.17519 | 0.17667 | 0.1783 | 0.18016 | 0.18231 | 0.18405 | 0.18572 | 0.18742 | 0.18919 | 0.19087 | 0.19242 | 0.19401 | 0.19567 | 0.1975 | 0.1993 | 0.2012 | 0.20321 | 0.20531 | 0.20745 | 0.2096 | 0.21162 | 0.21344 | 0.21505 | 0.21644 | 0.21764 | 0.21847 | 0.21908 | 0.21962 | 0.22008 | 0.22053 | 0.22073 | 0.22073
F2_Commercial_Hospital_Existing_Food Preparation_Natural Gas_Griddle_E2 | F2 | Commercial | Hospital | Existing | Food Preparation | Natural Gas | Griddle | E2 | RVT - Cost of Operation | 0.15935 | 0.16057 | 0.16192 | 0.16342 | 0.16512 | 0.16709 | 0.16868 | 0.17022 | 0.17177 | 0.17339 | 0.17494 | 0.17636 | 0.17781 | 0.17933 | 0.18102 | 0.18266 | 0.18441 | 0.18625 | 0.18817 | 0.19013 | 0.1921 | 0.19395 | 0.19562 | 0.1971 | 0.19837 | 0.19947 | 0.20023 | 0.20079 | 0.20128 | 0.2017 | 0.20212 | 0.2023 | 0.2023
F2_Commercial_Hospital_Existing_Food Preparation_Natural Gas_Griddle_E3 | F2 | Commercial | Hospital | Existing | Food Preparation | Natural Gas | Griddle | E3 | RVT - Cost of Operation | 0 | 0 | 0 | 0 | 0 | 0 | 0 | 0 | 0 | 0 | 0 | 0 | 0 | 0 | 0 | 0 | 0 | 0 | 0 | 0 | 0 | 0 | 0 | 0 | 0 | 0 | 0 | 0 | 0 | 0 | 0 | 0 | 0
F2_Commercial_Hospital_Existing_Food Preparation_Natural Gas_Griddle_E4 | F2 | Commercial | Hospital | Existing | Food Preparation | Natural Gas | Griddle | E4 | RVT - Cost of Operation | 0 | 0 | 0 | 0 | 0 | 0 | 0 | 0 | 0 | 0 | 0 | 0 | 0 | 0 | 0 | 0 | 0 | 0 | 0 | 0 | 0 | 0 | 0 | 0 | 0 | 0 | 0 | 0 | 0 | 0 | 0 | 0 | 0
F2_Commercial_Hospital_Existing_Food Preparation_Natural Gas_Griddle_E5 | F2 | Commercial | Hospital | Existing | Food Preparation | Natural Gas | Griddle | E5 | RVT - Cost of Operation | 0 | 0 | 0 | 0 | 0 | 0 | 0 | 0 | 0 | 0 | 0 | 0 | 0 | 0 | 0 | 0 | 0 | 0 | 0 | 0 | 0 | 0 | 0 | 0 | 0 | 0 | 0 | 0 | 0 | 0 | 0 | 0 | 0
F2_Commercial_Hospital_Existing_Food Preparation_Natural Gas_Griddle_E6 | F2 | Commercial | Hospital | Existing | Food Preparation | Natural Gas | Griddle | E6 | RVT - Cost of Operation | 0 | 0 | 0 | 0 | 0 | 0 | 0 | 0 | 0 | 0 | 0 | 0 | 0 | 0 | 0 | 0 | 0 | 0 | 0 | 0 | 0 | 0 | 0 | 0 | 0 | 0 | 0 | 0 | 0 | 0 | 0 | 0 | 0
F2_Commercial_Hospital_Existing_Food Preparation_Natural Gas_Griddle_E7 | F2 | Commercial | Hospital | Existing | Food Preparation | Natural Gas | Griddle | E7 | RVT - Cost of Operation | 0 | 0 | 0 | 0 | 0 | 0 | 0 | 0 | 0 | 0 | 0 | 0 | 0 | 0 | 0 | 0 | 0 | 0 | 0 | 0 | 0 | 0 | 0 | 0 | 0 | 0 | 0 | 0 | 0 | 0 | 0 | 0 | 0
F2_Commercial_Hospital_Existing_Food Preparation_Natural Gas_Griddle_E8 | F2 | Commercial | Hospital | Existing | Food Preparation | Natural Gas | Griddle | E8 | RVT - Cost of Operation | 0 | 0 | 0 | 0 | 0 | 0 | 0 | 0 | 0 | 0 | 0 | 0 | 0 | 0 | 0 | 0 | 0 | 0 | 0 | 0 | 0 | 0 | 0 | 0 | 0 | 0 | 0 | 0 | 0 | 0 | 0 | 0 | 0
F2_Commercial_Hospital_Existing_Food Preparation_Natural Gas_Griddle_E9 | F2 | Commercial | Hospital | Existing | Food Preparation | Natural Gas | Griddle | E9 | RVT - Cost of Operation | 0 | 0 | 0 | 0 | 0 | 0 | 0 | 0 | 0 | 0 | 0 | 0 | 0 | 0 | 0 | 0 | 0 | 0 | 0 | 0 | 0 | 0 | 0 | 0 | 0 | 0 | 0 | 0 | 0 | 0 | 0 | 0 | 0
F2_Commercial_Hospital_Existing_Food Preparation_Natural Gas_Griddle_E10 | F2 | Commercial | Hospital | Existing | Food Preparation | Natural Gas | Griddle | E10 | RVT - Cost of Operation | 0 | 0 | 0 | 0 | 0 | 0 | 0 | 0 | 0 | 0 | 0 | 0 | 0 | 0 | 0 | 0 | 0 | 0 | 0 | 0 | 0 | 0 | 0 | 0 | 0 | 0 | 0 | 0 | 0 | 0 | 0 | 0 | 0
F3_Commercial_Hospital_Existing_Food Preparation_Natural Gas_Griddle_E1 | F3 | Commercial | Hospital | Existing | Food Preparation | Natural Gas | Griddle | E1 | System - kBTUs of Consumption | 0.052265 | 0.052265 | 0.052265 | 0.052265 | 0.052265 | 0.052265 | 0.052265 | 0.052265 | 0.052265 | 0.052265 | 0.052265 | 0.052265 | 0.052265 | 0.052265 | 0.052265 | 0.052265 | 0.052265 | 0.052265 | 0.052265 | 0.052265 | 0.052265 | 0.052265 | 0.052265 | 0.052265 | 0.052265 | 0.052265 | 0.052265 | 0.052265 | 0.052265 | 0.052265 | 0.052265 | 0.052265 | 0.052265
F3_Commercial_Hospital_Existing_Food Preparation_Natural Gas_Griddle_E2 | F3 | Commercial | Hospital | Existing | Food Preparation | Natural Gas | Griddle | E2 | System - kBTUs of Consumption | 0.06495 | 0.06495 | 0.06495 | 0.06495 | 0.06495 | 0.06495 | 0.06495 | 0.06495 | 0.06495 | 0.06495 | 0.06495 | 0.06495 | 0.06495 | 0.06495 | 0.06495 | 0.06495 | 0.06495 | 0.06495 | 0.06495 | 0.06495 | 0.06495 | 0.06495 | 0.06495 | 0.06495 | 0.06495 | 0.06495 | 0.06495 | 0.06495 | 0.06495 | 0.06495 | 0.06495 | 0.06495 | 0.06495
F3_Commercial_Hospital_Existing_Food Preparation_Natural Gas_Griddle_E3 | F3 | Commercial | Hospital | Existing | Food Preparation | Natural Gas | Griddle | E3 | System - kBTUs of Consumption | 0 | 0 | 0 | 0 | 0 | 0 | 0 | 0 | 0 | 0 | 0 | 0 | 0 | 0 | 0 | 0 | 0 | 0 | 0 | 0 | 0 | 0 | 0 | 0 | 0 | 0 | 0 | 0 | 0 | 0 | 0 | 0 | 0
F3_Commercial_Hospital_Existing_Food Preparation_Natural Gas_Griddle_E4 | F3 | Commercial | Hospital | Existing | Food Preparation | Natural Gas | Griddle | E4 | System - kBTUs of Consumption | 0 | 0 | 0 | 0 | 0 | 0 | 0 | 0 | 0 | 0 | 0 | 0 | 0 | 0 | 0 | 0 | 0 | 0 | 0 | 0 | 0 | 0 | 0 | 0 | 0 | 0 | 0 | 0 | 0 | 0 | 0 | 0 | 0
F3_Commercial_Hospital_Existing_Food Preparation_Natural Gas_Griddle_E5 | F3 | Commercial | Hospital | Existing | Food Preparation | Natural Gas | Griddle | E5 | System - kBTUs of Consumption | 0 | 0 | 0 | 0 | 0 | 0 | 0 | 0 | 0 | 0 | 0 | 0 | 0 | 0 | 0 | 0 | 0 | 0 | 0 | 0 | 0 | 0 | 0 | 0 | 0 | 0 | 0 | 0 | 0 | 0 | 0 | 0 | 0
F3_Commercial_Hospital_Existing_Food Preparation_Natural Gas_Griddle_E6 | F3 | Commercial | Hospital | Existing | Food Preparation | Natural Gas | Griddle | E6 | System - kBTUs of Consumption | 0 | 0 | 0 | 0 | 0 | 0 | 0 | 0 | 0 | 0 | 0 | 0 | 0 | 0 | 0 | 0 | 0 | 0 | 0 | 0 | 0 | 0 | 0 | 0 | 0 | 0 | 0 | 0 | 0 | 0 | 0 | 0 | 0
F3_Commercial_Hospital_Existing_Food Preparation_Natural Gas_Griddle_E7 | F3 | Commercial | Hospital | Existing | Food Preparation | Natural Gas | Griddle | E7 | System - kBTUs of Consumption | 0 | 0 | 0 | 0 | 0 | 0 | 0 | 0 | 0 | 0 | 0 | 0 | 0 | 0 | 0 | 0 | 0 | 0 | 0 | 0 | 0 | 0 | 0 | 0 | 0 | 0 | 0 | 0 | 0 | 0 | 0 | 0 | 0
F3_Commercial_Hospital_Existing_Food Preparation_Natural Gas_Griddle_E8 | F3 | Commercial | Hospital | Existing | Food Preparation | Natural Gas | Griddle | E8 | System - kBTUs of Consumption | 0 | 0 | 0 | 0 | 0 | 0 | 0 | 0 | 0 | 0 | 0 | 0 | 0 | 0 | 0 | 0 | 0 | 0 | 0 | 0 | 0 | 0 | 0 | 0 | 0 | 0 | 0 | 0 | 0 | 0 | 0 | 0 | 0
F3_Commercial_Hospital_Existing_Food Preparation_Natural Gas_Griddle_E9 | F3 | Commercial | Hospital | Existing | Food Preparation | Natural Gas | Griddle | E9 | System - kBTUs of Consumption | 0 | 0 | 0 | 0 | 0 | 0 | 0 | 0 | 0 | 0 | 0 | 0 | 0 | 0 | 0 | 0 | 0 | 0 | 0 | 0 | 0 | 0 | 0 | 0 | 0 | 0 | 0 | 0 | 0 | 0 | 0 | 0 | 0
F3_Commercial_Hospital_Existing_Food Preparation_Natural Gas_Griddle_E10 | F3 | Commercial | Hospital | Existing | Food Preparation | Natural Gas | Griddle | E10 | System - kBTUs of Consumption | 0 | 0 | 0 | 0 | 0 | 0 | 0 | 0 | 0 | 0 | 0 | 0 | 0 | 0 | 0 | 0 | 0 | 0 | 0 | 0 | 0 | 0 | 0 | 0 | 0 | 0 | 0 | 0 | 0 | 0 | 0 | 0 | 0
F4_Commercial_Hospital_Existing_Food Preparation_Natural Gas_Griddle_E1 | F4 | Commercial | Hospital | Existing | Food Preparation | Natural Gas | Griddle | E1 | Utility - Cost of Equipment | 0.17387 | 0.17519 | 0.17667 | 0.1783 | 0.18016 | 0.18231 | 0.18405 | 0.18572 | 0.18742 | 0.18919 | 0.19087 | 0.19242 | 0.19401 | 0.19567 | 0.1975 | 0.1993 | 0.2012 | 0.20321 | 0.20531 | 0.20745 | 0.2096 | 0.21162 | 0.21344 | 0.21505 | 0.21644 | 0.21764 | 0.21847 | 0.21908 | 0.21962 | 0.22008 | 0.22053 | 0.22073 | 0.22073
F4_Commercial_Hospital_Existing_Food Preparation_Natural Gas_Griddle_E2 | F4 | Commercial | Hospital | Existing | Food Preparation | Natural Gas | Griddle | E2 | Utility - Cost of Equipment | 0.15935 | 0.16057 | 0.16192 | 0.16342 | 0.16512 | 0.16709 | 0.16868 | 0.17022 | 0.17177 | 0.17339 | 0.17494 | 0.17636 | 0.17781 | 0.17933 | 0.18102 | 0.18266 | 0.18441 | 0.18625 | 0.18817 | 0.19013 | 0.1921 | 0.19395 | 0.19562 | 0.1971 | 0.19837 | 0.19947 | 0.20023 | 0.20079 | 0.20128 | 0.2017 | 0.20212 | 0.2023 | 0.2023
F4_Commercial_Hospital_Existing_Food Preparation_Natural Gas_Griddle_E3 | F4 | Commercial | Hospital | Existing | Food Preparation | Natural Gas | Griddle | E3 | Utility - Cost of Equipment | 0 | 0 | 0 | 0 | 0 | 0 | 0 | 0 | 0 | 0 | 0 | 0 | 0 | 0 | 0 | 0 | 0 | 0 | 0 | 0 | 0 | 0 | 0 | 0 | 0 | 0 | 0 | 0 | 0 | 0 | 0 | 0 | 0
F4_Commercial_Hospital_Existing_Food Preparation_Natural Gas_Griddle_E4 | F4 | Commercial | Hospital | Existing | Food Preparation | Natural Gas | Griddle | E4 | Utility - Cost of Equipment | 0 | 0 | 0 | 0 | 0 | 0 | 0 | 0 | 0 | 0 | 0 | 0 | 0 | 0 | 0 | 0 | 0 | 0 | 0 | 0 | 0 | 0 | 0 | 0 | 0 | 0 | 0 | 0 | 0 | 0 | 0 | 0 | 0
F4_Commercial_Hospital_Existing_Food Preparation_Natural Gas_Griddle_E5 | F4 | Commercial | Hospital | Existing | Food Preparation | Natural Gas | Griddle | E5 | Utility - Cost of Equipment | 0 | 0 | 0 | 0 | 0 | 0 | 0 | 0 | 0 | 0 | 0 | 0 | 0 | 0 | 0 | 0 | 0 | 0 | 0 | 0 | 0 | 0 | 0 | 0 | 0 | 0 | 0 | 0 | 0 | 0 | 0 | 0 | 0
F4_Commercial_Hospital_Existing_Food Preparation_Natural Gas_Griddle_E6 | F4 | Commercial | Hospital | Existing | Food Preparation | Natural Gas | Griddle | E6 | Utility - Cost of Equipment | 0 | 0 | 0 | 0 | 0 | 0 | 0 | 0 | 0 | 0 | 0 | 0 | 0 | 0 | 0 | 0 | 0 | 0 | 0 | 0 | 0 | 0 | 0 | 0 | 0 | 0 | 0 | 0 | 0 | 0 | 0 | 0 | 0
F4_Commercial_Hospital_Existing_Food Preparation_Natural Gas_Griddle_E7 | F4 | Commercial | Hospital | Existing | Food Preparation | Natural Gas | Griddle | E7 | Utility - Cost of Equipment | 0 | 0 | 0 | 0 | 0 | 0 | 0 | 0 | 0 | 0 | 0 | 0 | 0 | 0 | 0 | 0 | 0 | 0 | 0 | 0 | 0 | 0 | 0 | 0 | 0 | 0 | 0 | 0 | 0 | 0 | 0 | 0 | 0
F4_Commercial_Hospital_Existing_Food Preparation_Natural Gas_Griddle_E8 | F4 | Commercial | Hospital | Existing | Food Preparation | Natural Gas | Griddle | E8 | Utility - Cost of Equipment | 0 | 0 | 0 | 0 | 0 | 0 | 0 | 0 | 0 | 0 | 0 | 0 | 0 | 0 | 0 | 0 | 0 | 0 | 0 | 0 | 0 | 0 | 0 | 0 | 0 | 0 | 0 | 0 | 0 | 0 | 0 | 0 | 0
F4_Commercial_Hospital_Existing_Food Preparation_Natural Gas_Griddle_E9 | F4 | Commercial | Hospital | Existing | Food Preparation | Natural Gas | Griddle | E9 | Utility - Cost of Equipment | 0 | 0 | 0 | 0 | 0 | 0 | 0 | 0 | 0 | 0 | 0 | 0 | 0 | 0 | 0 | 0 | 0 | 0 | 0 | 0 | 0 | 0 | 0 | 0 | 0 | 0 | 0 | 0 | 0 | 0 | 0 | 0 | 0
F4_Commercial_Hospital_Existing_Food Preparation_Natural Gas_Griddle_E10 | F4 | Commercial | Hospital | Existing | Food Preparation | Natural Gas | Griddle | E10 | Utility - Cost of Equipment | 0 | 0 | 0 | 0 | 0 | 0 | 0 | 0 | 0 | 0 | 0 | 0 | 0 | 0 | 0 | 0 | 0 | 0 | 0 | 0 | 0 | 0 | 0 | 0 | 0 | 0 | 0 | 0 | 0 | 0 | 0 | 0 | 0
F5_Commercial_Hospital_Existing_Food Preparation_Natural Gas_Griddle_E1 | F5 | Commercial | Hospital | Existing | Food Preparation | Natural Gas | Griddle | E1 | Utility - Cost of Operation | 0.052265 | 0.052265 | 0.052265 | 0.052265 | 0.052265 | 0.052265 | 0.052265 | 0.052265 | 0.052265 | 0.052265 | 0.052265 | 0.052265 | 0.052265 | 0.052265 | 0.052265 | 0.052265 | 0.052265 | 0.052265 | 0.052265 | 0.052265 | 0.052265 | 0.052265 | 0.052265 | 0.052265 | 0.052265 | 0.052265 | 0.052265 | 0.052265 | 0.052265 | 0.052265 | 0.052265 | 0.052265 | 0.052265
F5_Commercial_Hospital_Existing_Food Preparation_Natural Gas_Griddle_E2 | F5 | Commercial | Hospital | Existing | Food Preparation | Natural Gas | Griddle | E2 | Utility - Cost of Operation | 0.06495 | 0.06495 | 0.06495 | 0.06495 | 0.06495 | 0.06495 | 0.06495 | 0.06495 | 0.06495 | 0.06495 | 0.06495 | 0.06495 | 0.06495 | 0.06495 | 0.06495 | 0.06495 | 0.06495 | 0.06495 | 0.06495 | 0.06495 | 0.06495 | 0.06495 | 0.06495 | 0.06495 | 0.06495 | 0.06495 | 0.06495 | 0.06495 | 0.06495 | 0.06495 | 0.06495 | 0.06495 | 0.06495
F5_Commercial_Hospital_Existing_Food Preparation_Natural Gas_Griddle_E3 | F5 | Commercial | Hospital | Existing | Food Preparation | Natural Gas | Griddle | E3 | Utility - Cost of Operation | 0 | 0 | 0 | 0 | 0 | 0 | 0 | 0 | 0 | 0 | 0 | 0 | 0 | 0 | 0 | 0 | 0 | 0 | 0 | 0 | 0 | 0 | 0 | 0 | 0 | 0 | 0 | 0 | 0 | 0 | 0 | 0 | 0
F5_Commercial_Hospital_Existing_Food Preparation_Natural Gas_Griddle_E4 | F5 | Commercial | Hospital | Existing | Food Preparation | Natural Gas | Griddle | E4 | Utility - Cost of Operation | 0 | 0 | 0 | 0 | 0 | 0 | 0 | 0 | 0 | 0 | 0 | 0 | 0 | 0 | 0 | 0 | 0 | 0 | 0 | 0 | 0 | 0 | 0 | 0 | 0 | 0 | 0 | 0 | 0 | 0 | 0 | 0 | 0
F5_Commercial_Hospital_Existing_Food Preparation_Natural Gas_Griddle_E5 | F5 | Commercial | Hospital | Existing | Food Preparation | Natural Gas | Griddle | E5 | Utility - Cost of Operation | 0 | 0 | 0 | 0 | 0 | 0 | 0 | 0 | 0 | 0 | 0 | 0 | 0 | 0 | 0 | 0 | 0 | 0 | 0 | 0 | 0 | 0 | 0 | 0 | 0 | 0 | 0 | 0 | 0 | 0 | 0 | 0 | 0
F5_Commercial_Hospital_Existing_Food Preparation_Natural Gas_Griddle_E6 | F5 | Commercial | Hospital | Existing | Food Preparation | Natural Gas | Griddle | E6 | Utility - Cost of Operation | 0 | 0 | 0 | 0 | 0 | 0 | 0 | 0 | 0 | 0 | 0 | 0 | 0 | 0 | 0 | 0 | 0 | 0 | 0 | 0 | 0 | 0 | 0 | 0 | 0 | 0 | 0 | 0 | 0 | 0 | 0 | 0 | 0
F5_Commercial_Hospital_Existing_Food Preparation_Natural Gas_Griddle_E7 | F5 | Commercial | Hospital | Existing | Food Preparation | Natural Gas | Griddle | E7 | Utility - Cost of Operation | 0 | 0 | 0 | 0 | 0 | 0 | 0 | 0 | 0 | 0 | 0 | 0 | 0 | 0 | 0 | 0 | 0 | 0 | 0 | 0 | 0 | 0 | 0 | 0 | 0 | 0 | 0 | 0 | 0 | 0 | 0 | 0 | 0
F5_Commercial_Hospital_Existing_Food Preparation_Natural Gas_Griddle_E8 | F5 | Commercial | Hospital | Existing | Food Preparation | Natural Gas | Griddle | E8 | Utility - Cost of Operation | 0 | 0 | 0 | 0 | 0 | 0 | 0 | 0 | 0 | 0 | 0 | 0 | 0 | 0 | 0 | 0 | 0 | 0 | 0 | 0 | 0 | 0 | 0 | 0 | 0 | 0 | 0 | 0 | 0 | 0 | 0 | 0 | 0
F5_Commercial_Hospital_Existing_Food Preparation_Natural Gas_Griddle_E9 | F5 | Commercial | Hospital | Existing | Food Preparation | Natural Gas | Griddle | E9 | Utility - Cost of Operation | 0 | 0 | 0 | 0 | 0 | 0 | 0 | 0 | 0 | 0 | 0 | 0 | 0 | 0 | 0 | 0 | 0 | 0 | 0 | 0 | 0 | 0 | 0 | 0 | 0 | 0 | 0 | 0 | 0 | 0 | 0 | 0 | 0
F5_Commercial_Hospital_Existing_Food Preparation_Natural Gas_Griddle_E10 | F5 | Commercial | Hospital | Existing | Food Preparation | Natural Gas | Griddle | E10 | Utility - Cost of Operation | 0 | 0 | 0 | 0 | 0 | 0 | 0 | 0 | 0 | 0 | 0 | 0 | 0 | 0 | 0 | 0 | 0 | 0 | 0 | 0 | 0 | 0 | 0 | 0 | 0 | 0 | 0 | 0 | 0 | 0 | 0 | 0 | 0
F6_Commercial_Hospital_Existing_Food Preparation_Natural Gas_Griddle_E1 | F6 | Commercial | Hospital | Existing | Food Preparation | Natural Gas | Griddle | E1 | Utility - Value of Sales | 0.10297 | 0.10297 | 0.10297 | 0.10297 | 0.10297 | 0.10297 | 0.10297 | 0.10297 | 0.10297 | 0.10297 | 0.10297 | 0.10297 | 0.10297 | 0.10297 | 0.10297 | 0.10297 | 0.10297 | 0.10297 | 0.10297 | 0.10297 | 0.10297 | 0.10297 | 0.10297 | 0.10297 | 0.10297 | 0.10297 | 0.10297 | 0.10297 | 0.10297 | 0.10297 | 0.10297 | 0.10297 | 0.10297
F6_Commercial_Hospital_Existing_Food Preparation_Natural Gas_Griddle_E2 | F6 | Commercial | Hospital | Existing | Food Preparation | Natural Gas | Griddle | E2 | Utility - Value of Sales | 0.094377 | 0.094377 | 0.094377 | 0.094377 | 0.094377 | 0.094377 | 0.094377 | 0.094377 | 0.094377 | 0.094377 | 0.094377 | 0.094377 | 0.094377 | 0.094377 | 0.094377 | 0.094377 | 0.094377 | 0.094377 | 0.094377 | 0.094377 | 0.094377 | 0.094377 | 0.094377 | 0.094377 | 0.094377 | 0.094377 | 0.094377 | 0.094377 | 0.094377 | 0.094377 | 0.094377 | 0.094377 | 0.094377
F6_Commercial_Hospital_Existing_Food Preparation_Natural Gas_Griddle_E3 | F6 | Commercial | Hospital | Existing | Food Preparation | Natural Gas | Griddle | E3 | Utility - Value of Sales | 0 | 0 | 0 | 0 | 0 | 0 | 0 | 0 | 0 | 0 | 0 | 0 | 0 | 0 | 0 | 0 | 0 | 0 | 0 | 0 | 0 | 0 | 0 | 0 | 0 | 0 | 0 | 0 | 0 | 0 | 0 | 0 | 0
F6_Commercial_Hospital_Existing_Food Preparation_Natural Gas_Griddle_E4 | F6 | Commercial | Hospital | Existing | Food Preparation | Natural Gas | Griddle | E4 | Utility - Value of Sales | 0 | 0 | 0 | 0 | 0 | 0 | 0 | 0 | 0 | 0 | 0 | 0 | 0 | 0 | 0 | 0 | 0 | 0 | 0 | 0 | 0 | 0 | 0 | 0 | 0 | 0 | 0 | 0 | 0 | 0 | 0 | 0 | 0
F6_Commercial_Hospital_Existing_Food Preparation_Natural Gas_Griddle_E5 | F6 | Commercial | Hospital | Existing | Food Preparation | Natural Gas | Griddle | E5 | Utility - Value of Sales | 0 | 0 | 0 | 0 | 0 | 0 | 0 | 0 | 0 | 0 | 0 | 0 | 0 | 0 | 0 | 0 | 0 | 0 | 0 | 0 | 0 | 0 | 0 | 0 | 0 | 0 | 0 | 0 | 0 | 0 | 0 | 0 | 0
F6_Commercial_Hospital_Existing_Food Preparation_Natural Gas_Griddle_E6 | F6 | Commercial | Hospital | Existing | Food Preparation | Natural Gas | Griddle | E6 | Utility - Value of Sales | 0 | 0 | 0 | 0 | 0 | 0 | 0 | 0 | 0 | 0 | 0 | 0 | 0 | 0 | 0 | 0 | 0 | 0 | 0 | 0 | 0 | 0 | 0 | 0 | 0 | 0 | 0 | 0 | 0 | 0 | 0 | 0 | 0
F6_Commercial_Hospital_Existing_Food Preparation_Natural Gas_Griddle_E7 | F6 | Commercial | Hospital | Existing | Food Preparation | Natural Gas | Griddle | E7 | Utility - Value of Sales | 0 | 0 | 0 | 0 | 0 | 0 | 0 | 0 | 0 | 0 | 0 | 0 | 0 | 0 | 0 | 0 | 0 | 0 | 0 | 0 | 0 | 0 | 0 | 0 | 0 | 0 | 0 | 0 | 0 | 0 | 0 | 0 | 0
F6_Commercial_Hospital_Existing_Food Preparation_Natural Gas_Griddle_E8 | F6 | Commercial | Hospital | Existing | Food Preparation | Natural Gas | Griddle | E8 | Utility - Value of Sales | 0 | 0 | 0 | 0 | 0 | 0 | 0 | 0 | 0 | 0 | 0 | 0 | 0 | 0 | 0 | 0 | 0 | 0 | 0 | 0 | 0 | 0 | 0 | 0 | 0 | 0 | 0 | 0 | 0 | 0 | 0 | 0 | 0
F6_Commercial_Hospital_Existing_Food Preparation_Natural Gas_Griddle_E9 | F6 | Commercial | Hospital | Existing | Food Preparation | Natural Gas | Griddle | E9 | Utility - Value of Sales | 0 | 0 | 0 | 0 | 0 | 0 | 0 | 0 | 0 | 0 | 0 | 0 | 0 | 0 | 0 | 0 | 0 | 0 | 0 | 0 | 0 | 0 | 0 | 0 | 0 | 0 | 0 | 0 | 0 | 0 | 0 | 0 | 0
F6_Commercial_Hospital_Existing_Food Preparation_Natural Gas_Griddle_E10 | F6 | Commercial | Hospital | Existing | Food Preparation | Natural Gas | Griddle | E10 | Utility - Value of Sales | 0 | 0 | 0 | 0 | 0 | 0 | 0 | 0 | 0 | 0 | 0 | 0 | 0 | 0 | 0 | 0 | 0 | 0 | 0 | 0 | 0 | 0 | 0 | 0 | 0 | 0 | 0 | 0 | 0 | 0 | 0 | 0 | 0
F1_Commercial_Hospital_Existing_Food Preparation_Natural Gas_Range_E1 | F1 | Commercial | Hospital | Existing | Food Preparation | Natural Gas | Range | E1 | RVT - Cost of Equipment | 0.17069 | 0.17189 | 0.17332 | 0.17498 | 0.17693 | 0.17921 | 0.18104 | 0.18278 | 0.18449 | 0.18622 | 0.18781 | 0.1892 | 0.19059 | 0.19207 | 0.19378 | 0.19548 | 0.19736 | 0.19942 | 0.20161 | 0.20388 | 0.20618 | 0.20833 | 0.21031 | 0.21211 | 0.21369 | 0.21506 | 0.216 | 0.21671 | 0.21732 | 0.21784 | 0.21835 | 0.21858 | 0.21858
F1_Commercial_Hospital_Existing_Food Preparation_Natural Gas_Range_E2 | F1 | Commercial | Hospital | Existing | Food Preparation | Natural Gas | Range | E2 | RVT - Cost of Equipment | 0.12802 | 0.12892 | 0.12999 | 0.13123 | 0.13269 | 0.13441 | 0.13578 | 0.13708 | 0.13837 | 0.13967 | 0.14086 | 0.1419 | 0.14294 | 0.14405 | 0.14533 | 0.14661 | 0.14802 | 0.14957 | 0.15121 | 0.15291 | 0.15463 | 0.15625 | 0.15773 | 0.15908 | 0.16027 | 0.16129 | 0.162 | 0.16253 | 0.16299 | 0.16338 | 0.16376 | 0.16393 | 0.16393
F1_Commercial_Hospital_Existing_Food Preparation_Natural Gas_Range_E3 | F1 | Commercial | Hospital | Existing | Food Preparation | Natural Gas | Range | E3 | RVT - Cost of Equipment | 0 | 0 | 0 | 0 | 0 | 0 | 0 | 0 | 0 | 0 | 0 | 0 | 0 | 0 | 0 | 0 | 0 | 0 | 0 | 0 | 0 | 0 | 0 | 0 | 0 | 0 | 0 | 0 | 0 | 0 | 0 | 0 | 0
F1_Commercial_Hospital_Existing_Food Preparation_Natural Gas_Range_E4 | F1 | Commercial | Hospital | Existing | Food Preparation | Natural Gas | Range | E4 | RVT - Cost of Equipment | 0 | 0 | 0 | 0 | 0 | 0 | 0 | 0 | 0 | 0 | 0 | 0 | 0 | 0 | 0 | 0 | 0 | 0 | 0 | 0 | 0 | 0 | 0 | 0 | 0 | 0 | 0 | 0 | 0 | 0 | 0 | 0 | 0
F1_Commercial_Hospital_Existing_Food Preparation_Natural Gas_Range_E5 | F1 | Commercial | Hospital | Existing | Food Preparation | Natural Gas | Range | E5 | RVT - Cost of Equipment | 0 | 0 | 0 | 0 | 0 | 0 | 0 | 0 | 0 | 0 | 0 | 0 | 0 | 0 | 0 | 0 | 0 | 0 | 0 | 0 | 0 | 0 | 0 | 0 | 0 | 0 | 0 | 0 | 0 | 0 | 0 | 0 | 0
F1_Commercial_Hospital_Existing_Food Preparation_Natural Gas_Range_E6 | F1 | Commercial | Hospital | Existing | Food Preparation | Natural Gas | Range | E6 | RVT - Cost of Equipment | 0 | 0 | 0 | 0 | 0 | 0 | 0 | 0 | 0 | 0 | 0 | 0 | 0 | 0 | 0 | 0 | 0 | 0 | 0 | 0 | 0 | 0 | 0 | 0 | 0 | 0 | 0 | 0 | 0 | 0 | 0 | 0 | 0
F1_Commercial_Hospital_Existing_Food Preparation_Natural Gas_Range_E7 | F1 | Commercial | Hospital | Existing | Food Preparation | Natural Gas | Range | E7 | RVT - Cost of Equipment | 0 | 0 | 0 | 0 | 0 | 0 | 0 | 0 | 0 | 0 | 0 | 0 | 0 | 0 | 0 | 0 | 0 | 0 | 0 | 0 | 0 | 0 | 0 | 0 | 0 | 0 | 0 | 0 | 0 | 0 | 0 | 0 | 0
F1_Commercial_Hospital_Existing_Food Preparation_Natural Gas_Range_E8 | F1 | Commercial | Hospital | Existing | Food Preparation | Natural Gas | Range | E8 | RVT - Cost of Equipment | 0 | 0 | 0 | 0 | 0 | 0 | 0 | 0 | 0 | 0 | 0 | 0 | 0 | 0 | 0 | 0 | 0 | 0 | 0 | 0 | 0 | 0 | 0 | 0 | 0 | 0 | 0 | 0 | 0 | 0 | 0 | 0 | 0
F1_Commercial_Hospital_Existing_Food Preparation_Natural Gas_Range_E9 | F1 | Commercial | Hospital | Existing | Food Preparation | Natural Gas | Range | E9 | RVT - Cost of Equipment | 0 | 0 | 0 | 0 | 0 | 0 | 0 | 0 | 0 | 0 | 0 | 0 | 0 | 0 | 0 | 0 | 0 | 0 | 0 | 0 | 0 | 0 | 0 | 0 | 0 | 0 | 0 | 0 | 0 | 0 | 0 | 0 | 0
F1_Commercial_Hospital_Existing_Food Preparation_Natural Gas_Range_E10 | F1 | Commercial | Hospital | Existing | Food Preparation | Natural Gas | Range | E10 | RVT - Cost of Equipment | 0 | 0 | 0 | 0 | 0 | 0 | 0 | 0 | 0 | 0 | 0 | 0 | 0 | 0 | 0 | 0 | 0 | 0 | 0 | 0 | 0 | 0 | 0 | 0 | 0 | 0 | 0 | 0 | 0 | 0 | 0 | 0 | 0
F2_Commercial_Hospital_Existing_Food Preparation_Natural Gas_Range_E1 | F2 | Commercial | Hospital | Existing | Food Preparation | Natural Gas | Range | E1 | RVT - Cost of Operation | 0.2045 | 0.20594 | 0.20765 | 0.20963 | 0.21197 | 0.2147 | 0.21689 | 0.21898 | 0.22103 | 0.2231 | 0.22501 | 0.22667 | 0.22834 | 0.23011 | 0.23216 | 0.2342 | 0.23646 | 0.23892 | 0.24155 | 0.24426 | 0.24701 | 0.2496 | 0.25196 | 0.25412 | 0.25602 | 0.25765 | 0.25878 | 0.25963 | 0.26036 | 0.26098 | 0.2616 | 0.26187 | 0.26187
F2_Commercial_Hospital_Existing_Food Preparation_Natural Gas_Range_E2 | F2 | Commercial | Hospital | Existing | Food Preparation | Natural Gas | Range | E2 | RVT - Cost of Operation | 0.15337 | 0.15445 | 0.15574 | 0.15723 | 0.15898 | 0.16103 | 0.16267 | 0.16423 | 0.16577 | 0.16733 | 0.16875 | 0.17 | 0.17126 | 0.17258 | 0.17412 | 0.17565 | 0.17734 | 0.17919 | 0.18116 | 0.18319 | 0.18526 | 0.1872 | 0.18897 | 0.19059 | 0.19201 | 0.19324 | 0.19409 | 0.19472 | 0.19527 | 0.19574 | 0.1962 | 0.1964 | 0.1964
F2_Commercial_Hospital_Existing_Food Preparation_Natural Gas_Range_E3 | F2 | Commercial | Hospital | Existing | Food Preparation | Natural Gas | Range | E3 | RVT - Cost of Operation | 0 | 0 | 0 | 0 | 0 | 0 | 0 | 0 | 0 | 0 | 0 | 0 | 0 | 0 | 0 | 0 | 0 | 0 | 0 | 0 | 0 | 0 | 0 | 0 | 0 | 0 | 0 | 0 | 0 | 0 | 0 | 0 | 0
F2_Commercial_Hospital_Existing_Food Preparation_Natural Gas_Range_E4 | F2 | Commercial | Hospital | Existing | Food Preparation | Natural Gas | Range | E4 | RVT - Cost of Operation | 0 | 0 | 0 | 0 | 0 | 0 | 0 | 0 | 0 | 0 | 0 | 0 | 0 | 0 | 0 | 0 | 0 | 0 | 0 | 0 | 0 | 0 | 0 | 0 | 0 | 0 | 0 | 0 | 0 | 0 | 0 | 0 | 0
F2_Commercial_Hospital_Existing_Food Preparation_Natural Gas_Range_E5 | F2 | Commercial | Hospital | Existing | Food Preparation | Natural Gas | Range | E5 | RVT - Cost of Operation | 0 | 0 | 0 | 0 | 0 | 0 | 0 | 0 | 0 | 0 | 0 | 0 | 0 | 0 | 0 | 0 | 0 | 0 | 0 | 0 | 0 | 0 | 0 | 0 | 0 | 0 | 0 | 0 | 0 | 0 | 0 | 0 | 0
F2_Commercial_Hospital_Existing_Food Preparation_Natural Gas_Range_E6 | F2 | Commercial | Hospital | Existing | Food Preparation | Natural Gas | Range | E6 | RVT - Cost of Operation | 0 | 0 | 0 | 0 | 0 | 0 | 0 | 0 | 0 | 0 | 0 | 0 | 0 | 0 | 0 | 0 | 0 | 0 | 0 | 0 | 0 | 0 | 0 | 0 | 0 | 0 | 0 | 0 | 0 | 0 | 0 | 0 | 0
F2_Commercial_Hospital_Existing_Food Preparation_Natural Gas_Range_E7 | F2 | Commercial | Hospital | Existing | Food Preparation | Natural Gas | Range | E7 | RVT - Cost of Operation | 0 | 0 | 0 | 0 | 0 | 0 | 0 | 0 | 0 | 0 | 0 | 0 | 0 | 0 | 0 | 0 | 0 | 0 | 0 | 0 | 0 | 0 | 0 | 0 | 0 | 0 | 0 | 0 | 0 | 0 | 0 | 0 | 0
F2_Commercial_Hospital_Existing_Food Preparation_Natural Gas_Range_E8 | F2 | Commercial | Hospital | Existing | Food Preparation | Natural Gas | Range | E8 | RVT - Cost of Operation | 0 | 0 | 0 | 0 | 0 | 0 | 0 | 0 | 0 | 0 | 0 | 0 | 0 | 0 | 0 | 0 | 0 | 0 | 0 | 0 | 0 | 0 | 0 | 0 | 0 | 0 | 0 | 0 | 0 | 0 | 0 | 0 | 0
F2_Commercial_Hospital_Existing_Food Preparation_Natural Gas_Range_E9 | F2 | Commercial | Hospital | Existing | Food Preparation | Natural Gas | Range | E9 | RVT - Cost of Operation | 0 | 0 | 0 | 0 | 0 | 0 | 0 | 0 | 0 | 0 | 0 | 0 | 0 | 0 | 0 | 0 | 0 | 0 | 0 | 0 | 0 | 0 | 0 | 0 | 0 | 0 | 0 | 0 | 0 | 0 | 0 | 0 | 0
F2_Commercial_Hospital_Existing_Food Preparation_Natural Gas_Range_E10 | F2 | Commercial | Hospital | Existing | Food Preparation | Natural Gas | Range | E10 | RVT - Cost of Operation | 0 | 0 | 0 | 0 | 0 | 0 | 0 | 0 | 0 | 0 | 0 | 0 | 0 | 0 | 0 | 0 | 0 | 0 | 0 | 0 | 0 | 0 | 0 | 0 | 0 | 0 | 0 | 0 | 0 | 0 | 0 | 0 | 0
F3_Commercial_Hospital_Existing_Food Preparation_Natural Gas_Range_E1 | F3 | Commercial | Hospital | Existing | Food Preparation | Natural Gas | Range | E1 | System - kBTUs of Consumption | 0.10006 | 0.10006 | 0.10006 | 0.10006 | 0.10006 | 0.10006 | 0.10006 | 0.10006 | 0.10006 | 0.10006 | 0.10006 | 0.10006 | 0.10006 | 0.10006 | 0.10006 | 0.10006 | 0.10006 | 0.10006 | 0.10006 | 0.10006 | 0.10006 | 0.10006 | 0.10006 | 0.10006 | 0.10006 | 0.10006 | 0.10006 | 0.10006 | 0.10006 | 0.10006 | 0.10006 | 0.10006 | 0.10006
F3_Commercial_Hospital_Existing_Food Preparation_Natural Gas_Range_E2 | F3 | Commercial | Hospital | Existing | Food Preparation | Natural Gas | Range | E2 | System - kBTUs of Consumption | 0.10007 | 0.10007 | 0.10007 | 0.10007 | 0.10007 | 0.10007 | 0.10007 | 0.10007 | 0.10007 | 0.10007 | 0.10007 | 0.10007 | 0.10007 | 0.10007 | 0.10007 | 0.10007 | 0.10007 | 0.10007 | 0.10007 | 0.10007 | 0.10007 | 0.10007 | 0.10007 | 0.10007 | 0.10007 | 0.10007 | 0.10007 | 0.10007 | 0.10007 | 0.10007 | 0.10007 | 0.10007 | 0.10007
F3_Commercial_Hospital_Existing_Food Preparation_Natural Gas_Range_E3 | F3 | Commercial | Hospital | Existing | Food Preparation | Natural Gas | Range | E3 | System - kBTUs of Consumption | 0 | 0 | 0 | 0 | 0 | 0 | 0 | 0 | 0 | 0 | 0 | 0 | 0 | 0 | 0 | 0 | 0 | 0 | 0 | 0 | 0 | 0 | 0 | 0 | 0 | 0 | 0 | 0 | 0 | 0 | 0 | 0 | 0
F3_Commercial_Hospital_Existing_Food Preparation_Natural Gas_Range_E4 | F3 | Commercial | Hospital | Existing | Food Preparation | Natural Gas | Range | E4 | System - kBTUs of Consumption | 0 | 0 | 0 | 0 | 0 | 0 | 0 | 0 | 0 | 0 | 0 | 0 | 0 | 0 | 0 | 0 | 0 | 0 | 0 | 0 | 0 | 0 | 0 | 0 | 0 | 0 | 0 | 0 | 0 | 0 | 0 | 0 | 0
F3_Commercial_Hospital_Existing_Food Preparation_Natural Gas_Range_E5 | F3 | Commercial | Hospital | Existing | Food Preparation | Natural Gas | Range | E5 | System - kBTUs of Consumption | 0 | 0 | 0 | 0 | 0 | 0 | 0 | 0 | 0 | 0 | 0 | 0 | 0 | 0 | 0 | 0 | 0 | 0 | 0 | 0 | 0 | 0 | 0 | 0 | 0 | 0 | 0 | 0 | 0 | 0 | 0 | 0 | 0
F3_Commercial_Hospital_Existing_Food Preparation_Natural Gas_Range_E6 | F3 | Commercial | Hospital | Existing | Food Preparation | Natural Gas | Range | E6 | System - kBTUs of Consumption | 0 | 0 | 0 | 0 | 0 | 0 | 0 | 0 | 0 | 0 | 0 | 0 | 0 | 0 | 0 | 0 | 0 | 0 | 0 | 0 | 0 | 0 | 0 | 0 | 0 | 0 | 0 | 0 | 0 | 0 | 0 | 0 | 0
F3_Commercial_Hospital_Existing_Food Preparation_Natural Gas_Range_E7 | F3 | Commercial | Hospital | Existing | Food Preparation | Natural Gas | Range | E7 | System - kBTUs of Consumption | 0 | 0 | 0 | 0 | 0 | 0 | 0 | 0 | 0 | 0 | 0 | 0 | 0 | 0 | 0 | 0 | 0 | 0 | 0 | 0 | 0 | 0 | 0 | 0 | 0 | 0 | 0 | 0 | 0 | 0 | 0 | 0 | 0
F3_Commercial_Hospital_Existing_Food Preparation_Natural Gas_Range_E8 | F3 | Commercial | Hospital | Existing | Food Preparation | Natural Gas | Range | E8 | System - kBTUs of Consumption | 0 | 0 | 0 | 0 | 0 | 0 | 0 | 0 | 0 | 0 | 0 | 0 | 0 | 0 | 0 | 0 | 0 | 0 | 0 | 0 | 0 | 0 | 0 | 0 | 0 | 0 | 0 | 0 | 0 | 0 | 0 | 0 | 0
F3_Commercial_Hospital_Existing_Food Preparation_Natural Gas_Range_E9 | F3 | Commercial | Hospital | Existing | Food Preparation | Natural Gas | Range | E9 | System - kBTUs of Consumption | 0 | 0 | 0 | 0 | 0 | 0 | 0 | 0 | 0 | 0 | 0 | 0 | 0 | 0 | 0 | 0 | 0 | 0 | 0 | 0 | 0 | 0 | 0 | 0 | 0 | 0 | 0 | 0 | 0 | 0 | 0 | 0 | 0
F3_Commercial_Hospital_Existing_Food Preparation_Natural Gas_Range_E10 | F3 | Commercial | Hospital | Existing | Food Preparation | Natural Gas | Range | E10 | System - kBTUs of Consumption | 0 | 0 | 0 | 0 | 0 | 0 | 0 | 0 | 0 | 0 | 0 | 0 | 0 | 0 | 0 | 0 | 0 | 0 | 0 | 0 | 0 | 0 | 0 | 0 | 0 | 0 | 0 | 0 | 0 | 0 | 0 | 0 | 0
F4_Commercial_Hospital_Existing_Food Preparation_Natural Gas_Range_E1 | F4 | Commercial | Hospital | Existing | Food Preparation | Natural Gas | Range | E1 | Utility - Cost of Equipment | 0.2045 | 0.20594 | 0.20765 | 0.20963 | 0.21197 | 0.2147 | 0.21689 | 0.21898 | 0.22103 | 0.2231 | 0.22501 | 0.22667 | 0.22834 | 0.23011 | 0.23216 | 0.2342 | 0.23646 | 0.23892 | 0.24155 | 0.24426 | 0.24701 | 0.2496 | 0.25196 | 0.25412 | 0.25602 | 0.25765 | 0.25878 | 0.25963 | 0.26036 | 0.26098 | 0.2616 | 0.26187 | 0.26187
F4_Commercial_Hospital_Existing_Food Preparation_Natural Gas_Range_E2 | F4 | Commercial | Hospital | Existing | Food Preparation | Natural Gas | Range | E2 | Utility - Cost of Equipment | 0.15337 | 0.15445 | 0.15574 | 0.15723 | 0.15898 | 0.16103 | 0.16267 | 0.16423 | 0.16577 | 0.16733 | 0.16875 | 0.17 | 0.17126 | 0.17258 | 0.17412 | 0.17565 | 0.17734 | 0.17919 | 0.18116 | 0.18319 | 0.18526 | 0.1872 | 0.18897 | 0.19059 | 0.19201 | 0.19324 | 0.19409 | 0.19472 | 0.19527 | 0.19574 | 0.1962 | 0.1964 | 0.1964
F4_Commercial_Hospital_Existing_Food Preparation_Natural Gas_Range_E3 | F4 | Commercial | Hospital | Existing | Food Preparation | Natural Gas | Range | E3 | Utility - Cost of Equipment | 0 | 0 | 0 | 0 | 0 | 0 | 0 | 0 | 0 | 0 | 0 | 0 | 0 | 0 | 0 | 0 | 0 | 0 | 0 | 0 | 0 | 0 | 0 | 0 | 0 | 0 | 0 | 0 | 0 | 0 | 0 | 0 | 0
F4_Commercial_Hospital_Existing_Food Preparation_Natural Gas_Range_E4 | F4 | Commercial | Hospital | Existing | Food Preparation | Natural Gas | Range | E4 | Utility - Cost of Equipment | 0 | 0 | 0 | 0 | 0 | 0 | 0 | 0 | 0 | 0 | 0 | 0 | 0 | 0 | 0 | 0 | 0 | 0 | 0 | 0 | 0 | 0 | 0 | 0 | 0 | 0 | 0 | 0 | 0 | 0 | 0 | 0 | 0
F4_Commercial_Hospital_Existing_Food Preparation_Natural Gas_Range_E5 | F4 | Commercial | Hospital | Existing | Food Preparation | Natural Gas | Range | E5 | Utility - Cost of Equipment | 0 | 0 | 0 | 0 | 0 | 0 | 0 | 0 | 0 | 0 | 0 | 0 | 0 | 0 | 0 | 0 | 0 | 0 | 0 | 0 | 0 | 0 | 0 | 0 | 0 | 0 | 0 | 0 | 0 | 0 | 0 | 0 | 0
F4_Commercial_Hospital_Existing_Food Preparation_Natural Gas_Range_E6 | F4 | Commercial | Hospital | Existing | Food Preparation | Natural Gas | Range | E6 | Utility - Cost of Equipment | 0 | 0 | 0 | 0 | 0 | 0 | 0 | 0 | 0 | 0 | 0 | 0 | 0 | 0 | 0 | 0 | 0 | 0 | 0 | 0 | 0 | 0 | 0 | 0 | 0 | 0 | 0 | 0 | 0 | 0 | 0 | 0 | 0
F4_Commercial_Hospital_Existing_Food Preparation_Natural Gas_Range_E7 | F4 | Commercial | Hospital | Existing | Food Preparation | Natural Gas | Range | E7 | Utility - Cost of Equipment | 0 | 0 | 0 | 0 | 0 | 0 | 0 | 0 | 0 | 0 | 0 | 0 | 0 | 0 | 0 | 0 | 0 | 0 | 0 | 0 | 0 | 0 | 0 | 0 | 0 | 0 | 0 | 0 | 0 | 0 | 0 | 0 | 0
F4_Commercial_Hospital_Existing_Food Preparation_Natural Gas_Range_E8 | F4 | Commercial | Hospital | Existing | Food Preparation | Natural Gas | Range | E8 | Utility - Cost of Equipment | 0 | 0 | 0 | 0 | 0 | 0 | 0 | 0 | 0 | 0 | 0 | 0 | 0 | 0 | 0 | 0 | 0 | 0 | 0 | 0 | 0 | 0 | 0 | 0 | 0 | 0 | 0 | 0 | 0 | 0 | 0 | 0 | 0
F4_Commercial_Hospital_Existing_Food Preparation_Natural Gas_Range_E9 | F4 | Commercial | Hospital | Existing | Food Preparation | Natural Gas | Range | E9 | Utility - Cost of Equipment | 0 | 0 | 0 | 0 | 0 | 0 | 0 | 0 | 0 | 0 | 0 | 0 | 0 | 0 | 0 | 0 | 0 | 0 | 0 | 0 | 0 | 0 | 0 | 0 | 0 | 0 | 0 | 0 | 0 | 0 | 0 | 0 | 0
F4_Commercial_Hospital_Existing_Food Preparation_Natural Gas_Range_E10 | F4 | Commercial | Hospital | Existing | Food Preparation | Natural Gas | Range | E10 | Utility - Cost of Equipment | 0 | 0 | 0 | 0 | 0 | 0 | 0 | 0 | 0 | 0 | 0 | 0 | 0 | 0 | 0 | 0 | 0 | 0 | 0 | 0 | 0 | 0 | 0 | 0 | 0 | 0 | 0 | 0 | 0 | 0 | 0 | 0 | 0
F5_Commercial_Hospital_Existing_Food Preparation_Natural Gas_Range_E1 | F5 | Commercial | Hospital | Existing | Food Preparation | Natural Gas | Range | E1 | Utility - Cost of Operation | 0.10006 | 0.10006 | 0.10006 | 0.10006 | 0.10006 | 0.10006 | 0.10006 | 0.10006 | 0.10006 | 0.10006 | 0.10006 | 0.10006 | 0.10006 | 0.10006 | 0.10006 | 0.10006 | 0.10006 | 0.10006 | 0.10006 | 0.10006 | 0.10006 | 0.10006 | 0.10006 | 0.10006 | 0.10006 | 0.10006 | 0.10006 | 0.10006 | 0.10006 | 0.10006 | 0.10006 | 0.10006 | 0.10006
F5_Commercial_Hospital_Existing_Food Preparation_Natural Gas_Range_E2 | F5 | Commercial | Hospital | Existing | Food Preparation | Natural Gas | Range | E2 | Utility - Cost of Operation | 0.10007 | 0.10007 | 0.10007 | 0.10007 | 0.10007 | 0.10007 | 0.10007 | 0.10007 | 0.10007 | 0.10007 | 0.10007 | 0.10007 | 0.10007 | 0.10007 | 0.10007 | 0.10007 | 0.10007 | 0.10007 | 0.10007 | 0.10007 | 0.10007 | 0.10007 | 0.10007 | 0.10007 | 0.10007 | 0.10007 | 0.10007 | 0.10007 | 0.10007 | 0.10007 | 0.10007 | 0.10007 | 0.10007
F5_Commercial_Hospital_Existing_Food Preparation_Natural Gas_Range_E3 | F5 | Commercial | Hospital | Existing | Food Preparation | Natural Gas | Range | E3 | Utility - Cost of Operation | 0 | 0 | 0 | 0 | 0 | 0 | 0 | 0 | 0 | 0 | 0 | 0 | 0 | 0 | 0 | 0 | 0 | 0 | 0 | 0 | 0 | 0 | 0 | 0 | 0 | 0 | 0 | 0 | 0 | 0 | 0 | 0 | 0
F5_Commercial_Hospital_Existing_Food Preparation_Natural Gas_Range_E4 | F5 | Commercial | Hospital | Existing | Food Preparation | Natural Gas | Range | E4 | Utility - Cost of Operation | 0 | 0 | 0 | 0 | 0 | 0 | 0 | 0 | 0 | 0 | 0 | 0 | 0 | 0 | 0 | 0 | 0 | 0 | 0 | 0 | 0 | 0 | 0 | 0 | 0 | 0 | 0 | 0 | 0 | 0 | 0 | 0 | 0
F5_Commercial_Hospital_Existing_Food Preparation_Natural Gas_Range_E5 | F5 | Commercial | Hospital | Existing | Food Preparation | Natural Gas | Range | E5 | Utility - Cost of Operation | 0 | 0 | 0 | 0 | 0 | 0 | 0 | 0 | 0 | 0 | 0 | 0 | 0 | 0 | 0 | 0 | 0 | 0 | 0 | 0 | 0 | 0 | 0 | 0 | 0 | 0 | 0 | 0 | 0 | 0 | 0 | 0 | 0
F5_Commercial_Hospital_Existing_Food Preparation_Natural Gas_Range_E6 | F5 | Commercial | Hospital | Existing | Food Preparation | Natural Gas | Range | E6 | Utility - Cost of Operation | 0 | 0 | 0 | 0 | 0 | 0 | 0 | 0 | 0 | 0 | 0 | 0 | 0 | 0 | 0 | 0 | 0 | 0 | 0 | 0 | 0 | 0 | 0 | 0 | 0 | 0 | 0 | 0 | 0 | 0 | 0 | 0 | 0
F5_Commercial_Hospital_Existing_Food Preparation_Natural Gas_Range_E7 | F5 | Commercial | Hospital | Existing | Food Preparation | Natural Gas | Range | E7 | Utility - Cost of Operation | 0 | 0 | 0 | 0 | 0 | 0 | 0 | 0 | 0 | 0 | 0 | 0 | 0 | 0 | 0 | 0 | 0 | 0 | 0 | 0 | 0 | 0 | 0 | 0 | 0 | 0 | 0 | 0 | 0 | 0 | 0 | 0 | 0
F5_Commercial_Hospital_Existing_Food Preparation_Natural Gas_Range_E8 | F5 | Commercial | Hospital | Existing | Food Preparation | Natural Gas | Range | E8 | Utility - Cost of Operation | 0 | 0 | 0 | 0 | 0 | 0 | 0 | 0 | 0 | 0 | 0 | 0 | 0 | 0 | 0 | 0 | 0 | 0 | 0 | 0 | 0 | 0 | 0 | 0 | 0 | 0 | 0 | 0 | 0 | 0 | 0 | 0 | 0
F5_Commercial_Hospital_Existing_Food Preparation_Natural Gas_Range_E9 | F5 | Commercial | Hospital | Existing | Food Preparation | Natural Gas | Range | E9 | Utility - Cost of Operation | 0 | 0 | 0 | 0 | 0 | 0 | 0 | 0 | 0 | 0 | 0 | 0 | 0 | 0 | 0 | 0 | 0 | 0 | 0 | 0 | 0 | 0 | 0 | 0 | 0 | 0 | 0 | 0 | 0 | 0 | 0 | 0 | 0
F5_Commercial_Hospital_Existing_Food Preparation_Natural Gas_Range_E10 | F5 | Commercial | Hospital | Existing | Food Preparation | Natural Gas | Range | E10 | Utility - Cost of Operation | 0 | 0 | 0 | 0 | 0 | 0 | 0 | 0 | 0 | 0 | 0 | 0 | 0 | 0 | 0 | 0 | 0 | 0 | 0 | 0 | 0 | 0 | 0 | 0 | 0 | 0 | 0 | 0 | 0 | 0 | 0 | 0 | 0
F6_Commercial_Hospital_Existing_Food Preparation_Natural Gas_Range_E1 | F6 | Commercial | Hospital | Existing | Food Preparation | Natural Gas | Range | E1 | Utility - Value of Sales | 0.12226 | 0.12226 | 0.12226 | 0.12226 | 0.12226 | 0.12226 | 0.12226 | 0.12226 | 0.12226 | 0.12226 | 0.12226 | 0.12226 | 0.12226 | 0.12226 | 0.12226 | 0.12226 | 0.12226 | 0.12226 | 0.12226 | 0.12226 | 0.12226 | 0.12226 | 0.12226 | 0.12226 | 0.12226 | 0.12226 | 0.12226 | 0.12226 | 0.12226 | 0.12226 | 0.12226 | 0.12226 | 0.12226
F6_Commercial_Hospital_Existing_Food Preparation_Natural Gas_Range_E2 | F6 | Commercial | Hospital | Existing | Food Preparation | Natural Gas | Range | E2 | Utility - Value of Sales | 0.091696 | 0.091696 | 0.091696 | 0.091696 | 0.091696 | 0.091696 | 0.091696 | 0.091696 | 0.091696 | 0.091696 | 0.091696 | 0.091696 | 0.091696 | 0.091696 | 0.091696 | 0.091696 | 0.091696 | 0.091696 | 0.091696 | 0.091696 | 0.091696 | 0.091696 | 0.091696 | 0.091696 | 0.091696 | 0.091696 | 0.091696 | 0.091696 | 0.091696 | 0.091696 | 0.091696 | 0.091696 | 0.091696
F6_Commercial_Hospital_Existing_Food Preparation_Natural Gas_Range_E3 | F6 | Commercial | Hospital | Existing | Food Preparation | Natural Gas | Range | E3 | Utility - Value of Sales | 0 | 0 | 0 | 0 | 0 | 0 | 0 | 0 | 0 | 0 | 0 | 0 | 0 | 0 | 0 | 0 | 0 | 0 | 0 | 0 | 0 | 0 | 0 | 0 | 0 | 0 | 0 | 0 | 0 | 0 | 0 | 0 | 0
F6_Commercial_Hospital_Existing_Food Preparation_Natural Gas_Range_E4 | F6 | Commercial | Hospital | Existing | Food Preparation | Natural Gas | Range | E4 | Utility - Value of Sales | 0 | 0 | 0 | 0 | 0 | 0 | 0 | 0 | 0 | 0 | 0 | 0 | 0 | 0 | 0 | 0 | 0 | 0 | 0 | 0 | 0 | 0 | 0 | 0 | 0 | 0 | 0 | 0 | 0 | 0 | 0 | 0 | 0
F6_Commercial_Hospital_Existing_Food Preparation_Natural Gas_Range_E5 | F6 | Commercial | Hospital | Existing | Food Preparation | Natural Gas | Range | E5 | Utility - Value of Sales | 0 | 0 | 0 | 0 | 0 | 0 | 0 | 0 | 0 | 0 | 0 | 0 | 0 | 0 | 0 | 0 | 0 | 0 | 0 | 0 | 0 | 0 | 0 | 0 | 0 | 0 | 0 | 0 | 0 | 0 | 0 | 0 | 0
F6_Commercial_Hospital_Existing_Food Preparation_Natural Gas_Range_E6 | F6 | Commercial | Hospital | Existing | Food Preparation | Natural Gas | Range | E6 | Utility - Value of Sales | 0 | 0 | 0 | 0 | 0 | 0 | 0 | 0 | 0 | 0 | 0 | 0 | 0 | 0 | 0 | 0 | 0 | 0 | 0 | 0 | 0 | 0 | 0 | 0 | 0 | 0 | 0 | 0 | 0 | 0 | 0 | 0 | 0
F6_Commercial_Hospital_Existing_Food Preparation_Natural Gas_Range_E7 | F6 | Commercial | Hospital | Existing | Food Preparation | Natural Gas | Range | E7 | Utility - Value of Sales | 0 | 0 | 0 | 0 | 0 | 0 | 0 | 0 | 0 | 0 | 0 | 0 | 0 | 0 | 0 | 0 | 0 | 0 | 0 | 0 | 0 | 0 | 0 | 0 | 0 | 0 | 0 | 0 | 0 | 0 | 0 | 0 | 0
F6_Commercial_Hospital_Existing_Food Preparation_Natural Gas_Range_E8 | F6 | Commercial | Hospital | Existing | Food Preparation | Natural Gas | Range | E8 | Utility - Value of Sales | 0 | 0 | 0 | 0 | 0 | 0 | 0 | 0 | 0 | 0 | 0 | 0 | 0 | 0 | 0 | 0 | 0 | 0 | 0 | 0 | 0 | 0 | 0 | 0 | 0 | 0 | 0 | 0 | 0 | 0 | 0 | 0 | 0
F6_Commercial_Hospital_Existing_Food Preparation_Natural Gas_Range_E9 | F6 | Commercial | Hospital | Existing | Food Preparation | Natural Gas | Range | E9 | Utility - Value of Sales | 0 | 0 | 0 | 0 | 0 | 0 | 0 | 0 | 0 | 0 | 0 | 0 | 0 | 0 | 0 | 0 | 0 | 0 | 0 | 0 | 0 | 0 | 0 | 0 | 0 | 0 | 0 | 0 | 0 | 0 | 0 | 0 | 0
F6_Commercial_Hospital_Existing_Food Preparation_Natural Gas_Range_E10 | F6 | Commercial | Hospital | Existing | Food Preparation | Natural Gas | Range | E10 | Utility - Value of Sales | 0 | 0 | 0 | 0 | 0 | 0 | 0 | 0 | 0 | 0 | 0 | 0 | 0 | 0 | 0 | 0 | 0 | 0 | 0 | 0 | 0 | 0 | 0 | 0 | 0 | 0 | 0 | 0 | 0 | 0 | 0 | 0 | 0
F1_Commercial_Hospital_Existing_Food Preparation_Natural Gas_Steamer_E1 | F1 | Commercial | Hospital | Existing | Food Preparation | Natural Gas | Steamer | E1 | RVT - Cost of Equipment | 0.34025 | 0.34273 | 0.34555 | 0 | 0 | 0 | 0 | 0 | 0 | 0 | 0 | 0 | 0 | 0 | 0 | 0 | 0 | 0 | 0 | 0 | 0 | 0 | 0 | 0 | 0 | 0 | 0 | 0 | 0 | 0 | 0 | 0 | 0
F1_Commercial_Hospital_Existing_Food Preparation_Natural Gas_Steamer_E2 | F1 | Commercial | Hospital | Existing | Food Preparation | Natural Gas | Steamer | E2 | RVT - Cost of Equipment | 0.14761 | 0.14868 | 0.14991 | 0.15127 | 0.15285 | 0.15468 | 0.15618 | 0.15765 | 0.15914 | 0.16068 | 0.16213 | 0.16345 | 0.16478 | 0.16616 | 0.16767 | 0.16914 | 0.17072 | 0.17241 | 0.17418 | 0.17598 | 0.17779 | 0.17946 | 0.18097 | 0.18233 | 0.18352 | 0.18454 | 0.18525 | 0.18578 | 0.18624 | 0.18663 | 0.18701 | 0.18718 | 0.18718
F1_Commercial_Hospital_Existing_Food Preparation_Natural Gas_Steamer_E3 | F1 | Commercial | Hospital | Existing | Food Preparation | Natural Gas | Steamer | E3 | RVT - Cost of Equipment | 0 | 0 | 0 | 0 | 0 | 0 | 0 | 0 | 0 | 0 | 0 | 0 | 0 | 0 | 0 | 0 | 0 | 0 | 0 | 0 | 0 | 0 | 0 | 0 | 0 | 0 | 0 | 0 | 0 | 0 | 0 | 0 | 0
F1_Commercial_Hospital_Existing_Food Preparation_Natural Gas_Steamer_E4 | F1 | Commercial | Hospital | Existing | Food Preparation | Natural Gas | Steamer | E4 | RVT - Cost of Equipment | 0 | 0 | 0 | 0 | 0 | 0 | 0 | 0 | 0 | 0 | 0 | 0 | 0 | 0 | 0 | 0 | 0 | 0 | 0 | 0 | 0 | 0 | 0 | 0 | 0 | 0 | 0 | 0 | 0 | 0 | 0 | 0 | 0
F1_Commercial_Hospital_Existing_Food Preparation_Natural Gas_Steamer_E5 | F1 | Commercial | Hospital | Existing | Food Preparation | Natural Gas | Steamer | E5 | RVT - Cost of Equipment | 0 | 0 | 0 | 0 | 0 | 0 | 0 | 0 | 0 | 0 | 0 | 0 | 0 | 0 | 0 | 0 | 0 | 0 | 0 | 0 | 0 | 0 | 0 | 0 | 0 | 0 | 0 | 0 | 0 | 0 | 0 | 0 | 0
F1_Commercial_Hospital_Existing_Food Preparation_Natural Gas_Steamer_E6 | F1 | Commercial | Hospital | Existing | Food Preparation | Natural Gas | Steamer | E6 | RVT - Cost of Equipment | 0 | 0 | 0 | 0 | 0 | 0 | 0 | 0 | 0 | 0 | 0 | 0 | 0 | 0 | 0 | 0 | 0 | 0 | 0 | 0 | 0 | 0 | 0 | 0 | 0 | 0 | 0 | 0 | 0 | 0 | 0 | 0 | 0
F1_Commercial_Hospital_Existing_Food Preparation_Natural Gas_Steamer_E7 | F1 | Commercial | Hospital | Existing | Food Preparation | Natural Gas | Steamer | E7 | RVT - Cost of Equipment | 0 | 0 | 0 | 0 | 0 | 0 | 0 | 0 | 0 | 0 | 0 | 0 | 0 | 0 | 0 | 0 | 0 | 0 | 0 | 0 | 0 | 0 | 0 | 0 | 0 | 0 | 0 | 0 | 0 | 0 | 0 | 0 | 0
F1_Commercial_Hospital_Existing_Food Preparation_Natural Gas_Steamer_E8 | F1 | Commercial | Hospital | Existing | Food Preparation | Natural Gas | Steamer | E8 | RVT - Cost of Equipment | 0 | 0 | 0 | 0 | 0 | 0 | 0 | 0 | 0 | 0 | 0 | 0 | 0 | 0 | 0 | 0 | 0 | 0 | 0 | 0 | 0 | 0 | 0 | 0 | 0 | 0 | 0 | 0 | 0 | 0 | 0 | 0 | 0
F1_Commercial_Hospital_Existing_Food Preparation_Natural Gas_Steamer_E9 | F1 | Commercial | Hospital | Existing | Food Preparation | Natural Gas | Steamer | E9 | RVT - Cost of Equipment | 0 | 0 | 0 | 0 | 0 | 0 | 0 | 0 | 0 | 0 | 0 | 0 | 0 | 0 | 0 | 0 | 0 | 0 | 0 | 0 | 0 | 0 | 0 | 0 | 0 | 0 | 0 | 0 | 0 | 0 | 0 | 0 | 0
F1_Commercial_Hospital_Existing_Food Preparation_Natural Gas_Steamer_E10 | F1 | Commercial | Hospital | Existing | Food Preparation | Natural Gas | Steamer | E10 | RVT - Cost of Equipment | 0 | 0 | 0 | 0 | 0 | 0 | 0 | 0 | 0 | 0 | 0 | 0 | 0 | 0 | 0 | 0 | 0 | 0 | 0 | 0 | 0 | 0 | 0 | 0 | 0 | 0 | 0 | 0 | 0 | 0 | 0 | 0 | 0
F2_Commercial_Hospital_Existing_Food Preparation_Natural Gas_Steamer_E1 | F2 | Commercial | Hospital | Existing | Food Preparation | Natural Gas | Steamer | E1 | RVT - Cost of Operation | 0.40765 | 0.41061 | 0.41399 | 0 | 0 | 0 | 0 | 0 | 0 | 0 | 0 | 0 | 0 | 0 | 0 | 0 | 0 | 0 | 0 | 0 | 0 | 0 | 0 | 0 | 0 | 0 | 0 | 0 | 0 | 0 | 0 | 0 | 0
F2_Commercial_Hospital_Existing_Food Preparation_Natural Gas_Steamer_E2 | F2 | Commercial | Hospital | Existing | Food Preparation | Natural Gas | Steamer | E2 | RVT - Cost of Operation | 0.17685 | 0.17813 | 0.1796 | 0.18124 | 0.18312 | 0.18531 | 0.18712 | 0.18888 | 0.19066 | 0.1925 | 0.19424 | 0.19583 | 0.19742 | 0.19907 | 0.20088 | 0.20264 | 0.20453 | 0.20655 | 0.20868 | 0.21084 | 0.213 | 0.21501 | 0.21682 | 0.21845 | 0.21987 | 0.2211 | 0.22194 | 0.22258 | 0.22312 | 0.22359 | 0.22405 | 0.22426 | 0.22426
F2_Commercial_Hospital_Existing_Food Preparation_Natural Gas_Steamer_E3 | F2 | Commercial | Hospital | Existing | Food Preparation | Natural Gas | Steamer | E3 | RVT - Cost of Operation | 0 | 0 | 0 | 0 | 0 | 0 | 0 | 0 | 0 | 0 | 0 | 0 | 0 | 0 | 0 | 0 | 0 | 0 | 0 | 0 | 0 | 0 | 0 | 0 | 0 | 0 | 0 | 0 | 0 | 0 | 0 | 0 | 0
F2_Commercial_Hospital_Existing_Food Preparation_Natural Gas_Steamer_E4 | F2 | Commercial | Hospital | Existing | Food Preparation | Natural Gas | Steamer | E4 | RVT - Cost of Operation | 0 | 0 | 0 | 0 | 0 | 0 | 0 | 0 | 0 | 0 | 0 | 0 | 0 | 0 | 0 | 0 | 0 | 0 | 0 | 0 | 0 | 0 | 0 | 0 | 0 | 0 | 0 | 0 | 0 | 0 | 0 | 0 | 0
F2_Commercial_Hospital_Existing_Food Preparation_Natural Gas_Steamer_E5 | F2 | Commercial | Hospital | Existing | Food Preparation | Natural Gas | Steamer | E5 | RVT - Cost of Operation | 0 | 0 | 0 | 0 | 0 | 0 | 0 | 0 | 0 | 0 | 0 | 0 | 0 | 0 | 0 | 0 | 0 | 0 | 0 | 0 | 0 | 0 | 0 | 0 | 0 | 0 | 0 | 0 | 0 | 0 | 0 | 0 | 0
F2_Commercial_Hospital_Existing_Food Preparation_Natural Gas_Steamer_E6 | F2 | Commercial | Hospital | Existing | Food Preparation | Natural Gas | Steamer | E6 | RVT - Cost of Operation | 0 | 0 | 0 | 0 | 0 | 0 | 0 | 0 | 0 | 0 | 0 | 0 | 0 | 0 | 0 | 0 | 0 | 0 | 0 | 0 | 0 | 0 | 0 | 0 | 0 | 0 | 0 | 0 | 0 | 0 | 0 | 0 | 0
F2_Commercial_Hospital_Existing_Food Preparation_Natural Gas_Steamer_E7 | F2 | Commercial | Hospital | Existing | Food Preparation | Natural Gas | Steamer | E7 | RVT - Cost of Operation | 0 | 0 | 0 | 0 | 0 | 0 | 0 | 0 | 0 | 0 | 0 | 0 | 0 | 0 | 0 | 0 | 0 | 0 | 0 | 0 | 0 | 0 | 0 | 0 | 0 | 0 | 0 | 0 | 0 | 0 | 0 | 0 | 0
F2_Commercial_Hospital_Existing_Food Preparation_Natural Gas_Steamer_E8 | F2 | Commercial | Hospital | Existing | Food Preparation | Natural Gas | Steamer | E8 | RVT - Cost of Operation | 0 | 0 | 0 | 0 | 0 | 0 | 0 | 0 | 0 | 0 | 0 | 0 | 0 | 0 | 0 | 0 | 0 | 0 | 0 | 0 | 0 | 0 | 0 | 0 | 0 | 0 | 0 | 0 | 0 | 0 | 0 | 0 | 0
F2_Commercial_Hospital_Existing_Food Preparation_Natural Gas_Steamer_E9 | F2 | Commercial | Hospital | Existing | Food Preparation | Natural Gas | Steamer | E9 | RVT - Cost of Operation | 0 | 0 | 0 | 0 | 0 | 0 | 0 | 0 | 0 | 0 | 0 | 0 | 0 | 0 | 0 | 0 | 0 | 0 | 0 | 0 | 0 | 0 | 0 | 0 | 0 | 0 | 0 | 0 | 0 | 0 | 0 | 0 | 0
F2_Commercial_Hospital_Existing_Food Preparation_Natural Gas_Steamer_E10 | F2 | Commercial | Hospital | Existing | Food Preparation | Natural Gas | Steamer | E10 | RVT - Cost of Operation | 0 | 0 | 0 | 0 | 0 | 0 | 0 | 0 | 0 | 0 | 0 | 0 | 0 | 0 | 0 | 0 | 0 | 0 | 0 | 0 | 0 | 0 | 0 | 0 | 0 | 0 | 0 | 0 | 0 | 0 | 0 | 0 | 0
F3_Commercial_Hospital_Existing_Food Preparation_Natural Gas_Steamer_E1 | F3 | Commercial | Hospital | Existing | Food Preparation | Natural Gas | Steamer | E1 | System - kBTUs of Consumption | 0.25788 | 0.25788 | 0.25788 | 0 | 0 | 0 | 0 | 0 | 0 | 0 | 0 | 0 | 0 | 0 | 0 | 0 | 0 | 0 | 0 | 0 | 0 | 0 | 0 | 0 | 0 | 0 | 0 | 0 | 0 | 0 | 0 | 0 | 0
F3_Commercial_Hospital_Existing_Food Preparation_Natural Gas_Steamer_E2 | F3 | Commercial | Hospital | Existing | Food Preparation | Natural Gas | Steamer | E2 | System - kBTUs of Consumption | 0.30211 | 0.30211 | 0.30211 | 0.30211 | 0.30211 | 0.30211 | 0.30211 | 0.30211 | 0.30211 | 0.30211 | 0.30211 | 0.30211 | 0.30211 | 0.30211 | 0.30211 | 0.30211 | 0.30211 | 0.30211 | 0.30211 | 0.30211 | 0.30211 | 0.30211 | 0.30211 | 0.30211 | 0.30211 | 0.30211 | 0.30211 | 0.30211 | 0.30211 | 0.30211 | 0.30211 | 0.30211 | 0.30211
F3_Commercial_Hospital_Existing_Food Preparation_Natural Gas_Steamer_E3 | F3 | Commercial | Hospital | Existing | Food Preparation | Natural Gas | Steamer | E3 | System - kBTUs of Consumption | 0 | 0 | 0 | 0 | 0 | 0 | 0 | 0 | 0 | 0 | 0 | 0 | 0 | 0 | 0 | 0 | 0 | 0 | 0 | 0 | 0 | 0 | 0 | 0 | 0 | 0 | 0 | 0 | 0 | 0 | 0 | 0 | 0
F3_Commercial_Hospital_Existing_Food Preparation_Natural Gas_Steamer_E4 | F3 | Commercial | Hospital | Existing | Food Preparation | Natural Gas | Steamer | E4 | System - kBTUs of Consumption | 0 | 0 | 0 | 0 | 0 | 0 | 0 | 0 | 0 | 0 | 0 | 0 | 0 | 0 | 0 | 0 | 0 | 0 | 0 | 0 | 0 | 0 | 0 | 0 | 0 | 0 | 0 | 0 | 0 | 0 | 0 | 0 | 0
F3_Commercial_Hospital_Existing_Food Preparation_Natural Gas_Steamer_E5 | F3 | Commercial | Hospital | Existing | Food Preparation | Natural Gas | Steamer | E5 | System - kBTUs of Consumption | 0 | 0 | 0 | 0 | 0 | 0 | 0 | 0 | 0 | 0 | 0 | 0 | 0 | 0 | 0 | 0 | 0 | 0 | 0 | 0 | 0 | 0 | 0 | 0 | 0 | 0 | 0 | 0 | 0 | 0 | 0 | 0 | 0
F3_Commercial_Hospital_Existing_Food Preparation_Natural Gas_Steamer_E6 | F3 | Commercial | Hospital | Existing | Food Preparation | Natural Gas | Steamer | E6 | System - kBTUs of Consumption | 0 | 0 | 0 | 0 | 0 | 0 | 0 | 0 | 0 | 0 | 0 | 0 | 0 | 0 | 0 | 0 | 0 | 0 | 0 | 0 | 0 | 0 | 0 | 0 | 0 | 0 | 0 | 0 | 0 | 0 | 0 | 0 | 0
F3_Commercial_Hospital_Existing_Food Preparation_Natural Gas_Steamer_E7 | F3 | Commercial | Hospital | Existing | Food Preparation | Natural Gas | Steamer | E7 | System - kBTUs of Consumption | 0 | 0 | 0 | 0 | 0 | 0 | 0 | 0 | 0 | 0 | 0 | 0 | 0 | 0 | 0 | 0 | 0 | 0 | 0 | 0 | 0 | 0 | 0 | 0 | 0 | 0 | 0 | 0 | 0 | 0 | 0 | 0 | 0
F3_Commercial_Hospital_Existing_Food Preparation_Natural Gas_Steamer_E8 | F3 | Commercial | Hospital | Existing | Food Preparation | Natural Gas | Steamer | E8 | System - kBTUs of Consumption | 0 | 0 | 0 | 0 | 0 | 0 | 0 | 0 | 0 | 0 | 0 | 0 | 0 | 0 | 0 | 0 | 0 | 0 | 0 | 0 | 0 | 0 | 0 | 0 | 0 | 0 | 0 | 0 | 0 | 0 | 0 | 0 | 0
F3_Commercial_Hospital_Existing_Food Preparation_Natural Gas_Steamer_E9 | F3 | Commercial | Hospital | Existing | Food Preparation | Natural Gas | Steamer | E9 | System - kBTUs of Consumption | 0 | 0 | 0 | 0 | 0 | 0 | 0 | 0 | 0 | 0 | 0 | 0 | 0 | 0 | 0 | 0 | 0 | 0 | 0 | 0 | 0 | 0 | 0 | 0 | 0 | 0 | 0 | 0 | 0 | 0 | 0 | 0 | 0
F3_Commercial_Hospital_Existing_Food Preparation_Natural Gas_Steamer_E10 | F3 | Commercial | Hospital | Existing | Food Preparation | Natural Gas | Steamer | E10 | System - kBTUs of Consumption | 0 | 0 | 0 | 0 | 0 | 0 | 0 | 0 | 0 | 0 | 0 | 0 | 0 | 0 | 0 | 0 | 0 | 0 | 0 | 0 | 0 | 0 | 0 | 0 | 0 | 0 | 0 | 0 | 0 | 0 | 0 | 0 | 0
F4_Commercial_Hospital_Existing_Food Preparation_Natural Gas_Steamer_E1 | F4 | Commercial | Hospital | Existing | Food Preparation | Natural Gas | Steamer | E1 | Utility - Cost of Equipment | 0.40765 | 0.41061 | 0.41399 | 0 | 0 | 0 | 0 | 0 | 0 | 0 | 0 | 0 | 0 | 0 | 0 | 0 | 0 | 0 | 0 | 0 | 0 | 0 | 0 | 0 | 0 | 0 | 0 | 0 | 0 | 0 | 0 | 0 | 0
F4_Commercial_Hospital_Existing_Food Preparation_Natural Gas_Steamer_E2 | F4 | Commercial | Hospital | Existing | Food Preparation | Natural Gas | Steamer | E2 | Utility - Cost of Equipment | 0.17685 | 0.17813 | 0.1796 | 0.18124 | 0.18312 | 0.18531 | 0.18712 | 0.18888 | 0.19066 | 0.1925 | 0.19424 | 0.19583 | 0.19742 | 0.19907 | 0.20088 | 0.20264 | 0.20453 | 0.20655 | 0.20868 | 0.21084 | 0.213 | 0.21501 | 0.21682 | 0.21845 | 0.21987 | 0.2211 | 0.22194 | 0.22258 | 0.22312 | 0.22359 | 0.22405 | 0.22426 | 0.22426
F4_Commercial_Hospital_Existing_Food Preparation_Natural Gas_Steamer_E3 | F4 | Commercial | Hospital | Existing | Food Preparation | Natural Gas | Steamer | E3 | Utility - Cost of Equipment | 0 | 0 | 0 | 0 | 0 | 0 | 0 | 0 | 0 | 0 | 0 | 0 | 0 | 0 | 0 | 0 | 0 | 0 | 0 | 0 | 0 | 0 | 0 | 0 | 0 | 0 | 0 | 0 | 0 | 0 | 0 | 0 | 0
F4_Commercial_Hospital_Existing_Food Preparation_Natural Gas_Steamer_E4 | F4 | Commercial | Hospital | Existing | Food Preparation | Natural Gas | Steamer | E4 | Utility - Cost of Equipment | 0 | 0 | 0 | 0 | 0 | 0 | 0 | 0 | 0 | 0 | 0 | 0 | 0 | 0 | 0 | 0 | 0 | 0 | 0 | 0 | 0 | 0 | 0 | 0 | 0 | 0 | 0 | 0 | 0 | 0 | 0 | 0 | 0
F4_Commercial_Hospital_Existing_Food Preparation_Natural Gas_Steamer_E5 | F4 | Commercial | Hospital | Existing | Food Preparation | Natural Gas | Steamer | E5 | Utility - Cost of Equipment | 0 | 0 | 0 | 0 | 0 | 0 | 0 | 0 | 0 | 0 | 0 | 0 | 0 | 0 | 0 | 0 | 0 | 0 | 0 | 0 | 0 | 0 | 0 | 0 | 0 | 0 | 0 | 0 | 0 | 0 | 0 | 0 | 0
F4_Commercial_Hospital_Existing_Food Preparation_Natural Gas_Steamer_E6 | F4 | Commercial | Hospital | Existing | Food Preparation | Natural Gas | Steamer | E6 | Utility - Cost of Equipment | 0 | 0 | 0 | 0 | 0 | 0 | 0 | 0 | 0 | 0 | 0 | 0 | 0 | 0 | 0 | 0 | 0 | 0 | 0 | 0 | 0 | 0 | 0 | 0 | 0 | 0 | 0 | 0 | 0 | 0 | 0 | 0 | 0
F4_Commercial_Hospital_Existing_Food Preparation_Natural Gas_Steamer_E7 | F4 | Commercial | Hospital | Existing | Food Preparation | Natural Gas | Steamer | E7 | Utility - Cost of Equipment | 0 | 0 | 0 | 0 | 0 | 0 | 0 | 0 | 0 | 0 | 0 | 0 | 0 | 0 | 0 | 0 | 0 | 0 | 0 | 0 | 0 | 0 | 0 | 0 | 0 | 0 | 0 | 0 | 0 | 0 | 0 | 0 | 0
F4_Commercial_Hospital_Existing_Food Preparation_Natural Gas_Steamer_E8 | F4 | Commercial | Hospital | Existing | Food Preparation | Natural Gas | Steamer | E8 | Utility - Cost of Equipment | 0 | 0 | 0 | 0 | 0 | 0 | 0 | 0 | 0 | 0 | 0 | 0 | 0 | 0 | 0 | 0 | 0 | 0 | 0 | 0 | 0 | 0 | 0 | 0 | 0 | 0 | 0 | 0 | 0 | 0 | 0 | 0 | 0
F4_Commercial_Hospital_Existing_Food Preparation_Natural Gas_Steamer_E9 | F4 | Commercial | Hospital | Existing | Food Preparation | Natural Gas | Steamer | E9 | Utility - Cost of Equipment | 0 | 0 | 0 | 0 | 0 | 0 | 0 | 0 | 0 | 0 | 0 | 0 | 0 | 0 | 0 | 0 | 0 | 0 | 0 | 0 | 0 | 0 | 0 | 0 | 0 | 0 | 0 | 0 | 0 | 0 | 0 | 0 | 0
F4_Commercial_Hospital_Existing_Food Preparation_Natural Gas_Steamer_E10 | F4 | Commercial | Hospital | Existing | Food Preparation | Natural Gas | Steamer | E10 | Utility - Cost of Equipment | 0 | 0 | 0 | 0 | 0 | 0 | 0 | 0 | 0 | 0 | 0 | 0 | 0 | 0 | 0 | 0 | 0 | 0 | 0 | 0 | 0 | 0 | 0 | 0 | 0 | 0 | 0 | 0 | 0 | 0 | 0 | 0 | 0
F5_Commercial_Hospital_Existing_Food Preparation_Natural Gas_Steamer_E1 | F5 | Commercial | Hospital | Existing | Food Preparation | Natural Gas | Steamer | E1 | Utility - Cost of Operation | 0.25788 | 0.25788 | 0.25788 | 0 | 0 | 0 | 0 | 0 | 0 | 0 | 0 | 0 | 0 | 0 | 0 | 0 | 0 | 0 | 0 | 0 | 0 | 0 | 0 | 0 | 0 | 0 | 0 | 0 | 0 | 0 | 0 | 0 | 0
F5_Commercial_Hospital_Existing_Food Preparation_Natural Gas_Steamer_E2 | F5 | Commercial | Hospital | Existing | Food Preparation | Natural Gas | Steamer | E2 | Utility - Cost of Operation | 0.30211 | 0.30211 | 0.30211 | 0.30211 | 0.30211 | 0.30211 | 0.30211 | 0.30211 | 0.30211 | 0.30211 | 0.30211 | 0.30211 | 0.30211 | 0.30211 | 0.30211 | 0.30211 | 0.30211 | 0.30211 | 0.30211 | 0.30211 | 0.30211 | 0.30211 | 0.30211 | 0.30211 | 0.30211 | 0.30211 | 0.30211 | 0.30211 | 0.30211 | 0.30211 | 0.30211 | 0.30211 | 0.30211
F5_Commercial_Hospital_Existing_Food Preparation_Natural Gas_Steamer_E3 | F5 | Commercial | Hospital | Existing | Food Preparation | Natural Gas | Steamer | E3 | Utility - Cost of Operation | 0 | 0 | 0 | 0 | 0 | 0 | 0 | 0 | 0 | 0 | 0 | 0 | 0 | 0 | 0 | 0 | 0 | 0 | 0 | 0 | 0 | 0 | 0 | 0 | 0 | 0 | 0 | 0 | 0 | 0 | 0 | 0 | 0
F5_Commercial_Hospital_Existing_Food Preparation_Natural Gas_Steamer_E4 | F5 | Commercial | Hospital | Existing | Food Preparation | Natural Gas | Steamer | E4 | Utility - Cost of Operation | 0 | 0 | 0 | 0 | 0 | 0 | 0 | 0 | 0 | 0 | 0 | 0 | 0 | 0 | 0 | 0 | 0 | 0 | 0 | 0 | 0 | 0 | 0 | 0 | 0 | 0 | 0 | 0 | 0 | 0 | 0 | 0 | 0
F5_Commercial_Hospital_Existing_Food Preparation_Natural Gas_Steamer_E5 | F5 | Commercial | Hospital | Existing | Food Preparation | Natural Gas | Steamer | E5 | Utility - Cost of Operation | 0 | 0 | 0 | 0 | 0 | 0 | 0 | 0 | 0 | 0 | 0 | 0 | 0 | 0 | 0 | 0 | 0 | 0 | 0 | 0 | 0 | 0 | 0 | 0 | 0 | 0 | 0 | 0 | 0 | 0 | 0 | 0 | 0
F5_Commercial_Hospital_Existing_Food Preparation_Natural Gas_Steamer_E6 | F5 | Commercial | Hospital | Existing | Food Preparation | Natural Gas | Steamer | E6 | Utility - Cost of Operation | 0 | 0 | 0 | 0 | 0 | 0 | 0 | 0 | 0 | 0 | 0 | 0 | 0 | 0 | 0 | 0 | 0 | 0 | 0 | 0 | 0 | 0 | 0 | 0 | 0 | 0 | 0 | 0 | 0 | 0 | 0 | 0 | 0
F5_Commercial_Hospital_Existing_Food Preparation_Natural Gas_Steamer_E7 | F5 | Commercial | Hospital | Existing | Food Preparation | Natural Gas | Steamer | E7 | Utility - Cost of Operation | 0 | 0 | 0 | 0 | 0 | 0 | 0 | 0 | 0 | 0 | 0 | 0 | 0 | 0 | 0 | 0 | 0 | 0 | 0 | 0 | 0 | 0 | 0 | 0 | 0 | 0 | 0 | 0 | 0 | 0 | 0 | 0 | 0
F5_Commercial_Hospital_Existing_Food Preparation_Natural Gas_Steamer_E8 | F5 | Commercial | Hospital | Existing | Food Preparation | Natural Gas | Steamer | E8 | Utility - Cost of Operation | 0 | 0 | 0 | 0 | 0 | 0 | 0 | 0 | 0 | 0 | 0 | 0 | 0 | 0 | 0 | 0 | 0 | 0 | 0 | 0 | 0 | 0 | 0 | 0 | 0 | 0 | 0 | 0 | 0 | 0 | 0 | 0 | 0
F5_Commercial_Hospital_Existing_Food Preparation_Natural Gas_Steamer_E9 | F5 | Commercial | Hospital | Existing | Food Preparation | Natural Gas | Steamer | E9 | Utility - Cost of Operation | 0 | 0 | 0 | 0 | 0 | 0 | 0 | 0 | 0 | 0 | 0 | 0 | 0 | 0 | 0 | 0 | 0 | 0 | 0 | 0 | 0 | 0 | 0 | 0 | 0 | 0 | 0 | 0 | 0 | 0 | 0 | 0 | 0
F5_Commercial_Hospital_Existing_Food Preparation_Natural Gas_Steamer_E10 | F5 | Commercial | Hospital | Existing | Food Preparation | Natural Gas | Steamer | E10 | Utility - Cost of Operation | 0 | 0 | 0 | 0 | 0 | 0 | 0 | 0 | 0 | 0 | 0 | 0 | 0 | 0 | 0 | 0 | 0 | 0 | 0 | 0 | 0 | 0 | 0 | 0 | 0 | 0 | 0 | 0 | 0 | 0 | 0 | 0 | 0
F6_Commercial_Hospital_Existing_Food Preparation_Natural Gas_Steamer_E1 | F6 | Commercial | Hospital | Existing | Food Preparation | Natural Gas | Steamer | E1 | Utility - Value of Sales | 0.24282 | 0.24282 | 0.24282 | 0 | 0 | 0 | 0 | 0 | 0 | 0 | 0 | 0 | 0 | 0 | 0 | 0 | 0 | 0 | 0 | 0 | 0 | 0 | 0 | 0 | 0 | 0 | 0 | 0 | 0 | 0 | 0 | 0 | 0
F6_Commercial_Hospital_Existing_Food Preparation_Natural Gas_Steamer_E2 | F6 | Commercial | Hospital | Existing | Food Preparation | Natural Gas | Steamer | E2 | Utility - Value of Sales | 0.10534 | 0.10534 | 0.10534 | 0.10534 | 0.10534 | 0.10534 | 0.10534 | 0.10534 | 0.10534 | 0.10534 | 0.10534 | 0.10534 | 0.10534 | 0.10534 | 0.10534 | 0.10534 | 0.10534 | 0.10534 | 0.10534 | 0.10534 | 0.10534 | 0.10534 | 0.10534 | 0.10534 | 0.10534 | 0.10534 | 0.10534 | 0.10534 | 0.10534 | 0.10534 | 0.10534 | 0.10534 | 0.10534
F6_Commercial_Hospital_Existing_Food Preparation_Natural Gas_Steamer_E3 | F6 | Commercial | Hospital | Existing | Food Preparation | Natural Gas | Steamer | E3 | Utility - Value of Sales | 0 | 0 | 0 | 0 | 0 | 0 | 0 | 0 | 0 | 0 | 0 | 0 | 0 | 0 | 0 | 0 | 0 | 0 | 0 | 0 | 0 | 0 | 0 | 0 | 0 | 0 | 0 | 0 | 0 | 0 | 0 | 0 | 0
F6_Commercial_Hospital_Existing_Food Preparation_Natural Gas_Steamer_E4 | F6 | Commercial | Hospital | Existing | Food Preparation | Natural Gas | Steamer | E4 | Utility - Value of Sales | 0 | 0 | 0 | 0 | 0 | 0 | 0 | 0 | 0 | 0 | 0 | 0 | 0 | 0 | 0 | 0 | 0 | 0 | 0 | 0 | 0 | 0 | 0 | 0 | 0 | 0 | 0 | 0 | 0 | 0 | 0 | 0 | 0
F6_Commercial_Hospital_Existing_Food Preparation_Natural Gas_Steamer_E5 | F6 | Commercial | Hospital | Existing | Food Preparation | Natural Gas | Steamer | E5 | Utility - Value of Sales | 0 | 0 | 0 | 0 | 0 | 0 | 0 | 0 | 0 | 0 | 0 | 0 | 0 | 0 | 0 | 0 | 0 | 0 | 0 | 0 | 0 | 0 | 0 | 0 | 0 | 0 | 0 | 0 | 0 | 0 | 0 | 0 | 0
F6_Commercial_Hospital_Existing_Food Preparation_Natural Gas_Steamer_E6 | F6 | Commercial | Hospital | Existing | Food Preparation | Natural Gas | Steamer | E6 | Utility - Value of Sales | 0 | 0 | 0 | 0 | 0 | 0 | 0 | 0 | 0 | 0 | 0 | 0 | 0 | 0 | 0 | 0 | 0 | 0 | 0 | 0 | 0 | 0 | 0 | 0 | 0 | 0 | 0 | 0 | 0 | 0 | 0 | 0 | 0
F6_Commercial_Hospital_Existing_Food Preparation_Natural Gas_Steamer_E7 | F6 | Commercial | Hospital | Existing | Food Preparation | Natural Gas | Steamer | E7 | Utility - Value of Sales | 0 | 0 | 0 | 0 | 0 | 0 | 0 | 0 | 0 | 0 | 0 | 0 | 0 | 0 | 0 | 0 | 0 | 0 | 0 | 0 | 0 | 0 | 0 | 0 | 0 | 0 | 0 | 0 | 0 | 0 | 0 | 0 | 0
F6_Commercial_Hospital_Existing_Food Preparation_Natural Gas_Steamer_E8 | F6 | Commercial | Hospital | Existing | Food Preparation | Natural Gas | Steamer | E8 | Utility - Value of Sales | 0 | 0 | 0 | 0 | 0 | 0 | 0 | 0 | 0 | 0 | 0 | 0 | 0 | 0 | 0 | 0 | 0 | 0 | 0 | 0 | 0 | 0 | 0 | 0 | 0 | 0 | 0 | 0 | 0 | 0 | 0 | 0 | 0
F6_Commercial_Hospital_Existing_Food Preparation_Natural Gas_Steamer_E9 | F6 | Commercial | Hospital | Existing | Food Preparation | Natural Gas | Steamer | E9 | Utility - Value of Sales | 0 | 0 | 0 | 0 | 0 | 0 | 0 | 0 | 0 | 0 | 0 | 0 | 0 | 0 | 0 | 0 | 0 | 0 | 0 | 0 | 0 | 0 | 0 | 0 | 0 | 0 | 0 | 0 | 0 | 0 | 0 | 0 | 0
F6_Commercial_Hospital_Existing_Food Preparation_Natural Gas_Steamer_E10 | F6 | Commercial | Hospital | Existing | Food Preparation | Natural Gas | Steamer | E10 | Utility - Value of Sales | 0 | 0 | 0 | 0 | 0 | 0 | 0 | 0 | 0 | 0 | 0 | 0 | 0 | 0 | 0 | 0 | 0 | 0 | 0 | 0 | 0 | 0 | 0 | 0 | 0 | 0 | 0 | 0 | 0 | 0 | 0 | 0 | 0
F1_Commercial_Hospital_Existing_Food Preparation_Natural Gas_Food Prep Other_E1 | F1 | Commercial | Hospital | Existing | Food Preparation | Natural Gas | Food Prep Other | E1 | RVT - Cost of Equipment | 0.060728 | 0.061155 | 0.061663 | 0.062253 | 0.062946 | 0.063758 | 0.064408 | 0.065028 | 0.065637 | 0.066253 | 0.066818 | 0.067311 | 0.067808 | 0.068334 | 0.068941 | 0.069548 | 0.070218 | 0.07095 | 0.07173 | 0.072534 | 0.073353 | 0.074121 | 0.074823 | 0.075464 | 0.076028 | 0.076512 | 0.076849 | 0.077099 | 0.077316 | 0.077501 | 0.077684 | 0.077765 | 0.077765
F1_Commercial_Hospital_Existing_Food Preparation_Natural Gas_Food Prep Other_E2 | F1 | Commercial | Hospital | Existing | Food Preparation | Natural Gas | Food Prep Other | E2 | RVT - Cost of Equipment | 0.060728 | 0.061155 | 0.061663 | 0.062253 | 0.062946 | 0.063758 | 0.064408 | 0.065028 | 0.065637 | 0.066253 | 0.066818 | 0.067311 | 0.067808 | 0.068334 | 0.068941 | 0.069548 | 0.070218 | 0.07095 | 0.07173 | 0.072534 | 0.073353 | 0.074121 | 0.074823 | 0.075464 | 0.076028 | 0.076512 | 0.076849 | 0.077099 | 0.077316 | 0.077501 | 0.077684 | 0.077765 | 0.077765
F1_Commercial_Hospital_Existing_Food Preparation_Natural Gas_Food Prep Other_E3 | F1 | Commercial | Hospital | Existing | Food Preparation | Natural Gas | Food Prep Other | E3 | RVT - Cost of Equipment | 0 | 0 | 0 | 0 | 0 | 0 | 0 | 0 | 0 | 0 | 0 | 0 | 0 | 0 | 0 | 0 | 0 | 0 | 0 | 0 | 0 | 0 | 0 | 0 | 0 | 0 | 0 | 0 | 0 | 0 | 0 | 0 | 0
F1_Commercial_Hospital_Existing_Food Preparation_Natural Gas_Food Prep Other_E4 | F1 | Commercial | Hospital | Existing | Food Preparation | Natural Gas | Food Prep Other | E4 | RVT - Cost of Equipment | 0 | 0 | 0 | 0 | 0 | 0 | 0 | 0 | 0 | 0 | 0 | 0 | 0 | 0 | 0 | 0 | 0 | 0 | 0 | 0 | 0 | 0 | 0 | 0 | 0 | 0 | 0 | 0 | 0 | 0 | 0 | 0 | 0
F1_Commercial_Hospital_Existing_Food Preparation_Natural Gas_Food Prep Other_E5 | F1 | Commercial | Hospital | Existing | Food Preparation | Natural Gas | Food Prep Other | E5 | RVT - Cost of Equipment | 0 | 0 | 0 | 0 | 0 | 0 | 0 | 0 | 0 | 0 | 0 | 0 | 0 | 0 | 0 | 0 | 0 | 0 | 0 | 0 | 0 | 0 | 0 | 0 | 0 | 0 | 0 | 0 | 0 | 0 | 0 | 0 | 0
F1_Commercial_Hospital_Existing_Food Preparation_Natural Gas_Food Prep Other_E6 | F1 | Commercial | Hospital | Existing | Food Preparation | Natural Gas | Food Prep Other | E6 | RVT - Cost of Equipment | 0 | 0 | 0 | 0 | 0 | 0 | 0 | 0 | 0 | 0 | 0 | 0 | 0 | 0 | 0 | 0 | 0 | 0 | 0 | 0 | 0 | 0 | 0 | 0 | 0 | 0 | 0 | 0 | 0 | 0 | 0 | 0 | 0
F1_Commercial_Hospital_Existing_Food Preparation_Natural Gas_Food Prep Other_E7 | F1 | Commercial | Hospital | Existing | Food Preparation | Natural Gas | Food Prep Other | E7 | RVT - Cost of Equipment | 0 | 0 | 0 | 0 | 0 | 0 | 0 | 0 | 0 | 0 | 0 | 0 | 0 | 0 | 0 | 0 | 0 | 0 | 0 | 0 | 0 | 0 | 0 | 0 | 0 | 0 | 0 | 0 | 0 | 0 | 0 | 0 | 0
F1_Commercial_Hospital_Existing_Food Preparation_Natural Gas_Food Prep Other_E8 | F1 | Commercial | Hospital | Existing | Food Preparation | Natural Gas | Food Prep Other | E8 | RVT - Cost of Equipment | 0 | 0 | 0 | 0 | 0 | 0 | 0 | 0 | 0 | 0 | 0 | 0 | 0 | 0 | 0 | 0 | 0 | 0 | 0 | 0 | 0 | 0 | 0 | 0 | 0 | 0 | 0 | 0 | 0 | 0 | 0 | 0 | 0
F1_Commercial_Hospital_Existing_Food Preparation_Natural Gas_Food Prep Other_E9 | F1 | Commercial | Hospital | Existing | Food Preparation | Natural Gas | Food Prep Other | E9 | RVT - Cost of Equipment | 0 | 0 | 0 | 0 | 0 | 0 | 0 | 0 | 0 | 0 | 0 | 0 | 0 | 0 | 0 | 0 | 0 | 0 | 0 | 0 | 0 | 0 | 0 | 0 | 0 | 0 | 0 | 0 | 0 | 0 | 0 | 0 | 0
F1_Commercial_Hospital_Existing_Food Preparation_Natural Gas_Food Prep Other_E10 | F1 | Commercial | Hospital | Existing | Food Preparation | Natural Gas | Food Prep Other | E10 | RVT - Cost of Equipment | 0 | 0 | 0 | 0 | 0 | 0 | 0 | 0 | 0 | 0 | 0 | 0 | 0 | 0 | 0 | 0 | 0 | 0 | 0 | 0 | 0 | 0 | 0 | 0 | 0 | 0 | 0 | 0 | 0 | 0 | 0 | 0 | 0
F2_Commercial_Hospital_Existing_Food Preparation_Natural Gas_Food Prep Other_E1 | F2 | Commercial | Hospital | Existing | Food Preparation | Natural Gas | Food Prep Other | E1 | RVT - Cost of Operation | 0.072756 | 0.073268 | 0.073876 | 0.074583 | 0.075414 | 0.076386 | 0.077165 | 0.077908 | 0.078637 | 0.079375 | 0.080052 | 0.080643 | 0.081238 | 0.081869 | 0.082596 | 0.083323 | 0.084126 | 0.085003 | 0.085937 | 0.086901 | 0.087881 | 0.088801 | 0.089643 | 0.090411 | 0.091086 | 0.091667 | 0.09207 | 0.09237 | 0.092629 | 0.092851 | 0.093071 | 0.093168 | 0.093168
F2_Commercial_Hospital_Existing_Food Preparation_Natural Gas_Food Prep Other_E2 | F2 | Commercial | Hospital | Existing | Food Preparation | Natural Gas | Food Prep Other | E2 | RVT - Cost of Operation | 0.072756 | 0.073268 | 0.073876 | 0.074583 | 0.075414 | 0.076386 | 0.077165 | 0.077908 | 0.078637 | 0.079375 | 0.080052 | 0.080643 | 0.081238 | 0.081869 | 0.082596 | 0.083323 | 0.084126 | 0.085003 | 0.085937 | 0.086901 | 0.087881 | 0.088801 | 0.089643 | 0.090411 | 0.091086 | 0.091667 | 0.09207 | 0.09237 | 0.092629 | 0.092851 | 0.093071 | 0.093168 | 0.093168
F2_Commercial_Hospital_Existing_Food Preparation_Natural Gas_Food Prep Other_E3 | F2 | Commercial | Hospital | Existing | Food Preparation | Natural Gas | Food Prep Other | E3 | RVT - Cost of Operation | 0 | 0 | 0 | 0 | 0 | 0 | 0 | 0 | 0 | 0 | 0 | 0 | 0 | 0 | 0 | 0 | 0 | 0 | 0 | 0 | 0 | 0 | 0 | 0 | 0 | 0 | 0 | 0 | 0 | 0 | 0 | 0 | 0
F2_Commercial_Hospital_Existing_Food Preparation_Natural Gas_Food Prep Other_E4 | F2 | Commercial | Hospital | Existing | Food Preparation | Natural Gas | Food Prep Other | E4 | RVT - Cost of Operation | 0 | 0 | 0 | 0 | 0 | 0 | 0 | 0 | 0 | 0 | 0 | 0 | 0 | 0 | 0 | 0 | 0 | 0 | 0 | 0 | 0 | 0 | 0 | 0 | 0 | 0 | 0 | 0 | 0 | 0 | 0 | 0 | 0
F2_Commercial_Hospital_Existing_Food Preparation_Natural Gas_Food Prep Other_E5 | F2 | Commercial | Hospital | Existing | Food Preparation | Natural Gas | Food Prep Other | E5 | RVT - Cost of Operation | 0 | 0 | 0 | 0 | 0 | 0 | 0 | 0 | 0 | 0 | 0 | 0 | 0 | 0 | 0 | 0 | 0 | 0 | 0 | 0 | 0 | 0 | 0 | 0 | 0 | 0 | 0 | 0 | 0 | 0 | 0 | 0 | 0
F2_Commercial_Hospital_Existing_Food Preparation_Natural Gas_Food Prep Other_E6 | F2 | Commercial | Hospital | Existing | Food Preparation | Natural Gas | Food Prep Other | E6 | RVT - Cost of Operation | 0 | 0 | 0 | 0 | 0 | 0 | 0 | 0 | 0 | 0 | 0 | 0 | 0 | 0 | 0 | 0 | 0 | 0 | 0 | 0 | 0 | 0 | 0 | 0 | 0 | 0 | 0 | 0 | 0 | 0 | 0 | 0 | 0
F2_Commercial_Hospital_Existing_Food Preparation_Natural Gas_Food Prep Other_E7 | F2 | Commercial | Hospital | Existing | Food Preparation | Natural Gas | Food Prep Other | E7 | RVT - Cost of Operation | 0 | 0 | 0 | 0 | 0 | 0 | 0 | 0 | 0 | 0 | 0 | 0 | 0 | 0 | 0 | 0 | 0 | 0 | 0 | 0 | 0 | 0 | 0 | 0 | 0 | 0 | 0 | 0 | 0 | 0 | 0 | 0 | 0
F2_Commercial_Hospital_Existing_Food Preparation_Natural Gas_Food Prep Other_E8 | F2 | Commercial | Hospital | Existing | Food Preparation | Natural Gas | Food Prep Other | E8 | RVT - Cost of Operation | 0 | 0 | 0 | 0 | 0 | 0 | 0 | 0 | 0 | 0 | 0 | 0 | 0 | 0 | 0 | 0 | 0 | 0 | 0 | 0 | 0 | 0 | 0 | 0 | 0 | 0 | 0 | 0 | 0 | 0 | 0 | 0 | 0
F2_Commercial_Hospital_Existing_Food Preparation_Natural Gas_Food Prep Other_E9 | F2 | Commercial | Hospital | Existing | Food Preparation | Natural Gas | Food Prep Other | E9 | RVT - Cost of Operation | 0 | 0 | 0 | 0 | 0 | 0 | 0 | 0 | 0 | 0 | 0 | 0 | 0 | 0 | 0 | 0 | 0 | 0 | 0 | 0 | 0 | 0 | 0 | 0 | 0 | 0 | 0 | 0 | 0 | 0 | 0 | 0 | 0
F2_Commercial_Hospital_Existing_Food Preparation_Natural Gas_Food Prep Other_E10 | F2 | Commercial | Hospital | Existing | Food Preparation | Natural Gas | Food Prep Other | E10 | RVT - Cost of Operation | 0 | 0 | 0 | 0 | 0 | 0 | 0 | 0 | 0 | 0 | 0 | 0 | 0 | 0 | 0 | 0 | 0 | 0 | 0 | 0 | 0 | 0 | 0 | 0 | 0 | 0 | 0 | 0 | 0 | 0 | 0 | 0 | 0
F3_Commercial_Hospital_Existing_Food Preparation_Natural Gas_Food Prep Other_E1 | F3 | Commercial | Hospital | Existing | Food Preparation | Natural Gas | Food Prep Other | E1 | System - kBTUs of Consumption | 0.0045017 | 0.0045017 | 0.0045017 | 0.0045017 | 0.0045017 | 0.0045017 | 0.0045017 | 0.0045017 | 0.0045017 | 0.0045017 | 0.0045017 | 0.0045017 | 0.0045017 | 0.0045017 | 0.0045017 | 0.0045017 | 0.0045017 | 0.0045017 | 0.0045017 | 0.0045017 | 0.0045017 | 0.0045017 | 0.0045017 | 0.0045017 | 0.0045017 | 0.0045017 | 0.0045017 | 0.0045017 | 0.0045017 | 0.0045017 | 0.0045017 | 0.0045017 | 0.0045017
F3_Commercial_Hospital_Existing_Food Preparation_Natural Gas_Food Prep Other_E2 | F3 | Commercial | Hospital | Existing | Food Preparation | Natural Gas | Food Prep Other | E2 | System - kBTUs of Consumption | 0.0045062 | 0.0045062 | 0.0045062 | 0.0045062 | 0.0045062 | 0.0045062 | 0.0045062 | 0.0045062 | 0.0045062 | 0.0045062 | 0.0045062 | 0.0045062 | 0.0045062 | 0.0045062 | 0.0045062 | 0.0045062 | 0.0045062 | 0.0045062 | 0.0045062 | 0.0045062 | 0.0045062 | 0.0045062 | 0.0045062 | 0.0045062 | 0.0045062 | 0.0045062 | 0.0045062 | 0.0045062 | 0.0045062 | 0.0045062 | 0.0045062 | 0.0045062 | 0.0045062
F3_Commercial_Hospital_Existing_Food Preparation_Natural Gas_Food Prep Other_E3 | F3 | Commercial | Hospital | Existing | Food Preparation | Natural Gas | Food Prep Other | E3 | System - kBTUs of Consumption | 0 | 0 | 0 | 0 | 0 | 0 | 0 | 0 | 0 | 0 | 0 | 0 | 0 | 0 | 0 | 0 | 0 | 0 | 0 | 0 | 0 | 0 | 0 | 0 | 0 | 0 | 0 | 0 | 0 | 0 | 0 | 0 | 0
F3_Commercial_Hospital_Existing_Food Preparation_Natural Gas_Food Prep Other_E4 | F3 | Commercial | Hospital | Existing | Food Preparation | Natural Gas | Food Prep Other | E4 | System - kBTUs of Consumption | 0 | 0 | 0 | 0 | 0 | 0 | 0 | 0 | 0 | 0 | 0 | 0 | 0 | 0 | 0 | 0 | 0 | 0 | 0 | 0 | 0 | 0 | 0 | 0 | 0 | 0 | 0 | 0 | 0 | 0 | 0 | 0 | 0
F3_Commercial_Hospital_Existing_Food Preparation_Natural Gas_Food Prep Other_E5 | F3 | Commercial | Hospital | Existing | Food Preparation | Natural Gas | Food Prep Other | E5 | System - kBTUs of Consumption | 0 | 0 | 0 | 0 | 0 | 0 | 0 | 0 | 0 | 0 | 0 | 0 | 0 | 0 | 0 | 0 | 0 | 0 | 0 | 0 | 0 | 0 | 0 | 0 | 0 | 0 | 0 | 0 | 0 | 0 | 0 | 0 | 0
F3_Commercial_Hospital_Existing_Food Preparation_Natural Gas_Food Prep Other_E6 | F3 | Commercial | Hospital | Existing | Food Preparation | Natural Gas | Food Prep Other | E6 | System - kBTUs of Consumption | 0 | 0 | 0 | 0 | 0 | 0 | 0 | 0 | 0 | 0 | 0 | 0 | 0 | 0 | 0 | 0 | 0 | 0 | 0 | 0 | 0 | 0 | 0 | 0 | 0 | 0 | 0 | 0 | 0 | 0 | 0 | 0 | 0
F3_Commercial_Hospital_Existing_Food Preparation_Natural Gas_Food Prep Other_E7 | F3 | Commercial | Hospital | Existing | Food Preparation | Natural Gas | Food Prep Other | E7 | System - kBTUs of Consumption | 0 | 0 | 0 | 0 | 0 | 0 | 0 | 0 | 0 | 0 | 0 | 0 | 0 | 0 | 0 | 0 | 0 | 0 | 0 | 0 | 0 | 0 | 0 | 0 | 0 | 0 | 0 | 0 | 0 | 0 | 0 | 0 | 0
F3_Commercial_Hospital_Existing_Food Preparation_Natural Gas_Food Prep Other_E8 | F3 | Commercial | Hospital | Existing | Food Preparation | Natural Gas | Food Prep Other | E8 | System - kBTUs of Consumption | 0 | 0 | 0 | 0 | 0 | 0 | 0 | 0 | 0 | 0 | 0 | 0 | 0 | 0 | 0 | 0 | 0 | 0 | 0 | 0 | 0 | 0 | 0 | 0 | 0 | 0 | 0 | 0 | 0 | 0 | 0 | 0 | 0
F3_Commercial_Hospital_Existing_Food Preparation_Natural Gas_Food Prep Other_E9 | F3 | Commercial | Hospital | Existing | Food Preparation | Natural Gas | Food Prep Other | E9 | System - kBTUs of Consumption | 0 | 0 | 0 | 0 | 0 | 0 | 0 | 0 | 0 | 0 | 0 | 0 | 0 | 0 | 0 | 0 | 0 | 0 | 0 | 0 | 0 | 0 | 0 | 0 | 0 | 0 | 0 | 0 | 0 | 0 | 0 | 0 | 0
F3_Commercial_Hospital_Existing_Food Preparation_Natural Gas_Food Prep Other_E10 | F3 | Commercial | Hospital | Existing | Food Preparation | Natural Gas | Food Prep Other | E10 | System - kBTUs of Consumption | 0 | 0 | 0 | 0 | 0 | 0 | 0 | 0 | 0 | 0 | 0 | 0 | 0 | 0 | 0 | 0 | 0 | 0 | 0 | 0 | 0 | 0 | 0 | 0 | 0 | 0 | 0 | 0 | 0 | 0 | 0 | 0 | 0
F4_Commercial_Hospital_Existing_Food Preparation_Natural Gas_Food Prep Other_E1 | F4 | Commercial | Hospital | Existing | Food Preparation | Natural Gas | Food Prep Other | E1 | Utility - Cost of Equipment | 0.072756 | 0.073268 | 0.073876 | 0.074583 | 0.075414 | 0.076386 | 0.077165 | 0.077908 | 0.078637 | 0.079375 | 0.080052 | 0.080643 | 0.081238 | 0.081869 | 0.082596 | 0.083323 | 0.084126 | 0.085003 | 0.085937 | 0.086901 | 0.087881 | 0.088801 | 0.089643 | 0.090411 | 0.091086 | 0.091667 | 0.09207 | 0.09237 | 0.092629 | 0.092851 | 0.093071 | 0.093168 | 0.093168
F4_Commercial_Hospital_Existing_Food Preparation_Natural Gas_Food Prep Other_E2 | F4 | Commercial | Hospital | Existing | Food Preparation | Natural Gas | Food Prep Other | E2 | Utility - Cost of Equipment | 0.072756 | 0.073268 | 0.073876 | 0.074583 | 0.075414 | 0.076386 | 0.077165 | 0.077908 | 0.078637 | 0.079375 | 0.080052 | 0.080643 | 0.081238 | 0.081869 | 0.082596 | 0.083323 | 0.084126 | 0.085003 | 0.085937 | 0.086901 | 0.087881 | 0.088801 | 0.089643 | 0.090411 | 0.091086 | 0.091667 | 0.09207 | 0.09237 | 0.092629 | 0.092851 | 0.093071 | 0.093168 | 0.093168
F4_Commercial_Hospital_Existing_Food Preparation_Natural Gas_Food Prep Other_E3 | F4 | Commercial | Hospital | Existing | Food Preparation | Natural Gas | Food Prep Other | E3 | Utility - Cost of Equipment | 0 | 0 | 0 | 0 | 0 | 0 | 0 | 0 | 0 | 0 | 0 | 0 | 0 | 0 | 0 | 0 | 0 | 0 | 0 | 0 | 0 | 0 | 0 | 0 | 0 | 0 | 0 | 0 | 0 | 0 | 0 | 0 | 0
F4_Commercial_Hospital_Existing_Food Preparation_Natural Gas_Food Prep Other_E4 | F4 | Commercial | Hospital | Existing | Food Preparation | Natural Gas | Food Prep Other | E4 | Utility - Cost of Equipment | 0 | 0 | 0 | 0 | 0 | 0 | 0 | 0 | 0 | 0 | 0 | 0 | 0 | 0 | 0 | 0 | 0 | 0 | 0 | 0 | 0 | 0 | 0 | 0 | 0 | 0 | 0 | 0 | 0 | 0 | 0 | 0 | 0
F4_Commercial_Hospital_Existing_Food Preparation_Natural Gas_Food Prep Other_E5 | F4 | Commercial | Hospital | Existing | Food Preparation | Natural Gas | Food Prep Other | E5 | Utility - Cost of Equipment | 0 | 0 | 0 | 0 | 0 | 0 | 0 | 0 | 0 | 0 | 0 | 0 | 0 | 0 | 0 | 0 | 0 | 0 | 0 | 0 | 0 | 0 | 0 | 0 | 0 | 0 | 0 | 0 | 0 | 0 | 0 | 0 | 0
F4_Commercial_Hospital_Existing_Food Preparation_Natural Gas_Food Prep Other_E6 | F4 | Commercial | Hospital | Existing | Food Preparation | Natural Gas | Food Prep Other | E6 | Utility - Cost of Equipment | 0 | 0 | 0 | 0 | 0 | 0 | 0 | 0 | 0 | 0 | 0 | 0 | 0 | 0 | 0 | 0 | 0 | 0 | 0 | 0 | 0 | 0 | 0 | 0 | 0 | 0 | 0 | 0 | 0 | 0 | 0 | 0 | 0
F4_Commercial_Hospital_Existing_Food Preparation_Natural Gas_Food Prep Other_E7 | F4 | Commercial | Hospital | Existing | Food Preparation | Natural Gas | Food Prep Other | E7 | Utility - Cost of Equipment | 0 | 0 | 0 | 0 | 0 | 0 | 0 | 0 | 0 | 0 | 0 | 0 | 0 | 0 | 0 | 0 | 0 | 0 | 0 | 0 | 0 | 0 | 0 | 0 | 0 | 0 | 0 | 0 | 0 | 0 | 0 | 0 | 0
F4_Commercial_Hospital_Existing_Food Preparation_Natural Gas_Food Prep Other_E8 | F4 | Commercial | Hospital | Existing | Food Preparation | Natural Gas | Food Prep Other | E8 | Utility - Cost of Equipment | 0 | 0 | 0 | 0 | 0 | 0 | 0 | 0 | 0 | 0 | 0 | 0 | 0 | 0 | 0 | 0 | 0 | 0 | 0 | 0 | 0 | 0 | 0 | 0 | 0 | 0 | 0 | 0 | 0 | 0 | 0 | 0 | 0
F4_Commercial_Hospital_Existing_Food Preparation_Natural Gas_Food Prep Other_E9 | F4 | Commercial | Hospital | Existing | Food Preparation | Natural Gas | Food Prep Other | E9 | Utility - Cost of Equipment | 0 | 0 | 0 | 0 | 0 | 0 | 0 | 0 | 0 | 0 | 0 | 0 | 0 | 0 | 0 | 0 | 0 | 0 | 0 | 0 | 0 | 0 | 0 | 0 | 0 | 0 | 0 | 0 | 0 | 0 | 0 | 0 | 0
F4_Commercial_Hospital_Existing_Food Preparation_Natural Gas_Food Prep Other_E10 | F4 | Commercial | Hospital | Existing | Food Preparation | Natural Gas | Food Prep Other | E10 | Utility - Cost of Equipment | 0 | 0 | 0 | 0 | 0 | 0 | 0 | 0 | 0 | 0 | 0 | 0 | 0 | 0 | 0 | 0 | 0 | 0 | 0 | 0 | 0 | 0 | 0 | 0 | 0 | 0 | 0 | 0 | 0 | 0 | 0 | 0 | 0
F5_Commercial_Hospital_Existing_Food Preparation_Natural Gas_Food Prep Other_E1 | F5 | Commercial | Hospital | Existing | Food Preparation | Natural Gas | Food Prep Other | E1 | Utility - Cost of Operation | 0.0045017 | 0.0045017 | 0.0045017 | 0.0045017 | 0.0045017 | 0.0045017 | 0.0045017 | 0.0045017 | 0.0045017 | 0.0045017 | 0.0045017 | 0.0045017 | 0.0045017 | 0.0045017 | 0.0045017 | 0.0045017 | 0.0045017 | 0.0045017 | 0.0045017 | 0.0045017 | 0.0045017 | 0.0045017 | 0.0045017 | 0.0045017 | 0.0045017 | 0.0045017 | 0.0045017 | 0.0045017 | 0.0045017 | 0.0045017 | 0.0045017 | 0.0045017 | 0.0045017
F5_Commercial_Hospital_Existing_Food Preparation_Natural Gas_Food Prep Other_E2 | F5 | Commercial | Hospital | Existing | Food Preparation | Natural Gas | Food Prep Other | E2 | Utility - Cost of Operation | 0.0045062 | 0.0045062 | 0.0045062 | 0.0045062 | 0.0045062 | 0.0045062 | 0.0045062 | 0.0045062 | 0.0045062 | 0.0045062 | 0.0045062 | 0.0045062 | 0.0045062 | 0.0045062 | 0.0045062 | 0.0045062 | 0.0045062 | 0.0045062 | 0.0045062 | 0.0045062 | 0.0045062 | 0.0045062 | 0.0045062 | 0.0045062 | 0.0045062 | 0.0045062 | 0.0045062 | 0.0045062 | 0.0045062 | 0.0045062 | 0.0045062 | 0.0045062 | 0.0045062
F5_Commercial_Hospital_Existing_Food Preparation_Natural Gas_Food Prep Other_E3 | F5 | Commercial | Hospital | Existing | Food Preparation | Natural Gas | Food Prep Other | E3 | Utility - Cost of Operation | 0 | 0 | 0 | 0 | 0 | 0 | 0 | 0 | 0 | 0 | 0 | 0 | 0 | 0 | 0 | 0 | 0 | 0 | 0 | 0 | 0 | 0 | 0 | 0 | 0 | 0 | 0 | 0 | 0 | 0 | 0 | 0 | 0
F5_Commercial_Hospital_Existing_Food Preparation_Natural Gas_Food Prep Other_E4 | F5 | Commercial | Hospital | Existing | Food Preparation | Natural Gas | Food Prep Other | E4 | Utility - Cost of Operation | 0 | 0 | 0 | 0 | 0 | 0 | 0 | 0 | 0 | 0 | 0 | 0 | 0 | 0 | 0 | 0 | 0 | 0 | 0 | 0 | 0 | 0 | 0 | 0 | 0 | 0 | 0 | 0 | 0 | 0 | 0 | 0 | 0
F5_Commercial_Hospital_Existing_Food Preparation_Natural Gas_Food Prep Other_E5 | F5 | Commercial | Hospital | Existing | Food Preparation | Natural Gas | Food Prep Other | E5 | Utility - Cost of Operation | 0 | 0 | 0 | 0 | 0 | 0 | 0 | 0 | 0 | 0 | 0 | 0 | 0 | 0 | 0 | 0 | 0 | 0 | 0 | 0 | 0 | 0 | 0 | 0 | 0 | 0 | 0 | 0 | 0 | 0 | 0 | 0 | 0
F5_Commercial_Hospital_Existing_Food Preparation_Natural Gas_Food Prep Other_E6 | F5 | Commercial | Hospital | Existing | Food Preparation | Natural Gas | Food Prep Other | E6 | Utility - Cost of Operation | 0 | 0 | 0 | 0 | 0 | 0 | 0 | 0 | 0 | 0 | 0 | 0 | 0 | 0 | 0 | 0 | 0 | 0 | 0 | 0 | 0 | 0 | 0 | 0 | 0 | 0 | 0 | 0 | 0 | 0 | 0 | 0 | 0
F5_Commercial_Hospital_Existing_Food Preparation_Natural Gas_Food Prep Other_E7 | F5 | Commercial | Hospital | Existing | Food Preparation | Natural Gas | Food Prep Other | E7 | Utility - Cost of Operation | 0 | 0 | 0 | 0 | 0 | 0 | 0 | 0 | 0 | 0 | 0 | 0 | 0 | 0 | 0 | 0 | 0 | 0 | 0 | 0 | 0 | 0 | 0 | 0 | 0 | 0 | 0 | 0 | 0 | 0 | 0 | 0 | 0
F5_Commercial_Hospital_Existing_Food Preparation_Natural Gas_Food Prep Other_E8 | F5 | Commercial | Hospital | Existing | Food Preparation | Natural Gas | Food Prep Other | E8 | Utility - Cost of Operation | 0 | 0 | 0 | 0 | 0 | 0 | 0 | 0 | 0 | 0 | 0 | 0 | 0 | 0 | 0 | 0 | 0 | 0 | 0 | 0 | 0 | 0 | 0 | 0 | 0 | 0 | 0 | 0 | 0 | 0 | 0 | 0 | 0
F5_Commercial_Hospital_Existing_Food Preparation_Natural Gas_Food Prep Other_E9 | F5 | Commercial | Hospital | Existing | Food Preparation | Natural Gas | Food Prep Other | E9 | Utility - Cost of Operation | 0 | 0 | 0 | 0 | 0 | 0 | 0 | 0 | 0 | 0 | 0 | 0 | 0 | 0 | 0 | 0 | 0 | 0 | 0 | 0 | 0 | 0 | 0 | 0 | 0 | 0 | 0 | 0 | 0 | 0 | 0 | 0 | 0
F5_Commercial_Hospital_Existing_Food Preparation_Natural Gas_Food Prep Other_E10 | F5 | Commercial | Hospital | Existing | Food Preparation | Natural Gas | Food Prep Other | E10 | Utility - Cost of Operation | 0 | 0 | 0 | 0 | 0 | 0 | 0 | 0 | 0 | 0 | 0 | 0 | 0 | 0 | 0 | 0 | 0 | 0 | 0 | 0 | 0 | 0 | 0 | 0 | 0 | 0 | 0 | 0 | 0 | 0 | 0 | 0 | 0
F6_Commercial_Hospital_Existing_Food Preparation_Natural Gas_Food Prep Other_E1 | F6 | Commercial | Hospital | Existing | Food Preparation | Natural Gas | Food Prep Other | E1 | Utility - Value of Sales | 0.043498 | 0.043498 | 0.043498 | 0.043498 | 0.043498 | 0.043498 | 0.043498 | 0.043498 | 0.043498 | 0.043498 | 0.043498 | 0.043498 | 0.043498 | 0.043498 | 0.043498 | 0.043498 | 0.043498 | 0.043498 | 0.043498 | 0.043498 | 0.043498 | 0.043498 | 0.043498 | 0.043498 | 0.043498 | 0.043498 | 0.043498 | 0.043498 | 0.043498 | 0.043498 | 0.043498 | 0.043498 | 0.043498
F6_Commercial_Hospital_Existing_Food Preparation_Natural Gas_Food Prep Other_E2 | F6 | Commercial | Hospital | Existing | Food Preparation | Natural Gas | Food Prep Other | E2 | Utility - Value of Sales | 0.043498 | 0.043498 | 0.043498 | 0.043498 | 0.043498 | 0.043498 | 0.043498 | 0.043498 | 0.043498 | 0.043498 | 0.043498 | 0.043498 | 0.043498 | 0.043498 | 0.043498 | 0.043498 | 0.043498 | 0.043498 | 0.043498 | 0.043498 | 0.043498 | 0.043498 | 0.043498 | 0.043498 | 0.043498 | 0.043498 | 0.043498 | 0.043498 | 0.043498 | 0.043498 | 0.043498 | 0.043498 | 0.043498
F6_Commercial_Hospital_Existing_Food Preparation_Natural Gas_Food Prep Other_E3 | F6 | Commercial | Hospital | Existing | Food Preparation | Natural Gas | Food Prep Other | E3 | Utility - Value of Sales | 0 | 0 | 0 | 0 | 0 | 0 | 0 | 0 | 0 | 0 | 0 | 0 | 0 | 0 | 0 | 0 | 0 | 0 | 0 | 0 | 0 | 0 | 0 | 0 | 0 | 0 | 0 | 0 | 0 | 0 | 0 | 0 | 0
F6_Commercial_Hospital_Existing_Food Preparation_Natural Gas_Food Prep Other_E4 | F6 | Commercial | Hospital | Existing | Food Preparation | Natural Gas | Food Prep Other | E4 | Utility - Value of Sales | 0 | 0 | 0 | 0 | 0 | 0 | 0 | 0 | 0 | 0 | 0 | 0 | 0 | 0 | 0 | 0 | 0 | 0 | 0 | 0 | 0 | 0 | 0 | 0 | 0 | 0 | 0 | 0 | 0 | 0 | 0 | 0 | 0
F6_Commercial_Hospital_Existing_Food Preparation_Natural Gas_Food Prep Other_E5 | F6 | Commercial | Hospital | Existing | Food Preparation | Natural Gas | Food Prep Other | E5 | Utility - Value of Sales | 0 | 0 | 0 | 0 | 0 | 0 | 0 | 0 | 0 | 0 | 0 | 0 | 0 | 0 | 0 | 0 | 0 | 0 | 0 | 0 | 0 | 0 | 0 | 0 | 0 | 0 | 0 | 0 | 0 | 0 | 0 | 0 | 0
F6_Commercial_Hospital_Existing_Food Preparation_Natural Gas_Food Prep Other_E6 | F6 | Commercial | Hospital | Existing | Food Preparation | Natural Gas | Food Prep Other | E6 | Utility - Value of Sales | 0 | 0 | 0 | 0 | 0 | 0 | 0 | 0 | 0 | 0 | 0 | 0 | 0 | 0 | 0 | 0 | 0 | 0 | 0 | 0 | 0 | 0 | 0 | 0 | 0 | 0 | 0 | 0 | 0 | 0 | 0 | 0 | 0
F6_Commercial_Hospital_Existing_Food Preparation_Natural Gas_Food Prep Other_E7 | F6 | Commercial | Hospital | Existing | Food Preparation | Natural Gas | Food Prep Other | E7 | Utility - Value of Sales | 0 | 0 | 0 | 0 | 0 | 0 | 0 | 0 | 0 | 0 | 0 | 0 | 0 | 0 | 0 | 0 | 0 | 0 | 0 | 0 | 0 | 0 | 0 | 0 | 0 | 0 | 0 | 0 | 0 | 0 | 0 | 0 | 0
F6_Commercial_Hospital_Existing_Food Preparation_Natural Gas_Food Prep Other_E8 | F6 | Commercial | Hospital | Existing | Food Preparation | Natural Gas | Food Prep Other | E8 | Utility - Value of Sales | 0 | 0 | 0 | 0 | 0 | 0 | 0 | 0 | 0 | 0 | 0 | 0 | 0 | 0 | 0 | 0 | 0 | 0 | 0 | 0 | 0 | 0 | 0 | 0 | 0 | 0 | 0 | 0 | 0 | 0 | 0 | 0 | 0
F6_Commercial_Hospital_Existing_Food Preparation_Natural Gas_Food Prep Other_E9 | F6 | Commercial | Hospital | Existing | Food Preparation | Natural Gas | Food Prep Other | E9 | Utility - Value of Sales | 0 | 0 | 0 | 0 | 0 | 0 | 0 | 0 | 0 | 0 | 0 | 0 | 0 | 0 | 0 | 0 | 0 | 0 | 0 | 0 | 0 | 0 | 0 | 0 | 0 | 0 | 0 | 0 | 0 | 0 | 0 | 0 | 0
F6_Commercial_Hospital_Existing_Food Preparation_Natural Gas_Food Prep Other_E10 | F6 | Commercial | Hospital | Existing | Food Preparation | Natural Gas | Food Prep Other | E10 | Utility - Value of Sales | 0 | 0 | 0 | 0 | 0 | 0 | 0 | 0 | 0 | 0 | 0 | 0 | 0 | 0 | 0 | 0 | 0 | 0 | 0 | 0 | 0 | 0 | 0 | 0 | 0 | 0 | 0 | 0 | 0 | 0 | 0 | 0 | 0
F1_Commercial_Hospital_Existing_Miscellaneous_Natural Gas_Pool Heater_E1 | F1 | Commercial | Hospital | Existing | Miscellaneous | Natural Gas | Pool Heater | E1 | RVT - Cost of Equipment | 0 | 0 | 0 | 0 | 0 | 0 | 0 | 0 | 0 | 0 | 0 | 0 | 0 | 0 | 0 | 0 | 0 | 0 | 0 | 0 | 0 | 0 | 0 | 0 | 0 | 0 | 0 | 0 | 0 | 0 | 0 | 0 | 0
F1_Commercial_Hospital_Existing_Miscellaneous_Natural Gas_Pool Heater_E2 | F1 | Commercial | Hospital | Existing | Miscellaneous | Natural Gas | Pool Heater | E2 | RVT - Cost of Equipment | 0 | 0 | 0 | 0 | 0 | 0 | 0 | 0 | 0 | 0 | 0 | 0 | 0 | 0 | 0 | 0 | 0 | 0 | 0 | 0 | 0 | 0 | 0 | 0 | 0 | 0 | 0 | 0 | 0 | 0 | 0 | 0 | 0
F1_Commercial_Hospital_Existing_Miscellaneous_Natural Gas_Pool Heater_E3 | F1 | Commercial | Hospital | Existing | Miscellaneous | Natural Gas | Pool Heater | E3 | RVT - Cost of Equipment | 0 | 0 | 0 | 0 | 0 | 0 | 0 | 0 | 0 | 0 | 0 | 0 | 0 | 0 | 0 | 0 | 0 | 0 | 0 | 0 | 0 | 0 | 0 | 0 | 0 | 0 | 0 | 0 | 0 | 0 | 0 | 0 | 0
F1_Commercial_Hospital_Existing_Miscellaneous_Natural Gas_Pool Heater_E4 | F1 | Commercial | Hospital | Existing | Miscellaneous | Natural Gas | Pool Heater | E4 | RVT - Cost of Equipment | 0 | 0 | 0 | 0 | 0 | 0 | 0 | 0 | 0 | 0 | 0 | 0 | 0 | 0 | 0 | 0 | 0 | 0 | 0 | 0 | 0 | 0 | 0 | 0 | 0 | 0 | 0 | 0 | 0 | 0 | 0 | 0 | 0
F1_Commercial_Hospital_Existing_Miscellaneous_Natural Gas_Pool Heater_E5 | F1 | Commercial | Hospital | Existing | Miscellaneous | Natural Gas | Pool Heater | E5 | RVT - Cost of Equipment | 0 | 0 | 0 | 0 | 0 | 0 | 0 | 0 | 0 | 0 | 0 | 0 | 0 | 0 | 0 | 0 | 0 | 0 | 0 | 0 | 0 | 0 | 0 | 0 | 0 | 0 | 0 | 0 | 0 | 0 | 0 | 0 | 0
F1_Commercial_Hospital_Existing_Miscellaneous_Natural Gas_Pool Heater_E6 | F1 | Commercial | Hospital | Existing | Miscellaneous | Natural Gas | Pool Heater | E6 | RVT - Cost of Equipment | 0 | 0 | 0 | 0 | 0 | 0 | 0 | 0 | 0 | 0 | 0 | 0 | 0 | 0 | 0 | 0 | 0 | 0 | 0 | 0 | 0 | 0 | 0 | 0 | 0 | 0 | 0 | 0 | 0 | 0 | 0 | 0 | 0
F1_Commercial_Hospital_Existing_Miscellaneous_Natural Gas_Pool Heater_E7 | F1 | Commercial | Hospital | Existing | Miscellaneous | Natural Gas | Pool Heater | E7 | RVT - Cost of Equipment | 0 | 0 | 0 | 0 | 0 | 0 | 0 | 0 | 0 | 0 | 0 | 0 | 0 | 0 | 0 | 0 | 0 | 0 | 0 | 0 | 0 | 0 | 0 | 0 | 0 | 0 | 0 | 0 | 0 | 0 | 0 | 0 | 0
F1_Commercial_Hospital_Existing_Miscellaneous_Natural Gas_Pool Heater_E8 | F1 | Commercial | Hospital | Existing | Miscellaneous | Natural Gas | Pool Heater | E8 | RVT - Cost of Equipment | 0 | 0 | 0 | 0 | 0 | 0 | 0 | 0 | 0 | 0 | 0 | 0 | 0 | 0 | 0 | 0 | 0 | 0 | 0 | 0 | 0 | 0 | 0 | 0 | 0 | 0 | 0 | 0 | 0 | 0 | 0 | 0 | 0
F1_Commercial_Hospital_Existing_Miscellaneous_Natural Gas_Pool Heater_E9 | F1 | Commercial | Hospital | Existing | Miscellaneous | Natural Gas | Pool Heater | E9 | RVT - Cost of Equipment | 0 | 0 | 0 | 0 | 0 | 0 | 0 | 0 | 0 | 0 | 0 | 0 | 0 | 0 | 0 | 0 | 0 | 0 | 0 | 0 | 0 | 0 | 0 | 0 | 0 | 0 | 0 | 0 | 0 | 0 | 0 | 0 | 0
F1_Commercial_Hospital_Existing_Miscellaneous_Natural Gas_Pool Heater_E10 | F1 | Commercial | Hospital | Existing | Miscellaneous | Natural Gas | Pool Heater | E10 | RVT - Cost of Equipment | 0 | 0 | 0 | 0 | 0 | 0 | 0 | 0 | 0 | 0 | 0 | 0 | 0 | 0 | 0 | 0 | 0 | 0 | 0 | 0 | 0 | 0 | 0 | 0 | 0 | 0 | 0 | 0 | 0 | 0 | 0 | 0 | 0
F2_Commercial_Hospital_Existing_Miscellaneous_Natural Gas_Pool Heater_E1 | F2 | Commercial | Hospital | Existing | Miscellaneous | Natural Gas | Pool Heater | E1 | RVT - Cost of Operation | 0 | 0 | 0 | 0 | 0 | 0 | 0 | 0 | 0 | 0 | 0 | 0 | 0 | 0 | 0 | 0 | 0 | 0 | 0 | 0 | 0 | 0 | 0 | 0 | 0 | 0 | 0 | 0 | 0 | 0 | 0 | 0 | 0
F2_Commercial_Hospital_Existing_Miscellaneous_Natural Gas_Pool Heater_E2 | F2 | Commercial | Hospital | Existing | Miscellaneous | Natural Gas | Pool Heater | E2 | RVT - Cost of Operation | 0 | 0 | 0 | 0 | 0 | 0 | 0 | 0 | 0 | 0 | 0 | 0 | 0 | 0 | 0 | 0 | 0 | 0 | 0 | 0 | 0 | 0 | 0 | 0 | 0 | 0 | 0 | 0 | 0 | 0 | 0 | 0 | 0
F2_Commercial_Hospital_Existing_Miscellaneous_Natural Gas_Pool Heater_E3 | F2 | Commercial | Hospital | Existing | Miscellaneous | Natural Gas | Pool Heater | E3 | RVT - Cost of Operation | 0 | 0 | 0 | 0 | 0 | 0 | 0 | 0 | 0 | 0 | 0 | 0 | 0 | 0 | 0 | 0 | 0 | 0 | 0 | 0 | 0 | 0 | 0 | 0 | 0 | 0 | 0 | 0 | 0 | 0 | 0 | 0 | 0
F2_Commercial_Hospital_Existing_Miscellaneous_Natural Gas_Pool Heater_E4 | F2 | Commercial | Hospital | Existing | Miscellaneous | Natural Gas | Pool Heater | E4 | RVT - Cost of Operation | 0 | 0 | 0 | 0 | 0 | 0 | 0 | 0 | 0 | 0 | 0 | 0 | 0 | 0 | 0 | 0 | 0 | 0 | 0 | 0 | 0 | 0 | 0 | 0 | 0 | 0 | 0 | 0 | 0 | 0 | 0 | 0 | 0
F2_Commercial_Hospital_Existing_Miscellaneous_Natural Gas_Pool Heater_E5 | F2 | Commercial | Hospital | Existing | Miscellaneous | Natural Gas | Pool Heater | E5 | RVT - Cost of Operation | 0 | 0 | 0 | 0 | 0 | 0 | 0 | 0 | 0 | 0 | 0 | 0 | 0 | 0 | 0 | 0 | 0 | 0 | 0 | 0 | 0 | 0 | 0 | 0 | 0 | 0 | 0 | 0 | 0 | 0 | 0 | 0 | 0
F2_Commercial_Hospital_Existing_Miscellaneous_Natural Gas_Pool Heater_E6 | F2 | Commercial | Hospital | Existing | Miscellaneous | Natural Gas | Pool Heater | E6 | RVT - Cost of Operation | 0 | 0 | 0 | 0 | 0 | 0 | 0 | 0 | 0 | 0 | 0 | 0 | 0 | 0 | 0 | 0 | 0 | 0 | 0 | 0 | 0 | 0 | 0 | 0 | 0 | 0 | 0 | 0 | 0 | 0 | 0 | 0 | 0
F2_Commercial_Hospital_Existing_Miscellaneous_Natural Gas_Pool Heater_E7 | F2 | Commercial | Hospital | Existing | Miscellaneous | Natural Gas | Pool Heater | E7 | RVT - Cost of Operation | 0 | 0 | 0 | 0 | 0 | 0 | 0 | 0 | 0 | 0 | 0 | 0 | 0 | 0 | 0 | 0 | 0 | 0 | 0 | 0 | 0 | 0 | 0 | 0 | 0 | 0 | 0 | 0 | 0 | 0 | 0 | 0 | 0
F2_Commercial_Hospital_Existing_Miscellaneous_Natural Gas_Pool Heater_E8 | F2 | Commercial | Hospital | Existing | Miscellaneous | Natural Gas | Pool Heater | E8 | RVT - Cost of Operation | 0 | 0 | 0 | 0 | 0 | 0 | 0 | 0 | 0 | 0 | 0 | 0 | 0 | 0 | 0 | 0 | 0 | 0 | 0 | 0 | 0 | 0 | 0 | 0 | 0 | 0 | 0 | 0 | 0 | 0 | 0 | 0 | 0
F2_Commercial_Hospital_Existing_Miscellaneous_Natural Gas_Pool Heater_E9 | F2 | Commercial | Hospital | Existing | Miscellaneous | Natural Gas | Pool Heater | E9 | RVT - Cost of Operation | 0 | 0 | 0 | 0 | 0 | 0 | 0 | 0 | 0 | 0 | 0 | 0 | 0 | 0 | 0 | 0 | 0 | 0 | 0 | 0 | 0 | 0 | 0 | 0 | 0 | 0 | 0 | 0 | 0 | 0 | 0 | 0 | 0
F2_Commercial_Hospital_Existing_Miscellaneous_Natural Gas_Pool Heater_E10 | F2 | Commercial | Hospital | Existing | Miscellaneous | Natural Gas | Pool Heater | E10 | RVT - Cost of Operation | 0 | 0 | 0 | 0 | 0 | 0 | 0 | 0 | 0 | 0 | 0 | 0 | 0 | 0 | 0 | 0 | 0 | 0 | 0 | 0 | 0 | 0 | 0 | 0 | 0 | 0 | 0 | 0 | 0 | 0 | 0 | 0 | 0
F3_Commercial_Hospital_Existing_Miscellaneous_Natural Gas_Pool Heater_E1 | F3 | Commercial | Hospital | Existing | Miscellaneous | Natural Gas | Pool Heater | E1 | System - kBTUs of Consumption | 0.0025602 | 0.0025602 | 0.0025602 | 0.0025602 | 0.0025602 | 0.0025602 | 0.0025602 | 0.0025602 | 0.0025602 | 0.0025602 | 0.0025602 | 0.0025602 | 0.0025602 | 0.0025602 | 0.0025602 | 0.0025602 | 0.0025602 | 0.0025602 | 0.0025602 | 0.0025602 | 0.0025602 | 0.0025602 | 0.0025602 | 0.0025602 | 0.0025602 | 0.0025602 | 0.0025602 | 0.0025602 | 0.0025602 | 0.0025602 | 0.0025602 | 0.0025602 | 0.0025602
F3_Commercial_Hospital_Existing_Miscellaneous_Natural Gas_Pool Heater_E2 | F3 | Commercial | Hospital | Existing | Miscellaneous | Natural Gas | Pool Heater | E2 | System - kBTUs of Consumption | 0.004192 | 0.004192 | 0.004192 | 0.004192 | 0.004192 | 0.004192 | 0.004192 | 0.004192 | 0.004192 | 0.004192 | 0.004192 | 0.004192 | 0.004192 | 0.004192 | 0.004192 | 0.004192 | 0.004192 | 0.004192 | 0.004192 | 0.004192 | 0.004192 | 0.004192 | 0.004192 | 0.004192 | 0.004192 | 0.004192 | 0.004192 | 0.004192 | 0.004192 | 0.004192 | 0.004192 | 0.004192 | 0.004192
F3_Commercial_Hospital_Existing_Miscellaneous_Natural Gas_Pool Heater_E3 | F3 | Commercial | Hospital | Existing | Miscellaneous | Natural Gas | Pool Heater | E3 | System - kBTUs of Consumption | 0 | 0 | 0 | 0 | 0 | 0 | 0 | 0 | 0 | 0 | 0 | 0 | 0 | 0 | 0 | 0 | 0 | 0 | 0 | 0 | 0 | 0 | 0 | 0 | 0 | 0 | 0 | 0 | 0 | 0 | 0 | 0 | 0
F3_Commercial_Hospital_Existing_Miscellaneous_Natural Gas_Pool Heater_E4 | F3 | Commercial | Hospital | Existing | Miscellaneous | Natural Gas | Pool Heater | E4 | System - kBTUs of Consumption | 0 | 0 | 0 | 0 | 0 | 0 | 0 | 0 | 0 | 0 | 0 | 0 | 0 | 0 | 0 | 0 | 0 | 0 | 0 | 0 | 0 | 0 | 0 | 0 | 0 | 0 | 0 | 0 | 0 | 0 | 0 | 0 | 0
F3_Commercial_Hospital_Existing_Miscellaneous_Natural Gas_Pool Heater_E5 | F3 | Commercial | Hospital | Existing | Miscellaneous | Natural Gas | Pool Heater | E5 | System - kBTUs of Consumption | 0 | 0 | 0 | 0 | 0 | 0 | 0 | 0 | 0 | 0 | 0 | 0 | 0 | 0 | 0 | 0 | 0 | 0 | 0 | 0 | 0 | 0 | 0 | 0 | 0 | 0 | 0 | 0 | 0 | 0 | 0 | 0 | 0
F3_Commercial_Hospital_Existing_Miscellaneous_Natural Gas_Pool Heater_E6 | F3 | Commercial | Hospital | Existing | Miscellaneous | Natural Gas | Pool Heater | E6 | System - kBTUs of Consumption | 0 | 0 | 0 | 0 | 0 | 0 | 0 | 0 | 0 | 0 | 0 | 0 | 0 | 0 | 0 | 0 | 0 | 0 | 0 | 0 | 0 | 0 | 0 | 0 | 0 | 0 | 0 | 0 | 0 | 0 | 0 | 0 | 0
F3_Commercial_Hospital_Existing_Miscellaneous_Natural Gas_Pool Heater_E7 | F3 | Commercial | Hospital | Existing | Miscellaneous | Natural Gas | Pool Heater | E7 | System - kBTUs of Consumption | 0 | 0 | 0 | 0 | 0 | 0 | 0 | 0 | 0 | 0 | 0 | 0 | 0 | 0 | 0 | 0 | 0 | 0 | 0 | 0 | 0 | 0 | 0 | 0 | 0 | 0 | 0 | 0 | 0 | 0 | 0 | 0 | 0
F3_Commercial_Hospital_Existing_Miscellaneous_Natural Gas_Pool Heater_E8 | F3 | Commercial | Hospital | Existing | Miscellaneous | Natural Gas | Pool Heater | E8 | System - kBTUs of Consumption | 0 | 0 | 0 | 0 | 0 | 0 | 0 | 0 | 0 | 0 | 0 | 0 | 0 | 0 | 0 | 0 | 0 | 0 | 0 | 0 | 0 | 0 | 0 | 0 | 0 | 0 | 0 | 0 | 0 | 0 | 0 | 0 | 0
F3_Commercial_Hospital_Existing_Miscellaneous_Natural Gas_Pool Heater_E9 | F3 | Commercial | Hospital | Existing | Miscellaneous | Natural Gas | Pool Heater | E9 | System - kBTUs of Consumption | 0 | 0 | 0 | 0 | 0 | 0 | 0 | 0 | 0 | 0 | 0 | 0 | 0 | 0 | 0 | 0 | 0 | 0 | 0 | 0 | 0 | 0 | 0 | 0 | 0 | 0 | 0 | 0 | 0 | 0 | 0 | 0 | 0
F3_Commercial_Hospital_Existing_Miscellaneous_Natural Gas_Pool Heater_E10 | F3 | Commercial | Hospital | Existing | Miscellaneous | Natural Gas | Pool Heater | E10 | System - kBTUs of Consumption | 0 | 0 | 0 | 0 | 0 | 0 | 0 | 0 | 0 | 0 | 0 | 0 | 0 | 0 | 0 | 0 | 0 | 0 | 0 | 0 | 0 | 0 | 0 | 0 | 0 | 0 | 0 | 0 | 0 | 0 | 0 | 0 | 0
F4_Commercial_Hospital_Existing_Miscellaneous_Natural Gas_Pool Heater_E1 | F4 | Commercial | Hospital | Existing | Miscellaneous | Natural Gas | Pool Heater | E1 | Utility - Cost of Equipment | 0 | 0 | 0 | 0 | 0 | 0 | 0 | 0 | 0 | 0 | 0 | 0 | 0 | 0 | 0 | 0 | 0 | 0 | 0 | 0 | 0 | 0 | 0 | 0 | 0 | 0 | 0 | 0 | 0 | 0 | 0 | 0 | 0
F4_Commercial_Hospital_Existing_Miscellaneous_Natural Gas_Pool Heater_E2 | F4 | Commercial | Hospital | Existing | Miscellaneous | Natural Gas | Pool Heater | E2 | Utility - Cost of Equipment | 0 | 0 | 0 | 0 | 0 | 0 | 0 | 0 | 0 | 0 | 0 | 0 | 0 | 0 | 0 | 0 | 0 | 0 | 0 | 0 | 0 | 0 | 0 | 0 | 0 | 0 | 0 | 0 | 0 | 0 | 0 | 0 | 0
F4_Commercial_Hospital_Existing_Miscellaneous_Natural Gas_Pool Heater_E3 | F4 | Commercial | Hospital | Existing | Miscellaneous | Natural Gas | Pool Heater | E3 | Utility - Cost of Equipment | 0 | 0 | 0 | 0 | 0 | 0 | 0 | 0 | 0 | 0 | 0 | 0 | 0 | 0 | 0 | 0 | 0 | 0 | 0 | 0 | 0 | 0 | 0 | 0 | 0 | 0 | 0 | 0 | 0 | 0 | 0 | 0 | 0
F4_Commercial_Hospital_Existing_Miscellaneous_Natural Gas_Pool Heater_E4 | F4 | Commercial | Hospital | Existing | Miscellaneous | Natural Gas | Pool Heater | E4 | Utility - Cost of Equipment | 0 | 0 | 0 | 0 | 0 | 0 | 0 | 0 | 0 | 0 | 0 | 0 | 0 | 0 | 0 | 0 | 0 | 0 | 0 | 0 | 0 | 0 | 0 | 0 | 0 | 0 | 0 | 0 | 0 | 0 | 0 | 0 | 0
F4_Commercial_Hospital_Existing_Miscellaneous_Natural Gas_Pool Heater_E5 | F4 | Commercial | Hospital | Existing | Miscellaneous | Natural Gas | Pool Heater | E5 | Utility - Cost of Equipment | 0 | 0 | 0 | 0 | 0 | 0 | 0 | 0 | 0 | 0 | 0 | 0 | 0 | 0 | 0 | 0 | 0 | 0 | 0 | 0 | 0 | 0 | 0 | 0 | 0 | 0 | 0 | 0 | 0 | 0 | 0 | 0 | 0
F4_Commercial_Hospital_Existing_Miscellaneous_Natural Gas_Pool Heater_E6 | F4 | Commercial | Hospital | Existing | Miscellaneous | Natural Gas | Pool Heater | E6 | Utility - Cost of Equipment | 0 | 0 | 0 | 0 | 0 | 0 | 0 | 0 | 0 | 0 | 0 | 0 | 0 | 0 | 0 | 0 | 0 | 0 | 0 | 0 | 0 | 0 | 0 | 0 | 0 | 0 | 0 | 0 | 0 | 0 | 0 | 0 | 0
F4_Commercial_Hospital_Existing_Miscellaneous_Natural Gas_Pool Heater_E7 | F4 | Commercial | Hospital | Existing | Miscellaneous | Natural Gas | Pool Heater | E7 | Utility - Cost of Equipment | 0 | 0 | 0 | 0 | 0 | 0 | 0 | 0 | 0 | 0 | 0 | 0 | 0 | 0 | 0 | 0 | 0 | 0 | 0 | 0 | 0 | 0 | 0 | 0 | 0 | 0 | 0 | 0 | 0 | 0 | 0 | 0 | 0
F4_Commercial_Hospital_Existing_Miscellaneous_Natural Gas_Pool Heater_E8 | F4 | Commercial | Hospital | Existing | Miscellaneous | Natural Gas | Pool Heater | E8 | Utility - Cost of Equipment | 0 | 0 | 0 | 0 | 0 | 0 | 0 | 0 | 0 | 0 | 0 | 0 | 0 | 0 | 0 | 0 | 0 | 0 | 0 | 0 | 0 | 0 | 0 | 0 | 0 | 0 | 0 | 0 | 0 | 0 | 0 | 0 | 0
F4_Commercial_Hospital_Existing_Miscellaneous_Natural Gas_Pool Heater_E9 | F4 | Commercial | Hospital | Existing | Miscellaneous | Natural Gas | Pool Heater | E9 | Utility - Cost of Equipment | 0 | 0 | 0 | 0 | 0 | 0 | 0 | 0 | 0 | 0 | 0 | 0 | 0 | 0 | 0 | 0 | 0 | 0 | 0 | 0 | 0 | 0 | 0 | 0 | 0 | 0 | 0 | 0 | 0 | 0 | 0 | 0 | 0
F4_Commercial_Hospital_Existing_Miscellaneous_Natural Gas_Pool Heater_E10 | F4 | Commercial | Hospital | Existing | Miscellaneous | Natural Gas | Pool Heater | E10 | Utility - Cost of Equipment | 0 | 0 | 0 | 0 | 0 | 0 | 0 | 0 | 0 | 0 | 0 | 0 | 0 | 0 | 0 | 0 | 0 | 0 | 0 | 0 | 0 | 0 | 0 | 0 | 0 | 0 | 0 | 0 | 0 | 0 | 0 | 0 | 0
F5_Commercial_Hospital_Existing_Miscellaneous_Natural Gas_Pool Heater_E1 | F5 | Commercial | Hospital | Existing | Miscellaneous | Natural Gas | Pool Heater | E1 | Utility - Cost of Operation | 0.0025602 | 0.0025602 | 0.0025602 | 0.0025602 | 0.0025602 | 0.0025602 | 0.0025602 | 0.0025602 | 0.0025602 | 0.0025602 | 0.0025602 | 0.0025602 | 0.0025602 | 0.0025602 | 0.0025602 | 0.0025602 | 0.0025602 | 0.0025602 | 0.0025602 | 0.0025602 | 0.0025602 | 0.0025602 | 0.0025602 | 0.0025602 | 0.0025602 | 0.0025602 | 0.0025602 | 0.0025602 | 0.0025602 | 0.0025602 | 0.0025602 | 0.0025602 | 0.0025602
F5_Commercial_Hospital_Existing_Miscellaneous_Natural Gas_Pool Heater_E2 | F5 | Commercial | Hospital | Existing | Miscellaneous | Natural Gas | Pool Heater | E2 | Utility - Cost of Operation | 0.004192 | 0.004192 | 0.004192 | 0.004192 | 0.004192 | 0.004192 | 0.004192 | 0.004192 | 0.004192 | 0.004192 | 0.004192 | 0.004192 | 0.004192 | 0.004192 | 0.004192 | 0.004192 | 0.004192 | 0.004192 | 0.004192 | 0.004192 | 0.004192 | 0.004192 | 0.004192 | 0.004192 | 0.004192 | 0.004192 | 0.004192 | 0.004192 | 0.004192 | 0.004192 | 0.004192 | 0.004192 | 0.004192
F5_Commercial_Hospital_Existing_Miscellaneous_Natural Gas_Pool Heater_E3 | F5 | Commercial | Hospital | Existing | Miscellaneous | Natural Gas | Pool Heater | E3 | Utility - Cost of Operation | 0 | 0 | 0 | 0 | 0 | 0 | 0 | 0 | 0 | 0 | 0 | 0 | 0 | 0 | 0 | 0 | 0 | 0 | 0 | 0 | 0 | 0 | 0 | 0 | 0 | 0 | 0 | 0 | 0 | 0 | 0 | 0 | 0
F5_Commercial_Hospital_Existing_Miscellaneous_Natural Gas_Pool Heater_E4 | F5 | Commercial | Hospital | Existing | Miscellaneous | Natural Gas | Pool Heater | E4 | Utility - Cost of Operation | 0 | 0 | 0 | 0 | 0 | 0 | 0 | 0 | 0 | 0 | 0 | 0 | 0 | 0 | 0 | 0 | 0 | 0 | 0 | 0 | 0 | 0 | 0 | 0 | 0 | 0 | 0 | 0 | 0 | 0 | 0 | 0 | 0
F5_Commercial_Hospital_Existing_Miscellaneous_Natural Gas_Pool Heater_E5 | F5 | Commercial | Hospital | Existing | Miscellaneous | Natural Gas | Pool Heater | E5 | Utility - Cost of Operation | 0 | 0 | 0 | 0 | 0 | 0 | 0 | 0 | 0 | 0 | 0 | 0 | 0 | 0 | 0 | 0 | 0 | 0 | 0 | 0 | 0 | 0 | 0 | 0 | 0 | 0 | 0 | 0 | 0 | 0 | 0 | 0 | 0
F5_Commercial_Hospital_Existing_Miscellaneous_Natural Gas_Pool Heater_E6 | F5 | Commercial | Hospital | Existing | Miscellaneous | Natural Gas | Pool Heater | E6 | Utility - Cost of Operation | 0 | 0 | 0 | 0 | 0 | 0 | 0 | 0 | 0 | 0 | 0 | 0 | 0 | 0 | 0 | 0 | 0 | 0 | 0 | 0 | 0 | 0 | 0 | 0 | 0 | 0 | 0 | 0 | 0 | 0 | 0 | 0 | 0
F5_Commercial_Hospital_Existing_Miscellaneous_Natural Gas_Pool Heater_E7 | F5 | Commercial | Hospital | Existing | Miscellaneous | Natural Gas | Pool Heater | E7 | Utility - Cost of Operation | 0 | 0 | 0 | 0 | 0 | 0 | 0 | 0 | 0 | 0 | 0 | 0 | 0 | 0 | 0 | 0 | 0 | 0 | 0 | 0 | 0 | 0 | 0 | 0 | 0 | 0 | 0 | 0 | 0 | 0 | 0 | 0 | 0
F5_Commercial_Hospital_Existing_Miscellaneous_Natural Gas_Pool Heater_E8 | F5 | Commercial | Hospital | Existing | Miscellaneous | Natural Gas | Pool Heater | E8 | Utility - Cost of Operation | 0 | 0 | 0 | 0 | 0 | 0 | 0 | 0 | 0 | 0 | 0 | 0 | 0 | 0 | 0 | 0 | 0 | 0 | 0 | 0 | 0 | 0 | 0 | 0 | 0 | 0 | 0 | 0 | 0 | 0 | 0 | 0 | 0
F5_Commercial_Hospital_Existing_Miscellaneous_Natural Gas_Pool Heater_E9 | F5 | Commercial | Hospital | Existing | Miscellaneous | Natural Gas | Pool Heater | E9 | Utility - Cost of Operation | 0 | 0 | 0 | 0 | 0 | 0 | 0 | 0 | 0 | 0 | 0 | 0 | 0 | 0 | 0 | 0 | 0 | 0 | 0 | 0 | 0 | 0 | 0 | 0 | 0 | 0 | 0 | 0 | 0 | 0 | 0 | 0 | 0
F5_Commercial_Hospital_Existing_Miscellaneous_Natural Gas_Pool Heater_E10 | F5 | Commercial | Hospital | Existing | Miscellaneous | Natural Gas | Pool Heater | E10 | Utility - Cost of Operation | 0 | 0 | 0 | 0 | 0 | 0 | 0 | 0 | 0 | 0 | 0 | 0 | 0 | 0 | 0 | 0 | 0 | 0 | 0 | 0 | 0 | 0 | 0 | 0 | 0 | 0 | 0 | 0 | 0 | 0 | 0 | 0 | 0
F6_Commercial_Hospital_Existing_Miscellaneous_Natural Gas_Pool Heater_E1 | F6 | Commercial | Hospital | Existing | Miscellaneous | Natural Gas | Pool Heater | E1 | Utility - Value of Sales | 0.010152 | 0.010152 | 0.010152 | 0.010152 | 0.010152 | 0.010152 | 0.010152 | 0.010152 | 0.010152 | 0.010152 | 0.010152 | 0.010152 | 0.010152 | 0.010152 | 0.010152 | 0.010152 | 0.010152 | 0.010152 | 0.010152 | 0.010152 | 0.010152 | 0.010152 | 0.010152 | 0.010152 | 0.010152 | 0.010152 | 0.010152 | 0.010152 | 0.010152 | 0.010152 | 0.010152 | 0.010152 | 0.010152
F6_Commercial_Hospital_Existing_Miscellaneous_Natural Gas_Pool Heater_E2 | F6 | Commercial | Hospital | Existing | Miscellaneous | Natural Gas | Pool Heater | E2 | Utility - Value of Sales | 0.0086294 | 0.0086294 | 0.0086294 | 0.0086294 | 0.0086294 | 0.0086294 | 0.0086294 | 0.0086294 | 0.0086294 | 0.0086294 | 0.0086294 | 0.0086294 | 0.0086294 | 0.0086294 | 0.0086294 | 0.0086294 | 0.0086294 | 0.0086294 | 0.0086294 | 0.0086294 | 0.0086294 | 0.0086294 | 0.0086294 | 0.0086294 | 0.0086294 | 0.0086294 | 0.0086294 | 0.0086294 | 0.0086294 | 0.0086294 | 0.0086294 | 0.0086294 | 0.0086294
F6_Commercial_Hospital_Existing_Miscellaneous_Natural Gas_Pool Heater_E3 | F6 | Commercial | Hospital | Existing | Miscellaneous | Natural Gas | Pool Heater | E3 | Utility - Value of Sales | 0 | 0 | 0 | 0 | 0 | 0 | 0 | 0 | 0 | 0 | 0 | 0 | 0 | 0 | 0 | 0 | 0 | 0 | 0 | 0 | 0 | 0 | 0 | 0 | 0 | 0 | 0 | 0 | 0 | 0 | 0 | 0 | 0
F6_Commercial_Hospital_Existing_Miscellaneous_Natural Gas_Pool Heater_E4 | F6 | Commercial | Hospital | Existing | Miscellaneous | Natural Gas | Pool Heater | E4 | Utility - Value of Sales | 0 | 0 | 0 | 0 | 0 | 0 | 0 | 0 | 0 | 0 | 0 | 0 | 0 | 0 | 0 | 0 | 0 | 0 | 0 | 0 | 0 | 0 | 0 | 0 | 0 | 0 | 0 | 0 | 0 | 0 | 0 | 0 | 0
F6_Commercial_Hospital_Existing_Miscellaneous_Natural Gas_Pool Heater_E5 | F6 | Commercial | Hospital | Existing | Miscellaneous | Natural Gas | Pool Heater | E5 | Utility - Value of Sales | 0 | 0 | 0 | 0 | 0 | 0 | 0 | 0 | 0 | 0 | 0 | 0 | 0 | 0 | 0 | 0 | 0 | 0 | 0 | 0 | 0 | 0 | 0 | 0 | 0 | 0 | 0 | 0 | 0 | 0 | 0 | 0 | 0
F6_Commercial_Hospital_Existing_Miscellaneous_Natural Gas_Pool Heater_E6 | F6 | Commercial | Hospital | Existing | Miscellaneous | Natural Gas | Pool Heater | E6 | Utility - Value of Sales | 0 | 0 | 0 | 0 | 0 | 0 | 0 | 0 | 0 | 0 | 0 | 0 | 0 | 0 | 0 | 0 | 0 | 0 | 0 | 0 | 0 | 0 | 0 | 0 | 0 | 0 | 0 | 0 | 0 | 0 | 0 | 0 | 0
F6_Commercial_Hospital_Existing_Miscellaneous_Natural Gas_Pool Heater_E7 | F6 | Commercial | Hospital | Existing | Miscellaneous | Natural Gas | Pool Heater | E7 | Utility - Value of Sales | 0 | 0 | 0 | 0 | 0 | 0 | 0 | 0 | 0 | 0 | 0 | 0 | 0 | 0 | 0 | 0 | 0 | 0 | 0 | 0 | 0 | 0 | 0 | 0 | 0 | 0 | 0 | 0 | 0 | 0 | 0 | 0 | 0
F6_Commercial_Hospital_Existing_Miscellaneous_Natural Gas_Pool Heater_E8 | F6 | Commercial | Hospital | Existing | Miscellaneous | Natural Gas | Pool Heater | E8 | Utility - Value of Sales | 0 | 0 | 0 | 0 | 0 | 0 | 0 | 0 | 0 | 0 | 0 | 0 | 0 | 0 | 0 | 0 | 0 | 0 | 0 | 0 | 0 | 0 | 0 | 0 | 0 | 0 | 0 | 0 | 0 | 0 | 0 | 0 | 0
F6_Commercial_Hospital_Existing_Miscellaneous_Natural Gas_Pool Heater_E9 | F6 | Commercial | Hospital | Existing | Miscellaneous | Natural Gas | Pool Heater | E9 | Utility - Value of Sales | 0 | 0 | 0 | 0 | 0 | 0 | 0 | 0 | 0 | 0 | 0 | 0 | 0 | 0 | 0 | 0 | 0 | 0 | 0 | 0 | 0 | 0 | 0 | 0 | 0 | 0 | 0 | 0 | 0 | 0 | 0 | 0 | 0
F6_Commercial_Hospital_Existing_Miscellaneous_Natural Gas_Pool Heater_E10 | F6 | Commercial | Hospital | Existing | Miscellaneous | Natural Gas | Pool Heater | E10 | Utility - Value of Sales | 0 | 0 | 0 | 0 | 0 | 0 | 0 | 0 | 0 | 0 | 0 | 0 | 0 | 0 | 0 | 0 | 0 | 0 | 0 | 0 | 0 | 0 | 0 | 0 | 0 | 0 | 0 | 0 | 0 | 0 | 0 | 0 | 0
F1_Commercial_Hospital_Existing_Miscellaneous_Natural Gas_Miscellaneous_E1 | F1 | Commercial | Hospital | Existing | Miscellaneous | Natural Gas | Miscellaneous | E1 | RVT - Cost of Equipment | 0 | 0 | 0 | 0 | 0 | 0 | 0 | 0 | 0 | 0 | 0 | 0 | 0 | 0 | 0 | 0 | 0 | 0 | 0 | 0 | 0 | 0 | 0 | 0 | 0 | 0 | 0 | 0 | 0 | 0 | 0 | 0 | 0
F1_Commercial_Hospital_Existing_Miscellaneous_Natural Gas_Miscellaneous_E2 | F1 | Commercial | Hospital | Existing | Miscellaneous | Natural Gas | Miscellaneous | E2 | RVT - Cost of Equipment | 0 | 0 | 0 | 0 | 0 | 0 | 0 | 0 | 0 | 0 | 0 | 0 | 0 | 0 | 0 | 0 | 0 | 0 | 0 | 0 | 0 | 0 | 0 | 0 | 0 | 0 | 0 | 0 | 0 | 0 | 0 | 0 | 0
F1_Commercial_Hospital_Existing_Miscellaneous_Natural Gas_Miscellaneous_E3 | F1 | Commercial | Hospital | Existing | Miscellaneous | Natural Gas | Miscellaneous | E3 | RVT - Cost of Equipment | 0 | 0 | 0 | 0 | 0 | 0 | 0 | 0 | 0 | 0 | 0 | 0 | 0 | 0 | 0 | 0 | 0 | 0 | 0 | 0 | 0 | 0 | 0 | 0 | 0 | 0 | 0 | 0 | 0 | 0 | 0 | 0 | 0
F1_Commercial_Hospital_Existing_Miscellaneous_Natural Gas_Miscellaneous_E4 | F1 | Commercial | Hospital | Existing | Miscellaneous | Natural Gas | Miscellaneous | E4 | RVT - Cost of Equipment | 0 | 0 | 0 | 0 | 0 | 0 | 0 | 0 | 0 | 0 | 0 | 0 | 0 | 0 | 0 | 0 | 0 | 0 | 0 | 0 | 0 | 0 | 0 | 0 | 0 | 0 | 0 | 0 | 0 | 0 | 0 | 0 | 0
F1_Commercial_Hospital_Existing_Miscellaneous_Natural Gas_Miscellaneous_E5 | F1 | Commercial | Hospital | Existing | Miscellaneous | Natural Gas | Miscellaneous | E5 | RVT - Cost of Equipment | 0 | 0 | 0 | 0 | 0 | 0 | 0 | 0 | 0 | 0 | 0 | 0 | 0 | 0 | 0 | 0 | 0 | 0 | 0 | 0 | 0 | 0 | 0 | 0 | 0 | 0 | 0 | 0 | 0 | 0 | 0 | 0 | 0
F1_Commercial_Hospital_Existing_Miscellaneous_Natural Gas_Miscellaneous_E6 | F1 | Commercial | Hospital | Existing | Miscellaneous | Natural Gas | Miscellaneous | E6 | RVT - Cost of Equipment | 0 | 0 | 0 | 0 | 0 | 0 | 0 | 0 | 0 | 0 | 0 | 0 | 0 | 0 | 0 | 0 | 0 | 0 | 0 | 0 | 0 | 0 | 0 | 0 | 0 | 0 | 0 | 0 | 0 | 0 | 0 | 0 | 0
F1_Commercial_Hospital_Existing_Miscellaneous_Natural Gas_Miscellaneous_E7 | F1 | Commercial | Hospital | Existing | Miscellaneous | Natural Gas | Miscellaneous | E7 | RVT - Cost of Equipment | 0 | 0 | 0 | 0 | 0 | 0 | 0 | 0 | 0 | 0 | 0 | 0 | 0 | 0 | 0 | 0 | 0 | 0 | 0 | 0 | 0 | 0 | 0 | 0 | 0 | 0 | 0 | 0 | 0 | 0 | 0 | 0 | 0
F1_Commercial_Hospital_Existing_Miscellaneous_Natural Gas_Miscellaneous_E8 | F1 | Commercial | Hospital | Existing | Miscellaneous | Natural Gas | Miscellaneous | E8 | RVT - Cost of Equipment | 0 | 0 | 0 | 0 | 0 | 0 | 0 | 0 | 0 | 0 | 0 | 0 | 0 | 0 | 0 | 0 | 0 | 0 | 0 | 0 | 0 | 0 | 0 | 0 | 0 | 0 | 0 | 0 | 0 | 0 | 0 | 0 | 0
F1_Commercial_Hospital_Existing_Miscellaneous_Natural Gas_Miscellaneous_E9 | F1 | Commercial | Hospital | Existing | Miscellaneous | Natural Gas | Miscellaneous | E9 | RVT - Cost of Equipment | 0 | 0 | 0 | 0 | 0 | 0 | 0 | 0 | 0 | 0 | 0 | 0 | 0 | 0 | 0 | 0 | 0 | 0 | 0 | 0 | 0 | 0 | 0 | 0 | 0 | 0 | 0 | 0 | 0 | 0 | 0 | 0 | 0
F1_Commercial_Hospital_Existing_Miscellaneous_Natural Gas_Miscellaneous_E10 | F1 | Commercial | Hospital | Existing | Miscellaneous | Natural Gas | Miscellaneous | E10 | RVT - Cost of Equipment | 0 | 0 | 0 | 0 | 0 | 0 | 0 | 0 | 0 | 0 | 0 | 0 | 0 | 0 | 0 | 0 | 0 | 0 | 0 | 0 | 0 | 0 | 0 | 0 | 0 | 0 | 0 | 0 | 0 | 0 | 0 | 0 | 0
F2_Commercial_Hospital_Existing_Miscellaneous_Natural Gas_Miscellaneous_E1 | F2 | Commercial | Hospital | Existing | Miscellaneous | Natural Gas | Miscellaneous | E1 | RVT - Cost of Operation | 0 | 0 | 0 | 0 | 0 | 0 | 0 | 0 | 0 | 0 | 0 | 0 | 0 | 0 | 0 | 0 | 0 | 0 | 0 | 0 | 0 | 0 | 0 | 0 | 0 | 0 | 0 | 0 | 0 | 0 | 0 | 0 | 0
F2_Commercial_Hospital_Existing_Miscellaneous_Natural Gas_Miscellaneous_E2 | F2 | Commercial | Hospital | Existing | Miscellaneous | Natural Gas | Miscellaneous | E2 | RVT - Cost of Operation | 0 | 0 | 0 | 0 | 0 | 0 | 0 | 0 | 0 | 0 | 0 | 0 | 0 | 0 | 0 | 0 | 0 | 0 | 0 | 0 | 0 | 0 | 0 | 0 | 0 | 0 | 0 | 0 | 0 | 0 | 0 | 0 | 0
F2_Commercial_Hospital_Existing_Miscellaneous_Natural Gas_Miscellaneous_E3 | F2 | Commercial | Hospital | Existing | Miscellaneous | Natural Gas | Miscellaneous | E3 | RVT - Cost of Operation | 0 | 0 | 0 | 0 | 0 | 0 | 0 | 0 | 0 | 0 | 0 | 0 | 0 | 0 | 0 | 0 | 0 | 0 | 0 | 0 | 0 | 0 | 0 | 0 | 0 | 0 | 0 | 0 | 0 | 0 | 0 | 0 | 0
F2_Commercial_Hospital_Existing_Miscellaneous_Natural Gas_Miscellaneous_E4 | F2 | Commercial | Hospital | Existing | Miscellaneous | Natural Gas | Miscellaneous | E4 | RVT - Cost of Operation | 0 | 0 | 0 | 0 | 0 | 0 | 0 | 0 | 0 | 0 | 0 | 0 | 0 | 0 | 0 | 0 | 0 | 0 | 0 | 0 | 0 | 0 | 0 | 0 | 0 | 0 | 0 | 0 | 0 | 0 | 0 | 0 | 0
F2_Commercial_Hospital_Existing_Miscellaneous_Natural Gas_Miscellaneous_E5 | F2 | Commercial | Hospital | Existing | Miscellaneous | Natural Gas | Miscellaneous | E5 | RVT - Cost of Operation | 0 | 0 | 0 | 0 | 0 | 0 | 0 | 0 | 0 | 0 | 0 | 0 | 0 | 0 | 0 | 0 | 0 | 0 | 0 | 0 | 0 | 0 | 0 | 0 | 0 | 0 | 0 | 0 | 0 | 0 | 0 | 0 | 0
F2_Commercial_Hospital_Existing_Miscellaneous_Natural Gas_Miscellaneous_E6 | F2 | Commercial | Hospital | Existing | Miscellaneous | Natural Gas | Miscellaneous | E6 | RVT - Cost of Operation | 0 | 0 | 0 | 0 | 0 | 0 | 0 | 0 | 0 | 0 | 0 | 0 | 0 | 0 | 0 | 0 | 0 | 0 | 0 | 0 | 0 | 0 | 0 | 0 | 0 | 0 | 0 | 0 | 0 | 0 | 0 | 0 | 0
F2_Commercial_Hospital_Existing_Miscellaneous_Natural Gas_Miscellaneous_E7 | F2 | Commercial | Hospital | Existing | Miscellaneous | Natural Gas | Miscellaneous | E7 | RVT - Cost of Operation | 0 | 0 | 0 | 0 | 0 | 0 | 0 | 0 | 0 | 0 | 0 | 0 | 0 | 0 | 0 | 0 | 0 | 0 | 0 | 0 | 0 | 0 | 0 | 0 | 0 | 0 | 0 | 0 | 0 | 0 | 0 | 0 | 0
F2_Commercial_Hospital_Existing_Miscellaneous_Natural Gas_Miscellaneous_E8 | F2 | Commercial | Hospital | Existing | Miscellaneous | Natural Gas | Miscellaneous | E8 | RVT - Cost of Operation | 0 | 0 | 0 | 0 | 0 | 0 | 0 | 0 | 0 | 0 | 0 | 0 | 0 | 0 | 0 | 0 | 0 | 0 | 0 | 0 | 0 | 0 | 0 | 0 | 0 | 0 | 0 | 0 | 0 | 0 | 0 | 0 | 0
F2_Commercial_Hospital_Existing_Miscellaneous_Natural Gas_Miscellaneous_E9 | F2 | Commercial | Hospital | Existing | Miscellaneous | Natural Gas | Miscellaneous | E9 | RVT - Cost of Operation | 0 | 0 | 0 | 0 | 0 | 0 | 0 | 0 | 0 | 0 | 0 | 0 | 0 | 0 | 0 | 0 | 0 | 0 | 0 | 0 | 0 | 0 | 0 | 0 | 0 | 0 | 0 | 0 | 0 | 0 | 0 | 0 | 0
F2_Commercial_Hospital_Existing_Miscellaneous_Natural Gas_Miscellaneous_E10 | F2 | Commercial | Hospital | Existing | Miscellaneous | Natural Gas | Miscellaneous | E10 | RVT - Cost of Operation | 0 | 0 | 0 | 0 | 0 | 0 | 0 | 0 | 0 | 0 | 0 | 0 | 0 | 0 | 0 | 0 | 0 | 0 | 0 | 0 | 0 | 0 | 0 | 0 | 0 | 0 | 0 | 0 | 0 | 0 | 0 | 0 | 0
F3_Commercial_Hospital_Existing_Miscellaneous_Natural Gas_Miscellaneous_E1 | F3 | Commercial | Hospital | Existing | Miscellaneous | Natural Gas | Miscellaneous | E1 | System - kBTUs of Consumption | 0.0024779 | 0.0024779 | 0.0024779 | 0.0024779 | 0.0024779 | 0.0024779 | 0.0024779 | 0.0024779 | 0.0024779 | 0.0024779 | 0.0024779 | 0.0024779 | 0.0024779 | 0.0024779 | 0.0024779 | 0.0024779 | 0.0024779 | 0.0024779 | 0.0024779 | 0.0024779 | 0.0024779 | 0.0024779 | 0.0024779 | 0.0024779 | 0.0024779 | 0.0024779 | 0.0024779 | 0.0024779 | 0.0024779 | 0.0024779 | 0.0024779 | 0.0024779 | 0.0024779
F3_Commercial_Hospital_Existing_Miscellaneous_Natural Gas_Miscellaneous_E2 | F3 | Commercial | Hospital | Existing | Miscellaneous | Natural Gas | Miscellaneous | E2 | System - kBTUs of Consumption | 0 | 0 | 0 | 0 | 0 | 0 | 0 | 0 | 0 | 0 | 0 | 0 | 0 | 0 | 0 | 0 | 0 | 0 | 0 | 0 | 0 | 0 | 0 | 0 | 0 | 0 | 0 | 0 | 0 | 0 | 0 | 0 | 0
F3_Commercial_Hospital_Existing_Miscellaneous_Natural Gas_Miscellaneous_E3 | F3 | Commercial | Hospital | Existing | Miscellaneous | Natural Gas | Miscellaneous | E3 | System - kBTUs of Consumption | 0 | 0 | 0 | 0 | 0 | 0 | 0 | 0 | 0 | 0 | 0 | 0 | 0 | 0 | 0 | 0 | 0 | 0 | 0 | 0 | 0 | 0 | 0 | 0 | 0 | 0 | 0 | 0 | 0 | 0 | 0 | 0 | 0
F3_Commercial_Hospital_Existing_Miscellaneous_Natural Gas_Miscellaneous_E4 | F3 | Commercial | Hospital | Existing | Miscellaneous | Natural Gas | Miscellaneous | E4 | System - kBTUs of Consumption | 0 | 0 | 0 | 0 | 0 | 0 | 0 | 0 | 0 | 0 | 0 | 0 | 0 | 0 | 0 | 0 | 0 | 0 | 0 | 0 | 0 | 0 | 0 | 0 | 0 | 0 | 0 | 0 | 0 | 0 | 0 | 0 | 0
F3_Commercial_Hospital_Existing_Miscellaneous_Natural Gas_Miscellaneous_E5 | F3 | Commercial | Hospital | Existing | Miscellaneous | Natural Gas | Miscellaneous | E5 | System - kBTUs of Consumption | 0 | 0 | 0 | 0 | 0 | 0 | 0 | 0 | 0 | 0 | 0 | 0 | 0 | 0 | 0 | 0 | 0 | 0 | 0 | 0 | 0 | 0 | 0 | 0 | 0 | 0 | 0 | 0 | 0 | 0 | 0 | 0 | 0
F3_Commercial_Hospital_Existing_Miscellaneous_Natural Gas_Miscellaneous_E6 | F3 | Commercial | Hospital | Existing | Miscellaneous | Natural Gas | Miscellaneous | E6 | System - kBTUs of Consumption | 0 | 0 | 0 | 0 | 0 | 0 | 0 | 0 | 0 | 0 | 0 | 0 | 0 | 0 | 0 | 0 | 0 | 0 | 0 | 0 | 0 | 0 | 0 | 0 | 0 | 0 | 0 | 0 | 0 | 0 | 0 | 0 | 0
F3_Commercial_Hospital_Existing_Miscellaneous_Natural Gas_Miscellaneous_E7 | F3 | Commercial | Hospital | Existing | Miscellaneous | Natural Gas | Miscellaneous | E7 | System - kBTUs of Consumption | 0 | 0 | 0 | 0 | 0 | 0 | 0 | 0 | 0 | 0 | 0 | 0 | 0 | 0 | 0 | 0 | 0 | 0 | 0 | 0 | 0 | 0 | 0 | 0 | 0 | 0 | 0 | 0 | 0 | 0 | 0 | 0 | 0
F3_Commercial_Hospital_Existing_Miscellaneous_Natural Gas_Miscellaneous_E8 | F3 | Commercial | Hospital | Existing | Miscellaneous | Natural Gas | Miscellaneous | E8 | System - kBTUs of Consumption | 0 | 0 | 0 | 0 | 0 | 0 | 0 | 0 | 0 | 0 | 0 | 0 | 0 | 0 | 0 | 0 | 0 | 0 | 0 | 0 | 0 | 0 | 0 | 0 | 0 | 0 | 0 | 0 | 0 | 0 | 0 | 0 | 0
F3_Commercial_Hospital_Existing_Miscellaneous_Natural Gas_Miscellaneous_E9 | F3 | Commercial | Hospital | Existing | Miscellaneous | Natural Gas | Miscellaneous | E9 | System - kBTUs of Consumption | 0 | 0 | 0 | 0 | 0 | 0 | 0 | 0 | 0 | 0 | 0 | 0 | 0 | 0 | 0 | 0 | 0 | 0 | 0 | 0 | 0 | 0 | 0 | 0 | 0 | 0 | 0 | 0 | 0 | 0 | 0 | 0 | 0
F3_Commercial_Hospital_Existing_Miscellaneous_Natural Gas_Miscellaneous_E10 | F3 | Commercial | Hospital | Existing | Miscellaneous | Natural Gas | Miscellaneous | E10 | System - kBTUs of Consumption | 0 | 0 | 0 | 0 | 0 | 0 | 0 | 0 | 0 | 0 | 0 | 0 | 0 | 0 | 0 | 0 | 0 | 0 | 0 | 0 | 0 | 0 | 0 | 0 | 0 | 0 | 0 | 0 | 0 | 0 | 0 | 0 | 0
F4_Commercial_Hospital_Existing_Miscellaneous_Natural Gas_Miscellaneous_E1 | F4 | Commercial | Hospital | Existing | Miscellaneous | Natural Gas | Miscellaneous | E1 | Utility - Cost of Equipment | 0 | 0 | 0 | 0 | 0 | 0 | 0 | 0 | 0 | 0 | 0 | 0 | 0 | 0 | 0 | 0 | 0 | 0 | 0 | 0 | 0 | 0 | 0 | 0 | 0 | 0 | 0 | 0 | 0 | 0 | 0 | 0 | 0
F4_Commercial_Hospital_Existing_Miscellaneous_Natural Gas_Miscellaneous_E2 | F4 | Commercial | Hospital | Existing | Miscellaneous | Natural Gas | Miscellaneous | E2 | Utility - Cost of Equipment | 0 | 0 | 0 | 0 | 0 | 0 | 0 | 0 | 0 | 0 | 0 | 0 | 0 | 0 | 0 | 0 | 0 | 0 | 0 | 0 | 0 | 0 | 0 | 0 | 0 | 0 | 0 | 0 | 0 | 0 | 0 | 0 | 0
F4_Commercial_Hospital_Existing_Miscellaneous_Natural Gas_Miscellaneous_E3 | F4 | Commercial | Hospital | Existing | Miscellaneous | Natural Gas | Miscellaneous | E3 | Utility - Cost of Equipment | 0 | 0 | 0 | 0 | 0 | 0 | 0 | 0 | 0 | 0 | 0 | 0 | 0 | 0 | 0 | 0 | 0 | 0 | 0 | 0 | 0 | 0 | 0 | 0 | 0 | 0 | 0 | 0 | 0 | 0 | 0 | 0 | 0
F4_Commercial_Hospital_Existing_Miscellaneous_Natural Gas_Miscellaneous_E4 | F4 | Commercial | Hospital | Existing | Miscellaneous | Natural Gas | Miscellaneous | E4 | Utility - Cost of Equipment | 0 | 0 | 0 | 0 | 0 | 0 | 0 | 0 | 0 | 0 | 0 | 0 | 0 | 0 | 0 | 0 | 0 | 0 | 0 | 0 | 0 | 0 | 0 | 0 | 0 | 0 | 0 | 0 | 0 | 0 | 0 | 0 | 0
F4_Commercial_Hospital_Existing_Miscellaneous_Natural Gas_Miscellaneous_E5 | F4 | Commercial | Hospital | Existing | Miscellaneous | Natural Gas | Miscellaneous | E5 | Utility - Cost of Equipment | 0 | 0 | 0 | 0 | 0 | 0 | 0 | 0 | 0 | 0 | 0 | 0 | 0 | 0 | 0 | 0 | 0 | 0 | 0 | 0 | 0 | 0 | 0 | 0 | 0 | 0 | 0 | 0 | 0 | 0 | 0 | 0 | 0
F4_Commercial_Hospital_Existing_Miscellaneous_Natural Gas_Miscellaneous_E6 | F4 | Commercial | Hospital | Existing | Miscellaneous | Natural Gas | Miscellaneous | E6 | Utility - Cost of Equipment | 0 | 0 | 0 | 0 | 0 | 0 | 0 | 0 | 0 | 0 | 0 | 0 | 0 | 0 | 0 | 0 | 0 | 0 | 0 | 0 | 0 | 0 | 0 | 0 | 0 | 0 | 0 | 0 | 0 | 0 | 0 | 0 | 0
F4_Commercial_Hospital_Existing_Miscellaneous_Natural Gas_Miscellaneous_E7 | F4 | Commercial | Hospital | Existing | Miscellaneous | Natural Gas | Miscellaneous | E7 | Utility - Cost of Equipment | 0 | 0 | 0 | 0 | 0 | 0 | 0 | 0 | 0 | 0 | 0 | 0 | 0 | 0 | 0 | 0 | 0 | 0 | 0 | 0 | 0 | 0 | 0 | 0 | 0 | 0 | 0 | 0 | 0 | 0 | 0 | 0 | 0
F4_Commercial_Hospital_Existing_Miscellaneous_Natural Gas_Miscellaneous_E8 | F4 | Commercial | Hospital | Existing | Miscellaneous | Natural Gas | Miscellaneous | E8 | Utility - Cost of Equipment | 0 | 0 | 0 | 0 | 0 | 0 | 0 | 0 | 0 | 0 | 0 | 0 | 0 | 0 | 0 | 0 | 0 | 0 | 0 | 0 | 0 | 0 | 0 | 0 | 0 | 0 | 0 | 0 | 0 | 0 | 0 | 0 | 0
F4_Commercial_Hospital_Existing_Miscellaneous_Natural Gas_Miscellaneous_E9 | F4 | Commercial | Hospital | Existing | Miscellaneous | Natural Gas | Miscellaneous | E9 | Utility - Cost of Equipment | 0 | 0 | 0 | 0 | 0 | 0 | 0 | 0 | 0 | 0 | 0 | 0 | 0 | 0 | 0 | 0 | 0 | 0 | 0 | 0 | 0 | 0 | 0 | 0 | 0 | 0 | 0 | 0 | 0 | 0 | 0 | 0 | 0
F4_Commercial_Hospital_Existing_Miscellaneous_Natural Gas_Miscellaneous_E10 | F4 | Commercial | Hospital | Existing | Miscellaneous | Natural Gas | Miscellaneous | E10 | Utility - Cost of Equipment | 0 | 0 | 0 | 0 | 0 | 0 | 0 | 0 | 0 | 0 | 0 | 0 | 0 | 0 | 0 | 0 | 0 | 0 | 0 | 0 | 0 | 0 | 0 | 0 | 0 | 0 | 0 | 0 | 0 | 0 | 0 | 0 | 0
F5_Commercial_Hospital_Existing_Miscellaneous_Natural Gas_Miscellaneous_E1 | F5 | Commercial | Hospital | Existing | Miscellaneous | Natural Gas | Miscellaneous | E1 | Utility - Cost of Operation | 0.0024779 | 0.0024779 | 0.0024779 | 0.0024779 | 0.0024779 | 0.0024779 | 0.0024779 | 0.0024779 | 0.0024779 | 0.0024779 | 0.0024779 | 0.0024779 | 0.0024779 | 0.0024779 | 0.0024779 | 0.0024779 | 0.0024779 | 0.0024779 | 0.0024779 | 0.0024779 | 0.0024779 | 0.0024779 | 0.0024779 | 0.0024779 | 0.0024779 | 0.0024779 | 0.0024779 | 0.0024779 | 0.0024779 | 0.0024779 | 0.0024779 | 0.0024779 | 0.0024779
F5_Commercial_Hospital_Existing_Miscellaneous_Natural Gas_Miscellaneous_E2 | F5 | Commercial | Hospital | Existing | Miscellaneous | Natural Gas | Miscellaneous | E2 | Utility - Cost of Operation | 0 | 0 | 0 | 0 | 0 | 0 | 0 | 0 | 0 | 0 | 0 | 0 | 0 | 0 | 0 | 0 | 0 | 0 | 0 | 0 | 0 | 0 | 0 | 0 | 0 | 0 | 0 | 0 | 0 | 0 | 0 | 0 | 0
F5_Commercial_Hospital_Existing_Miscellaneous_Natural Gas_Miscellaneous_E3 | F5 | Commercial | Hospital | Existing | Miscellaneous | Natural Gas | Miscellaneous | E3 | Utility - Cost of Operation | 0 | 0 | 0 | 0 | 0 | 0 | 0 | 0 | 0 | 0 | 0 | 0 | 0 | 0 | 0 | 0 | 0 | 0 | 0 | 0 | 0 | 0 | 0 | 0 | 0 | 0 | 0 | 0 | 0 | 0 | 0 | 0 | 0
F5_Commercial_Hospital_Existing_Miscellaneous_Natural Gas_Miscellaneous_E4 | F5 | Commercial | Hospital | Existing | Miscellaneous | Natural Gas | Miscellaneous | E4 | Utility - Cost of Operation | 0 | 0 | 0 | 0 | 0 | 0 | 0 | 0 | 0 | 0 | 0 | 0 | 0 | 0 | 0 | 0 | 0 | 0 | 0 | 0 | 0 | 0 | 0 | 0 | 0 | 0 | 0 | 0 | 0 | 0 | 0 | 0 | 0
F5_Commercial_Hospital_Existing_Miscellaneous_Natural Gas_Miscellaneous_E5 | F5 | Commercial | Hospital | Existing | Miscellaneous | Natural Gas | Miscellaneous | E5 | Utility - Cost of Operation | 0 | 0 | 0 | 0 | 0 | 0 | 0 | 0 | 0 | 0 | 0 | 0 | 0 | 0 | 0 | 0 | 0 | 0 | 0 | 0 | 0 | 0 | 0 | 0 | 0 | 0 | 0 | 0 | 0 | 0 | 0 | 0 | 0
F5_Commercial_Hospital_Existing_Miscellaneous_Natural Gas_Miscellaneous_E6 | F5 | Commercial | Hospital | Existing | Miscellaneous | Natural Gas | Miscellaneous | E6 | Utility - Cost of Operation | 0 | 0 | 0 | 0 | 0 | 0 | 0 | 0 | 0 | 0 | 0 | 0 | 0 | 0 | 0 | 0 | 0 | 0 | 0 | 0 | 0 | 0 | 0 | 0 | 0 | 0 | 0 | 0 | 0 | 0 | 0 | 0 | 0
F5_Commercial_Hospital_Existing_Miscellaneous_Natural Gas_Miscellaneous_E7 | F5 | Commercial | Hospital | Existing | Miscellaneous | Natural Gas | Miscellaneous | E7 | Utility - Cost of Operation | 0 | 0 | 0 | 0 | 0 | 0 | 0 | 0 | 0 | 0 | 0 | 0 | 0 | 0 | 0 | 0 | 0 | 0 | 0 | 0 | 0 | 0 | 0 | 0 | 0 | 0 | 0 | 0 | 0 | 0 | 0 | 0 | 0
F5_Commercial_Hospital_Existing_Miscellaneous_Natural Gas_Miscellaneous_E8 | F5 | Commercial | Hospital | Existing | Miscellaneous | Natural Gas | Miscellaneous | E8 | Utility - Cost of Operation | 0 | 0 | 0 | 0 | 0 | 0 | 0 | 0 | 0 | 0 | 0 | 0 | 0 | 0 | 0 | 0 | 0 | 0 | 0 | 0 | 0 | 0 | 0 | 0 | 0 | 0 | 0 | 0 | 0 | 0 | 0 | 0 | 0
F5_Commercial_Hospital_Existing_Miscellaneous_Natural Gas_Miscellaneous_E9 | F5 | Commercial | Hospital | Existing | Miscellaneous | Natural Gas | Miscellaneous | E9 | Utility - Cost of Operation | 0 | 0 | 0 | 0 | 0 | 0 | 0 | 0 | 0 | 0 | 0 | 0 | 0 | 0 | 0 | 0 | 0 | 0 | 0 | 0 | 0 | 0 | 0 | 0 | 0 | 0 | 0 | 0 | 0 | 0 | 0 | 0 | 0
F5_Commercial_Hospital_Existing_Miscellaneous_Natural Gas_Miscellaneous_E10 | F5 | Commercial | Hospital | Existing | Miscellaneous | Natural Gas | Miscellaneous | E10 | Utility - Cost of Operation | 0 | 0 | 0 | 0 | 0 | 0 | 0 | 0 | 0 | 0 | 0 | 0 | 0 | 0 | 0 | 0 | 0 | 0 | 0 | 0 | 0 | 0 | 0 | 0 | 0 | 0 | 0 | 0 | 0 | 0 | 0 | 0 | 0
F6_Commercial_Hospital_Existing_Miscellaneous_Natural Gas_Miscellaneous_E1 | F6 | Commercial | Hospital | Existing | Miscellaneous | Natural Gas | Miscellaneous | E1 | Utility - Value of Sales | 0.010385 | 0.010385 | 0.010385 | 0.010385 | 0.010385 | 0.010385 | 0.010385 | 0.010385 | 0.010385 | 0.010385 | 0.010385 | 0.010385 | 0.010385 | 0.010385 | 0.010385 | 0.010385 | 0.010385 | 0.010385 | 0.010385 | 0.010385 | 0.010385 | 0.010385 | 0.010385 | 0.010385 | 0.010385 | 0.010385 | 0.010385 | 0.010385 | 0.010385 | 0.010385 | 0.010385 | 0.010385 | 0.010385
F6_Commercial_Hospital_Existing_Miscellaneous_Natural Gas_Miscellaneous_E2 | F6 | Commercial | Hospital | Existing | Miscellaneous | Natural Gas | Miscellaneous | E2 | Utility - Value of Sales | 0 | 0 | 0 | 0 | 0 | 0 | 0 | 0 | 0 | 0 | 0 | 0 | 0 | 0 | 0 | 0 | 0 | 0 | 0 | 0 | 0 | 0 | 0 | 0 | 0 | 0 | 0 | 0 | 0 | 0 | 0 | 0 | 0
F6_Commercial_Hospital_Existing_Miscellaneous_Natural Gas_Miscellaneous_E3 | F6 | Commercial | Hospital | Existing | Miscellaneous | Natural Gas | Miscellaneous | E3 | Utility - Value of Sales | 0 | 0 | 0 | 0 | 0 | 0 | 0 | 0 | 0 | 0 | 0 | 0 | 0 | 0 | 0 | 0 | 0 | 0 | 0 | 0 | 0 | 0 | 0 | 0 | 0 | 0 | 0 | 0 | 0 | 0 | 0 | 0 | 0
F6_Commercial_Hospital_Existing_Miscellaneous_Natural Gas_Miscellaneous_E4 | F6 | Commercial | Hospital | Existing | Miscellaneous | Natural Gas | Miscellaneous | E4 | Utility - Value of Sales | 0 | 0 | 0 | 0 | 0 | 0 | 0 | 0 | 0 | 0 | 0 | 0 | 0 | 0 | 0 | 0 | 0 | 0 | 0 | 0 | 0 | 0 | 0 | 0 | 0 | 0 | 0 | 0 | 0 | 0 | 0 | 0 | 0
F6_Commercial_Hospital_Existing_Miscellaneous_Natural Gas_Miscellaneous_E5 | F6 | Commercial | Hospital | Existing | Miscellaneous | Natural Gas | Miscellaneous | E5 | Utility - Value of Sales | 0 | 0 | 0 | 0 | 0 | 0 | 0 | 0 | 0 | 0 | 0 | 0 | 0 | 0 | 0 | 0 | 0 | 0 | 0 | 0 | 0 | 0 | 0 | 0 | 0 | 0 | 0 | 0 | 0 | 0 | 0 | 0 | 0
F6_Commercial_Hospital_Existing_Miscellaneous_Natural Gas_Miscellaneous_E6 | F6 | Commercial | Hospital | Existing | Miscellaneous | Natural Gas | Miscellaneous | E6 | Utility - Value of Sales | 0 | 0 | 0 | 0 | 0 | 0 | 0 | 0 | 0 | 0 | 0 | 0 | 0 | 0 | 0 | 0 | 0 | 0 | 0 | 0 | 0 | 0 | 0 | 0 | 0 | 0 | 0 | 0 | 0 | 0 | 0 | 0 | 0
F6_Commercial_Hospital_Existing_Miscellaneous_Natural Gas_Miscellaneous_E7 | F6 | Commercial | Hospital | Existing | Miscellaneous | Natural Gas | Miscellaneous | E7 | Utility - Value of Sales | 0 | 0 | 0 | 0 | 0 | 0 | 0 | 0 | 0 | 0 | 0 | 0 | 0 | 0 | 0 | 0 | 0 | 0 | 0 | 0 | 0 | 0 | 0 | 0 | 0 | 0 | 0 | 0 | 0 | 0 | 0 | 0 | 0
F6_Commercial_Hospital_Existing_Miscellaneous_Natural Gas_Miscellaneous_E8 | F6 | Commercial | Hospital | Existing | Miscellaneous | Natural Gas | Miscellaneous | E8 | Utility - Value of Sales | 0 | 0 | 0 | 0 | 0 | 0 | 0 | 0 | 0 | 0 | 0 | 0 | 0 | 0 | 0 | 0 | 0 | 0 | 0 | 0 | 0 | 0 | 0 | 0 | 0 | 0 | 0 | 0 | 0 | 0 | 0 | 0 | 0
F6_Commercial_Hospital_Existing_Miscellaneous_Natural Gas_Miscellaneous_E9 | F6 | Commercial | Hospital | Existing | Miscellaneous | Natural Gas | Miscellaneous | E9 | Utility - Value of Sales | 0 | 0 | 0 | 0 | 0 | 0 | 0 | 0 | 0 | 0 | 0 | 0 | 0 | 0 | 0 | 0 | 0 | 0 | 0 | 0 | 0 | 0 | 0 | 0 | 0 | 0 | 0 | 0 | 0 | 0 | 0 | 0 | 0
F6_Commercial_Hospital_Existing_Miscellaneous_Natural Gas_Miscellaneous_E10 | F6 | Commercial | Hospital | Existing | Miscellaneous | Natural Gas | Miscellaneous | E10 | Utility - Value of Sales | 0 | 0 | 0 | 0 | 0 | 0 | 0 | 0 | 0 | 0 | 0 | 0 | 0 | 0 | 0 | 0 | 0 | 0 | 0 | 0 | 0 | 0 | 0 | 0 | 0 | 0 | 0 | 0 | 0 | 0 | 0 | 0 | 0
F1_Commercial_Hospital_New_Space Heating_Natural Gas_Furnace_E1 | F1 | Commercial | Hospital | New | Space Heating | Natural Gas | Furnace | E1 | RVT - Cost of Equipment | 0.23221 | 0.23242 | 0.23265 | 0.23298 | 0.23346 | 0.23419 | 0.2347 | 0.2351 | 0.23554 | 0.23595 | 0.23623 | 0.2364 | 0.23655 | 0.23669 | 0.23687 | 0.23695 | 0.23708 | 0.23732 | 0.23758 | 0.23788 | 0.23824 | 0.23853 | 0.23877 | 0.23894 | 0.23906 | 0.2391 | 0.23903 | 0.2389 | 0.2388 | 0.23875 | 0.23879 | 0.2388 | 0.2388
F1_Commercial_Hospital_New_Space Heating_Natural Gas_Furnace_E2 | F1 | Commercial | Hospital | New | Space Heating | Natural Gas | Furnace | E2 | RVT - Cost of Equipment | 0.20642 | 0.2066 | 0.2068 | 0.2071 | 0.20753 | 0.20818 | 0.20863 | 0.20899 | 0.20938 | 0.20974 | 0.20999 | 0.21014 | 0.21028 | 0.2104 | 0.21056 | 0.21063 | 0.21074 | 0.21096 | 0.21119 | 0.21146 | 0.21177 | 0.21204 | 0.21225 | 0.2124 | 0.21251 | 0.21254 | 0.21248 | 0.21237 | 0.21228 | 0.21223 | 0.21227 | 0.21228 | 0.21228
F1_Commercial_Hospital_New_Space Heating_Natural Gas_Furnace_E3 | F1 | Commercial | Hospital | New | Space Heating | Natural Gas | Furnace | E3 | RVT - Cost of Equipment | 0.19351 | 0.19368 | 0.19387 | 0.19415 | 0.19455 | 0.19516 | 0.19559 | 0.19592 | 0.19628 | 0.19662 | 0.19686 | 0.197 | 0.19713 | 0.19724 | 0.1974 | 0.19746 | 0.19756 | 0.19777 | 0.19798 | 0.19823 | 0.19853 | 0.19878 | 0.19897 | 0.19912 | 0.19922 | 0.19925 | 0.19919 | 0.19909 | 0.199 | 0.19896 | 0.19899 | 0.199 | 0.199
F1_Commercial_Hospital_New_Space Heating_Natural Gas_Furnace_E4 | F1 | Commercial | Hospital | New | Space Heating | Natural Gas | Furnace | E4 | RVT - Cost of Equipment | 0.19213 | 0.19229 | 0.19247 | 0.19276 | 0.19319 | 0.19388 | 0.19433 | 0.19466 | 0.19505 | 0.19541 | 0.19565 | 0.19579 | 0.19594 | 0.19609 | 0.1963 | 0.19639 | 0.19655 | 0.19683 | 0.19712 | 0.19745 | 0.19783 | 0.19815 | 0.19841 | 0.1986 | 0.19873 | 0.19876 | 0.19869 | 0.19855 | 0.19844 | 0.19839 | 0.19843 | 0.19845 | 0.19845
F1_Commercial_Hospital_New_Space Heating_Natural Gas_Furnace_E5 | F1 | Commercial | Hospital | New | Space Heating | Natural Gas | Furnace | E5 | RVT - Cost of Equipment | 0 | 0 | 0 | 0 | 0 | 0 | 0 | 0 | 0 | 0 | 0 | 0 | 0 | 0 | 0 | 0 | 0 | 0 | 0 | 0 | 0 | 0 | 0 | 0 | 0 | 0 | 0 | 0 | 0 | 0 | 0 | 0 | 0
F1_Commercial_Hospital_New_Space Heating_Natural Gas_Furnace_E6 | F1 | Commercial | Hospital | New | Space Heating | Natural Gas | Furnace | E6 | RVT - Cost of Equipment | 0 | 0 | 0 | 0 | 0 | 0 | 0 | 0 | 0 | 0 | 0 | 0 | 0 | 0 | 0 | 0 | 0 | 0 | 0 | 0 | 0 | 0 | 0 | 0 | 0 | 0 | 0 | 0 | 0 | 0 | 0 | 0 | 0
F1_Commercial_Hospital_New_Space Heating_Natural Gas_Furnace_E7 | F1 | Commercial | Hospital | New | Space Heating | Natural Gas | Furnace | E7 | RVT - Cost of Equipment | 0 | 0 | 0 | 0 | 0 | 0 | 0 | 0 | 0 | 0 | 0 | 0 | 0 | 0 | 0 | 0 | 0 | 0 | 0 | 0 | 0 | 0 | 0 | 0 | 0 | 0 | 0 | 0 | 0 | 0 | 0 | 0 | 0
F1_Commercial_Hospital_New_Space Heating_Natural Gas_Furnace_E8 | F1 | Commercial | Hospital | New | Space Heating | Natural Gas | Furnace | E8 | RVT - Cost of Equipment | 0 | 0 | 0 | 0 | 0 | 0 | 0 | 0 | 0 | 0 | 0 | 0 | 0 | 0 | 0 | 0 | 0 | 0 | 0 | 0 | 0 | 0 | 0 | 0 | 0 | 0 | 0 | 0 | 0 | 0 | 0 | 0 | 0
F1_Commercial_Hospital_New_Space Heating_Natural Gas_Furnace_E9 | F1 | Commercial | Hospital | New | Space Heating | Natural Gas | Furnace | E9 | RVT - Cost of Equipment | 0 | 0 | 0 | 0 | 0 | 0 | 0 | 0 | 0 | 0 | 0 | 0 | 0 | 0 | 0 | 0 | 0 | 0 | 0 | 0 | 0 | 0 | 0 | 0 | 0 | 0 | 0 | 0 | 0 | 0 | 0 | 0 | 0
F1_Commercial_Hospital_New_Space Heating_Natural Gas_Furnace_E10 | F1 | Commercial | Hospital | New | Space Heating | Natural Gas | Furnace | E10 | RVT - Cost of Equipment | 0 | 0 | 0 | 0 | 0 | 0 | 0 | 0 | 0 | 0 | 0 | 0 | 0 | 0 | 0 | 0 | 0 | 0 | 0 | 0 | 0 | 0 | 0 | 0 | 0 | 0 | 0 | 0 | 0 | 0 | 0 | 0 | 0
F2_Commercial_Hospital_New_Space Heating_Natural Gas_Furnace_E1 | F2 | Commercial | Hospital | New | Space Heating | Natural Gas | Furnace | E1 | RVT - Cost of Operation | 0.27821 | 0.27845 | 0.27872 | 0.27913 | 0.2797 | 0.28058 | 0.28119 | 0.28167 | 0.28219 | 0.28268 | 0.28302 | 0.28322 | 0.28341 | 0.28357 | 0.28379 | 0.28388 | 0.28403 | 0.28433 | 0.28464 | 0.285 | 0.28542 | 0.28578 | 0.28606 | 0.28627 | 0.28641 | 0.28645 | 0.28638 | 0.28622 | 0.2861 | 0.28604 | 0.28609 | 0.2861 | 0.2861
F2_Commercial_Hospital_New_Space Heating_Natural Gas_Furnace_E2 | F2 | Commercial | Hospital | New | Space Heating | Natural Gas | Furnace | E2 | RVT - Cost of Operation | 0.2473 | 0.24752 | 0.24776 | 0.24812 | 0.24863 | 0.24941 | 0.24996 | 0.25038 | 0.25085 | 0.25128 | 0.25158 | 0.25176 | 0.25193 | 0.25207 | 0.25227 | 0.25235 | 0.25248 | 0.25275 | 0.25302 | 0.25334 | 0.25372 | 0.25404 | 0.25428 | 0.25447 | 0.2546 | 0.25463 | 0.25457 | 0.25443 | 0.25432 | 0.25427 | 0.25431 | 0.25432 | 0.25432
F2_Commercial_Hospital_New_Space Heating_Natural Gas_Furnace_E3 | F2 | Commercial | Hospital | New | Space Heating | Natural Gas | Furnace | E3 | RVT - Cost of Operation | 0.23184 | 0.23204 | 0.23227 | 0.23261 | 0.23309 | 0.23382 | 0.23433 | 0.23472 | 0.23516 | 0.23557 | 0.23585 | 0.23602 | 0.23617 | 0.23631 | 0.23649 | 0.23657 | 0.2367 | 0.23694 | 0.2372 | 0.2375 | 0.23785 | 0.23815 | 0.23838 | 0.23856 | 0.23868 | 0.23871 | 0.23865 | 0.23852 | 0.23842 | 0.23837 | 0.2384 | 0.23842 | 0.23842
F2_Commercial_Hospital_New_Space Heating_Natural Gas_Furnace_E4 | F2 | Commercial | Hospital | New | Space Heating | Natural Gas | Furnace | E4 | RVT - Cost of Operation | 0.23018 | 0.23038 | 0.23059 | 0.23094 | 0.23145 | 0.23229 | 0.23283 | 0.23322 | 0.23368 | 0.23411 | 0.2344 | 0.23457 | 0.23475 | 0.23493 | 0.23518 | 0.23529 | 0.23548 | 0.23581 | 0.23616 | 0.23655 | 0.23701 | 0.2374 | 0.2377 | 0.23793 | 0.23809 | 0.23813 | 0.23805 | 0.23788 | 0.23775 | 0.23769 | 0.23773 | 0.23775 | 0.23775
F2_Commercial_Hospital_New_Space Heating_Natural Gas_Furnace_E5 | F2 | Commercial | Hospital | New | Space Heating | Natural Gas | Furnace | E5 | RVT - Cost of Operation | 0 | 0 | 0 | 0 | 0 | 0 | 0 | 0 | 0 | 0 | 0 | 0 | 0 | 0 | 0 | 0 | 0 | 0 | 0 | 0 | 0 | 0 | 0 | 0 | 0 | 0 | 0 | 0 | 0 | 0 | 0 | 0 | 0
F2_Commercial_Hospital_New_Space Heating_Natural Gas_Furnace_E6 | F2 | Commercial | Hospital | New | Space Heating | Natural Gas | Furnace | E6 | RVT - Cost of Operation | 0 | 0 | 0 | 0 | 0 | 0 | 0 | 0 | 0 | 0 | 0 | 0 | 0 | 0 | 0 | 0 | 0 | 0 | 0 | 0 | 0 | 0 | 0 | 0 | 0 | 0 | 0 | 0 | 0 | 0 | 0 | 0 | 0
F2_Commercial_Hospital_New_Space Heating_Natural Gas_Furnace_E7 | F2 | Commercial | Hospital | New | Space Heating | Natural Gas | Furnace | E7 | RVT - Cost of Operation | 0 | 0 | 0 | 0 | 0 | 0 | 0 | 0 | 0 | 0 | 0 | 0 | 0 | 0 | 0 | 0 | 0 | 0 | 0 | 0 | 0 | 0 | 0 | 0 | 0 | 0 | 0 | 0 | 0 | 0 | 0 | 0 | 0
F2_Commercial_Hospital_New_Space Heating_Natural Gas_Furnace_E8 | F2 | Commercial | Hospital | New | Space Heating | Natural Gas | Furnace | E8 | RVT - Cost of Operation | 0 | 0 | 0 | 0 | 0 | 0 | 0 | 0 | 0 | 0 | 0 | 0 | 0 | 0 | 0 | 0 | 0 | 0 | 0 | 0 | 0 | 0 | 0 | 0 | 0 | 0 | 0 | 0 | 0 | 0 | 0 | 0 | 0
F2_Commercial_Hospital_New_Space Heating_Natural Gas_Furnace_E9 | F2 | Commercial | Hospital | New | Space Heating | Natural Gas | Furnace | E9 | RVT - Cost of Operation | 0 | 0 | 0 | 0 | 0 | 0 | 0 | 0 | 0 | 0 | 0 | 0 | 0 | 0 | 0 | 0 | 0 | 0 | 0 | 0 | 0 | 0 | 0 | 0 | 0 | 0 | 0 | 0 | 0 | 0 | 0 | 0 | 0
F2_Commercial_Hospital_New_Space Heating_Natural Gas_Furnace_E10 | F2 | Commercial | Hospital | New | Space Heating | Natural Gas | Furnace | E10 | RVT - Cost of Operation | 0 | 0 | 0 | 0 | 0 | 0 | 0 | 0 | 0 | 0 | 0 | 0 | 0 | 0 | 0 | 0 | 0 | 0 | 0 | 0 | 0 | 0 | 0 | 0 | 0 | 0 | 0 | 0 | 0 | 0 | 0 | 0 | 0
F3_Commercial_Hospital_New_Space Heating_Natural Gas_Furnace_E1 | F3 | Commercial | Hospital | New | Space Heating | Natural Gas | Furnace | E1 | System - kBTUs of Consumption | 0.035994 | 0.035994 | 0.035994 | 0.035994 | 0.035994 | 0.035994 | 0.035994 | 0.035994 | 0.035994 | 0.035994 | 0.035994 | 0.035994 | 0.035994 | 0.035994 | 0.035994 | 0.035994 | 0.035994 | 0.035994 | 0.035994 | 0.035994 | 0.035994 | 0.035994 | 0.035994 | 0.035994 | 0.035994 | 0.035994 | 0.035994 | 0.035994 | 0.035994 | 0.035994 | 0.035994 | 0.035994 | 0.035994
F3_Commercial_Hospital_New_Space Heating_Natural Gas_Furnace_E2 | F3 | Commercial | Hospital | New | Space Heating | Natural Gas | Furnace | E2 | System - kBTUs of Consumption | 0.043794 | 0.043794 | 0.043794 | 0.043794 | 0.043794 | 0.043794 | 0.043794 | 0.043794 | 0.043794 | 0.043794 | 0.043794 | 0.043794 | 0.043794 | 0.043794 | 0.043794 | 0.043794 | 0.043794 | 0.043794 | 0.043794 | 0.043794 | 0.043794 | 0.043794 | 0.043794 | 0.043794 | 0.043794 | 0.043794 | 0.043794 | 0.043794 | 0.043794 | 0.043794 | 0.043794 | 0.043794 | 0.043794
F3_Commercial_Hospital_New_Space Heating_Natural Gas_Furnace_E3 | F3 | Commercial | Hospital | New | Space Heating | Natural Gas | Furnace | E3 | System - kBTUs of Consumption | 0.051594 | 0.051594 | 0.051594 | 0.051594 | 0.051594 | 0.051594 | 0.051594 | 0.051594 | 0.051594 | 0.051594 | 0.051594 | 0.051594 | 0.051594 | 0.051594 | 0.051594 | 0.051594 | 0.051594 | 0.051594 | 0.051594 | 0.051594 | 0.051594 | 0.051594 | 0.051594 | 0.051594 | 0.051594 | 0.051594 | 0.051594 | 0.051594 | 0.051594 | 0.051594 | 0.051594 | 0.051594 | 0.051594
F3_Commercial_Hospital_New_Space Heating_Natural Gas_Furnace_E4 | F3 | Commercial | Hospital | New | Space Heating | Natural Gas | Furnace | E4 | System - kBTUs of Consumption | 1.0202 | 1.0202 | 1.0202 | 1.0202 | 1.0202 | 1.0202 | 1.0202 | 1.0202 | 1.0202 | 1.0202 | 1.0202 | 1.0202 | 1.0202 | 1.0202 | 1.0202 | 1.0202 | 1.0202 | 1.0202 | 1.0202 | 1.0202 | 1.0202 | 1.0202 | 1.0202 | 1.0202 | 1.0202 | 1.0202 | 1.0202 | 1.0202 | 1.0202 | 1.0202 | 1.0202 | 1.0202 | 1.0202
F3_Commercial_Hospital_New_Space Heating_Natural Gas_Furnace_E5 | F3 | Commercial | Hospital | New | Space Heating | Natural Gas | Furnace | E5 | System - kBTUs of Consumption | 0 | 0 | 0 | 0 | 0 | 0 | 0 | 0 | 0 | 0 | 0 | 0 | 0 | 0 | 0 | 0 | 0 | 0 | 0 | 0 | 0 | 0 | 0 | 0 | 0 | 0 | 0 | 0 | 0 | 0 | 0 | 0 | 0
F3_Commercial_Hospital_New_Space Heating_Natural Gas_Furnace_E6 | F3 | Commercial | Hospital | New | Space Heating | Natural Gas | Furnace | E6 | System - kBTUs of Consumption | 0 | 0 | 0 | 0 | 0 | 0 | 0 | 0 | 0 | 0 | 0 | 0 | 0 | 0 | 0 | 0 | 0 | 0 | 0 | 0 | 0 | 0 | 0 | 0 | 0 | 0 | 0 | 0 | 0 | 0 | 0 | 0 | 0
F3_Commercial_Hospital_New_Space Heating_Natural Gas_Furnace_E7 | F3 | Commercial | Hospital | New | Space Heating | Natural Gas | Furnace | E7 | System - kBTUs of Consumption | 0 | 0 | 0 | 0 | 0 | 0 | 0 | 0 | 0 | 0 | 0 | 0 | 0 | 0 | 0 | 0 | 0 | 0 | 0 | 0 | 0 | 0 | 0 | 0 | 0 | 0 | 0 | 0 | 0 | 0 | 0 | 0 | 0
F3_Commercial_Hospital_New_Space Heating_Natural Gas_Furnace_E8 | F3 | Commercial | Hospital | New | Space Heating | Natural Gas | Furnace | E8 | System - kBTUs of Consumption | 0 | 0 | 0 | 0 | 0 | 0 | 0 | 0 | 0 | 0 | 0 | 0 | 0 | 0 | 0 | 0 | 0 | 0 | 0 | 0 | 0 | 0 | 0 | 0 | 0 | 0 | 0 | 0 | 0 | 0 | 0 | 0 | 0
F3_Commercial_Hospital_New_Space Heating_Natural Gas_Furnace_E9 | F3 | Commercial | Hospital | New | Space Heating | Natural Gas | Furnace | E9 | System - kBTUs of Consumption | 0 | 0 | 0 | 0 | 0 | 0 | 0 | 0 | 0 | 0 | 0 | 0 | 0 | 0 | 0 | 0 | 0 | 0 | 0 | 0 | 0 | 0 | 0 | 0 | 0 | 0 | 0 | 0 | 0 | 0 | 0 | 0 | 0
F3_Commercial_Hospital_New_Space Heating_Natural Gas_Furnace_E10 | F3 | Commercial | Hospital | New | Space Heating | Natural Gas | Furnace | E10 | System - kBTUs of Consumption | 0 | 0 | 0 | 0 | 0 | 0 | 0 | 0 | 0 | 0 | 0 | 0 | 0 | 0 | 0 | 0 | 0 | 0 | 0 | 0 | 0 | 0 | 0 | 0 | 0 | 0 | 0 | 0 | 0 | 0 | 0 | 0 | 0
F4_Commercial_Hospital_New_Space Heating_Natural Gas_Furnace_E1 | F4 | Commercial | Hospital | New | Space Heating | Natural Gas | Furnace | E1 | Utility - Cost of Equipment | 0.27821 | 0.27845 | 0.27872 | 0.27913 | 0.2797 | 0.28058 | 0.28119 | 0.28167 | 0.28219 | 0.28268 | 0.28302 | 0.28322 | 0.28341 | 0.28357 | 0.28379 | 0.28388 | 0.28403 | 0.28433 | 0.28464 | 0.285 | 0.28542 | 0.28578 | 0.28606 | 0.28627 | 0.28641 | 0.28645 | 0.28638 | 0.28622 | 0.2861 | 0.28604 | 0.28609 | 0.2861 | 0.2861
F4_Commercial_Hospital_New_Space Heating_Natural Gas_Furnace_E2 | F4 | Commercial | Hospital | New | Space Heating | Natural Gas | Furnace | E2 | Utility - Cost of Equipment | 0.2473 | 0.24752 | 0.24776 | 0.24812 | 0.24863 | 0.24941 | 0.24996 | 0.25038 | 0.25085 | 0.25128 | 0.25158 | 0.25176 | 0.25193 | 0.25207 | 0.25227 | 0.25235 | 0.25248 | 0.25275 | 0.25302 | 0.25334 | 0.25372 | 0.25404 | 0.25428 | 0.25447 | 0.2546 | 0.25463 | 0.25457 | 0.25443 | 0.25432 | 0.25427 | 0.25431 | 0.25432 | 0.25432
F4_Commercial_Hospital_New_Space Heating_Natural Gas_Furnace_E3 | F4 | Commercial | Hospital | New | Space Heating | Natural Gas | Furnace | E3 | Utility - Cost of Equipment | 0.23184 | 0.23204 | 0.23227 | 0.23261 | 0.23309 | 0.23382 | 0.23433 | 0.23472 | 0.23516 | 0.23557 | 0.23585 | 0.23602 | 0.23617 | 0.23631 | 0.23649 | 0.23657 | 0.2367 | 0.23694 | 0.2372 | 0.2375 | 0.23785 | 0.23815 | 0.23838 | 0.23856 | 0.23868 | 0.23871 | 0.23865 | 0.23852 | 0.23842 | 0.23837 | 0.2384 | 0.23842 | 0.23842
F4_Commercial_Hospital_New_Space Heating_Natural Gas_Furnace_E4 | F4 | Commercial | Hospital | New | Space Heating | Natural Gas | Furnace | E4 | Utility - Cost of Equipment | 0.23018 | 0.23038 | 0.23059 | 0.23094 | 0.23145 | 0.23229 | 0.23283 | 0.23322 | 0.23368 | 0.23411 | 0.2344 | 0.23457 | 0.23475 | 0.23493 | 0.23518 | 0.23529 | 0.23548 | 0.23581 | 0.23616 | 0.23655 | 0.23701 | 0.2374 | 0.2377 | 0.23793 | 0.23809 | 0.23813 | 0.23805 | 0.23788 | 0.23775 | 0.23769 | 0.23773 | 0.23775 | 0.23775
F4_Commercial_Hospital_New_Space Heating_Natural Gas_Furnace_E5 | F4 | Commercial | Hospital | New | Space Heating | Natural Gas | Furnace | E5 | Utility - Cost of Equipment | 0 | 0 | 0 | 0 | 0 | 0 | 0 | 0 | 0 | 0 | 0 | 0 | 0 | 0 | 0 | 0 | 0 | 0 | 0 | 0 | 0 | 0 | 0 | 0 | 0 | 0 | 0 | 0 | 0 | 0 | 0 | 0 | 0
F4_Commercial_Hospital_New_Space Heating_Natural Gas_Furnace_E6 | F4 | Commercial | Hospital | New | Space Heating | Natural Gas | Furnace | E6 | Utility - Cost of Equipment | 0 | 0 | 0 | 0 | 0 | 0 | 0 | 0 | 0 | 0 | 0 | 0 | 0 | 0 | 0 | 0 | 0 | 0 | 0 | 0 | 0 | 0 | 0 | 0 | 0 | 0 | 0 | 0 | 0 | 0 | 0 | 0 | 0
F4_Commercial_Hospital_New_Space Heating_Natural Gas_Furnace_E7 | F4 | Commercial | Hospital | New | Space Heating | Natural Gas | Furnace | E7 | Utility - Cost of Equipment | 0 | 0 | 0 | 0 | 0 | 0 | 0 | 0 | 0 | 0 | 0 | 0 | 0 | 0 | 0 | 0 | 0 | 0 | 0 | 0 | 0 | 0 | 0 | 0 | 0 | 0 | 0 | 0 | 0 | 0 | 0 | 0 | 0
F4_Commercial_Hospital_New_Space Heating_Natural Gas_Furnace_E8 | F4 | Commercial | Hospital | New | Space Heating | Natural Gas | Furnace | E8 | Utility - Cost of Equipment | 0 | 0 | 0 | 0 | 0 | 0 | 0 | 0 | 0 | 0 | 0 | 0 | 0 | 0 | 0 | 0 | 0 | 0 | 0 | 0 | 0 | 0 | 0 | 0 | 0 | 0 | 0 | 0 | 0 | 0 | 0 | 0 | 0
F4_Commercial_Hospital_New_Space Heating_Natural Gas_Furnace_E9 | F4 | Commercial | Hospital | New | Space Heating | Natural Gas | Furnace | E9 | Utility - Cost of Equipment | 0 | 0 | 0 | 0 | 0 | 0 | 0 | 0 | 0 | 0 | 0 | 0 | 0 | 0 | 0 | 0 | 0 | 0 | 0 | 0 | 0 | 0 | 0 | 0 | 0 | 0 | 0 | 0 | 0 | 0 | 0 | 0 | 0
F4_Commercial_Hospital_New_Space Heating_Natural Gas_Furnace_E10 | F4 | Commercial | Hospital | New | Space Heating | Natural Gas | Furnace | E10 | Utility - Cost of Equipment | 0 | 0 | 0 | 0 | 0 | 0 | 0 | 0 | 0 | 0 | 0 | 0 | 0 | 0 | 0 | 0 | 0 | 0 | 0 | 0 | 0 | 0 | 0 | 0 | 0 | 0 | 0 | 0 | 0 | 0 | 0 | 0 | 0
F5_Commercial_Hospital_New_Space Heating_Natural Gas_Furnace_E1 | F5 | Commercial | Hospital | New | Space Heating | Natural Gas | Furnace | E1 | Utility - Cost of Operation | 0.035994 | 0.035994 | 0.035994 | 0.035994 | 0.035994 | 0.035994 | 0.035994 | 0.035994 | 0.035994 | 0.035994 | 0.035994 | 0.035994 | 0.035994 | 0.035994 | 0.035994 | 0.035994 | 0.035994 | 0.035994 | 0.035994 | 0.035994 | 0.035994 | 0.035994 | 0.035994 | 0.035994 | 0.035994 | 0.035994 | 0.035994 | 0.035994 | 0.035994 | 0.035994 | 0.035994 | 0.035994 | 0.035994
F5_Commercial_Hospital_New_Space Heating_Natural Gas_Furnace_E2 | F5 | Commercial | Hospital | New | Space Heating | Natural Gas | Furnace | E2 | Utility - Cost of Operation | 0.043794 | 0.043794 | 0.043794 | 0.043794 | 0.043794 | 0.043794 | 0.043794 | 0.043794 | 0.043794 | 0.043794 | 0.043794 | 0.043794 | 0.043794 | 0.043794 | 0.043794 | 0.043794 | 0.043794 | 0.043794 | 0.043794 | 0.043794 | 0.043794 | 0.043794 | 0.043794 | 0.043794 | 0.043794 | 0.043794 | 0.043794 | 0.043794 | 0.043794 | 0.043794 | 0.043794 | 0.043794 | 0.043794
F5_Commercial_Hospital_New_Space Heating_Natural Gas_Furnace_E3 | F5 | Commercial | Hospital | New | Space Heating | Natural Gas | Furnace | E3 | Utility - Cost of Operation | 0.051594 | 0.051594 | 0.051594 | 0.051594 | 0.051594 | 0.051594 | 0.051594 | 0.051594 | 0.051594 | 0.051594 | 0.051594 | 0.051594 | 0.051594 | 0.051594 | 0.051594 | 0.051594 | 0.051594 | 0.051594 | 0.051594 | 0.051594 | 0.051594 | 0.051594 | 0.051594 | 0.051594 | 0.051594 | 0.051594 | 0.051594 | 0.051594 | 0.051594 | 0.051594 | 0.051594 | 0.051594 | 0.051594
F5_Commercial_Hospital_New_Space Heating_Natural Gas_Furnace_E4 | F5 | Commercial | Hospital | New | Space Heating | Natural Gas | Furnace | E4 | Utility - Cost of Operation | 1.0202 | 1.0202 | 1.0202 | 1.0202 | 1.0202 | 1.0202 | 1.0202 | 1.0202 | 1.0202 | 1.0202 | 1.0202 | 1.0202 | 1.0202 | 1.0202 | 1.0202 | 1.0202 | 1.0202 | 1.0202 | 1.0202 | 1.0202 | 1.0202 | 1.0202 | 1.0202 | 1.0202 | 1.0202 | 1.0202 | 1.0202 | 1.0202 | 1.0202 | 1.0202 | 1.0202 | 1.0202 | 1.0202
F5_Commercial_Hospital_New_Space Heating_Natural Gas_Furnace_E5 | F5 | Commercial | Hospital | New | Space Heating | Natural Gas | Furnace | E5 | Utility - Cost of Operation | 0 | 0 | 0 | 0 | 0 | 0 | 0 | 0 | 0 | 0 | 0 | 0 | 0 | 0 | 0 | 0 | 0 | 0 | 0 | 0 | 0 | 0 | 0 | 0 | 0 | 0 | 0 | 0 | 0 | 0 | 0 | 0 | 0
F5_Commercial_Hospital_New_Space Heating_Natural Gas_Furnace_E6 | F5 | Commercial | Hospital | New | Space Heating | Natural Gas | Furnace | E6 | Utility - Cost of Operation | 0 | 0 | 0 | 0 | 0 | 0 | 0 | 0 | 0 | 0 | 0 | 0 | 0 | 0 | 0 | 0 | 0 | 0 | 0 | 0 | 0 | 0 | 0 | 0 | 0 | 0 | 0 | 0 | 0 | 0 | 0 | 0 | 0
F5_Commercial_Hospital_New_Space Heating_Natural Gas_Furnace_E7 | F5 | Commercial | Hospital | New | Space Heating | Natural Gas | Furnace | E7 | Utility - Cost of Operation | 0 | 0 | 0 | 0 | 0 | 0 | 0 | 0 | 0 | 0 | 0 | 0 | 0 | 0 | 0 | 0 | 0 | 0 | 0 | 0 | 0 | 0 | 0 | 0 | 0 | 0 | 0 | 0 | 0 | 0 | 0 | 0 | 0
F5_Commercial_Hospital_New_Space Heating_Natural Gas_Furnace_E8 | F5 | Commercial | Hospital | New | Space Heating | Natural Gas | Furnace | E8 | Utility - Cost of Operation | 0 | 0 | 0 | 0 | 0 | 0 | 0 | 0 | 0 | 0 | 0 | 0 | 0 | 0 | 0 | 0 | 0 | 0 | 0 | 0 | 0 | 0 | 0 | 0 | 0 | 0 | 0 | 0 | 0 | 0 | 0 | 0 | 0
F5_Commercial_Hospital_New_Space Heating_Natural Gas_Furnace_E9 | F5 | Commercial | Hospital | New | Space Heating | Natural Gas | Furnace | E9 | Utility - Cost of Operation | 0 | 0 | 0 | 0 | 0 | 0 | 0 | 0 | 0 | 0 | 0 | 0 | 0 | 0 | 0 | 0 | 0 | 0 | 0 | 0 | 0 | 0 | 0 | 0 | 0 | 0 | 0 | 0 | 0 | 0 | 0 | 0 | 0
F5_Commercial_Hospital_New_Space Heating_Natural Gas_Furnace_E10 | F5 | Commercial | Hospital | New | Space Heating | Natural Gas | Furnace | E10 | Utility - Cost of Operation | 0 | 0 | 0 | 0 | 0 | 0 | 0 | 0 | 0 | 0 | 0 | 0 | 0 | 0 | 0 | 0 | 0 | 0 | 0 | 0 | 0 | 0 | 0 | 0 | 0 | 0 | 0 | 0 | 0 | 0 | 0 | 0 | 0
F6_Commercial_Hospital_New_Space Heating_Natural Gas_Furnace_E1 | F6 | Commercial | Hospital | New | Space Heating | Natural Gas | Furnace | E1 | Utility - Value of Sales | 0.12235 | 0.1217 | 0.12101 | 0.12033 | 0.11964 | 0.11897 | 0.11829 | 0.11763 | 0.11698 | 0.11635 | 0.11572 | 0.11512 | 0.11454 | 0.11398 | 0.11345 | 0.11294 | 0.11247 | 0.11202 | 0.1116 | 0.11122 | 0.11086 | 0.11053 | 0.11023 | 0.10997 | 0.10973 | 0.10952 | 0.10934 | 0.10919 | 0.10907 | 0.10898 | 0.10892 | 0.10889 | 0.10889
F6_Commercial_Hospital_New_Space Heating_Natural Gas_Furnace_E2 | F6 | Commercial | Hospital | New | Space Heating | Natural Gas | Furnace | E2 | Utility - Value of Sales | 0.10876 | 0.10818 | 0.10757 | 0.10696 | 0.10635 | 0.10575 | 0.10515 | 0.10457 | 0.10399 | 0.10342 | 0.10287 | 0.10234 | 0.10182 | 0.10132 | 0.10085 | 0.1004 | 0.099974 | 0.099577 | 0.099206 | 0.098862 | 0.098545 | 0.098254 | 0.097989 | 0.097751 | 0.09754 | 0.097354 | 0.097196 | 0.097063 | 0.096957 | 0.096878 | 0.096825 | 0.096799 | 0.096799
F6_Commercial_Hospital_New_Space Heating_Natural Gas_Furnace_E3 | F6 | Commercial | Hospital | New | Space Heating | Natural Gas | Furnace | E3 | Utility - Value of Sales | 0.10196 | 0.10141 | 0.10084 | 0.10027 | 0.099703 | 0.099138 | 0.098579 | 0.098027 | 0.097485 | 0.096955 | 0.096437 | 0.095935 | 0.095451 | 0.094985 | 0.09454 | 0.094119 | 0.093722 | 0.09335 | 0.093002 | 0.09268 | 0.092382 | 0.09211 | 0.091862 | 0.091638 | 0.09144 | 0.091266 | 0.091117 | 0.090993 | 0.090894 | 0.09082 | 0.09077 | 0.090745 | 0.090745
F6_Commercial_Hospital_New_Space Heating_Natural Gas_Furnace_E4 | F6 | Commercial | Hospital | New | Space Heating | Natural Gas | Furnace | E4 | Utility - Value of Sales | 0.10422 | 0.10369 | 0.10312 | 0.10254 | 0.10197 | 0.1014 | 0.10083 | 0.10026 | 0.09969 | 0.099119 | 0.098549 | 0.097978 | 0.097407 | 0.09684 | 0.09628 | 0.09573 | 0.095194 | 0.094675 | 0.094177 | 0.093704 | 0.093258 | 0.092843 | 0.092462 | 0.09212 | 0.091816 | 0.09155 | 0.091321 | 0.091131 | 0.090979 | 0.090865 | 0.090789 | 0.090751 | 0.090751
F6_Commercial_Hospital_New_Space Heating_Natural Gas_Furnace_E5 | F6 | Commercial | Hospital | New | Space Heating | Natural Gas | Furnace | E5 | Utility - Value of Sales | 0 | 0 | 0 | 0 | 0 | 0 | 0 | 0 | 0 | 0 | 0 | 0 | 0 | 0 | 0 | 0 | 0 | 0 | 0 | 0 | 0 | 0 | 0 | 0 | 0 | 0 | 0 | 0 | 0 | 0 | 0 | 0 | 0
F6_Commercial_Hospital_New_Space Heating_Natural Gas_Furnace_E6 | F6 | Commercial | Hospital | New | Space Heating | Natural Gas | Furnace | E6 | Utility - Value of Sales | 0 | 0 | 0 | 0 | 0 | 0 | 0 | 0 | 0 | 0 | 0 | 0 | 0 | 0 | 0 | 0 | 0 | 0 | 0 | 0 | 0 | 0 | 0 | 0 | 0 | 0 | 0 | 0 | 0 | 0 | 0 | 0 | 0
F6_Commercial_Hospital_New_Space Heating_Natural Gas_Furnace_E7 | F6 | Commercial | Hospital | New | Space Heating | Natural Gas | Furnace | E7 | Utility - Value of Sales | 0 | 0 | 0 | 0 | 0 | 0 | 0 | 0 | 0 | 0 | 0 | 0 | 0 | 0 | 0 | 0 | 0 | 0 | 0 | 0 | 0 | 0 | 0 | 0 | 0 | 0 | 0 | 0 | 0 | 0 | 0 | 0 | 0
F6_Commercial_Hospital_New_Space Heating_Natural Gas_Furnace_E8 | F6 | Commercial | Hospital | New | Space Heating | Natural Gas | Furnace | E8 | Utility - Value of Sales | 0 | 0 | 0 | 0 | 0 | 0 | 0 | 0 | 0 | 0 | 0 | 0 | 0 | 0 | 0 | 0 | 0 | 0 | 0 | 0 | 0 | 0 | 0 | 0 | 0 | 0 | 0 | 0 | 0 | 0 | 0 | 0 | 0
F6_Commercial_Hospital_New_Space Heating_Natural Gas_Furnace_E9 | F6 | Commercial | Hospital | New | Space Heating | Natural Gas | Furnace | E9 | Utility - Value of Sales | 0 | 0 | 0 | 0 | 0 | 0 | 0 | 0 | 0 | 0 | 0 | 0 | 0 | 0 | 0 | 0 | 0 | 0 | 0 | 0 | 0 | 0 | 0 | 0 | 0 | 0 | 0 | 0 | 0 | 0 | 0 | 0 | 0
F6_Commercial_Hospital_New_Space Heating_Natural Gas_Furnace_E10 | F6 | Commercial | Hospital | New | Space Heating | Natural Gas | Furnace | E10 | Utility - Value of Sales | 0 | 0 | 0 | 0 | 0 | 0 | 0 | 0 | 0 | 0 | 0 | 0 | 0 | 0 | 0 | 0 | 0 | 0 | 0 | 0 | 0 | 0 | 0 | 0 | 0 | 0 | 0 | 0 | 0 | 0 | 0 | 0 | 0
F1_Commercial_Hospital_New_Space Heating_Natural Gas_Boiler_E1 | F1 | Commercial | Hospital | New | Space Heating | Natural Gas | Boiler | E1 | RVT - Cost of Equipment | 0.6032 | 0.60378 | 0.60441 | 0.60532 | 0.60656 | 0.60842 | 0.60971 | 0.61071 | 0.61178 | 0.61276 | 0.61343 | 0.61385 | 0.61423 | 0.61458 | 0.61503 | 0.61521 | 0.61553 | 0.61614 | 0.61678 | 0.61752 | 0.6184 | 0.61914 | 0.61971 | 0.62015 | 0.62044 | 0.62052 | 0.62037 | 0.62005 | 0.6198 | 0.61968 | 0.61977 | 0.6198 | 0.6198
F1_Commercial_Hospital_New_Space Heating_Natural Gas_Boiler_E2 | F1 | Commercial | Hospital | New | Space Heating | Natural Gas | Boiler | E2 | RVT - Cost of Equipment | 0.56772 | 0.56826 | 0.56886 | 0.56971 | 0.57088 | 0.57263 | 0.57385 | 0.57478 | 0.57579 | 0.57672 | 0.57735 | 0.57774 | 0.5781 | 0.57843 | 0.57885 | 0.57902 | 0.57932 | 0.57989 | 0.58049 | 0.5812 | 0.58202 | 0.58272 | 0.58326 | 0.58367 | 0.58394 | 0.58402 | 0.58388 | 0.58358 | 0.58334 | 0.58323 | 0.58331 | 0.58334 | 0.58334
F1_Commercial_Hospital_New_Space Heating_Natural Gas_Boiler_E3 | F1 | Commercial | Hospital | New | Space Heating | Natural Gas | Boiler | E3 | RVT - Cost of Equipment | 0.49749 | 0.49796 | 0.49848 | 0.49923 | 0.50026 | 0.50179 | 0.50286 | 0.50367 | 0.50456 | 0.50537 | 0.50592 | 0.50627 | 0.50658 | 0.50687 | 0.50724 | 0.50739 | 0.50766 | 0.50815 | 0.50868 | 0.50929 | 0.51002 | 0.51063 | 0.5111 | 0.51146 | 0.5117 | 0.51177 | 0.51164 | 0.51138 | 0.51117 | 0.51107 | 0.51115 | 0.51118 | 0.51118
F1_Commercial_Hospital_New_Space Heating_Natural Gas_Boiler_E4 | F1 | Commercial | Hospital | New | Space Heating | Natural Gas | Boiler | E4 | RVT - Cost of Equipment | 0.36709 | 0.36741 | 0.36775 | 0.3683 | 0.36912 | 0.37045 | 0.37131 | 0.37194 | 0.37267 | 0.37336 | 0.37382 | 0.3741 | 0.37439 | 0.37467 | 0.37506 | 0.37524 | 0.37555 | 0.37608 | 0.37663 | 0.37726 | 0.37799 | 0.37861 | 0.37909 | 0.37946 | 0.3797 | 0.37978 | 0.37965 | 0.37938 | 0.37917 | 0.37907 | 0.37914 | 0.37917 | 0.37917
F1_Commercial_Hospital_New_Space Heating_Natural Gas_Boiler_E5 | F1 | Commercial | Hospital | New | Space Heating | Natural Gas | Boiler | E5 | RVT - Cost of Equipment | 0 | 0 | 0 | 0 | 0 | 0 | 0 | 0 | 0 | 0 | 0 | 0 | 0 | 0 | 0 | 0 | 0 | 0 | 0 | 0 | 0 | 0 | 0 | 0 | 0 | 0 | 0 | 0 | 0 | 0 | 0 | 0 | 0
F1_Commercial_Hospital_New_Space Heating_Natural Gas_Boiler_E6 | F1 | Commercial | Hospital | New | Space Heating | Natural Gas | Boiler | E6 | RVT - Cost of Equipment | 0 | 0 | 0 | 0 | 0 | 0 | 0 | 0 | 0 | 0 | 0 | 0 | 0 | 0 | 0 | 0 | 0 | 0 | 0 | 0 | 0 | 0 | 0 | 0 | 0 | 0 | 0 | 0 | 0 | 0 | 0 | 0 | 0
F1_Commercial_Hospital_New_Space Heating_Natural Gas_Boiler_E7 | F1 | Commercial | Hospital | New | Space Heating | Natural Gas | Boiler | E7 | RVT - Cost of Equipment | 0 | 0 | 0 | 0 | 0 | 0 | 0 | 0 | 0 | 0 | 0 | 0 | 0 | 0 | 0 | 0 | 0 | 0 | 0 | 0 | 0 | 0 | 0 | 0 | 0 | 0 | 0 | 0 | 0 | 0 | 0 | 0 | 0
F1_Commercial_Hospital_New_Space Heating_Natural Gas_Boiler_E8 | F1 | Commercial | Hospital | New | Space Heating | Natural Gas | Boiler | E8 | RVT - Cost of Equipment | 0 | 0 | 0 | 0 | 0 | 0 | 0 | 0 | 0 | 0 | 0 | 0 | 0 | 0 | 0 | 0 | 0 | 0 | 0 | 0 | 0 | 0 | 0 | 0 | 0 | 0 | 0 | 0 | 0 | 0 | 0 | 0 | 0
F1_Commercial_Hospital_New_Space Heating_Natural Gas_Boiler_E9 | F1 | Commercial | Hospital | New | Space Heating | Natural Gas | Boiler | E9 | RVT - Cost of Equipment | 0 | 0 | 0 | 0 | 0 | 0 | 0 | 0 | 0 | 0 | 0 | 0 | 0 | 0 | 0 | 0 | 0 | 0 | 0 | 0 | 0 | 0 | 0 | 0 | 0 | 0 | 0 | 0 | 0 | 0 | 0 | 0 | 0
F1_Commercial_Hospital_New_Space Heating_Natural Gas_Boiler_E10 | F1 | Commercial | Hospital | New | Space Heating | Natural Gas | Boiler | E10 | RVT - Cost of Equipment | 0 | 0 | 0 | 0 | 0 | 0 | 0 | 0 | 0 | 0 | 0 | 0 | 0 | 0 | 0 | 0 | 0 | 0 | 0 | 0 | 0 | 0 | 0 | 0 | 0 | 0 | 0 | 0 | 0 | 0 | 0 | 0 | 0
F2_Commercial_Hospital_New_Space Heating_Natural Gas_Boiler_E1 | F2 | Commercial | Hospital | New | Space Heating | Natural Gas | Boiler | E1 | RVT - Cost of Operation | 0.72268 | 0.72337 | 0.72412 | 0.72521 | 0.7267 | 0.72892 | 0.73048 | 0.73166 | 0.73295 | 0.73413 | 0.73493 | 0.73543 | 0.73589 | 0.7363 | 0.73685 | 0.73706 | 0.73745 | 0.73817 | 0.73894 | 0.73983 | 0.74088 | 0.74177 | 0.74246 | 0.74298 | 0.74333 | 0.74343 | 0.74324 | 0.74286 | 0.74256 | 0.74241 | 0.74252 | 0.74256 | 0.74256
F2_Commercial_Hospital_New_Space Heating_Natural Gas_Boiler_E2 | F2 | Commercial | Hospital | New | Space Heating | Natural Gas | Boiler | E2 | RVT - Cost of Operation | 0.68016 | 0.68082 | 0.68153 | 0.68255 | 0.68396 | 0.68605 | 0.68751 | 0.68863 | 0.68984 | 0.69095 | 0.6917 | 0.69217 | 0.6926 | 0.69299 | 0.6935 | 0.69371 | 0.69407 | 0.69475 | 0.69547 | 0.69631 | 0.6973 | 0.69813 | 0.69878 | 0.69927 | 0.6996 | 0.69969 | 0.69952 | 0.69916 | 0.69888 | 0.69874 | 0.69884 | 0.69888 | 0.69888
F2_Commercial_Hospital_New_Space Heating_Natural Gas_Boiler_E3 | F2 | Commercial | Hospital | New | Space Heating | Natural Gas | Boiler | E3 | RVT - Cost of Operation | 0.59602 | 0.59659 | 0.59722 | 0.59811 | 0.59934 | 0.60117 | 0.60246 | 0.60343 | 0.6045 | 0.60547 | 0.60613 | 0.60654 | 0.60692 | 0.60726 | 0.60771 | 0.60789 | 0.6082 | 0.6088 | 0.60943 | 0.61017 | 0.61104 | 0.61177 | 0.61233 | 0.61277 | 0.61305 | 0.61313 | 0.61298 | 0.61267 | 0.61242 | 0.6123 | 0.61239 | 0.61242 | 0.61242
F2_Commercial_Hospital_New_Space Heating_Natural Gas_Boiler_E4 | F2 | Commercial | Hospital | New | Space Heating | Natural Gas | Boiler | E4 | RVT - Cost of Operation | 0.4398 | 0.44019 | 0.44059 | 0.44125 | 0.44223 | 0.44383 | 0.44486 | 0.44561 | 0.44649 | 0.44731 | 0.44786 | 0.4482 | 0.44854 | 0.44888 | 0.44935 | 0.44957 | 0.44993 | 0.45057 | 0.45123 | 0.45198 | 0.45286 | 0.4536 | 0.45418 | 0.45462 | 0.45491 | 0.455 | 0.45484 | 0.45452 | 0.45427 | 0.45414 | 0.45423 | 0.45427 | 0.45427
F2_Commercial_Hospital_New_Space Heating_Natural Gas_Boiler_E5 | F2 | Commercial | Hospital | New | Space Heating | Natural Gas | Boiler | E5 | RVT - Cost of Operation | 0 | 0 | 0 | 0 | 0 | 0 | 0 | 0 | 0 | 0 | 0 | 0 | 0 | 0 | 0 | 0 | 0 | 0 | 0 | 0 | 0 | 0 | 0 | 0 | 0 | 0 | 0 | 0 | 0 | 0 | 0 | 0 | 0
F2_Commercial_Hospital_New_Space Heating_Natural Gas_Boiler_E6 | F2 | Commercial | Hospital | New | Space Heating | Natural Gas | Boiler | E6 | RVT - Cost of Operation | 0 | 0 | 0 | 0 | 0 | 0 | 0 | 0 | 0 | 0 | 0 | 0 | 0 | 0 | 0 | 0 | 0 | 0 | 0 | 0 | 0 | 0 | 0 | 0 | 0 | 0 | 0 | 0 | 0 | 0 | 0 | 0 | 0
F2_Commercial_Hospital_New_Space Heating_Natural Gas_Boiler_E7 | F2 | Commercial | Hospital | New | Space Heating | Natural Gas | Boiler | E7 | RVT - Cost of Operation | 0 | 0 | 0 | 0 | 0 | 0 | 0 | 0 | 0 | 0 | 0 | 0 | 0 | 0 | 0 | 0 | 0 | 0 | 0 | 0 | 0 | 0 | 0 | 0 | 0 | 0 | 0 | 0 | 0 | 0 | 0 | 0 | 0
F2_Commercial_Hospital_New_Space Heating_Natural Gas_Boiler_E8 | F2 | Commercial | Hospital | New | Space Heating | Natural Gas | Boiler | E8 | RVT - Cost of Operation | 0 | 0 | 0 | 0 | 0 | 0 | 0 | 0 | 0 | 0 | 0 | 0 | 0 | 0 | 0 | 0 | 0 | 0 | 0 | 0 | 0 | 0 | 0 | 0 | 0 | 0 | 0 | 0 | 0 | 0 | 0 | 0 | 0
F2_Commercial_Hospital_New_Space Heating_Natural Gas_Boiler_E9 | F2 | Commercial | Hospital | New | Space Heating | Natural Gas | Boiler | E9 | RVT - Cost of Operation | 0 | 0 | 0 | 0 | 0 | 0 | 0 | 0 | 0 | 0 | 0 | 0 | 0 | 0 | 0 | 0 | 0 | 0 | 0 | 0 | 0 | 0 | 0 | 0 | 0 | 0 | 0 | 0 | 0 | 0 | 0 | 0 | 0
F2_Commercial_Hospital_New_Space Heating_Natural Gas_Boiler_E10 | F2 | Commercial | Hospital | New | Space Heating | Natural Gas | Boiler | E10 | RVT - Cost of Operation | 0 | 0 | 0 | 0 | 0 | 0 | 0 | 0 | 0 | 0 | 0 | 0 | 0 | 0 | 0 | 0 | 0 | 0 | 0 | 0 | 0 | 0 | 0 | 0 | 0 | 0 | 0 | 0 | 0 | 0 | 0 | 0 | 0
F3_Commercial_Hospital_New_Space Heating_Natural Gas_Boiler_E1 | F3 | Commercial | Hospital | New | Space Heating | Natural Gas | Boiler | E1 | System - kBTUs of Consumption | 0.1985 | 0.1985 | 0.1985 | 0.1985 | 0.1985 | 0.1985 | 0.1985 | 0.1985 | 0.1985 | 0.1985 | 0.1985 | 0.1985 | 0.1985 | 0.1985 | 0.1985 | 0.1985 | 0.1985 | 0.1985 | 0.1985 | 0.1985 | 0.1985 | 0.1985 | 0.1985 | 0.1985 | 0.1985 | 0.1985 | 0.1985 | 0.1985 | 0.1985 | 0.1985 | 0.1985 | 0.1985 | 0.1985
F3_Commercial_Hospital_New_Space Heating_Natural Gas_Boiler_E2 | F3 | Commercial | Hospital | New | Space Heating | Natural Gas | Boiler | E2 | System - kBTUs of Consumption | 0.22411 | 0.22411 | 0.22411 | 0.22411 | 0.22411 | 0.22411 | 0.22411 | 0.22411 | 0.22411 | 0.22411 | 0.22411 | 0.22411 | 0.22411 | 0.22411 | 0.22411 | 0.22411 | 0.22411 | 0.22411 | 0.22411 | 0.22411 | 0.22411 | 0.22411 | 0.22411 | 0.22411 | 0.22411 | 0.22411 | 0.22411 | 0.22411 | 0.22411 | 0.22411 | 0.22411 | 0.22411 | 0.22411
F3_Commercial_Hospital_New_Space Heating_Natural Gas_Boiler_E3 | F3 | Commercial | Hospital | New | Space Heating | Natural Gas | Boiler | E3 | System - kBTUs of Consumption | 0.27554 | 0.27554 | 0.27554 | 0.27554 | 0.27554 | 0.27554 | 0.27554 | 0.27554 | 0.27554 | 0.27554 | 0.27554 | 0.27554 | 0.27554 | 0.27554 | 0.27554 | 0.27554 | 0.27554 | 0.27554 | 0.27554 | 0.27554 | 0.27554 | 0.27554 | 0.27554 | 0.27554 | 0.27554 | 0.27554 | 0.27554 | 0.27554 | 0.27554 | 0.27554 | 0.27554 | 0.27554 | 0.27554
F3_Commercial_Hospital_New_Space Heating_Natural Gas_Boiler_E4 | F3 | Commercial | Hospital | New | Space Heating | Natural Gas | Boiler | E4 | System - kBTUs of Consumption | 1.057 | 1.057 | 1.057 | 1.057 | 1.057 | 1.057 | 1.057 | 1.057 | 1.057 | 1.057 | 1.057 | 1.057 | 1.057 | 1.057 | 1.057 | 1.057 | 1.057 | 1.057 | 1.057 | 1.057 | 1.057 | 1.057 | 1.057 | 1.057 | 1.057 | 1.057 | 1.057 | 1.057 | 1.057 | 1.057 | 1.057 | 1.057 | 1.057
F3_Commercial_Hospital_New_Space Heating_Natural Gas_Boiler_E5 | F3 | Commercial | Hospital | New | Space Heating | Natural Gas | Boiler | E5 | System - kBTUs of Consumption | 0 | 0 | 0 | 0 | 0 | 0 | 0 | 0 | 0 | 0 | 0 | 0 | 0 | 0 | 0 | 0 | 0 | 0 | 0 | 0 | 0 | 0 | 0 | 0 | 0 | 0 | 0 | 0 | 0 | 0 | 0 | 0 | 0
F3_Commercial_Hospital_New_Space Heating_Natural Gas_Boiler_E6 | F3 | Commercial | Hospital | New | Space Heating | Natural Gas | Boiler | E6 | System - kBTUs of Consumption | 0 | 0 | 0 | 0 | 0 | 0 | 0 | 0 | 0 | 0 | 0 | 0 | 0 | 0 | 0 | 0 | 0 | 0 | 0 | 0 | 0 | 0 | 0 | 0 | 0 | 0 | 0 | 0 | 0 | 0 | 0 | 0 | 0
F3_Commercial_Hospital_New_Space Heating_Natural Gas_Boiler_E7 | F3 | Commercial | Hospital | New | Space Heating | Natural Gas | Boiler | E7 | System - kBTUs of Consumption | 0 | 0 | 0 | 0 | 0 | 0 | 0 | 0 | 0 | 0 | 0 | 0 | 0 | 0 | 0 | 0 | 0 | 0 | 0 | 0 | 0 | 0 | 0 | 0 | 0 | 0 | 0 | 0 | 0 | 0 | 0 | 0 | 0
F3_Commercial_Hospital_New_Space Heating_Natural Gas_Boiler_E8 | F3 | Commercial | Hospital | New | Space Heating | Natural Gas | Boiler | E8 | System - kBTUs of Consumption | 0 | 0 | 0 | 0 | 0 | 0 | 0 | 0 | 0 | 0 | 0 | 0 | 0 | 0 | 0 | 0 | 0 | 0 | 0 | 0 | 0 | 0 | 0 | 0 | 0 | 0 | 0 | 0 | 0 | 0 | 0 | 0 | 0
F3_Commercial_Hospital_New_Space Heating_Natural Gas_Boiler_E9 | F3 | Commercial | Hospital | New | Space Heating | Natural Gas | Boiler | E9 | System - kBTUs of Consumption | 0 | 0 | 0 | 0 | 0 | 0 | 0 | 0 | 0 | 0 | 0 | 0 | 0 | 0 | 0 | 0 | 0 | 0 | 0 | 0 | 0 | 0 | 0 | 0 | 0 | 0 | 0 | 0 | 0 | 0 | 0 | 0 | 0
F3_Commercial_Hospital_New_Space Heating_Natural Gas_Boiler_E10 | F3 | Commercial | Hospital | New | Space Heating | Natural Gas | Boiler | E10 | System - kBTUs of Consumption | 0 | 0 | 0 | 0 | 0 | 0 | 0 | 0 | 0 | 0 | 0 | 0 | 0 | 0 | 0 | 0 | 0 | 0 | 0 | 0 | 0 | 0 | 0 | 0 | 0 | 0 | 0 | 0 | 0 | 0 | 0 | 0 | 0
F4_Commercial_Hospital_New_Space Heating_Natural Gas_Boiler_E1 | F4 | Commercial | Hospital | New | Space Heating | Natural Gas | Boiler | E1 | Utility - Cost of Equipment | 0.72268 | 0.72337 | 0.72412 | 0.72521 | 0.7267 | 0.72892 | 0.73048 | 0.73166 | 0.73295 | 0.73413 | 0.73493 | 0.73543 | 0.73589 | 0.7363 | 0.73685 | 0.73706 | 0.73745 | 0.73817 | 0.73894 | 0.73983 | 0.74088 | 0.74177 | 0.74246 | 0.74298 | 0.74333 | 0.74343 | 0.74324 | 0.74286 | 0.74256 | 0.74241 | 0.74252 | 0.74256 | 0.74256
F4_Commercial_Hospital_New_Space Heating_Natural Gas_Boiler_E2 | F4 | Commercial | Hospital | New | Space Heating | Natural Gas | Boiler | E2 | Utility - Cost of Equipment | 0.68016 | 0.68082 | 0.68153 | 0.68255 | 0.68396 | 0.68605 | 0.68751 | 0.68863 | 0.68984 | 0.69095 | 0.6917 | 0.69217 | 0.6926 | 0.69299 | 0.6935 | 0.69371 | 0.69407 | 0.69475 | 0.69547 | 0.69631 | 0.6973 | 0.69813 | 0.69878 | 0.69927 | 0.6996 | 0.69969 | 0.69952 | 0.69916 | 0.69888 | 0.69874 | 0.69884 | 0.69888 | 0.69888
F4_Commercial_Hospital_New_Space Heating_Natural Gas_Boiler_E3 | F4 | Commercial | Hospital | New | Space Heating | Natural Gas | Boiler | E3 | Utility - Cost of Equipment | 0.59602 | 0.59659 | 0.59722 | 0.59811 | 0.59934 | 0.60117 | 0.60246 | 0.60343 | 0.6045 | 0.60547 | 0.60613 | 0.60654 | 0.60692 | 0.60726 | 0.60771 | 0.60789 | 0.6082 | 0.6088 | 0.60943 | 0.61017 | 0.61104 | 0.61177 | 0.61233 | 0.61277 | 0.61305 | 0.61313 | 0.61298 | 0.61267 | 0.61242 | 0.6123 | 0.61239 | 0.61242 | 0.61242
F4_Commercial_Hospital_New_Space Heating_Natural Gas_Boiler_E4 | F4 | Commercial | Hospital | New | Space Heating | Natural Gas | Boiler | E4 | Utility - Cost of Equipment | 0.4398 | 0.44019 | 0.44059 | 0.44125 | 0.44223 | 0.44383 | 0.44486 | 0.44561 | 0.44649 | 0.44731 | 0.44786 | 0.4482 | 0.44854 | 0.44888 | 0.44935 | 0.44957 | 0.44993 | 0.45057 | 0.45123 | 0.45198 | 0.45286 | 0.4536 | 0.45418 | 0.45462 | 0.45491 | 0.455 | 0.45484 | 0.45452 | 0.45427 | 0.45414 | 0.45423 | 0.45427 | 0.45427
F4_Commercial_Hospital_New_Space Heating_Natural Gas_Boiler_E5 | F4 | Commercial | Hospital | New | Space Heating | Natural Gas | Boiler | E5 | Utility - Cost of Equipment | 0 | 0 | 0 | 0 | 0 | 0 | 0 | 0 | 0 | 0 | 0 | 0 | 0 | 0 | 0 | 0 | 0 | 0 | 0 | 0 | 0 | 0 | 0 | 0 | 0 | 0 | 0 | 0 | 0 | 0 | 0 | 0 | 0
F4_Commercial_Hospital_New_Space Heating_Natural Gas_Boiler_E6 | F4 | Commercial | Hospital | New | Space Heating | Natural Gas | Boiler | E6 | Utility - Cost of Equipment | 0 | 0 | 0 | 0 | 0 | 0 | 0 | 0 | 0 | 0 | 0 | 0 | 0 | 0 | 0 | 0 | 0 | 0 | 0 | 0 | 0 | 0 | 0 | 0 | 0 | 0 | 0 | 0 | 0 | 0 | 0 | 0 | 0
F4_Commercial_Hospital_New_Space Heating_Natural Gas_Boiler_E7 | F4 | Commercial | Hospital | New | Space Heating | Natural Gas | Boiler | E7 | Utility - Cost of Equipment | 0 | 0 | 0 | 0 | 0 | 0 | 0 | 0 | 0 | 0 | 0 | 0 | 0 | 0 | 0 | 0 | 0 | 0 | 0 | 0 | 0 | 0 | 0 | 0 | 0 | 0 | 0 | 0 | 0 | 0 | 0 | 0 | 0
F4_Commercial_Hospital_New_Space Heating_Natural Gas_Boiler_E8 | F4 | Commercial | Hospital | New | Space Heating | Natural Gas | Boiler | E8 | Utility - Cost of Equipment | 0 | 0 | 0 | 0 | 0 | 0 | 0 | 0 | 0 | 0 | 0 | 0 | 0 | 0 | 0 | 0 | 0 | 0 | 0 | 0 | 0 | 0 | 0 | 0 | 0 | 0 | 0 | 0 | 0 | 0 | 0 | 0 | 0
F4_Commercial_Hospital_New_Space Heating_Natural Gas_Boiler_E9 | F4 | Commercial | Hospital | New | Space Heating | Natural Gas | Boiler | E9 | Utility - Cost of Equipment | 0 | 0 | 0 | 0 | 0 | 0 | 0 | 0 | 0 | 0 | 0 | 0 | 0 | 0 | 0 | 0 | 0 | 0 | 0 | 0 | 0 | 0 | 0 | 0 | 0 | 0 | 0 | 0 | 0 | 0 | 0 | 0 | 0
F4_Commercial_Hospital_New_Space Heating_Natural Gas_Boiler_E10 | F4 | Commercial | Hospital | New | Space Heating | Natural Gas | Boiler | E10 | Utility - Cost of Equipment | 0 | 0 | 0 | 0 | 0 | 0 | 0 | 0 | 0 | 0 | 0 | 0 | 0 | 0 | 0 | 0 | 0 | 0 | 0 | 0 | 0 | 0 | 0 | 0 | 0 | 0 | 0 | 0 | 0 | 0 | 0 | 0 | 0
F5_Commercial_Hospital_New_Space Heating_Natural Gas_Boiler_E1 | F5 | Commercial | Hospital | New | Space Heating | Natural Gas | Boiler | E1 | Utility - Cost of Operation | 0.1985 | 0.1985 | 0.1985 | 0.1985 | 0.1985 | 0.1985 | 0.1985 | 0.1985 | 0.1985 | 0.1985 | 0.1985 | 0.1985 | 0.1985 | 0.1985 | 0.1985 | 0.1985 | 0.1985 | 0.1985 | 0.1985 | 0.1985 | 0.1985 | 0.1985 | 0.1985 | 0.1985 | 0.1985 | 0.1985 | 0.1985 | 0.1985 | 0.1985 | 0.1985 | 0.1985 | 0.1985 | 0.1985
F5_Commercial_Hospital_New_Space Heating_Natural Gas_Boiler_E2 | F5 | Commercial | Hospital | New | Space Heating | Natural Gas | Boiler | E2 | Utility - Cost of Operation | 0.22411 | 0.22411 | 0.22411 | 0.22411 | 0.22411 | 0.22411 | 0.22411 | 0.22411 | 0.22411 | 0.22411 | 0.22411 | 0.22411 | 0.22411 | 0.22411 | 0.22411 | 0.22411 | 0.22411 | 0.22411 | 0.22411 | 0.22411 | 0.22411 | 0.22411 | 0.22411 | 0.22411 | 0.22411 | 0.22411 | 0.22411 | 0.22411 | 0.22411 | 0.22411 | 0.22411 | 0.22411 | 0.22411
F5_Commercial_Hospital_New_Space Heating_Natural Gas_Boiler_E3 | F5 | Commercial | Hospital | New | Space Heating | Natural Gas | Boiler | E3 | Utility - Cost of Operation | 0.27554 | 0.27554 | 0.27554 | 0.27554 | 0.27554 | 0.27554 | 0.27554 | 0.27554 | 0.27554 | 0.27554 | 0.27554 | 0.27554 | 0.27554 | 0.27554 | 0.27554 | 0.27554 | 0.27554 | 0.27554 | 0.27554 | 0.27554 | 0.27554 | 0.27554 | 0.27554 | 0.27554 | 0.27554 | 0.27554 | 0.27554 | 0.27554 | 0.27554 | 0.27554 | 0.27554 | 0.27554 | 0.27554
F5_Commercial_Hospital_New_Space Heating_Natural Gas_Boiler_E4 | F5 | Commercial | Hospital | New | Space Heating | Natural Gas | Boiler | E4 | Utility - Cost of Operation | 1.057 | 1.057 | 1.057 | 1.057 | 1.057 | 1.057 | 1.057 | 1.057 | 1.057 | 1.057 | 1.057 | 1.057 | 1.057 | 1.057 | 1.057 | 1.057 | 1.057 | 1.057 | 1.057 | 1.057 | 1.057 | 1.057 | 1.057 | 1.057 | 1.057 | 1.057 | 1.057 | 1.057 | 1.057 | 1.057 | 1.057 | 1.057 | 1.057
F5_Commercial_Hospital_New_Space Heating_Natural Gas_Boiler_E5 | F5 | Commercial | Hospital | New | Space Heating | Natural Gas | Boiler | E5 | Utility - Cost of Operation | 0 | 0 | 0 | 0 | 0 | 0 | 0 | 0 | 0 | 0 | 0 | 0 | 0 | 0 | 0 | 0 | 0 | 0 | 0 | 0 | 0 | 0 | 0 | 0 | 0 | 0 | 0 | 0 | 0 | 0 | 0 | 0 | 0
F5_Commercial_Hospital_New_Space Heating_Natural Gas_Boiler_E6 | F5 | Commercial | Hospital | New | Space Heating | Natural Gas | Boiler | E6 | Utility - Cost of Operation | 0 | 0 | 0 | 0 | 0 | 0 | 0 | 0 | 0 | 0 | 0 | 0 | 0 | 0 | 0 | 0 | 0 | 0 | 0 | 0 | 0 | 0 | 0 | 0 | 0 | 0 | 0 | 0 | 0 | 0 | 0 | 0 | 0
F5_Commercial_Hospital_New_Space Heating_Natural Gas_Boiler_E7 | F5 | Commercial | Hospital | New | Space Heating | Natural Gas | Boiler | E7 | Utility - Cost of Operation | 0 | 0 | 0 | 0 | 0 | 0 | 0 | 0 | 0 | 0 | 0 | 0 | 0 | 0 | 0 | 0 | 0 | 0 | 0 | 0 | 0 | 0 | 0 | 0 | 0 | 0 | 0 | 0 | 0 | 0 | 0 | 0 | 0
F5_Commercial_Hospital_New_Space Heating_Natural Gas_Boiler_E8 | F5 | Commercial | Hospital | New | Space Heating | Natural Gas | Boiler | E8 | Utility - Cost of Operation | 0 | 0 | 0 | 0 | 0 | 0 | 0 | 0 | 0 | 0 | 0 | 0 | 0 | 0 | 0 | 0 | 0 | 0 | 0 | 0 | 0 | 0 | 0 | 0 | 0 | 0 | 0 | 0 | 0 | 0 | 0 | 0 | 0
F5_Commercial_Hospital_New_Space Heating_Natural Gas_Boiler_E9 | F5 | Commercial | Hospital | New | Space Heating | Natural Gas | Boiler | E9 | Utility - Cost of Operation | 0 | 0 | 0 | 0 | 0 | 0 | 0 | 0 | 0 | 0 | 0 | 0 | 0 | 0 | 0 | 0 | 0 | 0 | 0 | 0 | 0 | 0 | 0 | 0 | 0 | 0 | 0 | 0 | 0 | 0 | 0 | 0 | 0
F5_Commercial_Hospital_New_Space Heating_Natural Gas_Boiler_E10 | F5 | Commercial | Hospital | New | Space Heating | Natural Gas | Boiler | E10 | Utility - Cost of Operation | 0 | 0 | 0 | 0 | 0 | 0 | 0 | 0 | 0 | 0 | 0 | 0 | 0 | 0 | 0 | 0 | 0 | 0 | 0 | 0 | 0 | 0 | 0 | 0 | 0 | 0 | 0 | 0 | 0 | 0 | 0 | 0 | 0
F6_Commercial_Hospital_New_Space Heating_Natural Gas_Boiler_E1 | F6 | Commercial | Hospital | New | Space Heating | Natural Gas | Boiler | E1 | Utility - Value of Sales | 0.31501 | 0.31331 | 0.31154 | 0.30977 | 0.30802 | 0.30628 | 0.30458 | 0.3029 | 0.30126 | 0.29967 | 0.29813 | 0.29665 | 0.29523 | 0.29389 | 0.29261 | 0.29141 | 0.29027 | 0.28921 | 0.28822 | 0.2873 | 0.28645 | 0.28567 | 0.28496 | 0.28432 | 0.28375 | 0.28326 | 0.28283 | 0.28248 | 0.2822 | 0.28198 | 0.28184 | 0.28177 | 0.28177
F6_Commercial_Hospital_New_Space Heating_Natural Gas_Boiler_E2 | F6 | Commercial | Hospital | New | Space Heating | Natural Gas | Boiler | E2 | Utility - Value of Sales | 0.29648 | 0.29488 | 0.29321 | 0.29155 | 0.2899 | 0.28827 | 0.28666 | 0.28508 | 0.28354 | 0.28205 | 0.2806 | 0.2792 | 0.27787 | 0.2766 | 0.2754 | 0.27427 | 0.2732 | 0.2722 | 0.27126 | 0.2704 | 0.2696 | 0.26886 | 0.2682 | 0.2676 | 0.26706 | 0.2666 | 0.2662 | 0.26586 | 0.2656 | 0.2654 | 0.26526 | 0.2652 | 0.2652
F6_Commercial_Hospital_New_Space Heating_Natural Gas_Boiler_E3 | F6 | Commercial | Hospital | New | Space Heating | Natural Gas | Boiler | E3 | Utility - Value of Sales | 0.2598 | 0.2584 | 0.25694 | 0.25548 | 0.25404 | 0.25261 | 0.2512 | 0.24982 | 0.24847 | 0.24715 | 0.24588 | 0.24466 | 0.24349 | 0.24238 | 0.24133 | 0.24034 | 0.2394 | 0.23852 | 0.23771 | 0.23695 | 0.23625 | 0.2356 | 0.23502 | 0.23449 | 0.23402 | 0.23362 | 0.23326 | 0.23297 | 0.23274 | 0.23256 | 0.23245 | 0.23239 | 0.23239
F6_Commercial_Hospital_New_Space Heating_Natural Gas_Boiler_E4 | F6 | Commercial | Hospital | New | Space Heating | Natural Gas | Boiler | E4 | Utility - Value of Sales | 0.19913 | 0.19811 | 0.19702 | 0.19593 | 0.19484 | 0.19375 | 0.19266 | 0.19157 | 0.19048 | 0.18939 | 0.1883 | 0.18721 | 0.18612 | 0.18503 | 0.18396 | 0.18291 | 0.18189 | 0.1809 | 0.17994 | 0.17904 | 0.17819 | 0.17739 | 0.17667 | 0.17601 | 0.17543 | 0.17492 | 0.17449 | 0.17412 | 0.17383 | 0.17362 | 0.17347 | 0.1734 | 0.1734
F6_Commercial_Hospital_New_Space Heating_Natural Gas_Boiler_E5 | F6 | Commercial | Hospital | New | Space Heating | Natural Gas | Boiler | E5 | Utility - Value of Sales | 0 | 0 | 0 | 0 | 0 | 0 | 0 | 0 | 0 | 0 | 0 | 0 | 0 | 0 | 0 | 0 | 0 | 0 | 0 | 0 | 0 | 0 | 0 | 0 | 0 | 0 | 0 | 0 | 0 | 0 | 0 | 0 | 0
F6_Commercial_Hospital_New_Space Heating_Natural Gas_Boiler_E6 | F6 | Commercial | Hospital | New | Space Heating | Natural Gas | Boiler | E6 | Utility - Value of Sales | 0 | 0 | 0 | 0 | 0 | 0 | 0 | 0 | 0 | 0 | 0 | 0 | 0 | 0 | 0 | 0 | 0 | 0 | 0 | 0 | 0 | 0 | 0 | 0 | 0 | 0 | 0 | 0 | 0 | 0 | 0 | 0 | 0
F6_Commercial_Hospital_New_Space Heating_Natural Gas_Boiler_E7 | F6 | Commercial | Hospital | New | Space Heating | Natural Gas | Boiler | E7 | Utility - Value of Sales | 0 | 0 | 0 | 0 | 0 | 0 | 0 | 0 | 0 | 0 | 0 | 0 | 0 | 0 | 0 | 0 | 0 | 0 | 0 | 0 | 0 | 0 | 0 | 0 | 0 | 0 | 0 | 0 | 0 | 0 | 0 | 0 | 0
F6_Commercial_Hospital_New_Space Heating_Natural Gas_Boiler_E8 | F6 | Commercial | Hospital | New | Space Heating | Natural Gas | Boiler | E8 | Utility - Value of Sales | 0 | 0 | 0 | 0 | 0 | 0 | 0 | 0 | 0 | 0 | 0 | 0 | 0 | 0 | 0 | 0 | 0 | 0 | 0 | 0 | 0 | 0 | 0 | 0 | 0 | 0 | 0 | 0 | 0 | 0 | 0 | 0 | 0
F6_Commercial_Hospital_New_Space Heating_Natural Gas_Boiler_E9 | F6 | Commercial | Hospital | New | Space Heating | Natural Gas | Boiler | E9 | Utility - Value of Sales | 0 | 0 | 0 | 0 | 0 | 0 | 0 | 0 | 0 | 0 | 0 | 0 | 0 | 0 | 0 | 0 | 0 | 0 | 0 | 0 | 0 | 0 | 0 | 0 | 0 | 0 | 0 | 0 | 0 | 0 | 0 | 0 | 0
F6_Commercial_Hospital_New_Space Heating_Natural Gas_Boiler_E10 | F6 | Commercial | Hospital | New | Space Heating | Natural Gas | Boiler | E10 | Utility - Value of Sales | 0 | 0 | 0 | 0 | 0 | 0 | 0 | 0 | 0 | 0 | 0 | 0 | 0 | 0 | 0 | 0 | 0 | 0 | 0 | 0 | 0 | 0 | 0 | 0 | 0 | 0 | 0 | 0 | 0 | 0 | 0 | 0 | 0
F1_Commercial_Hospital_New_Space Heating_Natural Gas_Unit Heater_E1 | F1 | Commercial | Hospital | New | Space Heating | Natural Gas | Unit Heater | E1 | RVT - Cost of Equipment | 0.1324 | 0.13255 | 0.13272 | 0.13296 | 0.13332 | 0.13387 | 0.13419 | 0.13439 | 0.13462 | 0.13483 | 0.13495 | 0.13501 | 0.13509 | 0.1352 | 0.13537 | 0.13546 | 0.13561 | 0.13585 | 0.13608 | 0.13635 | 0.13665 | 0.13691 | 0.13712 | 0.13727 | 0.13738 | 0.13741 | 0.13735 | 0.13724 | 0.13715 | 0.13711 | 0.13714 | 0.13715 | 0.13715
F1_Commercial_Hospital_New_Space Heating_Natural Gas_Unit Heater_E2 | F1 | Commercial | Hospital | New | Space Heating | Natural Gas | Unit Heater | E2 | RVT - Cost of Equipment | 0.1261 | 0.12624 | 0.1264 | 0.12664 | 0.12697 | 0.12749 | 0.1278 | 0.12799 | 0.12822 | 0.12841 | 0.12853 | 0.12858 | 0.12866 | 0.12876 | 0.12893 | 0.12902 | 0.12915 | 0.12938 | 0.12961 | 0.12986 | 0.13015 | 0.1304 | 0.13059 | 0.13074 | 0.13084 | 0.13086 | 0.13081 | 0.13071 | 0.13062 | 0.13058 | 0.13061 | 0.13062 | 0.13062
F1_Commercial_Hospital_New_Space Heating_Natural Gas_Unit Heater_E3 | F1 | Commercial | Hospital | New | Space Heating | Natural Gas | Unit Heater | E3 | RVT - Cost of Equipment | 0.11239 | 0.11249 | 0.11259 | 0.11276 | 0.113 | 0.1134 | 0.11365 | 0.11384 | 0.11406 | 0.11427 | 0.11442 | 0.11452 | 0.11461 | 0.1147 | 0.11483 | 0.11489 | 0.11498 | 0.11514 | 0.1153 | 0.11549 | 0.11572 | 0.11591 | 0.11605 | 0.11617 | 0.11624 | 0.11626 | 0.11622 | 0.11614 | 0.11608 | 0.11604 | 0.11607 | 0.11608 | 0.11608
F1_Commercial_Hospital_New_Space Heating_Natural Gas_Unit Heater_E4 | F1 | Commercial | Hospital | New | Space Heating | Natural Gas | Unit Heater | E4 | RVT - Cost of Equipment | 0 | 0 | 0 | 0 | 0 | 0 | 0 | 0 | 0 | 0 | 0 | 0 | 0 | 0 | 0 | 0 | 0 | 0 | 0 | 0 | 0 | 0 | 0 | 0 | 0 | 0 | 0 | 0 | 0 | 0 | 0 | 0 | 0
F1_Commercial_Hospital_New_Space Heating_Natural Gas_Unit Heater_E5 | F1 | Commercial | Hospital | New | Space Heating | Natural Gas | Unit Heater | E5 | RVT - Cost of Equipment | 0 | 0 | 0 | 0 | 0 | 0 | 0 | 0 | 0 | 0 | 0 | 0 | 0 | 0 | 0 | 0 | 0 | 0 | 0 | 0 | 0 | 0 | 0 | 0 | 0 | 0 | 0 | 0 | 0 | 0 | 0 | 0 | 0
F1_Commercial_Hospital_New_Space Heating_Natural Gas_Unit Heater_E6 | F1 | Commercial | Hospital | New | Space Heating | Natural Gas | Unit Heater | E6 | RVT - Cost of Equipment | 0 | 0 | 0 | 0 | 0 | 0 | 0 | 0 | 0 | 0 | 0 | 0 | 0 | 0 | 0 | 0 | 0 | 0 | 0 | 0 | 0 | 0 | 0 | 0 | 0 | 0 | 0 | 0 | 0 | 0 | 0 | 0 | 0
F1_Commercial_Hospital_New_Space Heating_Natural Gas_Unit Heater_E7 | F1 | Commercial | Hospital | New | Space Heating | Natural Gas | Unit Heater | E7 | RVT - Cost of Equipment | 0 | 0 | 0 | 0 | 0 | 0 | 0 | 0 | 0 | 0 | 0 | 0 | 0 | 0 | 0 | 0 | 0 | 0 | 0 | 0 | 0 | 0 | 0 | 0 | 0 | 0 | 0 | 0 | 0 | 0 | 0 | 0 | 0
F1_Commercial_Hospital_New_Space Heating_Natural Gas_Unit Heater_E8 | F1 | Commercial | Hospital | New | Space Heating | Natural Gas | Unit Heater | E8 | RVT - Cost of Equipment | 0 | 0 | 0 | 0 | 0 | 0 | 0 | 0 | 0 | 0 | 0 | 0 | 0 | 0 | 0 | 0 | 0 | 0 | 0 | 0 | 0 | 0 | 0 | 0 | 0 | 0 | 0 | 0 | 0 | 0 | 0 | 0 | 0
F1_Commercial_Hospital_New_Space Heating_Natural Gas_Unit Heater_E9 | F1 | Commercial | Hospital | New | Space Heating | Natural Gas | Unit Heater | E9 | RVT - Cost of Equipment | 0 | 0 | 0 | 0 | 0 | 0 | 0 | 0 | 0 | 0 | 0 | 0 | 0 | 0 | 0 | 0 | 0 | 0 | 0 | 0 | 0 | 0 | 0 | 0 | 0 | 0 | 0 | 0 | 0 | 0 | 0 | 0 | 0
F1_Commercial_Hospital_New_Space Heating_Natural Gas_Unit Heater_E10 | F1 | Commercial | Hospital | New | Space Heating | Natural Gas | Unit Heater | E10 | RVT - Cost of Equipment | 0 | 0 | 0 | 0 | 0 | 0 | 0 | 0 | 0 | 0 | 0 | 0 | 0 | 0 | 0 | 0 | 0 | 0 | 0 | 0 | 0 | 0 | 0 | 0 | 0 | 0 | 0 | 0 | 0 | 0 | 0 | 0 | 0
F2_Commercial_Hospital_New_Space Heating_Natural Gas_Unit Heater_E1 | F2 | Commercial | Hospital | New | Space Heating | Natural Gas | Unit Heater | E1 | RVT - Cost of Operation | 0.15863 | 0.15881 | 0.159 | 0.1593 | 0.15972 | 0.16038 | 0.16077 | 0.16101 | 0.16129 | 0.16154 | 0.16168 | 0.16175 | 0.16185 | 0.16197 | 0.16218 | 0.16229 | 0.16247 | 0.16275 | 0.16304 | 0.16335 | 0.16372 | 0.16403 | 0.16428 | 0.16446 | 0.16458 | 0.16462 | 0.16455 | 0.16442 | 0.16431 | 0.16426 | 0.1643 | 0.16431 | 0.16431
F2_Commercial_Hospital_New_Space Heating_Natural Gas_Unit Heater_E2 | F2 | Commercial | Hospital | New | Space Heating | Natural Gas | Unit Heater | E2 | RVT - Cost of Operation | 0.15108 | 0.15125 | 0.15144 | 0.15172 | 0.15212 | 0.15275 | 0.15312 | 0.15334 | 0.15361 | 0.15385 | 0.15398 | 0.15405 | 0.15414 | 0.15427 | 0.15446 | 0.15457 | 0.15473 | 0.15501 | 0.15528 | 0.15558 | 0.15593 | 0.15622 | 0.15646 | 0.15663 | 0.15675 | 0.15678 | 0.15672 | 0.15659 | 0.15649 | 0.15644 | 0.15648 | 0.15649 | 0.15649
F2_Commercial_Hospital_New_Space Heating_Natural Gas_Unit Heater_E3 | F2 | Commercial | Hospital | New | Space Heating | Natural Gas | Unit Heater | E3 | RVT - Cost of Operation | 0.13465 | 0.13477 | 0.13489 | 0.13509 | 0.13539 | 0.13586 | 0.13616 | 0.13638 | 0.13665 | 0.1369 | 0.13708 | 0.1372 | 0.13731 | 0.13742 | 0.13757 | 0.13764 | 0.13775 | 0.13794 | 0.13814 | 0.13837 | 0.13864 | 0.13886 | 0.13904 | 0.13917 | 0.13926 | 0.13929 | 0.13924 | 0.13914 | 0.13907 | 0.13903 | 0.13906 | 0.13907 | 0.13907
F2_Commercial_Hospital_New_Space Heating_Natural Gas_Unit Heater_E4 | F2 | Commercial | Hospital | New | Space Heating | Natural Gas | Unit Heater | E4 | RVT - Cost of Operation | 0 | 0 | 0 | 0 | 0 | 0 | 0 | 0 | 0 | 0 | 0 | 0 | 0 | 0 | 0 | 0 | 0 | 0 | 0 | 0 | 0 | 0 | 0 | 0 | 0 | 0 | 0 | 0 | 0 | 0 | 0 | 0 | 0
F2_Commercial_Hospital_New_Space Heating_Natural Gas_Unit Heater_E5 | F2 | Commercial | Hospital | New | Space Heating | Natural Gas | Unit Heater | E5 | RVT - Cost of Operation | 0 | 0 | 0 | 0 | 0 | 0 | 0 | 0 | 0 | 0 | 0 | 0 | 0 | 0 | 0 | 0 | 0 | 0 | 0 | 0 | 0 | 0 | 0 | 0 | 0 | 0 | 0 | 0 | 0 | 0 | 0 | 0 | 0
F2_Commercial_Hospital_New_Space Heating_Natural Gas_Unit Heater_E6 | F2 | Commercial | Hospital | New | Space Heating | Natural Gas | Unit Heater | E6 | RVT - Cost of Operation | 0 | 0 | 0 | 0 | 0 | 0 | 0 | 0 | 0 | 0 | 0 | 0 | 0 | 0 | 0 | 0 | 0 | 0 | 0 | 0 | 0 | 0 | 0 | 0 | 0 | 0 | 0 | 0 | 0 | 0 | 0 | 0 | 0
F2_Commercial_Hospital_New_Space Heating_Natural Gas_Unit Heater_E7 | F2 | Commercial | Hospital | New | Space Heating | Natural Gas | Unit Heater | E7 | RVT - Cost of Operation | 0 | 0 | 0 | 0 | 0 | 0 | 0 | 0 | 0 | 0 | 0 | 0 | 0 | 0 | 0 | 0 | 0 | 0 | 0 | 0 | 0 | 0 | 0 | 0 | 0 | 0 | 0 | 0 | 0 | 0 | 0 | 0 | 0
F2_Commercial_Hospital_New_Space Heating_Natural Gas_Unit Heater_E8 | F2 | Commercial | Hospital | New | Space Heating | Natural Gas | Unit Heater | E8 | RVT - Cost of Operation | 0 | 0 | 0 | 0 | 0 | 0 | 0 | 0 | 0 | 0 | 0 | 0 | 0 | 0 | 0 | 0 | 0 | 0 | 0 | 0 | 0 | 0 | 0 | 0 | 0 | 0 | 0 | 0 | 0 | 0 | 0 | 0 | 0
F2_Commercial_Hospital_New_Space Heating_Natural Gas_Unit Heater_E9 | F2 | Commercial | Hospital | New | Space Heating | Natural Gas | Unit Heater | E9 | RVT - Cost of Operation | 0 | 0 | 0 | 0 | 0 | 0 | 0 | 0 | 0 | 0 | 0 | 0 | 0 | 0 | 0 | 0 | 0 | 0 | 0 | 0 | 0 | 0 | 0 | 0 | 0 | 0 | 0 | 0 | 0 | 0 | 0 | 0 | 0
F2_Commercial_Hospital_New_Space Heating_Natural Gas_Unit Heater_E10 | F2 | Commercial | Hospital | New | Space Heating | Natural Gas | Unit Heater | E10 | RVT - Cost of Operation | 0 | 0 | 0 | 0 | 0 | 0 | 0 | 0 | 0 | 0 | 0 | 0 | 0 | 0 | 0 | 0 | 0 | 0 | 0 | 0 | 0 | 0 | 0 | 0 | 0 | 0 | 0 | 0 | 0 | 0 | 0 | 0 | 0
F3_Commercial_Hospital_New_Space Heating_Natural Gas_Unit Heater_E1 | F3 | Commercial | Hospital | New | Space Heating | Natural Gas | Unit Heater | E1 | System - kBTUs of Consumption | 0.0061033 | 0.0061033 | 0.0061033 | 0.0061033 | 0.0061033 | 0.0061033 | 0.0061033 | 0.0061033 | 0.0061033 | 0.0061033 | 0.0061033 | 0.0061033 | 0.0061033 | 0.0061033 | 0.0061033 | 0.0061033 | 0.0061033 | 0.0061033 | 0.0061033 | 0.0061033 | 0.0061033 | 0.0061033 | 0.0061033 | 0.0061033 | 0.0061033 | 0.0061033 | 0.0061033 | 0.0061033 | 0.0061033 | 0.0061033 | 0.0061033 | 0.0061033 | 0.0061033
F3_Commercial_Hospital_New_Space Heating_Natural Gas_Unit Heater_E2 | F3 | Commercial | Hospital | New | Space Heating | Natural Gas | Unit Heater | E2 | System - kBTUs of Consumption | 0.0097716 | 0.0097716 | 0.0097716 | 0.0097716 | 0.0097716 | 0.0097716 | 0.0097716 | 0.0097716 | 0.0097716 | 0.0097716 | 0.0097716 | 0.0097716 | 0.0097716 | 0.0097716 | 0.0097716 | 0.0097716 | 0.0097716 | 0.0097716 | 0.0097716 | 0.0097716 | 0.0097716 | 0.0097716 | 0.0097716 | 0.0097716 | 0.0097716 | 0.0097716 | 0.0097716 | 0.0097716 | 0.0097716 | 0.0097716 | 0.0097716 | 0.0097716 | 0.0097716
F3_Commercial_Hospital_New_Space Heating_Natural Gas_Unit Heater_E3 | F3 | Commercial | Hospital | New | Space Heating | Natural Gas | Unit Heater | E3 | System - kBTUs of Consumption | 0.007255 | 0.007255 | 0.007255 | 0.007255 | 0.007255 | 0.007255 | 0.007255 | 0.007255 | 0.007255 | 0.007255 | 0.007255 | 0.007255 | 0.007255 | 0.007255 | 0.007255 | 0.007255 | 0.007255 | 0.007255 | 0.007255 | 0.007255 | 0.007255 | 0.007255 | 0.007255 | 0.007255 | 0.007255 | 0.007255 | 0.007255 | 0.007255 | 0.007255 | 0.007255 | 0.007255 | 0.007255 | 0.007255
F3_Commercial_Hospital_New_Space Heating_Natural Gas_Unit Heater_E4 | F3 | Commercial | Hospital | New | Space Heating | Natural Gas | Unit Heater | E4 | System - kBTUs of Consumption | 0 | 0 | 0 | 0 | 0 | 0 | 0 | 0 | 0 | 0 | 0 | 0 | 0 | 0 | 0 | 0 | 0 | 0 | 0 | 0 | 0 | 0 | 0 | 0 | 0 | 0 | 0 | 0 | 0 | 0 | 0 | 0 | 0
F3_Commercial_Hospital_New_Space Heating_Natural Gas_Unit Heater_E5 | F3 | Commercial | Hospital | New | Space Heating | Natural Gas | Unit Heater | E5 | System - kBTUs of Consumption | 0 | 0 | 0 | 0 | 0 | 0 | 0 | 0 | 0 | 0 | 0 | 0 | 0 | 0 | 0 | 0 | 0 | 0 | 0 | 0 | 0 | 0 | 0 | 0 | 0 | 0 | 0 | 0 | 0 | 0 | 0 | 0 | 0
F3_Commercial_Hospital_New_Space Heating_Natural Gas_Unit Heater_E6 | F3 | Commercial | Hospital | New | Space Heating | Natural Gas | Unit Heater | E6 | System - kBTUs of Consumption | 0 | 0 | 0 | 0 | 0 | 0 | 0 | 0 | 0 | 0 | 0 | 0 | 0 | 0 | 0 | 0 | 0 | 0 | 0 | 0 | 0 | 0 | 0 | 0 | 0 | 0 | 0 | 0 | 0 | 0 | 0 | 0 | 0
F3_Commercial_Hospital_New_Space Heating_Natural Gas_Unit Heater_E7 | F3 | Commercial | Hospital | New | Space Heating | Natural Gas | Unit Heater | E7 | System - kBTUs of Consumption | 0 | 0 | 0 | 0 | 0 | 0 | 0 | 0 | 0 | 0 | 0 | 0 | 0 | 0 | 0 | 0 | 0 | 0 | 0 | 0 | 0 | 0 | 0 | 0 | 0 | 0 | 0 | 0 | 0 | 0 | 0 | 0 | 0
F3_Commercial_Hospital_New_Space Heating_Natural Gas_Unit Heater_E8 | F3 | Commercial | Hospital | New | Space Heating | Natural Gas | Unit Heater | E8 | System - kBTUs of Consumption | 0 | 0 | 0 | 0 | 0 | 0 | 0 | 0 | 0 | 0 | 0 | 0 | 0 | 0 | 0 | 0 | 0 | 0 | 0 | 0 | 0 | 0 | 0 | 0 | 0 | 0 | 0 | 0 | 0 | 0 | 0 | 0 | 0
F3_Commercial_Hospital_New_Space Heating_Natural Gas_Unit Heater_E9 | F3 | Commercial | Hospital | New | Space Heating | Natural Gas | Unit Heater | E9 | System - kBTUs of Consumption | 0 | 0 | 0 | 0 | 0 | 0 | 0 | 0 | 0 | 0 | 0 | 0 | 0 | 0 | 0 | 0 | 0 | 0 | 0 | 0 | 0 | 0 | 0 | 0 | 0 | 0 | 0 | 0 | 0 | 0 | 0 | 0 | 0
F3_Commercial_Hospital_New_Space Heating_Natural Gas_Unit Heater_E10 | F3 | Commercial | Hospital | New | Space Heating | Natural Gas | Unit Heater | E10 | System - kBTUs of Consumption | 0 | 0 | 0 | 0 | 0 | 0 | 0 | 0 | 0 | 0 | 0 | 0 | 0 | 0 | 0 | 0 | 0 | 0 | 0 | 0 | 0 | 0 | 0 | 0 | 0 | 0 | 0 | 0 | 0 | 0 | 0 | 0 | 0
F4_Commercial_Hospital_New_Space Heating_Natural Gas_Unit Heater_E1 | F4 | Commercial | Hospital | New | Space Heating | Natural Gas | Unit Heater | E1 | Utility - Cost of Equipment | 0.15863 | 0.15881 | 0.159 | 0.1593 | 0.15972 | 0.16038 | 0.16077 | 0.16101 | 0.16129 | 0.16154 | 0.16168 | 0.16175 | 0.16185 | 0.16197 | 0.16218 | 0.16229 | 0.16247 | 0.16275 | 0.16304 | 0.16335 | 0.16372 | 0.16403 | 0.16428 | 0.16446 | 0.16458 | 0.16462 | 0.16455 | 0.16442 | 0.16431 | 0.16426 | 0.1643 | 0.16431 | 0.16431
F4_Commercial_Hospital_New_Space Heating_Natural Gas_Unit Heater_E2 | F4 | Commercial | Hospital | New | Space Heating | Natural Gas | Unit Heater | E2 | Utility - Cost of Equipment | 0.15108 | 0.15125 | 0.15144 | 0.15172 | 0.15212 | 0.15275 | 0.15312 | 0.15334 | 0.15361 | 0.15385 | 0.15398 | 0.15405 | 0.15414 | 0.15427 | 0.15446 | 0.15457 | 0.15473 | 0.15501 | 0.15528 | 0.15558 | 0.15593 | 0.15622 | 0.15646 | 0.15663 | 0.15675 | 0.15678 | 0.15672 | 0.15659 | 0.15649 | 0.15644 | 0.15648 | 0.15649 | 0.15649
F4_Commercial_Hospital_New_Space Heating_Natural Gas_Unit Heater_E3 | F4 | Commercial | Hospital | New | Space Heating | Natural Gas | Unit Heater | E3 | Utility - Cost of Equipment | 0.13465 | 0.13477 | 0.13489 | 0.13509 | 0.13539 | 0.13586 | 0.13616 | 0.13638 | 0.13665 | 0.1369 | 0.13708 | 0.1372 | 0.13731 | 0.13742 | 0.13757 | 0.13764 | 0.13775 | 0.13794 | 0.13814 | 0.13837 | 0.13864 | 0.13886 | 0.13904 | 0.13917 | 0.13926 | 0.13929 | 0.13924 | 0.13914 | 0.13907 | 0.13903 | 0.13906 | 0.13907 | 0.13907
F4_Commercial_Hospital_New_Space Heating_Natural Gas_Unit Heater_E4 | F4 | Commercial | Hospital | New | Space Heating | Natural Gas | Unit Heater | E4 | Utility - Cost of Equipment | 0 | 0 | 0 | 0 | 0 | 0 | 0 | 0 | 0 | 0 | 0 | 0 | 0 | 0 | 0 | 0 | 0 | 0 | 0 | 0 | 0 | 0 | 0 | 0 | 0 | 0 | 0 | 0 | 0 | 0 | 0 | 0 | 0
F4_Commercial_Hospital_New_Space Heating_Natural Gas_Unit Heater_E5 | F4 | Commercial | Hospital | New | Space Heating | Natural Gas | Unit Heater | E5 | Utility - Cost of Equipment | 0 | 0 | 0 | 0 | 0 | 0 | 0 | 0 | 0 | 0 | 0 | 0 | 0 | 0 | 0 | 0 | 0 | 0 | 0 | 0 | 0 | 0 | 0 | 0 | 0 | 0 | 0 | 0 | 0 | 0 | 0 | 0 | 0
F4_Commercial_Hospital_New_Space Heating_Natural Gas_Unit Heater_E6 | F4 | Commercial | Hospital | New | Space Heating | Natural Gas | Unit Heater | E6 | Utility - Cost of Equipment | 0 | 0 | 0 | 0 | 0 | 0 | 0 | 0 | 0 | 0 | 0 | 0 | 0 | 0 | 0 | 0 | 0 | 0 | 0 | 0 | 0 | 0 | 0 | 0 | 0 | 0 | 0 | 0 | 0 | 0 | 0 | 0 | 0
F4_Commercial_Hospital_New_Space Heating_Natural Gas_Unit Heater_E7 | F4 | Commercial | Hospital | New | Space Heating | Natural Gas | Unit Heater | E7 | Utility - Cost of Equipment | 0 | 0 | 0 | 0 | 0 | 0 | 0 | 0 | 0 | 0 | 0 | 0 | 0 | 0 | 0 | 0 | 0 | 0 | 0 | 0 | 0 | 0 | 0 | 0 | 0 | 0 | 0 | 0 | 0 | 0 | 0 | 0 | 0
F4_Commercial_Hospital_New_Space Heating_Natural Gas_Unit Heater_E8 | F4 | Commercial | Hospital | New | Space Heating | Natural Gas | Unit Heater | E8 | Utility - Cost of Equipment | 0 | 0 | 0 | 0 | 0 | 0 | 0 | 0 | 0 | 0 | 0 | 0 | 0 | 0 | 0 | 0 | 0 | 0 | 0 | 0 | 0 | 0 | 0 | 0 | 0 | 0 | 0 | 0 | 0 | 0 | 0 | 0 | 0
F4_Commercial_Hospital_New_Space Heating_Natural Gas_Unit Heater_E9 | F4 | Commercial | Hospital | New | Space Heating | Natural Gas | Unit Heater | E9 | Utility - Cost of Equipment | 0 | 0 | 0 | 0 | 0 | 0 | 0 | 0 | 0 | 0 | 0 | 0 | 0 | 0 | 0 | 0 | 0 | 0 | 0 | 0 | 0 | 0 | 0 | 0 | 0 | 0 | 0 | 0 | 0 | 0 | 0 | 0 | 0
F4_Commercial_Hospital_New_Space Heating_Natural Gas_Unit Heater_E10 | F4 | Commercial | Hospital | New | Space Heating | Natural Gas | Unit Heater | E10 | Utility - Cost of Equipment | 0 | 0 | 0 | 0 | 0 | 0 | 0 | 0 | 0 | 0 | 0 | 0 | 0 | 0 | 0 | 0 | 0 | 0 | 0 | 0 | 0 | 0 | 0 | 0 | 0 | 0 | 0 | 0 | 0 | 0 | 0 | 0 | 0
F5_Commercial_Hospital_New_Space Heating_Natural Gas_Unit Heater_E1 | F5 | Commercial | Hospital | New | Space Heating | Natural Gas | Unit Heater | E1 | Utility - Cost of Operation | 0.0061033 | 0.0061033 | 0.0061033 | 0.0061033 | 0.0061033 | 0.0061033 | 0.0061033 | 0.0061033 | 0.0061033 | 0.0061033 | 0.0061033 | 0.0061033 | 0.0061033 | 0.0061033 | 0.0061033 | 0.0061033 | 0.0061033 | 0.0061033 | 0.0061033 | 0.0061033 | 0.0061033 | 0.0061033 | 0.0061033 | 0.0061033 | 0.0061033 | 0.0061033 | 0.0061033 | 0.0061033 | 0.0061033 | 0.0061033 | 0.0061033 | 0.0061033 | 0.0061033
F5_Commercial_Hospital_New_Space Heating_Natural Gas_Unit Heater_E2 | F5 | Commercial | Hospital | New | Space Heating | Natural Gas | Unit Heater | E2 | Utility - Cost of Operation | 0.0097716 | 0.0097716 | 0.0097716 | 0.0097716 | 0.0097716 | 0.0097716 | 0.0097716 | 0.0097716 | 0.0097716 | 0.0097716 | 0.0097716 | 0.0097716 | 0.0097716 | 0.0097716 | 0.0097716 | 0.0097716 | 0.0097716 | 0.0097716 | 0.0097716 | 0.0097716 | 0.0097716 | 0.0097716 | 0.0097716 | 0.0097716 | 0.0097716 | 0.0097716 | 0.0097716 | 0.0097716 | 0.0097716 | 0.0097716 | 0.0097716 | 0.0097716 | 0.0097716
F5_Commercial_Hospital_New_Space Heating_Natural Gas_Unit Heater_E3 | F5 | Commercial | Hospital | New | Space Heating | Natural Gas | Unit Heater | E3 | Utility - Cost of Operation | 0.007255 | 0.007255 | 0.007255 | 0.007255 | 0.007255 | 0.007255 | 0.007255 | 0.007255 | 0.007255 | 0.007255 | 0.007255 | 0.007255 | 0.007255 | 0.007255 | 0.007255 | 0.007255 | 0.007255 | 0.007255 | 0.007255 | 0.007255 | 0.007255 | 0.007255 | 0.007255 | 0.007255 | 0.007255 | 0.007255 | 0.007255 | 0.007255 | 0.007255 | 0.007255 | 0.007255 | 0.007255 | 0.007255
F5_Commercial_Hospital_New_Space Heating_Natural Gas_Unit Heater_E4 | F5 | Commercial | Hospital | New | Space Heating | Natural Gas | Unit Heater | E4 | Utility - Cost of Operation | 0 | 0 | 0 | 0 | 0 | 0 | 0 | 0 | 0 | 0 | 0 | 0 | 0 | 0 | 0 | 0 | 0 | 0 | 0 | 0 | 0 | 0 | 0 | 0 | 0 | 0 | 0 | 0 | 0 | 0 | 0 | 0 | 0
F5_Commercial_Hospital_New_Space Heating_Natural Gas_Unit Heater_E5 | F5 | Commercial | Hospital | New | Space Heating | Natural Gas | Unit Heater | E5 | Utility - Cost of Operation | 0 | 0 | 0 | 0 | 0 | 0 | 0 | 0 | 0 | 0 | 0 | 0 | 0 | 0 | 0 | 0 | 0 | 0 | 0 | 0 | 0 | 0 | 0 | 0 | 0 | 0 | 0 | 0 | 0 | 0 | 0 | 0 | 0
F5_Commercial_Hospital_New_Space Heating_Natural Gas_Unit Heater_E6 | F5 | Commercial | Hospital | New | Space Heating | Natural Gas | Unit Heater | E6 | Utility - Cost of Operation | 0 | 0 | 0 | 0 | 0 | 0 | 0 | 0 | 0 | 0 | 0 | 0 | 0 | 0 | 0 | 0 | 0 | 0 | 0 | 0 | 0 | 0 | 0 | 0 | 0 | 0 | 0 | 0 | 0 | 0 | 0 | 0 | 0
F5_Commercial_Hospital_New_Space Heating_Natural Gas_Unit Heater_E7 | F5 | Commercial | Hospital | New | Space Heating | Natural Gas | Unit Heater | E7 | Utility - Cost of Operation | 0 | 0 | 0 | 0 | 0 | 0 | 0 | 0 | 0 | 0 | 0 | 0 | 0 | 0 | 0 | 0 | 0 | 0 | 0 | 0 | 0 | 0 | 0 | 0 | 0 | 0 | 0 | 0 | 0 | 0 | 0 | 0 | 0
F5_Commercial_Hospital_New_Space Heating_Natural Gas_Unit Heater_E8 | F5 | Commercial | Hospital | New | Space Heating | Natural Gas | Unit Heater | E8 | Utility - Cost of Operation | 0 | 0 | 0 | 0 | 0 | 0 | 0 | 0 | 0 | 0 | 0 | 0 | 0 | 0 | 0 | 0 | 0 | 0 | 0 | 0 | 0 | 0 | 0 | 0 | 0 | 0 | 0 | 0 | 0 | 0 | 0 | 0 | 0
F5_Commercial_Hospital_New_Space Heating_Natural Gas_Unit Heater_E9 | F5 | Commercial | Hospital | New | Space Heating | Natural Gas | Unit Heater | E9 | Utility - Cost of Operation | 0 | 0 | 0 | 0 | 0 | 0 | 0 | 0 | 0 | 0 | 0 | 0 | 0 | 0 | 0 | 0 | 0 | 0 | 0 | 0 | 0 | 0 | 0 | 0 | 0 | 0 | 0 | 0 | 0 | 0 | 0 | 0 | 0
F5_Commercial_Hospital_New_Space Heating_Natural Gas_Unit Heater_E10 | F5 | Commercial | Hospital | New | Space Heating | Natural Gas | Unit Heater | E10 | Utility - Cost of Operation | 0 | 0 | 0 | 0 | 0 | 0 | 0 | 0 | 0 | 0 | 0 | 0 | 0 | 0 | 0 | 0 | 0 | 0 | 0 | 0 | 0 | 0 | 0 | 0 | 0 | 0 | 0 | 0 | 0 | 0 | 0 | 0 | 0
F6_Commercial_Hospital_New_Space Heating_Natural Gas_Unit Heater_E1 | F6 | Commercial | Hospital | New | Space Heating | Natural Gas | Unit Heater | E1 | Utility - Value of Sales | 0.072136 | 0.071777 | 0.071386 | 0.070994 | 0.070603 | 0.070211 | 0.06982 | 0.069428 | 0.069037 | 0.068646 | 0.068254 | 0.067863 | 0.067472 | 0.06708 | 0.066689 | 0.066298 | 0.065907 | 0.065515 | 0.065124 | 0.06474 | 0.064368 | 0.064016 | 0.06369 | 0.063397 | 0.063136 | 0.062908 | 0.062712 | 0.062549 | 0.062419 | 0.062321 | 0.062256 | 0.062223 | 0.062223
F6_Commercial_Hospital_New_Space Heating_Natural Gas_Unit Heater_E2 | F6 | Commercial | Hospital | New | Space Heating | Natural Gas | Unit Heater | E2 | Utility - Value of Sales | 0.068702 | 0.068361 | 0.067988 | 0.067615 | 0.067242 | 0.066869 | 0.066497 | 0.066124 | 0.065751 | 0.065378 | 0.065006 | 0.064633 | 0.06426 | 0.063888 | 0.063515 | 0.063142 | 0.06277 | 0.062397 | 0.062024 | 0.061658 | 0.061304 | 0.060969 | 0.060658 | 0.060379 | 0.060131 | 0.059913 | 0.059727 | 0.059572 | 0.059448 | 0.059355 | 0.059292 | 0.059261 | 0.059261
F6_Commercial_Hospital_New_Space Heating_Natural Gas_Unit Heater_E3 | F6 | Commercial | Hospital | New | Space Heating | Natural Gas | Unit Heater | E3 | Utility - Value of Sales | 0.060776 | 0.060465 | 0.060132 | 0.0598 | 0.059467 | 0.059134 | 0.058802 | 0.058469 | 0.058136 | 0.057804 | 0.057471 | 0.057138 | 0.056806 | 0.056473 | 0.056143 | 0.055818 | 0.0555 | 0.055192 | 0.054897 | 0.054616 | 0.054353 | 0.054109 | 0.053887 | 0.053688 | 0.05351 | 0.053355 | 0.053222 | 0.053111 | 0.053023 | 0.052956 | 0.052912 | 0.05289 | 0.05289
F6_Commercial_Hospital_New_Space Heating_Natural Gas_Unit Heater_E4 | F6 | Commercial | Hospital | New | Space Heating | Natural Gas | Unit Heater | E4 | Utility - Value of Sales | 0 | 0 | 0 | 0 | 0 | 0 | 0 | 0 | 0 | 0 | 0 | 0 | 0 | 0 | 0 | 0 | 0 | 0 | 0 | 0 | 0 | 0 | 0 | 0 | 0 | 0 | 0 | 0 | 0 | 0 | 0 | 0 | 0
F6_Commercial_Hospital_New_Space Heating_Natural Gas_Unit Heater_E5 | F6 | Commercial | Hospital | New | Space Heating | Natural Gas | Unit Heater | E5 | Utility - Value of Sales | 0 | 0 | 0 | 0 | 0 | 0 | 0 | 0 | 0 | 0 | 0 | 0 | 0 | 0 | 0 | 0 | 0 | 0 | 0 | 0 | 0 | 0 | 0 | 0 | 0 | 0 | 0 | 0 | 0 | 0 | 0 | 0 | 0
F6_Commercial_Hospital_New_Space Heating_Natural Gas_Unit Heater_E6 | F6 | Commercial | Hospital | New | Space Heating | Natural Gas | Unit Heater | E6 | Utility - Value of Sales | 0 | 0 | 0 | 0 | 0 | 0 | 0 | 0 | 0 | 0 | 0 | 0 | 0 | 0 | 0 | 0 | 0 | 0 | 0 | 0 | 0 | 0 | 0 | 0 | 0 | 0 | 0 | 0 | 0 | 0 | 0 | 0 | 0
F6_Commercial_Hospital_New_Space Heating_Natural Gas_Unit Heater_E7 | F6 | Commercial | Hospital | New | Space Heating | Natural Gas | Unit Heater | E7 | Utility - Value of Sales | 0 | 0 | 0 | 0 | 0 | 0 | 0 | 0 | 0 | 0 | 0 | 0 | 0 | 0 | 0 | 0 | 0 | 0 | 0 | 0 | 0 | 0 | 0 | 0 | 0 | 0 | 0 | 0 | 0 | 0 | 0 | 0 | 0
F6_Commercial_Hospital_New_Space Heating_Natural Gas_Unit Heater_E8 | F6 | Commercial | Hospital | New | Space Heating | Natural Gas | Unit Heater | E8 | Utility - Value of Sales | 0 | 0 | 0 | 0 | 0 | 0 | 0 | 0 | 0 | 0 | 0 | 0 | 0 | 0 | 0 | 0 | 0 | 0 | 0 | 0 | 0 | 0 | 0 | 0 | 0 | 0 | 0 | 0 | 0 | 0 | 0 | 0 | 0
F6_Commercial_Hospital_New_Space Heating_Natural Gas_Unit Heater_E9 | F6 | Commercial | Hospital | New | Space Heating | Natural Gas | Unit Heater | E9 | Utility - Value of Sales | 0 | 0 | 0 | 0 | 0 | 0 | 0 | 0 | 0 | 0 | 0 | 0 | 0 | 0 | 0 | 0 | 0 | 0 | 0 | 0 | 0 | 0 | 0 | 0 | 0 | 0 | 0 | 0 | 0 | 0 | 0 | 0 | 0
F6_Commercial_Hospital_New_Space Heating_Natural Gas_Unit Heater_E10 | F6 | Commercial | Hospital | New | Space Heating | Natural Gas | Unit Heater | E10 | Utility - Value of Sales | 0 | 0 | 0 | 0 | 0 | 0 | 0 | 0 | 0 | 0 | 0 | 0 | 0 | 0 | 0 | 0 | 0 | 0 | 0 | 0 | 0 | 0 | 0 | 0 | 0 | 0 | 0 | 0 | 0 | 0 | 0 | 0 | 0
F1_Commercial_Hospital_New_Water Heating_Natural Gas_Water Heater_E1 | F1 | Commercial | Hospital | New | Water Heating | Natural Gas | Water Heater | E1 | RVT - Cost of Equipment | 0.33471 | 0.33777 | 0.34141 | 0.34563 | 0.35056 | 0.35639 | 0.36111 | 0.36554 | 0.36993 | 0.37433 | 0.37835 | 0.38188 | 0.38544 | 0.38919 | 0.39352 | 0.39781 | 0.40255 | 0.40777 | 0.4133 | 0.41901 | 0.42485 | 0.43032 | 0.43534 | 0.43991 | 0.44395 | 0.44739 | 0.4498 | 0.45158 | 0.45311 | 0.45442 | 0.45571 | 0.4563 | 0.4563
F1_Commercial_Hospital_New_Water Heating_Natural Gas_Water Heater_E2 | F1 | Commercial | Hospital | New | Water Heating | Natural Gas | Water Heater | E2 | RVT - Cost of Equipment | 0.33058 | 0.3336 | 0.33719 | 0.34136 | 0.34623 | 0.35199 | 0.35665 | 0.36103 | 0.36536 | 0.36971 | 0.37368 | 0.37717 | 0.38068 | 0.38438 | 0.38866 | 0.3929 | 0.39758 | 0.40274 | 0.4082 | 0.41384 | 0.4196 | 0.42501 | 0.42996 | 0.43448 | 0.43847 | 0.44186 | 0.44425 | 0.44601 | 0.44752 | 0.44881 | 0.45009 | 0.45066 | 0.45066
F1_Commercial_Hospital_New_Water Heating_Natural Gas_Water Heater_E3 | F1 | Commercial | Hospital | New | Water Heating | Natural Gas | Water Heater | E3 | RVT - Cost of Equipment | 0.30428 | 0.30706 | 0.31037 | 0.31421 | 0.31869 | 0.32399 | 0.32828 | 0.33231 | 0.3363 | 0.3403 | 0.34396 | 0.34717 | 0.3504 | 0.35381 | 0.35774 | 0.36165 | 0.36595 | 0.3707 | 0.37573 | 0.38092 | 0.38622 | 0.3912 | 0.39576 | 0.39992 | 0.40359 | 0.40672 | 0.40891 | 0.41053 | 0.41192 | 0.41311 | 0.41429 | 0.41482 | 0.41482
F1_Commercial_Hospital_New_Water Heating_Natural Gas_Water Heater_E4 | F1 | Commercial | Hospital | New | Water Heating | Natural Gas | Water Heater | E4 | RVT - Cost of Equipment | 0.28486 | 0.28746 | 0.29056 | 0.29415 | 0.29835 | 0.30331 | 0.30732 | 0.3111 | 0.31483 | 0.31858 | 0.322 | 0.32501 | 0.32803 | 0.33122 | 0.33491 | 0.33856 | 0.34259 | 0.34704 | 0.35175 | 0.35661 | 0.36157 | 0.36623 | 0.3705 | 0.37439 | 0.37783 | 0.38076 | 0.38281 | 0.38433 | 0.38563 | 0.38674 | 0.38784 | 0.38834 | 0.38834
F1_Commercial_Hospital_New_Water Heating_Natural Gas_Water Heater_E5 | F1 | Commercial | Hospital | New | Water Heating | Natural Gas | Water Heater | E5 | RVT - Cost of Equipment | 0.27892 | 0.28147 | 0.2845 | 0.28802 | 0.29213 | 0.29699 | 0.30092 | 0.30462 | 0.30827 | 0.31194 | 0.31529 | 0.31824 | 0.3212 | 0.32432 | 0.32793 | 0.33151 | 0.33546 | 0.33981 | 0.34442 | 0.34918 | 0.35404 | 0.3586 | 0.36278 | 0.36659 | 0.36996 | 0.37282 | 0.37484 | 0.37632 | 0.3776 | 0.37868 | 0.37976 | 0.38025 | 0.38025
F1_Commercial_Hospital_New_Water Heating_Natural Gas_Water Heater_E6 | F1 | Commercial | Hospital | New | Water Heating | Natural Gas | Water Heater | E6 | RVT - Cost of Equipment | 0.27323 | 0.27573 | 0.2787 | 0.28215 | 0.28617 | 0.29093 | 0.29478 | 0.2984 | 0.30198 | 0.30558 | 0.30886 | 0.31174 | 0.31464 | 0.3177 | 0.32124 | 0.32474 | 0.32861 | 0.33287 | 0.33739 | 0.34205 | 0.34681 | 0.35128 | 0.35538 | 0.35911 | 0.36241 | 0.36521 | 0.36719 | 0.36864 | 0.36989 | 0.37095 | 0.37201 | 0.37249 | 0.37249
F1_Commercial_Hospital_New_Water Heating_Natural Gas_Water Heater_E7 | F1 | Commercial | Hospital | New | Water Heating | Natural Gas | Water Heater | E7 | RVT - Cost of Equipment | 0.25658 | 0.25909 | 0.26187 | 0.2649 | 0.26832 | 0.27233 | 0.27567 | 0.27889 | 0.2822 | 0.28564 | 0.28893 | 0.292 | 0.2951 | 0.29829 | 0.30174 | 0.30507 | 0.3086 | 0.31233 | 0.31617 | 0.32004 | 0.32393 | 0.32755 | 0.33081 | 0.33369 | 0.33619 | 0.33832 | 0.33982 | 0.34092 | 0.34186 | 0.34267 | 0.34347 | 0.34383 | 0.34383
F1_Commercial_Hospital_New_Water Heating_Natural Gas_Water Heater_E8 | F1 | Commercial | Hospital | New | Water Heating | Natural Gas | Water Heater | E8 | RVT - Cost of Equipment | 0 | 0 | 0 | 0 | 0 | 0 | 0 | 0 | 0 | 0 | 0 | 0 | 0 | 0 | 0 | 0 | 0 | 0 | 0 | 0 | 0 | 0 | 0 | 0 | 0 | 0 | 0 | 0 | 0 | 0 | 0 | 0 | 0
F1_Commercial_Hospital_New_Water Heating_Natural Gas_Water Heater_E9 | F1 | Commercial | Hospital | New | Water Heating | Natural Gas | Water Heater | E9 | RVT - Cost of Equipment | 0 | 0 | 0 | 0 | 0 | 0 | 0 | 0 | 0 | 0 | 0 | 0 | 0 | 0 | 0 | 0 | 0 | 0 | 0 | 0 | 0 | 0 | 0 | 0 | 0 | 0 | 0 | 0 | 0 | 0 | 0 | 0 | 0
F1_Commercial_Hospital_New_Water Heating_Natural Gas_Water Heater_E10 | F1 | Commercial | Hospital | New | Water Heating | Natural Gas | Water Heater | E10 | RVT - Cost of Equipment | 0 | 0 | 0 | 0 | 0 | 0 | 0 | 0 | 0 | 0 | 0 | 0 | 0 | 0 | 0 | 0 | 0 | 0 | 0 | 0 | 0 | 0 | 0 | 0 | 0 | 0 | 0 | 0 | 0 | 0 | 0 | 0 | 0
F2_Commercial_Hospital_New_Water Heating_Natural Gas_Water Heater_E1 | F2 | Commercial | Hospital | New | Water Heating | Natural Gas | Water Heater | E1 | RVT - Cost of Operation | 0.401 | 0.40467 | 0.40903 | 0.41409 | 0.41999 | 0.42698 | 0.43263 | 0.43794 | 0.44319 | 0.44847 | 0.45329 | 0.45752 | 0.46178 | 0.46627 | 0.47146 | 0.4766 | 0.48228 | 0.48854 | 0.49517 | 0.502 | 0.50899 | 0.51555 | 0.52157 | 0.52704 | 0.53188 | 0.536 | 0.53889 | 0.54103 | 0.54286 | 0.54442 | 0.54597 | 0.54667 | 0.54667
F2_Commercial_Hospital_New_Water Heating_Natural Gas_Water Heater_E2 | F2 | Commercial | Hospital | New | Water Heating | Natural Gas | Water Heater | E2 | RVT - Cost of Operation | 0.39605 | 0.39967 | 0.40398 | 0.40897 | 0.41481 | 0.42171 | 0.42729 | 0.43254 | 0.43772 | 0.44293 | 0.44769 | 0.45187 | 0.45608 | 0.46052 | 0.46564 | 0.47072 | 0.47632 | 0.4825 | 0.48905 | 0.49581 | 0.50271 | 0.50919 | 0.51513 | 0.52054 | 0.52531 | 0.52938 | 0.53224 | 0.53435 | 0.53616 | 0.5377 | 0.53923 | 0.53993 | 0.53993
F2_Commercial_Hospital_New_Water Heating_Natural Gas_Water Heater_E3 | F2 | Commercial | Hospital | New | Water Heating | Natural Gas | Water Heater | E3 | RVT - Cost of Operation | 0.36455 | 0.36788 | 0.37184 | 0.37644 | 0.38181 | 0.38816 | 0.3933 | 0.39813 | 0.4029 | 0.4077 | 0.41208 | 0.41593 | 0.4198 | 0.42388 | 0.4286 | 0.43328 | 0.43843 | 0.44412 | 0.45015 | 0.45637 | 0.46272 | 0.46868 | 0.47415 | 0.47913 | 0.48353 | 0.48727 | 0.4899 | 0.49184 | 0.49351 | 0.49493 | 0.49634 | 0.49698 | 0.49698
F2_Commercial_Hospital_New_Water Heating_Natural Gas_Water Heater_E4 | F2 | Commercial | Hospital | New | Water Heating | Natural Gas | Water Heater | E4 | RVT - Cost of Operation | 0.34128 | 0.3444 | 0.34811 | 0.35241 | 0.35744 | 0.36339 | 0.36819 | 0.37272 | 0.37719 | 0.38168 | 0.38578 | 0.38938 | 0.393 | 0.39683 | 0.40124 | 0.40562 | 0.41045 | 0.41577 | 0.42142 | 0.42724 | 0.43319 | 0.43877 | 0.44389 | 0.44855 | 0.45266 | 0.45617 | 0.45863 | 0.46045 | 0.46201 | 0.46334 | 0.46466 | 0.46526 | 0.46526
F2_Commercial_Hospital_New_Water Heating_Natural Gas_Water Heater_E5 | F2 | Commercial | Hospital | New | Water Heating | Natural Gas | Water Heater | E5 | RVT - Cost of Operation | 0.33417 | 0.33722 | 0.34086 | 0.34507 | 0.34999 | 0.35582 | 0.36052 | 0.36495 | 0.36933 | 0.37373 | 0.37774 | 0.38127 | 0.38481 | 0.38856 | 0.39288 | 0.39717 | 0.4019 | 0.40711 | 0.41264 | 0.41834 | 0.42416 | 0.42963 | 0.43464 | 0.4392 | 0.44323 | 0.44667 | 0.44908 | 0.45085 | 0.45238 | 0.45369 | 0.45498 | 0.45556 | 0.45556
F2_Commercial_Hospital_New_Water Heating_Natural Gas_Water Heater_E6 | F2 | Commercial | Hospital | New | Water Heating | Natural Gas | Water Heater | E6 | RVT - Cost of Operation | 0.32735 | 0.33034 | 0.3339 | 0.33803 | 0.34285 | 0.34855 | 0.35317 | 0.35751 | 0.36179 | 0.3661 | 0.37003 | 0.37349 | 0.37696 | 0.38063 | 0.38486 | 0.38906 | 0.3937 | 0.3988 | 0.40422 | 0.4098 | 0.41551 | 0.42086 | 0.42577 | 0.43024 | 0.43419 | 0.43755 | 0.43991 | 0.44165 | 0.44315 | 0.44443 | 0.44569 | 0.44627 | 0.44627
F2_Commercial_Hospital_New_Water Heating_Natural Gas_Water Heater_E7 | F2 | Commercial | Hospital | New | Water Heating | Natural Gas | Water Heater | E7 | RVT - Cost of Operation | 0.3074 | 0.31041 | 0.31373 | 0.31737 | 0.32147 | 0.32626 | 0.33027 | 0.33413 | 0.3381 | 0.34221 | 0.34616 | 0.34983 | 0.35355 | 0.35737 | 0.36151 | 0.3655 | 0.36972 | 0.37419 | 0.37879 | 0.38343 | 0.38809 | 0.39242 | 0.39633 | 0.39978 | 0.40278 | 0.40533 | 0.40712 | 0.40844 | 0.40958 | 0.41054 | 0.4115 | 0.41194 | 0.41194
F2_Commercial_Hospital_New_Water Heating_Natural Gas_Water Heater_E8 | F2 | Commercial | Hospital | New | Water Heating | Natural Gas | Water Heater | E8 | RVT - Cost of Operation | 0 | 0 | 0 | 0 | 0 | 0 | 0 | 0 | 0 | 0 | 0 | 0 | 0 | 0 | 0 | 0 | 0 | 0 | 0 | 0 | 0 | 0 | 0 | 0 | 0 | 0 | 0 | 0 | 0 | 0 | 0 | 0 | 0
F2_Commercial_Hospital_New_Water Heating_Natural Gas_Water Heater_E9 | F2 | Commercial | Hospital | New | Water Heating | Natural Gas | Water Heater | E9 | RVT - Cost of Operation | 0 | 0 | 0 | 0 | 0 | 0 | 0 | 0 | 0 | 0 | 0 | 0 | 0 | 0 | 0 | 0 | 0 | 0 | 0 | 0 | 0 | 0 | 0 | 0 | 0 | 0 | 0 | 0 | 0 | 0 | 0 | 0 | 0
F2_Commercial_Hospital_New_Water Heating_Natural Gas_Water Heater_E10 | F2 | Commercial | Hospital | New | Water Heating | Natural Gas | Water Heater | E10 | RVT - Cost of Operation | 0 | 0 | 0 | 0 | 0 | 0 | 0 | 0 | 0 | 0 | 0 | 0 | 0 | 0 | 0 | 0 | 0 | 0 | 0 | 0 | 0 | 0 | 0 | 0 | 0 | 0 | 0 | 0 | 0 | 0 | 0 | 0 | 0
F3_Commercial_Hospital_New_Water Heating_Natural Gas_Water Heater_E1 | F3 | Commercial | Hospital | New | Water Heating | Natural Gas | Water Heater | E1 | System - kBTUs of Consumption | 0.020472 | 0.020472 | 0.020472 | 0.020472 | 0.020472 | 0.020472 | 0.020472 | 0.020472 | 0.020472 | 0.020472 | 0.020472 | 0.020472 | 0.020472 | 0.020472 | 0.020472 | 0.020472 | 0.020472 | 0.020472 | 0.020472 | 0.020472 | 0.020472 | 0.020472 | 0.020472 | 0.020472 | 0.020472 | 0.020472 | 0.020472 | 0.020472 | 0.020472 | 0.020472 | 0.020472 | 0.020472 | 0.020472
F3_Commercial_Hospital_New_Water Heating_Natural Gas_Water Heater_E2 | F3 | Commercial | Hospital | New | Water Heating | Natural Gas | Water Heater | E2 | System - kBTUs of Consumption | 0.020467 | 0.020467 | 0.020467 | 0.020467 | 0.020467 | 0.020467 | 0.020467 | 0.020467 | 0.020467 | 0.020467 | 0.020467 | 0.020467 | 0.020467 | 0.020467 | 0.020467 | 0.020467 | 0.020467 | 0.020467 | 0.020467 | 0.020467 | 0.020467 | 0.020467 | 0.020467 | 0.020467 | 0.020467 | 0.020467 | 0.020467 | 0.020467 | 0.020467 | 0.020467 | 0.020467 | 0.020467 | 0.020467
F3_Commercial_Hospital_New_Water Heating_Natural Gas_Water Heater_E3 | F3 | Commercial | Hospital | New | Water Heating | Natural Gas | Water Heater | E3 | System - kBTUs of Consumption | 0.020807 | 0.020807 | 0.020807 | 0.020807 | 0.020807 | 0.020807 | 0.020807 | 0.020807 | 0.020807 | 0.020807 | 0.020807 | 0.020807 | 0.020807 | 0.020807 | 0.020807 | 0.020807 | 0.020807 | 0.020807 | 0.020807 | 0.020807 | 0.020807 | 0.020807 | 0.020807 | 0.020807 | 0.020807 | 0.020807 | 0.020807 | 0.020807 | 0.020807 | 0.020807 | 0.020807 | 0.020807 | 0.020807
F3_Commercial_Hospital_New_Water Heating_Natural Gas_Water Heater_E4 | F3 | Commercial | Hospital | New | Water Heating | Natural Gas | Water Heater | E4 | System - kBTUs of Consumption | 0.021146 | 0.021146 | 0.021146 | 0.021146 | 0.021146 | 0.021146 | 0.021146 | 0.021146 | 0.021146 | 0.021146 | 0.021146 | 0.021146 | 0.021146 | 0.021146 | 0.021146 | 0.021146 | 0.021146 | 0.021146 | 0.021146 | 0.021146 | 0.021146 | 0.021146 | 0.021146 | 0.021146 | 0.021146 | 0.021146 | 0.021146 | 0.021146 | 0.021146 | 0.021146 | 0.021146 | 0.021146 | 0.021146
F3_Commercial_Hospital_New_Water Heating_Natural Gas_Water Heater_E5 | F3 | Commercial | Hospital | New | Water Heating | Natural Gas | Water Heater | E5 | System - kBTUs of Consumption | 0.021596 | 0.021596 | 0.021596 | 0.021596 | 0.021596 | 0.021596 | 0.021596 | 0.021596 | 0.021596 | 0.021596 | 0.021596 | 0.021596 | 0.021596 | 0.021596 | 0.021596 | 0.021596 | 0.021596 | 0.021596 | 0.021596 | 0.021596 | 0.021596 | 0.021596 | 0.021596 | 0.021596 | 0.021596 | 0.021596 | 0.021596 | 0.021596 | 0.021596 | 0.021596 | 0.021596 | 0.021596 | 0.021596
F3_Commercial_Hospital_New_Water Heating_Natural Gas_Water Heater_E6 | F3 | Commercial | Hospital | New | Water Heating | Natural Gas | Water Heater | E6 | System - kBTUs of Consumption | 0.018244 | 0.018244 | 0.018244 | 0.018244 | 0.018244 | 0.018244 | 0.018244 | 0.018244 | 0.018244 | 0.018244 | 0.018244 | 0.018244 | 0.018244 | 0.018244 | 0.018244 | 0.018244 | 0.018244 | 0.018244 | 0.018244 | 0.018244 | 0.018244 | 0.018244 | 0.018244 | 0.018244 | 0.018244 | 0.018244 | 0.018244 | 0.018244 | 0.018244 | 0.018244 | 0.018244 | 0.018244 | 0.018244
F3_Commercial_Hospital_New_Water Heating_Natural Gas_Water Heater_E7 | F3 | Commercial | Hospital | New | Water Heating | Natural Gas | Water Heater | E7 | System - kBTUs of Consumption | 0.023037 | 0.023037 | 0.023037 | 0.023037 | 0.023037 | 0.023037 | 0.023037 | 0.023037 | 0.023037 | 0.023037 | 0.023037 | 0.023037 | 0.023037 | 0.023037 | 0.023037 | 0.023037 | 0.023037 | 0.023037 | 0.023037 | 0.023037 | 0.023037 | 0.023037 | 0.023037 | 0.023037 | 0.023037 | 0.023037 | 0.023037 | 0.023037 | 0.023037 | 0.023037 | 0.023037 | 0.023037 | 0.023037
F3_Commercial_Hospital_New_Water Heating_Natural Gas_Water Heater_E8 | F3 | Commercial | Hospital | New | Water Heating | Natural Gas | Water Heater | E8 | System - kBTUs of Consumption | 0 | 0 | 0 | 0 | 0 | 0 | 0 | 0 | 0 | 0 | 0 | 0 | 0 | 0 | 0 | 0 | 0 | 0 | 0 | 0 | 0 | 0 | 0 | 0 | 0 | 0 | 0 | 0 | 0 | 0 | 0 | 0 | 0
F3_Commercial_Hospital_New_Water Heating_Natural Gas_Water Heater_E9 | F3 | Commercial | Hospital | New | Water Heating | Natural Gas | Water Heater | E9 | System - kBTUs of Consumption | 0 | 0 | 0 | 0 | 0 | 0 | 0 | 0 | 0 | 0 | 0 | 0 | 0 | 0 | 0 | 0 | 0 | 0 | 0 | 0 | 0 | 0 | 0 | 0 | 0 | 0 | 0 | 0 | 0 | 0 | 0 | 0 | 0
F3_Commercial_Hospital_New_Water Heating_Natural Gas_Water Heater_E10 | F3 | Commercial | Hospital | New | Water Heating | Natural Gas | Water Heater | E10 | System - kBTUs of Consumption | 0 | 0 | 0 | 0 | 0 | 0 | 0 | 0 | 0 | 0 | 0 | 0 | 0 | 0 | 0 | 0 | 0 | 0 | 0 | 0 | 0 | 0 | 0 | 0 | 0 | 0 | 0 | 0 | 0 | 0 | 0 | 0 | 0
F4_Commercial_Hospital_New_Water Heating_Natural Gas_Water Heater_E1 | F4 | Commercial | Hospital | New | Water Heating | Natural Gas | Water Heater | E1 | Utility - Cost of Equipment | 0.401 | 0.40467 | 0.40903 | 0.41409 | 0.41999 | 0.42698 | 0.43263 | 0.43794 | 0.44319 | 0.44847 | 0.45329 | 0.45752 | 0.46178 | 0.46627 | 0.47146 | 0.4766 | 0.48228 | 0.48854 | 0.49517 | 0.502 | 0.50899 | 0.51555 | 0.52157 | 0.52704 | 0.53188 | 0.536 | 0.53889 | 0.54103 | 0.54286 | 0.54442 | 0.54597 | 0.54667 | 0.54667
F4_Commercial_Hospital_New_Water Heating_Natural Gas_Water Heater_E2 | F4 | Commercial | Hospital | New | Water Heating | Natural Gas | Water Heater | E2 | Utility - Cost of Equipment | 0.39605 | 0.39967 | 0.40398 | 0.40897 | 0.41481 | 0.42171 | 0.42729 | 0.43254 | 0.43772 | 0.44293 | 0.44769 | 0.45187 | 0.45608 | 0.46052 | 0.46564 | 0.47072 | 0.47632 | 0.4825 | 0.48905 | 0.49581 | 0.50271 | 0.50919 | 0.51513 | 0.52054 | 0.52531 | 0.52938 | 0.53224 | 0.53435 | 0.53616 | 0.5377 | 0.53923 | 0.53993 | 0.53993
F4_Commercial_Hospital_New_Water Heating_Natural Gas_Water Heater_E3 | F4 | Commercial | Hospital | New | Water Heating | Natural Gas | Water Heater | E3 | Utility - Cost of Equipment | 0.36455 | 0.36788 | 0.37184 | 0.37644 | 0.38181 | 0.38816 | 0.3933 | 0.39813 | 0.4029 | 0.4077 | 0.41208 | 0.41593 | 0.4198 | 0.42388 | 0.4286 | 0.43328 | 0.43843 | 0.44412 | 0.45015 | 0.45637 | 0.46272 | 0.46868 | 0.47415 | 0.47913 | 0.48353 | 0.48727 | 0.4899 | 0.49184 | 0.49351 | 0.49493 | 0.49634 | 0.49698 | 0.49698
F4_Commercial_Hospital_New_Water Heating_Natural Gas_Water Heater_E4 | F4 | Commercial | Hospital | New | Water Heating | Natural Gas | Water Heater | E4 | Utility - Cost of Equipment | 0.34128 | 0.3444 | 0.34811 | 0.35241 | 0.35744 | 0.36339 | 0.36819 | 0.37272 | 0.37719 | 0.38168 | 0.38578 | 0.38938 | 0.393 | 0.39683 | 0.40124 | 0.40562 | 0.41045 | 0.41577 | 0.42142 | 0.42724 | 0.43319 | 0.43877 | 0.44389 | 0.44855 | 0.45266 | 0.45617 | 0.45863 | 0.46045 | 0.46201 | 0.46334 | 0.46466 | 0.46526 | 0.46526
F4_Commercial_Hospital_New_Water Heating_Natural Gas_Water Heater_E5 | F4 | Commercial | Hospital | New | Water Heating | Natural Gas | Water Heater | E5 | Utility - Cost of Equipment | 0.33417 | 0.33722 | 0.34086 | 0.34507 | 0.34999 | 0.35582 | 0.36052 | 0.36495 | 0.36933 | 0.37373 | 0.37774 | 0.38127 | 0.38481 | 0.38856 | 0.39288 | 0.39717 | 0.4019 | 0.40711 | 0.41264 | 0.41834 | 0.42416 | 0.42963 | 0.43464 | 0.4392 | 0.44323 | 0.44667 | 0.44908 | 0.45085 | 0.45238 | 0.45369 | 0.45498 | 0.45556 | 0.45556
F4_Commercial_Hospital_New_Water Heating_Natural Gas_Water Heater_E6 | F4 | Commercial | Hospital | New | Water Heating | Natural Gas | Water Heater | E6 | Utility - Cost of Equipment | 0.32735 | 0.33034 | 0.3339 | 0.33803 | 0.34285 | 0.34855 | 0.35317 | 0.35751 | 0.36179 | 0.3661 | 0.37003 | 0.37349 | 0.37696 | 0.38063 | 0.38486 | 0.38906 | 0.3937 | 0.3988 | 0.40422 | 0.4098 | 0.41551 | 0.42086 | 0.42577 | 0.43024 | 0.43419 | 0.43755 | 0.43991 | 0.44165 | 0.44315 | 0.44443 | 0.44569 | 0.44627 | 0.44627
F4_Commercial_Hospital_New_Water Heating_Natural Gas_Water Heater_E7 | F4 | Commercial | Hospital | New | Water Heating | Natural Gas | Water Heater | E7 | Utility - Cost of Equipment | 0.3074 | 0.31041 | 0.31373 | 0.31737 | 0.32147 | 0.32626 | 0.33027 | 0.33413 | 0.3381 | 0.34221 | 0.34616 | 0.34983 | 0.35355 | 0.35737 | 0.36151 | 0.3655 | 0.36972 | 0.37419 | 0.37879 | 0.38343 | 0.38809 | 0.39242 | 0.39633 | 0.39978 | 0.40278 | 0.40533 | 0.40712 | 0.40844 | 0.40958 | 0.41054 | 0.4115 | 0.41194 | 0.41194
F4_Commercial_Hospital_New_Water Heating_Natural Gas_Water Heater_E8 | F4 | Commercial | Hospital | New | Water Heating | Natural Gas | Water Heater | E8 | Utility - Cost of Equipment | 0 | 0 | 0 | 0 | 0 | 0 | 0 | 0 | 0 | 0 | 0 | 0 | 0 | 0 | 0 | 0 | 0 | 0 | 0 | 0 | 0 | 0 | 0 | 0 | 0 | 0 | 0 | 0 | 0 | 0 | 0 | 0 | 0
F4_Commercial_Hospital_New_Water Heating_Natural Gas_Water Heater_E9 | F4 | Commercial | Hospital | New | Water Heating | Natural Gas | Water Heater | E9 | Utility - Cost of Equipment | 0 | 0 | 0 | 0 | 0 | 0 | 0 | 0 | 0 | 0 | 0 | 0 | 0 | 0 | 0 | 0 | 0 | 0 | 0 | 0 | 0 | 0 | 0 | 0 | 0 | 0 | 0 | 0 | 0 | 0 | 0 | 0 | 0
F4_Commercial_Hospital_New_Water Heating_Natural Gas_Water Heater_E10 | F4 | Commercial | Hospital | New | Water Heating | Natural Gas | Water Heater | E10 | Utility - Cost of Equipment | 0 | 0 | 0 | 0 | 0 | 0 | 0 | 0 | 0 | 0 | 0 | 0 | 0 | 0 | 0 | 0 | 0 | 0 | 0 | 0 | 0 | 0 | 0 | 0 | 0 | 0 | 0 | 0 | 0 | 0 | 0 | 0 | 0
F5_Commercial_Hospital_New_Water Heating_Natural Gas_Water Heater_E1 | F5 | Commercial | Hospital | New | Water Heating | Natural Gas | Water Heater | E1 | Utility - Cost of Operation | 0.020472 | 0.020472 | 0.020472 | 0.020472 | 0.020472 | 0.020472 | 0.020472 | 0.020472 | 0.020472 | 0.020472 | 0.020472 | 0.020472 | 0.020472 | 0.020472 | 0.020472 | 0.020472 | 0.020472 | 0.020472 | 0.020472 | 0.020472 | 0.020472 | 0.020472 | 0.020472 | 0.020472 | 0.020472 | 0.020472 | 0.020472 | 0.020472 | 0.020472 | 0.020472 | 0.020472 | 0.020472 | 0.020472
F5_Commercial_Hospital_New_Water Heating_Natural Gas_Water Heater_E2 | F5 | Commercial | Hospital | New | Water Heating | Natural Gas | Water Heater | E2 | Utility - Cost of Operation | 0.020467 | 0.020467 | 0.020467 | 0.020467 | 0.020467 | 0.020467 | 0.020467 | 0.020467 | 0.020467 | 0.020467 | 0.020467 | 0.020467 | 0.020467 | 0.020467 | 0.020467 | 0.020467 | 0.020467 | 0.020467 | 0.020467 | 0.020467 | 0.020467 | 0.020467 | 0.020467 | 0.020467 | 0.020467 | 0.020467 | 0.020467 | 0.020467 | 0.020467 | 0.020467 | 0.020467 | 0.020467 | 0.020467
F5_Commercial_Hospital_New_Water Heating_Natural Gas_Water Heater_E3 | F5 | Commercial | Hospital | New | Water Heating | Natural Gas | Water Heater | E3 | Utility - Cost of Operation | 0.020807 | 0.020807 | 0.020807 | 0.020807 | 0.020807 | 0.020807 | 0.020807 | 0.020807 | 0.020807 | 0.020807 | 0.020807 | 0.020807 | 0.020807 | 0.020807 | 0.020807 | 0.020807 | 0.020807 | 0.020807 | 0.020807 | 0.020807 | 0.020807 | 0.020807 | 0.020807 | 0.020807 | 0.020807 | 0.020807 | 0.020807 | 0.020807 | 0.020807 | 0.020807 | 0.020807 | 0.020807 | 0.020807
F5_Commercial_Hospital_New_Water Heating_Natural Gas_Water Heater_E4 | F5 | Commercial | Hospital | New | Water Heating | Natural Gas | Water Heater | E4 | Utility - Cost of Operation | 0.021146 | 0.021146 | 0.021146 | 0.021146 | 0.021146 | 0.021146 | 0.021146 | 0.021146 | 0.021146 | 0.021146 | 0.021146 | 0.021146 | 0.021146 | 0.021146 | 0.021146 | 0.021146 | 0.021146 | 0.021146 | 0.021146 | 0.021146 | 0.021146 | 0.021146 | 0.021146 | 0.021146 | 0.021146 | 0.021146 | 0.021146 | 0.021146 | 0.021146 | 0.021146 | 0.021146 | 0.021146 | 0.021146
F5_Commercial_Hospital_New_Water Heating_Natural Gas_Water Heater_E5 | F5 | Commercial | Hospital | New | Water Heating | Natural Gas | Water Heater | E5 | Utility - Cost of Operation | 0.021596 | 0.021596 | 0.021596 | 0.021596 | 0.021596 | 0.021596 | 0.021596 | 0.021596 | 0.021596 | 0.021596 | 0.021596 | 0.021596 | 0.021596 | 0.021596 | 0.021596 | 0.021596 | 0.021596 | 0.021596 | 0.021596 | 0.021596 | 0.021596 | 0.021596 | 0.021596 | 0.021596 | 0.021596 | 0.021596 | 0.021596 | 0.021596 | 0.021596 | 0.021596 | 0.021596 | 0.021596 | 0.021596
F5_Commercial_Hospital_New_Water Heating_Natural Gas_Water Heater_E6 | F5 | Commercial | Hospital | New | Water Heating | Natural Gas | Water Heater | E6 | Utility - Cost of Operation | 0.018244 | 0.018244 | 0.018244 | 0.018244 | 0.018244 | 0.018244 | 0.018244 | 0.018244 | 0.018244 | 0.018244 | 0.018244 | 0.018244 | 0.018244 | 0.018244 | 0.018244 | 0.018244 | 0.018244 | 0.018244 | 0.018244 | 0.018244 | 0.018244 | 0.018244 | 0.018244 | 0.018244 | 0.018244 | 0.018244 | 0.018244 | 0.018244 | 0.018244 | 0.018244 | 0.018244 | 0.018244 | 0.018244
F5_Commercial_Hospital_New_Water Heating_Natural Gas_Water Heater_E7 | F5 | Commercial | Hospital | New | Water Heating | Natural Gas | Water Heater | E7 | Utility - Cost of Operation | 0.023037 | 0.023037 | 0.023037 | 0.023037 | 0.023037 | 0.023037 | 0.023037 | 0.023037 | 0.023037 | 0.023037 | 0.023037 | 0.023037 | 0.023037 | 0.023037 | 0.023037 | 0.023037 | 0.023037 | 0.023037 | 0.023037 | 0.023037 | 0.023037 | 0.023037 | 0.023037 | 0.023037 | 0.023037 | 0.023037 | 0.023037 | 0.023037 | 0.023037 | 0.023037 | 0.023037 | 0.023037 | 0.023037
F5_Commercial_Hospital_New_Water Heating_Natural Gas_Water Heater_E8 | F5 | Commercial | Hospital | New | Water Heating | Natural Gas | Water Heater | E8 | Utility - Cost of Operation | 0 | 0 | 0 | 0 | 0 | 0 | 0 | 0 | 0 | 0 | 0 | 0 | 0 | 0 | 0 | 0 | 0 | 0 | 0 | 0 | 0 | 0 | 0 | 0 | 0 | 0 | 0 | 0 | 0 | 0 | 0 | 0 | 0
F5_Commercial_Hospital_New_Water Heating_Natural Gas_Water Heater_E9 | F5 | Commercial | Hospital | New | Water Heating | Natural Gas | Water Heater | E9 | Utility - Cost of Operation | 0 | 0 | 0 | 0 | 0 | 0 | 0 | 0 | 0 | 0 | 0 | 0 | 0 | 0 | 0 | 0 | 0 | 0 | 0 | 0 | 0 | 0 | 0 | 0 | 0 | 0 | 0 | 0 | 0 | 0 | 0 | 0 | 0
F5_Commercial_Hospital_New_Water Heating_Natural Gas_Water Heater_E10 | F5 | Commercial | Hospital | New | Water Heating | Natural Gas | Water Heater | E10 | Utility - Cost of Operation | 0 | 0 | 0 | 0 | 0 | 0 | 0 | 0 | 0 | 0 | 0 | 0 | 0 | 0 | 0 | 0 | 0 | 0 | 0 | 0 | 0 | 0 | 0 | 0 | 0 | 0 | 0 | 0 | 0 | 0 | 0 | 0 | 0
F6_Commercial_Hospital_New_Water Heating_Natural Gas_Water Heater_E1 | F6 | Commercial | Hospital | New | Water Heating | Natural Gas | Water Heater | E1 | Utility - Value of Sales | 0.31105 | 0.31105 | 0.31105 | 0.31105 | 0.31105 | 0.31105 | 0.31105 | 0.31105 | 0.31105 | 0.31105 | 0.31105 | 0.31105 | 0.31105 | 0.31105 | 0.31105 | 0.31105 | 0.31105 | 0.31105 | 0.31105 | 0.31105 | 0.31105 | 0.31105 | 0.31105 | 0.31105 | 0.31105 | 0.31105 | 0.31105 | 0.31105 | 0.31105 | 0.31105 | 0.31105 | 0.31105 | 0.31105
F6_Commercial_Hospital_New_Water Heating_Natural Gas_Water Heater_E2 | F6 | Commercial | Hospital | New | Water Heating | Natural Gas | Water Heater | E2 | Utility - Value of Sales | 0.30721 | 0.30721 | 0.30721 | 0.30721 | 0.30721 | 0.30721 | 0.30721 | 0.30721 | 0.30721 | 0.30721 | 0.30721 | 0.30721 | 0.30721 | 0.30721 | 0.30721 | 0.30721 | 0.30721 | 0.30721 | 0.30721 | 0.30721 | 0.30721 | 0.30721 | 0.30721 | 0.30721 | 0.30721 | 0.30721 | 0.30721 | 0.30721 | 0.30721 | 0.30721 | 0.30721 | 0.30721 | 0.30721
F6_Commercial_Hospital_New_Water Heating_Natural Gas_Water Heater_E3 | F6 | Commercial | Hospital | New | Water Heating | Natural Gas | Water Heater | E3 | Utility - Value of Sales | 0.28278 | 0.28278 | 0.28278 | 0.28278 | 0.28278 | 0.28278 | 0.28278 | 0.28278 | 0.28278 | 0.28278 | 0.28278 | 0.28278 | 0.28278 | 0.28278 | 0.28278 | 0.28278 | 0.28278 | 0.28278 | 0.28278 | 0.28278 | 0.28278 | 0.28278 | 0.28278 | 0.28278 | 0.28278 | 0.28278 | 0.28278 | 0.28278 | 0.28278 | 0.28278 | 0.28278 | 0.28278 | 0.28278
F6_Commercial_Hospital_New_Water Heating_Natural Gas_Water Heater_E4 | F6 | Commercial | Hospital | New | Water Heating | Natural Gas | Water Heater | E4 | Utility - Value of Sales | 0.26473 | 0.26473 | 0.26473 | 0.26473 | 0.26473 | 0.26473 | 0.26473 | 0.26473 | 0.26473 | 0.26473 | 0.26473 | 0.26473 | 0.26473 | 0.26473 | 0.26473 | 0.26473 | 0.26473 | 0.26473 | 0.26473 | 0.26473 | 0.26473 | 0.26473 | 0.26473 | 0.26473 | 0.26473 | 0.26473 | 0.26473 | 0.26473 | 0.26473 | 0.26473 | 0.26473 | 0.26473 | 0.26473
F6_Commercial_Hospital_New_Water Heating_Natural Gas_Water Heater_E5 | F6 | Commercial | Hospital | New | Water Heating | Natural Gas | Water Heater | E5 | Utility - Value of Sales | 0.25921 | 0.25921 | 0.25921 | 0.25921 | 0.25921 | 0.25921 | 0.25921 | 0.25921 | 0.25921 | 0.25921 | 0.25921 | 0.25921 | 0.25921 | 0.25921 | 0.25921 | 0.25921 | 0.25921 | 0.25921 | 0.25921 | 0.25921 | 0.25921 | 0.25921 | 0.25921 | 0.25921 | 0.25921 | 0.25921 | 0.25921 | 0.25921 | 0.25921 | 0.25921 | 0.25921 | 0.25921 | 0.25921
F6_Commercial_Hospital_New_Water Heating_Natural Gas_Water Heater_E6 | F6 | Commercial | Hospital | New | Water Heating | Natural Gas | Water Heater | E6 | Utility - Value of Sales | 0.25392 | 0.25392 | 0.25392 | 0.25392 | 0.25392 | 0.25392 | 0.25392 | 0.25392 | 0.25392 | 0.25392 | 0.25392 | 0.25392 | 0.25392 | 0.25392 | 0.25392 | 0.25392 | 0.25392 | 0.25392 | 0.25392 | 0.25392 | 0.25392 | 0.25392 | 0.25392 | 0.25392 | 0.25392 | 0.25392 | 0.25392 | 0.25392 | 0.25392 | 0.25392 | 0.25392 | 0.25392 | 0.25392
F6_Commercial_Hospital_New_Water Heating_Natural Gas_Water Heater_E7 | F6 | Commercial | Hospital | New | Water Heating | Natural Gas | Water Heater | E7 | Utility - Value of Sales | 0.23476 | 0.23476 | 0.23476 | 0.23476 | 0.23476 | 0.23476 | 0.23476 | 0.23476 | 0.23476 | 0.23476 | 0.23476 | 0.23476 | 0.23476 | 0.23476 | 0.23476 | 0.23476 | 0.23476 | 0.23476 | 0.23476 | 0.23476 | 0.23476 | 0.23476 | 0.23476 | 0.23476 | 0.23476 | 0.23476 | 0.23476 | 0.23476 | 0.23476 | 0.23476 | 0.23476 | 0.23476 | 0.23476
F6_Commercial_Hospital_New_Water Heating_Natural Gas_Water Heater_E8 | F6 | Commercial | Hospital | New | Water Heating | Natural Gas | Water Heater | E8 | Utility - Value of Sales | 0 | 0 | 0 | 0 | 0 | 0 | 0 | 0 | 0 | 0 | 0 | 0 | 0 | 0 | 0 | 0 | 0 | 0 | 0 | 0 | 0 | 0 | 0 | 0 | 0 | 0 | 0 | 0 | 0 | 0 | 0 | 0 | 0
F6_Commercial_Hospital_New_Water Heating_Natural Gas_Water Heater_E9 | F6 | Commercial | Hospital | New | Water Heating | Natural Gas | Water Heater | E9 | Utility - Value of Sales | 0 | 0 | 0 | 0 | 0 | 0 | 0 | 0 | 0 | 0 | 0 | 0 | 0 | 0 | 0 | 0 | 0 | 0 | 0 | 0 | 0 | 0 | 0 | 0 | 0 | 0 | 0 | 0 | 0 | 0 | 0 | 0 | 0
F6_Commercial_Hospital_New_Water Heating_Natural Gas_Water Heater_E10 | F6 | Commercial | Hospital | New | Water Heating | Natural Gas | Water Heater | E10 | Utility - Value of Sales | 0 | 0 | 0 | 0 | 0 | 0 | 0 | 0 | 0 | 0 | 0 | 0 | 0 | 0 | 0 | 0 | 0 | 0 | 0 | 0 | 0 | 0 | 0 | 0 | 0 | 0 | 0 | 0 | 0 | 0 | 0 | 0 | 0
F1_Commercial_Hospital_New_Food Preparation_Natural Gas_Oven_E1 | F1 | Commercial | Hospital | New | Food Preparation | Natural Gas | Oven | E1 | RVT - Cost of Equipment | 0.12996 | 0.13096 | 0.13206 | 0.13328 | 0.13467 | 0.13627 | 0.13758 | 0.13883 | 0.14009 | 0.14142 | 0.14268 | 0.14383 | 0.14502 | 0.14626 | 0.14763 | 0.14898 | 0.1504 | 0.1519 | 0.15347 | 0.15507 | 0.15668 | 0.15818 | 0.15955 | 0.16075 | 0.16179 | 0.16268 | 0.1633 | 0.16376 | 0.16416 | 0.1645 | 0.16484 | 0.16499 | 0.16499
F1_Commercial_Hospital_New_Food Preparation_Natural Gas_Oven_E2 | F1 | Commercial | Hospital | New | Food Preparation | Natural Gas | Oven | E2 | RVT - Cost of Equipment | 0.11292 | 0.11378 | 0.11474 | 0.1158 | 0.11701 | 0.1184 | 0.11953 | 0.12062 | 0.12172 | 0.12287 | 0.12397 | 0.12497 | 0.126 | 0.12708 | 0.12827 | 0.12944 | 0.13067 | 0.13198 | 0.13334 | 0.13473 | 0.13613 | 0.13744 | 0.13862 | 0.13967 | 0.14057 | 0.14135 | 0.14189 | 0.14229 | 0.14263 | 0.14293 | 0.14322 | 0.14335 | 0.14335
F1_Commercial_Hospital_New_Food Preparation_Natural Gas_Oven_E3 | F1 | Commercial | Hospital | New | Food Preparation | Natural Gas | Oven | E3 | RVT - Cost of Equipment | 0 | 0 | 0 | 0 | 0 | 0 | 0 | 0 | 0 | 0 | 0 | 0 | 0 | 0 | 0 | 0 | 0 | 0 | 0 | 0 | 0 | 0 | 0 | 0 | 0 | 0 | 0 | 0 | 0 | 0 | 0 | 0 | 0
F1_Commercial_Hospital_New_Food Preparation_Natural Gas_Oven_E4 | F1 | Commercial | Hospital | New | Food Preparation | Natural Gas | Oven | E4 | RVT - Cost of Equipment | 0 | 0 | 0 | 0 | 0 | 0 | 0 | 0 | 0 | 0 | 0 | 0 | 0 | 0 | 0 | 0 | 0 | 0 | 0 | 0 | 0 | 0 | 0 | 0 | 0 | 0 | 0 | 0 | 0 | 0 | 0 | 0 | 0
F1_Commercial_Hospital_New_Food Preparation_Natural Gas_Oven_E5 | F1 | Commercial | Hospital | New | Food Preparation | Natural Gas | Oven | E5 | RVT - Cost of Equipment | 0 | 0 | 0 | 0 | 0 | 0 | 0 | 0 | 0 | 0 | 0 | 0 | 0 | 0 | 0 | 0 | 0 | 0 | 0 | 0 | 0 | 0 | 0 | 0 | 0 | 0 | 0 | 0 | 0 | 0 | 0 | 0 | 0
F1_Commercial_Hospital_New_Food Preparation_Natural Gas_Oven_E6 | F1 | Commercial | Hospital | New | Food Preparation | Natural Gas | Oven | E6 | RVT - Cost of Equipment | 0 | 0 | 0 | 0 | 0 | 0 | 0 | 0 | 0 | 0 | 0 | 0 | 0 | 0 | 0 | 0 | 0 | 0 | 0 | 0 | 0 | 0 | 0 | 0 | 0 | 0 | 0 | 0 | 0 | 0 | 0 | 0 | 0
F1_Commercial_Hospital_New_Food Preparation_Natural Gas_Oven_E7 | F1 | Commercial | Hospital | New | Food Preparation | Natural Gas | Oven | E7 | RVT - Cost of Equipment | 0 | 0 | 0 | 0 | 0 | 0 | 0 | 0 | 0 | 0 | 0 | 0 | 0 | 0 | 0 | 0 | 0 | 0 | 0 | 0 | 0 | 0 | 0 | 0 | 0 | 0 | 0 | 0 | 0 | 0 | 0 | 0 | 0
F1_Commercial_Hospital_New_Food Preparation_Natural Gas_Oven_E8 | F1 | Commercial | Hospital | New | Food Preparation | Natural Gas | Oven | E8 | RVT - Cost of Equipment | 0 | 0 | 0 | 0 | 0 | 0 | 0 | 0 | 0 | 0 | 0 | 0 | 0 | 0 | 0 | 0 | 0 | 0 | 0 | 0 | 0 | 0 | 0 | 0 | 0 | 0 | 0 | 0 | 0 | 0 | 0 | 0 | 0
F1_Commercial_Hospital_New_Food Preparation_Natural Gas_Oven_E9 | F1 | Commercial | Hospital | New | Food Preparation | Natural Gas | Oven | E9 | RVT - Cost of Equipment | 0 | 0 | 0 | 0 | 0 | 0 | 0 | 0 | 0 | 0 | 0 | 0 | 0 | 0 | 0 | 0 | 0 | 0 | 0 | 0 | 0 | 0 | 0 | 0 | 0 | 0 | 0 | 0 | 0 | 0 | 0 | 0 | 0
F1_Commercial_Hospital_New_Food Preparation_Natural Gas_Oven_E10 | F1 | Commercial | Hospital | New | Food Preparation | Natural Gas | Oven | E10 | RVT - Cost of Equipment | 0 | 0 | 0 | 0 | 0 | 0 | 0 | 0 | 0 | 0 | 0 | 0 | 0 | 0 | 0 | 0 | 0 | 0 | 0 | 0 | 0 | 0 | 0 | 0 | 0 | 0 | 0 | 0 | 0 | 0 | 0 | 0 | 0
F2_Commercial_Hospital_New_Food Preparation_Natural Gas_Oven_E1 | F2 | Commercial | Hospital | New | Food Preparation | Natural Gas | Oven | E1 | RVT - Cost of Operation | 0.15571 | 0.15689 | 0.15822 | 0.15968 | 0.16134 | 0.16326 | 0.16482 | 0.16632 | 0.16784 | 0.16943 | 0.17094 | 0.17232 | 0.17374 | 0.17523 | 0.17687 | 0.17848 | 0.18019 | 0.18199 | 0.18387 | 0.18578 | 0.18771 | 0.18952 | 0.19115 | 0.19259 | 0.19383 | 0.1949 | 0.19565 | 0.1962 | 0.19668 | 0.19709 | 0.19749 | 0.19767 | 0.19767
F2_Commercial_Hospital_New_Food Preparation_Natural Gas_Oven_E2 | F2 | Commercial | Hospital | New | Food Preparation | Natural Gas | Oven | E2 | RVT - Cost of Operation | 0.13529 | 0.13632 | 0.13747 | 0.13874 | 0.14018 | 0.14185 | 0.14321 | 0.14451 | 0.14583 | 0.14721 | 0.14852 | 0.14972 | 0.15096 | 0.15225 | 0.15368 | 0.15508 | 0.15656 | 0.15812 | 0.15975 | 0.16142 | 0.16309 | 0.16466 | 0.16608 | 0.16733 | 0.16841 | 0.16934 | 0.16999 | 0.17047 | 0.17088 | 0.17124 | 0.17159 | 0.17175 | 0.17175
F2_Commercial_Hospital_New_Food Preparation_Natural Gas_Oven_E3 | F2 | Commercial | Hospital | New | Food Preparation | Natural Gas | Oven | E3 | RVT - Cost of Operation | 0 | 0 | 0 | 0 | 0 | 0 | 0 | 0 | 0 | 0 | 0 | 0 | 0 | 0 | 0 | 0 | 0 | 0 | 0 | 0 | 0 | 0 | 0 | 0 | 0 | 0 | 0 | 0 | 0 | 0 | 0 | 0 | 0
F2_Commercial_Hospital_New_Food Preparation_Natural Gas_Oven_E4 | F2 | Commercial | Hospital | New | Food Preparation | Natural Gas | Oven | E4 | RVT - Cost of Operation | 0 | 0 | 0 | 0 | 0 | 0 | 0 | 0 | 0 | 0 | 0 | 0 | 0 | 0 | 0 | 0 | 0 | 0 | 0 | 0 | 0 | 0 | 0 | 0 | 0 | 0 | 0 | 0 | 0 | 0 | 0 | 0 | 0
F2_Commercial_Hospital_New_Food Preparation_Natural Gas_Oven_E5 | F2 | Commercial | Hospital | New | Food Preparation | Natural Gas | Oven | E5 | RVT - Cost of Operation | 0 | 0 | 0 | 0 | 0 | 0 | 0 | 0 | 0 | 0 | 0 | 0 | 0 | 0 | 0 | 0 | 0 | 0 | 0 | 0 | 0 | 0 | 0 | 0 | 0 | 0 | 0 | 0 | 0 | 0 | 0 | 0 | 0
F2_Commercial_Hospital_New_Food Preparation_Natural Gas_Oven_E6 | F2 | Commercial | Hospital | New | Food Preparation | Natural Gas | Oven | E6 | RVT - Cost of Operation | 0 | 0 | 0 | 0 | 0 | 0 | 0 | 0 | 0 | 0 | 0 | 0 | 0 | 0 | 0 | 0 | 0 | 0 | 0 | 0 | 0 | 0 | 0 | 0 | 0 | 0 | 0 | 0 | 0 | 0 | 0 | 0 | 0
F2_Commercial_Hospital_New_Food Preparation_Natural Gas_Oven_E7 | F2 | Commercial | Hospital | New | Food Preparation | Natural Gas | Oven | E7 | RVT - Cost of Operation | 0 | 0 | 0 | 0 | 0 | 0 | 0 | 0 | 0 | 0 | 0 | 0 | 0 | 0 | 0 | 0 | 0 | 0 | 0 | 0 | 0 | 0 | 0 | 0 | 0 | 0 | 0 | 0 | 0 | 0 | 0 | 0 | 0
F2_Commercial_Hospital_New_Food Preparation_Natural Gas_Oven_E8 | F2 | Commercial | Hospital | New | Food Preparation | Natural Gas | Oven | E8 | RVT - Cost of Operation | 0 | 0 | 0 | 0 | 0 | 0 | 0 | 0 | 0 | 0 | 0 | 0 | 0 | 0 | 0 | 0 | 0 | 0 | 0 | 0 | 0 | 0 | 0 | 0 | 0 | 0 | 0 | 0 | 0 | 0 | 0 | 0 | 0
F2_Commercial_Hospital_New_Food Preparation_Natural Gas_Oven_E9 | F2 | Commercial | Hospital | New | Food Preparation | Natural Gas | Oven | E9 | RVT - Cost of Operation | 0 | 0 | 0 | 0 | 0 | 0 | 0 | 0 | 0 | 0 | 0 | 0 | 0 | 0 | 0 | 0 | 0 | 0 | 0 | 0 | 0 | 0 | 0 | 0 | 0 | 0 | 0 | 0 | 0 | 0 | 0 | 0 | 0
F2_Commercial_Hospital_New_Food Preparation_Natural Gas_Oven_E10 | F2 | Commercial | Hospital | New | Food Preparation | Natural Gas | Oven | E10 | RVT - Cost of Operation | 0 | 0 | 0 | 0 | 0 | 0 | 0 | 0 | 0 | 0 | 0 | 0 | 0 | 0 | 0 | 0 | 0 | 0 | 0 | 0 | 0 | 0 | 0 | 0 | 0 | 0 | 0 | 0 | 0 | 0 | 0 | 0 | 0
F3_Commercial_Hospital_New_Food Preparation_Natural Gas_Oven_E1 | F3 | Commercial | Hospital | New | Food Preparation | Natural Gas | Oven | E1 | System - kBTUs of Consumption | 0.099956 | 0.099956 | 0.099956 | 0.099956 | 0.099956 | 0.099956 | 0.099956 | 0.099956 | 0.099956 | 0.099956 | 0.099956 | 0.099956 | 0.099956 | 0.099956 | 0.099956 | 0.099956 | 0.099956 | 0.099956 | 0.099956 | 0.099956 | 0.099956 | 0.099956 | 0.099956 | 0.099956 | 0.099956 | 0.099956 | 0.099956 | 0.099956 | 0.099956 | 0.099956 | 0.099956 | 0.099956 | 0.099956
F3_Commercial_Hospital_New_Food Preparation_Natural Gas_Oven_E2 | F3 | Commercial | Hospital | New | Food Preparation | Natural Gas | Oven | E2 | System - kBTUs of Consumption | 0.1053 | 0.1053 | 0.1053 | 0.1053 | 0.1053 | 0.1053 | 0.1053 | 0.1053 | 0.1053 | 0.1053 | 0.1053 | 0.1053 | 0.1053 | 0.1053 | 0.1053 | 0.1053 | 0.1053 | 0.1053 | 0.1053 | 0.1053 | 0.1053 | 0.1053 | 0.1053 | 0.1053 | 0.1053 | 0.1053 | 0.1053 | 0.1053 | 0.1053 | 0.1053 | 0.1053 | 0.1053 | 0.1053
F3_Commercial_Hospital_New_Food Preparation_Natural Gas_Oven_E3 | F3 | Commercial | Hospital | New | Food Preparation | Natural Gas | Oven | E3 | System - kBTUs of Consumption | 0 | 0 | 0 | 0 | 0 | 0 | 0 | 0 | 0 | 0 | 0 | 0 | 0 | 0 | 0 | 0 | 0 | 0 | 0 | 0 | 0 | 0 | 0 | 0 | 0 | 0 | 0 | 0 | 0 | 0 | 0 | 0 | 0
F3_Commercial_Hospital_New_Food Preparation_Natural Gas_Oven_E4 | F3 | Commercial | Hospital | New | Food Preparation | Natural Gas | Oven | E4 | System - kBTUs of Consumption | 0 | 0 | 0 | 0 | 0 | 0 | 0 | 0 | 0 | 0 | 0 | 0 | 0 | 0 | 0 | 0 | 0 | 0 | 0 | 0 | 0 | 0 | 0 | 0 | 0 | 0 | 0 | 0 | 0 | 0 | 0 | 0 | 0
F3_Commercial_Hospital_New_Food Preparation_Natural Gas_Oven_E5 | F3 | Commercial | Hospital | New | Food Preparation | Natural Gas | Oven | E5 | System - kBTUs of Consumption | 0 | 0 | 0 | 0 | 0 | 0 | 0 | 0 | 0 | 0 | 0 | 0 | 0 | 0 | 0 | 0 | 0 | 0 | 0 | 0 | 0 | 0 | 0 | 0 | 0 | 0 | 0 | 0 | 0 | 0 | 0 | 0 | 0
F3_Commercial_Hospital_New_Food Preparation_Natural Gas_Oven_E6 | F3 | Commercial | Hospital | New | Food Preparation | Natural Gas | Oven | E6 | System - kBTUs of Consumption | 0 | 0 | 0 | 0 | 0 | 0 | 0 | 0 | 0 | 0 | 0 | 0 | 0 | 0 | 0 | 0 | 0 | 0 | 0 | 0 | 0 | 0 | 0 | 0 | 0 | 0 | 0 | 0 | 0 | 0 | 0 | 0 | 0
F3_Commercial_Hospital_New_Food Preparation_Natural Gas_Oven_E7 | F3 | Commercial | Hospital | New | Food Preparation | Natural Gas | Oven | E7 | System - kBTUs of Consumption | 0 | 0 | 0 | 0 | 0 | 0 | 0 | 0 | 0 | 0 | 0 | 0 | 0 | 0 | 0 | 0 | 0 | 0 | 0 | 0 | 0 | 0 | 0 | 0 | 0 | 0 | 0 | 0 | 0 | 0 | 0 | 0 | 0
F3_Commercial_Hospital_New_Food Preparation_Natural Gas_Oven_E8 | F3 | Commercial | Hospital | New | Food Preparation | Natural Gas | Oven | E8 | System - kBTUs of Consumption | 0 | 0 | 0 | 0 | 0 | 0 | 0 | 0 | 0 | 0 | 0 | 0 | 0 | 0 | 0 | 0 | 0 | 0 | 0 | 0 | 0 | 0 | 0 | 0 | 0 | 0 | 0 | 0 | 0 | 0 | 0 | 0 | 0
F3_Commercial_Hospital_New_Food Preparation_Natural Gas_Oven_E9 | F3 | Commercial | Hospital | New | Food Preparation | Natural Gas | Oven | E9 | System - kBTUs of Consumption | 0 | 0 | 0 | 0 | 0 | 0 | 0 | 0 | 0 | 0 | 0 | 0 | 0 | 0 | 0 | 0 | 0 | 0 | 0 | 0 | 0 | 0 | 0 | 0 | 0 | 0 | 0 | 0 | 0 | 0 | 0 | 0 | 0
F3_Commercial_Hospital_New_Food Preparation_Natural Gas_Oven_E10 | F3 | Commercial | Hospital | New | Food Preparation | Natural Gas | Oven | E10 | System - kBTUs of Consumption | 0 | 0 | 0 | 0 | 0 | 0 | 0 | 0 | 0 | 0 | 0 | 0 | 0 | 0 | 0 | 0 | 0 | 0 | 0 | 0 | 0 | 0 | 0 | 0 | 0 | 0 | 0 | 0 | 0 | 0 | 0 | 0 | 0
F4_Commercial_Hospital_New_Food Preparation_Natural Gas_Oven_E1 | F4 | Commercial | Hospital | New | Food Preparation | Natural Gas | Oven | E1 | Utility - Cost of Equipment | 0.15571 | 0.15689 | 0.15822 | 0.15968 | 0.16134 | 0.16326 | 0.16482 | 0.16632 | 0.16784 | 0.16943 | 0.17094 | 0.17232 | 0.17374 | 0.17523 | 0.17687 | 0.17848 | 0.18019 | 0.18199 | 0.18387 | 0.18578 | 0.18771 | 0.18952 | 0.19115 | 0.19259 | 0.19383 | 0.1949 | 0.19565 | 0.1962 | 0.19668 | 0.19709 | 0.19749 | 0.19767 | 0.19767
F4_Commercial_Hospital_New_Food Preparation_Natural Gas_Oven_E2 | F4 | Commercial | Hospital | New | Food Preparation | Natural Gas | Oven | E2 | Utility - Cost of Equipment | 0.13529 | 0.13632 | 0.13747 | 0.13874 | 0.14018 | 0.14185 | 0.14321 | 0.14451 | 0.14583 | 0.14721 | 0.14852 | 0.14972 | 0.15096 | 0.15225 | 0.15368 | 0.15508 | 0.15656 | 0.15812 | 0.15975 | 0.16142 | 0.16309 | 0.16466 | 0.16608 | 0.16733 | 0.16841 | 0.16934 | 0.16999 | 0.17047 | 0.17088 | 0.17124 | 0.17159 | 0.17175 | 0.17175
F4_Commercial_Hospital_New_Food Preparation_Natural Gas_Oven_E3 | F4 | Commercial | Hospital | New | Food Preparation | Natural Gas | Oven | E3 | Utility - Cost of Equipment | 0 | 0 | 0 | 0 | 0 | 0 | 0 | 0 | 0 | 0 | 0 | 0 | 0 | 0 | 0 | 0 | 0 | 0 | 0 | 0 | 0 | 0 | 0 | 0 | 0 | 0 | 0 | 0 | 0 | 0 | 0 | 0 | 0
F4_Commercial_Hospital_New_Food Preparation_Natural Gas_Oven_E4 | F4 | Commercial | Hospital | New | Food Preparation | Natural Gas | Oven | E4 | Utility - Cost of Equipment | 0 | 0 | 0 | 0 | 0 | 0 | 0 | 0 | 0 | 0 | 0 | 0 | 0 | 0 | 0 | 0 | 0 | 0 | 0 | 0 | 0 | 0 | 0 | 0 | 0 | 0 | 0 | 0 | 0 | 0 | 0 | 0 | 0
F4_Commercial_Hospital_New_Food Preparation_Natural Gas_Oven_E5 | F4 | Commercial | Hospital | New | Food Preparation | Natural Gas | Oven | E5 | Utility - Cost of Equipment | 0 | 0 | 0 | 0 | 0 | 0 | 0 | 0 | 0 | 0 | 0 | 0 | 0 | 0 | 0 | 0 | 0 | 0 | 0 | 0 | 0 | 0 | 0 | 0 | 0 | 0 | 0 | 0 | 0 | 0 | 0 | 0 | 0
F4_Commercial_Hospital_New_Food Preparation_Natural Gas_Oven_E6 | F4 | Commercial | Hospital | New | Food Preparation | Natural Gas | Oven | E6 | Utility - Cost of Equipment | 0 | 0 | 0 | 0 | 0 | 0 | 0 | 0 | 0 | 0 | 0 | 0 | 0 | 0 | 0 | 0 | 0 | 0 | 0 | 0 | 0 | 0 | 0 | 0 | 0 | 0 | 0 | 0 | 0 | 0 | 0 | 0 | 0
F4_Commercial_Hospital_New_Food Preparation_Natural Gas_Oven_E7 | F4 | Commercial | Hospital | New | Food Preparation | Natural Gas | Oven | E7 | Utility - Cost of Equipment | 0 | 0 | 0 | 0 | 0 | 0 | 0 | 0 | 0 | 0 | 0 | 0 | 0 | 0 | 0 | 0 | 0 | 0 | 0 | 0 | 0 | 0 | 0 | 0 | 0 | 0 | 0 | 0 | 0 | 0 | 0 | 0 | 0
F4_Commercial_Hospital_New_Food Preparation_Natural Gas_Oven_E8 | F4 | Commercial | Hospital | New | Food Preparation | Natural Gas | Oven | E8 | Utility - Cost of Equipment | 0 | 0 | 0 | 0 | 0 | 0 | 0 | 0 | 0 | 0 | 0 | 0 | 0 | 0 | 0 | 0 | 0 | 0 | 0 | 0 | 0 | 0 | 0 | 0 | 0 | 0 | 0 | 0 | 0 | 0 | 0 | 0 | 0
F4_Commercial_Hospital_New_Food Preparation_Natural Gas_Oven_E9 | F4 | Commercial | Hospital | New | Food Preparation | Natural Gas | Oven | E9 | Utility - Cost of Equipment | 0 | 0 | 0 | 0 | 0 | 0 | 0 | 0 | 0 | 0 | 0 | 0 | 0 | 0 | 0 | 0 | 0 | 0 | 0 | 0 | 0 | 0 | 0 | 0 | 0 | 0 | 0 | 0 | 0 | 0 | 0 | 0 | 0
F4_Commercial_Hospital_New_Food Preparation_Natural Gas_Oven_E10 | F4 | Commercial | Hospital | New | Food Preparation | Natural Gas | Oven | E10 | Utility - Cost of Equipment | 0 | 0 | 0 | 0 | 0 | 0 | 0 | 0 | 0 | 0 | 0 | 0 | 0 | 0 | 0 | 0 | 0 | 0 | 0 | 0 | 0 | 0 | 0 | 0 | 0 | 0 | 0 | 0 | 0 | 0 | 0 | 0 | 0
F5_Commercial_Hospital_New_Food Preparation_Natural Gas_Oven_E1 | F5 | Commercial | Hospital | New | Food Preparation | Natural Gas | Oven | E1 | Utility - Cost of Operation | 0.099956 | 0.099956 | 0.099956 | 0.099956 | 0.099956 | 0.099956 | 0.099956 | 0.099956 | 0.099956 | 0.099956 | 0.099956 | 0.099956 | 0.099956 | 0.099956 | 0.099956 | 0.099956 | 0.099956 | 0.099956 | 0.099956 | 0.099956 | 0.099956 | 0.099956 | 0.099956 | 0.099956 | 0.099956 | 0.099956 | 0.099956 | 0.099956 | 0.099956 | 0.099956 | 0.099956 | 0.099956 | 0.099956
F5_Commercial_Hospital_New_Food Preparation_Natural Gas_Oven_E2 | F5 | Commercial | Hospital | New | Food Preparation | Natural Gas | Oven | E2 | Utility - Cost of Operation | 0.1053 | 0.1053 | 0.1053 | 0.1053 | 0.1053 | 0.1053 | 0.1053 | 0.1053 | 0.1053 | 0.1053 | 0.1053 | 0.1053 | 0.1053 | 0.1053 | 0.1053 | 0.1053 | 0.1053 | 0.1053 | 0.1053 | 0.1053 | 0.1053 | 0.1053 | 0.1053 | 0.1053 | 0.1053 | 0.1053 | 0.1053 | 0.1053 | 0.1053 | 0.1053 | 0.1053 | 0.1053 | 0.1053
F5_Commercial_Hospital_New_Food Preparation_Natural Gas_Oven_E3 | F5 | Commercial | Hospital | New | Food Preparation | Natural Gas | Oven | E3 | Utility - Cost of Operation | 0 | 0 | 0 | 0 | 0 | 0 | 0 | 0 | 0 | 0 | 0 | 0 | 0 | 0 | 0 | 0 | 0 | 0 | 0 | 0 | 0 | 0 | 0 | 0 | 0 | 0 | 0 | 0 | 0 | 0 | 0 | 0 | 0
F5_Commercial_Hospital_New_Food Preparation_Natural Gas_Oven_E4 | F5 | Commercial | Hospital | New | Food Preparation | Natural Gas | Oven | E4 | Utility - Cost of Operation | 0 | 0 | 0 | 0 | 0 | 0 | 0 | 0 | 0 | 0 | 0 | 0 | 0 | 0 | 0 | 0 | 0 | 0 | 0 | 0 | 0 | 0 | 0 | 0 | 0 | 0 | 0 | 0 | 0 | 0 | 0 | 0 | 0
F5_Commercial_Hospital_New_Food Preparation_Natural Gas_Oven_E5 | F5 | Commercial | Hospital | New | Food Preparation | Natural Gas | Oven | E5 | Utility - Cost of Operation | 0 | 0 | 0 | 0 | 0 | 0 | 0 | 0 | 0 | 0 | 0 | 0 | 0 | 0 | 0 | 0 | 0 | 0 | 0 | 0 | 0 | 0 | 0 | 0 | 0 | 0 | 0 | 0 | 0 | 0 | 0 | 0 | 0
F5_Commercial_Hospital_New_Food Preparation_Natural Gas_Oven_E6 | F5 | Commercial | Hospital | New | Food Preparation | Natural Gas | Oven | E6 | Utility - Cost of Operation | 0 | 0 | 0 | 0 | 0 | 0 | 0 | 0 | 0 | 0 | 0 | 0 | 0 | 0 | 0 | 0 | 0 | 0 | 0 | 0 | 0 | 0 | 0 | 0 | 0 | 0 | 0 | 0 | 0 | 0 | 0 | 0 | 0
F5_Commercial_Hospital_New_Food Preparation_Natural Gas_Oven_E7 | F5 | Commercial | Hospital | New | Food Preparation | Natural Gas | Oven | E7 | Utility - Cost of Operation | 0 | 0 | 0 | 0 | 0 | 0 | 0 | 0 | 0 | 0 | 0 | 0 | 0 | 0 | 0 | 0 | 0 | 0 | 0 | 0 | 0 | 0 | 0 | 0 | 0 | 0 | 0 | 0 | 0 | 0 | 0 | 0 | 0
F5_Commercial_Hospital_New_Food Preparation_Natural Gas_Oven_E8 | F5 | Commercial | Hospital | New | Food Preparation | Natural Gas | Oven | E8 | Utility - Cost of Operation | 0 | 0 | 0 | 0 | 0 | 0 | 0 | 0 | 0 | 0 | 0 | 0 | 0 | 0 | 0 | 0 | 0 | 0 | 0 | 0 | 0 | 0 | 0 | 0 | 0 | 0 | 0 | 0 | 0 | 0 | 0 | 0 | 0
F5_Commercial_Hospital_New_Food Preparation_Natural Gas_Oven_E9 | F5 | Commercial | Hospital | New | Food Preparation | Natural Gas | Oven | E9 | Utility - Cost of Operation | 0 | 0 | 0 | 0 | 0 | 0 | 0 | 0 | 0 | 0 | 0 | 0 | 0 | 0 | 0 | 0 | 0 | 0 | 0 | 0 | 0 | 0 | 0 | 0 | 0 | 0 | 0 | 0 | 0 | 0 | 0 | 0 | 0
F5_Commercial_Hospital_New_Food Preparation_Natural Gas_Oven_E10 | F5 | Commercial | Hospital | New | Food Preparation | Natural Gas | Oven | E10 | Utility - Cost of Operation | 0 | 0 | 0 | 0 | 0 | 0 | 0 | 0 | 0 | 0 | 0 | 0 | 0 | 0 | 0 | 0 | 0 | 0 | 0 | 0 | 0 | 0 | 0 | 0 | 0 | 0 | 0 | 0 | 0 | 0 | 0 | 0 | 0
F6_Commercial_Hospital_New_Food Preparation_Natural Gas_Oven_E1 | F6 | Commercial | Hospital | New | Food Preparation | Natural Gas | Oven | E1 | Utility - Value of Sales | 0.092217 | 0.092217 | 0.092217 | 0.092217 | 0.092217 | 0.092217 | 0.092217 | 0.092217 | 0.092217 | 0.092217 | 0.092217 | 0.092217 | 0.092217 | 0.092217 | 0.092217 | 0.092217 | 0.092217 | 0.092217 | 0.092217 | 0.092217 | 0.092217 | 0.092217 | 0.092217 | 0.092217 | 0.092217 | 0.092217 | 0.092217 | 0.092217 | 0.092217 | 0.092217 | 0.092217 | 0.092217 | 0.092217
F6_Commercial_Hospital_New_Food Preparation_Natural Gas_Oven_E2 | F6 | Commercial | Hospital | New | Food Preparation | Natural Gas | Oven | E2 | Utility - Value of Sales | 0.080123 | 0.080123 | 0.080123 | 0.080123 | 0.080123 | 0.080123 | 0.080123 | 0.080123 | 0.080123 | 0.080123 | 0.080123 | 0.080123 | 0.080123 | 0.080123 | 0.080123 | 0.080123 | 0.080123 | 0.080123 | 0.080123 | 0.080123 | 0.080123 | 0.080123 | 0.080123 | 0.080123 | 0.080123 | 0.080123 | 0.080123 | 0.080123 | 0.080123 | 0.080123 | 0.080123 | 0.080123 | 0.080123
F6_Commercial_Hospital_New_Food Preparation_Natural Gas_Oven_E3 | F6 | Commercial | Hospital | New | Food Preparation | Natural Gas | Oven | E3 | Utility - Value of Sales | 0 | 0 | 0 | 0 | 0 | 0 | 0 | 0 | 0 | 0 | 0 | 0 | 0 | 0 | 0 | 0 | 0 | 0 | 0 | 0 | 0 | 0 | 0 | 0 | 0 | 0 | 0 | 0 | 0 | 0 | 0 | 0 | 0
F6_Commercial_Hospital_New_Food Preparation_Natural Gas_Oven_E4 | F6 | Commercial | Hospital | New | Food Preparation | Natural Gas | Oven | E4 | Utility - Value of Sales | 0 | 0 | 0 | 0 | 0 | 0 | 0 | 0 | 0 | 0 | 0 | 0 | 0 | 0 | 0 | 0 | 0 | 0 | 0 | 0 | 0 | 0 | 0 | 0 | 0 | 0 | 0 | 0 | 0 | 0 | 0 | 0 | 0
F6_Commercial_Hospital_New_Food Preparation_Natural Gas_Oven_E5 | F6 | Commercial | Hospital | New | Food Preparation | Natural Gas | Oven | E5 | Utility - Value of Sales | 0 | 0 | 0 | 0 | 0 | 0 | 0 | 0 | 0 | 0 | 0 | 0 | 0 | 0 | 0 | 0 | 0 | 0 | 0 | 0 | 0 | 0 | 0 | 0 | 0 | 0 | 0 | 0 | 0 | 0 | 0 | 0 | 0
F6_Commercial_Hospital_New_Food Preparation_Natural Gas_Oven_E6 | F6 | Commercial | Hospital | New | Food Preparation | Natural Gas | Oven | E6 | Utility - Value of Sales | 0 | 0 | 0 | 0 | 0 | 0 | 0 | 0 | 0 | 0 | 0 | 0 | 0 | 0 | 0 | 0 | 0 | 0 | 0 | 0 | 0 | 0 | 0 | 0 | 0 | 0 | 0 | 0 | 0 | 0 | 0 | 0 | 0
F6_Commercial_Hospital_New_Food Preparation_Natural Gas_Oven_E7 | F6 | Commercial | Hospital | New | Food Preparation | Natural Gas | Oven | E7 | Utility - Value of Sales | 0 | 0 | 0 | 0 | 0 | 0 | 0 | 0 | 0 | 0 | 0 | 0 | 0 | 0 | 0 | 0 | 0 | 0 | 0 | 0 | 0 | 0 | 0 | 0 | 0 | 0 | 0 | 0 | 0 | 0 | 0 | 0 | 0
F6_Commercial_Hospital_New_Food Preparation_Natural Gas_Oven_E8 | F6 | Commercial | Hospital | New | Food Preparation | Natural Gas | Oven | E8 | Utility - Value of Sales | 0 | 0 | 0 | 0 | 0 | 0 | 0 | 0 | 0 | 0 | 0 | 0 | 0 | 0 | 0 | 0 | 0 | 0 | 0 | 0 | 0 | 0 | 0 | 0 | 0 | 0 | 0 | 0 | 0 | 0 | 0 | 0 | 0
F6_Commercial_Hospital_New_Food Preparation_Natural Gas_Oven_E9 | F6 | Commercial | Hospital | New | Food Preparation | Natural Gas | Oven | E9 | Utility - Value of Sales | 0 | 0 | 0 | 0 | 0 | 0 | 0 | 0 | 0 | 0 | 0 | 0 | 0 | 0 | 0 | 0 | 0 | 0 | 0 | 0 | 0 | 0 | 0 | 0 | 0 | 0 | 0 | 0 | 0 | 0 | 0 | 0 | 0
F6_Commercial_Hospital_New_Food Preparation_Natural Gas_Oven_E10 | F6 | Commercial | Hospital | New | Food Preparation | Natural Gas | Oven | E10 | Utility - Value of Sales | 0 | 0 | 0 | 0 | 0 | 0 | 0 | 0 | 0 | 0 | 0 | 0 | 0 | 0 | 0 | 0 | 0 | 0 | 0 | 0 | 0 | 0 | 0 | 0 | 0 | 0 | 0 | 0 | 0 | 0 | 0 | 0 | 0
F1_Commercial_Hospital_New_Food Preparation_Natural Gas_Conveyor Oven_E1 | F1 | Commercial | Hospital | New | Food Preparation | Natural Gas | Conveyor Oven | E1 | RVT - Cost of Equipment | 0.24389 | 0.24567 | 0.2476 | 0.24972 | 0.25214 | 0.25495 | 0.25742 | 0.25991 | 0.2625 | 0.26518 | 0.26777 | 0.27015 | 0.27249 | 0.27482 | 0.27726 | 0.27958 | 0.28197 | 0.28442 | 0.28688 | 0.28933 | 0.29174 | 0.29393 | 0.29589 | 0.29763 | 0.29912 | 0.30041 | 0.30131 | 0.30197 | 0.30255 | 0.30304 | 0.30353 | 0.30374 | 0.30374
F1_Commercial_Hospital_New_Food Preparation_Natural Gas_Conveyor Oven_E2 | F1 | Commercial | Hospital | New | Food Preparation | Natural Gas | Conveyor Oven | E2 | RVT - Cost of Equipment | 0.1854 | 0.18675 | 0.18821 | 0.18982 | 0.19166 | 0.1938 | 0.19568 | 0.19757 | 0.19954 | 0.20158 | 0.20354 | 0.20536 | 0.20713 | 0.20891 | 0.21076 | 0.21252 | 0.21434 | 0.2162 | 0.21808 | 0.21994 | 0.22176 | 0.22344 | 0.22493 | 0.22624 | 0.22738 | 0.22836 | 0.22904 | 0.22954 | 0.22998 | 0.23036 | 0.23073 | 0.23089 | 0.23089
F1_Commercial_Hospital_New_Food Preparation_Natural Gas_Conveyor Oven_E3 | F1 | Commercial | Hospital | New | Food Preparation | Natural Gas | Conveyor Oven | E3 | RVT - Cost of Equipment | 0 | 0 | 0 | 0 | 0 | 0 | 0 | 0 | 0 | 0 | 0 | 0 | 0 | 0 | 0 | 0 | 0 | 0 | 0 | 0 | 0 | 0 | 0 | 0 | 0 | 0 | 0 | 0 | 0 | 0 | 0 | 0 | 0
F1_Commercial_Hospital_New_Food Preparation_Natural Gas_Conveyor Oven_E4 | F1 | Commercial | Hospital | New | Food Preparation | Natural Gas | Conveyor Oven | E4 | RVT - Cost of Equipment | 0 | 0 | 0 | 0 | 0 | 0 | 0 | 0 | 0 | 0 | 0 | 0 | 0 | 0 | 0 | 0 | 0 | 0 | 0 | 0 | 0 | 0 | 0 | 0 | 0 | 0 | 0 | 0 | 0 | 0 | 0 | 0 | 0
F1_Commercial_Hospital_New_Food Preparation_Natural Gas_Conveyor Oven_E5 | F1 | Commercial | Hospital | New | Food Preparation | Natural Gas | Conveyor Oven | E5 | RVT - Cost of Equipment | 0 | 0 | 0 | 0 | 0 | 0 | 0 | 0 | 0 | 0 | 0 | 0 | 0 | 0 | 0 | 0 | 0 | 0 | 0 | 0 | 0 | 0 | 0 | 0 | 0 | 0 | 0 | 0 | 0 | 0 | 0 | 0 | 0
F1_Commercial_Hospital_New_Food Preparation_Natural Gas_Conveyor Oven_E6 | F1 | Commercial | Hospital | New | Food Preparation | Natural Gas | Conveyor Oven | E6 | RVT - Cost of Equipment | 0 | 0 | 0 | 0 | 0 | 0 | 0 | 0 | 0 | 0 | 0 | 0 | 0 | 0 | 0 | 0 | 0 | 0 | 0 | 0 | 0 | 0 | 0 | 0 | 0 | 0 | 0 | 0 | 0 | 0 | 0 | 0 | 0
F1_Commercial_Hospital_New_Food Preparation_Natural Gas_Conveyor Oven_E7 | F1 | Commercial | Hospital | New | Food Preparation | Natural Gas | Conveyor Oven | E7 | RVT - Cost of Equipment | 0 | 0 | 0 | 0 | 0 | 0 | 0 | 0 | 0 | 0 | 0 | 0 | 0 | 0 | 0 | 0 | 0 | 0 | 0 | 0 | 0 | 0 | 0 | 0 | 0 | 0 | 0 | 0 | 0 | 0 | 0 | 0 | 0
F1_Commercial_Hospital_New_Food Preparation_Natural Gas_Conveyor Oven_E8 | F1 | Commercial | Hospital | New | Food Preparation | Natural Gas | Conveyor Oven | E8 | RVT - Cost of Equipment | 0 | 0 | 0 | 0 | 0 | 0 | 0 | 0 | 0 | 0 | 0 | 0 | 0 | 0 | 0 | 0 | 0 | 0 | 0 | 0 | 0 | 0 | 0 | 0 | 0 | 0 | 0 | 0 | 0 | 0 | 0 | 0 | 0
F1_Commercial_Hospital_New_Food Preparation_Natural Gas_Conveyor Oven_E9 | F1 | Commercial | Hospital | New | Food Preparation | Natural Gas | Conveyor Oven | E9 | RVT - Cost of Equipment | 0 | 0 | 0 | 0 | 0 | 0 | 0 | 0 | 0 | 0 | 0 | 0 | 0 | 0 | 0 | 0 | 0 | 0 | 0 | 0 | 0 | 0 | 0 | 0 | 0 | 0 | 0 | 0 | 0 | 0 | 0 | 0 | 0
F1_Commercial_Hospital_New_Food Preparation_Natural Gas_Conveyor Oven_E10 | F1 | Commercial | Hospital | New | Food Preparation | Natural Gas | Conveyor Oven | E10 | RVT - Cost of Equipment | 0 | 0 | 0 | 0 | 0 | 0 | 0 | 0 | 0 | 0 | 0 | 0 | 0 | 0 | 0 | 0 | 0 | 0 | 0 | 0 | 0 | 0 | 0 | 0 | 0 | 0 | 0 | 0 | 0 | 0 | 0 | 0 | 0
F2_Commercial_Hospital_New_Food Preparation_Natural Gas_Conveyor Oven_E1 | F2 | Commercial | Hospital | New | Food Preparation | Natural Gas | Conveyor Oven | E1 | RVT - Cost of Operation | 0.2922 | 0.29433 | 0.29664 | 0.29918 | 0.30208 | 0.30544 | 0.3084 | 0.31139 | 0.31449 | 0.3177 | 0.3208 | 0.32366 | 0.32646 | 0.32925 | 0.33217 | 0.33495 | 0.33782 | 0.34075 | 0.34371 | 0.34664 | 0.34952 | 0.35215 | 0.3545 | 0.35658 | 0.35837 | 0.35991 | 0.36098 | 0.36178 | 0.36247 | 0.36306 | 0.36364 | 0.3639 | 0.3639
F2_Commercial_Hospital_New_Food Preparation_Natural Gas_Conveyor Oven_E2 | F2 | Commercial | Hospital | New | Food Preparation | Natural Gas | Conveyor Oven | E2 | RVT - Cost of Operation | 0.22212 | 0.22373 | 0.22549 | 0.22742 | 0.22963 | 0.23218 | 0.23443 | 0.23671 | 0.23906 | 0.2415 | 0.24386 | 0.24603 | 0.24816 | 0.25028 | 0.2525 | 0.25462 | 0.25679 | 0.25902 | 0.26127 | 0.2635 | 0.26569 | 0.26769 | 0.26948 | 0.27105 | 0.27242 | 0.27359 | 0.2744 | 0.27501 | 0.27553 | 0.27598 | 0.27643 | 0.27662 | 0.27662
F2_Commercial_Hospital_New_Food Preparation_Natural Gas_Conveyor Oven_E3 | F2 | Commercial | Hospital | New | Food Preparation | Natural Gas | Conveyor Oven | E3 | RVT - Cost of Operation | 0 | 0 | 0 | 0 | 0 | 0 | 0 | 0 | 0 | 0 | 0 | 0 | 0 | 0 | 0 | 0 | 0 | 0 | 0 | 0 | 0 | 0 | 0 | 0 | 0 | 0 | 0 | 0 | 0 | 0 | 0 | 0 | 0
F2_Commercial_Hospital_New_Food Preparation_Natural Gas_Conveyor Oven_E4 | F2 | Commercial | Hospital | New | Food Preparation | Natural Gas | Conveyor Oven | E4 | RVT - Cost of Operation | 0 | 0 | 0 | 0 | 0 | 0 | 0 | 0 | 0 | 0 | 0 | 0 | 0 | 0 | 0 | 0 | 0 | 0 | 0 | 0 | 0 | 0 | 0 | 0 | 0 | 0 | 0 | 0 | 0 | 0 | 0 | 0 | 0
F2_Commercial_Hospital_New_Food Preparation_Natural Gas_Conveyor Oven_E5 | F2 | Commercial | Hospital | New | Food Preparation | Natural Gas | Conveyor Oven | E5 | RVT - Cost of Operation | 0 | 0 | 0 | 0 | 0 | 0 | 0 | 0 | 0 | 0 | 0 | 0 | 0 | 0 | 0 | 0 | 0 | 0 | 0 | 0 | 0 | 0 | 0 | 0 | 0 | 0 | 0 | 0 | 0 | 0 | 0 | 0 | 0
F2_Commercial_Hospital_New_Food Preparation_Natural Gas_Conveyor Oven_E6 | F2 | Commercial | Hospital | New | Food Preparation | Natural Gas | Conveyor Oven | E6 | RVT - Cost of Operation | 0 | 0 | 0 | 0 | 0 | 0 | 0 | 0 | 0 | 0 | 0 | 0 | 0 | 0 | 0 | 0 | 0 | 0 | 0 | 0 | 0 | 0 | 0 | 0 | 0 | 0 | 0 | 0 | 0 | 0 | 0 | 0 | 0
F2_Commercial_Hospital_New_Food Preparation_Natural Gas_Conveyor Oven_E7 | F2 | Commercial | Hospital | New | Food Preparation | Natural Gas | Conveyor Oven | E7 | RVT - Cost of Operation | 0 | 0 | 0 | 0 | 0 | 0 | 0 | 0 | 0 | 0 | 0 | 0 | 0 | 0 | 0 | 0 | 0 | 0 | 0 | 0 | 0 | 0 | 0 | 0 | 0 | 0 | 0 | 0 | 0 | 0 | 0 | 0 | 0
F2_Commercial_Hospital_New_Food Preparation_Natural Gas_Conveyor Oven_E8 | F2 | Commercial | Hospital | New | Food Preparation | Natural Gas | Conveyor Oven | E8 | RVT - Cost of Operation | 0 | 0 | 0 | 0 | 0 | 0 | 0 | 0 | 0 | 0 | 0 | 0 | 0 | 0 | 0 | 0 | 0 | 0 | 0 | 0 | 0 | 0 | 0 | 0 | 0 | 0 | 0 | 0 | 0 | 0 | 0 | 0 | 0
F2_Commercial_Hospital_New_Food Preparation_Natural Gas_Conveyor Oven_E9 | F2 | Commercial | Hospital | New | Food Preparation | Natural Gas | Conveyor Oven | E9 | RVT - Cost of Operation | 0 | 0 | 0 | 0 | 0 | 0 | 0 | 0 | 0 | 0 | 0 | 0 | 0 | 0 | 0 | 0 | 0 | 0 | 0 | 0 | 0 | 0 | 0 | 0 | 0 | 0 | 0 | 0 | 0 | 0 | 0 | 0 | 0
F2_Commercial_Hospital_New_Food Preparation_Natural Gas_Conveyor Oven_E10 | F2 | Commercial | Hospital | New | Food Preparation | Natural Gas | Conveyor Oven | E10 | RVT - Cost of Operation | 0 | 0 | 0 | 0 | 0 | 0 | 0 | 0 | 0 | 0 | 0 | 0 | 0 | 0 | 0 | 0 | 0 | 0 | 0 | 0 | 0 | 0 | 0 | 0 | 0 | 0 | 0 | 0 | 0 | 0 | 0 | 0 | 0
F3_Commercial_Hospital_New_Food Preparation_Natural Gas_Conveyor Oven_E1 | F3 | Commercial | Hospital | New | Food Preparation | Natural Gas | Conveyor Oven | E1 | System - kBTUs of Consumption | 0.05496 | 0.05496 | 0.05496 | 0.05496 | 0.05496 | 0.05496 | 0.05496 | 0.05496 | 0.05496 | 0.05496 | 0.05496 | 0.05496 | 0.05496 | 0.05496 | 0.05496 | 0.05496 | 0.05496 | 0.05496 | 0.05496 | 0.05496 | 0.05496 | 0.05496 | 0.05496 | 0.05496 | 0.05496 | 0.05496 | 0.05496 | 0.05496 | 0.05496 | 0.05496 | 0.05496 | 0.05496 | 0.05496
F3_Commercial_Hospital_New_Food Preparation_Natural Gas_Conveyor Oven_E2 | F3 | Commercial | Hospital | New | Food Preparation | Natural Gas | Conveyor Oven | E2 | System - kBTUs of Consumption | 0.067003 | 0.067003 | 0.067003 | 0.067003 | 0.067003 | 0.067003 | 0.067003 | 0.067003 | 0.067003 | 0.067003 | 0.067003 | 0.067003 | 0.067003 | 0.067003 | 0.067003 | 0.067003 | 0.067003 | 0.067003 | 0.067003 | 0.067003 | 0.067003 | 0.067003 | 0.067003 | 0.067003 | 0.067003 | 0.067003 | 0.067003 | 0.067003 | 0.067003 | 0.067003 | 0.067003 | 0.067003 | 0.067003
F3_Commercial_Hospital_New_Food Preparation_Natural Gas_Conveyor Oven_E3 | F3 | Commercial | Hospital | New | Food Preparation | Natural Gas | Conveyor Oven | E3 | System - kBTUs of Consumption | 0 | 0 | 0 | 0 | 0 | 0 | 0 | 0 | 0 | 0 | 0 | 0 | 0 | 0 | 0 | 0 | 0 | 0 | 0 | 0 | 0 | 0 | 0 | 0 | 0 | 0 | 0 | 0 | 0 | 0 | 0 | 0 | 0
F3_Commercial_Hospital_New_Food Preparation_Natural Gas_Conveyor Oven_E4 | F3 | Commercial | Hospital | New | Food Preparation | Natural Gas | Conveyor Oven | E4 | System - kBTUs of Consumption | 0 | 0 | 0 | 0 | 0 | 0 | 0 | 0 | 0 | 0 | 0 | 0 | 0 | 0 | 0 | 0 | 0 | 0 | 0 | 0 | 0 | 0 | 0 | 0 | 0 | 0 | 0 | 0 | 0 | 0 | 0 | 0 | 0
F3_Commercial_Hospital_New_Food Preparation_Natural Gas_Conveyor Oven_E5 | F3 | Commercial | Hospital | New | Food Preparation | Natural Gas | Conveyor Oven | E5 | System - kBTUs of Consumption | 0 | 0 | 0 | 0 | 0 | 0 | 0 | 0 | 0 | 0 | 0 | 0 | 0 | 0 | 0 | 0 | 0 | 0 | 0 | 0 | 0 | 0 | 0 | 0 | 0 | 0 | 0 | 0 | 0 | 0 | 0 | 0 | 0
F3_Commercial_Hospital_New_Food Preparation_Natural Gas_Conveyor Oven_E6 | F3 | Commercial | Hospital | New | Food Preparation | Natural Gas | Conveyor Oven | E6 | System - kBTUs of Consumption | 0 | 0 | 0 | 0 | 0 | 0 | 0 | 0 | 0 | 0 | 0 | 0 | 0 | 0 | 0 | 0 | 0 | 0 | 0 | 0 | 0 | 0 | 0 | 0 | 0 | 0 | 0 | 0 | 0 | 0 | 0 | 0 | 0
F3_Commercial_Hospital_New_Food Preparation_Natural Gas_Conveyor Oven_E7 | F3 | Commercial | Hospital | New | Food Preparation | Natural Gas | Conveyor Oven | E7 | System - kBTUs of Consumption | 0 | 0 | 0 | 0 | 0 | 0 | 0 | 0 | 0 | 0 | 0 | 0 | 0 | 0 | 0 | 0 | 0 | 0 | 0 | 0 | 0 | 0 | 0 | 0 | 0 | 0 | 0 | 0 | 0 | 0 | 0 | 0 | 0
F3_Commercial_Hospital_New_Food Preparation_Natural Gas_Conveyor Oven_E8 | F3 | Commercial | Hospital | New | Food Preparation | Natural Gas | Conveyor Oven | E8 | System - kBTUs of Consumption | 0 | 0 | 0 | 0 | 0 | 0 | 0 | 0 | 0 | 0 | 0 | 0 | 0 | 0 | 0 | 0 | 0 | 0 | 0 | 0 | 0 | 0 | 0 | 0 | 0 | 0 | 0 | 0 | 0 | 0 | 0 | 0 | 0
F3_Commercial_Hospital_New_Food Preparation_Natural Gas_Conveyor Oven_E9 | F3 | Commercial | Hospital | New | Food Preparation | Natural Gas | Conveyor Oven | E9 | System - kBTUs of Consumption | 0 | 0 | 0 | 0 | 0 | 0 | 0 | 0 | 0 | 0 | 0 | 0 | 0 | 0 | 0 | 0 | 0 | 0 | 0 | 0 | 0 | 0 | 0 | 0 | 0 | 0 | 0 | 0 | 0 | 0 | 0 | 0 | 0
F3_Commercial_Hospital_New_Food Preparation_Natural Gas_Conveyor Oven_E10 | F3 | Commercial | Hospital | New | Food Preparation | Natural Gas | Conveyor Oven | E10 | System - kBTUs of Consumption | 0 | 0 | 0 | 0 | 0 | 0 | 0 | 0 | 0 | 0 | 0 | 0 | 0 | 0 | 0 | 0 | 0 | 0 | 0 | 0 | 0 | 0 | 0 | 0 | 0 | 0 | 0 | 0 | 0 | 0 | 0 | 0 | 0
F4_Commercial_Hospital_New_Food Preparation_Natural Gas_Conveyor Oven_E1 | F4 | Commercial | Hospital | New | Food Preparation | Natural Gas | Conveyor Oven | E1 | Utility - Cost of Equipment | 0.2922 | 0.29433 | 0.29664 | 0.29918 | 0.30208 | 0.30544 | 0.3084 | 0.31139 | 0.31449 | 0.3177 | 0.3208 | 0.32366 | 0.32646 | 0.32925 | 0.33217 | 0.33495 | 0.33782 | 0.34075 | 0.34371 | 0.34664 | 0.34952 | 0.35215 | 0.3545 | 0.35658 | 0.35837 | 0.35991 | 0.36098 | 0.36178 | 0.36247 | 0.36306 | 0.36364 | 0.3639 | 0.3639
F4_Commercial_Hospital_New_Food Preparation_Natural Gas_Conveyor Oven_E2 | F4 | Commercial | Hospital | New | Food Preparation | Natural Gas | Conveyor Oven | E2 | Utility - Cost of Equipment | 0.22212 | 0.22373 | 0.22549 | 0.22742 | 0.22963 | 0.23218 | 0.23443 | 0.23671 | 0.23906 | 0.2415 | 0.24386 | 0.24603 | 0.24816 | 0.25028 | 0.2525 | 0.25462 | 0.25679 | 0.25902 | 0.26127 | 0.2635 | 0.26569 | 0.26769 | 0.26948 | 0.27105 | 0.27242 | 0.27359 | 0.2744 | 0.27501 | 0.27553 | 0.27598 | 0.27643 | 0.27662 | 0.27662
F4_Commercial_Hospital_New_Food Preparation_Natural Gas_Conveyor Oven_E3 | F4 | Commercial | Hospital | New | Food Preparation | Natural Gas | Conveyor Oven | E3 | Utility - Cost of Equipment | 0 | 0 | 0 | 0 | 0 | 0 | 0 | 0 | 0 | 0 | 0 | 0 | 0 | 0 | 0 | 0 | 0 | 0 | 0 | 0 | 0 | 0 | 0 | 0 | 0 | 0 | 0 | 0 | 0 | 0 | 0 | 0 | 0
F4_Commercial_Hospital_New_Food Preparation_Natural Gas_Conveyor Oven_E4 | F4 | Commercial | Hospital | New | Food Preparation | Natural Gas | Conveyor Oven | E4 | Utility - Cost of Equipment | 0 | 0 | 0 | 0 | 0 | 0 | 0 | 0 | 0 | 0 | 0 | 0 | 0 | 0 | 0 | 0 | 0 | 0 | 0 | 0 | 0 | 0 | 0 | 0 | 0 | 0 | 0 | 0 | 0 | 0 | 0 | 0 | 0
F4_Commercial_Hospital_New_Food Preparation_Natural Gas_Conveyor Oven_E5 | F4 | Commercial | Hospital | New | Food Preparation | Natural Gas | Conveyor Oven | E5 | Utility - Cost of Equipment | 0 | 0 | 0 | 0 | 0 | 0 | 0 | 0 | 0 | 0 | 0 | 0 | 0 | 0 | 0 | 0 | 0 | 0 | 0 | 0 | 0 | 0 | 0 | 0 | 0 | 0 | 0 | 0 | 0 | 0 | 0 | 0 | 0
F4_Commercial_Hospital_New_Food Preparation_Natural Gas_Conveyor Oven_E6 | F4 | Commercial | Hospital | New | Food Preparation | Natural Gas | Conveyor Oven | E6 | Utility - Cost of Equipment | 0 | 0 | 0 | 0 | 0 | 0 | 0 | 0 | 0 | 0 | 0 | 0 | 0 | 0 | 0 | 0 | 0 | 0 | 0 | 0 | 0 | 0 | 0 | 0 | 0 | 0 | 0 | 0 | 0 | 0 | 0 | 0 | 0
F4_Commercial_Hospital_New_Food Preparation_Natural Gas_Conveyor Oven_E7 | F4 | Commercial | Hospital | New | Food Preparation | Natural Gas | Conveyor Oven | E7 | Utility - Cost of Equipment | 0 | 0 | 0 | 0 | 0 | 0 | 0 | 0 | 0 | 0 | 0 | 0 | 0 | 0 | 0 | 0 | 0 | 0 | 0 | 0 | 0 | 0 | 0 | 0 | 0 | 0 | 0 | 0 | 0 | 0 | 0 | 0 | 0
F4_Commercial_Hospital_New_Food Preparation_Natural Gas_Conveyor Oven_E8 | F4 | Commercial | Hospital | New | Food Preparation | Natural Gas | Conveyor Oven | E8 | Utility - Cost of Equipment | 0 | 0 | 0 | 0 | 0 | 0 | 0 | 0 | 0 | 0 | 0 | 0 | 0 | 0 | 0 | 0 | 0 | 0 | 0 | 0 | 0 | 0 | 0 | 0 | 0 | 0 | 0 | 0 | 0 | 0 | 0 | 0 | 0
F4_Commercial_Hospital_New_Food Preparation_Natural Gas_Conveyor Oven_E9 | F4 | Commercial | Hospital | New | Food Preparation | Natural Gas | Conveyor Oven | E9 | Utility - Cost of Equipment | 0 | 0 | 0 | 0 | 0 | 0 | 0 | 0 | 0 | 0 | 0 | 0 | 0 | 0 | 0 | 0 | 0 | 0 | 0 | 0 | 0 | 0 | 0 | 0 | 0 | 0 | 0 | 0 | 0 | 0 | 0 | 0 | 0
F4_Commercial_Hospital_New_Food Preparation_Natural Gas_Conveyor Oven_E10 | F4 | Commercial | Hospital | New | Food Preparation | Natural Gas | Conveyor Oven | E10 | Utility - Cost of Equipment | 0 | 0 | 0 | 0 | 0 | 0 | 0 | 0 | 0 | 0 | 0 | 0 | 0 | 0 | 0 | 0 | 0 | 0 | 0 | 0 | 0 | 0 | 0 | 0 | 0 | 0 | 0 | 0 | 0 | 0 | 0 | 0 | 0
F5_Commercial_Hospital_New_Food Preparation_Natural Gas_Conveyor Oven_E1 | F5 | Commercial | Hospital | New | Food Preparation | Natural Gas | Conveyor Oven | E1 | Utility - Cost of Operation | 0.05496 | 0.05496 | 0.05496 | 0.05496 | 0.05496 | 0.05496 | 0.05496 | 0.05496 | 0.05496 | 0.05496 | 0.05496 | 0.05496 | 0.05496 | 0.05496 | 0.05496 | 0.05496 | 0.05496 | 0.05496 | 0.05496 | 0.05496 | 0.05496 | 0.05496 | 0.05496 | 0.05496 | 0.05496 | 0.05496 | 0.05496 | 0.05496 | 0.05496 | 0.05496 | 0.05496 | 0.05496 | 0.05496
F5_Commercial_Hospital_New_Food Preparation_Natural Gas_Conveyor Oven_E2 | F5 | Commercial | Hospital | New | Food Preparation | Natural Gas | Conveyor Oven | E2 | Utility - Cost of Operation | 0.067003 | 0.067003 | 0.067003 | 0.067003 | 0.067003 | 0.067003 | 0.067003 | 0.067003 | 0.067003 | 0.067003 | 0.067003 | 0.067003 | 0.067003 | 0.067003 | 0.067003 | 0.067003 | 0.067003 | 0.067003 | 0.067003 | 0.067003 | 0.067003 | 0.067003 | 0.067003 | 0.067003 | 0.067003 | 0.067003 | 0.067003 | 0.067003 | 0.067003 | 0.067003 | 0.067003 | 0.067003 | 0.067003
F5_Commercial_Hospital_New_Food Preparation_Natural Gas_Conveyor Oven_E3 | F5 | Commercial | Hospital | New | Food Preparation | Natural Gas | Conveyor Oven | E3 | Utility - Cost of Operation | 0 | 0 | 0 | 0 | 0 | 0 | 0 | 0 | 0 | 0 | 0 | 0 | 0 | 0 | 0 | 0 | 0 | 0 | 0 | 0 | 0 | 0 | 0 | 0 | 0 | 0 | 0 | 0 | 0 | 0 | 0 | 0 | 0
F5_Commercial_Hospital_New_Food Preparation_Natural Gas_Conveyor Oven_E4 | F5 | Commercial | Hospital | New | Food Preparation | Natural Gas | Conveyor Oven | E4 | Utility - Cost of Operation | 0 | 0 | 0 | 0 | 0 | 0 | 0 | 0 | 0 | 0 | 0 | 0 | 0 | 0 | 0 | 0 | 0 | 0 | 0 | 0 | 0 | 0 | 0 | 0 | 0 | 0 | 0 | 0 | 0 | 0 | 0 | 0 | 0
F5_Commercial_Hospital_New_Food Preparation_Natural Gas_Conveyor Oven_E5 | F5 | Commercial | Hospital | New | Food Preparation | Natural Gas | Conveyor Oven | E5 | Utility - Cost of Operation | 0 | 0 | 0 | 0 | 0 | 0 | 0 | 0 | 0 | 0 | 0 | 0 | 0 | 0 | 0 | 0 | 0 | 0 | 0 | 0 | 0 | 0 | 0 | 0 | 0 | 0 | 0 | 0 | 0 | 0 | 0 | 0 | 0
F5_Commercial_Hospital_New_Food Preparation_Natural Gas_Conveyor Oven_E6 | F5 | Commercial | Hospital | New | Food Preparation | Natural Gas | Conveyor Oven | E6 | Utility - Cost of Operation | 0 | 0 | 0 | 0 | 0 | 0 | 0 | 0 | 0 | 0 | 0 | 0 | 0 | 0 | 0 | 0 | 0 | 0 | 0 | 0 | 0 | 0 | 0 | 0 | 0 | 0 | 0 | 0 | 0 | 0 | 0 | 0 | 0
F5_Commercial_Hospital_New_Food Preparation_Natural Gas_Conveyor Oven_E7 | F5 | Commercial | Hospital | New | Food Preparation | Natural Gas | Conveyor Oven | E7 | Utility - Cost of Operation | 0 | 0 | 0 | 0 | 0 | 0 | 0 | 0 | 0 | 0 | 0 | 0 | 0 | 0 | 0 | 0 | 0 | 0 | 0 | 0 | 0 | 0 | 0 | 0 | 0 | 0 | 0 | 0 | 0 | 0 | 0 | 0 | 0
F5_Commercial_Hospital_New_Food Preparation_Natural Gas_Conveyor Oven_E8 | F5 | Commercial | Hospital | New | Food Preparation | Natural Gas | Conveyor Oven | E8 | Utility - Cost of Operation | 0 | 0 | 0 | 0 | 0 | 0 | 0 | 0 | 0 | 0 | 0 | 0 | 0 | 0 | 0 | 0 | 0 | 0 | 0 | 0 | 0 | 0 | 0 | 0 | 0 | 0 | 0 | 0 | 0 | 0 | 0 | 0 | 0
F5_Commercial_Hospital_New_Food Preparation_Natural Gas_Conveyor Oven_E9 | F5 | Commercial | Hospital | New | Food Preparation | Natural Gas | Conveyor Oven | E9 | Utility - Cost of Operation | 0 | 0 | 0 | 0 | 0 | 0 | 0 | 0 | 0 | 0 | 0 | 0 | 0 | 0 | 0 | 0 | 0 | 0 | 0 | 0 | 0 | 0 | 0 | 0 | 0 | 0 | 0 | 0 | 0 | 0 | 0 | 0 | 0
F5_Commercial_Hospital_New_Food Preparation_Natural Gas_Conveyor Oven_E10 | F5 | Commercial | Hospital | New | Food Preparation | Natural Gas | Conveyor Oven | E10 | Utility - Cost of Operation | 0 | 0 | 0 | 0 | 0 | 0 | 0 | 0 | 0 | 0 | 0 | 0 | 0 | 0 | 0 | 0 | 0 | 0 | 0 | 0 | 0 | 0 | 0 | 0 | 0 | 0 | 0 | 0 | 0 | 0 | 0 | 0 | 0
F6_Commercial_Hospital_New_Food Preparation_Natural Gas_Conveyor Oven_E1 | F6 | Commercial | Hospital | New | Food Preparation | Natural Gas | Conveyor Oven | E1 | Utility - Value of Sales | 0.16958 | 0.16958 | 0.16958 | 0.16958 | 0.16958 | 0.16958 | 0.16958 | 0.16958 | 0.16958 | 0.16958 | 0.16958 | 0.16958 | 0.16958 | 0.16958 | 0.16958 | 0.16958 | 0.16958 | 0.16958 | 0.16958 | 0.16958 | 0.16958 | 0.16958 | 0.16958 | 0.16958 | 0.16958 | 0.16958 | 0.16958 | 0.16958 | 0.16958 | 0.16958 | 0.16958 | 0.16958 | 0.16958
F6_Commercial_Hospital_New_Food Preparation_Natural Gas_Conveyor Oven_E2 | F6 | Commercial | Hospital | New | Food Preparation | Natural Gas | Conveyor Oven | E2 | Utility - Value of Sales | 0.12891 | 0.12891 | 0.12891 | 0.12891 | 0.12891 | 0.12891 | 0.12891 | 0.12891 | 0.12891 | 0.12891 | 0.12891 | 0.12891 | 0.12891 | 0.12891 | 0.12891 | 0.12891 | 0.12891 | 0.12891 | 0.12891 | 0.12891 | 0.12891 | 0.12891 | 0.12891 | 0.12891 | 0.12891 | 0.12891 | 0.12891 | 0.12891 | 0.12891 | 0.12891 | 0.12891 | 0.12891 | 0.12891
F6_Commercial_Hospital_New_Food Preparation_Natural Gas_Conveyor Oven_E3 | F6 | Commercial | Hospital | New | Food Preparation | Natural Gas | Conveyor Oven | E3 | Utility - Value of Sales | 0 | 0 | 0 | 0 | 0 | 0 | 0 | 0 | 0 | 0 | 0 | 0 | 0 | 0 | 0 | 0 | 0 | 0 | 0 | 0 | 0 | 0 | 0 | 0 | 0 | 0 | 0 | 0 | 0 | 0 | 0 | 0 | 0
F6_Commercial_Hospital_New_Food Preparation_Natural Gas_Conveyor Oven_E4 | F6 | Commercial | Hospital | New | Food Preparation | Natural Gas | Conveyor Oven | E4 | Utility - Value of Sales | 0 | 0 | 0 | 0 | 0 | 0 | 0 | 0 | 0 | 0 | 0 | 0 | 0 | 0 | 0 | 0 | 0 | 0 | 0 | 0 | 0 | 0 | 0 | 0 | 0 | 0 | 0 | 0 | 0 | 0 | 0 | 0 | 0
F6_Commercial_Hospital_New_Food Preparation_Natural Gas_Conveyor Oven_E5 | F6 | Commercial | Hospital | New | Food Preparation | Natural Gas | Conveyor Oven | E5 | Utility - Value of Sales | 0 | 0 | 0 | 0 | 0 | 0 | 0 | 0 | 0 | 0 | 0 | 0 | 0 | 0 | 0 | 0 | 0 | 0 | 0 | 0 | 0 | 0 | 0 | 0 | 0 | 0 | 0 | 0 | 0 | 0 | 0 | 0 | 0
F6_Commercial_Hospital_New_Food Preparation_Natural Gas_Conveyor Oven_E6 | F6 | Commercial | Hospital | New | Food Preparation | Natural Gas | Conveyor Oven | E6 | Utility - Value of Sales | 0 | 0 | 0 | 0 | 0 | 0 | 0 | 0 | 0 | 0 | 0 | 0 | 0 | 0 | 0 | 0 | 0 | 0 | 0 | 0 | 0 | 0 | 0 | 0 | 0 | 0 | 0 | 0 | 0 | 0 | 0 | 0 | 0
F6_Commercial_Hospital_New_Food Preparation_Natural Gas_Conveyor Oven_E7 | F6 | Commercial | Hospital | New | Food Preparation | Natural Gas | Conveyor Oven | E7 | Utility - Value of Sales | 0 | 0 | 0 | 0 | 0 | 0 | 0 | 0 | 0 | 0 | 0 | 0 | 0 | 0 | 0 | 0 | 0 | 0 | 0 | 0 | 0 | 0 | 0 | 0 | 0 | 0 | 0 | 0 | 0 | 0 | 0 | 0 | 0
F6_Commercial_Hospital_New_Food Preparation_Natural Gas_Conveyor Oven_E8 | F6 | Commercial | Hospital | New | Food Preparation | Natural Gas | Conveyor Oven | E8 | Utility - Value of Sales | 0 | 0 | 0 | 0 | 0 | 0 | 0 | 0 | 0 | 0 | 0 | 0 | 0 | 0 | 0 | 0 | 0 | 0 | 0 | 0 | 0 | 0 | 0 | 0 | 0 | 0 | 0 | 0 | 0 | 0 | 0 | 0 | 0
F6_Commercial_Hospital_New_Food Preparation_Natural Gas_Conveyor Oven_E9 | F6 | Commercial | Hospital | New | Food Preparation | Natural Gas | Conveyor Oven | E9 | Utility - Value of Sales | 0 | 0 | 0 | 0 | 0 | 0 | 0 | 0 | 0 | 0 | 0 | 0 | 0 | 0 | 0 | 0 | 0 | 0 | 0 | 0 | 0 | 0 | 0 | 0 | 0 | 0 | 0 | 0 | 0 | 0 | 0 | 0 | 0
F6_Commercial_Hospital_New_Food Preparation_Natural Gas_Conveyor Oven_E10 | F6 | Commercial | Hospital | New | Food Preparation | Natural Gas | Conveyor Oven | E10 | Utility - Value of Sales | 0 | 0 | 0 | 0 | 0 | 0 | 0 | 0 | 0 | 0 | 0 | 0 | 0 | 0 | 0 | 0 | 0 | 0 | 0 | 0 | 0 | 0 | 0 | 0 | 0 | 0 | 0 | 0 | 0 | 0 | 0 | 0 | 0
F1_Commercial_Hospital_New_Food Preparation_Natural Gas_Double Rack Oven_E1 | F1 | Commercial | Hospital | New | Food Preparation | Natural Gas | Double Rack Oven | E1 | RVT - Cost of Equipment | 0.42592 | 0.42916 | 0.43279 | 0.43678 | 0.44133 | 0.44659 | 0.45086 | 0.45496 | 0.45911 | 0.46344 | 0.46758 | 0.47137 | 0.47525 | 0.47932 | 0.48382 | 0.48822 | 0.49288 | 0.49781 | 0.50294 | 0.50818 | 0.51346 | 0.5184 | 0.52286 | 0.5268 | 0.53021 | 0.53314 | 0.53517 | 0.53668 | 0.53799 | 0.53911 | 0.54022 | 0.54071 | 0.54071
F1_Commercial_Hospital_New_Food Preparation_Natural Gas_Double Rack Oven_E2 | F1 | Commercial | Hospital | New | Food Preparation | Natural Gas | Double Rack Oven | E2 | RVT - Cost of Equipment | 0.23232 | 0.23409 | 0.23607 | 0.23824 | 0.24072 | 0.24359 | 0.24592 | 0.24816 | 0.25043 | 0.25279 | 0.25504 | 0.25711 | 0.25923 | 0.26145 | 0.2639 | 0.2663 | 0.26885 | 0.27153 | 0.27433 | 0.27719 | 0.28007 | 0.28276 | 0.2852 | 0.28734 | 0.2892 | 0.2908 | 0.29191 | 0.29273 | 0.29345 | 0.29406 | 0.29466 | 0.29493 | 0.29493
F1_Commercial_Hospital_New_Food Preparation_Natural Gas_Double Rack Oven_E3 | F1 | Commercial | Hospital | New | Food Preparation | Natural Gas | Double Rack Oven | E3 | RVT - Cost of Equipment | 0 | 0 | 0 | 0 | 0 | 0 | 0 | 0 | 0 | 0 | 0 | 0 | 0 | 0 | 0 | 0 | 0 | 0 | 0 | 0 | 0 | 0 | 0 | 0 | 0 | 0 | 0 | 0 | 0 | 0 | 0 | 0 | 0
F1_Commercial_Hospital_New_Food Preparation_Natural Gas_Double Rack Oven_E4 | F1 | Commercial | Hospital | New | Food Preparation | Natural Gas | Double Rack Oven | E4 | RVT - Cost of Equipment | 0 | 0 | 0 | 0 | 0 | 0 | 0 | 0 | 0 | 0 | 0 | 0 | 0 | 0 | 0 | 0 | 0 | 0 | 0 | 0 | 0 | 0 | 0 | 0 | 0 | 0 | 0 | 0 | 0 | 0 | 0 | 0 | 0
F1_Commercial_Hospital_New_Food Preparation_Natural Gas_Double Rack Oven_E5 | F1 | Commercial | Hospital | New | Food Preparation | Natural Gas | Double Rack Oven | E5 | RVT - Cost of Equipment | 0 | 0 | 0 | 0 | 0 | 0 | 0 | 0 | 0 | 0 | 0 | 0 | 0 | 0 | 0 | 0 | 0 | 0 | 0 | 0 | 0 | 0 | 0 | 0 | 0 | 0 | 0 | 0 | 0 | 0 | 0 | 0 | 0
F1_Commercial_Hospital_New_Food Preparation_Natural Gas_Double Rack Oven_E6 | F1 | Commercial | Hospital | New | Food Preparation | Natural Gas | Double Rack Oven | E6 | RVT - Cost of Equipment | 0 | 0 | 0 | 0 | 0 | 0 | 0 | 0 | 0 | 0 | 0 | 0 | 0 | 0 | 0 | 0 | 0 | 0 | 0 | 0 | 0 | 0 | 0 | 0 | 0 | 0 | 0 | 0 | 0 | 0 | 0 | 0 | 0
F1_Commercial_Hospital_New_Food Preparation_Natural Gas_Double Rack Oven_E7 | F1 | Commercial | Hospital | New | Food Preparation | Natural Gas | Double Rack Oven | E7 | RVT - Cost of Equipment | 0 | 0 | 0 | 0 | 0 | 0 | 0 | 0 | 0 | 0 | 0 | 0 | 0 | 0 | 0 | 0 | 0 | 0 | 0 | 0 | 0 | 0 | 0 | 0 | 0 | 0 | 0 | 0 | 0 | 0 | 0 | 0 | 0
F1_Commercial_Hospital_New_Food Preparation_Natural Gas_Double Rack Oven_E8 | F1 | Commercial | Hospital | New | Food Preparation | Natural Gas | Double Rack Oven | E8 | RVT - Cost of Equipment | 0 | 0 | 0 | 0 | 0 | 0 | 0 | 0 | 0 | 0 | 0 | 0 | 0 | 0 | 0 | 0 | 0 | 0 | 0 | 0 | 0 | 0 | 0 | 0 | 0 | 0 | 0 | 0 | 0 | 0 | 0 | 0 | 0
F1_Commercial_Hospital_New_Food Preparation_Natural Gas_Double Rack Oven_E9 | F1 | Commercial | Hospital | New | Food Preparation | Natural Gas | Double Rack Oven | E9 | RVT - Cost of Equipment | 0 | 0 | 0 | 0 | 0 | 0 | 0 | 0 | 0 | 0 | 0 | 0 | 0 | 0 | 0 | 0 | 0 | 0 | 0 | 0 | 0 | 0 | 0 | 0 | 0 | 0 | 0 | 0 | 0 | 0 | 0 | 0 | 0
F1_Commercial_Hospital_New_Food Preparation_Natural Gas_Double Rack Oven_E10 | F1 | Commercial | Hospital | New | Food Preparation | Natural Gas | Double Rack Oven | E10 | RVT - Cost of Equipment | 0 | 0 | 0 | 0 | 0 | 0 | 0 | 0 | 0 | 0 | 0 | 0 | 0 | 0 | 0 | 0 | 0 | 0 | 0 | 0 | 0 | 0 | 0 | 0 | 0 | 0 | 0 | 0 | 0 | 0 | 0 | 0 | 0
F2_Commercial_Hospital_New_Food Preparation_Natural Gas_Double Rack Oven_E1 | F2 | Commercial | Hospital | New | Food Preparation | Natural Gas | Double Rack Oven | E1 | RVT - Cost of Operation | 0.51028 | 0.51416 | 0.51851 | 0.52329 | 0.52874 | 0.53504 | 0.54016 | 0.54507 | 0.55005 | 0.55524 | 0.56019 | 0.56473 | 0.56938 | 0.57426 | 0.57965 | 0.58492 | 0.59051 | 0.59641 | 0.60256 | 0.60884 | 0.61516 | 0.62107 | 0.62642 | 0.63114 | 0.63522 | 0.63873 | 0.64117 | 0.64298 | 0.64455 | 0.64589 | 0.64722 | 0.6478 | 0.6478
F2_Commercial_Hospital_New_Food Preparation_Natural Gas_Double Rack Oven_E2 | F2 | Commercial | Hospital | New | Food Preparation | Natural Gas | Double Rack Oven | E2 | RVT - Cost of Operation | 0.27833 | 0.28045 | 0.28282 | 0.28543 | 0.2884 | 0.29184 | 0.29463 | 0.29731 | 0.30003 | 0.30286 | 0.30556 | 0.30804 | 0.31057 | 0.31323 | 0.31617 | 0.31905 | 0.32209 | 0.32531 | 0.32867 | 0.33209 | 0.33554 | 0.33877 | 0.34168 | 0.34426 | 0.34648 | 0.3484 | 0.34973 | 0.35072 | 0.35157 | 0.3523 | 0.35303 | 0.35335 | 0.35335
F2_Commercial_Hospital_New_Food Preparation_Natural Gas_Double Rack Oven_E3 | F2 | Commercial | Hospital | New | Food Preparation | Natural Gas | Double Rack Oven | E3 | RVT - Cost of Operation | 0 | 0 | 0 | 0 | 0 | 0 | 0 | 0 | 0 | 0 | 0 | 0 | 0 | 0 | 0 | 0 | 0 | 0 | 0 | 0 | 0 | 0 | 0 | 0 | 0 | 0 | 0 | 0 | 0 | 0 | 0 | 0 | 0
F2_Commercial_Hospital_New_Food Preparation_Natural Gas_Double Rack Oven_E4 | F2 | Commercial | Hospital | New | Food Preparation | Natural Gas | Double Rack Oven | E4 | RVT - Cost of Operation | 0 | 0 | 0 | 0 | 0 | 0 | 0 | 0 | 0 | 0 | 0 | 0 | 0 | 0 | 0 | 0 | 0 | 0 | 0 | 0 | 0 | 0 | 0 | 0 | 0 | 0 | 0 | 0 | 0 | 0 | 0 | 0 | 0
F2_Commercial_Hospital_New_Food Preparation_Natural Gas_Double Rack Oven_E5 | F2 | Commercial | Hospital | New | Food Preparation | Natural Gas | Double Rack Oven | E5 | RVT - Cost of Operation | 0 | 0 | 0 | 0 | 0 | 0 | 0 | 0 | 0 | 0 | 0 | 0 | 0 | 0 | 0 | 0 | 0 | 0 | 0 | 0 | 0 | 0 | 0 | 0 | 0 | 0 | 0 | 0 | 0 | 0 | 0 | 0 | 0
F2_Commercial_Hospital_New_Food Preparation_Natural Gas_Double Rack Oven_E6 | F2 | Commercial | Hospital | New | Food Preparation | Natural Gas | Double Rack Oven | E6 | RVT - Cost of Operation | 0 | 0 | 0 | 0 | 0 | 0 | 0 | 0 | 0 | 0 | 0 | 0 | 0 | 0 | 0 | 0 | 0 | 0 | 0 | 0 | 0 | 0 | 0 | 0 | 0 | 0 | 0 | 0 | 0 | 0 | 0 | 0 | 0
F2_Commercial_Hospital_New_Food Preparation_Natural Gas_Double Rack Oven_E7 | F2 | Commercial | Hospital | New | Food Preparation | Natural Gas | Double Rack Oven | E7 | RVT - Cost of Operation | 0 | 0 | 0 | 0 | 0 | 0 | 0 | 0 | 0 | 0 | 0 | 0 | 0 | 0 | 0 | 0 | 0 | 0 | 0 | 0 | 0 | 0 | 0 | 0 | 0 | 0 | 0 | 0 | 0 | 0 | 0 | 0 | 0
F2_Commercial_Hospital_New_Food Preparation_Natural Gas_Double Rack Oven_E8 | F2 | Commercial | Hospital | New | Food Preparation | Natural Gas | Double Rack Oven | E8 | RVT - Cost of Operation | 0 | 0 | 0 | 0 | 0 | 0 | 0 | 0 | 0 | 0 | 0 | 0 | 0 | 0 | 0 | 0 | 0 | 0 | 0 | 0 | 0 | 0 | 0 | 0 | 0 | 0 | 0 | 0 | 0 | 0 | 0 | 0 | 0
F2_Commercial_Hospital_New_Food Preparation_Natural Gas_Double Rack Oven_E9 | F2 | Commercial | Hospital | New | Food Preparation | Natural Gas | Double Rack Oven | E9 | RVT - Cost of Operation | 0 | 0 | 0 | 0 | 0 | 0 | 0 | 0 | 0 | 0 | 0 | 0 | 0 | 0 | 0 | 0 | 0 | 0 | 0 | 0 | 0 | 0 | 0 | 0 | 0 | 0 | 0 | 0 | 0 | 0 | 0 | 0 | 0
F2_Commercial_Hospital_New_Food Preparation_Natural Gas_Double Rack Oven_E10 | F2 | Commercial | Hospital | New | Food Preparation | Natural Gas | Double Rack Oven | E10 | RVT - Cost of Operation | 0 | 0 | 0 | 0 | 0 | 0 | 0 | 0 | 0 | 0 | 0 | 0 | 0 | 0 | 0 | 0 | 0 | 0 | 0 | 0 | 0 | 0 | 0 | 0 | 0 | 0 | 0 | 0 | 0 | 0 | 0 | 0 | 0
F3_Commercial_Hospital_New_Food Preparation_Natural Gas_Double Rack Oven_E1 | F3 | Commercial | Hospital | New | Food Preparation | Natural Gas | Double Rack Oven | E1 | System - kBTUs of Consumption | 0.10318 | 0.10318 | 0.10318 | 0.10318 | 0.10318 | 0.10318 | 0.10318 | 0.10318 | 0.10318 | 0.10318 | 0.10318 | 0.10318 | 0.10318 | 0.10318 | 0.10318 | 0.10318 | 0.10318 | 0.10318 | 0.10318 | 0.10318 | 0.10318 | 0.10318 | 0.10318 | 0.10318 | 0.10318 | 0.10318 | 0.10318 | 0.10318 | 0.10318 | 0.10318 | 0.10318 | 0.10318 | 0.10318
F3_Commercial_Hospital_New_Food Preparation_Natural Gas_Double Rack Oven_E2 | F3 | Commercial | Hospital | New | Food Preparation | Natural Gas | Double Rack Oven | E2 | System - kBTUs of Consumption | 0.13722 | 0.13722 | 0.13722 | 0.13722 | 0.13722 | 0.13722 | 0.13722 | 0.13722 | 0.13722 | 0.13722 | 0.13722 | 0.13722 | 0.13722 | 0.13722 | 0.13722 | 0.13722 | 0.13722 | 0.13722 | 0.13722 | 0.13722 | 0.13722 | 0.13722 | 0.13722 | 0.13722 | 0.13722 | 0.13722 | 0.13722 | 0.13722 | 0.13722 | 0.13722 | 0.13722 | 0.13722 | 0.13722
F3_Commercial_Hospital_New_Food Preparation_Natural Gas_Double Rack Oven_E3 | F3 | Commercial | Hospital | New | Food Preparation | Natural Gas | Double Rack Oven | E3 | System - kBTUs of Consumption | 0 | 0 | 0 | 0 | 0 | 0 | 0 | 0 | 0 | 0 | 0 | 0 | 0 | 0 | 0 | 0 | 0 | 0 | 0 | 0 | 0 | 0 | 0 | 0 | 0 | 0 | 0 | 0 | 0 | 0 | 0 | 0 | 0
F3_Commercial_Hospital_New_Food Preparation_Natural Gas_Double Rack Oven_E4 | F3 | Commercial | Hospital | New | Food Preparation | Natural Gas | Double Rack Oven | E4 | System - kBTUs of Consumption | 0 | 0 | 0 | 0 | 0 | 0 | 0 | 0 | 0 | 0 | 0 | 0 | 0 | 0 | 0 | 0 | 0 | 0 | 0 | 0 | 0 | 0 | 0 | 0 | 0 | 0 | 0 | 0 | 0 | 0 | 0 | 0 | 0
F3_Commercial_Hospital_New_Food Preparation_Natural Gas_Double Rack Oven_E5 | F3 | Commercial | Hospital | New | Food Preparation | Natural Gas | Double Rack Oven | E5 | System - kBTUs of Consumption | 0 | 0 | 0 | 0 | 0 | 0 | 0 | 0 | 0 | 0 | 0 | 0 | 0 | 0 | 0 | 0 | 0 | 0 | 0 | 0 | 0 | 0 | 0 | 0 | 0 | 0 | 0 | 0 | 0 | 0 | 0 | 0 | 0
F3_Commercial_Hospital_New_Food Preparation_Natural Gas_Double Rack Oven_E6 | F3 | Commercial | Hospital | New | Food Preparation | Natural Gas | Double Rack Oven | E6 | System - kBTUs of Consumption | 0 | 0 | 0 | 0 | 0 | 0 | 0 | 0 | 0 | 0 | 0 | 0 | 0 | 0 | 0 | 0 | 0 | 0 | 0 | 0 | 0 | 0 | 0 | 0 | 0 | 0 | 0 | 0 | 0 | 0 | 0 | 0 | 0
F3_Commercial_Hospital_New_Food Preparation_Natural Gas_Double Rack Oven_E7 | F3 | Commercial | Hospital | New | Food Preparation | Natural Gas | Double Rack Oven | E7 | System - kBTUs of Consumption | 0 | 0 | 0 | 0 | 0 | 0 | 0 | 0 | 0 | 0 | 0 | 0 | 0 | 0 | 0 | 0 | 0 | 0 | 0 | 0 | 0 | 0 | 0 | 0 | 0 | 0 | 0 | 0 | 0 | 0 | 0 | 0 | 0
F3_Commercial_Hospital_New_Food Preparation_Natural Gas_Double Rack Oven_E8 | F3 | Commercial | Hospital | New | Food Preparation | Natural Gas | Double Rack Oven | E8 | System - kBTUs of Consumption | 0 | 0 | 0 | 0 | 0 | 0 | 0 | 0 | 0 | 0 | 0 | 0 | 0 | 0 | 0 | 0 | 0 | 0 | 0 | 0 | 0 | 0 | 0 | 0 | 0 | 0 | 0 | 0 | 0 | 0 | 0 | 0 | 0
F3_Commercial_Hospital_New_Food Preparation_Natural Gas_Double Rack Oven_E9 | F3 | Commercial | Hospital | New | Food Preparation | Natural Gas | Double Rack Oven | E9 | System - kBTUs of Consumption | 0 | 0 | 0 | 0 | 0 | 0 | 0 | 0 | 0 | 0 | 0 | 0 | 0 | 0 | 0 | 0 | 0 | 0 | 0 | 0 | 0 | 0 | 0 | 0 | 0 | 0 | 0 | 0 | 0 | 0 | 0 | 0 | 0
F3_Commercial_Hospital_New_Food Preparation_Natural Gas_Double Rack Oven_E10 | F3 | Commercial | Hospital | New | Food Preparation | Natural Gas | Double Rack Oven | E10 | System - kBTUs of Consumption | 0 | 0 | 0 | 0 | 0 | 0 | 0 | 0 | 0 | 0 | 0 | 0 | 0 | 0 | 0 | 0 | 0 | 0 | 0 | 0 | 0 | 0 | 0 | 0 | 0 | 0 | 0 | 0 | 0 | 0 | 0 | 0 | 0
F4_Commercial_Hospital_New_Food Preparation_Natural Gas_Double Rack Oven_E1 | F4 | Commercial | Hospital | New | Food Preparation | Natural Gas | Double Rack Oven | E1 | Utility - Cost of Equipment | 0.51028 | 0.51416 | 0.51851 | 0.52329 | 0.52874 | 0.53504 | 0.54016 | 0.54507 | 0.55005 | 0.55524 | 0.56019 | 0.56473 | 0.56938 | 0.57426 | 0.57965 | 0.58492 | 0.59051 | 0.59641 | 0.60256 | 0.60884 | 0.61516 | 0.62107 | 0.62642 | 0.63114 | 0.63522 | 0.63873 | 0.64117 | 0.64298 | 0.64455 | 0.64589 | 0.64722 | 0.6478 | 0.6478
F4_Commercial_Hospital_New_Food Preparation_Natural Gas_Double Rack Oven_E2 | F4 | Commercial | Hospital | New | Food Preparation | Natural Gas | Double Rack Oven | E2 | Utility - Cost of Equipment | 0.27833 | 0.28045 | 0.28282 | 0.28543 | 0.2884 | 0.29184 | 0.29463 | 0.29731 | 0.30003 | 0.30286 | 0.30556 | 0.30804 | 0.31057 | 0.31323 | 0.31617 | 0.31905 | 0.32209 | 0.32531 | 0.32867 | 0.33209 | 0.33554 | 0.33877 | 0.34168 | 0.34426 | 0.34648 | 0.3484 | 0.34973 | 0.35072 | 0.35157 | 0.3523 | 0.35303 | 0.35335 | 0.35335
F4_Commercial_Hospital_New_Food Preparation_Natural Gas_Double Rack Oven_E3 | F4 | Commercial | Hospital | New | Food Preparation | Natural Gas | Double Rack Oven | E3 | Utility - Cost of Equipment | 0 | 0 | 0 | 0 | 0 | 0 | 0 | 0 | 0 | 0 | 0 | 0 | 0 | 0 | 0 | 0 | 0 | 0 | 0 | 0 | 0 | 0 | 0 | 0 | 0 | 0 | 0 | 0 | 0 | 0 | 0 | 0 | 0
F4_Commercial_Hospital_New_Food Preparation_Natural Gas_Double Rack Oven_E4 | F4 | Commercial | Hospital | New | Food Preparation | Natural Gas | Double Rack Oven | E4 | Utility - Cost of Equipment | 0 | 0 | 0 | 0 | 0 | 0 | 0 | 0 | 0 | 0 | 0 | 0 | 0 | 0 | 0 | 0 | 0 | 0 | 0 | 0 | 0 | 0 | 0 | 0 | 0 | 0 | 0 | 0 | 0 | 0 | 0 | 0 | 0
F4_Commercial_Hospital_New_Food Preparation_Natural Gas_Double Rack Oven_E5 | F4 | Commercial | Hospital | New | Food Preparation | Natural Gas | Double Rack Oven | E5 | Utility - Cost of Equipment | 0 | 0 | 0 | 0 | 0 | 0 | 0 | 0 | 0 | 0 | 0 | 0 | 0 | 0 | 0 | 0 | 0 | 0 | 0 | 0 | 0 | 0 | 0 | 0 | 0 | 0 | 0 | 0 | 0 | 0 | 0 | 0 | 0
F4_Commercial_Hospital_New_Food Preparation_Natural Gas_Double Rack Oven_E6 | F4 | Commercial | Hospital | New | Food Preparation | Natural Gas | Double Rack Oven | E6 | Utility - Cost of Equipment | 0 | 0 | 0 | 0 | 0 | 0 | 0 | 0 | 0 | 0 | 0 | 0 | 0 | 0 | 0 | 0 | 0 | 0 | 0 | 0 | 0 | 0 | 0 | 0 | 0 | 0 | 0 | 0 | 0 | 0 | 0 | 0 | 0
F4_Commercial_Hospital_New_Food Preparation_Natural Gas_Double Rack Oven_E7 | F4 | Commercial | Hospital | New | Food Preparation | Natural Gas | Double Rack Oven | E7 | Utility - Cost of Equipment | 0 | 0 | 0 | 0 | 0 | 0 | 0 | 0 | 0 | 0 | 0 | 0 | 0 | 0 | 0 | 0 | 0 | 0 | 0 | 0 | 0 | 0 | 0 | 0 | 0 | 0 | 0 | 0 | 0 | 0 | 0 | 0 | 0
F4_Commercial_Hospital_New_Food Preparation_Natural Gas_Double Rack Oven_E8 | F4 | Commercial | Hospital | New | Food Preparation | Natural Gas | Double Rack Oven | E8 | Utility - Cost of Equipment | 0 | 0 | 0 | 0 | 0 | 0 | 0 | 0 | 0 | 0 | 0 | 0 | 0 | 0 | 0 | 0 | 0 | 0 | 0 | 0 | 0 | 0 | 0 | 0 | 0 | 0 | 0 | 0 | 0 | 0 | 0 | 0 | 0
F4_Commercial_Hospital_New_Food Preparation_Natural Gas_Double Rack Oven_E9 | F4 | Commercial | Hospital | New | Food Preparation | Natural Gas | Double Rack Oven | E9 | Utility - Cost of Equipment | 0 | 0 | 0 | 0 | 0 | 0 | 0 | 0 | 0 | 0 | 0 | 0 | 0 | 0 | 0 | 0 | 0 | 0 | 0 | 0 | 0 | 0 | 0 | 0 | 0 | 0 | 0 | 0 | 0 | 0 | 0 | 0 | 0
F4_Commercial_Hospital_New_Food Preparation_Natural Gas_Double Rack Oven_E10 | F4 | Commercial | Hospital | New | Food Preparation | Natural Gas | Double Rack Oven | E10 | Utility - Cost of Equipment | 0 | 0 | 0 | 0 | 0 | 0 | 0 | 0 | 0 | 0 | 0 | 0 | 0 | 0 | 0 | 0 | 0 | 0 | 0 | 0 | 0 | 0 | 0 | 0 | 0 | 0 | 0 | 0 | 0 | 0 | 0 | 0 | 0
F5_Commercial_Hospital_New_Food Preparation_Natural Gas_Double Rack Oven_E1 | F5 | Commercial | Hospital | New | Food Preparation | Natural Gas | Double Rack Oven | E1 | Utility - Cost of Operation | 0.10318 | 0.10318 | 0.10318 | 0.10318 | 0.10318 | 0.10318 | 0.10318 | 0.10318 | 0.10318 | 0.10318 | 0.10318 | 0.10318 | 0.10318 | 0.10318 | 0.10318 | 0.10318 | 0.10318 | 0.10318 | 0.10318 | 0.10318 | 0.10318 | 0.10318 | 0.10318 | 0.10318 | 0.10318 | 0.10318 | 0.10318 | 0.10318 | 0.10318 | 0.10318 | 0.10318 | 0.10318 | 0.10318
F5_Commercial_Hospital_New_Food Preparation_Natural Gas_Double Rack Oven_E2 | F5 | Commercial | Hospital | New | Food Preparation | Natural Gas | Double Rack Oven | E2 | Utility - Cost of Operation | 0.13722 | 0.13722 | 0.13722 | 0.13722 | 0.13722 | 0.13722 | 0.13722 | 0.13722 | 0.13722 | 0.13722 | 0.13722 | 0.13722 | 0.13722 | 0.13722 | 0.13722 | 0.13722 | 0.13722 | 0.13722 | 0.13722 | 0.13722 | 0.13722 | 0.13722 | 0.13722 | 0.13722 | 0.13722 | 0.13722 | 0.13722 | 0.13722 | 0.13722 | 0.13722 | 0.13722 | 0.13722 | 0.13722
F5_Commercial_Hospital_New_Food Preparation_Natural Gas_Double Rack Oven_E3 | F5 | Commercial | Hospital | New | Food Preparation | Natural Gas | Double Rack Oven | E3 | Utility - Cost of Operation | 0 | 0 | 0 | 0 | 0 | 0 | 0 | 0 | 0 | 0 | 0 | 0 | 0 | 0 | 0 | 0 | 0 | 0 | 0 | 0 | 0 | 0 | 0 | 0 | 0 | 0 | 0 | 0 | 0 | 0 | 0 | 0 | 0
F5_Commercial_Hospital_New_Food Preparation_Natural Gas_Double Rack Oven_E4 | F5 | Commercial | Hospital | New | Food Preparation | Natural Gas | Double Rack Oven | E4 | Utility - Cost of Operation | 0 | 0 | 0 | 0 | 0 | 0 | 0 | 0 | 0 | 0 | 0 | 0 | 0 | 0 | 0 | 0 | 0 | 0 | 0 | 0 | 0 | 0 | 0 | 0 | 0 | 0 | 0 | 0 | 0 | 0 | 0 | 0 | 0
F5_Commercial_Hospital_New_Food Preparation_Natural Gas_Double Rack Oven_E5 | F5 | Commercial | Hospital | New | Food Preparation | Natural Gas | Double Rack Oven | E5 | Utility - Cost of Operation | 0 | 0 | 0 | 0 | 0 | 0 | 0 | 0 | 0 | 0 | 0 | 0 | 0 | 0 | 0 | 0 | 0 | 0 | 0 | 0 | 0 | 0 | 0 | 0 | 0 | 0 | 0 | 0 | 0 | 0 | 0 | 0 | 0
F5_Commercial_Hospital_New_Food Preparation_Natural Gas_Double Rack Oven_E6 | F5 | Commercial | Hospital | New | Food Preparation | Natural Gas | Double Rack Oven | E6 | Utility - Cost of Operation | 0 | 0 | 0 | 0 | 0 | 0 | 0 | 0 | 0 | 0 | 0 | 0 | 0 | 0 | 0 | 0 | 0 | 0 | 0 | 0 | 0 | 0 | 0 | 0 | 0 | 0 | 0 | 0 | 0 | 0 | 0 | 0 | 0
F5_Commercial_Hospital_New_Food Preparation_Natural Gas_Double Rack Oven_E7 | F5 | Commercial | Hospital | New | Food Preparation | Natural Gas | Double Rack Oven | E7 | Utility - Cost of Operation | 0 | 0 | 0 | 0 | 0 | 0 | 0 | 0 | 0 | 0 | 0 | 0 | 0 | 0 | 0 | 0 | 0 | 0 | 0 | 0 | 0 | 0 | 0 | 0 | 0 | 0 | 0 | 0 | 0 | 0 | 0 | 0 | 0
F5_Commercial_Hospital_New_Food Preparation_Natural Gas_Double Rack Oven_E8 | F5 | Commercial | Hospital | New | Food Preparation | Natural Gas | Double Rack Oven | E8 | Utility - Cost of Operation | 0 | 0 | 0 | 0 | 0 | 0 | 0 | 0 | 0 | 0 | 0 | 0 | 0 | 0 | 0 | 0 | 0 | 0 | 0 | 0 | 0 | 0 | 0 | 0 | 0 | 0 | 0 | 0 | 0 | 0 | 0 | 0 | 0
F5_Commercial_Hospital_New_Food Preparation_Natural Gas_Double Rack Oven_E9 | F5 | Commercial | Hospital | New | Food Preparation | Natural Gas | Double Rack Oven | E9 | Utility - Cost of Operation | 0 | 0 | 0 | 0 | 0 | 0 | 0 | 0 | 0 | 0 | 0 | 0 | 0 | 0 | 0 | 0 | 0 | 0 | 0 | 0 | 0 | 0 | 0 | 0 | 0 | 0 | 0 | 0 | 0 | 0 | 0 | 0 | 0
F5_Commercial_Hospital_New_Food Preparation_Natural Gas_Double Rack Oven_E10 | F5 | Commercial | Hospital | New | Food Preparation | Natural Gas | Double Rack Oven | E10 | Utility - Cost of Operation | 0 | 0 | 0 | 0 | 0 | 0 | 0 | 0 | 0 | 0 | 0 | 0 | 0 | 0 | 0 | 0 | 0 | 0 | 0 | 0 | 0 | 0 | 0 | 0 | 0 | 0 | 0 | 0 | 0 | 0 | 0 | 0 | 0
F6_Commercial_Hospital_New_Food Preparation_Natural Gas_Double Rack Oven_E1 | F6 | Commercial | Hospital | New | Food Preparation | Natural Gas | Double Rack Oven | E1 | Utility - Value of Sales | 0.30221 | 0.30221 | 0.30221 | 0.30221 | 0.30221 | 0.30221 | 0.30221 | 0.30221 | 0.30221 | 0.30221 | 0.30221 | 0.30221 | 0.30221 | 0.30221 | 0.30221 | 0.30221 | 0.30221 | 0.30221 | 0.30221 | 0.30221 | 0.30221 | 0.30221 | 0.30221 | 0.30221 | 0.30221 | 0.30221 | 0.30221 | 0.30221 | 0.30221 | 0.30221 | 0.30221 | 0.30221 | 0.30221
F6_Commercial_Hospital_New_Food Preparation_Natural Gas_Double Rack Oven_E2 | F6 | Commercial | Hospital | New | Food Preparation | Natural Gas | Double Rack Oven | E2 | Utility - Value of Sales | 0.16484 | 0.16484 | 0.16484 | 0.16484 | 0.16484 | 0.16484 | 0.16484 | 0.16484 | 0.16484 | 0.16484 | 0.16484 | 0.16484 | 0.16484 | 0.16484 | 0.16484 | 0.16484 | 0.16484 | 0.16484 | 0.16484 | 0.16484 | 0.16484 | 0.16484 | 0.16484 | 0.16484 | 0.16484 | 0.16484 | 0.16484 | 0.16484 | 0.16484 | 0.16484 | 0.16484 | 0.16484 | 0.16484
F6_Commercial_Hospital_New_Food Preparation_Natural Gas_Double Rack Oven_E3 | F6 | Commercial | Hospital | New | Food Preparation | Natural Gas | Double Rack Oven | E3 | Utility - Value of Sales | 0 | 0 | 0 | 0 | 0 | 0 | 0 | 0 | 0 | 0 | 0 | 0 | 0 | 0 | 0 | 0 | 0 | 0 | 0 | 0 | 0 | 0 | 0 | 0 | 0 | 0 | 0 | 0 | 0 | 0 | 0 | 0 | 0
F6_Commercial_Hospital_New_Food Preparation_Natural Gas_Double Rack Oven_E4 | F6 | Commercial | Hospital | New | Food Preparation | Natural Gas | Double Rack Oven | E4 | Utility - Value of Sales | 0 | 0 | 0 | 0 | 0 | 0 | 0 | 0 | 0 | 0 | 0 | 0 | 0 | 0 | 0 | 0 | 0 | 0 | 0 | 0 | 0 | 0 | 0 | 0 | 0 | 0 | 0 | 0 | 0 | 0 | 0 | 0 | 0
F6_Commercial_Hospital_New_Food Preparation_Natural Gas_Double Rack Oven_E5 | F6 | Commercial | Hospital | New | Food Preparation | Natural Gas | Double Rack Oven | E5 | Utility - Value of Sales | 0 | 0 | 0 | 0 | 0 | 0 | 0 | 0 | 0 | 0 | 0 | 0 | 0 | 0 | 0 | 0 | 0 | 0 | 0 | 0 | 0 | 0 | 0 | 0 | 0 | 0 | 0 | 0 | 0 | 0 | 0 | 0 | 0
F6_Commercial_Hospital_New_Food Preparation_Natural Gas_Double Rack Oven_E6 | F6 | Commercial | Hospital | New | Food Preparation | Natural Gas | Double Rack Oven | E6 | Utility - Value of Sales | 0 | 0 | 0 | 0 | 0 | 0 | 0 | 0 | 0 | 0 | 0 | 0 | 0 | 0 | 0 | 0 | 0 | 0 | 0 | 0 | 0 | 0 | 0 | 0 | 0 | 0 | 0 | 0 | 0 | 0 | 0 | 0 | 0
F6_Commercial_Hospital_New_Food Preparation_Natural Gas_Double Rack Oven_E7 | F6 | Commercial | Hospital | New | Food Preparation | Natural Gas | Double Rack Oven | E7 | Utility - Value of Sales | 0 | 0 | 0 | 0 | 0 | 0 | 0 | 0 | 0 | 0 | 0 | 0 | 0 | 0 | 0 | 0 | 0 | 0 | 0 | 0 | 0 | 0 | 0 | 0 | 0 | 0 | 0 | 0 | 0 | 0 | 0 | 0 | 0
F6_Commercial_Hospital_New_Food Preparation_Natural Gas_Double Rack Oven_E8 | F6 | Commercial | Hospital | New | Food Preparation | Natural Gas | Double Rack Oven | E8 | Utility - Value of Sales | 0 | 0 | 0 | 0 | 0 | 0 | 0 | 0 | 0 | 0 | 0 | 0 | 0 | 0 | 0 | 0 | 0 | 0 | 0 | 0 | 0 | 0 | 0 | 0 | 0 | 0 | 0 | 0 | 0 | 0 | 0 | 0 | 0
F6_Commercial_Hospital_New_Food Preparation_Natural Gas_Double Rack Oven_E9 | F6 | Commercial | Hospital | New | Food Preparation | Natural Gas | Double Rack Oven | E9 | Utility - Value of Sales | 0 | 0 | 0 | 0 | 0 | 0 | 0 | 0 | 0 | 0 | 0 | 0 | 0 | 0 | 0 | 0 | 0 | 0 | 0 | 0 | 0 | 0 | 0 | 0 | 0 | 0 | 0 | 0 | 0 | 0 | 0 | 0 | 0
F6_Commercial_Hospital_New_Food Preparation_Natural Gas_Double Rack Oven_E10 | F6 | Commercial | Hospital | New | Food Preparation | Natural Gas | Double Rack Oven | E10 | Utility - Value of Sales | 0 | 0 | 0 | 0 | 0 | 0 | 0 | 0 | 0 | 0 | 0 | 0 | 0 | 0 | 0 | 0 | 0 | 0 | 0 | 0 | 0 | 0 | 0 | 0 | 0 | 0 | 0 | 0 | 0 | 0 | 0 | 0 | 0
F1_Commercial_Hospital_New_Food Preparation_Natural Gas_Fryer_E1 | F1 | Commercial | Hospital | New | Food Preparation | Natural Gas | Fryer | E1 | RVT - Cost of Equipment | 0.20997 | 0.21063 | 0.21183 | 0 | 0 | 0 | 0 | 0 | 0 | 0 | 0 | 0 | 0 | 0 | 0 | 0 | 0 | 0 | 0 | 0 | 0 | 0 | 0 | 0 | 0 | 0 | 0 | 0 | 0 | 0 | 0 | 0 | 0
F1_Commercial_Hospital_New_Food Preparation_Natural Gas_Fryer_E2 | F1 | Commercial | Hospital | New | Food Preparation | Natural Gas | Fryer | E2 | RVT - Cost of Equipment | 0.12869 | 0.12909 | 0.12983 | 0.13084 | 0.1323 | 0.13431 | 0.13591 | 0.13748 | 0.1391 | 0.14075 | 0.14215 | 0.14321 | 0.1441 | 0.14492 | 0.14586 | 0.14672 | 0.14778 | 0.14913 | 0.15074 | 0.15259 | 0.15467 | 0.15671 | 0.15864 | 0.16038 | 0.16191 | 0.16332 | 0.16432 | 0.16515 | 0.16592 | 0.16657 | 0.16723 | 0.16751 | 0.16751
F1_Commercial_Hospital_New_Food Preparation_Natural Gas_Fryer_E3 | F1 | Commercial | Hospital | New | Food Preparation | Natural Gas | Fryer | E3 | RVT - Cost of Equipment | 0 | 0 | 0 | 0 | 0 | 0 | 0 | 0 | 0 | 0 | 0 | 0 | 0 | 0 | 0 | 0 | 0 | 0 | 0 | 0 | 0 | 0 | 0 | 0 | 0 | 0 | 0 | 0 | 0 | 0 | 0 | 0 | 0
F1_Commercial_Hospital_New_Food Preparation_Natural Gas_Fryer_E4 | F1 | Commercial | Hospital | New | Food Preparation | Natural Gas | Fryer | E4 | RVT - Cost of Equipment | 0 | 0 | 0 | 0 | 0 | 0 | 0 | 0 | 0 | 0 | 0 | 0 | 0 | 0 | 0 | 0 | 0 | 0 | 0 | 0 | 0 | 0 | 0 | 0 | 0 | 0 | 0 | 0 | 0 | 0 | 0 | 0 | 0
F1_Commercial_Hospital_New_Food Preparation_Natural Gas_Fryer_E5 | F1 | Commercial | Hospital | New | Food Preparation | Natural Gas | Fryer | E5 | RVT - Cost of Equipment | 0 | 0 | 0 | 0 | 0 | 0 | 0 | 0 | 0 | 0 | 0 | 0 | 0 | 0 | 0 | 0 | 0 | 0 | 0 | 0 | 0 | 0 | 0 | 0 | 0 | 0 | 0 | 0 | 0 | 0 | 0 | 0 | 0
F1_Commercial_Hospital_New_Food Preparation_Natural Gas_Fryer_E6 | F1 | Commercial | Hospital | New | Food Preparation | Natural Gas | Fryer | E6 | RVT - Cost of Equipment | 0 | 0 | 0 | 0 | 0 | 0 | 0 | 0 | 0 | 0 | 0 | 0 | 0 | 0 | 0 | 0 | 0 | 0 | 0 | 0 | 0 | 0 | 0 | 0 | 0 | 0 | 0 | 0 | 0 | 0 | 0 | 0 | 0
F1_Commercial_Hospital_New_Food Preparation_Natural Gas_Fryer_E7 | F1 | Commercial | Hospital | New | Food Preparation | Natural Gas | Fryer | E7 | RVT - Cost of Equipment | 0 | 0 | 0 | 0 | 0 | 0 | 0 | 0 | 0 | 0 | 0 | 0 | 0 | 0 | 0 | 0 | 0 | 0 | 0 | 0 | 0 | 0 | 0 | 0 | 0 | 0 | 0 | 0 | 0 | 0 | 0 | 0 | 0
F1_Commercial_Hospital_New_Food Preparation_Natural Gas_Fryer_E8 | F1 | Commercial | Hospital | New | Food Preparation | Natural Gas | Fryer | E8 | RVT - Cost of Equipment | 0 | 0 | 0 | 0 | 0 | 0 | 0 | 0 | 0 | 0 | 0 | 0 | 0 | 0 | 0 | 0 | 0 | 0 | 0 | 0 | 0 | 0 | 0 | 0 | 0 | 0 | 0 | 0 | 0 | 0 | 0 | 0 | 0
F1_Commercial_Hospital_New_Food Preparation_Natural Gas_Fryer_E9 | F1 | Commercial | Hospital | New | Food Preparation | Natural Gas | Fryer | E9 | RVT - Cost of Equipment | 0 | 0 | 0 | 0 | 0 | 0 | 0 | 0 | 0 | 0 | 0 | 0 | 0 | 0 | 0 | 0 | 0 | 0 | 0 | 0 | 0 | 0 | 0 | 0 | 0 | 0 | 0 | 0 | 0 | 0 | 0 | 0 | 0
F1_Commercial_Hospital_New_Food Preparation_Natural Gas_Fryer_E10 | F1 | Commercial | Hospital | New | Food Preparation | Natural Gas | Fryer | E10 | RVT - Cost of Equipment | 0 | 0 | 0 | 0 | 0 | 0 | 0 | 0 | 0 | 0 | 0 | 0 | 0 | 0 | 0 | 0 | 0 | 0 | 0 | 0 | 0 | 0 | 0 | 0 | 0 | 0 | 0 | 0 | 0 | 0 | 0 | 0 | 0
F2_Commercial_Hospital_New_Food Preparation_Natural Gas_Fryer_E1 | F2 | Commercial | Hospital | New | Food Preparation | Natural Gas | Fryer | E1 | RVT - Cost of Operation | 0.25156 | 0.25234 | 0.25378 | 0 | 0 | 0 | 0 | 0 | 0 | 0 | 0 | 0 | 0 | 0 | 0 | 0 | 0 | 0 | 0 | 0 | 0 | 0 | 0 | 0 | 0 | 0 | 0 | 0 | 0 | 0 | 0 | 0 | 0
F2_Commercial_Hospital_New_Food Preparation_Natural Gas_Fryer_E2 | F2 | Commercial | Hospital | New | Food Preparation | Natural Gas | Fryer | E2 | RVT - Cost of Operation | 0.15418 | 0.15466 | 0.15555 | 0.15676 | 0.15851 | 0.16091 | 0.16282 | 0.16471 | 0.16665 | 0.16862 | 0.1703 | 0.17157 | 0.17264 | 0.17362 | 0.17475 | 0.17578 | 0.17705 | 0.17867 | 0.18059 | 0.18282 | 0.1853 | 0.18774 | 0.19006 | 0.19214 | 0.19398 | 0.19566 | 0.19686 | 0.19786 | 0.19878 | 0.19957 | 0.20035 | 0.20069 | 0.20069
F2_Commercial_Hospital_New_Food Preparation_Natural Gas_Fryer_E3 | F2 | Commercial | Hospital | New | Food Preparation | Natural Gas | Fryer | E3 | RVT - Cost of Operation | 0 | 0 | 0 | 0 | 0 | 0 | 0 | 0 | 0 | 0 | 0 | 0 | 0 | 0 | 0 | 0 | 0 | 0 | 0 | 0 | 0 | 0 | 0 | 0 | 0 | 0 | 0 | 0 | 0 | 0 | 0 | 0 | 0
F2_Commercial_Hospital_New_Food Preparation_Natural Gas_Fryer_E4 | F2 | Commercial | Hospital | New | Food Preparation | Natural Gas | Fryer | E4 | RVT - Cost of Operation | 0 | 0 | 0 | 0 | 0 | 0 | 0 | 0 | 0 | 0 | 0 | 0 | 0 | 0 | 0 | 0 | 0 | 0 | 0 | 0 | 0 | 0 | 0 | 0 | 0 | 0 | 0 | 0 | 0 | 0 | 0 | 0 | 0
F2_Commercial_Hospital_New_Food Preparation_Natural Gas_Fryer_E5 | F2 | Commercial | Hospital | New | Food Preparation | Natural Gas | Fryer | E5 | RVT - Cost of Operation | 0 | 0 | 0 | 0 | 0 | 0 | 0 | 0 | 0 | 0 | 0 | 0 | 0 | 0 | 0 | 0 | 0 | 0 | 0 | 0 | 0 | 0 | 0 | 0 | 0 | 0 | 0 | 0 | 0 | 0 | 0 | 0 | 0
F2_Commercial_Hospital_New_Food Preparation_Natural Gas_Fryer_E6 | F2 | Commercial | Hospital | New | Food Preparation | Natural Gas | Fryer | E6 | RVT - Cost of Operation | 0 | 0 | 0 | 0 | 0 | 0 | 0 | 0 | 0 | 0 | 0 | 0 | 0 | 0 | 0 | 0 | 0 | 0 | 0 | 0 | 0 | 0 | 0 | 0 | 0 | 0 | 0 | 0 | 0 | 0 | 0 | 0 | 0
F2_Commercial_Hospital_New_Food Preparation_Natural Gas_Fryer_E7 | F2 | Commercial | Hospital | New | Food Preparation | Natural Gas | Fryer | E7 | RVT - Cost of Operation | 0 | 0 | 0 | 0 | 0 | 0 | 0 | 0 | 0 | 0 | 0 | 0 | 0 | 0 | 0 | 0 | 0 | 0 | 0 | 0 | 0 | 0 | 0 | 0 | 0 | 0 | 0 | 0 | 0 | 0 | 0 | 0 | 0
F2_Commercial_Hospital_New_Food Preparation_Natural Gas_Fryer_E8 | F2 | Commercial | Hospital | New | Food Preparation | Natural Gas | Fryer | E8 | RVT - Cost of Operation | 0 | 0 | 0 | 0 | 0 | 0 | 0 | 0 | 0 | 0 | 0 | 0 | 0 | 0 | 0 | 0 | 0 | 0 | 0 | 0 | 0 | 0 | 0 | 0 | 0 | 0 | 0 | 0 | 0 | 0 | 0 | 0 | 0
F2_Commercial_Hospital_New_Food Preparation_Natural Gas_Fryer_E9 | F2 | Commercial | Hospital | New | Food Preparation | Natural Gas | Fryer | E9 | RVT - Cost of Operation | 0 | 0 | 0 | 0 | 0 | 0 | 0 | 0 | 0 | 0 | 0 | 0 | 0 | 0 | 0 | 0 | 0 | 0 | 0 | 0 | 0 | 0 | 0 | 0 | 0 | 0 | 0 | 0 | 0 | 0 | 0 | 0 | 0
F2_Commercial_Hospital_New_Food Preparation_Natural Gas_Fryer_E10 | F2 | Commercial | Hospital | New | Food Preparation | Natural Gas | Fryer | E10 | RVT - Cost of Operation | 0 | 0 | 0 | 0 | 0 | 0 | 0 | 0 | 0 | 0 | 0 | 0 | 0 | 0 | 0 | 0 | 0 | 0 | 0 | 0 | 0 | 0 | 0 | 0 | 0 | 0 | 0 | 0 | 0 | 0 | 0 | 0 | 0
F3_Commercial_Hospital_New_Food Preparation_Natural Gas_Fryer_E1 | F3 | Commercial | Hospital | New | Food Preparation | Natural Gas | Fryer | E1 | System - kBTUs of Consumption | 0.1002 | 0.1002 | 0.1002 | 0 | 0 | 0 | 0 | 0 | 0 | 0 | 0 | 0 | 0 | 0 | 0 | 0 | 0 | 0 | 0 | 0 | 0 | 0 | 0 | 0 | 0 | 0 | 0 | 0 | 0 | 0 | 0 | 0 | 0
F3_Commercial_Hospital_New_Food Preparation_Natural Gas_Fryer_E2 | F3 | Commercial | Hospital | New | Food Preparation | Natural Gas | Fryer | E2 | System - kBTUs of Consumption | 0.12595 | 0.12595 | 0.12595 | 0.12595 | 0.12595 | 0.12595 | 0.12595 | 0.12595 | 0.12595 | 0.12595 | 0.12595 | 0.12595 | 0.12595 | 0.12595 | 0.12595 | 0.12595 | 0.12595 | 0.12595 | 0.12595 | 0.12595 | 0.12595 | 0.12595 | 0.12595 | 0.12595 | 0.12595 | 0.12595 | 0.12595 | 0.12595 | 0.12595 | 0.12595 | 0.12595 | 0.12595 | 0.12595
F3_Commercial_Hospital_New_Food Preparation_Natural Gas_Fryer_E3 | F3 | Commercial | Hospital | New | Food Preparation | Natural Gas | Fryer | E3 | System - kBTUs of Consumption | 0 | 0 | 0 | 0 | 0 | 0 | 0 | 0 | 0 | 0 | 0 | 0 | 0 | 0 | 0 | 0 | 0 | 0 | 0 | 0 | 0 | 0 | 0 | 0 | 0 | 0 | 0 | 0 | 0 | 0 | 0 | 0 | 0
F3_Commercial_Hospital_New_Food Preparation_Natural Gas_Fryer_E4 | F3 | Commercial | Hospital | New | Food Preparation | Natural Gas | Fryer | E4 | System - kBTUs of Consumption | 0 | 0 | 0 | 0 | 0 | 0 | 0 | 0 | 0 | 0 | 0 | 0 | 0 | 0 | 0 | 0 | 0 | 0 | 0 | 0 | 0 | 0 | 0 | 0 | 0 | 0 | 0 | 0 | 0 | 0 | 0 | 0 | 0
F3_Commercial_Hospital_New_Food Preparation_Natural Gas_Fryer_E5 | F3 | Commercial | Hospital | New | Food Preparation | Natural Gas | Fryer | E5 | System - kBTUs of Consumption | 0 | 0 | 0 | 0 | 0 | 0 | 0 | 0 | 0 | 0 | 0 | 0 | 0 | 0 | 0 | 0 | 0 | 0 | 0 | 0 | 0 | 0 | 0 | 0 | 0 | 0 | 0 | 0 | 0 | 0 | 0 | 0 | 0
F3_Commercial_Hospital_New_Food Preparation_Natural Gas_Fryer_E6 | F3 | Commercial | Hospital | New | Food Preparation | Natural Gas | Fryer | E6 | System - kBTUs of Consumption | 0 | 0 | 0 | 0 | 0 | 0 | 0 | 0 | 0 | 0 | 0 | 0 | 0 | 0 | 0 | 0 | 0 | 0 | 0 | 0 | 0 | 0 | 0 | 0 | 0 | 0 | 0 | 0 | 0 | 0 | 0 | 0 | 0
F3_Commercial_Hospital_New_Food Preparation_Natural Gas_Fryer_E7 | F3 | Commercial | Hospital | New | Food Preparation | Natural Gas | Fryer | E7 | System - kBTUs of Consumption | 0 | 0 | 0 | 0 | 0 | 0 | 0 | 0 | 0 | 0 | 0 | 0 | 0 | 0 | 0 | 0 | 0 | 0 | 0 | 0 | 0 | 0 | 0 | 0 | 0 | 0 | 0 | 0 | 0 | 0 | 0 | 0 | 0
F3_Commercial_Hospital_New_Food Preparation_Natural Gas_Fryer_E8 | F3 | Commercial | Hospital | New | Food Preparation | Natural Gas | Fryer | E8 | System - kBTUs of Consumption | 0 | 0 | 0 | 0 | 0 | 0 | 0 | 0 | 0 | 0 | 0 | 0 | 0 | 0 | 0 | 0 | 0 | 0 | 0 | 0 | 0 | 0 | 0 | 0 | 0 | 0 | 0 | 0 | 0 | 0 | 0 | 0 | 0
F3_Commercial_Hospital_New_Food Preparation_Natural Gas_Fryer_E9 | F3 | Commercial | Hospital | New | Food Preparation | Natural Gas | Fryer | E9 | System - kBTUs of Consumption | 0 | 0 | 0 | 0 | 0 | 0 | 0 | 0 | 0 | 0 | 0 | 0 | 0 | 0 | 0 | 0 | 0 | 0 | 0 | 0 | 0 | 0 | 0 | 0 | 0 | 0 | 0 | 0 | 0 | 0 | 0 | 0 | 0
F3_Commercial_Hospital_New_Food Preparation_Natural Gas_Fryer_E10 | F3 | Commercial | Hospital | New | Food Preparation | Natural Gas | Fryer | E10 | System - kBTUs of Consumption | 0 | 0 | 0 | 0 | 0 | 0 | 0 | 0 | 0 | 0 | 0 | 0 | 0 | 0 | 0 | 0 | 0 | 0 | 0 | 0 | 0 | 0 | 0 | 0 | 0 | 0 | 0 | 0 | 0 | 0 | 0 | 0 | 0
F4_Commercial_Hospital_New_Food Preparation_Natural Gas_Fryer_E1 | F4 | Commercial | Hospital | New | Food Preparation | Natural Gas | Fryer | E1 | Utility - Cost of Equipment | 0.25156 | 0.25234 | 0.25378 | 0 | 0 | 0 | 0 | 0 | 0 | 0 | 0 | 0 | 0 | 0 | 0 | 0 | 0 | 0 | 0 | 0 | 0 | 0 | 0 | 0 | 0 | 0 | 0 | 0 | 0 | 0 | 0 | 0 | 0
F4_Commercial_Hospital_New_Food Preparation_Natural Gas_Fryer_E2 | F4 | Commercial | Hospital | New | Food Preparation | Natural Gas | Fryer | E2 | Utility - Cost of Equipment | 0.15418 | 0.15466 | 0.15555 | 0.15676 | 0.15851 | 0.16091 | 0.16282 | 0.16471 | 0.16665 | 0.16862 | 0.1703 | 0.17157 | 0.17264 | 0.17362 | 0.17475 | 0.17578 | 0.17705 | 0.17867 | 0.18059 | 0.18282 | 0.1853 | 0.18774 | 0.19006 | 0.19214 | 0.19398 | 0.19566 | 0.19686 | 0.19786 | 0.19878 | 0.19957 | 0.20035 | 0.20069 | 0.20069
F4_Commercial_Hospital_New_Food Preparation_Natural Gas_Fryer_E3 | F4 | Commercial | Hospital | New | Food Preparation | Natural Gas | Fryer | E3 | Utility - Cost of Equipment | 0 | 0 | 0 | 0 | 0 | 0 | 0 | 0 | 0 | 0 | 0 | 0 | 0 | 0 | 0 | 0 | 0 | 0 | 0 | 0 | 0 | 0 | 0 | 0 | 0 | 0 | 0 | 0 | 0 | 0 | 0 | 0 | 0
F4_Commercial_Hospital_New_Food Preparation_Natural Gas_Fryer_E4 | F4 | Commercial | Hospital | New | Food Preparation | Natural Gas | Fryer | E4 | Utility - Cost of Equipment | 0 | 0 | 0 | 0 | 0 | 0 | 0 | 0 | 0 | 0 | 0 | 0 | 0 | 0 | 0 | 0 | 0 | 0 | 0 | 0 | 0 | 0 | 0 | 0 | 0 | 0 | 0 | 0 | 0 | 0 | 0 | 0 | 0
F4_Commercial_Hospital_New_Food Preparation_Natural Gas_Fryer_E5 | F4 | Commercial | Hospital | New | Food Preparation | Natural Gas | Fryer | E5 | Utility - Cost of Equipment | 0 | 0 | 0 | 0 | 0 | 0 | 0 | 0 | 0 | 0 | 0 | 0 | 0 | 0 | 0 | 0 | 0 | 0 | 0 | 0 | 0 | 0 | 0 | 0 | 0 | 0 | 0 | 0 | 0 | 0 | 0 | 0 | 0
F4_Commercial_Hospital_New_Food Preparation_Natural Gas_Fryer_E6 | F4 | Commercial | Hospital | New | Food Preparation | Natural Gas | Fryer | E6 | Utility - Cost of Equipment | 0 | 0 | 0 | 0 | 0 | 0 | 0 | 0 | 0 | 0 | 0 | 0 | 0 | 0 | 0 | 0 | 0 | 0 | 0 | 0 | 0 | 0 | 0 | 0 | 0 | 0 | 0 | 0 | 0 | 0 | 0 | 0 | 0
F4_Commercial_Hospital_New_Food Preparation_Natural Gas_Fryer_E7 | F4 | Commercial | Hospital | New | Food Preparation | Natural Gas | Fryer | E7 | Utility - Cost of Equipment | 0 | 0 | 0 | 0 | 0 | 0 | 0 | 0 | 0 | 0 | 0 | 0 | 0 | 0 | 0 | 0 | 0 | 0 | 0 | 0 | 0 | 0 | 0 | 0 | 0 | 0 | 0 | 0 | 0 | 0 | 0 | 0 | 0
F4_Commercial_Hospital_New_Food Preparation_Natural Gas_Fryer_E8 | F4 | Commercial | Hospital | New | Food Preparation | Natural Gas | Fryer | E8 | Utility - Cost of Equipment | 0 | 0 | 0 | 0 | 0 | 0 | 0 | 0 | 0 | 0 | 0 | 0 | 0 | 0 | 0 | 0 | 0 | 0 | 0 | 0 | 0 | 0 | 0 | 0 | 0 | 0 | 0 | 0 | 0 | 0 | 0 | 0 | 0
F4_Commercial_Hospital_New_Food Preparation_Natural Gas_Fryer_E9 | F4 | Commercial | Hospital | New | Food Preparation | Natural Gas | Fryer | E9 | Utility - Cost of Equipment | 0 | 0 | 0 | 0 | 0 | 0 | 0 | 0 | 0 | 0 | 0 | 0 | 0 | 0 | 0 | 0 | 0 | 0 | 0 | 0 | 0 | 0 | 0 | 0 | 0 | 0 | 0 | 0 | 0 | 0 | 0 | 0 | 0
F4_Commercial_Hospital_New_Food Preparation_Natural Gas_Fryer_E10 | F4 | Commercial | Hospital | New | Food Preparation | Natural Gas | Fryer | E10 | Utility - Cost of Equipment | 0 | 0 | 0 | 0 | 0 | 0 | 0 | 0 | 0 | 0 | 0 | 0 | 0 | 0 | 0 | 0 | 0 | 0 | 0 | 0 | 0 | 0 | 0 | 0 | 0 | 0 | 0 | 0 | 0 | 0 | 0 | 0 | 0
F5_Commercial_Hospital_New_Food Preparation_Natural Gas_Fryer_E1 | F5 | Commercial | Hospital | New | Food Preparation | Natural Gas | Fryer | E1 | Utility - Cost of Operation | 0.1002 | 0.1002 | 0.1002 | 0 | 0 | 0 | 0 | 0 | 0 | 0 | 0 | 0 | 0 | 0 | 0 | 0 | 0 | 0 | 0 | 0 | 0 | 0 | 0 | 0 | 0 | 0 | 0 | 0 | 0 | 0 | 0 | 0 | 0
F5_Commercial_Hospital_New_Food Preparation_Natural Gas_Fryer_E2 | F5 | Commercial | Hospital | New | Food Preparation | Natural Gas | Fryer | E2 | Utility - Cost of Operation | 0.12595 | 0.12595 | 0.12595 | 0.12595 | 0.12595 | 0.12595 | 0.12595 | 0.12595 | 0.12595 | 0.12595 | 0.12595 | 0.12595 | 0.12595 | 0.12595 | 0.12595 | 0.12595 | 0.12595 | 0.12595 | 0.12595 | 0.12595 | 0.12595 | 0.12595 | 0.12595 | 0.12595 | 0.12595 | 0.12595 | 0.12595 | 0.12595 | 0.12595 | 0.12595 | 0.12595 | 0.12595 | 0.12595
F5_Commercial_Hospital_New_Food Preparation_Natural Gas_Fryer_E3 | F5 | Commercial | Hospital | New | Food Preparation | Natural Gas | Fryer | E3 | Utility - Cost of Operation | 0 | 0 | 0 | 0 | 0 | 0 | 0 | 0 | 0 | 0 | 0 | 0 | 0 | 0 | 0 | 0 | 0 | 0 | 0 | 0 | 0 | 0 | 0 | 0 | 0 | 0 | 0 | 0 | 0 | 0 | 0 | 0 | 0
F5_Commercial_Hospital_New_Food Preparation_Natural Gas_Fryer_E4 | F5 | Commercial | Hospital | New | Food Preparation | Natural Gas | Fryer | E4 | Utility - Cost of Operation | 0 | 0 | 0 | 0 | 0 | 0 | 0 | 0 | 0 | 0 | 0 | 0 | 0 | 0 | 0 | 0 | 0 | 0 | 0 | 0 | 0 | 0 | 0 | 0 | 0 | 0 | 0 | 0 | 0 | 0 | 0 | 0 | 0
F5_Commercial_Hospital_New_Food Preparation_Natural Gas_Fryer_E5 | F5 | Commercial | Hospital | New | Food Preparation | Natural Gas | Fryer | E5 | Utility - Cost of Operation | 0 | 0 | 0 | 0 | 0 | 0 | 0 | 0 | 0 | 0 | 0 | 0 | 0 | 0 | 0 | 0 | 0 | 0 | 0 | 0 | 0 | 0 | 0 | 0 | 0 | 0 | 0 | 0 | 0 | 0 | 0 | 0 | 0
F5_Commercial_Hospital_New_Food Preparation_Natural Gas_Fryer_E6 | F5 | Commercial | Hospital | New | Food Preparation | Natural Gas | Fryer | E6 | Utility - Cost of Operation | 0 | 0 | 0 | 0 | 0 | 0 | 0 | 0 | 0 | 0 | 0 | 0 | 0 | 0 | 0 | 0 | 0 | 0 | 0 | 0 | 0 | 0 | 0 | 0 | 0 | 0 | 0 | 0 | 0 | 0 | 0 | 0 | 0
F5_Commercial_Hospital_New_Food Preparation_Natural Gas_Fryer_E7 | F5 | Commercial | Hospital | New | Food Preparation | Natural Gas | Fryer | E7 | Utility - Cost of Operation | 0 | 0 | 0 | 0 | 0 | 0 | 0 | 0 | 0 | 0 | 0 | 0 | 0 | 0 | 0 | 0 | 0 | 0 | 0 | 0 | 0 | 0 | 0 | 0 | 0 | 0 | 0 | 0 | 0 | 0 | 0 | 0 | 0
F5_Commercial_Hospital_New_Food Preparation_Natural Gas_Fryer_E8 | F5 | Commercial | Hospital | New | Food Preparation | Natural Gas | Fryer | E8 | Utility - Cost of Operation | 0 | 0 | 0 | 0 | 0 | 0 | 0 | 0 | 0 | 0 | 0 | 0 | 0 | 0 | 0 | 0 | 0 | 0 | 0 | 0 | 0 | 0 | 0 | 0 | 0 | 0 | 0 | 0 | 0 | 0 | 0 | 0 | 0
F5_Commercial_Hospital_New_Food Preparation_Natural Gas_Fryer_E9 | F5 | Commercial | Hospital | New | Food Preparation | Natural Gas | Fryer | E9 | Utility - Cost of Operation | 0 | 0 | 0 | 0 | 0 | 0 | 0 | 0 | 0 | 0 | 0 | 0 | 0 | 0 | 0 | 0 | 0 | 0 | 0 | 0 | 0 | 0 | 0 | 0 | 0 | 0 | 0 | 0 | 0 | 0 | 0 | 0 | 0
F5_Commercial_Hospital_New_Food Preparation_Natural Gas_Fryer_E10 | F5 | Commercial | Hospital | New | Food Preparation | Natural Gas | Fryer | E10 | Utility - Cost of Operation | 0 | 0 | 0 | 0 | 0 | 0 | 0 | 0 | 0 | 0 | 0 | 0 | 0 | 0 | 0 | 0 | 0 | 0 | 0 | 0 | 0 | 0 | 0 | 0 | 0 | 0 | 0 | 0 | 0 | 0 | 0 | 0 | 0
F6_Commercial_Hospital_New_Food Preparation_Natural Gas_Fryer_E1 | F6 | Commercial | Hospital | New | Food Preparation | Natural Gas | Fryer | E1 | Utility - Value of Sales | 0.15303 | 0.15303 | 0.15303 | 0 | 0 | 0 | 0 | 0 | 0 | 0 | 0 | 0 | 0 | 0 | 0 | 0 | 0 | 0 | 0 | 0 | 0 | 0 | 0 | 0 | 0 | 0 | 0 | 0 | 0 | 0 | 0 | 0 | 0
F6_Commercial_Hospital_New_Food Preparation_Natural Gas_Fryer_E2 | F6 | Commercial | Hospital | New | Food Preparation | Natural Gas | Fryer | E2 | Utility - Value of Sales | 0.093792 | 0.093792 | 0.093792 | 0.093792 | 0.093792 | 0.093792 | 0.093792 | 0.093792 | 0.093792 | 0.093792 | 0.093792 | 0.093792 | 0.093792 | 0.093792 | 0.093792 | 0.093792 | 0.093792 | 0.093792 | 0.093792 | 0.093792 | 0.093792 | 0.093792 | 0.093792 | 0.093792 | 0.093792 | 0.093792 | 0.093792 | 0.093792 | 0.093792 | 0.093792 | 0.093792 | 0.093792 | 0.093792
F6_Commercial_Hospital_New_Food Preparation_Natural Gas_Fryer_E3 | F6 | Commercial | Hospital | New | Food Preparation | Natural Gas | Fryer | E3 | Utility - Value of Sales | 0 | 0 | 0 | 0 | 0 | 0 | 0 | 0 | 0 | 0 | 0 | 0 | 0 | 0 | 0 | 0 | 0 | 0 | 0 | 0 | 0 | 0 | 0 | 0 | 0 | 0 | 0 | 0 | 0 | 0 | 0 | 0 | 0
F6_Commercial_Hospital_New_Food Preparation_Natural Gas_Fryer_E4 | F6 | Commercial | Hospital | New | Food Preparation | Natural Gas | Fryer | E4 | Utility - Value of Sales | 0 | 0 | 0 | 0 | 0 | 0 | 0 | 0 | 0 | 0 | 0 | 0 | 0 | 0 | 0 | 0 | 0 | 0 | 0 | 0 | 0 | 0 | 0 | 0 | 0 | 0 | 0 | 0 | 0 | 0 | 0 | 0 | 0
F6_Commercial_Hospital_New_Food Preparation_Natural Gas_Fryer_E5 | F6 | Commercial | Hospital | New | Food Preparation | Natural Gas | Fryer | E5 | Utility - Value of Sales | 0 | 0 | 0 | 0 | 0 | 0 | 0 | 0 | 0 | 0 | 0 | 0 | 0 | 0 | 0 | 0 | 0 | 0 | 0 | 0 | 0 | 0 | 0 | 0 | 0 | 0 | 0 | 0 | 0 | 0 | 0 | 0 | 0
F6_Commercial_Hospital_New_Food Preparation_Natural Gas_Fryer_E6 | F6 | Commercial | Hospital | New | Food Preparation | Natural Gas | Fryer | E6 | Utility - Value of Sales | 0 | 0 | 0 | 0 | 0 | 0 | 0 | 0 | 0 | 0 | 0 | 0 | 0 | 0 | 0 | 0 | 0 | 0 | 0 | 0 | 0 | 0 | 0 | 0 | 0 | 0 | 0 | 0 | 0 | 0 | 0 | 0 | 0
F6_Commercial_Hospital_New_Food Preparation_Natural Gas_Fryer_E7 | F6 | Commercial | Hospital | New | Food Preparation | Natural Gas | Fryer | E7 | Utility - Value of Sales | 0 | 0 | 0 | 0 | 0 | 0 | 0 | 0 | 0 | 0 | 0 | 0 | 0 | 0 | 0 | 0 | 0 | 0 | 0 | 0 | 0 | 0 | 0 | 0 | 0 | 0 | 0 | 0 | 0 | 0 | 0 | 0 | 0
F6_Commercial_Hospital_New_Food Preparation_Natural Gas_Fryer_E8 | F6 | Commercial | Hospital | New | Food Preparation | Natural Gas | Fryer | E8 | Utility - Value of Sales | 0 | 0 | 0 | 0 | 0 | 0 | 0 | 0 | 0 | 0 | 0 | 0 | 0 | 0 | 0 | 0 | 0 | 0 | 0 | 0 | 0 | 0 | 0 | 0 | 0 | 0 | 0 | 0 | 0 | 0 | 0 | 0 | 0
F6_Commercial_Hospital_New_Food Preparation_Natural Gas_Fryer_E9 | F6 | Commercial | Hospital | New | Food Preparation | Natural Gas | Fryer | E9 | Utility - Value of Sales | 0 | 0 | 0 | 0 | 0 | 0 | 0 | 0 | 0 | 0 | 0 | 0 | 0 | 0 | 0 | 0 | 0 | 0 | 0 | 0 | 0 | 0 | 0 | 0 | 0 | 0 | 0 | 0 | 0 | 0 | 0 | 0 | 0
F6_Commercial_Hospital_New_Food Preparation_Natural Gas_Fryer_E10 | F6 | Commercial | Hospital | New | Food Preparation | Natural Gas | Fryer | E10 | Utility - Value of Sales | 0 | 0 | 0 | 0 | 0 | 0 | 0 | 0 | 0 | 0 | 0 | 0 | 0 | 0 | 0 | 0 | 0 | 0 | 0 | 0 | 0 | 0 | 0 | 0 | 0 | 0 | 0 | 0 | 0 | 0 | 0 | 0 | 0
F1_Commercial_Hospital_New_Food Preparation_Natural Gas_Broiler_E1 | F1 | Commercial | Hospital | New | Food Preparation | Natural Gas | Broiler | E1 | RVT - Cost of Equipment | 0.23517 | 0.23696 | 0.23897 | 0.24117 | 0.24368 | 0.24659 | 0.24894 | 0.25121 | 0.2535 | 0.25589 | 0.25817 | 0.26027 | 0.26241 | 0.26466 | 0.26714 | 0.26957 | 0.27215 | 0.27487 | 0.2777 | 0.2806 | 0.28351 | 0.28624 | 0.2887 | 0.29087 | 0.29276 | 0.29437 | 0.2955 | 0.29633 | 0.29705 | 0.29767 | 0.29828 | 0.29855 | 0.29855
F1_Commercial_Hospital_New_Food Preparation_Natural Gas_Broiler_E2 | F1 | Commercial | Hospital | New | Food Preparation | Natural Gas | Broiler | E2 | RVT - Cost of Equipment | 0.15118 | 0.15233 | 0.15362 | 0.15504 | 0.15665 | 0.15852 | 0.16004 | 0.16149 | 0.16297 | 0.1645 | 0.16597 | 0.16732 | 0.16869 | 0.17014 | 0.17174 | 0.1733 | 0.17495 | 0.1767 | 0.17852 | 0.18038 | 0.18226 | 0.18401 | 0.18559 | 0.18699 | 0.1882 | 0.18924 | 0.18996 | 0.1905 | 0.19096 | 0.19136 | 0.19175 | 0.19193 | 0.19193
F1_Commercial_Hospital_New_Food Preparation_Natural Gas_Broiler_E3 | F1 | Commercial | Hospital | New | Food Preparation | Natural Gas | Broiler | E3 | RVT - Cost of Equipment | 0 | 0 | 0 | 0 | 0 | 0 | 0 | 0 | 0 | 0 | 0 | 0 | 0 | 0 | 0 | 0 | 0 | 0 | 0 | 0 | 0 | 0 | 0 | 0 | 0 | 0 | 0 | 0 | 0 | 0 | 0 | 0 | 0
F1_Commercial_Hospital_New_Food Preparation_Natural Gas_Broiler_E4 | F1 | Commercial | Hospital | New | Food Preparation | Natural Gas | Broiler | E4 | RVT - Cost of Equipment | 0 | 0 | 0 | 0 | 0 | 0 | 0 | 0 | 0 | 0 | 0 | 0 | 0 | 0 | 0 | 0 | 0 | 0 | 0 | 0 | 0 | 0 | 0 | 0 | 0 | 0 | 0 | 0 | 0 | 0 | 0 | 0 | 0
F1_Commercial_Hospital_New_Food Preparation_Natural Gas_Broiler_E5 | F1 | Commercial | Hospital | New | Food Preparation | Natural Gas | Broiler | E5 | RVT - Cost of Equipment | 0 | 0 | 0 | 0 | 0 | 0 | 0 | 0 | 0 | 0 | 0 | 0 | 0 | 0 | 0 | 0 | 0 | 0 | 0 | 0 | 0 | 0 | 0 | 0 | 0 | 0 | 0 | 0 | 0 | 0 | 0 | 0 | 0
F1_Commercial_Hospital_New_Food Preparation_Natural Gas_Broiler_E6 | F1 | Commercial | Hospital | New | Food Preparation | Natural Gas | Broiler | E6 | RVT - Cost of Equipment | 0 | 0 | 0 | 0 | 0 | 0 | 0 | 0 | 0 | 0 | 0 | 0 | 0 | 0 | 0 | 0 | 0 | 0 | 0 | 0 | 0 | 0 | 0 | 0 | 0 | 0 | 0 | 0 | 0 | 0 | 0 | 0 | 0
F1_Commercial_Hospital_New_Food Preparation_Natural Gas_Broiler_E7 | F1 | Commercial | Hospital | New | Food Preparation | Natural Gas | Broiler | E7 | RVT - Cost of Equipment | 0 | 0 | 0 | 0 | 0 | 0 | 0 | 0 | 0 | 0 | 0 | 0 | 0 | 0 | 0 | 0 | 0 | 0 | 0 | 0 | 0 | 0 | 0 | 0 | 0 | 0 | 0 | 0 | 0 | 0 | 0 | 0 | 0
F1_Commercial_Hospital_New_Food Preparation_Natural Gas_Broiler_E8 | F1 | Commercial | Hospital | New | Food Preparation | Natural Gas | Broiler | E8 | RVT - Cost of Equipment | 0 | 0 | 0 | 0 | 0 | 0 | 0 | 0 | 0 | 0 | 0 | 0 | 0 | 0 | 0 | 0 | 0 | 0 | 0 | 0 | 0 | 0 | 0 | 0 | 0 | 0 | 0 | 0 | 0 | 0 | 0 | 0 | 0
F1_Commercial_Hospital_New_Food Preparation_Natural Gas_Broiler_E9 | F1 | Commercial | Hospital | New | Food Preparation | Natural Gas | Broiler | E9 | RVT - Cost of Equipment | 0 | 0 | 0 | 0 | 0 | 0 | 0 | 0 | 0 | 0 | 0 | 0 | 0 | 0 | 0 | 0 | 0 | 0 | 0 | 0 | 0 | 0 | 0 | 0 | 0 | 0 | 0 | 0 | 0 | 0 | 0 | 0 | 0
F1_Commercial_Hospital_New_Food Preparation_Natural Gas_Broiler_E10 | F1 | Commercial | Hospital | New | Food Preparation | Natural Gas | Broiler | E10 | RVT - Cost of Equipment | 0 | 0 | 0 | 0 | 0 | 0 | 0 | 0 | 0 | 0 | 0 | 0 | 0 | 0 | 0 | 0 | 0 | 0 | 0 | 0 | 0 | 0 | 0 | 0 | 0 | 0 | 0 | 0 | 0 | 0 | 0 | 0 | 0
F2_Commercial_Hospital_New_Food Preparation_Natural Gas_Broiler_E1 | F2 | Commercial | Hospital | New | Food Preparation | Natural Gas | Broiler | E1 | RVT - Cost of Operation | 0.28175 | 0.2839 | 0.2863 | 0.28894 | 0.29195 | 0.29543 | 0.29825 | 0.30096 | 0.30371 | 0.30658 | 0.30931 | 0.31182 | 0.31439 | 0.31708 | 0.32006 | 0.32296 | 0.32605 | 0.32931 | 0.33271 | 0.33617 | 0.33966 | 0.34293 | 0.34588 | 0.34849 | 0.35074 | 0.35268 | 0.35402 | 0.35502 | 0.35589 | 0.35663 | 0.35736 | 0.35769 | 0.35769
F2_Commercial_Hospital_New_Food Preparation_Natural Gas_Broiler_E2 | F2 | Commercial | Hospital | New | Food Preparation | Natural Gas | Broiler | E2 | RVT - Cost of Operation | 0.18113 | 0.18251 | 0.18405 | 0.18575 | 0.18768 | 0.18992 | 0.19173 | 0.19347 | 0.19524 | 0.19708 | 0.19884 | 0.20046 | 0.2021 | 0.20384 | 0.20575 | 0.20762 | 0.2096 | 0.2117 | 0.21388 | 0.21611 | 0.21835 | 0.22045 | 0.22235 | 0.22403 | 0.22548 | 0.22672 | 0.22759 | 0.22823 | 0.22879 | 0.22926 | 0.22973 | 0.22994 | 0.22994
F2_Commercial_Hospital_New_Food Preparation_Natural Gas_Broiler_E3 | F2 | Commercial | Hospital | New | Food Preparation | Natural Gas | Broiler | E3 | RVT - Cost of Operation | 0 | 0 | 0 | 0 | 0 | 0 | 0 | 0 | 0 | 0 | 0 | 0 | 0 | 0 | 0 | 0 | 0 | 0 | 0 | 0 | 0 | 0 | 0 | 0 | 0 | 0 | 0 | 0 | 0 | 0 | 0 | 0 | 0
F2_Commercial_Hospital_New_Food Preparation_Natural Gas_Broiler_E4 | F2 | Commercial | Hospital | New | Food Preparation | Natural Gas | Broiler | E4 | RVT - Cost of Operation | 0 | 0 | 0 | 0 | 0 | 0 | 0 | 0 | 0 | 0 | 0 | 0 | 0 | 0 | 0 | 0 | 0 | 0 | 0 | 0 | 0 | 0 | 0 | 0 | 0 | 0 | 0 | 0 | 0 | 0 | 0 | 0 | 0
F2_Commercial_Hospital_New_Food Preparation_Natural Gas_Broiler_E5 | F2 | Commercial | Hospital | New | Food Preparation | Natural Gas | Broiler | E5 | RVT - Cost of Operation | 0 | 0 | 0 | 0 | 0 | 0 | 0 | 0 | 0 | 0 | 0 | 0 | 0 | 0 | 0 | 0 | 0 | 0 | 0 | 0 | 0 | 0 | 0 | 0 | 0 | 0 | 0 | 0 | 0 | 0 | 0 | 0 | 0
F2_Commercial_Hospital_New_Food Preparation_Natural Gas_Broiler_E6 | F2 | Commercial | Hospital | New | Food Preparation | Natural Gas | Broiler | E6 | RVT - Cost of Operation | 0 | 0 | 0 | 0 | 0 | 0 | 0 | 0 | 0 | 0 | 0 | 0 | 0 | 0 | 0 | 0 | 0 | 0 | 0 | 0 | 0 | 0 | 0 | 0 | 0 | 0 | 0 | 0 | 0 | 0 | 0 | 0 | 0
F2_Commercial_Hospital_New_Food Preparation_Natural Gas_Broiler_E7 | F2 | Commercial | Hospital | New | Food Preparation | Natural Gas | Broiler | E7 | RVT - Cost of Operation | 0 | 0 | 0 | 0 | 0 | 0 | 0 | 0 | 0 | 0 | 0 | 0 | 0 | 0 | 0 | 0 | 0 | 0 | 0 | 0 | 0 | 0 | 0 | 0 | 0 | 0 | 0 | 0 | 0 | 0 | 0 | 0 | 0
F2_Commercial_Hospital_New_Food Preparation_Natural Gas_Broiler_E8 | F2 | Commercial | Hospital | New | Food Preparation | Natural Gas | Broiler | E8 | RVT - Cost of Operation | 0 | 0 | 0 | 0 | 0 | 0 | 0 | 0 | 0 | 0 | 0 | 0 | 0 | 0 | 0 | 0 | 0 | 0 | 0 | 0 | 0 | 0 | 0 | 0 | 0 | 0 | 0 | 0 | 0 | 0 | 0 | 0 | 0
F2_Commercial_Hospital_New_Food Preparation_Natural Gas_Broiler_E9 | F2 | Commercial | Hospital | New | Food Preparation | Natural Gas | Broiler | E9 | RVT - Cost of Operation | 0 | 0 | 0 | 0 | 0 | 0 | 0 | 0 | 0 | 0 | 0 | 0 | 0 | 0 | 0 | 0 | 0 | 0 | 0 | 0 | 0 | 0 | 0 | 0 | 0 | 0 | 0 | 0 | 0 | 0 | 0 | 0 | 0
F2_Commercial_Hospital_New_Food Preparation_Natural Gas_Broiler_E10 | F2 | Commercial | Hospital | New | Food Preparation | Natural Gas | Broiler | E10 | RVT - Cost of Operation | 0 | 0 | 0 | 0 | 0 | 0 | 0 | 0 | 0 | 0 | 0 | 0 | 0 | 0 | 0 | 0 | 0 | 0 | 0 | 0 | 0 | 0 | 0 | 0 | 0 | 0 | 0 | 0 | 0 | 0 | 0 | 0 | 0
F3_Commercial_Hospital_New_Food Preparation_Natural Gas_Broiler_E1 | F3 | Commercial | Hospital | New | Food Preparation | Natural Gas | Broiler | E1 | System - kBTUs of Consumption | 0.078163 | 0.078163 | 0.078163 | 0.078163 | 0.078163 | 0.078163 | 0.078163 | 0.078163 | 0.078163 | 0.078163 | 0.078163 | 0.078163 | 0.078163 | 0.078163 | 0.078163 | 0.078163 | 0.078163 | 0.078163 | 0.078163 | 0.078163 | 0.078163 | 0.078163 | 0.078163 | 0.078163 | 0.078163 | 0.078163 | 0.078163 | 0.078163 | 0.078163 | 0.078163 | 0.078163 | 0.078163 | 0.078163
F3_Commercial_Hospital_New_Food Preparation_Natural Gas_Broiler_E2 | F3 | Commercial | Hospital | New | Food Preparation | Natural Gas | Broiler | E2 | System - kBTUs of Consumption | 0.10943 | 0.10943 | 0.10943 | 0.10943 | 0.10943 | 0.10943 | 0.10943 | 0.10943 | 0.10943 | 0.10943 | 0.10943 | 0.10943 | 0.10943 | 0.10943 | 0.10943 | 0.10943 | 0.10943 | 0.10943 | 0.10943 | 0.10943 | 0.10943 | 0.10943 | 0.10943 | 0.10943 | 0.10943 | 0.10943 | 0.10943 | 0.10943 | 0.10943 | 0.10943 | 0.10943 | 0.10943 | 0.10943
F3_Commercial_Hospital_New_Food Preparation_Natural Gas_Broiler_E3 | F3 | Commercial | Hospital | New | Food Preparation | Natural Gas | Broiler | E3 | System - kBTUs of Consumption | 0 | 0 | 0 | 0 | 0 | 0 | 0 | 0 | 0 | 0 | 0 | 0 | 0 | 0 | 0 | 0 | 0 | 0 | 0 | 0 | 0 | 0 | 0 | 0 | 0 | 0 | 0 | 0 | 0 | 0 | 0 | 0 | 0
F3_Commercial_Hospital_New_Food Preparation_Natural Gas_Broiler_E4 | F3 | Commercial | Hospital | New | Food Preparation | Natural Gas | Broiler | E4 | System - kBTUs of Consumption | 0 | 0 | 0 | 0 | 0 | 0 | 0 | 0 | 0 | 0 | 0 | 0 | 0 | 0 | 0 | 0 | 0 | 0 | 0 | 0 | 0 | 0 | 0 | 0 | 0 | 0 | 0 | 0 | 0 | 0 | 0 | 0 | 0
F3_Commercial_Hospital_New_Food Preparation_Natural Gas_Broiler_E5 | F3 | Commercial | Hospital | New | Food Preparation | Natural Gas | Broiler | E5 | System - kBTUs of Consumption | 0 | 0 | 0 | 0 | 0 | 0 | 0 | 0 | 0 | 0 | 0 | 0 | 0 | 0 | 0 | 0 | 0 | 0 | 0 | 0 | 0 | 0 | 0 | 0 | 0 | 0 | 0 | 0 | 0 | 0 | 0 | 0 | 0
F3_Commercial_Hospital_New_Food Preparation_Natural Gas_Broiler_E6 | F3 | Commercial | Hospital | New | Food Preparation | Natural Gas | Broiler | E6 | System - kBTUs of Consumption | 0 | 0 | 0 | 0 | 0 | 0 | 0 | 0 | 0 | 0 | 0 | 0 | 0 | 0 | 0 | 0 | 0 | 0 | 0 | 0 | 0 | 0 | 0 | 0 | 0 | 0 | 0 | 0 | 0 | 0 | 0 | 0 | 0
F3_Commercial_Hospital_New_Food Preparation_Natural Gas_Broiler_E7 | F3 | Commercial | Hospital | New | Food Preparation | Natural Gas | Broiler | E7 | System - kBTUs of Consumption | 0 | 0 | 0 | 0 | 0 | 0 | 0 | 0 | 0 | 0 | 0 | 0 | 0 | 0 | 0 | 0 | 0 | 0 | 0 | 0 | 0 | 0 | 0 | 0 | 0 | 0 | 0 | 0 | 0 | 0 | 0 | 0 | 0
F3_Commercial_Hospital_New_Food Preparation_Natural Gas_Broiler_E8 | F3 | Commercial | Hospital | New | Food Preparation | Natural Gas | Broiler | E8 | System - kBTUs of Consumption | 0 | 0 | 0 | 0 | 0 | 0 | 0 | 0 | 0 | 0 | 0 | 0 | 0 | 0 | 0 | 0 | 0 | 0 | 0 | 0 | 0 | 0 | 0 | 0 | 0 | 0 | 0 | 0 | 0 | 0 | 0 | 0 | 0
F3_Commercial_Hospital_New_Food Preparation_Natural Gas_Broiler_E9 | F3 | Commercial | Hospital | New | Food Preparation | Natural Gas | Broiler | E9 | System - kBTUs of Consumption | 0 | 0 | 0 | 0 | 0 | 0 | 0 | 0 | 0 | 0 | 0 | 0 | 0 | 0 | 0 | 0 | 0 | 0 | 0 | 0 | 0 | 0 | 0 | 0 | 0 | 0 | 0 | 0 | 0 | 0 | 0 | 0 | 0
F3_Commercial_Hospital_New_Food Preparation_Natural Gas_Broiler_E10 | F3 | Commercial | Hospital | New | Food Preparation | Natural Gas | Broiler | E10 | System - kBTUs of Consumption | 0 | 0 | 0 | 0 | 0 | 0 | 0 | 0 | 0 | 0 | 0 | 0 | 0 | 0 | 0 | 0 | 0 | 0 | 0 | 0 | 0 | 0 | 0 | 0 | 0 | 0 | 0 | 0 | 0 | 0 | 0 | 0 | 0
F4_Commercial_Hospital_New_Food Preparation_Natural Gas_Broiler_E1 | F4 | Commercial | Hospital | New | Food Preparation | Natural Gas | Broiler | E1 | Utility - Cost of Equipment | 0.28175 | 0.2839 | 0.2863 | 0.28894 | 0.29195 | 0.29543 | 0.29825 | 0.30096 | 0.30371 | 0.30658 | 0.30931 | 0.31182 | 0.31439 | 0.31708 | 0.32006 | 0.32296 | 0.32605 | 0.32931 | 0.33271 | 0.33617 | 0.33966 | 0.34293 | 0.34588 | 0.34849 | 0.35074 | 0.35268 | 0.35402 | 0.35502 | 0.35589 | 0.35663 | 0.35736 | 0.35769 | 0.35769
F4_Commercial_Hospital_New_Food Preparation_Natural Gas_Broiler_E2 | F4 | Commercial | Hospital | New | Food Preparation | Natural Gas | Broiler | E2 | Utility - Cost of Equipment | 0.18113 | 0.18251 | 0.18405 | 0.18575 | 0.18768 | 0.18992 | 0.19173 | 0.19347 | 0.19524 | 0.19708 | 0.19884 | 0.20046 | 0.2021 | 0.20384 | 0.20575 | 0.20762 | 0.2096 | 0.2117 | 0.21388 | 0.21611 | 0.21835 | 0.22045 | 0.22235 | 0.22403 | 0.22548 | 0.22672 | 0.22759 | 0.22823 | 0.22879 | 0.22926 | 0.22973 | 0.22994 | 0.22994
F4_Commercial_Hospital_New_Food Preparation_Natural Gas_Broiler_E3 | F4 | Commercial | Hospital | New | Food Preparation | Natural Gas | Broiler | E3 | Utility - Cost of Equipment | 0 | 0 | 0 | 0 | 0 | 0 | 0 | 0 | 0 | 0 | 0 | 0 | 0 | 0 | 0 | 0 | 0 | 0 | 0 | 0 | 0 | 0 | 0 | 0 | 0 | 0 | 0 | 0 | 0 | 0 | 0 | 0 | 0
F4_Commercial_Hospital_New_Food Preparation_Natural Gas_Broiler_E4 | F4 | Commercial | Hospital | New | Food Preparation | Natural Gas | Broiler | E4 | Utility - Cost of Equipment | 0 | 0 | 0 | 0 | 0 | 0 | 0 | 0 | 0 | 0 | 0 | 0 | 0 | 0 | 0 | 0 | 0 | 0 | 0 | 0 | 0 | 0 | 0 | 0 | 0 | 0 | 0 | 0 | 0 | 0 | 0 | 0 | 0
F4_Commercial_Hospital_New_Food Preparation_Natural Gas_Broiler_E5 | F4 | Commercial | Hospital | New | Food Preparation | Natural Gas | Broiler | E5 | Utility - Cost of Equipment | 0 | 0 | 0 | 0 | 0 | 0 | 0 | 0 | 0 | 0 | 0 | 0 | 0 | 0 | 0 | 0 | 0 | 0 | 0 | 0 | 0 | 0 | 0 | 0 | 0 | 0 | 0 | 0 | 0 | 0 | 0 | 0 | 0
F4_Commercial_Hospital_New_Food Preparation_Natural Gas_Broiler_E6 | F4 | Commercial | Hospital | New | Food Preparation | Natural Gas | Broiler | E6 | Utility - Cost of Equipment | 0 | 0 | 0 | 0 | 0 | 0 | 0 | 0 | 0 | 0 | 0 | 0 | 0 | 0 | 0 | 0 | 0 | 0 | 0 | 0 | 0 | 0 | 0 | 0 | 0 | 0 | 0 | 0 | 0 | 0 | 0 | 0 | 0
F4_Commercial_Hospital_New_Food Preparation_Natural Gas_Broiler_E7 | F4 | Commercial | Hospital | New | Food Preparation | Natural Gas | Broiler | E7 | Utility - Cost of Equipment | 0 | 0 | 0 | 0 | 0 | 0 | 0 | 0 | 0 | 0 | 0 | 0 | 0 | 0 | 0 | 0 | 0 | 0 | 0 | 0 | 0 | 0 | 0 | 0 | 0 | 0 | 0 | 0 | 0 | 0 | 0 | 0 | 0
F4_Commercial_Hospital_New_Food Preparation_Natural Gas_Broiler_E8 | F4 | Commercial | Hospital | New | Food Preparation | Natural Gas | Broiler | E8 | Utility - Cost of Equipment | 0 | 0 | 0 | 0 | 0 | 0 | 0 | 0 | 0 | 0 | 0 | 0 | 0 | 0 | 0 | 0 | 0 | 0 | 0 | 0 | 0 | 0 | 0 | 0 | 0 | 0 | 0 | 0 | 0 | 0 | 0 | 0 | 0
F4_Commercial_Hospital_New_Food Preparation_Natural Gas_Broiler_E9 | F4 | Commercial | Hospital | New | Food Preparation | Natural Gas | Broiler | E9 | Utility - Cost of Equipment | 0 | 0 | 0 | 0 | 0 | 0 | 0 | 0 | 0 | 0 | 0 | 0 | 0 | 0 | 0 | 0 | 0 | 0 | 0 | 0 | 0 | 0 | 0 | 0 | 0 | 0 | 0 | 0 | 0 | 0 | 0 | 0 | 0
F4_Commercial_Hospital_New_Food Preparation_Natural Gas_Broiler_E10 | F4 | Commercial | Hospital | New | Food Preparation | Natural Gas | Broiler | E10 | Utility - Cost of Equipment | 0 | 0 | 0 | 0 | 0 | 0 | 0 | 0 | 0 | 0 | 0 | 0 | 0 | 0 | 0 | 0 | 0 | 0 | 0 | 0 | 0 | 0 | 0 | 0 | 0 | 0 | 0 | 0 | 0 | 0 | 0 | 0 | 0
F5_Commercial_Hospital_New_Food Preparation_Natural Gas_Broiler_E1 | F5 | Commercial | Hospital | New | Food Preparation | Natural Gas | Broiler | E1 | Utility - Cost of Operation | 0.078163 | 0.078163 | 0.078163 | 0.078163 | 0.078163 | 0.078163 | 0.078163 | 0.078163 | 0.078163 | 0.078163 | 0.078163 | 0.078163 | 0.078163 | 0.078163 | 0.078163 | 0.078163 | 0.078163 | 0.078163 | 0.078163 | 0.078163 | 0.078163 | 0.078163 | 0.078163 | 0.078163 | 0.078163 | 0.078163 | 0.078163 | 0.078163 | 0.078163 | 0.078163 | 0.078163 | 0.078163 | 0.078163
F5_Commercial_Hospital_New_Food Preparation_Natural Gas_Broiler_E2 | F5 | Commercial | Hospital | New | Food Preparation | Natural Gas | Broiler | E2 | Utility - Cost of Operation | 0.10943 | 0.10943 | 0.10943 | 0.10943 | 0.10943 | 0.10943 | 0.10943 | 0.10943 | 0.10943 | 0.10943 | 0.10943 | 0.10943 | 0.10943 | 0.10943 | 0.10943 | 0.10943 | 0.10943 | 0.10943 | 0.10943 | 0.10943 | 0.10943 | 0.10943 | 0.10943 | 0.10943 | 0.10943 | 0.10943 | 0.10943 | 0.10943 | 0.10943 | 0.10943 | 0.10943 | 0.10943 | 0.10943
F5_Commercial_Hospital_New_Food Preparation_Natural Gas_Broiler_E3 | F5 | Commercial | Hospital | New | Food Preparation | Natural Gas | Broiler | E3 | Utility - Cost of Operation | 0 | 0 | 0 | 0 | 0 | 0 | 0 | 0 | 0 | 0 | 0 | 0 | 0 | 0 | 0 | 0 | 0 | 0 | 0 | 0 | 0 | 0 | 0 | 0 | 0 | 0 | 0 | 0 | 0 | 0 | 0 | 0 | 0
F5_Commercial_Hospital_New_Food Preparation_Natural Gas_Broiler_E4 | F5 | Commercial | Hospital | New | Food Preparation | Natural Gas | Broiler | E4 | Utility - Cost of Operation | 0 | 0 | 0 | 0 | 0 | 0 | 0 | 0 | 0 | 0 | 0 | 0 | 0 | 0 | 0 | 0 | 0 | 0 | 0 | 0 | 0 | 0 | 0 | 0 | 0 | 0 | 0 | 0 | 0 | 0 | 0 | 0 | 0
F5_Commercial_Hospital_New_Food Preparation_Natural Gas_Broiler_E5 | F5 | Commercial | Hospital | New | Food Preparation | Natural Gas | Broiler | E5 | Utility - Cost of Operation | 0 | 0 | 0 | 0 | 0 | 0 | 0 | 0 | 0 | 0 | 0 | 0 | 0 | 0 | 0 | 0 | 0 | 0 | 0 | 0 | 0 | 0 | 0 | 0 | 0 | 0 | 0 | 0 | 0 | 0 | 0 | 0 | 0
F5_Commercial_Hospital_New_Food Preparation_Natural Gas_Broiler_E6 | F5 | Commercial | Hospital | New | Food Preparation | Natural Gas | Broiler | E6 | Utility - Cost of Operation | 0 | 0 | 0 | 0 | 0 | 0 | 0 | 0 | 0 | 0 | 0 | 0 | 0 | 0 | 0 | 0 | 0 | 0 | 0 | 0 | 0 | 0 | 0 | 0 | 0 | 0 | 0 | 0 | 0 | 0 | 0 | 0 | 0
F5_Commercial_Hospital_New_Food Preparation_Natural Gas_Broiler_E7 | F5 | Commercial | Hospital | New | Food Preparation | Natural Gas | Broiler | E7 | Utility - Cost of Operation | 0 | 0 | 0 | 0 | 0 | 0 | 0 | 0 | 0 | 0 | 0 | 0 | 0 | 0 | 0 | 0 | 0 | 0 | 0 | 0 | 0 | 0 | 0 | 0 | 0 | 0 | 0 | 0 | 0 | 0 | 0 | 0 | 0
F5_Commercial_Hospital_New_Food Preparation_Natural Gas_Broiler_E8 | F5 | Commercial | Hospital | New | Food Preparation | Natural Gas | Broiler | E8 | Utility - Cost of Operation | 0 | 0 | 0 | 0 | 0 | 0 | 0 | 0 | 0 | 0 | 0 | 0 | 0 | 0 | 0 | 0 | 0 | 0 | 0 | 0 | 0 | 0 | 0 | 0 | 0 | 0 | 0 | 0 | 0 | 0 | 0 | 0 | 0
F5_Commercial_Hospital_New_Food Preparation_Natural Gas_Broiler_E9 | F5 | Commercial | Hospital | New | Food Preparation | Natural Gas | Broiler | E9 | Utility - Cost of Operation | 0 | 0 | 0 | 0 | 0 | 0 | 0 | 0 | 0 | 0 | 0 | 0 | 0 | 0 | 0 | 0 | 0 | 0 | 0 | 0 | 0 | 0 | 0 | 0 | 0 | 0 | 0 | 0 | 0 | 0 | 0 | 0 | 0
F5_Commercial_Hospital_New_Food Preparation_Natural Gas_Broiler_E10 | F5 | Commercial | Hospital | New | Food Preparation | Natural Gas | Broiler | E10 | Utility - Cost of Operation | 0 | 0 | 0 | 0 | 0 | 0 | 0 | 0 | 0 | 0 | 0 | 0 | 0 | 0 | 0 | 0 | 0 | 0 | 0 | 0 | 0 | 0 | 0 | 0 | 0 | 0 | 0 | 0 | 0 | 0 | 0 | 0 | 0
F6_Commercial_Hospital_New_Food Preparation_Natural Gas_Broiler_E1 | F6 | Commercial | Hospital | New | Food Preparation | Natural Gas | Broiler | E1 | Utility - Value of Sales | 0.16687 | 0.16687 | 0.16687 | 0.16687 | 0.16687 | 0.16687 | 0.16687 | 0.16687 | 0.16687 | 0.16687 | 0.16687 | 0.16687 | 0.16687 | 0.16687 | 0.16687 | 0.16687 | 0.16687 | 0.16687 | 0.16687 | 0.16687 | 0.16687 | 0.16687 | 0.16687 | 0.16687 | 0.16687 | 0.16687 | 0.16687 | 0.16687 | 0.16687 | 0.16687 | 0.16687 | 0.16687 | 0.16687
F6_Commercial_Hospital_New_Food Preparation_Natural Gas_Broiler_E2 | F6 | Commercial | Hospital | New | Food Preparation | Natural Gas | Broiler | E2 | Utility - Value of Sales | 0.10727 | 0.10727 | 0.10727 | 0.10727 | 0.10727 | 0.10727 | 0.10727 | 0.10727 | 0.10727 | 0.10727 | 0.10727 | 0.10727 | 0.10727 | 0.10727 | 0.10727 | 0.10727 | 0.10727 | 0.10727 | 0.10727 | 0.10727 | 0.10727 | 0.10727 | 0.10727 | 0.10727 | 0.10727 | 0.10727 | 0.10727 | 0.10727 | 0.10727 | 0.10727 | 0.10727 | 0.10727 | 0.10727
F6_Commercial_Hospital_New_Food Preparation_Natural Gas_Broiler_E3 | F6 | Commercial | Hospital | New | Food Preparation | Natural Gas | Broiler | E3 | Utility - Value of Sales | 0 | 0 | 0 | 0 | 0 | 0 | 0 | 0 | 0 | 0 | 0 | 0 | 0 | 0 | 0 | 0 | 0 | 0 | 0 | 0 | 0 | 0 | 0 | 0 | 0 | 0 | 0 | 0 | 0 | 0 | 0 | 0 | 0
F6_Commercial_Hospital_New_Food Preparation_Natural Gas_Broiler_E4 | F6 | Commercial | Hospital | New | Food Preparation | Natural Gas | Broiler | E4 | Utility - Value of Sales | 0 | 0 | 0 | 0 | 0 | 0 | 0 | 0 | 0 | 0 | 0 | 0 | 0 | 0 | 0 | 0 | 0 | 0 | 0 | 0 | 0 | 0 | 0 | 0 | 0 | 0 | 0 | 0 | 0 | 0 | 0 | 0 | 0
F6_Commercial_Hospital_New_Food Preparation_Natural Gas_Broiler_E5 | F6 | Commercial | Hospital | New | Food Preparation | Natural Gas | Broiler | E5 | Utility - Value of Sales | 0 | 0 | 0 | 0 | 0 | 0 | 0 | 0 | 0 | 0 | 0 | 0 | 0 | 0 | 0 | 0 | 0 | 0 | 0 | 0 | 0 | 0 | 0 | 0 | 0 | 0 | 0 | 0 | 0 | 0 | 0 | 0 | 0
F6_Commercial_Hospital_New_Food Preparation_Natural Gas_Broiler_E6 | F6 | Commercial | Hospital | New | Food Preparation | Natural Gas | Broiler | E6 | Utility - Value of Sales | 0 | 0 | 0 | 0 | 0 | 0 | 0 | 0 | 0 | 0 | 0 | 0 | 0 | 0 | 0 | 0 | 0 | 0 | 0 | 0 | 0 | 0 | 0 | 0 | 0 | 0 | 0 | 0 | 0 | 0 | 0 | 0 | 0
F6_Commercial_Hospital_New_Food Preparation_Natural Gas_Broiler_E7 | F6 | Commercial | Hospital | New | Food Preparation | Natural Gas | Broiler | E7 | Utility - Value of Sales | 0 | 0 | 0 | 0 | 0 | 0 | 0 | 0 | 0 | 0 | 0 | 0 | 0 | 0 | 0 | 0 | 0 | 0 | 0 | 0 | 0 | 0 | 0 | 0 | 0 | 0 | 0 | 0 | 0 | 0 | 0 | 0 | 0
F6_Commercial_Hospital_New_Food Preparation_Natural Gas_Broiler_E8 | F6 | Commercial | Hospital | New | Food Preparation | Natural Gas | Broiler | E8 | Utility - Value of Sales | 0 | 0 | 0 | 0 | 0 | 0 | 0 | 0 | 0 | 0 | 0 | 0 | 0 | 0 | 0 | 0 | 0 | 0 | 0 | 0 | 0 | 0 | 0 | 0 | 0 | 0 | 0 | 0 | 0 | 0 | 0 | 0 | 0
F6_Commercial_Hospital_New_Food Preparation_Natural Gas_Broiler_E9 | F6 | Commercial | Hospital | New | Food Preparation | Natural Gas | Broiler | E9 | Utility - Value of Sales | 0 | 0 | 0 | 0 | 0 | 0 | 0 | 0 | 0 | 0 | 0 | 0 | 0 | 0 | 0 | 0 | 0 | 0 | 0 | 0 | 0 | 0 | 0 | 0 | 0 | 0 | 0 | 0 | 0 | 0 | 0 | 0 | 0
F6_Commercial_Hospital_New_Food Preparation_Natural Gas_Broiler_E10 | F6 | Commercial | Hospital | New | Food Preparation | Natural Gas | Broiler | E10 | Utility - Value of Sales | 0 | 0 | 0 | 0 | 0 | 0 | 0 | 0 | 0 | 0 | 0 | 0 | 0 | 0 | 0 | 0 | 0 | 0 | 0 | 0 | 0 | 0 | 0 | 0 | 0 | 0 | 0 | 0 | 0 | 0 | 0 | 0 | 0
F1_Commercial_Hospital_New_Food Preparation_Natural Gas_Griddle_E1 | F1 | Commercial | Hospital | New | Food Preparation | Natural Gas | Griddle | E1 | RVT - Cost of Equipment | 0.14512 | 0.14623 | 0.14747 | 0.14882 | 0.15037 | 0.15217 | 0.15362 | 0.15502 | 0.15643 | 0.15791 | 0.15932 | 0.16061 | 0.16193 | 0.16332 | 0.16485 | 0.16635 | 0.16794 | 0.16962 | 0.17137 | 0.17315 | 0.17495 | 0.17663 | 0.17815 | 0.1795 | 0.18066 | 0.18166 | 0.18235 | 0.18286 | 0.18331 | 0.18369 | 0.18407 | 0.18424 | 0.18424
F1_Commercial_Hospital_New_Food Preparation_Natural Gas_Griddle_E2 | F1 | Commercial | Hospital | New | Food Preparation | Natural Gas | Griddle | E2 | RVT - Cost of Equipment | 0.13301 | 0.13402 | 0.13515 | 0.1364 | 0.13782 | 0.13946 | 0.1408 | 0.14208 | 0.14337 | 0.14473 | 0.14602 | 0.1472 | 0.14841 | 0.14969 | 0.15109 | 0.15246 | 0.15392 | 0.15546 | 0.15706 | 0.1587 | 0.16035 | 0.16189 | 0.16328 | 0.16451 | 0.16558 | 0.16649 | 0.16713 | 0.1676 | 0.16801 | 0.16836 | 0.1687 | 0.16886 | 0.16886
F1_Commercial_Hospital_New_Food Preparation_Natural Gas_Griddle_E3 | F1 | Commercial | Hospital | New | Food Preparation | Natural Gas | Griddle | E3 | RVT - Cost of Equipment | 0 | 0 | 0 | 0 | 0 | 0 | 0 | 0 | 0 | 0 | 0 | 0 | 0 | 0 | 0 | 0 | 0 | 0 | 0 | 0 | 0 | 0 | 0 | 0 | 0 | 0 | 0 | 0 | 0 | 0 | 0 | 0 | 0
F1_Commercial_Hospital_New_Food Preparation_Natural Gas_Griddle_E4 | F1 | Commercial | Hospital | New | Food Preparation | Natural Gas | Griddle | E4 | RVT - Cost of Equipment | 0 | 0 | 0 | 0 | 0 | 0 | 0 | 0 | 0 | 0 | 0 | 0 | 0 | 0 | 0 | 0 | 0 | 0 | 0 | 0 | 0 | 0 | 0 | 0 | 0 | 0 | 0 | 0 | 0 | 0 | 0 | 0 | 0
F1_Commercial_Hospital_New_Food Preparation_Natural Gas_Griddle_E5 | F1 | Commercial | Hospital | New | Food Preparation | Natural Gas | Griddle | E5 | RVT - Cost of Equipment | 0 | 0 | 0 | 0 | 0 | 0 | 0 | 0 | 0 | 0 | 0 | 0 | 0 | 0 | 0 | 0 | 0 | 0 | 0 | 0 | 0 | 0 | 0 | 0 | 0 | 0 | 0 | 0 | 0 | 0 | 0 | 0 | 0
F1_Commercial_Hospital_New_Food Preparation_Natural Gas_Griddle_E6 | F1 | Commercial | Hospital | New | Food Preparation | Natural Gas | Griddle | E6 | RVT - Cost of Equipment | 0 | 0 | 0 | 0 | 0 | 0 | 0 | 0 | 0 | 0 | 0 | 0 | 0 | 0 | 0 | 0 | 0 | 0 | 0 | 0 | 0 | 0 | 0 | 0 | 0 | 0 | 0 | 0 | 0 | 0 | 0 | 0 | 0
F1_Commercial_Hospital_New_Food Preparation_Natural Gas_Griddle_E7 | F1 | Commercial | Hospital | New | Food Preparation | Natural Gas | Griddle | E7 | RVT - Cost of Equipment | 0 | 0 | 0 | 0 | 0 | 0 | 0 | 0 | 0 | 0 | 0 | 0 | 0 | 0 | 0 | 0 | 0 | 0 | 0 | 0 | 0 | 0 | 0 | 0 | 0 | 0 | 0 | 0 | 0 | 0 | 0 | 0 | 0
F1_Commercial_Hospital_New_Food Preparation_Natural Gas_Griddle_E8 | F1 | Commercial | Hospital | New | Food Preparation | Natural Gas | Griddle | E8 | RVT - Cost of Equipment | 0 | 0 | 0 | 0 | 0 | 0 | 0 | 0 | 0 | 0 | 0 | 0 | 0 | 0 | 0 | 0 | 0 | 0 | 0 | 0 | 0 | 0 | 0 | 0 | 0 | 0 | 0 | 0 | 0 | 0 | 0 | 0 | 0
F1_Commercial_Hospital_New_Food Preparation_Natural Gas_Griddle_E9 | F1 | Commercial | Hospital | New | Food Preparation | Natural Gas | Griddle | E9 | RVT - Cost of Equipment | 0 | 0 | 0 | 0 | 0 | 0 | 0 | 0 | 0 | 0 | 0 | 0 | 0 | 0 | 0 | 0 | 0 | 0 | 0 | 0 | 0 | 0 | 0 | 0 | 0 | 0 | 0 | 0 | 0 | 0 | 0 | 0 | 0
F1_Commercial_Hospital_New_Food Preparation_Natural Gas_Griddle_E10 | F1 | Commercial | Hospital | New | Food Preparation | Natural Gas | Griddle | E10 | RVT - Cost of Equipment | 0 | 0 | 0 | 0 | 0 | 0 | 0 | 0 | 0 | 0 | 0 | 0 | 0 | 0 | 0 | 0 | 0 | 0 | 0 | 0 | 0 | 0 | 0 | 0 | 0 | 0 | 0 | 0 | 0 | 0 | 0 | 0 | 0
F2_Commercial_Hospital_New_Food Preparation_Natural Gas_Griddle_E1 | F2 | Commercial | Hospital | New | Food Preparation | Natural Gas | Griddle | E1 | RVT - Cost of Operation | 0.17387 | 0.17519 | 0.17667 | 0.1783 | 0.18016 | 0.18231 | 0.18405 | 0.18572 | 0.18742 | 0.18919 | 0.19087 | 0.19242 | 0.19401 | 0.19567 | 0.1975 | 0.1993 | 0.2012 | 0.20321 | 0.20531 | 0.20745 | 0.2096 | 0.21162 | 0.21344 | 0.21505 | 0.21644 | 0.21764 | 0.21847 | 0.21908 | 0.21962 | 0.22008 | 0.22053 | 0.22073 | 0.22073
F2_Commercial_Hospital_New_Food Preparation_Natural Gas_Griddle_E2 | F2 | Commercial | Hospital | New | Food Preparation | Natural Gas | Griddle | E2 | RVT - Cost of Operation | 0.15935 | 0.16057 | 0.16192 | 0.16342 | 0.16512 | 0.16709 | 0.16868 | 0.17022 | 0.17177 | 0.17339 | 0.17494 | 0.17636 | 0.17781 | 0.17933 | 0.18102 | 0.18266 | 0.18441 | 0.18625 | 0.18817 | 0.19013 | 0.1921 | 0.19395 | 0.19562 | 0.1971 | 0.19837 | 0.19947 | 0.20023 | 0.20079 | 0.20128 | 0.2017 | 0.20212 | 0.2023 | 0.2023
F2_Commercial_Hospital_New_Food Preparation_Natural Gas_Griddle_E3 | F2 | Commercial | Hospital | New | Food Preparation | Natural Gas | Griddle | E3 | RVT - Cost of Operation | 0 | 0 | 0 | 0 | 0 | 0 | 0 | 0 | 0 | 0 | 0 | 0 | 0 | 0 | 0 | 0 | 0 | 0 | 0 | 0 | 0 | 0 | 0 | 0 | 0 | 0 | 0 | 0 | 0 | 0 | 0 | 0 | 0
F2_Commercial_Hospital_New_Food Preparation_Natural Gas_Griddle_E4 | F2 | Commercial | Hospital | New | Food Preparation | Natural Gas | Griddle | E4 | RVT - Cost of Operation | 0 | 0 | 0 | 0 | 0 | 0 | 0 | 0 | 0 | 0 | 0 | 0 | 0 | 0 | 0 | 0 | 0 | 0 | 0 | 0 | 0 | 0 | 0 | 0 | 0 | 0 | 0 | 0 | 0 | 0 | 0 | 0 | 0
F2_Commercial_Hospital_New_Food Preparation_Natural Gas_Griddle_E5 | F2 | Commercial | Hospital | New | Food Preparation | Natural Gas | Griddle | E5 | RVT - Cost of Operation | 0 | 0 | 0 | 0 | 0 | 0 | 0 | 0 | 0 | 0 | 0 | 0 | 0 | 0 | 0 | 0 | 0 | 0 | 0 | 0 | 0 | 0 | 0 | 0 | 0 | 0 | 0 | 0 | 0 | 0 | 0 | 0 | 0
F2_Commercial_Hospital_New_Food Preparation_Natural Gas_Griddle_E6 | F2 | Commercial | Hospital | New | Food Preparation | Natural Gas | Griddle | E6 | RVT - Cost of Operation | 0 | 0 | 0 | 0 | 0 | 0 | 0 | 0 | 0 | 0 | 0 | 0 | 0 | 0 | 0 | 0 | 0 | 0 | 0 | 0 | 0 | 0 | 0 | 0 | 0 | 0 | 0 | 0 | 0 | 0 | 0 | 0 | 0
F2_Commercial_Hospital_New_Food Preparation_Natural Gas_Griddle_E7 | F2 | Commercial | Hospital | New | Food Preparation | Natural Gas | Griddle | E7 | RVT - Cost of Operation | 0 | 0 | 0 | 0 | 0 | 0 | 0 | 0 | 0 | 0 | 0 | 0 | 0 | 0 | 0 | 0 | 0 | 0 | 0 | 0 | 0 | 0 | 0 | 0 | 0 | 0 | 0 | 0 | 0 | 0 | 0 | 0 | 0
F2_Commercial_Hospital_New_Food Preparation_Natural Gas_Griddle_E8 | F2 | Commercial | Hospital | New | Food Preparation | Natural Gas | Griddle | E8 | RVT - Cost of Operation | 0 | 0 | 0 | 0 | 0 | 0 | 0 | 0 | 0 | 0 | 0 | 0 | 0 | 0 | 0 | 0 | 0 | 0 | 0 | 0 | 0 | 0 | 0 | 0 | 0 | 0 | 0 | 0 | 0 | 0 | 0 | 0 | 0
F2_Commercial_Hospital_New_Food Preparation_Natural Gas_Griddle_E9 | F2 | Commercial | Hospital | New | Food Preparation | Natural Gas | Griddle | E9 | RVT - Cost of Operation | 0 | 0 | 0 | 0 | 0 | 0 | 0 | 0 | 0 | 0 | 0 | 0 | 0 | 0 | 0 | 0 | 0 | 0 | 0 | 0 | 0 | 0 | 0 | 0 | 0 | 0 | 0 | 0 | 0 | 0 | 0 | 0 | 0
F2_Commercial_Hospital_New_Food Preparation_Natural Gas_Griddle_E10 | F2 | Commercial | Hospital | New | Food Preparation | Natural Gas | Griddle | E10 | RVT - Cost of Operation | 0 | 0 | 0 | 0 | 0 | 0 | 0 | 0 | 0 | 0 | 0 | 0 | 0 | 0 | 0 | 0 | 0 | 0 | 0 | 0 | 0 | 0 | 0 | 0 | 0 | 0 | 0 | 0 | 0 | 0 | 0 | 0 | 0
F3_Commercial_Hospital_New_Food Preparation_Natural Gas_Griddle_E1 | F3 | Commercial | Hospital | New | Food Preparation | Natural Gas | Griddle | E1 | System - kBTUs of Consumption | 0.052265 | 0.052265 | 0.052265 | 0.052265 | 0.052265 | 0.052265 | 0.052265 | 0.052265 | 0.052265 | 0.052265 | 0.052265 | 0.052265 | 0.052265 | 0.052265 | 0.052265 | 0.052265 | 0.052265 | 0.052265 | 0.052265 | 0.052265 | 0.052265 | 0.052265 | 0.052265 | 0.052265 | 0.052265 | 0.052265 | 0.052265 | 0.052265 | 0.052265 | 0.052265 | 0.052265 | 0.052265 | 0.052265
F3_Commercial_Hospital_New_Food Preparation_Natural Gas_Griddle_E2 | F3 | Commercial | Hospital | New | Food Preparation | Natural Gas | Griddle | E2 | System - kBTUs of Consumption | 0.06495 | 0.06495 | 0.06495 | 0.06495 | 0.06495 | 0.06495 | 0.06495 | 0.06495 | 0.06495 | 0.06495 | 0.06495 | 0.06495 | 0.06495 | 0.06495 | 0.06495 | 0.06495 | 0.06495 | 0.06495 | 0.06495 | 0.06495 | 0.06495 | 0.06495 | 0.06495 | 0.06495 | 0.06495 | 0.06495 | 0.06495 | 0.06495 | 0.06495 | 0.06495 | 0.06495 | 0.06495 | 0.06495
F3_Commercial_Hospital_New_Food Preparation_Natural Gas_Griddle_E3 | F3 | Commercial | Hospital | New | Food Preparation | Natural Gas | Griddle | E3 | System - kBTUs of Consumption | 0 | 0 | 0 | 0 | 0 | 0 | 0 | 0 | 0 | 0 | 0 | 0 | 0 | 0 | 0 | 0 | 0 | 0 | 0 | 0 | 0 | 0 | 0 | 0 | 0 | 0 | 0 | 0 | 0 | 0 | 0 | 0 | 0
F3_Commercial_Hospital_New_Food Preparation_Natural Gas_Griddle_E4 | F3 | Commercial | Hospital | New | Food Preparation | Natural Gas | Griddle | E4 | System - kBTUs of Consumption | 0 | 0 | 0 | 0 | 0 | 0 | 0 | 0 | 0 | 0 | 0 | 0 | 0 | 0 | 0 | 0 | 0 | 0 | 0 | 0 | 0 | 0 | 0 | 0 | 0 | 0 | 0 | 0 | 0 | 0 | 0 | 0 | 0
F3_Commercial_Hospital_New_Food Preparation_Natural Gas_Griddle_E5 | F3 | Commercial | Hospital | New | Food Preparation | Natural Gas | Griddle | E5 | System - kBTUs of Consumption | 0 | 0 | 0 | 0 | 0 | 0 | 0 | 0 | 0 | 0 | 0 | 0 | 0 | 0 | 0 | 0 | 0 | 0 | 0 | 0 | 0 | 0 | 0 | 0 | 0 | 0 | 0 | 0 | 0 | 0 | 0 | 0 | 0
F3_Commercial_Hospital_New_Food Preparation_Natural Gas_Griddle_E6 | F3 | Commercial | Hospital | New | Food Preparation | Natural Gas | Griddle | E6 | System - kBTUs of Consumption | 0 | 0 | 0 | 0 | 0 | 0 | 0 | 0 | 0 | 0 | 0 | 0 | 0 | 0 | 0 | 0 | 0 | 0 | 0 | 0 | 0 | 0 | 0 | 0 | 0 | 0 | 0 | 0 | 0 | 0 | 0 | 0 | 0
F3_Commercial_Hospital_New_Food Preparation_Natural Gas_Griddle_E7 | F3 | Commercial | Hospital | New | Food Preparation | Natural Gas | Griddle | E7 | System - kBTUs of Consumption | 0 | 0 | 0 | 0 | 0 | 0 | 0 | 0 | 0 | 0 | 0 | 0 | 0 | 0 | 0 | 0 | 0 | 0 | 0 | 0 | 0 | 0 | 0 | 0 | 0 | 0 | 0 | 0 | 0 | 0 | 0 | 0 | 0
F3_Commercial_Hospital_New_Food Preparation_Natural Gas_Griddle_E8 | F3 | Commercial | Hospital | New | Food Preparation | Natural Gas | Griddle | E8 | System - kBTUs of Consumption | 0 | 0 | 0 | 0 | 0 | 0 | 0 | 0 | 0 | 0 | 0 | 0 | 0 | 0 | 0 | 0 | 0 | 0 | 0 | 0 | 0 | 0 | 0 | 0 | 0 | 0 | 0 | 0 | 0 | 0 | 0 | 0 | 0
F3_Commercial_Hospital_New_Food Preparation_Natural Gas_Griddle_E9 | F3 | Commercial | Hospital | New | Food Preparation | Natural Gas | Griddle | E9 | System - kBTUs of Consumption | 0 | 0 | 0 | 0 | 0 | 0 | 0 | 0 | 0 | 0 | 0 | 0 | 0 | 0 | 0 | 0 | 0 | 0 | 0 | 0 | 0 | 0 | 0 | 0 | 0 | 0 | 0 | 0 | 0 | 0 | 0 | 0 | 0
F3_Commercial_Hospital_New_Food Preparation_Natural Gas_Griddle_E10 | F3 | Commercial | Hospital | New | Food Preparation | Natural Gas | Griddle | E10 | System - kBTUs of Consumption | 0 | 0 | 0 | 0 | 0 | 0 | 0 | 0 | 0 | 0 | 0 | 0 | 0 | 0 | 0 | 0 | 0 | 0 | 0 | 0 | 0 | 0 | 0 | 0 | 0 | 0 | 0 | 0 | 0 | 0 | 0 | 0 | 0
F4_Commercial_Hospital_New_Food Preparation_Natural Gas_Griddle_E1 | F4 | Commercial | Hospital | New | Food Preparation | Natural Gas | Griddle | E1 | Utility - Cost of Equipment | 0.17387 | 0.17519 | 0.17667 | 0.1783 | 0.18016 | 0.18231 | 0.18405 | 0.18572 | 0.18742 | 0.18919 | 0.19087 | 0.19242 | 0.19401 | 0.19567 | 0.1975 | 0.1993 | 0.2012 | 0.20321 | 0.20531 | 0.20745 | 0.2096 | 0.21162 | 0.21344 | 0.21505 | 0.21644 | 0.21764 | 0.21847 | 0.21908 | 0.21962 | 0.22008 | 0.22053 | 0.22073 | 0.22073
F4_Commercial_Hospital_New_Food Preparation_Natural Gas_Griddle_E2 | F4 | Commercial | Hospital | New | Food Preparation | Natural Gas | Griddle | E2 | Utility - Cost of Equipment | 0.15935 | 0.16057 | 0.16192 | 0.16342 | 0.16512 | 0.16709 | 0.16868 | 0.17022 | 0.17177 | 0.17339 | 0.17494 | 0.17636 | 0.17781 | 0.17933 | 0.18102 | 0.18266 | 0.18441 | 0.18625 | 0.18817 | 0.19013 | 0.1921 | 0.19395 | 0.19562 | 0.1971 | 0.19837 | 0.19947 | 0.20023 | 0.20079 | 0.20128 | 0.2017 | 0.20212 | 0.2023 | 0.2023
F4_Commercial_Hospital_New_Food Preparation_Natural Gas_Griddle_E3 | F4 | Commercial | Hospital | New | Food Preparation | Natural Gas | Griddle | E3 | Utility - Cost of Equipment | 0 | 0 | 0 | 0 | 0 | 0 | 0 | 0 | 0 | 0 | 0 | 0 | 0 | 0 | 0 | 0 | 0 | 0 | 0 | 0 | 0 | 0 | 0 | 0 | 0 | 0 | 0 | 0 | 0 | 0 | 0 | 0 | 0
F4_Commercial_Hospital_New_Food Preparation_Natural Gas_Griddle_E4 | F4 | Commercial | Hospital | New | Food Preparation | Natural Gas | Griddle | E4 | Utility - Cost of Equipment | 0 | 0 | 0 | 0 | 0 | 0 | 0 | 0 | 0 | 0 | 0 | 0 | 0 | 0 | 0 | 0 | 0 | 0 | 0 | 0 | 0 | 0 | 0 | 0 | 0 | 0 | 0 | 0 | 0 | 0 | 0 | 0 | 0
F4_Commercial_Hospital_New_Food Preparation_Natural Gas_Griddle_E5 | F4 | Commercial | Hospital | New | Food Preparation | Natural Gas | Griddle | E5 | Utility - Cost of Equipment | 0 | 0 | 0 | 0 | 0 | 0 | 0 | 0 | 0 | 0 | 0 | 0 | 0 | 0 | 0 | 0 | 0 | 0 | 0 | 0 | 0 | 0 | 0 | 0 | 0 | 0 | 0 | 0 | 0 | 0 | 0 | 0 | 0
F4_Commercial_Hospital_New_Food Preparation_Natural Gas_Griddle_E6 | F4 | Commercial | Hospital | New | Food Preparation | Natural Gas | Griddle | E6 | Utility - Cost of Equipment | 0 | 0 | 0 | 0 | 0 | 0 | 0 | 0 | 0 | 0 | 0 | 0 | 0 | 0 | 0 | 0 | 0 | 0 | 0 | 0 | 0 | 0 | 0 | 0 | 0 | 0 | 0 | 0 | 0 | 0 | 0 | 0 | 0
F4_Commercial_Hospital_New_Food Preparation_Natural Gas_Griddle_E7 | F4 | Commercial | Hospital | New | Food Preparation | Natural Gas | Griddle | E7 | Utility - Cost of Equipment | 0 | 0 | 0 | 0 | 0 | 0 | 0 | 0 | 0 | 0 | 0 | 0 | 0 | 0 | 0 | 0 | 0 | 0 | 0 | 0 | 0 | 0 | 0 | 0 | 0 | 0 | 0 | 0 | 0 | 0 | 0 | 0 | 0
F4_Commercial_Hospital_New_Food Preparation_Natural Gas_Griddle_E8 | F4 | Commercial | Hospital | New | Food Preparation | Natural Gas | Griddle | E8 | Utility - Cost of Equipment | 0 | 0 | 0 | 0 | 0 | 0 | 0 | 0 | 0 | 0 | 0 | 0 | 0 | 0 | 0 | 0 | 0 | 0 | 0 | 0 | 0 | 0 | 0 | 0 | 0 | 0 | 0 | 0 | 0 | 0 | 0 | 0 | 0
F4_Commercial_Hospital_New_Food Preparation_Natural Gas_Griddle_E9 | F4 | Commercial | Hospital | New | Food Preparation | Natural Gas | Griddle | E9 | Utility - Cost of Equipment | 0 | 0 | 0 | 0 | 0 | 0 | 0 | 0 | 0 | 0 | 0 | 0 | 0 | 0 | 0 | 0 | 0 | 0 | 0 | 0 | 0 | 0 | 0 | 0 | 0 | 0 | 0 | 0 | 0 | 0 | 0 | 0 | 0
F4_Commercial_Hospital_New_Food Preparation_Natural Gas_Griddle_E10 | F4 | Commercial | Hospital | New | Food Preparation | Natural Gas | Griddle | E10 | Utility - Cost of Equipment | 0 | 0 | 0 | 0 | 0 | 0 | 0 | 0 | 0 | 0 | 0 | 0 | 0 | 0 | 0 | 0 | 0 | 0 | 0 | 0 | 0 | 0 | 0 | 0 | 0 | 0 | 0 | 0 | 0 | 0 | 0 | 0 | 0
F5_Commercial_Hospital_New_Food Preparation_Natural Gas_Griddle_E1 | F5 | Commercial | Hospital | New | Food Preparation | Natural Gas | Griddle | E1 | Utility - Cost of Operation | 0.052265 | 0.052265 | 0.052265 | 0.052265 | 0.052265 | 0.052265 | 0.052265 | 0.052265 | 0.052265 | 0.052265 | 0.052265 | 0.052265 | 0.052265 | 0.052265 | 0.052265 | 0.052265 | 0.052265 | 0.052265 | 0.052265 | 0.052265 | 0.052265 | 0.052265 | 0.052265 | 0.052265 | 0.052265 | 0.052265 | 0.052265 | 0.052265 | 0.052265 | 0.052265 | 0.052265 | 0.052265 | 0.052265
F5_Commercial_Hospital_New_Food Preparation_Natural Gas_Griddle_E2 | F5 | Commercial | Hospital | New | Food Preparation | Natural Gas | Griddle | E2 | Utility - Cost of Operation | 0.06495 | 0.06495 | 0.06495 | 0.06495 | 0.06495 | 0.06495 | 0.06495 | 0.06495 | 0.06495 | 0.06495 | 0.06495 | 0.06495 | 0.06495 | 0.06495 | 0.06495 | 0.06495 | 0.06495 | 0.06495 | 0.06495 | 0.06495 | 0.06495 | 0.06495 | 0.06495 | 0.06495 | 0.06495 | 0.06495 | 0.06495 | 0.06495 | 0.06495 | 0.06495 | 0.06495 | 0.06495 | 0.06495
F5_Commercial_Hospital_New_Food Preparation_Natural Gas_Griddle_E3 | F5 | Commercial | Hospital | New | Food Preparation | Natural Gas | Griddle | E3 | Utility - Cost of Operation | 0 | 0 | 0 | 0 | 0 | 0 | 0 | 0 | 0 | 0 | 0 | 0 | 0 | 0 | 0 | 0 | 0 | 0 | 0 | 0 | 0 | 0 | 0 | 0 | 0 | 0 | 0 | 0 | 0 | 0 | 0 | 0 | 0
F5_Commercial_Hospital_New_Food Preparation_Natural Gas_Griddle_E4 | F5 | Commercial | Hospital | New | Food Preparation | Natural Gas | Griddle | E4 | Utility - Cost of Operation | 0 | 0 | 0 | 0 | 0 | 0 | 0 | 0 | 0 | 0 | 0 | 0 | 0 | 0 | 0 | 0 | 0 | 0 | 0 | 0 | 0 | 0 | 0 | 0 | 0 | 0 | 0 | 0 | 0 | 0 | 0 | 0 | 0
F5_Commercial_Hospital_New_Food Preparation_Natural Gas_Griddle_E5 | F5 | Commercial | Hospital | New | Food Preparation | Natural Gas | Griddle | E5 | Utility - Cost of Operation | 0 | 0 | 0 | 0 | 0 | 0 | 0 | 0 | 0 | 0 | 0 | 0 | 0 | 0 | 0 | 0 | 0 | 0 | 0 | 0 | 0 | 0 | 0 | 0 | 0 | 0 | 0 | 0 | 0 | 0 | 0 | 0 | 0
F5_Commercial_Hospital_New_Food Preparation_Natural Gas_Griddle_E6 | F5 | Commercial | Hospital | New | Food Preparation | Natural Gas | Griddle | E6 | Utility - Cost of Operation | 0 | 0 | 0 | 0 | 0 | 0 | 0 | 0 | 0 | 0 | 0 | 0 | 0 | 0 | 0 | 0 | 0 | 0 | 0 | 0 | 0 | 0 | 0 | 0 | 0 | 0 | 0 | 0 | 0 | 0 | 0 | 0 | 0
F5_Commercial_Hospital_New_Food Preparation_Natural Gas_Griddle_E7 | F5 | Commercial | Hospital | New | Food Preparation | Natural Gas | Griddle | E7 | Utility - Cost of Operation | 0 | 0 | 0 | 0 | 0 | 0 | 0 | 0 | 0 | 0 | 0 | 0 | 0 | 0 | 0 | 0 | 0 | 0 | 0 | 0 | 0 | 0 | 0 | 0 | 0 | 0 | 0 | 0 | 0 | 0 | 0 | 0 | 0
F5_Commercial_Hospital_New_Food Preparation_Natural Gas_Griddle_E8 | F5 | Commercial | Hospital | New | Food Preparation | Natural Gas | Griddle | E8 | Utility - Cost of Operation | 0 | 0 | 0 | 0 | 0 | 0 | 0 | 0 | 0 | 0 | 0 | 0 | 0 | 0 | 0 | 0 | 0 | 0 | 0 | 0 | 0 | 0 | 0 | 0 | 0 | 0 | 0 | 0 | 0 | 0 | 0 | 0 | 0
F5_Commercial_Hospital_New_Food Preparation_Natural Gas_Griddle_E9 | F5 | Commercial | Hospital | New | Food Preparation | Natural Gas | Griddle | E9 | Utility - Cost of Operation | 0 | 0 | 0 | 0 | 0 | 0 | 0 | 0 | 0 | 0 | 0 | 0 | 0 | 0 | 0 | 0 | 0 | 0 | 0 | 0 | 0 | 0 | 0 | 0 | 0 | 0 | 0 | 0 | 0 | 0 | 0 | 0 | 0
F5_Commercial_Hospital_New_Food Preparation_Natural Gas_Griddle_E10 | F5 | Commercial | Hospital | New | Food Preparation | Natural Gas | Griddle | E10 | Utility - Cost of Operation | 0 | 0 | 0 | 0 | 0 | 0 | 0 | 0 | 0 | 0 | 0 | 0 | 0 | 0 | 0 | 0 | 0 | 0 | 0 | 0 | 0 | 0 | 0 | 0 | 0 | 0 | 0 | 0 | 0 | 0 | 0 | 0 | 0
F6_Commercial_Hospital_New_Food Preparation_Natural Gas_Griddle_E1 | F6 | Commercial | Hospital | New | Food Preparation | Natural Gas | Griddle | E1 | Utility - Value of Sales | 0.10297 | 0.10297 | 0.10297 | 0.10297 | 0.10297 | 0.10297 | 0.10297 | 0.10297 | 0.10297 | 0.10297 | 0.10297 | 0.10297 | 0.10297 | 0.10297 | 0.10297 | 0.10297 | 0.10297 | 0.10297 | 0.10297 | 0.10297 | 0.10297 | 0.10297 | 0.10297 | 0.10297 | 0.10297 | 0.10297 | 0.10297 | 0.10297 | 0.10297 | 0.10297 | 0.10297 | 0.10297 | 0.10297
F6_Commercial_Hospital_New_Food Preparation_Natural Gas_Griddle_E2 | F6 | Commercial | Hospital | New | Food Preparation | Natural Gas | Griddle | E2 | Utility - Value of Sales | 0.094377 | 0.094377 | 0.094377 | 0.094377 | 0.094377 | 0.094377 | 0.094377 | 0.094377 | 0.094377 | 0.094377 | 0.094377 | 0.094377 | 0.094377 | 0.094377 | 0.094377 | 0.094377 | 0.094377 | 0.094377 | 0.094377 | 0.094377 | 0.094377 | 0.094377 | 0.094377 | 0.094377 | 0.094377 | 0.094377 | 0.094377 | 0.094377 | 0.094377 | 0.094377 | 0.094377 | 0.094377 | 0.094377
F6_Commercial_Hospital_New_Food Preparation_Natural Gas_Griddle_E3 | F6 | Commercial | Hospital | New | Food Preparation | Natural Gas | Griddle | E3 | Utility - Value of Sales | 0 | 0 | 0 | 0 | 0 | 0 | 0 | 0 | 0 | 0 | 0 | 0 | 0 | 0 | 0 | 0 | 0 | 0 | 0 | 0 | 0 | 0 | 0 | 0 | 0 | 0 | 0 | 0 | 0 | 0 | 0 | 0 | 0
F6_Commercial_Hospital_New_Food Preparation_Natural Gas_Griddle_E4 | F6 | Commercial | Hospital | New | Food Preparation | Natural Gas | Griddle | E4 | Utility - Value of Sales | 0 | 0 | 0 | 0 | 0 | 0 | 0 | 0 | 0 | 0 | 0 | 0 | 0 | 0 | 0 | 0 | 0 | 0 | 0 | 0 | 0 | 0 | 0 | 0 | 0 | 0 | 0 | 0 | 0 | 0 | 0 | 0 | 0
F6_Commercial_Hospital_New_Food Preparation_Natural Gas_Griddle_E5 | F6 | Commercial | Hospital | New | Food Preparation | Natural Gas | Griddle | E5 | Utility - Value of Sales | 0 | 0 | 0 | 0 | 0 | 0 | 0 | 0 | 0 | 0 | 0 | 0 | 0 | 0 | 0 | 0 | 0 | 0 | 0 | 0 | 0 | 0 | 0 | 0 | 0 | 0 | 0 | 0 | 0 | 0 | 0 | 0 | 0
F6_Commercial_Hospital_New_Food Preparation_Natural Gas_Griddle_E6 | F6 | Commercial | Hospital | New | Food Preparation | Natural Gas | Griddle | E6 | Utility - Value of Sales | 0 | 0 | 0 | 0 | 0 | 0 | 0 | 0 | 0 | 0 | 0 | 0 | 0 | 0 | 0 | 0 | 0 | 0 | 0 | 0 | 0 | 0 | 0 | 0 | 0 | 0 | 0 | 0 | 0 | 0 | 0 | 0 | 0
F6_Commercial_Hospital_New_Food Preparation_Natural Gas_Griddle_E7 | F6 | Commercial | Hospital | New | Food Preparation | Natural Gas | Griddle | E7 | Utility - Value of Sales | 0 | 0 | 0 | 0 | 0 | 0 | 0 | 0 | 0 | 0 | 0 | 0 | 0 | 0 | 0 | 0 | 0 | 0 | 0 | 0 | 0 | 0 | 0 | 0 | 0 | 0 | 0 | 0 | 0 | 0 | 0 | 0 | 0
F6_Commercial_Hospital_New_Food Preparation_Natural Gas_Griddle_E8 | F6 | Commercial | Hospital | New | Food Preparation | Natural Gas | Griddle | E8 | Utility - Value of Sales | 0 | 0 | 0 | 0 | 0 | 0 | 0 | 0 | 0 | 0 | 0 | 0 | 0 | 0 | 0 | 0 | 0 | 0 | 0 | 0 | 0 | 0 | 0 | 0 | 0 | 0 | 0 | 0 | 0 | 0 | 0 | 0 | 0
F6_Commercial_Hospital_New_Food Preparation_Natural Gas_Griddle_E9 | F6 | Commercial | Hospital | New | Food Preparation | Natural Gas | Griddle | E9 | Utility - Value of Sales | 0 | 0 | 0 | 0 | 0 | 0 | 0 | 0 | 0 | 0 | 0 | 0 | 0 | 0 | 0 | 0 | 0 | 0 | 0 | 0 | 0 | 0 | 0 | 0 | 0 | 0 | 0 | 0 | 0 | 0 | 0 | 0 | 0
F6_Commercial_Hospital_New_Food Preparation_Natural Gas_Griddle_E10 | F6 | Commercial | Hospital | New | Food Preparation | Natural Gas | Griddle | E10 | Utility - Value of Sales | 0 | 0 | 0 | 0 | 0 | 0 | 0 | 0 | 0 | 0 | 0 | 0 | 0 | 0 | 0 | 0 | 0 | 0 | 0 | 0 | 0 | 0 | 0 | 0 | 0 | 0 | 0 | 0 | 0 | 0 | 0 | 0 | 0
F1_Commercial_Hospital_New_Food Preparation_Natural Gas_Range_E1 | F1 | Commercial | Hospital | New | Food Preparation | Natural Gas | Range | E1 | RVT - Cost of Equipment | 0.17069 | 0.17189 | 0.17332 | 0.17498 | 0.17693 | 0.17921 | 0.18104 | 0.18278 | 0.18449 | 0.18622 | 0.18781 | 0.1892 | 0.19059 | 0.19207 | 0.19378 | 0.19548 | 0.19736 | 0.19942 | 0.20161 | 0.20388 | 0.20618 | 0.20833 | 0.21031 | 0.21211 | 0.21369 | 0.21506 | 0.216 | 0.21671 | 0.21732 | 0.21784 | 0.21835 | 0.21858 | 0.21858
F1_Commercial_Hospital_New_Food Preparation_Natural Gas_Range_E2 | F1 | Commercial | Hospital | New | Food Preparation | Natural Gas | Range | E2 | RVT - Cost of Equipment | 0.12802 | 0.12892 | 0.12999 | 0.13123 | 0.13269 | 0.13441 | 0.13578 | 0.13708 | 0.13837 | 0.13967 | 0.14086 | 0.1419 | 0.14294 | 0.14405 | 0.14533 | 0.14661 | 0.14802 | 0.14957 | 0.15121 | 0.15291 | 0.15463 | 0.15625 | 0.15773 | 0.15908 | 0.16027 | 0.16129 | 0.162 | 0.16253 | 0.16299 | 0.16338 | 0.16376 | 0.16393 | 0.16393
F1_Commercial_Hospital_New_Food Preparation_Natural Gas_Range_E3 | F1 | Commercial | Hospital | New | Food Preparation | Natural Gas | Range | E3 | RVT - Cost of Equipment | 0 | 0 | 0 | 0 | 0 | 0 | 0 | 0 | 0 | 0 | 0 | 0 | 0 | 0 | 0 | 0 | 0 | 0 | 0 | 0 | 0 | 0 | 0 | 0 | 0 | 0 | 0 | 0 | 0 | 0 | 0 | 0 | 0
F1_Commercial_Hospital_New_Food Preparation_Natural Gas_Range_E4 | F1 | Commercial | Hospital | New | Food Preparation | Natural Gas | Range | E4 | RVT - Cost of Equipment | 0 | 0 | 0 | 0 | 0 | 0 | 0 | 0 | 0 | 0 | 0 | 0 | 0 | 0 | 0 | 0 | 0 | 0 | 0 | 0 | 0 | 0 | 0 | 0 | 0 | 0 | 0 | 0 | 0 | 0 | 0 | 0 | 0
F1_Commercial_Hospital_New_Food Preparation_Natural Gas_Range_E5 | F1 | Commercial | Hospital | New | Food Preparation | Natural Gas | Range | E5 | RVT - Cost of Equipment | 0 | 0 | 0 | 0 | 0 | 0 | 0 | 0 | 0 | 0 | 0 | 0 | 0 | 0 | 0 | 0 | 0 | 0 | 0 | 0 | 0 | 0 | 0 | 0 | 0 | 0 | 0 | 0 | 0 | 0 | 0 | 0 | 0
F1_Commercial_Hospital_New_Food Preparation_Natural Gas_Range_E6 | F1 | Commercial | Hospital | New | Food Preparation | Natural Gas | Range | E6 | RVT - Cost of Equipment | 0 | 0 | 0 | 0 | 0 | 0 | 0 | 0 | 0 | 0 | 0 | 0 | 0 | 0 | 0 | 0 | 0 | 0 | 0 | 0 | 0 | 0 | 0 | 0 | 0 | 0 | 0 | 0 | 0 | 0 | 0 | 0 | 0
F1_Commercial_Hospital_New_Food Preparation_Natural Gas_Range_E7 | F1 | Commercial | Hospital | New | Food Preparation | Natural Gas | Range | E7 | RVT - Cost of Equipment | 0 | 0 | 0 | 0 | 0 | 0 | 0 | 0 | 0 | 0 | 0 | 0 | 0 | 0 | 0 | 0 | 0 | 0 | 0 | 0 | 0 | 0 | 0 | 0 | 0 | 0 | 0 | 0 | 0 | 0 | 0 | 0 | 0
F1_Commercial_Hospital_New_Food Preparation_Natural Gas_Range_E8 | F1 | Commercial | Hospital | New | Food Preparation | Natural Gas | Range | E8 | RVT - Cost of Equipment | 0 | 0 | 0 | 0 | 0 | 0 | 0 | 0 | 0 | 0 | 0 | 0 | 0 | 0 | 0 | 0 | 0 | 0 | 0 | 0 | 0 | 0 | 0 | 0 | 0 | 0 | 0 | 0 | 0 | 0 | 0 | 0 | 0
F1_Commercial_Hospital_New_Food Preparation_Natural Gas_Range_E9 | F1 | Commercial | Hospital | New | Food Preparation | Natural Gas | Range | E9 | RVT - Cost of Equipment | 0 | 0 | 0 | 0 | 0 | 0 | 0 | 0 | 0 | 0 | 0 | 0 | 0 | 0 | 0 | 0 | 0 | 0 | 0 | 0 | 0 | 0 | 0 | 0 | 0 | 0 | 0 | 0 | 0 | 0 | 0 | 0 | 0
F1_Commercial_Hospital_New_Food Preparation_Natural Gas_Range_E10 | F1 | Commercial | Hospital | New | Food Preparation | Natural Gas | Range | E10 | RVT - Cost of Equipment | 0 | 0 | 0 | 0 | 0 | 0 | 0 | 0 | 0 | 0 | 0 | 0 | 0 | 0 | 0 | 0 | 0 | 0 | 0 | 0 | 0 | 0 | 0 | 0 | 0 | 0 | 0 | 0 | 0 | 0 | 0 | 0 | 0
F2_Commercial_Hospital_New_Food Preparation_Natural Gas_Range_E1 | F2 | Commercial | Hospital | New | Food Preparation | Natural Gas | Range | E1 | RVT - Cost of Operation | 0.2045 | 0.20594 | 0.20765 | 0.20963 | 0.21197 | 0.2147 | 0.21689 | 0.21898 | 0.22103 | 0.2231 | 0.22501 | 0.22667 | 0.22834 | 0.23011 | 0.23216 | 0.2342 | 0.23646 | 0.23892 | 0.24155 | 0.24426 | 0.24701 | 0.2496 | 0.25196 | 0.25412 | 0.25602 | 0.25765 | 0.25878 | 0.25963 | 0.26036 | 0.26098 | 0.2616 | 0.26187 | 0.26187
F2_Commercial_Hospital_New_Food Preparation_Natural Gas_Range_E2 | F2 | Commercial | Hospital | New | Food Preparation | Natural Gas | Range | E2 | RVT - Cost of Operation | 0.15337 | 0.15445 | 0.15574 | 0.15723 | 0.15898 | 0.16103 | 0.16267 | 0.16423 | 0.16577 | 0.16733 | 0.16875 | 0.17 | 0.17126 | 0.17258 | 0.17412 | 0.17565 | 0.17734 | 0.17919 | 0.18116 | 0.18319 | 0.18526 | 0.1872 | 0.18897 | 0.19059 | 0.19201 | 0.19324 | 0.19409 | 0.19472 | 0.19527 | 0.19574 | 0.1962 | 0.1964 | 0.1964
F2_Commercial_Hospital_New_Food Preparation_Natural Gas_Range_E3 | F2 | Commercial | Hospital | New | Food Preparation | Natural Gas | Range | E3 | RVT - Cost of Operation | 0 | 0 | 0 | 0 | 0 | 0 | 0 | 0 | 0 | 0 | 0 | 0 | 0 | 0 | 0 | 0 | 0 | 0 | 0 | 0 | 0 | 0 | 0 | 0 | 0 | 0 | 0 | 0 | 0 | 0 | 0 | 0 | 0
F2_Commercial_Hospital_New_Food Preparation_Natural Gas_Range_E4 | F2 | Commercial | Hospital | New | Food Preparation | Natural Gas | Range | E4 | RVT - Cost of Operation | 0 | 0 | 0 | 0 | 0 | 0 | 0 | 0 | 0 | 0 | 0 | 0 | 0 | 0 | 0 | 0 | 0 | 0 | 0 | 0 | 0 | 0 | 0 | 0 | 0 | 0 | 0 | 0 | 0 | 0 | 0 | 0 | 0
F2_Commercial_Hospital_New_Food Preparation_Natural Gas_Range_E5 | F2 | Commercial | Hospital | New | Food Preparation | Natural Gas | Range | E5 | RVT - Cost of Operation | 0 | 0 | 0 | 0 | 0 | 0 | 0 | 0 | 0 | 0 | 0 | 0 | 0 | 0 | 0 | 0 | 0 | 0 | 0 | 0 | 0 | 0 | 0 | 0 | 0 | 0 | 0 | 0 | 0 | 0 | 0 | 0 | 0
F2_Commercial_Hospital_New_Food Preparation_Natural Gas_Range_E6 | F2 | Commercial | Hospital | New | Food Preparation | Natural Gas | Range | E6 | RVT - Cost of Operation | 0 | 0 | 0 | 0 | 0 | 0 | 0 | 0 | 0 | 0 | 0 | 0 | 0 | 0 | 0 | 0 | 0 | 0 | 0 | 0 | 0 | 0 | 0 | 0 | 0 | 0 | 0 | 0 | 0 | 0 | 0 | 0 | 0
F2_Commercial_Hospital_New_Food Preparation_Natural Gas_Range_E7 | F2 | Commercial | Hospital | New | Food Preparation | Natural Gas | Range | E7 | RVT - Cost of Operation | 0 | 0 | 0 | 0 | 0 | 0 | 0 | 0 | 0 | 0 | 0 | 0 | 0 | 0 | 0 | 0 | 0 | 0 | 0 | 0 | 0 | 0 | 0 | 0 | 0 | 0 | 0 | 0 | 0 | 0 | 0 | 0 | 0
F2_Commercial_Hospital_New_Food Preparation_Natural Gas_Range_E8 | F2 | Commercial | Hospital | New | Food Preparation | Natural Gas | Range | E8 | RVT - Cost of Operation | 0 | 0 | 0 | 0 | 0 | 0 | 0 | 0 | 0 | 0 | 0 | 0 | 0 | 0 | 0 | 0 | 0 | 0 | 0 | 0 | 0 | 0 | 0 | 0 | 0 | 0 | 0 | 0 | 0 | 0 | 0 | 0 | 0
F2_Commercial_Hospital_New_Food Preparation_Natural Gas_Range_E9 | F2 | Commercial | Hospital | New | Food Preparation | Natural Gas | Range | E9 | RVT - Cost of Operation | 0 | 0 | 0 | 0 | 0 | 0 | 0 | 0 | 0 | 0 | 0 | 0 | 0 | 0 | 0 | 0 | 0 | 0 | 0 | 0 | 0 | 0 | 0 | 0 | 0 | 0 | 0 | 0 | 0 | 0 | 0 | 0 | 0
F2_Commercial_Hospital_New_Food Preparation_Natural Gas_Range_E10 | F2 | Commercial | Hospital | New | Food Preparation | Natural Gas | Range | E10 | RVT - Cost of Operation | 0 | 0 | 0 | 0 | 0 | 0 | 0 | 0 | 0 | 0 | 0 | 0 | 0 | 0 | 0 | 0 | 0 | 0 | 0 | 0 | 0 | 0 | 0 | 0 | 0 | 0 | 0 | 0 | 0 | 0 | 0 | 0 | 0
F3_Commercial_Hospital_New_Food Preparation_Natural Gas_Range_E1 | F3 | Commercial | Hospital | New | Food Preparation | Natural Gas | Range | E1 | System - kBTUs of Consumption | 0.10006 | 0.10006 | 0.10006 | 0.10006 | 0.10006 | 0.10006 | 0.10006 | 0.10006 | 0.10006 | 0.10006 | 0.10006 | 0.10006 | 0.10006 | 0.10006 | 0.10006 | 0.10006 | 0.10006 | 0.10006 | 0.10006 | 0.10006 | 0.10006 | 0.10006 | 0.10006 | 0.10006 | 0.10006 | 0.10006 | 0.10006 | 0.10006 | 0.10006 | 0.10006 | 0.10006 | 0.10006 | 0.10006
F3_Commercial_Hospital_New_Food Preparation_Natural Gas_Range_E2 | F3 | Commercial | Hospital | New | Food Preparation | Natural Gas | Range | E2 | System - kBTUs of Consumption | 0.10007 | 0.10007 | 0.10007 | 0.10007 | 0.10007 | 0.10007 | 0.10007 | 0.10007 | 0.10007 | 0.10007 | 0.10007 | 0.10007 | 0.10007 | 0.10007 | 0.10007 | 0.10007 | 0.10007 | 0.10007 | 0.10007 | 0.10007 | 0.10007 | 0.10007 | 0.10007 | 0.10007 | 0.10007 | 0.10007 | 0.10007 | 0.10007 | 0.10007 | 0.10007 | 0.10007 | 0.10007 | 0.10007
F3_Commercial_Hospital_New_Food Preparation_Natural Gas_Range_E3 | F3 | Commercial | Hospital | New | Food Preparation | Natural Gas | Range | E3 | System - kBTUs of Consumption | 0 | 0 | 0 | 0 | 0 | 0 | 0 | 0 | 0 | 0 | 0 | 0 | 0 | 0 | 0 | 0 | 0 | 0 | 0 | 0 | 0 | 0 | 0 | 0 | 0 | 0 | 0 | 0 | 0 | 0 | 0 | 0 | 0
F3_Commercial_Hospital_New_Food Preparation_Natural Gas_Range_E4 | F3 | Commercial | Hospital | New | Food Preparation | Natural Gas | Range | E4 | System - kBTUs of Consumption | 0 | 0 | 0 | 0 | 0 | 0 | 0 | 0 | 0 | 0 | 0 | 0 | 0 | 0 | 0 | 0 | 0 | 0 | 0 | 0 | 0 | 0 | 0 | 0 | 0 | 0 | 0 | 0 | 0 | 0 | 0 | 0 | 0
F3_Commercial_Hospital_New_Food Preparation_Natural Gas_Range_E5 | F3 | Commercial | Hospital | New | Food Preparation | Natural Gas | Range | E5 | System - kBTUs of Consumption | 0 | 0 | 0 | 0 | 0 | 0 | 0 | 0 | 0 | 0 | 0 | 0 | 0 | 0 | 0 | 0 | 0 | 0 | 0 | 0 | 0 | 0 | 0 | 0 | 0 | 0 | 0 | 0 | 0 | 0 | 0 | 0 | 0
F3_Commercial_Hospital_New_Food Preparation_Natural Gas_Range_E6 | F3 | Commercial | Hospital | New | Food Preparation | Natural Gas | Range | E6 | System - kBTUs of Consumption | 0 | 0 | 0 | 0 | 0 | 0 | 0 | 0 | 0 | 0 | 0 | 0 | 0 | 0 | 0 | 0 | 0 | 0 | 0 | 0 | 0 | 0 | 0 | 0 | 0 | 0 | 0 | 0 | 0 | 0 | 0 | 0 | 0
F3_Commercial_Hospital_New_Food Preparation_Natural Gas_Range_E7 | F3 | Commercial | Hospital | New | Food Preparation | Natural Gas | Range | E7 | System - kBTUs of Consumption | 0 | 0 | 0 | 0 | 0 | 0 | 0 | 0 | 0 | 0 | 0 | 0 | 0 | 0 | 0 | 0 | 0 | 0 | 0 | 0 | 0 | 0 | 0 | 0 | 0 | 0 | 0 | 0 | 0 | 0 | 0 | 0 | 0
F3_Commercial_Hospital_New_Food Preparation_Natural Gas_Range_E8 | F3 | Commercial | Hospital | New | Food Preparation | Natural Gas | Range | E8 | System - kBTUs of Consumption | 0 | 0 | 0 | 0 | 0 | 0 | 0 | 0 | 0 | 0 | 0 | 0 | 0 | 0 | 0 | 0 | 0 | 0 | 0 | 0 | 0 | 0 | 0 | 0 | 0 | 0 | 0 | 0 | 0 | 0 | 0 | 0 | 0
F3_Commercial_Hospital_New_Food Preparation_Natural Gas_Range_E9 | F3 | Commercial | Hospital | New | Food Preparation | Natural Gas | Range | E9 | System - kBTUs of Consumption | 0 | 0 | 0 | 0 | 0 | 0 | 0 | 0 | 0 | 0 | 0 | 0 | 0 | 0 | 0 | 0 | 0 | 0 | 0 | 0 | 0 | 0 | 0 | 0 | 0 | 0 | 0 | 0 | 0 | 0 | 0 | 0 | 0
F3_Commercial_Hospital_New_Food Preparation_Natural Gas_Range_E10 | F3 | Commercial | Hospital | New | Food Preparation | Natural Gas | Range | E10 | System - kBTUs of Consumption | 0 | 0 | 0 | 0 | 0 | 0 | 0 | 0 | 0 | 0 | 0 | 0 | 0 | 0 | 0 | 0 | 0 | 0 | 0 | 0 | 0 | 0 | 0 | 0 | 0 | 0 | 0 | 0 | 0 | 0 | 0 | 0 | 0
F4_Commercial_Hospital_New_Food Preparation_Natural Gas_Range_E1 | F4 | Commercial | Hospital | New | Food Preparation | Natural Gas | Range | E1 | Utility - Cost of Equipment | 0.2045 | 0.20594 | 0.20765 | 0.20963 | 0.21197 | 0.2147 | 0.21689 | 0.21898 | 0.22103 | 0.2231 | 0.22501 | 0.22667 | 0.22834 | 0.23011 | 0.23216 | 0.2342 | 0.23646 | 0.23892 | 0.24155 | 0.24426 | 0.24701 | 0.2496 | 0.25196 | 0.25412 | 0.25602 | 0.25765 | 0.25878 | 0.25963 | 0.26036 | 0.26098 | 0.2616 | 0.26187 | 0.26187
F4_Commercial_Hospital_New_Food Preparation_Natural Gas_Range_E2 | F4 | Commercial | Hospital | New | Food Preparation | Natural Gas | Range | E2 | Utility - Cost of Equipment | 0.15337 | 0.15445 | 0.15574 | 0.15723 | 0.15898 | 0.16103 | 0.16267 | 0.16423 | 0.16577 | 0.16733 | 0.16875 | 0.17 | 0.17126 | 0.17258 | 0.17412 | 0.17565 | 0.17734 | 0.17919 | 0.18116 | 0.18319 | 0.18526 | 0.1872 | 0.18897 | 0.19059 | 0.19201 | 0.19324 | 0.19409 | 0.19472 | 0.19527 | 0.19574 | 0.1962 | 0.1964 | 0.1964
F4_Commercial_Hospital_New_Food Preparation_Natural Gas_Range_E3 | F4 | Commercial | Hospital | New | Food Preparation | Natural Gas | Range | E3 | Utility - Cost of Equipment | 0 | 0 | 0 | 0 | 0 | 0 | 0 | 0 | 0 | 0 | 0 | 0 | 0 | 0 | 0 | 0 | 0 | 0 | 0 | 0 | 0 | 0 | 0 | 0 | 0 | 0 | 0 | 0 | 0 | 0 | 0 | 0 | 0
F4_Commercial_Hospital_New_Food Preparation_Natural Gas_Range_E4 | F4 | Commercial | Hospital | New | Food Preparation | Natural Gas | Range | E4 | Utility - Cost of Equipment | 0 | 0 | 0 | 0 | 0 | 0 | 0 | 0 | 0 | 0 | 0 | 0 | 0 | 0 | 0 | 0 | 0 | 0 | 0 | 0 | 0 | 0 | 0 | 0 | 0 | 0 | 0 | 0 | 0 | 0 | 0 | 0 | 0
F4_Commercial_Hospital_New_Food Preparation_Natural Gas_Range_E5 | F4 | Commercial | Hospital | New | Food Preparation | Natural Gas | Range | E5 | Utility - Cost of Equipment | 0 | 0 | 0 | 0 | 0 | 0 | 0 | 0 | 0 | 0 | 0 | 0 | 0 | 0 | 0 | 0 | 0 | 0 | 0 | 0 | 0 | 0 | 0 | 0 | 0 | 0 | 0 | 0 | 0 | 0 | 0 | 0 | 0
F4_Commercial_Hospital_New_Food Preparation_Natural Gas_Range_E6 | F4 | Commercial | Hospital | New | Food Preparation | Natural Gas | Range | E6 | Utility - Cost of Equipment | 0 | 0 | 0 | 0 | 0 | 0 | 0 | 0 | 0 | 0 | 0 | 0 | 0 | 0 | 0 | 0 | 0 | 0 | 0 | 0 | 0 | 0 | 0 | 0 | 0 | 0 | 0 | 0 | 0 | 0 | 0 | 0 | 0
F4_Commercial_Hospital_New_Food Preparation_Natural Gas_Range_E7 | F4 | Commercial | Hospital | New | Food Preparation | Natural Gas | Range | E7 | Utility - Cost of Equipment | 0 | 0 | 0 | 0 | 0 | 0 | 0 | 0 | 0 | 0 | 0 | 0 | 0 | 0 | 0 | 0 | 0 | 0 | 0 | 0 | 0 | 0 | 0 | 0 | 0 | 0 | 0 | 0 | 0 | 0 | 0 | 0 | 0
F4_Commercial_Hospital_New_Food Preparation_Natural Gas_Range_E8 | F4 | Commercial | Hospital | New | Food Preparation | Natural Gas | Range | E8 | Utility - Cost of Equipment | 0 | 0 | 0 | 0 | 0 | 0 | 0 | 0 | 0 | 0 | 0 | 0 | 0 | 0 | 0 | 0 | 0 | 0 | 0 | 0 | 0 | 0 | 0 | 0 | 0 | 0 | 0 | 0 | 0 | 0 | 0 | 0 | 0
F4_Commercial_Hospital_New_Food Preparation_Natural Gas_Range_E9 | F4 | Commercial | Hospital | New | Food Preparation | Natural Gas | Range | E9 | Utility - Cost of Equipment | 0 | 0 | 0 | 0 | 0 | 0 | 0 | 0 | 0 | 0 | 0 | 0 | 0 | 0 | 0 | 0 | 0 | 0 | 0 | 0 | 0 | 0 | 0 | 0 | 0 | 0 | 0 | 0 | 0 | 0 | 0 | 0 | 0
F4_Commercial_Hospital_New_Food Preparation_Natural Gas_Range_E10 | F4 | Commercial | Hospital | New | Food Preparation | Natural Gas | Range | E10 | Utility - Cost of Equipment | 0 | 0 | 0 | 0 | 0 | 0 | 0 | 0 | 0 | 0 | 0 | 0 | 0 | 0 | 0 | 0 | 0 | 0 | 0 | 0 | 0 | 0 | 0 | 0 | 0 | 0 | 0 | 0 | 0 | 0 | 0 | 0 | 0
F5_Commercial_Hospital_New_Food Preparation_Natural Gas_Range_E1 | F5 | Commercial | Hospital | New | Food Preparation | Natural Gas | Range | E1 | Utility - Cost of Operation | 0.10006 | 0.10006 | 0.10006 | 0.10006 | 0.10006 | 0.10006 | 0.10006 | 0.10006 | 0.10006 | 0.10006 | 0.10006 | 0.10006 | 0.10006 | 0.10006 | 0.10006 | 0.10006 | 0.10006 | 0.10006 | 0.10006 | 0.10006 | 0.10006 | 0.10006 | 0.10006 | 0.10006 | 0.10006 | 0.10006 | 0.10006 | 0.10006 | 0.10006 | 0.10006 | 0.10006 | 0.10006 | 0.10006
F5_Commercial_Hospital_New_Food Preparation_Natural Gas_Range_E2 | F5 | Commercial | Hospital | New | Food Preparation | Natural Gas | Range | E2 | Utility - Cost of Operation | 0.10007 | 0.10007 | 0.10007 | 0.10007 | 0.10007 | 0.10007 | 0.10007 | 0.10007 | 0.10007 | 0.10007 | 0.10007 | 0.10007 | 0.10007 | 0.10007 | 0.10007 | 0.10007 | 0.10007 | 0.10007 | 0.10007 | 0.10007 | 0.10007 | 0.10007 | 0.10007 | 0.10007 | 0.10007 | 0.10007 | 0.10007 | 0.10007 | 0.10007 | 0.10007 | 0.10007 | 0.10007 | 0.10007
F5_Commercial_Hospital_New_Food Preparation_Natural Gas_Range_E3 | F5 | Commercial | Hospital | New | Food Preparation | Natural Gas | Range | E3 | Utility - Cost of Operation | 0 | 0 | 0 | 0 | 0 | 0 | 0 | 0 | 0 | 0 | 0 | 0 | 0 | 0 | 0 | 0 | 0 | 0 | 0 | 0 | 0 | 0 | 0 | 0 | 0 | 0 | 0 | 0 | 0 | 0 | 0 | 0 | 0
F5_Commercial_Hospital_New_Food Preparation_Natural Gas_Range_E4 | F5 | Commercial | Hospital | New | Food Preparation | Natural Gas | Range | E4 | Utility - Cost of Operation | 0 | 0 | 0 | 0 | 0 | 0 | 0 | 0 | 0 | 0 | 0 | 0 | 0 | 0 | 0 | 0 | 0 | 0 | 0 | 0 | 0 | 0 | 0 | 0 | 0 | 0 | 0 | 0 | 0 | 0 | 0 | 0 | 0
F5_Commercial_Hospital_New_Food Preparation_Natural Gas_Range_E5 | F5 | Commercial | Hospital | New | Food Preparation | Natural Gas | Range | E5 | Utility - Cost of Operation | 0 | 0 | 0 | 0 | 0 | 0 | 0 | 0 | 0 | 0 | 0 | 0 | 0 | 0 | 0 | 0 | 0 | 0 | 0 | 0 | 0 | 0 | 0 | 0 | 0 | 0 | 0 | 0 | 0 | 0 | 0 | 0 | 0
F5_Commercial_Hospital_New_Food Preparation_Natural Gas_Range_E6 | F5 | Commercial | Hospital | New | Food Preparation | Natural Gas | Range | E6 | Utility - Cost of Operation | 0 | 0 | 0 | 0 | 0 | 0 | 0 | 0 | 0 | 0 | 0 | 0 | 0 | 0 | 0 | 0 | 0 | 0 | 0 | 0 | 0 | 0 | 0 | 0 | 0 | 0 | 0 | 0 | 0 | 0 | 0 | 0 | 0
F5_Commercial_Hospital_New_Food Preparation_Natural Gas_Range_E7 | F5 | Commercial | Hospital | New | Food Preparation | Natural Gas | Range | E7 | Utility - Cost of Operation | 0 | 0 | 0 | 0 | 0 | 0 | 0 | 0 | 0 | 0 | 0 | 0 | 0 | 0 | 0 | 0 | 0 | 0 | 0 | 0 | 0 | 0 | 0 | 0 | 0 | 0 | 0 | 0 | 0 | 0 | 0 | 0 | 0
F5_Commercial_Hospital_New_Food Preparation_Natural Gas_Range_E8 | F5 | Commercial | Hospital | New | Food Preparation | Natural Gas | Range | E8 | Utility - Cost of Operation | 0 | 0 | 0 | 0 | 0 | 0 | 0 | 0 | 0 | 0 | 0 | 0 | 0 | 0 | 0 | 0 | 0 | 0 | 0 | 0 | 0 | 0 | 0 | 0 | 0 | 0 | 0 | 0 | 0 | 0 | 0 | 0 | 0
F5_Commercial_Hospital_New_Food Preparation_Natural Gas_Range_E9 | F5 | Commercial | Hospital | New | Food Preparation | Natural Gas | Range | E9 | Utility - Cost of Operation | 0 | 0 | 0 | 0 | 0 | 0 | 0 | 0 | 0 | 0 | 0 | 0 | 0 | 0 | 0 | 0 | 0 | 0 | 0 | 0 | 0 | 0 | 0 | 0 | 0 | 0 | 0 | 0 | 0 | 0 | 0 | 0 | 0
F5_Commercial_Hospital_New_Food Preparation_Natural Gas_Range_E10 | F5 | Commercial | Hospital | New | Food Preparation | Natural Gas | Range | E10 | Utility - Cost of Operation | 0 | 0 | 0 | 0 | 0 | 0 | 0 | 0 | 0 | 0 | 0 | 0 | 0 | 0 | 0 | 0 | 0 | 0 | 0 | 0 | 0 | 0 | 0 | 0 | 0 | 0 | 0 | 0 | 0 | 0 | 0 | 0 | 0
F6_Commercial_Hospital_New_Food Preparation_Natural Gas_Range_E1 | F6 | Commercial | Hospital | New | Food Preparation | Natural Gas | Range | E1 | Utility - Value of Sales | 0.12226 | 0.12226 | 0.12226 | 0.12226 | 0.12226 | 0.12226 | 0.12226 | 0.12226 | 0.12226 | 0.12226 | 0.12226 | 0.12226 | 0.12226 | 0.12226 | 0.12226 | 0.12226 | 0.12226 | 0.12226 | 0.12226 | 0.12226 | 0.12226 | 0.12226 | 0.12226 | 0.12226 | 0.12226 | 0.12226 | 0.12226 | 0.12226 | 0.12226 | 0.12226 | 0.12226 | 0.12226 | 0.12226
F6_Commercial_Hospital_New_Food Preparation_Natural Gas_Range_E2 | F6 | Commercial | Hospital | New | Food Preparation | Natural Gas | Range | E2 | Utility - Value of Sales | 0.091696 | 0.091696 | 0.091696 | 0.091696 | 0.091696 | 0.091696 | 0.091696 | 0.091696 | 0.091696 | 0.091696 | 0.091696 | 0.091696 | 0.091696 | 0.091696 | 0.091696 | 0.091696 | 0.091696 | 0.091696 | 0.091696 | 0.091696 | 0.091696 | 0.091696 | 0.091696 | 0.091696 | 0.091696 | 0.091696 | 0.091696 | 0.091696 | 0.091696 | 0.091696 | 0.091696 | 0.091696 | 0.091696
F6_Commercial_Hospital_New_Food Preparation_Natural Gas_Range_E3 | F6 | Commercial | Hospital | New | Food Preparation | Natural Gas | Range | E3 | Utility - Value of Sales | 0 | 0 | 0 | 0 | 0 | 0 | 0 | 0 | 0 | 0 | 0 | 0 | 0 | 0 | 0 | 0 | 0 | 0 | 0 | 0 | 0 | 0 | 0 | 0 | 0 | 0 | 0 | 0 | 0 | 0 | 0 | 0 | 0
F6_Commercial_Hospital_New_Food Preparation_Natural Gas_Range_E4 | F6 | Commercial | Hospital | New | Food Preparation | Natural Gas | Range | E4 | Utility - Value of Sales | 0 | 0 | 0 | 0 | 0 | 0 | 0 | 0 | 0 | 0 | 0 | 0 | 0 | 0 | 0 | 0 | 0 | 0 | 0 | 0 | 0 | 0 | 0 | 0 | 0 | 0 | 0 | 0 | 0 | 0 | 0 | 0 | 0
F6_Commercial_Hospital_New_Food Preparation_Natural Gas_Range_E5 | F6 | Commercial | Hospital | New | Food Preparation | Natural Gas | Range | E5 | Utility - Value of Sales | 0 | 0 | 0 | 0 | 0 | 0 | 0 | 0 | 0 | 0 | 0 | 0 | 0 | 0 | 0 | 0 | 0 | 0 | 0 | 0 | 0 | 0 | 0 | 0 | 0 | 0 | 0 | 0 | 0 | 0 | 0 | 0 | 0
F6_Commercial_Hospital_New_Food Preparation_Natural Gas_Range_E6 | F6 | Commercial | Hospital | New | Food Preparation | Natural Gas | Range | E6 | Utility - Value of Sales | 0 | 0 | 0 | 0 | 0 | 0 | 0 | 0 | 0 | 0 | 0 | 0 | 0 | 0 | 0 | 0 | 0 | 0 | 0 | 0 | 0 | 0 | 0 | 0 | 0 | 0 | 0 | 0 | 0 | 0 | 0 | 0 | 0
F6_Commercial_Hospital_New_Food Preparation_Natural Gas_Range_E7 | F6 | Commercial | Hospital | New | Food Preparation | Natural Gas | Range | E7 | Utility - Value of Sales | 0 | 0 | 0 | 0 | 0 | 0 | 0 | 0 | 0 | 0 | 0 | 0 | 0 | 0 | 0 | 0 | 0 | 0 | 0 | 0 | 0 | 0 | 0 | 0 | 0 | 0 | 0 | 0 | 0 | 0 | 0 | 0 | 0
F6_Commercial_Hospital_New_Food Preparation_Natural Gas_Range_E8 | F6 | Commercial | Hospital | New | Food Preparation | Natural Gas | Range | E8 | Utility - Value of Sales | 0 | 0 | 0 | 0 | 0 | 0 | 0 | 0 | 0 | 0 | 0 | 0 | 0 | 0 | 0 | 0 | 0 | 0 | 0 | 0 | 0 | 0 | 0 | 0 | 0 | 0 | 0 | 0 | 0 | 0 | 0 | 0 | 0
F6_Commercial_Hospital_New_Food Preparation_Natural Gas_Range_E9 | F6 | Commercial | Hospital | New | Food Preparation | Natural Gas | Range | E9 | Utility - Value of Sales | 0 | 0 | 0 | 0 | 0 | 0 | 0 | 0 | 0 | 0 | 0 | 0 | 0 | 0 | 0 | 0 | 0 | 0 | 0 | 0 | 0 | 0 | 0 | 0 | 0 | 0 | 0 | 0 | 0 | 0 | 0 | 0 | 0
F6_Commercial_Hospital_New_Food Preparation_Natural Gas_Range_E10 | F6 | Commercial | Hospital | New | Food Preparation | Natural Gas | Range | E10 | Utility - Value of Sales | 0 | 0 | 0 | 0 | 0 | 0 | 0 | 0 | 0 | 0 | 0 | 0 | 0 | 0 | 0 | 0 | 0 | 0 | 0 | 0 | 0 | 0 | 0 | 0 | 0 | 0 | 0 | 0 | 0 | 0 | 0 | 0 | 0
F1_Commercial_Hospital_New_Food Preparation_Natural Gas_Steamer_E1 | F1 | Commercial | Hospital | New | Food Preparation | Natural Gas | Steamer | E1 | RVT - Cost of Equipment | 0.34025 | 0.34273 | 0.34555 | 0 | 0 | 0 | 0 | 0 | 0 | 0 | 0 | 0 | 0 | 0 | 0 | 0 | 0 | 0 | 0 | 0 | 0 | 0 | 0 | 0 | 0 | 0 | 0 | 0 | 0 | 0 | 0 | 0 | 0
F1_Commercial_Hospital_New_Food Preparation_Natural Gas_Steamer_E2 | F1 | Commercial | Hospital | New | Food Preparation | Natural Gas | Steamer | E2 | RVT - Cost of Equipment | 0.14761 | 0.14868 | 0.14991 | 0.15127 | 0.15285 | 0.15468 | 0.15618 | 0.15765 | 0.15914 | 0.16068 | 0.16213 | 0.16345 | 0.16478 | 0.16616 | 0.16767 | 0.16914 | 0.17072 | 0.17241 | 0.17418 | 0.17598 | 0.17779 | 0.17946 | 0.18097 | 0.18233 | 0.18352 | 0.18454 | 0.18525 | 0.18578 | 0.18624 | 0.18663 | 0.18701 | 0.18718 | 0.18718
F1_Commercial_Hospital_New_Food Preparation_Natural Gas_Steamer_E3 | F1 | Commercial | Hospital | New | Food Preparation | Natural Gas | Steamer | E3 | RVT - Cost of Equipment | 0 | 0 | 0 | 0 | 0 | 0 | 0 | 0 | 0 | 0 | 0 | 0 | 0 | 0 | 0 | 0 | 0 | 0 | 0 | 0 | 0 | 0 | 0 | 0 | 0 | 0 | 0 | 0 | 0 | 0 | 0 | 0 | 0
F1_Commercial_Hospital_New_Food Preparation_Natural Gas_Steamer_E4 | F1 | Commercial | Hospital | New | Food Preparation | Natural Gas | Steamer | E4 | RVT - Cost of Equipment | 0 | 0 | 0 | 0 | 0 | 0 | 0 | 0 | 0 | 0 | 0 | 0 | 0 | 0 | 0 | 0 | 0 | 0 | 0 | 0 | 0 | 0 | 0 | 0 | 0 | 0 | 0 | 0 | 0 | 0 | 0 | 0 | 0
F1_Commercial_Hospital_New_Food Preparation_Natural Gas_Steamer_E5 | F1 | Commercial | Hospital | New | Food Preparation | Natural Gas | Steamer | E5 | RVT - Cost of Equipment | 0 | 0 | 0 | 0 | 0 | 0 | 0 | 0 | 0 | 0 | 0 | 0 | 0 | 0 | 0 | 0 | 0 | 0 | 0 | 0 | 0 | 0 | 0 | 0 | 0 | 0 | 0 | 0 | 0 | 0 | 0 | 0 | 0
F1_Commercial_Hospital_New_Food Preparation_Natural Gas_Steamer_E6 | F1 | Commercial | Hospital | New | Food Preparation | Natural Gas | Steamer | E6 | RVT - Cost of Equipment | 0 | 0 | 0 | 0 | 0 | 0 | 0 | 0 | 0 | 0 | 0 | 0 | 0 | 0 | 0 | 0 | 0 | 0 | 0 | 0 | 0 | 0 | 0 | 0 | 0 | 0 | 0 | 0 | 0 | 0 | 0 | 0 | 0
F1_Commercial_Hospital_New_Food Preparation_Natural Gas_Steamer_E7 | F1 | Commercial | Hospital | New | Food Preparation | Natural Gas | Steamer | E7 | RVT - Cost of Equipment | 0 | 0 | 0 | 0 | 0 | 0 | 0 | 0 | 0 | 0 | 0 | 0 | 0 | 0 | 0 | 0 | 0 | 0 | 0 | 0 | 0 | 0 | 0 | 0 | 0 | 0 | 0 | 0 | 0 | 0 | 0 | 0 | 0
F1_Commercial_Hospital_New_Food Preparation_Natural Gas_Steamer_E8 | F1 | Commercial | Hospital | New | Food Preparation | Natural Gas | Steamer | E8 | RVT - Cost of Equipment | 0 | 0 | 0 | 0 | 0 | 0 | 0 | 0 | 0 | 0 | 0 | 0 | 0 | 0 | 0 | 0 | 0 | 0 | 0 | 0 | 0 | 0 | 0 | 0 | 0 | 0 | 0 | 0 | 0 | 0 | 0 | 0 | 0
F1_Commercial_Hospital_New_Food Preparation_Natural Gas_Steamer_E9 | F1 | Commercial | Hospital | New | Food Preparation | Natural Gas | Steamer | E9 | RVT - Cost of Equipment | 0 | 0 | 0 | 0 | 0 | 0 | 0 | 0 | 0 | 0 | 0 | 0 | 0 | 0 | 0 | 0 | 0 | 0 | 0 | 0 | 0 | 0 | 0 | 0 | 0 | 0 | 0 | 0 | 0 | 0 | 0 | 0 | 0
F1_Commercial_Hospital_New_Food Preparation_Natural Gas_Steamer_E10 | F1 | Commercial | Hospital | New | Food Preparation | Natural Gas | Steamer | E10 | RVT - Cost of Equipment | 0 | 0 | 0 | 0 | 0 | 0 | 0 | 0 | 0 | 0 | 0 | 0 | 0 | 0 | 0 | 0 | 0 | 0 | 0 | 0 | 0 | 0 | 0 | 0 | 0 | 0 | 0 | 0 | 0 | 0 | 0 | 0 | 0
F2_Commercial_Hospital_New_Food Preparation_Natural Gas_Steamer_E1 | F2 | Commercial | Hospital | New | Food Preparation | Natural Gas | Steamer | E1 | RVT - Cost of Operation | 0.40765 | 0.41061 | 0.41399 | 0 | 0 | 0 | 0 | 0 | 0 | 0 | 0 | 0 | 0 | 0 | 0 | 0 | 0 | 0 | 0 | 0 | 0 | 0 | 0 | 0 | 0 | 0 | 0 | 0 | 0 | 0 | 0 | 0 | 0
F2_Commercial_Hospital_New_Food Preparation_Natural Gas_Steamer_E2 | F2 | Commercial | Hospital | New | Food Preparation | Natural Gas | Steamer | E2 | RVT - Cost of Operation | 0.17685 | 0.17813 | 0.1796 | 0.18124 | 0.18312 | 0.18531 | 0.18712 | 0.18888 | 0.19066 | 0.1925 | 0.19424 | 0.19583 | 0.19742 | 0.19907 | 0.20088 | 0.20264 | 0.20453 | 0.20655 | 0.20868 | 0.21084 | 0.213 | 0.21501 | 0.21682 | 0.21845 | 0.21987 | 0.2211 | 0.22194 | 0.22258 | 0.22312 | 0.22359 | 0.22405 | 0.22426 | 0.22426
F2_Commercial_Hospital_New_Food Preparation_Natural Gas_Steamer_E3 | F2 | Commercial | Hospital | New | Food Preparation | Natural Gas | Steamer | E3 | RVT - Cost of Operation | 0 | 0 | 0 | 0 | 0 | 0 | 0 | 0 | 0 | 0 | 0 | 0 | 0 | 0 | 0 | 0 | 0 | 0 | 0 | 0 | 0 | 0 | 0 | 0 | 0 | 0 | 0 | 0 | 0 | 0 | 0 | 0 | 0
F2_Commercial_Hospital_New_Food Preparation_Natural Gas_Steamer_E4 | F2 | Commercial | Hospital | New | Food Preparation | Natural Gas | Steamer | E4 | RVT - Cost of Operation | 0 | 0 | 0 | 0 | 0 | 0 | 0 | 0 | 0 | 0 | 0 | 0 | 0 | 0 | 0 | 0 | 0 | 0 | 0 | 0 | 0 | 0 | 0 | 0 | 0 | 0 | 0 | 0 | 0 | 0 | 0 | 0 | 0
F2_Commercial_Hospital_New_Food Preparation_Natural Gas_Steamer_E5 | F2 | Commercial | Hospital | New | Food Preparation | Natural Gas | Steamer | E5 | RVT - Cost of Operation | 0 | 0 | 0 | 0 | 0 | 0 | 0 | 0 | 0 | 0 | 0 | 0 | 0 | 0 | 0 | 0 | 0 | 0 | 0 | 0 | 0 | 0 | 0 | 0 | 0 | 0 | 0 | 0 | 0 | 0 | 0 | 0 | 0
F2_Commercial_Hospital_New_Food Preparation_Natural Gas_Steamer_E6 | F2 | Commercial | Hospital | New | Food Preparation | Natural Gas | Steamer | E6 | RVT - Cost of Operation | 0 | 0 | 0 | 0 | 0 | 0 | 0 | 0 | 0 | 0 | 0 | 0 | 0 | 0 | 0 | 0 | 0 | 0 | 0 | 0 | 0 | 0 | 0 | 0 | 0 | 0 | 0 | 0 | 0 | 0 | 0 | 0 | 0
F2_Commercial_Hospital_New_Food Preparation_Natural Gas_Steamer_E7 | F2 | Commercial | Hospital | New | Food Preparation | Natural Gas | Steamer | E7 | RVT - Cost of Operation | 0 | 0 | 0 | 0 | 0 | 0 | 0 | 0 | 0 | 0 | 0 | 0 | 0 | 0 | 0 | 0 | 0 | 0 | 0 | 0 | 0 | 0 | 0 | 0 | 0 | 0 | 0 | 0 | 0 | 0 | 0 | 0 | 0
F2_Commercial_Hospital_New_Food Preparation_Natural Gas_Steamer_E8 | F2 | Commercial | Hospital | New | Food Preparation | Natural Gas | Steamer | E8 | RVT - Cost of Operation | 0 | 0 | 0 | 0 | 0 | 0 | 0 | 0 | 0 | 0 | 0 | 0 | 0 | 0 | 0 | 0 | 0 | 0 | 0 | 0 | 0 | 0 | 0 | 0 | 0 | 0 | 0 | 0 | 0 | 0 | 0 | 0 | 0
F2_Commercial_Hospital_New_Food Preparation_Natural Gas_Steamer_E9 | F2 | Commercial | Hospital | New | Food Preparation | Natural Gas | Steamer | E9 | RVT - Cost of Operation | 0 | 0 | 0 | 0 | 0 | 0 | 0 | 0 | 0 | 0 | 0 | 0 | 0 | 0 | 0 | 0 | 0 | 0 | 0 | 0 | 0 | 0 | 0 | 0 | 0 | 0 | 0 | 0 | 0 | 0 | 0 | 0 | 0
F2_Commercial_Hospital_New_Food Preparation_Natural Gas_Steamer_E10 | F2 | Commercial | Hospital | New | Food Preparation | Natural Gas | Steamer | E10 | RVT - Cost of Operation | 0 | 0 | 0 | 0 | 0 | 0 | 0 | 0 | 0 | 0 | 0 | 0 | 0 | 0 | 0 | 0 | 0 | 0 | 0 | 0 | 0 | 0 | 0 | 0 | 0 | 0 | 0 | 0 | 0 | 0 | 0 | 0 | 0
F3_Commercial_Hospital_New_Food Preparation_Natural Gas_Steamer_E1 | F3 | Commercial | Hospital | New | Food Preparation | Natural Gas | Steamer | E1 | System - kBTUs of Consumption | 0.25788 | 0.25788 | 0.25788 | 0 | 0 | 0 | 0 | 0 | 0 | 0 | 0 | 0 | 0 | 0 | 0 | 0 | 0 | 0 | 0 | 0 | 0 | 0 | 0 | 0 | 0 | 0 | 0 | 0 | 0 | 0 | 0 | 0 | 0
F3_Commercial_Hospital_New_Food Preparation_Natural Gas_Steamer_E2 | F3 | Commercial | Hospital | New | Food Preparation | Natural Gas | Steamer | E2 | System - kBTUs of Consumption | 0.30211 | 0.30211 | 0.30211 | 0.30211 | 0.30211 | 0.30211 | 0.30211 | 0.30211 | 0.30211 | 0.30211 | 0.30211 | 0.30211 | 0.30211 | 0.30211 | 0.30211 | 0.30211 | 0.30211 | 0.30211 | 0.30211 | 0.30211 | 0.30211 | 0.30211 | 0.30211 | 0.30211 | 0.30211 | 0.30211 | 0.30211 | 0.30211 | 0.30211 | 0.30211 | 0.30211 | 0.30211 | 0.30211
F3_Commercial_Hospital_New_Food Preparation_Natural Gas_Steamer_E3 | F3 | Commercial | Hospital | New | Food Preparation | Natural Gas | Steamer | E3 | System - kBTUs of Consumption | 0 | 0 | 0 | 0 | 0 | 0 | 0 | 0 | 0 | 0 | 0 | 0 | 0 | 0 | 0 | 0 | 0 | 0 | 0 | 0 | 0 | 0 | 0 | 0 | 0 | 0 | 0 | 0 | 0 | 0 | 0 | 0 | 0
F3_Commercial_Hospital_New_Food Preparation_Natural Gas_Steamer_E4 | F3 | Commercial | Hospital | New | Food Preparation | Natural Gas | Steamer | E4 | System - kBTUs of Consumption | 0 | 0 | 0 | 0 | 0 | 0 | 0 | 0 | 0 | 0 | 0 | 0 | 0 | 0 | 0 | 0 | 0 | 0 | 0 | 0 | 0 | 0 | 0 | 0 | 0 | 0 | 0 | 0 | 0 | 0 | 0 | 0 | 0
F3_Commercial_Hospital_New_Food Preparation_Natural Gas_Steamer_E5 | F3 | Commercial | Hospital | New | Food Preparation | Natural Gas | Steamer | E5 | System - kBTUs of Consumption | 0 | 0 | 0 | 0 | 0 | 0 | 0 | 0 | 0 | 0 | 0 | 0 | 0 | 0 | 0 | 0 | 0 | 0 | 0 | 0 | 0 | 0 | 0 | 0 | 0 | 0 | 0 | 0 | 0 | 0 | 0 | 0 | 0
F3_Commercial_Hospital_New_Food Preparation_Natural Gas_Steamer_E6 | F3 | Commercial | Hospital | New | Food Preparation | Natural Gas | Steamer | E6 | System - kBTUs of Consumption | 0 | 0 | 0 | 0 | 0 | 0 | 0 | 0 | 0 | 0 | 0 | 0 | 0 | 0 | 0 | 0 | 0 | 0 | 0 | 0 | 0 | 0 | 0 | 0 | 0 | 0 | 0 | 0 | 0 | 0 | 0 | 0 | 0
F3_Commercial_Hospital_New_Food Preparation_Natural Gas_Steamer_E7 | F3 | Commercial | Hospital | New | Food Preparation | Natural Gas | Steamer | E7 | System - kBTUs of Consumption | 0 | 0 | 0 | 0 | 0 | 0 | 0 | 0 | 0 | 0 | 0 | 0 | 0 | 0 | 0 | 0 | 0 | 0 | 0 | 0 | 0 | 0 | 0 | 0 | 0 | 0 | 0 | 0 | 0 | 0 | 0 | 0 | 0
F3_Commercial_Hospital_New_Food Preparation_Natural Gas_Steamer_E8 | F3 | Commercial | Hospital | New | Food Preparation | Natural Gas | Steamer | E8 | System - kBTUs of Consumption | 0 | 0 | 0 | 0 | 0 | 0 | 0 | 0 | 0 | 0 | 0 | 0 | 0 | 0 | 0 | 0 | 0 | 0 | 0 | 0 | 0 | 0 | 0 | 0 | 0 | 0 | 0 | 0 | 0 | 0 | 0 | 0 | 0
F3_Commercial_Hospital_New_Food Preparation_Natural Gas_Steamer_E9 | F3 | Commercial | Hospital | New | Food Preparation | Natural Gas | Steamer | E9 | System - kBTUs of Consumption | 0 | 0 | 0 | 0 | 0 | 0 | 0 | 0 | 0 | 0 | 0 | 0 | 0 | 0 | 0 | 0 | 0 | 0 | 0 | 0 | 0 | 0 | 0 | 0 | 0 | 0 | 0 | 0 | 0 | 0 | 0 | 0 | 0
F3_Commercial_Hospital_New_Food Preparation_Natural Gas_Steamer_E10 | F3 | Commercial | Hospital | New | Food Preparation | Natural Gas | Steamer | E10 | System - kBTUs of Consumption | 0 | 0 | 0 | 0 | 0 | 0 | 0 | 0 | 0 | 0 | 0 | 0 | 0 | 0 | 0 | 0 | 0 | 0 | 0 | 0 | 0 | 0 | 0 | 0 | 0 | 0 | 0 | 0 | 0 | 0 | 0 | 0 | 0
F4_Commercial_Hospital_New_Food Preparation_Natural Gas_Steamer_E1 | F4 | Commercial | Hospital | New | Food Preparation | Natural Gas | Steamer | E1 | Utility - Cost of Equipment | 0.40765 | 0.41061 | 0.41399 | 0 | 0 | 0 | 0 | 0 | 0 | 0 | 0 | 0 | 0 | 0 | 0 | 0 | 0 | 0 | 0 | 0 | 0 | 0 | 0 | 0 | 0 | 0 | 0 | 0 | 0 | 0 | 0 | 0 | 0
F4_Commercial_Hospital_New_Food Preparation_Natural Gas_Steamer_E2 | F4 | Commercial | Hospital | New | Food Preparation | Natural Gas | Steamer | E2 | Utility - Cost of Equipment | 0.17685 | 0.17813 | 0.1796 | 0.18124 | 0.18312 | 0.18531 | 0.18712 | 0.18888 | 0.19066 | 0.1925 | 0.19424 | 0.19583 | 0.19742 | 0.19907 | 0.20088 | 0.20264 | 0.20453 | 0.20655 | 0.20868 | 0.21084 | 0.213 | 0.21501 | 0.21682 | 0.21845 | 0.21987 | 0.2211 | 0.22194 | 0.22258 | 0.22312 | 0.22359 | 0.22405 | 0.22426 | 0.22426
F4_Commercial_Hospital_New_Food Preparation_Natural Gas_Steamer_E3 | F4 | Commercial | Hospital | New | Food Preparation | Natural Gas | Steamer | E3 | Utility - Cost of Equipment | 0 | 0 | 0 | 0 | 0 | 0 | 0 | 0 | 0 | 0 | 0 | 0 | 0 | 0 | 0 | 0 | 0 | 0 | 0 | 0 | 0 | 0 | 0 | 0 | 0 | 0 | 0 | 0 | 0 | 0 | 0 | 0 | 0
F4_Commercial_Hospital_New_Food Preparation_Natural Gas_Steamer_E4 | F4 | Commercial | Hospital | New | Food Preparation | Natural Gas | Steamer | E4 | Utility - Cost of Equipment | 0 | 0 | 0 | 0 | 0 | 0 | 0 | 0 | 0 | 0 | 0 | 0 | 0 | 0 | 0 | 0 | 0 | 0 | 0 | 0 | 0 | 0 | 0 | 0 | 0 | 0 | 0 | 0 | 0 | 0 | 0 | 0 | 0
F4_Commercial_Hospital_New_Food Preparation_Natural Gas_Steamer_E5 | F4 | Commercial | Hospital | New | Food Preparation | Natural Gas | Steamer | E5 | Utility - Cost of Equipment | 0 | 0 | 0 | 0 | 0 | 0 | 0 | 0 | 0 | 0 | 0 | 0 | 0 | 0 | 0 | 0 | 0 | 0 | 0 | 0 | 0 | 0 | 0 | 0 | 0 | 0 | 0 | 0 | 0 | 0 | 0 | 0 | 0
F4_Commercial_Hospital_New_Food Preparation_Natural Gas_Steamer_E6 | F4 | Commercial | Hospital | New | Food Preparation | Natural Gas | Steamer | E6 | Utility - Cost of Equipment | 0 | 0 | 0 | 0 | 0 | 0 | 0 | 0 | 0 | 0 | 0 | 0 | 0 | 0 | 0 | 0 | 0 | 0 | 0 | 0 | 0 | 0 | 0 | 0 | 0 | 0 | 0 | 0 | 0 | 0 | 0 | 0 | 0
F4_Commercial_Hospital_New_Food Preparation_Natural Gas_Steamer_E7 | F4 | Commercial | Hospital | New | Food Preparation | Natural Gas | Steamer | E7 | Utility - Cost of Equipment | 0 | 0 | 0 | 0 | 0 | 0 | 0 | 0 | 0 | 0 | 0 | 0 | 0 | 0 | 0 | 0 | 0 | 0 | 0 | 0 | 0 | 0 | 0 | 0 | 0 | 0 | 0 | 0 | 0 | 0 | 0 | 0 | 0
F4_Commercial_Hospital_New_Food Preparation_Natural Gas_Steamer_E8 | F4 | Commercial | Hospital | New | Food Preparation | Natural Gas | Steamer | E8 | Utility - Cost of Equipment | 0 | 0 | 0 | 0 | 0 | 0 | 0 | 0 | 0 | 0 | 0 | 0 | 0 | 0 | 0 | 0 | 0 | 0 | 0 | 0 | 0 | 0 | 0 | 0 | 0 | 0 | 0 | 0 | 0 | 0 | 0 | 0 | 0
F4_Commercial_Hospital_New_Food Preparation_Natural Gas_Steamer_E9 | F4 | Commercial | Hospital | New | Food Preparation | Natural Gas | Steamer | E9 | Utility - Cost of Equipment | 0 | 0 | 0 | 0 | 0 | 0 | 0 | 0 | 0 | 0 | 0 | 0 | 0 | 0 | 0 | 0 | 0 | 0 | 0 | 0 | 0 | 0 | 0 | 0 | 0 | 0 | 0 | 0 | 0 | 0 | 0 | 0 | 0
F4_Commercial_Hospital_New_Food Preparation_Natural Gas_Steamer_E10 | F4 | Commercial | Hospital | New | Food Preparation | Natural Gas | Steamer | E10 | Utility - Cost of Equipment | 0 | 0 | 0 | 0 | 0 | 0 | 0 | 0 | 0 | 0 | 0 | 0 | 0 | 0 | 0 | 0 | 0 | 0 | 0 | 0 | 0 | 0 | 0 | 0 | 0 | 0 | 0 | 0 | 0 | 0 | 0 | 0 | 0
F5_Commercial_Hospital_New_Food Preparation_Natural Gas_Steamer_E1 | F5 | Commercial | Hospital | New | Food Preparation | Natural Gas | Steamer | E1 | Utility - Cost of Operation | 0.25788 | 0.25788 | 0.25788 | 0 | 0 | 0 | 0 | 0 | 0 | 0 | 0 | 0 | 0 | 0 | 0 | 0 | 0 | 0 | 0 | 0 | 0 | 0 | 0 | 0 | 0 | 0 | 0 | 0 | 0 | 0 | 0 | 0 | 0
F5_Commercial_Hospital_New_Food Preparation_Natural Gas_Steamer_E2 | F5 | Commercial | Hospital | New | Food Preparation | Natural Gas | Steamer | E2 | Utility - Cost of Operation | 0.30211 | 0.30211 | 0.30211 | 0.30211 | 0.30211 | 0.30211 | 0.30211 | 0.30211 | 0.30211 | 0.30211 | 0.30211 | 0.30211 | 0.30211 | 0.30211 | 0.30211 | 0.30211 | 0.30211 | 0.30211 | 0.30211 | 0.30211 | 0.30211 | 0.30211 | 0.30211 | 0.30211 | 0.30211 | 0.30211 | 0.30211 | 0.30211 | 0.30211 | 0.30211 | 0.30211 | 0.30211 | 0.30211
F5_Commercial_Hospital_New_Food Preparation_Natural Gas_Steamer_E3 | F5 | Commercial | Hospital | New | Food Preparation | Natural Gas | Steamer | E3 | Utility - Cost of Operation | 0 | 0 | 0 | 0 | 0 | 0 | 0 | 0 | 0 | 0 | 0 | 0 | 0 | 0 | 0 | 0 | 0 | 0 | 0 | 0 | 0 | 0 | 0 | 0 | 0 | 0 | 0 | 0 | 0 | 0 | 0 | 0 | 0
F5_Commercial_Hospital_New_Food Preparation_Natural Gas_Steamer_E4 | F5 | Commercial | Hospital | New | Food Preparation | Natural Gas | Steamer | E4 | Utility - Cost of Operation | 0 | 0 | 0 | 0 | 0 | 0 | 0 | 0 | 0 | 0 | 0 | 0 | 0 | 0 | 0 | 0 | 0 | 0 | 0 | 0 | 0 | 0 | 0 | 0 | 0 | 0 | 0 | 0 | 0 | 0 | 0 | 0 | 0
F5_Commercial_Hospital_New_Food Preparation_Natural Gas_Steamer_E5 | F5 | Commercial | Hospital | New | Food Preparation | Natural Gas | Steamer | E5 | Utility - Cost of Operation | 0 | 0 | 0 | 0 | 0 | 0 | 0 | 0 | 0 | 0 | 0 | 0 | 0 | 0 | 0 | 0 | 0 | 0 | 0 | 0 | 0 | 0 | 0 | 0 | 0 | 0 | 0 | 0 | 0 | 0 | 0 | 0 | 0
F5_Commercial_Hospital_New_Food Preparation_Natural Gas_Steamer_E6 | F5 | Commercial | Hospital | New | Food Preparation | Natural Gas | Steamer | E6 | Utility - Cost of Operation | 0 | 0 | 0 | 0 | 0 | 0 | 0 | 0 | 0 | 0 | 0 | 0 | 0 | 0 | 0 | 0 | 0 | 0 | 0 | 0 | 0 | 0 | 0 | 0 | 0 | 0 | 0 | 0 | 0 | 0 | 0 | 0 | 0
F5_Commercial_Hospital_New_Food Preparation_Natural Gas_Steamer_E7 | F5 | Commercial | Hospital | New | Food Preparation | Natural Gas | Steamer | E7 | Utility - Cost of Operation | 0 | 0 | 0 | 0 | 0 | 0 | 0 | 0 | 0 | 0 | 0 | 0 | 0 | 0 | 0 | 0 | 0 | 0 | 0 | 0 | 0 | 0 | 0 | 0 | 0 | 0 | 0 | 0 | 0 | 0 | 0 | 0 | 0
F5_Commercial_Hospital_New_Food Preparation_Natural Gas_Steamer_E8 | F5 | Commercial | Hospital | New | Food Preparation | Natural Gas | Steamer | E8 | Utility - Cost of Operation | 0 | 0 | 0 | 0 | 0 | 0 | 0 | 0 | 0 | 0 | 0 | 0 | 0 | 0 | 0 | 0 | 0 | 0 | 0 | 0 | 0 | 0 | 0 | 0 | 0 | 0 | 0 | 0 | 0 | 0 | 0 | 0 | 0
F5_Commercial_Hospital_New_Food Preparation_Natural Gas_Steamer_E9 | F5 | Commercial | Hospital | New | Food Preparation | Natural Gas | Steamer | E9 | Utility - Cost of Operation | 0 | 0 | 0 | 0 | 0 | 0 | 0 | 0 | 0 | 0 | 0 | 0 | 0 | 0 | 0 | 0 | 0 | 0 | 0 | 0 | 0 | 0 | 0 | 0 | 0 | 0 | 0 | 0 | 0 | 0 | 0 | 0 | 0
F5_Commercial_Hospital_New_Food Preparation_Natural Gas_Steamer_E10 | F5 | Commercial | Hospital | New | Food Preparation | Natural Gas | Steamer | E10 | Utility - Cost of Operation | 0 | 0 | 0 | 0 | 0 | 0 | 0 | 0 | 0 | 0 | 0 | 0 | 0 | 0 | 0 | 0 | 0 | 0 | 0 | 0 | 0 | 0 | 0 | 0 | 0 | 0 | 0 | 0 | 0 | 0 | 0 | 0 | 0
F6_Commercial_Hospital_New_Food Preparation_Natural Gas_Steamer_E1 | F6 | Commercial | Hospital | New | Food Preparation | Natural Gas | Steamer | E1 | Utility - Value of Sales | 0.24282 | 0.24282 | 0.24282 | 0 | 0 | 0 | 0 | 0 | 0 | 0 | 0 | 0 | 0 | 0 | 0 | 0 | 0 | 0 | 0 | 0 | 0 | 0 | 0 | 0 | 0 | 0 | 0 | 0 | 0 | 0 | 0 | 0 | 0
F6_Commercial_Hospital_New_Food Preparation_Natural Gas_Steamer_E2 | F6 | Commercial | Hospital | New | Food Preparation | Natural Gas | Steamer | E2 | Utility - Value of Sales | 0.10534 | 0.10534 | 0.10534 | 0.10534 | 0.10534 | 0.10534 | 0.10534 | 0.10534 | 0.10534 | 0.10534 | 0.10534 | 0.10534 | 0.10534 | 0.10534 | 0.10534 | 0.10534 | 0.10534 | 0.10534 | 0.10534 | 0.10534 | 0.10534 | 0.10534 | 0.10534 | 0.10534 | 0.10534 | 0.10534 | 0.10534 | 0.10534 | 0.10534 | 0.10534 | 0.10534 | 0.10534 | 0.10534
F6_Commercial_Hospital_New_Food Preparation_Natural Gas_Steamer_E3 | F6 | Commercial | Hospital | New | Food Preparation | Natural Gas | Steamer | E3 | Utility - Value of Sales | 0 | 0 | 0 | 0 | 0 | 0 | 0 | 0 | 0 | 0 | 0 | 0 | 0 | 0 | 0 | 0 | 0 | 0 | 0 | 0 | 0 | 0 | 0 | 0 | 0 | 0 | 0 | 0 | 0 | 0 | 0 | 0 | 0
F6_Commercial_Hospital_New_Food Preparation_Natural Gas_Steamer_E4 | F6 | Commercial | Hospital | New | Food Preparation | Natural Gas | Steamer | E4 | Utility - Value of Sales | 0 | 0 | 0 | 0 | 0 | 0 | 0 | 0 | 0 | 0 | 0 | 0 | 0 | 0 | 0 | 0 | 0 | 0 | 0 | 0 | 0 | 0 | 0 | 0 | 0 | 0 | 0 | 0 | 0 | 0 | 0 | 0 | 0
F6_Commercial_Hospital_New_Food Preparation_Natural Gas_Steamer_E5 | F6 | Commercial | Hospital | New | Food Preparation | Natural Gas | Steamer | E5 | Utility - Value of Sales | 0 | 0 | 0 | 0 | 0 | 0 | 0 | 0 | 0 | 0 | 0 | 0 | 0 | 0 | 0 | 0 | 0 | 0 | 0 | 0 | 0 | 0 | 0 | 0 | 0 | 0 | 0 | 0 | 0 | 0 | 0 | 0 | 0
F6_Commercial_Hospital_New_Food Preparation_Natural Gas_Steamer_E6 | F6 | Commercial | Hospital | New | Food Preparation | Natural Gas | Steamer | E6 | Utility - Value of Sales | 0 | 0 | 0 | 0 | 0 | 0 | 0 | 0 | 0 | 0 | 0 | 0 | 0 | 0 | 0 | 0 | 0 | 0 | 0 | 0 | 0 | 0 | 0 | 0 | 0 | 0 | 0 | 0 | 0 | 0 | 0 | 0 | 0
F6_Commercial_Hospital_New_Food Preparation_Natural Gas_Steamer_E7 | F6 | Commercial | Hospital | New | Food Preparation | Natural Gas | Steamer | E7 | Utility - Value of Sales | 0 | 0 | 0 | 0 | 0 | 0 | 0 | 0 | 0 | 0 | 0 | 0 | 0 | 0 | 0 | 0 | 0 | 0 | 0 | 0 | 0 | 0 | 0 | 0 | 0 | 0 | 0 | 0 | 0 | 0 | 0 | 0 | 0
F6_Commercial_Hospital_New_Food Preparation_Natural Gas_Steamer_E8 | F6 | Commercial | Hospital | New | Food Preparation | Natural Gas | Steamer | E8 | Utility - Value of Sales | 0 | 0 | 0 | 0 | 0 | 0 | 0 | 0 | 0 | 0 | 0 | 0 | 0 | 0 | 0 | 0 | 0 | 0 | 0 | 0 | 0 | 0 | 0 | 0 | 0 | 0 | 0 | 0 | 0 | 0 | 0 | 0 | 0
F6_Commercial_Hospital_New_Food Preparation_Natural Gas_Steamer_E9 | F6 | Commercial | Hospital | New | Food Preparation | Natural Gas | Steamer | E9 | Utility - Value of Sales | 0 | 0 | 0 | 0 | 0 | 0 | 0 | 0 | 0 | 0 | 0 | 0 | 0 | 0 | 0 | 0 | 0 | 0 | 0 | 0 | 0 | 0 | 0 | 0 | 0 | 0 | 0 | 0 | 0 | 0 | 0 | 0 | 0
F6_Commercial_Hospital_New_Food Preparation_Natural Gas_Steamer_E10 | F6 | Commercial | Hospital | New | Food Preparation | Natural Gas | Steamer | E10 | Utility - Value of Sales | 0 | 0 | 0 | 0 | 0 | 0 | 0 | 0 | 0 | 0 | 0 | 0 | 0 | 0 | 0 | 0 | 0 | 0 | 0 | 0 | 0 | 0 | 0 | 0 | 0 | 0 | 0 | 0 | 0 | 0 | 0 | 0 | 0
F1_Commercial_Hospital_New_Food Preparation_Natural Gas_Food Prep Other_E1 | F1 | Commercial | Hospital | New | Food Preparation | Natural Gas | Food Prep Other | E1 | RVT - Cost of Equipment | 0.060728 | 0.061155 | 0.061663 | 0.062253 | 0.062946 | 0.063758 | 0.064408 | 0.065028 | 0.065637 | 0.066253 | 0.066818 | 0.067311 | 0.067808 | 0.068334 | 0.068941 | 0.069548 | 0.070218 | 0.07095 | 0.07173 | 0.072534 | 0.073353 | 0.074121 | 0.074823 | 0.075464 | 0.076028 | 0.076512 | 0.076849 | 0.077099 | 0.077316 | 0.077501 | 0.077684 | 0.077765 | 0.077765
F1_Commercial_Hospital_New_Food Preparation_Natural Gas_Food Prep Other_E2 | F1 | Commercial | Hospital | New | Food Preparation | Natural Gas | Food Prep Other | E2 | RVT - Cost of Equipment | 0.060728 | 0.061155 | 0.061663 | 0.062253 | 0.062946 | 0.063758 | 0.064408 | 0.065028 | 0.065637 | 0.066253 | 0.066818 | 0.067311 | 0.067808 | 0.068334 | 0.068941 | 0.069548 | 0.070218 | 0.07095 | 0.07173 | 0.072534 | 0.073353 | 0.074121 | 0.074823 | 0.075464 | 0.076028 | 0.076512 | 0.076849 | 0.077099 | 0.077316 | 0.077501 | 0.077684 | 0.077765 | 0.077765
F1_Commercial_Hospital_New_Food Preparation_Natural Gas_Food Prep Other_E3 | F1 | Commercial | Hospital | New | Food Preparation | Natural Gas | Food Prep Other | E3 | RVT - Cost of Equipment | 0 | 0 | 0 | 0 | 0 | 0 | 0 | 0 | 0 | 0 | 0 | 0 | 0 | 0 | 0 | 0 | 0 | 0 | 0 | 0 | 0 | 0 | 0 | 0 | 0 | 0 | 0 | 0 | 0 | 0 | 0 | 0 | 0
F1_Commercial_Hospital_New_Food Preparation_Natural Gas_Food Prep Other_E4 | F1 | Commercial | Hospital | New | Food Preparation | Natural Gas | Food Prep Other | E4 | RVT - Cost of Equipment | 0 | 0 | 0 | 0 | 0 | 0 | 0 | 0 | 0 | 0 | 0 | 0 | 0 | 0 | 0 | 0 | 0 | 0 | 0 | 0 | 0 | 0 | 0 | 0 | 0 | 0 | 0 | 0 | 0 | 0 | 0 | 0 | 0
F1_Commercial_Hospital_New_Food Preparation_Natural Gas_Food Prep Other_E5 | F1 | Commercial | Hospital | New | Food Preparation | Natural Gas | Food Prep Other | E5 | RVT - Cost of Equipment | 0 | 0 | 0 | 0 | 0 | 0 | 0 | 0 | 0 | 0 | 0 | 0 | 0 | 0 | 0 | 0 | 0 | 0 | 0 | 0 | 0 | 0 | 0 | 0 | 0 | 0 | 0 | 0 | 0 | 0 | 0 | 0 | 0
F1_Commercial_Hospital_New_Food Preparation_Natural Gas_Food Prep Other_E6 | F1 | Commercial | Hospital | New | Food Preparation | Natural Gas | Food Prep Other | E6 | RVT - Cost of Equipment | 0 | 0 | 0 | 0 | 0 | 0 | 0 | 0 | 0 | 0 | 0 | 0 | 0 | 0 | 0 | 0 | 0 | 0 | 0 | 0 | 0 | 0 | 0 | 0 | 0 | 0 | 0 | 0 | 0 | 0 | 0 | 0 | 0
F1_Commercial_Hospital_New_Food Preparation_Natural Gas_Food Prep Other_E7 | F1 | Commercial | Hospital | New | Food Preparation | Natural Gas | Food Prep Other | E7 | RVT - Cost of Equipment | 0 | 0 | 0 | 0 | 0 | 0 | 0 | 0 | 0 | 0 | 0 | 0 | 0 | 0 | 0 | 0 | 0 | 0 | 0 | 0 | 0 | 0 | 0 | 0 | 0 | 0 | 0 | 0 | 0 | 0 | 0 | 0 | 0
F1_Commercial_Hospital_New_Food Preparation_Natural Gas_Food Prep Other_E8 | F1 | Commercial | Hospital | New | Food Preparation | Natural Gas | Food Prep Other | E8 | RVT - Cost of Equipment | 0 | 0 | 0 | 0 | 0 | 0 | 0 | 0 | 0 | 0 | 0 | 0 | 0 | 0 | 0 | 0 | 0 | 0 | 0 | 0 | 0 | 0 | 0 | 0 | 0 | 0 | 0 | 0 | 0 | 0 | 0 | 0 | 0
F1_Commercial_Hospital_New_Food Preparation_Natural Gas_Food Prep Other_E9 | F1 | Commercial | Hospital | New | Food Preparation | Natural Gas | Food Prep Other | E9 | RVT - Cost of Equipment | 0 | 0 | 0 | 0 | 0 | 0 | 0 | 0 | 0 | 0 | 0 | 0 | 0 | 0 | 0 | 0 | 0 | 0 | 0 | 0 | 0 | 0 | 0 | 0 | 0 | 0 | 0 | 0 | 0 | 0 | 0 | 0 | 0
F1_Commercial_Hospital_New_Food Preparation_Natural Gas_Food Prep Other_E10 | F1 | Commercial | Hospital | New | Food Preparation | Natural Gas | Food Prep Other | E10 | RVT - Cost of Equipment | 0 | 0 | 0 | 0 | 0 | 0 | 0 | 0 | 0 | 0 | 0 | 0 | 0 | 0 | 0 | 0 | 0 | 0 | 0 | 0 | 0 | 0 | 0 | 0 | 0 | 0 | 0 | 0 | 0 | 0 | 0 | 0 | 0
F2_Commercial_Hospital_New_Food Preparation_Natural Gas_Food Prep Other_E1 | F2 | Commercial | Hospital | New | Food Preparation | Natural Gas | Food Prep Other | E1 | RVT - Cost of Operation | 0.072756 | 0.073268 | 0.073876 | 0.074583 | 0.075414 | 0.076386 | 0.077165 | 0.077908 | 0.078637 | 0.079375 | 0.080052 | 0.080643 | 0.081238 | 0.081869 | 0.082596 | 0.083323 | 0.084126 | 0.085003 | 0.085937 | 0.086901 | 0.087881 | 0.088801 | 0.089643 | 0.090411 | 0.091086 | 0.091667 | 0.09207 | 0.09237 | 0.092629 | 0.092851 | 0.093071 | 0.093168 | 0.093168
F2_Commercial_Hospital_New_Food Preparation_Natural Gas_Food Prep Other_E2 | F2 | Commercial | Hospital | New | Food Preparation | Natural Gas | Food Prep Other | E2 | RVT - Cost of Operation | 0.072756 | 0.073268 | 0.073876 | 0.074583 | 0.075414 | 0.076386 | 0.077165 | 0.077908 | 0.078637 | 0.079375 | 0.080052 | 0.080643 | 0.081238 | 0.081869 | 0.082596 | 0.083323 | 0.084126 | 0.085003 | 0.085937 | 0.086901 | 0.087881 | 0.088801 | 0.089643 | 0.090411 | 0.091086 | 0.091667 | 0.09207 | 0.09237 | 0.092629 | 0.092851 | 0.093071 | 0.093168 | 0.093168
F2_Commercial_Hospital_New_Food Preparation_Natural Gas_Food Prep Other_E3 | F2 | Commercial | Hospital | New | Food Preparation | Natural Gas | Food Prep Other | E3 | RVT - Cost of Operation | 0 | 0 | 0 | 0 | 0 | 0 | 0 | 0 | 0 | 0 | 0 | 0 | 0 | 0 | 0 | 0 | 0 | 0 | 0 | 0 | 0 | 0 | 0 | 0 | 0 | 0 | 0 | 0 | 0 | 0 | 0 | 0 | 0
F2_Commercial_Hospital_New_Food Preparation_Natural Gas_Food Prep Other_E4 | F2 | Commercial | Hospital | New | Food Preparation | Natural Gas | Food Prep Other | E4 | RVT - Cost of Operation | 0 | 0 | 0 | 0 | 0 | 0 | 0 | 0 | 0 | 0 | 0 | 0 | 0 | 0 | 0 | 0 | 0 | 0 | 0 | 0 | 0 | 0 | 0 | 0 | 0 | 0 | 0 | 0 | 0 | 0 | 0 | 0 | 0
F2_Commercial_Hospital_New_Food Preparation_Natural Gas_Food Prep Other_E5 | F2 | Commercial | Hospital | New | Food Preparation | Natural Gas | Food Prep Other | E5 | RVT - Cost of Operation | 0 | 0 | 0 | 0 | 0 | 0 | 0 | 0 | 0 | 0 | 0 | 0 | 0 | 0 | 0 | 0 | 0 | 0 | 0 | 0 | 0 | 0 | 0 | 0 | 0 | 0 | 0 | 0 | 0 | 0 | 0 | 0 | 0
F2_Commercial_Hospital_New_Food Preparation_Natural Gas_Food Prep Other_E6 | F2 | Commercial | Hospital | New | Food Preparation | Natural Gas | Food Prep Other | E6 | RVT - Cost of Operation | 0 | 0 | 0 | 0 | 0 | 0 | 0 | 0 | 0 | 0 | 0 | 0 | 0 | 0 | 0 | 0 | 0 | 0 | 0 | 0 | 0 | 0 | 0 | 0 | 0 | 0 | 0 | 0 | 0 | 0 | 0 | 0 | 0
F2_Commercial_Hospital_New_Food Preparation_Natural Gas_Food Prep Other_E7 | F2 | Commercial | Hospital | New | Food Preparation | Natural Gas | Food Prep Other | E7 | RVT - Cost of Operation | 0 | 0 | 0 | 0 | 0 | 0 | 0 | 0 | 0 | 0 | 0 | 0 | 0 | 0 | 0 | 0 | 0 | 0 | 0 | 0 | 0 | 0 | 0 | 0 | 0 | 0 | 0 | 0 | 0 | 0 | 0 | 0 | 0
F2_Commercial_Hospital_New_Food Preparation_Natural Gas_Food Prep Other_E8 | F2 | Commercial | Hospital | New | Food Preparation | Natural Gas | Food Prep Other | E8 | RVT - Cost of Operation | 0 | 0 | 0 | 0 | 0 | 0 | 0 | 0 | 0 | 0 | 0 | 0 | 0 | 0 | 0 | 0 | 0 | 0 | 0 | 0 | 0 | 0 | 0 | 0 | 0 | 0 | 0 | 0 | 0 | 0 | 0 | 0 | 0
F2_Commercial_Hospital_New_Food Preparation_Natural Gas_Food Prep Other_E9 | F2 | Commercial | Hospital | New | Food Preparation | Natural Gas | Food Prep Other | E9 | RVT - Cost of Operation | 0 | 0 | 0 | 0 | 0 | 0 | 0 | 0 | 0 | 0 | 0 | 0 | 0 | 0 | 0 | 0 | 0 | 0 | 0 | 0 | 0 | 0 | 0 | 0 | 0 | 0 | 0 | 0 | 0 | 0 | 0 | 0 | 0
F2_Commercial_Hospital_New_Food Preparation_Natural Gas_Food Prep Other_E10 | F2 | Commercial | Hospital | New | Food Preparation | Natural Gas | Food Prep Other | E10 | RVT - Cost of Operation | 0 | 0 | 0 | 0 | 0 | 0 | 0 | 0 | 0 | 0 | 0 | 0 | 0 | 0 | 0 | 0 | 0 | 0 | 0 | 0 | 0 | 0 | 0 | 0 | 0 | 0 | 0 | 0 | 0 | 0 | 0 | 0 | 0
F3_Commercial_Hospital_New_Food Preparation_Natural Gas_Food Prep Other_E1 | F3 | Commercial | Hospital | New | Food Preparation | Natural Gas | Food Prep Other | E1 | System - kBTUs of Consumption | 0.0045017 | 0.0045017 | 0.0045017 | 0.0045017 | 0.0045017 | 0.0045017 | 0.0045017 | 0.0045017 | 0.0045017 | 0.0045017 | 0.0045017 | 0.0045017 | 0.0045017 | 0.0045017 | 0.0045017 | 0.0045017 | 0.0045017 | 0.0045017 | 0.0045017 | 0.0045017 | 0.0045017 | 0.0045017 | 0.0045017 | 0.0045017 | 0.0045017 | 0.0045017 | 0.0045017 | 0.0045017 | 0.0045017 | 0.0045017 | 0.0045017 | 0.0045017 | 0.0045017
F3_Commercial_Hospital_New_Food Preparation_Natural Gas_Food Prep Other_E2 | F3 | Commercial | Hospital | New | Food Preparation | Natural Gas | Food Prep Other | E2 | System - kBTUs of Consumption | 0.0045062 | 0.0045062 | 0.0045062 | 0.0045062 | 0.0045062 | 0.0045062 | 0.0045062 | 0.0045062 | 0.0045062 | 0.0045062 | 0.0045062 | 0.0045062 | 0.0045062 | 0.0045062 | 0.0045062 | 0.0045062 | 0.0045062 | 0.0045062 | 0.0045062 | 0.0045062 | 0.0045062 | 0.0045062 | 0.0045062 | 0.0045062 | 0.0045062 | 0.0045062 | 0.0045062 | 0.0045062 | 0.0045062 | 0.0045062 | 0.0045062 | 0.0045062 | 0.0045062
F3_Commercial_Hospital_New_Food Preparation_Natural Gas_Food Prep Other_E3 | F3 | Commercial | Hospital | New | Food Preparation | Natural Gas | Food Prep Other | E3 | System - kBTUs of Consumption | 0 | 0 | 0 | 0 | 0 | 0 | 0 | 0 | 0 | 0 | 0 | 0 | 0 | 0 | 0 | 0 | 0 | 0 | 0 | 0 | 0 | 0 | 0 | 0 | 0 | 0 | 0 | 0 | 0 | 0 | 0 | 0 | 0
F3_Commercial_Hospital_New_Food Preparation_Natural Gas_Food Prep Other_E4 | F3 | Commercial | Hospital | New | Food Preparation | Natural Gas | Food Prep Other | E4 | System - kBTUs of Consumption | 0 | 0 | 0 | 0 | 0 | 0 | 0 | 0 | 0 | 0 | 0 | 0 | 0 | 0 | 0 | 0 | 0 | 0 | 0 | 0 | 0 | 0 | 0 | 0 | 0 | 0 | 0 | 0 | 0 | 0 | 0 | 0 | 0
F3_Commercial_Hospital_New_Food Preparation_Natural Gas_Food Prep Other_E5 | F3 | Commercial | Hospital | New | Food Preparation | Natural Gas | Food Prep Other | E5 | System - kBTUs of Consumption | 0 | 0 | 0 | 0 | 0 | 0 | 0 | 0 | 0 | 0 | 0 | 0 | 0 | 0 | 0 | 0 | 0 | 0 | 0 | 0 | 0 | 0 | 0 | 0 | 0 | 0 | 0 | 0 | 0 | 0 | 0 | 0 | 0
F3_Commercial_Hospital_New_Food Preparation_Natural Gas_Food Prep Other_E6 | F3 | Commercial | Hospital | New | Food Preparation | Natural Gas | Food Prep Other | E6 | System - kBTUs of Consumption | 0 | 0 | 0 | 0 | 0 | 0 | 0 | 0 | 0 | 0 | 0 | 0 | 0 | 0 | 0 | 0 | 0 | 0 | 0 | 0 | 0 | 0 | 0 | 0 | 0 | 0 | 0 | 0 | 0 | 0 | 0 | 0 | 0
F3_Commercial_Hospital_New_Food Preparation_Natural Gas_Food Prep Other_E7 | F3 | Commercial | Hospital | New | Food Preparation | Natural Gas | Food Prep Other | E7 | System - kBTUs of Consumption | 0 | 0 | 0 | 0 | 0 | 0 | 0 | 0 | 0 | 0 | 0 | 0 | 0 | 0 | 0 | 0 | 0 | 0 | 0 | 0 | 0 | 0 | 0 | 0 | 0 | 0 | 0 | 0 | 0 | 0 | 0 | 0 | 0
F3_Commercial_Hospital_New_Food Preparation_Natural Gas_Food Prep Other_E8 | F3 | Commercial | Hospital | New | Food Preparation | Natural Gas | Food Prep Other | E8 | System - kBTUs of Consumption | 0 | 0 | 0 | 0 | 0 | 0 | 0 | 0 | 0 | 0 | 0 | 0 | 0 | 0 | 0 | 0 | 0 | 0 | 0 | 0 | 0 | 0 | 0 | 0 | 0 | 0 | 0 | 0 | 0 | 0 | 0 | 0 | 0
F3_Commercial_Hospital_New_Food Preparation_Natural Gas_Food Prep Other_E9 | F3 | Commercial | Hospital | New | Food Preparation | Natural Gas | Food Prep Other | E9 | System - kBTUs of Consumption | 0 | 0 | 0 | 0 | 0 | 0 | 0 | 0 | 0 | 0 | 0 | 0 | 0 | 0 | 0 | 0 | 0 | 0 | 0 | 0 | 0 | 0 | 0 | 0 | 0 | 0 | 0 | 0 | 0 | 0 | 0 | 0 | 0
F3_Commercial_Hospital_New_Food Preparation_Natural Gas_Food Prep Other_E10 | F3 | Commercial | Hospital | New | Food Preparation | Natural Gas | Food Prep Other | E10 | System - kBTUs of Consumption | 0 | 0 | 0 | 0 | 0 | 0 | 0 | 0 | 0 | 0 | 0 | 0 | 0 | 0 | 0 | 0 | 0 | 0 | 0 | 0 | 0 | 0 | 0 | 0 | 0 | 0 | 0 | 0 | 0 | 0 | 0 | 0 | 0
F4_Commercial_Hospital_New_Food Preparation_Natural Gas_Food Prep Other_E1 | F4 | Commercial | Hospital | New | Food Preparation | Natural Gas | Food Prep Other | E1 | Utility - Cost of Equipment | 0.072756 | 0.073268 | 0.073876 | 0.074583 | 0.075414 | 0.076386 | 0.077165 | 0.077908 | 0.078637 | 0.079375 | 0.080052 | 0.080643 | 0.081238 | 0.081869 | 0.082596 | 0.083323 | 0.084126 | 0.085003 | 0.085937 | 0.086901 | 0.087881 | 0.088801 | 0.089643 | 0.090411 | 0.091086 | 0.091667 | 0.09207 | 0.09237 | 0.092629 | 0.092851 | 0.093071 | 0.093168 | 0.093168
F4_Commercial_Hospital_New_Food Preparation_Natural Gas_Food Prep Other_E2 | F4 | Commercial | Hospital | New | Food Preparation | Natural Gas | Food Prep Other | E2 | Utility - Cost of Equipment | 0.072756 | 0.073268 | 0.073876 | 0.074583 | 0.075414 | 0.076386 | 0.077165 | 0.077908 | 0.078637 | 0.079375 | 0.080052 | 0.080643 | 0.081238 | 0.081869 | 0.082596 | 0.083323 | 0.084126 | 0.085003 | 0.085937 | 0.086901 | 0.087881 | 0.088801 | 0.089643 | 0.090411 | 0.091086 | 0.091667 | 0.09207 | 0.09237 | 0.092629 | 0.092851 | 0.093071 | 0.093168 | 0.093168
F4_Commercial_Hospital_New_Food Preparation_Natural Gas_Food Prep Other_E3 | F4 | Commercial | Hospital | New | Food Preparation | Natural Gas | Food Prep Other | E3 | Utility - Cost of Equipment | 0 | 0 | 0 | 0 | 0 | 0 | 0 | 0 | 0 | 0 | 0 | 0 | 0 | 0 | 0 | 0 | 0 | 0 | 0 | 0 | 0 | 0 | 0 | 0 | 0 | 0 | 0 | 0 | 0 | 0 | 0 | 0 | 0
F4_Commercial_Hospital_New_Food Preparation_Natural Gas_Food Prep Other_E4 | F4 | Commercial | Hospital | New | Food Preparation | Natural Gas | Food Prep Other | E4 | Utility - Cost of Equipment | 0 | 0 | 0 | 0 | 0 | 0 | 0 | 0 | 0 | 0 | 0 | 0 | 0 | 0 | 0 | 0 | 0 | 0 | 0 | 0 | 0 | 0 | 0 | 0 | 0 | 0 | 0 | 0 | 0 | 0 | 0 | 0 | 0
F4_Commercial_Hospital_New_Food Preparation_Natural Gas_Food Prep Other_E5 | F4 | Commercial | Hospital | New | Food Preparation | Natural Gas | Food Prep Other | E5 | Utility - Cost of Equipment | 0 | 0 | 0 | 0 | 0 | 0 | 0 | 0 | 0 | 0 | 0 | 0 | 0 | 0 | 0 | 0 | 0 | 0 | 0 | 0 | 0 | 0 | 0 | 0 | 0 | 0 | 0 | 0 | 0 | 0 | 0 | 0 | 0
F4_Commercial_Hospital_New_Food Preparation_Natural Gas_Food Prep Other_E6 | F4 | Commercial | Hospital | New | Food Preparation | Natural Gas | Food Prep Other | E6 | Utility - Cost of Equipment | 0 | 0 | 0 | 0 | 0 | 0 | 0 | 0 | 0 | 0 | 0 | 0 | 0 | 0 | 0 | 0 | 0 | 0 | 0 | 0 | 0 | 0 | 0 | 0 | 0 | 0 | 0 | 0 | 0 | 0 | 0 | 0 | 0
F4_Commercial_Hospital_New_Food Preparation_Natural Gas_Food Prep Other_E7 | F4 | Commercial | Hospital | New | Food Preparation | Natural Gas | Food Prep Other | E7 | Utility - Cost of Equipment | 0 | 0 | 0 | 0 | 0 | 0 | 0 | 0 | 0 | 0 | 0 | 0 | 0 | 0 | 0 | 0 | 0 | 0 | 0 | 0 | 0 | 0 | 0 | 0 | 0 | 0 | 0 | 0 | 0 | 0 | 0 | 0 | 0
F4_Commercial_Hospital_New_Food Preparation_Natural Gas_Food Prep Other_E8 | F4 | Commercial | Hospital | New | Food Preparation | Natural Gas | Food Prep Other | E8 | Utility - Cost of Equipment | 0 | 0 | 0 | 0 | 0 | 0 | 0 | 0 | 0 | 0 | 0 | 0 | 0 | 0 | 0 | 0 | 0 | 0 | 0 | 0 | 0 | 0 | 0 | 0 | 0 | 0 | 0 | 0 | 0 | 0 | 0 | 0 | 0
F4_Commercial_Hospital_New_Food Preparation_Natural Gas_Food Prep Other_E9 | F4 | Commercial | Hospital | New | Food Preparation | Natural Gas | Food Prep Other | E9 | Utility - Cost of Equipment | 0 | 0 | 0 | 0 | 0 | 0 | 0 | 0 | 0 | 0 | 0 | 0 | 0 | 0 | 0 | 0 | 0 | 0 | 0 | 0 | 0 | 0 | 0 | 0 | 0 | 0 | 0 | 0 | 0 | 0 | 0 | 0 | 0
F4_Commercial_Hospital_New_Food Preparation_Natural Gas_Food Prep Other_E10 | F4 | Commercial | Hospital | New | Food Preparation | Natural Gas | Food Prep Other | E10 | Utility - Cost of Equipment | 0 | 0 | 0 | 0 | 0 | 0 | 0 | 0 | 0 | 0 | 0 | 0 | 0 | 0 | 0 | 0 | 0 | 0 | 0 | 0 | 0 | 0 | 0 | 0 | 0 | 0 | 0 | 0 | 0 | 0 | 0 | 0 | 0
F5_Commercial_Hospital_New_Food Preparation_Natural Gas_Food Prep Other_E1 | F5 | Commercial | Hospital | New | Food Preparation | Natural Gas | Food Prep Other | E1 | Utility - Cost of Operation | 0.0045017 | 0.0045017 | 0.0045017 | 0.0045017 | 0.0045017 | 0.0045017 | 0.0045017 | 0.0045017 | 0.0045017 | 0.0045017 | 0.0045017 | 0.0045017 | 0.0045017 | 0.0045017 | 0.0045017 | 0.0045017 | 0.0045017 | 0.0045017 | 0.0045017 | 0.0045017 | 0.0045017 | 0.0045017 | 0.0045017 | 0.0045017 | 0.0045017 | 0.0045017 | 0.0045017 | 0.0045017 | 0.0045017 | 0.0045017 | 0.0045017 | 0.0045017 | 0.0045017
F5_Commercial_Hospital_New_Food Preparation_Natural Gas_Food Prep Other_E2 | F5 | Commercial | Hospital | New | Food Preparation | Natural Gas | Food Prep Other | E2 | Utility - Cost of Operation | 0.0045062 | 0.0045062 | 0.0045062 | 0.0045062 | 0.0045062 | 0.0045062 | 0.0045062 | 0.0045062 | 0.0045062 | 0.0045062 | 0.0045062 | 0.0045062 | 0.0045062 | 0.0045062 | 0.0045062 | 0.0045062 | 0.0045062 | 0.0045062 | 0.0045062 | 0.0045062 | 0.0045062 | 0.0045062 | 0.0045062 | 0.0045062 | 0.0045062 | 0.0045062 | 0.0045062 | 0.0045062 | 0.0045062 | 0.0045062 | 0.0045062 | 0.0045062 | 0.0045062
F5_Commercial_Hospital_New_Food Preparation_Natural Gas_Food Prep Other_E3 | F5 | Commercial | Hospital | New | Food Preparation | Natural Gas | Food Prep Other | E3 | Utility - Cost of Operation | 0 | 0 | 0 | 0 | 0 | 0 | 0 | 0 | 0 | 0 | 0 | 0 | 0 | 0 | 0 | 0 | 0 | 0 | 0 | 0 | 0 | 0 | 0 | 0 | 0 | 0 | 0 | 0 | 0 | 0 | 0 | 0 | 0
F5_Commercial_Hospital_New_Food Preparation_Natural Gas_Food Prep Other_E4 | F5 | Commercial | Hospital | New | Food Preparation | Natural Gas | Food Prep Other | E4 | Utility - Cost of Operation | 0 | 0 | 0 | 0 | 0 | 0 | 0 | 0 | 0 | 0 | 0 | 0 | 0 | 0 | 0 | 0 | 0 | 0 | 0 | 0 | 0 | 0 | 0 | 0 | 0 | 0 | 0 | 0 | 0 | 0 | 0 | 0 | 0
F5_Commercial_Hospital_New_Food Preparation_Natural Gas_Food Prep Other_E5 | F5 | Commercial | Hospital | New | Food Preparation | Natural Gas | Food Prep Other | E5 | Utility - Cost of Operation | 0 | 0 | 0 | 0 | 0 | 0 | 0 | 0 | 0 | 0 | 0 | 0 | 0 | 0 | 0 | 0 | 0 | 0 | 0 | 0 | 0 | 0 | 0 | 0 | 0 | 0 | 0 | 0 | 0 | 0 | 0 | 0 | 0
F5_Commercial_Hospital_New_Food Preparation_Natural Gas_Food Prep Other_E6 | F5 | Commercial | Hospital | New | Food Preparation | Natural Gas | Food Prep Other | E6 | Utility - Cost of Operation | 0 | 0 | 0 | 0 | 0 | 0 | 0 | 0 | 0 | 0 | 0 | 0 | 0 | 0 | 0 | 0 | 0 | 0 | 0 | 0 | 0 | 0 | 0 | 0 | 0 | 0 | 0 | 0 | 0 | 0 | 0 | 0 | 0
F5_Commercial_Hospital_New_Food Preparation_Natural Gas_Food Prep Other_E7 | F5 | Commercial | Hospital | New | Food Preparation | Natural Gas | Food Prep Other | E7 | Utility - Cost of Operation | 0 | 0 | 0 | 0 | 0 | 0 | 0 | 0 | 0 | 0 | 0 | 0 | 0 | 0 | 0 | 0 | 0 | 0 | 0 | 0 | 0 | 0 | 0 | 0 | 0 | 0 | 0 | 0 | 0 | 0 | 0 | 0 | 0
F5_Commercial_Hospital_New_Food Preparation_Natural Gas_Food Prep Other_E8 | F5 | Commercial | Hospital | New | Food Preparation | Natural Gas | Food Prep Other | E8 | Utility - Cost of Operation | 0 | 0 | 0 | 0 | 0 | 0 | 0 | 0 | 0 | 0 | 0 | 0 | 0 | 0 | 0 | 0 | 0 | 0 | 0 | 0 | 0 | 0 | 0 | 0 | 0 | 0 | 0 | 0 | 0 | 0 | 0 | 0 | 0
F5_Commercial_Hospital_New_Food Preparation_Natural Gas_Food Prep Other_E9 | F5 | Commercial | Hospital | New | Food Preparation | Natural Gas | Food Prep Other | E9 | Utility - Cost of Operation | 0 | 0 | 0 | 0 | 0 | 0 | 0 | 0 | 0 | 0 | 0 | 0 | 0 | 0 | 0 | 0 | 0 | 0 | 0 | 0 | 0 | 0 | 0 | 0 | 0 | 0 | 0 | 0 | 0 | 0 | 0 | 0 | 0
F5_Commercial_Hospital_New_Food Preparation_Natural Gas_Food Prep Other_E10 | F5 | Commercial | Hospital | New | Food Preparation | Natural Gas | Food Prep Other | E10 | Utility - Cost of Operation | 0 | 0 | 0 | 0 | 0 | 0 | 0 | 0 | 0 | 0 | 0 | 0 | 0 | 0 | 0 | 0 | 0 | 0 | 0 | 0 | 0 | 0 | 0 | 0 | 0 | 0 | 0 | 0 | 0 | 0 | 0 | 0 | 0
F6_Commercial_Hospital_New_Food Preparation_Natural Gas_Food Prep Other_E1 | F6 | Commercial | Hospital | New | Food Preparation | Natural Gas | Food Prep Other | E1 | Utility - Value of Sales | 0.043498 | 0.043498 | 0.043498 | 0.043498 | 0.043498 | 0.043498 | 0.043498 | 0.043498 | 0.043498 | 0.043498 | 0.043498 | 0.043498 | 0.043498 | 0.043498 | 0.043498 | 0.043498 | 0.043498 | 0.043498 | 0.043498 | 0.043498 | 0.043498 | 0.043498 | 0.043498 | 0.043498 | 0.043498 | 0.043498 | 0.043498 | 0.043498 | 0.043498 | 0.043498 | 0.043498 | 0.043498 | 0.043498
F6_Commercial_Hospital_New_Food Preparation_Natural Gas_Food Prep Other_E2 | F6 | Commercial | Hospital | New | Food Preparation | Natural Gas | Food Prep Other | E2 | Utility - Value of Sales | 0.043498 | 0.043498 | 0.043498 | 0.043498 | 0.043498 | 0.043498 | 0.043498 | 0.043498 | 0.043498 | 0.043498 | 0.043498 | 0.043498 | 0.043498 | 0.043498 | 0.043498 | 0.043498 | 0.043498 | 0.043498 | 0.043498 | 0.043498 | 0.043498 | 0.043498 | 0.043498 | 0.043498 | 0.043498 | 0.043498 | 0.043498 | 0.043498 | 0.043498 | 0.043498 | 0.043498 | 0.043498 | 0.043498
F6_Commercial_Hospital_New_Food Preparation_Natural Gas_Food Prep Other_E3 | F6 | Commercial | Hospital | New | Food Preparation | Natural Gas | Food Prep Other | E3 | Utility - Value of Sales | 0 | 0 | 0 | 0 | 0 | 0 | 0 | 0 | 0 | 0 | 0 | 0 | 0 | 0 | 0 | 0 | 0 | 0 | 0 | 0 | 0 | 0 | 0 | 0 | 0 | 0 | 0 | 0 | 0 | 0 | 0 | 0 | 0
F6_Commercial_Hospital_New_Food Preparation_Natural Gas_Food Prep Other_E4 | F6 | Commercial | Hospital | New | Food Preparation | Natural Gas | Food Prep Other | E4 | Utility - Value of Sales | 0 | 0 | 0 | 0 | 0 | 0 | 0 | 0 | 0 | 0 | 0 | 0 | 0 | 0 | 0 | 0 | 0 | 0 | 0 | 0 | 0 | 0 | 0 | 0 | 0 | 0 | 0 | 0 | 0 | 0 | 0 | 0 | 0
F6_Commercial_Hospital_New_Food Preparation_Natural Gas_Food Prep Other_E5 | F6 | Commercial | Hospital | New | Food Preparation | Natural Gas | Food Prep Other | E5 | Utility - Value of Sales | 0 | 0 | 0 | 0 | 0 | 0 | 0 | 0 | 0 | 0 | 0 | 0 | 0 | 0 | 0 | 0 | 0 | 0 | 0 | 0 | 0 | 0 | 0 | 0 | 0 | 0 | 0 | 0 | 0 | 0 | 0 | 0 | 0
F6_Commercial_Hospital_New_Food Preparation_Natural Gas_Food Prep Other_E6 | F6 | Commercial | Hospital | New | Food Preparation | Natural Gas | Food Prep Other | E6 | Utility - Value of Sales | 0 | 0 | 0 | 0 | 0 | 0 | 0 | 0 | 0 | 0 | 0 | 0 | 0 | 0 | 0 | 0 | 0 | 0 | 0 | 0 | 0 | 0 | 0 | 0 | 0 | 0 | 0 | 0 | 0 | 0 | 0 | 0 | 0
F6_Commercial_Hospital_New_Food Preparation_Natural Gas_Food Prep Other_E7 | F6 | Commercial | Hospital | New | Food Preparation | Natural Gas | Food Prep Other | E7 | Utility - Value of Sales | 0 | 0 | 0 | 0 | 0 | 0 | 0 | 0 | 0 | 0 | 0 | 0 | 0 | 0 | 0 | 0 | 0 | 0 | 0 | 0 | 0 | 0 | 0 | 0 | 0 | 0 | 0 | 0 | 0 | 0 | 0 | 0 | 0
F6_Commercial_Hospital_New_Food Preparation_Natural Gas_Food Prep Other_E8 | F6 | Commercial | Hospital | New | Food Preparation | Natural Gas | Food Prep Other | E8 | Utility - Value of Sales | 0 | 0 | 0 | 0 | 0 | 0 | 0 | 0 | 0 | 0 | 0 | 0 | 0 | 0 | 0 | 0 | 0 | 0 | 0 | 0 | 0 | 0 | 0 | 0 | 0 | 0 | 0 | 0 | 0 | 0 | 0 | 0 | 0
F6_Commercial_Hospital_New_Food Preparation_Natural Gas_Food Prep Other_E9 | F6 | Commercial | Hospital | New | Food Preparation | Natural Gas | Food Prep Other | E9 | Utility - Value of Sales | 0 | 0 | 0 | 0 | 0 | 0 | 0 | 0 | 0 | 0 | 0 | 0 | 0 | 0 | 0 | 0 | 0 | 0 | 0 | 0 | 0 | 0 | 0 | 0 | 0 | 0 | 0 | 0 | 0 | 0 | 0 | 0 | 0
F6_Commercial_Hospital_New_Food Preparation_Natural Gas_Food Prep Other_E10 | F6 | Commercial | Hospital | New | Food Preparation | Natural Gas | Food Prep Other | E10 | Utility - Value of Sales | 0 | 0 | 0 | 0 | 0 | 0 | 0 | 0 | 0 | 0 | 0 | 0 | 0 | 0 | 0 | 0 | 0 | 0 | 0 | 0 | 0 | 0 | 0 | 0 | 0 | 0 | 0 | 0 | 0 | 0 | 0 | 0 | 0
F1_Commercial_Hospital_New_Miscellaneous_Natural Gas_Pool Heater_E1 | F1 | Commercial | Hospital | New | Miscellaneous | Natural Gas | Pool Heater | E1 | RVT - Cost of Equipment | 0 | 0 | 0 | 0 | 0 | 0 | 0 | 0 | 0 | 0 | 0 | 0 | 0 | 0 | 0 | 0 | 0 | 0 | 0 | 0 | 0 | 0 | 0 | 0 | 0 | 0 | 0 | 0 | 0 | 0 | 0 | 0 | 0
F1_Commercial_Hospital_New_Miscellaneous_Natural Gas_Pool Heater_E2 | F1 | Commercial | Hospital | New | Miscellaneous | Natural Gas | Pool Heater | E2 | RVT - Cost of Equipment | 0 | 0 | 0 | 0 | 0 | 0 | 0 | 0 | 0 | 0 | 0 | 0 | 0 | 0 | 0 | 0 | 0 | 0 | 0 | 0 | 0 | 0 | 0 | 0 | 0 | 0 | 0 | 0 | 0 | 0 | 0 | 0 | 0
F1_Commercial_Hospital_New_Miscellaneous_Natural Gas_Pool Heater_E3 | F1 | Commercial | Hospital | New | Miscellaneous | Natural Gas | Pool Heater | E3 | RVT - Cost of Equipment | 0 | 0 | 0 | 0 | 0 | 0 | 0 | 0 | 0 | 0 | 0 | 0 | 0 | 0 | 0 | 0 | 0 | 0 | 0 | 0 | 0 | 0 | 0 | 0 | 0 | 0 | 0 | 0 | 0 | 0 | 0 | 0 | 0
F1_Commercial_Hospital_New_Miscellaneous_Natural Gas_Pool Heater_E4 | F1 | Commercial | Hospital | New | Miscellaneous | Natural Gas | Pool Heater | E4 | RVT - Cost of Equipment | 0 | 0 | 0 | 0 | 0 | 0 | 0 | 0 | 0 | 0 | 0 | 0 | 0 | 0 | 0 | 0 | 0 | 0 | 0 | 0 | 0 | 0 | 0 | 0 | 0 | 0 | 0 | 0 | 0 | 0 | 0 | 0 | 0
F1_Commercial_Hospital_New_Miscellaneous_Natural Gas_Pool Heater_E5 | F1 | Commercial | Hospital | New | Miscellaneous | Natural Gas | Pool Heater | E5 | RVT - Cost of Equipment | 0 | 0 | 0 | 0 | 0 | 0 | 0 | 0 | 0 | 0 | 0 | 0 | 0 | 0 | 0 | 0 | 0 | 0 | 0 | 0 | 0 | 0 | 0 | 0 | 0 | 0 | 0 | 0 | 0 | 0 | 0 | 0 | 0
F1_Commercial_Hospital_New_Miscellaneous_Natural Gas_Pool Heater_E6 | F1 | Commercial | Hospital | New | Miscellaneous | Natural Gas | Pool Heater | E6 | RVT - Cost of Equipment | 0 | 0 | 0 | 0 | 0 | 0 | 0 | 0 | 0 | 0 | 0 | 0 | 0 | 0 | 0 | 0 | 0 | 0 | 0 | 0 | 0 | 0 | 0 | 0 | 0 | 0 | 0 | 0 | 0 | 0 | 0 | 0 | 0
F1_Commercial_Hospital_New_Miscellaneous_Natural Gas_Pool Heater_E7 | F1 | Commercial | Hospital | New | Miscellaneous | Natural Gas | Pool Heater | E7 | RVT - Cost of Equipment | 0 | 0 | 0 | 0 | 0 | 0 | 0 | 0 | 0 | 0 | 0 | 0 | 0 | 0 | 0 | 0 | 0 | 0 | 0 | 0 | 0 | 0 | 0 | 0 | 0 | 0 | 0 | 0 | 0 | 0 | 0 | 0 | 0
F1_Commercial_Hospital_New_Miscellaneous_Natural Gas_Pool Heater_E8 | F1 | Commercial | Hospital | New | Miscellaneous | Natural Gas | Pool Heater | E8 | RVT - Cost of Equipment | 0 | 0 | 0 | 0 | 0 | 0 | 0 | 0 | 0 | 0 | 0 | 0 | 0 | 0 | 0 | 0 | 0 | 0 | 0 | 0 | 0 | 0 | 0 | 0 | 0 | 0 | 0 | 0 | 0 | 0 | 0 | 0 | 0
F1_Commercial_Hospital_New_Miscellaneous_Natural Gas_Pool Heater_E9 | F1 | Commercial | Hospital | New | Miscellaneous | Natural Gas | Pool Heater | E9 | RVT - Cost of Equipment | 0 | 0 | 0 | 0 | 0 | 0 | 0 | 0 | 0 | 0 | 0 | 0 | 0 | 0 | 0 | 0 | 0 | 0 | 0 | 0 | 0 | 0 | 0 | 0 | 0 | 0 | 0 | 0 | 0 | 0 | 0 | 0 | 0
F1_Commercial_Hospital_New_Miscellaneous_Natural Gas_Pool Heater_E10 | F1 | Commercial | Hospital | New | Miscellaneous | Natural Gas | Pool Heater | E10 | RVT - Cost of Equipment | 0 | 0 | 0 | 0 | 0 | 0 | 0 | 0 | 0 | 0 | 0 | 0 | 0 | 0 | 0 | 0 | 0 | 0 | 0 | 0 | 0 | 0 | 0 | 0 | 0 | 0 | 0 | 0 | 0 | 0 | 0 | 0 | 0
F2_Commercial_Hospital_New_Miscellaneous_Natural Gas_Pool Heater_E1 | F2 | Commercial | Hospital | New | Miscellaneous | Natural Gas | Pool Heater | E1 | RVT - Cost of Operation | 0 | 0 | 0 | 0 | 0 | 0 | 0 | 0 | 0 | 0 | 0 | 0 | 0 | 0 | 0 | 0 | 0 | 0 | 0 | 0 | 0 | 0 | 0 | 0 | 0 | 0 | 0 | 0 | 0 | 0 | 0 | 0 | 0
F2_Commercial_Hospital_New_Miscellaneous_Natural Gas_Pool Heater_E2 | F2 | Commercial | Hospital | New | Miscellaneous | Natural Gas | Pool Heater | E2 | RVT - Cost of Operation | 0 | 0 | 0 | 0 | 0 | 0 | 0 | 0 | 0 | 0 | 0 | 0 | 0 | 0 | 0 | 0 | 0 | 0 | 0 | 0 | 0 | 0 | 0 | 0 | 0 | 0 | 0 | 0 | 0 | 0 | 0 | 0 | 0
F2_Commercial_Hospital_New_Miscellaneous_Natural Gas_Pool Heater_E3 | F2 | Commercial | Hospital | New | Miscellaneous | Natural Gas | Pool Heater | E3 | RVT - Cost of Operation | 0 | 0 | 0 | 0 | 0 | 0 | 0 | 0 | 0 | 0 | 0 | 0 | 0 | 0 | 0 | 0 | 0 | 0 | 0 | 0 | 0 | 0 | 0 | 0 | 0 | 0 | 0 | 0 | 0 | 0 | 0 | 0 | 0
F2_Commercial_Hospital_New_Miscellaneous_Natural Gas_Pool Heater_E4 | F2 | Commercial | Hospital | New | Miscellaneous | Natural Gas | Pool Heater | E4 | RVT - Cost of Operation | 0 | 0 | 0 | 0 | 0 | 0 | 0 | 0 | 0 | 0 | 0 | 0 | 0 | 0 | 0 | 0 | 0 | 0 | 0 | 0 | 0 | 0 | 0 | 0 | 0 | 0 | 0 | 0 | 0 | 0 | 0 | 0 | 0
F2_Commercial_Hospital_New_Miscellaneous_Natural Gas_Pool Heater_E5 | F2 | Commercial | Hospital | New | Miscellaneous | Natural Gas | Pool Heater | E5 | RVT - Cost of Operation | 0 | 0 | 0 | 0 | 0 | 0 | 0 | 0 | 0 | 0 | 0 | 0 | 0 | 0 | 0 | 0 | 0 | 0 | 0 | 0 | 0 | 0 | 0 | 0 | 0 | 0 | 0 | 0 | 0 | 0 | 0 | 0 | 0
F2_Commercial_Hospital_New_Miscellaneous_Natural Gas_Pool Heater_E6 | F2 | Commercial | Hospital | New | Miscellaneous | Natural Gas | Pool Heater | E6 | RVT - Cost of Operation | 0 | 0 | 0 | 0 | 0 | 0 | 0 | 0 | 0 | 0 | 0 | 0 | 0 | 0 | 0 | 0 | 0 | 0 | 0 | 0 | 0 | 0 | 0 | 0 | 0 | 0 | 0 | 0 | 0 | 0 | 0 | 0 | 0
F2_Commercial_Hospital_New_Miscellaneous_Natural Gas_Pool Heater_E7 | F2 | Commercial | Hospital | New | Miscellaneous | Natural Gas | Pool Heater | E7 | RVT - Cost of Operation | 0 | 0 | 0 | 0 | 0 | 0 | 0 | 0 | 0 | 0 | 0 | 0 | 0 | 0 | 0 | 0 | 0 | 0 | 0 | 0 | 0 | 0 | 0 | 0 | 0 | 0 | 0 | 0 | 0 | 0 | 0 | 0 | 0
F2_Commercial_Hospital_New_Miscellaneous_Natural Gas_Pool Heater_E8 | F2 | Commercial | Hospital | New | Miscellaneous | Natural Gas | Pool Heater | E8 | RVT - Cost of Operation | 0 | 0 | 0 | 0 | 0 | 0 | 0 | 0 | 0 | 0 | 0 | 0 | 0 | 0 | 0 | 0 | 0 | 0 | 0 | 0 | 0 | 0 | 0 | 0 | 0 | 0 | 0 | 0 | 0 | 0 | 0 | 0 | 0
F2_Commercial_Hospital_New_Miscellaneous_Natural Gas_Pool Heater_E9 | F2 | Commercial | Hospital | New | Miscellaneous | Natural Gas | Pool Heater | E9 | RVT - Cost of Operation | 0 | 0 | 0 | 0 | 0 | 0 | 0 | 0 | 0 | 0 | 0 | 0 | 0 | 0 | 0 | 0 | 0 | 0 | 0 | 0 | 0 | 0 | 0 | 0 | 0 | 0 | 0 | 0 | 0 | 0 | 0 | 0 | 0
F2_Commercial_Hospital_New_Miscellaneous_Natural Gas_Pool Heater_E10 | F2 | Commercial | Hospital | New | Miscellaneous | Natural Gas | Pool Heater | E10 | RVT - Cost of Operation | 0 | 0 | 0 | 0 | 0 | 0 | 0 | 0 | 0 | 0 | 0 | 0 | 0 | 0 | 0 | 0 | 0 | 0 | 0 | 0 | 0 | 0 | 0 | 0 | 0 | 0 | 0 | 0 | 0 | 0 | 0 | 0 | 0
F3_Commercial_Hospital_New_Miscellaneous_Natural Gas_Pool Heater_E1 | F3 | Commercial | Hospital | New | Miscellaneous | Natural Gas | Pool Heater | E1 | System - kBTUs of Consumption | 0.0025602 | 0.0025602 | 0.0025602 | 0.0025602 | 0.0025602 | 0.0025602 | 0.0025602 | 0.0025602 | 0.0025602 | 0.0025602 | 0.0025602 | 0.0025602 | 0.0025602 | 0.0025602 | 0.0025602 | 0.0025602 | 0.0025602 | 0.0025602 | 0.0025602 | 0.0025602 | 0.0025602 | 0.0025602 | 0.0025602 | 0.0025602 | 0.0025602 | 0.0025602 | 0.0025602 | 0.0025602 | 0.0025602 | 0.0025602 | 0.0025602 | 0.0025602 | 0.0025602
F3_Commercial_Hospital_New_Miscellaneous_Natural Gas_Pool Heater_E2 | F3 | Commercial | Hospital | New | Miscellaneous | Natural Gas | Pool Heater | E2 | System - kBTUs of Consumption | 0.004192 | 0.004192 | 0.004192 | 0.004192 | 0.004192 | 0.004192 | 0.004192 | 0.004192 | 0.004192 | 0.004192 | 0.004192 | 0.004192 | 0.004192 | 0.004192 | 0.004192 | 0.004192 | 0.004192 | 0.004192 | 0.004192 | 0.004192 | 0.004192 | 0.004192 | 0.004192 | 0.004192 | 0.004192 | 0.004192 | 0.004192 | 0.004192 | 0.004192 | 0.004192 | 0.004192 | 0.004192 | 0.004192
F3_Commercial_Hospital_New_Miscellaneous_Natural Gas_Pool Heater_E3 | F3 | Commercial | Hospital | New | Miscellaneous | Natural Gas | Pool Heater | E3 | System - kBTUs of Consumption | 0 | 0 | 0 | 0 | 0 | 0 | 0 | 0 | 0 | 0 | 0 | 0 | 0 | 0 | 0 | 0 | 0 | 0 | 0 | 0 | 0 | 0 | 0 | 0 | 0 | 0 | 0 | 0 | 0 | 0 | 0 | 0 | 0
F3_Commercial_Hospital_New_Miscellaneous_Natural Gas_Pool Heater_E4 | F3 | Commercial | Hospital | New | Miscellaneous | Natural Gas | Pool Heater | E4 | System - kBTUs of Consumption | 0 | 0 | 0 | 0 | 0 | 0 | 0 | 0 | 0 | 0 | 0 | 0 | 0 | 0 | 0 | 0 | 0 | 0 | 0 | 0 | 0 | 0 | 0 | 0 | 0 | 0 | 0 | 0 | 0 | 0 | 0 | 0 | 0
F3_Commercial_Hospital_New_Miscellaneous_Natural Gas_Pool Heater_E5 | F3 | Commercial | Hospital | New | Miscellaneous | Natural Gas | Pool Heater | E5 | System - kBTUs of Consumption | 0 | 0 | 0 | 0 | 0 | 0 | 0 | 0 | 0 | 0 | 0 | 0 | 0 | 0 | 0 | 0 | 0 | 0 | 0 | 0 | 0 | 0 | 0 | 0 | 0 | 0 | 0 | 0 | 0 | 0 | 0 | 0 | 0
F3_Commercial_Hospital_New_Miscellaneous_Natural Gas_Pool Heater_E6 | F3 | Commercial | Hospital | New | Miscellaneous | Natural Gas | Pool Heater | E6 | System - kBTUs of Consumption | 0 | 0 | 0 | 0 | 0 | 0 | 0 | 0 | 0 | 0 | 0 | 0 | 0 | 0 | 0 | 0 | 0 | 0 | 0 | 0 | 0 | 0 | 0 | 0 | 0 | 0 | 0 | 0 | 0 | 0 | 0 | 0 | 0
F3_Commercial_Hospital_New_Miscellaneous_Natural Gas_Pool Heater_E7 | F3 | Commercial | Hospital | New | Miscellaneous | Natural Gas | Pool Heater | E7 | System - kBTUs of Consumption | 0 | 0 | 0 | 0 | 0 | 0 | 0 | 0 | 0 | 0 | 0 | 0 | 0 | 0 | 0 | 0 | 0 | 0 | 0 | 0 | 0 | 0 | 0 | 0 | 0 | 0 | 0 | 0 | 0 | 0 | 0 | 0 | 0
F3_Commercial_Hospital_New_Miscellaneous_Natural Gas_Pool Heater_E8 | F3 | Commercial | Hospital | New | Miscellaneous | Natural Gas | Pool Heater | E8 | System - kBTUs of Consumption | 0 | 0 | 0 | 0 | 0 | 0 | 0 | 0 | 0 | 0 | 0 | 0 | 0 | 0 | 0 | 0 | 0 | 0 | 0 | 0 | 0 | 0 | 0 | 0 | 0 | 0 | 0 | 0 | 0 | 0 | 0 | 0 | 0
F3_Commercial_Hospital_New_Miscellaneous_Natural Gas_Pool Heater_E9 | F3 | Commercial | Hospital | New | Miscellaneous | Natural Gas | Pool Heater | E9 | System - kBTUs of Consumption | 0 | 0 | 0 | 0 | 0 | 0 | 0 | 0 | 0 | 0 | 0 | 0 | 0 | 0 | 0 | 0 | 0 | 0 | 0 | 0 | 0 | 0 | 0 | 0 | 0 | 0 | 0 | 0 | 0 | 0 | 0 | 0 | 0
F3_Commercial_Hospital_New_Miscellaneous_Natural Gas_Pool Heater_E10 | F3 | Commercial | Hospital | New | Miscellaneous | Natural Gas | Pool Heater | E10 | System - kBTUs of Consumption | 0 | 0 | 0 | 0 | 0 | 0 | 0 | 0 | 0 | 0 | 0 | 0 | 0 | 0 | 0 | 0 | 0 | 0 | 0 | 0 | 0 | 0 | 0 | 0 | 0 | 0 | 0 | 0 | 0 | 0 | 0 | 0 | 0
F4_Commercial_Hospital_New_Miscellaneous_Natural Gas_Pool Heater_E1 | F4 | Commercial | Hospital | New | Miscellaneous | Natural Gas | Pool Heater | E1 | Utility - Cost of Equipment | 0 | 0 | 0 | 0 | 0 | 0 | 0 | 0 | 0 | 0 | 0 | 0 | 0 | 0 | 0 | 0 | 0 | 0 | 0 | 0 | 0 | 0 | 0 | 0 | 0 | 0 | 0 | 0 | 0 | 0 | 0 | 0 | 0
F4_Commercial_Hospital_New_Miscellaneous_Natural Gas_Pool Heater_E2 | F4 | Commercial | Hospital | New | Miscellaneous | Natural Gas | Pool Heater | E2 | Utility - Cost of Equipment | 0 | 0 | 0 | 0 | 0 | 0 | 0 | 0 | 0 | 0 | 0 | 0 | 0 | 0 | 0 | 0 | 0 | 0 | 0 | 0 | 0 | 0 | 0 | 0 | 0 | 0 | 0 | 0 | 0 | 0 | 0 | 0 | 0
F4_Commercial_Hospital_New_Miscellaneous_Natural Gas_Pool Heater_E3 | F4 | Commercial | Hospital | New | Miscellaneous | Natural Gas | Pool Heater | E3 | Utility - Cost of Equipment | 0 | 0 | 0 | 0 | 0 | 0 | 0 | 0 | 0 | 0 | 0 | 0 | 0 | 0 | 0 | 0 | 0 | 0 | 0 | 0 | 0 | 0 | 0 | 0 | 0 | 0 | 0 | 0 | 0 | 0 | 0 | 0 | 0
F4_Commercial_Hospital_New_Miscellaneous_Natural Gas_Pool Heater_E4 | F4 | Commercial | Hospital | New | Miscellaneous | Natural Gas | Pool Heater | E4 | Utility - Cost of Equipment | 0 | 0 | 0 | 0 | 0 | 0 | 0 | 0 | 0 | 0 | 0 | 0 | 0 | 0 | 0 | 0 | 0 | 0 | 0 | 0 | 0 | 0 | 0 | 0 | 0 | 0 | 0 | 0 | 0 | 0 | 0 | 0 | 0
F4_Commercial_Hospital_New_Miscellaneous_Natural Gas_Pool Heater_E5 | F4 | Commercial | Hospital | New | Miscellaneous | Natural Gas | Pool Heater | E5 | Utility - Cost of Equipment | 0 | 0 | 0 | 0 | 0 | 0 | 0 | 0 | 0 | 0 | 0 | 0 | 0 | 0 | 0 | 0 | 0 | 0 | 0 | 0 | 0 | 0 | 0 | 0 | 0 | 0 | 0 | 0 | 0 | 0 | 0 | 0 | 0
F4_Commercial_Hospital_New_Miscellaneous_Natural Gas_Pool Heater_E6 | F4 | Commercial | Hospital | New | Miscellaneous | Natural Gas | Pool Heater | E6 | Utility - Cost of Equipment | 0 | 0 | 0 | 0 | 0 | 0 | 0 | 0 | 0 | 0 | 0 | 0 | 0 | 0 | 0 | 0 | 0 | 0 | 0 | 0 | 0 | 0 | 0 | 0 | 0 | 0 | 0 | 0 | 0 | 0 | 0 | 0 | 0
F4_Commercial_Hospital_New_Miscellaneous_Natural Gas_Pool Heater_E7 | F4 | Commercial | Hospital | New | Miscellaneous | Natural Gas | Pool Heater | E7 | Utility - Cost of Equipment | 0 | 0 | 0 | 0 | 0 | 0 | 0 | 0 | 0 | 0 | 0 | 0 | 0 | 0 | 0 | 0 | 0 | 0 | 0 | 0 | 0 | 0 | 0 | 0 | 0 | 0 | 0 | 0 | 0 | 0 | 0 | 0 | 0
F4_Commercial_Hospital_New_Miscellaneous_Natural Gas_Pool Heater_E8 | F4 | Commercial | Hospital | New | Miscellaneous | Natural Gas | Pool Heater | E8 | Utility - Cost of Equipment | 0 | 0 | 0 | 0 | 0 | 0 | 0 | 0 | 0 | 0 | 0 | 0 | 0 | 0 | 0 | 0 | 0 | 0 | 0 | 0 | 0 | 0 | 0 | 0 | 0 | 0 | 0 | 0 | 0 | 0 | 0 | 0 | 0
F4_Commercial_Hospital_New_Miscellaneous_Natural Gas_Pool Heater_E9 | F4 | Commercial | Hospital | New | Miscellaneous | Natural Gas | Pool Heater | E9 | Utility - Cost of Equipment | 0 | 0 | 0 | 0 | 0 | 0 | 0 | 0 | 0 | 0 | 0 | 0 | 0 | 0 | 0 | 0 | 0 | 0 | 0 | 0 | 0 | 0 | 0 | 0 | 0 | 0 | 0 | 0 | 0 | 0 | 0 | 0 | 0
F4_Commercial_Hospital_New_Miscellaneous_Natural Gas_Pool Heater_E10 | F4 | Commercial | Hospital | New | Miscellaneous | Natural Gas | Pool Heater | E10 | Utility - Cost of Equipment | 0 | 0 | 0 | 0 | 0 | 0 | 0 | 0 | 0 | 0 | 0 | 0 | 0 | 0 | 0 | 0 | 0 | 0 | 0 | 0 | 0 | 0 | 0 | 0 | 0 | 0 | 0 | 0 | 0 | 0 | 0 | 0 | 0
F5_Commercial_Hospital_New_Miscellaneous_Natural Gas_Pool Heater_E1 | F5 | Commercial | Hospital | New | Miscellaneous | Natural Gas | Pool Heater | E1 | Utility - Cost of Operation | 0.0025602 | 0.0025602 | 0.0025602 | 0.0025602 | 0.0025602 | 0.0025602 | 0.0025602 | 0.0025602 | 0.0025602 | 0.0025602 | 0.0025602 | 0.0025602 | 0.0025602 | 0.0025602 | 0.0025602 | 0.0025602 | 0.0025602 | 0.0025602 | 0.0025602 | 0.0025602 | 0.0025602 | 0.0025602 | 0.0025602 | 0.0025602 | 0.0025602 | 0.0025602 | 0.0025602 | 0.0025602 | 0.0025602 | 0.0025602 | 0.0025602 | 0.0025602 | 0.0025602
F5_Commercial_Hospital_New_Miscellaneous_Natural Gas_Pool Heater_E2 | F5 | Commercial | Hospital | New | Miscellaneous | Natural Gas | Pool Heater | E2 | Utility - Cost of Operation | 0.004192 | 0.004192 | 0.004192 | 0.004192 | 0.004192 | 0.004192 | 0.004192 | 0.004192 | 0.004192 | 0.004192 | 0.004192 | 0.004192 | 0.004192 | 0.004192 | 0.004192 | 0.004192 | 0.004192 | 0.004192 | 0.004192 | 0.004192 | 0.004192 | 0.004192 | 0.004192 | 0.004192 | 0.004192 | 0.004192 | 0.004192 | 0.004192 | 0.004192 | 0.004192 | 0.004192 | 0.004192 | 0.004192
F5_Commercial_Hospital_New_Miscellaneous_Natural Gas_Pool Heater_E3 | F5 | Commercial | Hospital | New | Miscellaneous | Natural Gas | Pool Heater | E3 | Utility - Cost of Operation | 0 | 0 | 0 | 0 | 0 | 0 | 0 | 0 | 0 | 0 | 0 | 0 | 0 | 0 | 0 | 0 | 0 | 0 | 0 | 0 | 0 | 0 | 0 | 0 | 0 | 0 | 0 | 0 | 0 | 0 | 0 | 0 | 0
F5_Commercial_Hospital_New_Miscellaneous_Natural Gas_Pool Heater_E4 | F5 | Commercial | Hospital | New | Miscellaneous | Natural Gas | Pool Heater | E4 | Utility - Cost of Operation | 0 | 0 | 0 | 0 | 0 | 0 | 0 | 0 | 0 | 0 | 0 | 0 | 0 | 0 | 0 | 0 | 0 | 0 | 0 | 0 | 0 | 0 | 0 | 0 | 0 | 0 | 0 | 0 | 0 | 0 | 0 | 0 | 0
F5_Commercial_Hospital_New_Miscellaneous_Natural Gas_Pool Heater_E5 | F5 | Commercial | Hospital | New | Miscellaneous | Natural Gas | Pool Heater | E5 | Utility - Cost of Operation | 0 | 0 | 0 | 0 | 0 | 0 | 0 | 0 | 0 | 0 | 0 | 0 | 0 | 0 | 0 | 0 | 0 | 0 | 0 | 0 | 0 | 0 | 0 | 0 | 0 | 0 | 0 | 0 | 0 | 0 | 0 | 0 | 0
F5_Commercial_Hospital_New_Miscellaneous_Natural Gas_Pool Heater_E6 | F5 | Commercial | Hospital | New | Miscellaneous | Natural Gas | Pool Heater | E6 | Utility - Cost of Operation | 0 | 0 | 0 | 0 | 0 | 0 | 0 | 0 | 0 | 0 | 0 | 0 | 0 | 0 | 0 | 0 | 0 | 0 | 0 | 0 | 0 | 0 | 0 | 0 | 0 | 0 | 0 | 0 | 0 | 0 | 0 | 0 | 0
F5_Commercial_Hospital_New_Miscellaneous_Natural Gas_Pool Heater_E7 | F5 | Commercial | Hospital | New | Miscellaneous | Natural Gas | Pool Heater | E7 | Utility - Cost of Operation | 0 | 0 | 0 | 0 | 0 | 0 | 0 | 0 | 0 | 0 | 0 | 0 | 0 | 0 | 0 | 0 | 0 | 0 | 0 | 0 | 0 | 0 | 0 | 0 | 0 | 0 | 0 | 0 | 0 | 0 | 0 | 0 | 0
F5_Commercial_Hospital_New_Miscellaneous_Natural Gas_Pool Heater_E8 | F5 | Commercial | Hospital | New | Miscellaneous | Natural Gas | Pool Heater | E8 | Utility - Cost of Operation | 0 | 0 | 0 | 0 | 0 | 0 | 0 | 0 | 0 | 0 | 0 | 0 | 0 | 0 | 0 | 0 | 0 | 0 | 0 | 0 | 0 | 0 | 0 | 0 | 0 | 0 | 0 | 0 | 0 | 0 | 0 | 0 | 0
F5_Commercial_Hospital_New_Miscellaneous_Natural Gas_Pool Heater_E9 | F5 | Commercial | Hospital | New | Miscellaneous | Natural Gas | Pool Heater | E9 | Utility - Cost of Operation | 0 | 0 | 0 | 0 | 0 | 0 | 0 | 0 | 0 | 0 | 0 | 0 | 0 | 0 | 0 | 0 | 0 | 0 | 0 | 0 | 0 | 0 | 0 | 0 | 0 | 0 | 0 | 0 | 0 | 0 | 0 | 0 | 0
F5_Commercial_Hospital_New_Miscellaneous_Natural Gas_Pool Heater_E10 | F5 | Commercial | Hospital | New | Miscellaneous | Natural Gas | Pool Heater | E10 | Utility - Cost of Operation | 0 | 0 | 0 | 0 | 0 | 0 | 0 | 0 | 0 | 0 | 0 | 0 | 0 | 0 | 0 | 0 | 0 | 0 | 0 | 0 | 0 | 0 | 0 | 0 | 0 | 0 | 0 | 0 | 0 | 0 | 0 | 0 | 0
F6_Commercial_Hospital_New_Miscellaneous_Natural Gas_Pool Heater_E1 | F6 | Commercial | Hospital | New | Miscellaneous | Natural Gas | Pool Heater | E1 | Utility - Value of Sales | 0.010152 | 0.010152 | 0.010152 | 0.010152 | 0.010152 | 0.010152 | 0.010152 | 0.010152 | 0.010152 | 0.010152 | 0.010152 | 0.010152 | 0.010152 | 0.010152 | 0.010152 | 0.010152 | 0.010152 | 0.010152 | 0.010152 | 0.010152 | 0.010152 | 0.010152 | 0.010152 | 0.010152 | 0.010152 | 0.010152 | 0.010152 | 0.010152 | 0.010152 | 0.010152 | 0.010152 | 0.010152 | 0.010152
F6_Commercial_Hospital_New_Miscellaneous_Natural Gas_Pool Heater_E2 | F6 | Commercial | Hospital | New | Miscellaneous | Natural Gas | Pool Heater | E2 | Utility - Value of Sales | 0.0086294 | 0.0086294 | 0.0086294 | 0.0086294 | 0.0086294 | 0.0086294 | 0.0086294 | 0.0086294 | 0.0086294 | 0.0086294 | 0.0086294 | 0.0086294 | 0.0086294 | 0.0086294 | 0.0086294 | 0.0086294 | 0.0086294 | 0.0086294 | 0.0086294 | 0.0086294 | 0.0086294 | 0.0086294 | 0.0086294 | 0.0086294 | 0.0086294 | 0.0086294 | 0.0086294 | 0.0086294 | 0.0086294 | 0.0086294 | 0.0086294 | 0.0086294 | 0.0086294
F6_Commercial_Hospital_New_Miscellaneous_Natural Gas_Pool Heater_E3 | F6 | Commercial | Hospital | New | Miscellaneous | Natural Gas | Pool Heater | E3 | Utility - Value of Sales | 0 | 0 | 0 | 0 | 0 | 0 | 0 | 0 | 0 | 0 | 0 | 0 | 0 | 0 | 0 | 0 | 0 | 0 | 0 | 0 | 0 | 0 | 0 | 0 | 0 | 0 | 0 | 0 | 0 | 0 | 0 | 0 | 0
F6_Commercial_Hospital_New_Miscellaneous_Natural Gas_Pool Heater_E4 | F6 | Commercial | Hospital | New | Miscellaneous | Natural Gas | Pool Heater | E4 | Utility - Value of Sales | 0 | 0 | 0 | 0 | 0 | 0 | 0 | 0 | 0 | 0 | 0 | 0 | 0 | 0 | 0 | 0 | 0 | 0 | 0 | 0 | 0 | 0 | 0 | 0 | 0 | 0 | 0 | 0 | 0 | 0 | 0 | 0 | 0
F6_Commercial_Hospital_New_Miscellaneous_Natural Gas_Pool Heater_E5 | F6 | Commercial | Hospital | New | Miscellaneous | Natural Gas | Pool Heater | E5 | Utility - Value of Sales | 0 | 0 | 0 | 0 | 0 | 0 | 0 | 0 | 0 | 0 | 0 | 0 | 0 | 0 | 0 | 0 | 0 | 0 | 0 | 0 | 0 | 0 | 0 | 0 | 0 | 0 | 0 | 0 | 0 | 0 | 0 | 0 | 0
F6_Commercial_Hospital_New_Miscellaneous_Natural Gas_Pool Heater_E6 | F6 | Commercial | Hospital | New | Miscellaneous | Natural Gas | Pool Heater | E6 | Utility - Value of Sales | 0 | 0 | 0 | 0 | 0 | 0 | 0 | 0 | 0 | 0 | 0 | 0 | 0 | 0 | 0 | 0 | 0 | 0 | 0 | 0 | 0 | 0 | 0 | 0 | 0 | 0 | 0 | 0 | 0 | 0 | 0 | 0 | 0
F6_Commercial_Hospital_New_Miscellaneous_Natural Gas_Pool Heater_E7 | F6 | Commercial | Hospital | New | Miscellaneous | Natural Gas | Pool Heater | E7 | Utility - Value of Sales | 0 | 0 | 0 | 0 | 0 | 0 | 0 | 0 | 0 | 0 | 0 | 0 | 0 | 0 | 0 | 0 | 0 | 0 | 0 | 0 | 0 | 0 | 0 | 0 | 0 | 0 | 0 | 0 | 0 | 0 | 0 | 0 | 0
F6_Commercial_Hospital_New_Miscellaneous_Natural Gas_Pool Heater_E8 | F6 | Commercial | Hospital | New | Miscellaneous | Natural Gas | Pool Heater | E8 | Utility - Value of Sales | 0 | 0 | 0 | 0 | 0 | 0 | 0 | 0 | 0 | 0 | 0 | 0 | 0 | 0 | 0 | 0 | 0 | 0 | 0 | 0 | 0 | 0 | 0 | 0 | 0 | 0 | 0 | 0 | 0 | 0 | 0 | 0 | 0
F6_Commercial_Hospital_New_Miscellaneous_Natural Gas_Pool Heater_E9 | F6 | Commercial | Hospital | New | Miscellaneous | Natural Gas | Pool Heater | E9 | Utility - Value of Sales | 0 | 0 | 0 | 0 | 0 | 0 | 0 | 0 | 0 | 0 | 0 | 0 | 0 | 0 | 0 | 0 | 0 | 0 | 0 | 0 | 0 | 0 | 0 | 0 | 0 | 0 | 0 | 0 | 0 | 0 | 0 | 0 | 0
F6_Commercial_Hospital_New_Miscellaneous_Natural Gas_Pool Heater_E10 | F6 | Commercial | Hospital | New | Miscellaneous | Natural Gas | Pool Heater | E10 | Utility - Value of Sales | 0 | 0 | 0 | 0 | 0 | 0 | 0 | 0 | 0 | 0 | 0 | 0 | 0 | 0 | 0 | 0 | 0 | 0 | 0 | 0 | 0 | 0 | 0 | 0 | 0 | 0 | 0 | 0 | 0 | 0 | 0 | 0 | 0
F1_Commercial_Hospital_New_Miscellaneous_Natural Gas_Miscellaneous_E1 | F1 | Commercial | Hospital | New | Miscellaneous | Natural Gas | Miscellaneous | E1 | RVT - Cost of Equipment | 0 | 0 | 0 | 0 | 0 | 0 | 0 | 0 | 0 | 0 | 0 | 0 | 0 | 0 | 0 | 0 | 0 | 0 | 0 | 0 | 0 | 0 | 0 | 0 | 0 | 0 | 0 | 0 | 0 | 0 | 0 | 0 | 0
F1_Commercial_Hospital_New_Miscellaneous_Natural Gas_Miscellaneous_E2 | F1 | Commercial | Hospital | New | Miscellaneous | Natural Gas | Miscellaneous | E2 | RVT - Cost of Equipment | 0 | 0 | 0 | 0 | 0 | 0 | 0 | 0 | 0 | 0 | 0 | 0 | 0 | 0 | 0 | 0 | 0 | 0 | 0 | 0 | 0 | 0 | 0 | 0 | 0 | 0 | 0 | 0 | 0 | 0 | 0 | 0 | 0
F1_Commercial_Hospital_New_Miscellaneous_Natural Gas_Miscellaneous_E3 | F1 | Commercial | Hospital | New | Miscellaneous | Natural Gas | Miscellaneous | E3 | RVT - Cost of Equipment | 0 | 0 | 0 | 0 | 0 | 0 | 0 | 0 | 0 | 0 | 0 | 0 | 0 | 0 | 0 | 0 | 0 | 0 | 0 | 0 | 0 | 0 | 0 | 0 | 0 | 0 | 0 | 0 | 0 | 0 | 0 | 0 | 0
F1_Commercial_Hospital_New_Miscellaneous_Natural Gas_Miscellaneous_E4 | F1 | Commercial | Hospital | New | Miscellaneous | Natural Gas | Miscellaneous | E4 | RVT - Cost of Equipment | 0 | 0 | 0 | 0 | 0 | 0 | 0 | 0 | 0 | 0 | 0 | 0 | 0 | 0 | 0 | 0 | 0 | 0 | 0 | 0 | 0 | 0 | 0 | 0 | 0 | 0 | 0 | 0 | 0 | 0 | 0 | 0 | 0
F1_Commercial_Hospital_New_Miscellaneous_Natural Gas_Miscellaneous_E5 | F1 | Commercial | Hospital | New | Miscellaneous | Natural Gas | Miscellaneous | E5 | RVT - Cost of Equipment | 0 | 0 | 0 | 0 | 0 | 0 | 0 | 0 | 0 | 0 | 0 | 0 | 0 | 0 | 0 | 0 | 0 | 0 | 0 | 0 | 0 | 0 | 0 | 0 | 0 | 0 | 0 | 0 | 0 | 0 | 0 | 0 | 0
F1_Commercial_Hospital_New_Miscellaneous_Natural Gas_Miscellaneous_E6 | F1 | Commercial | Hospital | New | Miscellaneous | Natural Gas | Miscellaneous | E6 | RVT - Cost of Equipment | 0 | 0 | 0 | 0 | 0 | 0 | 0 | 0 | 0 | 0 | 0 | 0 | 0 | 0 | 0 | 0 | 0 | 0 | 0 | 0 | 0 | 0 | 0 | 0 | 0 | 0 | 0 | 0 | 0 | 0 | 0 | 0 | 0
F1_Commercial_Hospital_New_Miscellaneous_Natural Gas_Miscellaneous_E7 | F1 | Commercial | Hospital | New | Miscellaneous | Natural Gas | Miscellaneous | E7 | RVT - Cost of Equipment | 0 | 0 | 0 | 0 | 0 | 0 | 0 | 0 | 0 | 0 | 0 | 0 | 0 | 0 | 0 | 0 | 0 | 0 | 0 | 0 | 0 | 0 | 0 | 0 | 0 | 0 | 0 | 0 | 0 | 0 | 0 | 0 | 0
F1_Commercial_Hospital_New_Miscellaneous_Natural Gas_Miscellaneous_E8 | F1 | Commercial | Hospital | New | Miscellaneous | Natural Gas | Miscellaneous | E8 | RVT - Cost of Equipment | 0 | 0 | 0 | 0 | 0 | 0 | 0 | 0 | 0 | 0 | 0 | 0 | 0 | 0 | 0 | 0 | 0 | 0 | 0 | 0 | 0 | 0 | 0 | 0 | 0 | 0 | 0 | 0 | 0 | 0 | 0 | 0 | 0
F1_Commercial_Hospital_New_Miscellaneous_Natural Gas_Miscellaneous_E9 | F1 | Commercial | Hospital | New | Miscellaneous | Natural Gas | Miscellaneous | E9 | RVT - Cost of Equipment | 0 | 0 | 0 | 0 | 0 | 0 | 0 | 0 | 0 | 0 | 0 | 0 | 0 | 0 | 0 | 0 | 0 | 0 | 0 | 0 | 0 | 0 | 0 | 0 | 0 | 0 | 0 | 0 | 0 | 0 | 0 | 0 | 0
F1_Commercial_Hospital_New_Miscellaneous_Natural Gas_Miscellaneous_E10 | F1 | Commercial | Hospital | New | Miscellaneous | Natural Gas | Miscellaneous | E10 | RVT - Cost of Equipment | 0 | 0 | 0 | 0 | 0 | 0 | 0 | 0 | 0 | 0 | 0 | 0 | 0 | 0 | 0 | 0 | 0 | 0 | 0 | 0 | 0 | 0 | 0 | 0 | 0 | 0 | 0 | 0 | 0 | 0 | 0 | 0 | 0
F2_Commercial_Hospital_New_Miscellaneous_Natural Gas_Miscellaneous_E1 | F2 | Commercial | Hospital | New | Miscellaneous | Natural Gas | Miscellaneous | E1 | RVT - Cost of Operation | 0 | 0 | 0 | 0 | 0 | 0 | 0 | 0 | 0 | 0 | 0 | 0 | 0 | 0 | 0 | 0 | 0 | 0 | 0 | 0 | 0 | 0 | 0 | 0 | 0 | 0 | 0 | 0 | 0 | 0 | 0 | 0 | 0
F2_Commercial_Hospital_New_Miscellaneous_Natural Gas_Miscellaneous_E2 | F2 | Commercial | Hospital | New | Miscellaneous | Natural Gas | Miscellaneous | E2 | RVT - Cost of Operation | 0 | 0 | 0 | 0 | 0 | 0 | 0 | 0 | 0 | 0 | 0 | 0 | 0 | 0 | 0 | 0 | 0 | 0 | 0 | 0 | 0 | 0 | 0 | 0 | 0 | 0 | 0 | 0 | 0 | 0 | 0 | 0 | 0
F2_Commercial_Hospital_New_Miscellaneous_Natural Gas_Miscellaneous_E3 | F2 | Commercial | Hospital | New | Miscellaneous | Natural Gas | Miscellaneous | E3 | RVT - Cost of Operation | 0 | 0 | 0 | 0 | 0 | 0 | 0 | 0 | 0 | 0 | 0 | 0 | 0 | 0 | 0 | 0 | 0 | 0 | 0 | 0 | 0 | 0 | 0 | 0 | 0 | 0 | 0 | 0 | 0 | 0 | 0 | 0 | 0
F2_Commercial_Hospital_New_Miscellaneous_Natural Gas_Miscellaneous_E4 | F2 | Commercial | Hospital | New | Miscellaneous | Natural Gas | Miscellaneous | E4 | RVT - Cost of Operation | 0 | 0 | 0 | 0 | 0 | 0 | 0 | 0 | 0 | 0 | 0 | 0 | 0 | 0 | 0 | 0 | 0 | 0 | 0 | 0 | 0 | 0 | 0 | 0 | 0 | 0 | 0 | 0 | 0 | 0 | 0 | 0 | 0
F2_Commercial_Hospital_New_Miscellaneous_Natural Gas_Miscellaneous_E5 | F2 | Commercial | Hospital | New | Miscellaneous | Natural Gas | Miscellaneous | E5 | RVT - Cost of Operation | 0 | 0 | 0 | 0 | 0 | 0 | 0 | 0 | 0 | 0 | 0 | 0 | 0 | 0 | 0 | 0 | 0 | 0 | 0 | 0 | 0 | 0 | 0 | 0 | 0 | 0 | 0 | 0 | 0 | 0 | 0 | 0 | 0
F2_Commercial_Hospital_New_Miscellaneous_Natural Gas_Miscellaneous_E6 | F2 | Commercial | Hospital | New | Miscellaneous | Natural Gas | Miscellaneous | E6 | RVT - Cost of Operation | 0 | 0 | 0 | 0 | 0 | 0 | 0 | 0 | 0 | 0 | 0 | 0 | 0 | 0 | 0 | 0 | 0 | 0 | 0 | 0 | 0 | 0 | 0 | 0 | 0 | 0 | 0 | 0 | 0 | 0 | 0 | 0 | 0
F2_Commercial_Hospital_New_Miscellaneous_Natural Gas_Miscellaneous_E7 | F2 | Commercial | Hospital | New | Miscellaneous | Natural Gas | Miscellaneous | E7 | RVT - Cost of Operation | 0 | 0 | 0 | 0 | 0 | 0 | 0 | 0 | 0 | 0 | 0 | 0 | 0 | 0 | 0 | 0 | 0 | 0 | 0 | 0 | 0 | 0 | 0 | 0 | 0 | 0 | 0 | 0 | 0 | 0 | 0 | 0 | 0
F2_Commercial_Hospital_New_Miscellaneous_Natural Gas_Miscellaneous_E8 | F2 | Commercial | Hospital | New | Miscellaneous | Natural Gas | Miscellaneous | E8 | RVT - Cost of Operation | 0 | 0 | 0 | 0 | 0 | 0 | 0 | 0 | 0 | 0 | 0 | 0 | 0 | 0 | 0 | 0 | 0 | 0 | 0 | 0 | 0 | 0 | 0 | 0 | 0 | 0 | 0 | 0 | 0 | 0 | 0 | 0 | 0
F2_Commercial_Hospital_New_Miscellaneous_Natural Gas_Miscellaneous_E9 | F2 | Commercial | Hospital | New | Miscellaneous | Natural Gas | Miscellaneous | E9 | RVT - Cost of Operation | 0 | 0 | 0 | 0 | 0 | 0 | 0 | 0 | 0 | 0 | 0 | 0 | 0 | 0 | 0 | 0 | 0 | 0 | 0 | 0 | 0 | 0 | 0 | 0 | 0 | 0 | 0 | 0 | 0 | 0 | 0 | 0 | 0
F2_Commercial_Hospital_New_Miscellaneous_Natural Gas_Miscellaneous_E10 | F2 | Commercial | Hospital | New | Miscellaneous | Natural Gas | Miscellaneous | E10 | RVT - Cost of Operation | 0 | 0 | 0 | 0 | 0 | 0 | 0 | 0 | 0 | 0 | 0 | 0 | 0 | 0 | 0 | 0 | 0 | 0 | 0 | 0 | 0 | 0 | 0 | 0 | 0 | 0 | 0 | 0 | 0 | 0 | 0 | 0 | 0
F3_Commercial_Hospital_New_Miscellaneous_Natural Gas_Miscellaneous_E1 | F3 | Commercial | Hospital | New | Miscellaneous | Natural Gas | Miscellaneous | E1 | System - kBTUs of Consumption | 0.23859 | 0.23859 | 0.23859 | 0.23859 | 0.23859 | 0.23859 | 0.23859 | 0.23859 | 0.23859 | 0.23859 | 0.23859 | 0.23859 | 0.23859 | 0.23859 | 0.23859 | 0.23859 | 0.23859 | 0.23859 | 0.23859 | 0.23859 | 0.23859 | 0.23859 | 0.23859 | 0.23859 | 0.23859 | 0.23859 | 0.23859 | 0.23859 | 0.23859 | 0.23859 | 0.23859 | 0.23859 | 0.23859
F3_Commercial_Hospital_New_Miscellaneous_Natural Gas_Miscellaneous_E2 | F3 | Commercial | Hospital | New | Miscellaneous | Natural Gas | Miscellaneous | E2 | System - kBTUs of Consumption | 0 | 0 | 0 | 0 | 0 | 0 | 0 | 0 | 0 | 0 | 0 | 0 | 0 | 0 | 0 | 0 | 0 | 0 | 0 | 0 | 0 | 0 | 0 | 0 | 0 | 0 | 0 | 0 | 0 | 0 | 0 | 0 | 0
F3_Commercial_Hospital_New_Miscellaneous_Natural Gas_Miscellaneous_E3 | F3 | Commercial | Hospital | New | Miscellaneous | Natural Gas | Miscellaneous | E3 | System - kBTUs of Consumption | 0 | 0 | 0 | 0 | 0 | 0 | 0 | 0 | 0 | 0 | 0 | 0 | 0 | 0 | 0 | 0 | 0 | 0 | 0 | 0 | 0 | 0 | 0 | 0 | 0 | 0 | 0 | 0 | 0 | 0 | 0 | 0 | 0
F3_Commercial_Hospital_New_Miscellaneous_Natural Gas_Miscellaneous_E4 | F3 | Commercial | Hospital | New | Miscellaneous | Natural Gas | Miscellaneous | E4 | System - kBTUs of Consumption | 0 | 0 | 0 | 0 | 0 | 0 | 0 | 0 | 0 | 0 | 0 | 0 | 0 | 0 | 0 | 0 | 0 | 0 | 0 | 0 | 0 | 0 | 0 | 0 | 0 | 0 | 0 | 0 | 0 | 0 | 0 | 0 | 0
F3_Commercial_Hospital_New_Miscellaneous_Natural Gas_Miscellaneous_E5 | F3 | Commercial | Hospital | New | Miscellaneous | Natural Gas | Miscellaneous | E5 | System - kBTUs of Consumption | 0 | 0 | 0 | 0 | 0 | 0 | 0 | 0 | 0 | 0 | 0 | 0 | 0 | 0 | 0 | 0 | 0 | 0 | 0 | 0 | 0 | 0 | 0 | 0 | 0 | 0 | 0 | 0 | 0 | 0 | 0 | 0 | 0
F3_Commercial_Hospital_New_Miscellaneous_Natural Gas_Miscellaneous_E6 | F3 | Commercial | Hospital | New | Miscellaneous | Natural Gas | Miscellaneous | E6 | System - kBTUs of Consumption | 0 | 0 | 0 | 0 | 0 | 0 | 0 | 0 | 0 | 0 | 0 | 0 | 0 | 0 | 0 | 0 | 0 | 0 | 0 | 0 | 0 | 0 | 0 | 0 | 0 | 0 | 0 | 0 | 0 | 0 | 0 | 0 | 0
F3_Commercial_Hospital_New_Miscellaneous_Natural Gas_Miscellaneous_E7 | F3 | Commercial | Hospital | New | Miscellaneous | Natural Gas | Miscellaneous | E7 | System - kBTUs of Consumption | 0 | 0 | 0 | 0 | 0 | 0 | 0 | 0 | 0 | 0 | 0 | 0 | 0 | 0 | 0 | 0 | 0 | 0 | 0 | 0 | 0 | 0 | 0 | 0 | 0 | 0 | 0 | 0 | 0 | 0 | 0 | 0 | 0
F3_Commercial_Hospital_New_Miscellaneous_Natural Gas_Miscellaneous_E8 | F3 | Commercial | Hospital | New | Miscellaneous | Natural Gas | Miscellaneous | E8 | System - kBTUs of Consumption | 0 | 0 | 0 | 0 | 0 | 0 | 0 | 0 | 0 | 0 | 0 | 0 | 0 | 0 | 0 | 0 | 0 | 0 | 0 | 0 | 0 | 0 | 0 | 0 | 0 | 0 | 0 | 0 | 0 | 0 | 0 | 0 | 0
F3_Commercial_Hospital_New_Miscellaneous_Natural Gas_Miscellaneous_E9 | F3 | Commercial | Hospital | New | Miscellaneous | Natural Gas | Miscellaneous | E9 | System - kBTUs of Consumption | 0 | 0 | 0 | 0 | 0 | 0 | 0 | 0 | 0 | 0 | 0 | 0 | 0 | 0 | 0 | 0 | 0 | 0 | 0 | 0 | 0 | 0 | 0 | 0 | 0 | 0 | 0 | 0 | 0 | 0 | 0 | 0 | 0
F3_Commercial_Hospital_New_Miscellaneous_Natural Gas_Miscellaneous_E10 | F3 | Commercial | Hospital | New | Miscellaneous | Natural Gas | Miscellaneous | E10 | System - kBTUs of Consumption | 0 | 0 | 0 | 0 | 0 | 0 | 0 | 0 | 0 | 0 | 0 | 0 | 0 | 0 | 0 | 0 | 0 | 0 | 0 | 0 | 0 | 0 | 0 | 0 | 0 | 0 | 0 | 0 | 0 | 0 | 0 | 0 | 0
F4_Commercial_Hospital_New_Miscellaneous_Natural Gas_Miscellaneous_E1 | F4 | Commercial | Hospital | New | Miscellaneous | Natural Gas | Miscellaneous | E1 | Utility - Cost of Equipment | 0 | 0 | 0 | 0 | 0 | 0 | 0 | 0 | 0 | 0 | 0 | 0 | 0 | 0 | 0 | 0 | 0 | 0 | 0 | 0 | 0 | 0 | 0 | 0 | 0 | 0 | 0 | 0 | 0 | 0 | 0 | 0 | 0
F4_Commercial_Hospital_New_Miscellaneous_Natural Gas_Miscellaneous_E2 | F4 | Commercial | Hospital | New | Miscellaneous | Natural Gas | Miscellaneous | E2 | Utility - Cost of Equipment | 0 | 0 | 0 | 0 | 0 | 0 | 0 | 0 | 0 | 0 | 0 | 0 | 0 | 0 | 0 | 0 | 0 | 0 | 0 | 0 | 0 | 0 | 0 | 0 | 0 | 0 | 0 | 0 | 0 | 0 | 0 | 0 | 0
F4_Commercial_Hospital_New_Miscellaneous_Natural Gas_Miscellaneous_E3 | F4 | Commercial | Hospital | New | Miscellaneous | Natural Gas | Miscellaneous | E3 | Utility - Cost of Equipment | 0 | 0 | 0 | 0 | 0 | 0 | 0 | 0 | 0 | 0 | 0 | 0 | 0 | 0 | 0 | 0 | 0 | 0 | 0 | 0 | 0 | 0 | 0 | 0 | 0 | 0 | 0 | 0 | 0 | 0 | 0 | 0 | 0
F4_Commercial_Hospital_New_Miscellaneous_Natural Gas_Miscellaneous_E4 | F4 | Commercial | Hospital | New | Miscellaneous | Natural Gas | Miscellaneous | E4 | Utility - Cost of Equipment | 0 | 0 | 0 | 0 | 0 | 0 | 0 | 0 | 0 | 0 | 0 | 0 | 0 | 0 | 0 | 0 | 0 | 0 | 0 | 0 | 0 | 0 | 0 | 0 | 0 | 0 | 0 | 0 | 0 | 0 | 0 | 0 | 0
F4_Commercial_Hospital_New_Miscellaneous_Natural Gas_Miscellaneous_E5 | F4 | Commercial | Hospital | New | Miscellaneous | Natural Gas | Miscellaneous | E5 | Utility - Cost of Equipment | 0 | 0 | 0 | 0 | 0 | 0 | 0 | 0 | 0 | 0 | 0 | 0 | 0 | 0 | 0 | 0 | 0 | 0 | 0 | 0 | 0 | 0 | 0 | 0 | 0 | 0 | 0 | 0 | 0 | 0 | 0 | 0 | 0
F4_Commercial_Hospital_New_Miscellaneous_Natural Gas_Miscellaneous_E6 | F4 | Commercial | Hospital | New | Miscellaneous | Natural Gas | Miscellaneous | E6 | Utility - Cost of Equipment | 0 | 0 | 0 | 0 | 0 | 0 | 0 | 0 | 0 | 0 | 0 | 0 | 0 | 0 | 0 | 0 | 0 | 0 | 0 | 0 | 0 | 0 | 0 | 0 | 0 | 0 | 0 | 0 | 0 | 0 | 0 | 0 | 0
F4_Commercial_Hospital_New_Miscellaneous_Natural Gas_Miscellaneous_E7 | F4 | Commercial | Hospital | New | Miscellaneous | Natural Gas | Miscellaneous | E7 | Utility - Cost of Equipment | 0 | 0 | 0 | 0 | 0 | 0 | 0 | 0 | 0 | 0 | 0 | 0 | 0 | 0 | 0 | 0 | 0 | 0 | 0 | 0 | 0 | 0 | 0 | 0 | 0 | 0 | 0 | 0 | 0 | 0 | 0 | 0 | 0
F4_Commercial_Hospital_New_Miscellaneous_Natural Gas_Miscellaneous_E8 | F4 | Commercial | Hospital | New | Miscellaneous | Natural Gas | Miscellaneous | E8 | Utility - Cost of Equipment | 0 | 0 | 0 | 0 | 0 | 0 | 0 | 0 | 0 | 0 | 0 | 0 | 0 | 0 | 0 | 0 | 0 | 0 | 0 | 0 | 0 | 0 | 0 | 0 | 0 | 0 | 0 | 0 | 0 | 0 | 0 | 0 | 0
F4_Commercial_Hospital_New_Miscellaneous_Natural Gas_Miscellaneous_E9 | F4 | Commercial | Hospital | New | Miscellaneous | Natural Gas | Miscellaneous | E9 | Utility - Cost of Equipment | 0 | 0 | 0 | 0 | 0 | 0 | 0 | 0 | 0 | 0 | 0 | 0 | 0 | 0 | 0 | 0 | 0 | 0 | 0 | 0 | 0 | 0 | 0 | 0 | 0 | 0 | 0 | 0 | 0 | 0 | 0 | 0 | 0
F4_Commercial_Hospital_New_Miscellaneous_Natural Gas_Miscellaneous_E10 | F4 | Commercial | Hospital | New | Miscellaneous | Natural Gas | Miscellaneous | E10 | Utility - Cost of Equipment | 0 | 0 | 0 | 0 | 0 | 0 | 0 | 0 | 0 | 0 | 0 | 0 | 0 | 0 | 0 | 0 | 0 | 0 | 0 | 0 | 0 | 0 | 0 | 0 | 0 | 0 | 0 | 0 | 0 | 0 | 0 | 0 | 0
F5_Commercial_Hospital_New_Miscellaneous_Natural Gas_Miscellaneous_E1 | F5 | Commercial | Hospital | New | Miscellaneous | Natural Gas | Miscellaneous | E1 | Utility - Cost of Operation | 0.23859 | 0.23859 | 0.23859 | 0.23859 | 0.23859 | 0.23859 | 0.23859 | 0.23859 | 0.23859 | 0.23859 | 0.23859 | 0.23859 | 0.23859 | 0.23859 | 0.23859 | 0.23859 | 0.23859 | 0.23859 | 0.23859 | 0.23859 | 0.23859 | 0.23859 | 0.23859 | 0.23859 | 0.23859 | 0.23859 | 0.23859 | 0.23859 | 0.23859 | 0.23859 | 0.23859 | 0.23859 | 0.23859
F5_Commercial_Hospital_New_Miscellaneous_Natural Gas_Miscellaneous_E2 | F5 | Commercial | Hospital | New | Miscellaneous | Natural Gas | Miscellaneous | E2 | Utility - Cost of Operation | 0 | 0 | 0 | 0 | 0 | 0 | 0 | 0 | 0 | 0 | 0 | 0 | 0 | 0 | 0 | 0 | 0 | 0 | 0 | 0 | 0 | 0 | 0 | 0 | 0 | 0 | 0 | 0 | 0 | 0 | 0 | 0 | 0
F5_Commercial_Hospital_New_Miscellaneous_Natural Gas_Miscellaneous_E3 | F5 | Commercial | Hospital | New | Miscellaneous | Natural Gas | Miscellaneous | E3 | Utility - Cost of Operation | 0 | 0 | 0 | 0 | 0 | 0 | 0 | 0 | 0 | 0 | 0 | 0 | 0 | 0 | 0 | 0 | 0 | 0 | 0 | 0 | 0 | 0 | 0 | 0 | 0 | 0 | 0 | 0 | 0 | 0 | 0 | 0 | 0
F5_Commercial_Hospital_New_Miscellaneous_Natural Gas_Miscellaneous_E4 | F5 | Commercial | Hospital | New | Miscellaneous | Natural Gas | Miscellaneous | E4 | Utility - Cost of Operation | 0 | 0 | 0 | 0 | 0 | 0 | 0 | 0 | 0 | 0 | 0 | 0 | 0 | 0 | 0 | 0 | 0 | 0 | 0 | 0 | 0 | 0 | 0 | 0 | 0 | 0 | 0 | 0 | 0 | 0 | 0 | 0 | 0
F5_Commercial_Hospital_New_Miscellaneous_Natural Gas_Miscellaneous_E5 | F5 | Commercial | Hospital | New | Miscellaneous | Natural Gas | Miscellaneous | E5 | Utility - Cost of Operation | 0 | 0 | 0 | 0 | 0 | 0 | 0 | 0 | 0 | 0 | 0 | 0 | 0 | 0 | 0 | 0 | 0 | 0 | 0 | 0 | 0 | 0 | 0 | 0 | 0 | 0 | 0 | 0 | 0 | 0 | 0 | 0 | 0
F5_Commercial_Hospital_New_Miscellaneous_Natural Gas_Miscellaneous_E6 | F5 | Commercial | Hospital | New | Miscellaneous | Natural Gas | Miscellaneous | E6 | Utility - Cost of Operation | 0 | 0 | 0 | 0 | 0 | 0 | 0 | 0 | 0 | 0 | 0 | 0 | 0 | 0 | 0 | 0 | 0 | 0 | 0 | 0 | 0 | 0 | 0 | 0 | 0 | 0 | 0 | 0 | 0 | 0 | 0 | 0 | 0
F5_Commercial_Hospital_New_Miscellaneous_Natural Gas_Miscellaneous_E7 | F5 | Commercial | Hospital | New | Miscellaneous | Natural Gas | Miscellaneous | E7 | Utility - Cost of Operation | 0 | 0 | 0 | 0 | 0 | 0 | 0 | 0 | 0 | 0 | 0 | 0 | 0 | 0 | 0 | 0 | 0 | 0 | 0 | 0 | 0 | 0 | 0 | 0 | 0 | 0 | 0 | 0 | 0 | 0 | 0 | 0 | 0
F5_Commercial_Hospital_New_Miscellaneous_Natural Gas_Miscellaneous_E8 | F5 | Commercial | Hospital | New | Miscellaneous | Natural Gas | Miscellaneous | E8 | Utility - Cost of Operation | 0 | 0 | 0 | 0 | 0 | 0 | 0 | 0 | 0 | 0 | 0 | 0 | 0 | 0 | 0 | 0 | 0 | 0 | 0 | 0 | 0 | 0 | 0 | 0 | 0 | 0 | 0 | 0 | 0 | 0 | 0 | 0 | 0
F5_Commercial_Hospital_New_Miscellaneous_Natural Gas_Miscellaneous_E9 | F5 | Commercial | Hospital | New | Miscellaneous | Natural Gas | Miscellaneous | E9 | Utility - Cost of Operation | 0 | 0 | 0 | 0 | 0 | 0 | 0 | 0 | 0 | 0 | 0 | 0 | 0 | 0 | 0 | 0 | 0 | 0 | 0 | 0 | 0 | 0 | 0 | 0 | 0 | 0 | 0 | 0 | 0 | 0 | 0 | 0 | 0
F5_Commercial_Hospital_New_Miscellaneous_Natural Gas_Miscellaneous_E10 | F5 | Commercial | Hospital | New | Miscellaneous | Natural Gas | Miscellaneous | E10 | Utility - Cost of Operation | 0 | 0 | 0 | 0 | 0 | 0 | 0 | 0 | 0 | 0 | 0 | 0 | 0 | 0 | 0 | 0 | 0 | 0 | 0 | 0 | 0 | 0 | 0 | 0 | 0 | 0 | 0 | 0 | 0 | 0 | 0 | 0 | 0
F6_Commercial_Hospital_New_Miscellaneous_Natural Gas_Miscellaneous_E1 | F6 | Commercial | Hospital | New | Miscellaneous | Natural Gas | Miscellaneous | E1 | Utility - Value of Sales | 0.010385 | 0.010385 | 0.010385 | 0.010385 | 0.010385 | 0.010385 | 0.010385 | 0.010385 | 0.010385 | 0.010385 | 0.010385 | 0.010385 | 0.010385 | 0.010385 | 0.010385 | 0.010385 | 0.010385 | 0.010385 | 0.010385 | 0.010385 | 0.010385 | 0.010385 | 0.010385 | 0.010385 | 0.010385 | 0.010385 | 0.010385 | 0.010385 | 0.010385 | 0.010385 | 0.010385 | 0.010385 | 0.010385
F6_Commercial_Hospital_New_Miscellaneous_Natural Gas_Miscellaneous_E2 | F6 | Commercial | Hospital | New | Miscellaneous | Natural Gas | Miscellaneous | E2 | Utility - Value of Sales | 0 | 0 | 0 | 0 | 0 | 0 | 0 | 0 | 0 | 0 | 0 | 0 | 0 | 0 | 0 | 0 | 0 | 0 | 0 | 0 | 0 | 0 | 0 | 0 | 0 | 0 | 0 | 0 | 0 | 0 | 0 | 0 | 0
F6_Commercial_Hospital_New_Miscellaneous_Natural Gas_Miscellaneous_E3 | F6 | Commercial | Hospital | New | Miscellaneous | Natural Gas | Miscellaneous | E3 | Utility - Value of Sales | 0 | 0 | 0 | 0 | 0 | 0 | 0 | 0 | 0 | 0 | 0 | 0 | 0 | 0 | 0 | 0 | 0 | 0 | 0 | 0 | 0 | 0 | 0 | 0 | 0 | 0 | 0 | 0 | 0 | 0 | 0 | 0 | 0
F6_Commercial_Hospital_New_Miscellaneous_Natural Gas_Miscellaneous_E4 | F6 | Commercial | Hospital | New | Miscellaneous | Natural Gas | Miscellaneous | E4 | Utility - Value of Sales | 0 | 0 | 0 | 0 | 0 | 0 | 0 | 0 | 0 | 0 | 0 | 0 | 0 | 0 | 0 | 0 | 0 | 0 | 0 | 0 | 0 | 0 | 0 | 0 | 0 | 0 | 0 | 0 | 0 | 0 | 0 | 0 | 0
F6_Commercial_Hospital_New_Miscellaneous_Natural Gas_Miscellaneous_E5 | F6 | Commercial | Hospital | New | Miscellaneous | Natural Gas | Miscellaneous | E5 | Utility - Value of Sales | 0 | 0 | 0 | 0 | 0 | 0 | 0 | 0 | 0 | 0 | 0 | 0 | 0 | 0 | 0 | 0 | 0 | 0 | 0 | 0 | 0 | 0 | 0 | 0 | 0 | 0 | 0 | 0 | 0 | 0 | 0 | 0 | 0
F6_Commercial_Hospital_New_Miscellaneous_Natural Gas_Miscellaneous_E6 | F6 | Commercial | Hospital | New | Miscellaneous | Natural Gas | Miscellaneous | E6 | Utility - Value of Sales | 0 | 0 | 0 | 0 | 0 | 0 | 0 | 0 | 0 | 0 | 0 | 0 | 0 | 0 | 0 | 0 | 0 | 0 | 0 | 0 | 0 | 0 | 0 | 0 | 0 | 0 | 0 | 0 | 0 | 0 | 0 | 0 | 0
F6_Commercial_Hospital_New_Miscellaneous_Natural Gas_Miscellaneous_E7 | F6 | Commercial | Hospital | New | Miscellaneous | Natural Gas | Miscellaneous | E7 | Utility - Value of Sales | 0 | 0 | 0 | 0 | 0 | 0 | 0 | 0 | 0 | 0 | 0 | 0 | 0 | 0 | 0 | 0 | 0 | 0 | 0 | 0 | 0 | 0 | 0 | 0 | 0 | 0 | 0 | 0 | 0 | 0 | 0 | 0 | 0
F6_Commercial_Hospital_New_Miscellaneous_Natural Gas_Miscellaneous_E8 | F6 | Commercial | Hospital | New | Miscellaneous | Natural Gas | Miscellaneous | E8 | Utility - Value of Sales | 0 | 0 | 0 | 0 | 0 | 0 | 0 | 0 | 0 | 0 | 0 | 0 | 0 | 0 | 0 | 0 | 0 | 0 | 0 | 0 | 0 | 0 | 0 | 0 | 0 | 0 | 0 | 0 | 0 | 0 | 0 | 0 | 0
F6_Commercial_Hospital_New_Miscellaneous_Natural Gas_Miscellaneous_E9 | F6 | Commercial | Hospital | New | Miscellaneous | Natural Gas | Miscellaneous | E9 | Utility - Value of Sales | 0 | 0 | 0 | 0 | 0 | 0 | 0 | 0 | 0 | 0 | 0 | 0 | 0 | 0 | 0 | 0 | 0 | 0 | 0 | 0 | 0 | 0 | 0 | 0 | 0 | 0 | 0 | 0 | 0 | 0 | 0 | 0 | 0
F6_Commercial_Hospital_New_Miscellaneous_Natural Gas_Miscellaneous_E10 | F6 | Commercial | Hospital | New | Miscellaneous | Natural Gas | Miscellaneous | E10 | Utility - Value of Sales | 0 | 0 | 0 | 0 | 0 | 0 | 0 | 0 | 0 | 0 | 0 | 0 | 0 | 0 | 0 | 0 | 0 | 0 | 0 | 0 | 0 | 0 | 0 | 0 | 0 | 0 | 0 | 0 | 0 | 0 | 0 | 0 | 0
F1_Commercial_Other Health_Existing_Space Heating_Natural Gas_Furnace_E1 | F1 | Commercial | Other Health | Existing | Space Heating | Natural Gas | Furnace | E1 | RVT - Cost of Equipment | 0.14292 | 0.14305 | 0.14319 | 0.14339 | 0.14369 | 0.14414 | 0.14445 | 0.1447 | 0.14497 | 0.14522 | 0.14539 | 0.1455 | 0.14559 | 0.14568 | 0.14579 | 0.14584 | 0.14592 | 0.14607 | 0.14622 | 0.14641 | 0.14663 | 0.14681 | 0.14696 | 0.14706 | 0.14714 | 0.14716 | 0.14712 | 0.14704 | 0.14698 | 0.14695 | 0.14697 | 0.14698 | 0.14698
F1_Commercial_Other Health_Existing_Space Heating_Natural Gas_Furnace_E2 | F1 | Commercial | Other Health | Existing | Space Heating | Natural Gas | Furnace | E2 | RVT - Cost of Equipment | 0.12704 | 0.12716 | 0.12728 | 0.12746 | 0.12773 | 0.12813 | 0.12841 | 0.12862 | 0.12886 | 0.12909 | 0.12924 | 0.12933 | 0.12942 | 0.12949 | 0.12959 | 0.12963 | 0.1297 | 0.12984 | 0.12998 | 0.13014 | 0.13034 | 0.1305 | 0.13063 | 0.13073 | 0.13079 | 0.13081 | 0.13077 | 0.1307 | 0.13065 | 0.13062 | 0.13064 | 0.13065 | 0.13065
F1_Commercial_Other Health_Existing_Space Heating_Natural Gas_Furnace_E3 | F1 | Commercial | Other Health | Existing | Space Heating | Natural Gas | Furnace | E3 | RVT - Cost of Equipment | 0.1191 | 0.11921 | 0.11932 | 0.1195 | 0.11974 | 0.12012 | 0.12038 | 0.12058 | 0.12081 | 0.12102 | 0.12116 | 0.12125 | 0.12133 | 0.1214 | 0.12149 | 0.12153 | 0.1216 | 0.12172 | 0.12185 | 0.12201 | 0.12219 | 0.12234 | 0.12246 | 0.12255 | 0.12261 | 0.12263 | 0.1226 | 0.12253 | 0.12248 | 0.12246 | 0.12247 | 0.12248 | 0.12248
F1_Commercial_Other Health_Existing_Space Heating_Natural Gas_Furnace_E4 | F1 | Commercial | Other Health | Existing | Space Heating | Natural Gas | Furnace | E4 | RVT - Cost of Equipment | 0.087317 | 0.087393 | 0.087474 | 0.087604 | 0.087799 | 0.088116 | 0.088321 | 0.088469 | 0.088644 | 0.088808 | 0.088917 | 0.088984 | 0.089051 | 0.089119 | 0.089212 | 0.089255 | 0.089327 | 0.089454 | 0.089585 | 0.089734 | 0.089909 | 0.090056 | 0.090171 | 0.090258 | 0.090316 | 0.090333 | 0.090302 | 0.090239 | 0.090188 | 0.090164 | 0.090182 | 0.090189 | 0.090189
F1_Commercial_Other Health_Existing_Space Heating_Natural Gas_Furnace_E5 | F1 | Commercial | Other Health | Existing | Space Heating | Natural Gas | Furnace | E5 | RVT - Cost of Equipment | 0 | 0 | 0 | 0 | 0 | 0 | 0 | 0 | 0 | 0 | 0 | 0 | 0 | 0 | 0 | 0 | 0 | 0 | 0 | 0 | 0 | 0 | 0 | 0 | 0 | 0 | 0 | 0 | 0 | 0 | 0 | 0 | 0
F1_Commercial_Other Health_Existing_Space Heating_Natural Gas_Furnace_E6 | F1 | Commercial | Other Health | Existing | Space Heating | Natural Gas | Furnace | E6 | RVT - Cost of Equipment | 0 | 0 | 0 | 0 | 0 | 0 | 0 | 0 | 0 | 0 | 0 | 0 | 0 | 0 | 0 | 0 | 0 | 0 | 0 | 0 | 0 | 0 | 0 | 0 | 0 | 0 | 0 | 0 | 0 | 0 | 0 | 0 | 0
F1_Commercial_Other Health_Existing_Space Heating_Natural Gas_Furnace_E7 | F1 | Commercial | Other Health | Existing | Space Heating | Natural Gas | Furnace | E7 | RVT - Cost of Equipment | 0 | 0 | 0 | 0 | 0 | 0 | 0 | 0 | 0 | 0 | 0 | 0 | 0 | 0 | 0 | 0 | 0 | 0 | 0 | 0 | 0 | 0 | 0 | 0 | 0 | 0 | 0 | 0 | 0 | 0 | 0 | 0 | 0
F1_Commercial_Other Health_Existing_Space Heating_Natural Gas_Furnace_E8 | F1 | Commercial | Other Health | Existing | Space Heating | Natural Gas | Furnace | E8 | RVT - Cost of Equipment | 0 | 0 | 0 | 0 | 0 | 0 | 0 | 0 | 0 | 0 | 0 | 0 | 0 | 0 | 0 | 0 | 0 | 0 | 0 | 0 | 0 | 0 | 0 | 0 | 0 | 0 | 0 | 0 | 0 | 0 | 0 | 0 | 0
F1_Commercial_Other Health_Existing_Space Heating_Natural Gas_Furnace_E9 | F1 | Commercial | Other Health | Existing | Space Heating | Natural Gas | Furnace | E9 | RVT - Cost of Equipment | 0 | 0 | 0 | 0 | 0 | 0 | 0 | 0 | 0 | 0 | 0 | 0 | 0 | 0 | 0 | 0 | 0 | 0 | 0 | 0 | 0 | 0 | 0 | 0 | 0 | 0 | 0 | 0 | 0 | 0 | 0 | 0 | 0
F1_Commercial_Other Health_Existing_Space Heating_Natural Gas_Furnace_E10 | F1 | Commercial | Other Health | Existing | Space Heating | Natural Gas | Furnace | E10 | RVT - Cost of Equipment | 0 | 0 | 0 | 0 | 0 | 0 | 0 | 0 | 0 | 0 | 0 | 0 | 0 | 0 | 0 | 0 | 0 | 0 | 0 | 0 | 0 | 0 | 0 | 0 | 0 | 0 | 0 | 0 | 0 | 0 | 0 | 0 | 0
F2_Commercial_Other Health_Existing_Space Heating_Natural Gas_Furnace_E1 | F2 | Commercial | Other Health | Existing | Space Heating | Natural Gas | Furnace | E1 | RVT - Cost of Operation | 0.17123 | 0.17138 | 0.17155 | 0.1718 | 0.17215 | 0.17269 | 0.17307 | 0.17336 | 0.17368 | 0.17398 | 0.17419 | 0.17432 | 0.17443 | 0.17453 | 0.17467 | 0.17472 | 0.17482 | 0.175 | 0.17519 | 0.17541 | 0.17567 | 0.17589 | 0.17606 | 0.17619 | 0.17628 | 0.1763 | 0.17626 | 0.17616 | 0.17609 | 0.17605 | 0.17608 | 0.17609 | 0.17609
F2_Commercial_Other Health_Existing_Space Heating_Natural Gas_Furnace_E2 | F2 | Commercial | Other Health | Existing | Space Heating | Natural Gas | Furnace | E2 | RVT - Cost of Operation | 0.15221 | 0.15234 | 0.15249 | 0.15271 | 0.15303 | 0.1535 | 0.15384 | 0.1541 | 0.15439 | 0.15465 | 0.15484 | 0.15495 | 0.15505 | 0.15514 | 0.15526 | 0.15531 | 0.15539 | 0.15556 | 0.15572 | 0.15592 | 0.15615 | 0.15635 | 0.1565 | 0.15662 | 0.1567 | 0.15672 | 0.15668 | 0.15659 | 0.15653 | 0.15649 | 0.15652 | 0.15653 | 0.15653
F2_Commercial_Other Health_Existing_Space Heating_Natural Gas_Furnace_E3 | F2 | Commercial | Other Health | Existing | Space Heating | Natural Gas | Furnace | E3 | RVT - Cost of Operation | 0.14269 | 0.14282 | 0.14296 | 0.14316 | 0.14346 | 0.14391 | 0.14422 | 0.14447 | 0.14474 | 0.14498 | 0.14516 | 0.14526 | 0.14536 | 0.14544 | 0.14556 | 0.1456 | 0.14568 | 0.14583 | 0.14599 | 0.14617 | 0.14639 | 0.14658 | 0.14672 | 0.14683 | 0.1469 | 0.14692 | 0.14688 | 0.1468 | 0.14674 | 0.14671 | 0.14673 | 0.14674 | 0.14674
F2_Commercial_Other Health_Existing_Space Heating_Natural Gas_Furnace_E4 | F2 | Commercial | Other Health | Existing | Space Heating | Natural Gas | Furnace | E4 | RVT - Cost of Operation | 0.10461 | 0.1047 | 0.1048 | 0.10496 | 0.10519 | 0.10557 | 0.10581 | 0.10599 | 0.1062 | 0.1064 | 0.10653 | 0.10661 | 0.10669 | 0.10677 | 0.10688 | 0.10693 | 0.10702 | 0.10717 | 0.10733 | 0.10751 | 0.10772 | 0.10789 | 0.10803 | 0.10814 | 0.1082 | 0.10822 | 0.10819 | 0.10811 | 0.10805 | 0.10802 | 0.10804 | 0.10805 | 0.10805
F2_Commercial_Other Health_Existing_Space Heating_Natural Gas_Furnace_E5 | F2 | Commercial | Other Health | Existing | Space Heating | Natural Gas | Furnace | E5 | RVT - Cost of Operation | 0 | 0 | 0 | 0 | 0 | 0 | 0 | 0 | 0 | 0 | 0 | 0 | 0 | 0 | 0 | 0 | 0 | 0 | 0 | 0 | 0 | 0 | 0 | 0 | 0 | 0 | 0 | 0 | 0 | 0 | 0 | 0 | 0
F2_Commercial_Other Health_Existing_Space Heating_Natural Gas_Furnace_E6 | F2 | Commercial | Other Health | Existing | Space Heating | Natural Gas | Furnace | E6 | RVT - Cost of Operation | 0 | 0 | 0 | 0 | 0 | 0 | 0 | 0 | 0 | 0 | 0 | 0 | 0 | 0 | 0 | 0 | 0 | 0 | 0 | 0 | 0 | 0 | 0 | 0 | 0 | 0 | 0 | 0 | 0 | 0 | 0 | 0 | 0
F2_Commercial_Other Health_Existing_Space Heating_Natural Gas_Furnace_E7 | F2 | Commercial | Other Health | Existing | Space Heating | Natural Gas | Furnace | E7 | RVT - Cost of Operation | 0 | 0 | 0 | 0 | 0 | 0 | 0 | 0 | 0 | 0 | 0 | 0 | 0 | 0 | 0 | 0 | 0 | 0 | 0 | 0 | 0 | 0 | 0 | 0 | 0 | 0 | 0 | 0 | 0 | 0 | 0 | 0 | 0
F2_Commercial_Other Health_Existing_Space Heating_Natural Gas_Furnace_E8 | F2 | Commercial | Other Health | Existing | Space Heating | Natural Gas | Furnace | E8 | RVT - Cost of Operation | 0 | 0 | 0 | 0 | 0 | 0 | 0 | 0 | 0 | 0 | 0 | 0 | 0 | 0 | 0 | 0 | 0 | 0 | 0 | 0 | 0 | 0 | 0 | 0 | 0 | 0 | 0 | 0 | 0 | 0 | 0 | 0 | 0
F2_Commercial_Other Health_Existing_Space Heating_Natural Gas_Furnace_E9 | F2 | Commercial | Other Health | Existing | Space Heating | Natural Gas | Furnace | E9 | RVT - Cost of Operation | 0 | 0 | 0 | 0 | 0 | 0 | 0 | 0 | 0 | 0 | 0 | 0 | 0 | 0 | 0 | 0 | 0 | 0 | 0 | 0 | 0 | 0 | 0 | 0 | 0 | 0 | 0 | 0 | 0 | 0 | 0 | 0 | 0
F2_Commercial_Other Health_Existing_Space Heating_Natural Gas_Furnace_E10 | F2 | Commercial | Other Health | Existing | Space Heating | Natural Gas | Furnace | E10 | RVT - Cost of Operation | 0 | 0 | 0 | 0 | 0 | 0 | 0 | 0 | 0 | 0 | 0 | 0 | 0 | 0 | 0 | 0 | 0 | 0 | 0 | 0 | 0 | 0 | 0 | 0 | 0 | 0 | 0 | 0 | 0 | 0 | 0 | 0 | 0
F3_Commercial_Other Health_Existing_Space Heating_Natural Gas_Furnace_E1 | F3 | Commercial | Other Health | Existing | Space Heating | Natural Gas | Furnace | E1 | System - kBTUs of Consumption | 0.035994 | 0.035994 | 0.035994 | 0.035994 | 0.035994 | 0.035994 | 0.035994 | 0.035994 | 0.035994 | 0.035994 | 0.035994 | 0.035994 | 0.035994 | 0.035994 | 0.035994 | 0.035994 | 0.035994 | 0.035994 | 0.035994 | 0.035994 | 0.035994 | 0.035994 | 0.035994 | 0.035994 | 0.035994 | 0.035994 | 0.035994 | 0.035994 | 0.035994 | 0.035994 | 0.035994 | 0.035994 | 0.035994
F3_Commercial_Other Health_Existing_Space Heating_Natural Gas_Furnace_E2 | F3 | Commercial | Other Health | Existing | Space Heating | Natural Gas | Furnace | E2 | System - kBTUs of Consumption | 0.043794 | 0.043794 | 0.043794 | 0.043794 | 0.043794 | 0.043794 | 0.043794 | 0.043794 | 0.043794 | 0.043794 | 0.043794 | 0.043794 | 0.043794 | 0.043794 | 0.043794 | 0.043794 | 0.043794 | 0.043794 | 0.043794 | 0.043794 | 0.043794 | 0.043794 | 0.043794 | 0.043794 | 0.043794 | 0.043794 | 0.043794 | 0.043794 | 0.043794 | 0.043794 | 0.043794 | 0.043794 | 0.043794
F3_Commercial_Other Health_Existing_Space Heating_Natural Gas_Furnace_E3 | F3 | Commercial | Other Health | Existing | Space Heating | Natural Gas | Furnace | E3 | System - kBTUs of Consumption | 0.051594 | 0.051594 | 0.051594 | 0.051594 | 0.051594 | 0.051594 | 0.051594 | 0.051594 | 0.051594 | 0.051594 | 0.051594 | 0.051594 | 0.051594 | 0.051594 | 0.051594 | 0.051594 | 0.051594 | 0.051594 | 0.051594 | 0.051594 | 0.051594 | 0.051594 | 0.051594 | 0.051594 | 0.051594 | 0.051594 | 0.051594 | 0.051594 | 0.051594 | 0.051594 | 0.051594 | 0.051594 | 0.051594
F3_Commercial_Other Health_Existing_Space Heating_Natural Gas_Furnace_E4 | F3 | Commercial | Other Health | Existing | Space Heating | Natural Gas | Furnace | E4 | System - kBTUs of Consumption | 1.0202 | 1.0202 | 1.0202 | 1.0202 | 1.0202 | 1.0202 | 1.0202 | 1.0202 | 1.0202 | 1.0202 | 1.0202 | 1.0202 | 1.0202 | 1.0202 | 1.0202 | 1.0202 | 1.0202 | 1.0202 | 1.0202 | 1.0202 | 1.0202 | 1.0202 | 1.0202 | 1.0202 | 1.0202 | 1.0202 | 1.0202 | 1.0202 | 1.0202 | 1.0202 | 1.0202 | 1.0202 | 1.0202
F3_Commercial_Other Health_Existing_Space Heating_Natural Gas_Furnace_E5 | F3 | Commercial | Other Health | Existing | Space Heating | Natural Gas | Furnace | E5 | System - kBTUs of Consumption | 0 | 0 | 0 | 0 | 0 | 0 | 0 | 0 | 0 | 0 | 0 | 0 | 0 | 0 | 0 | 0 | 0 | 0 | 0 | 0 | 0 | 0 | 0 | 0 | 0 | 0 | 0 | 0 | 0 | 0 | 0 | 0 | 0
F3_Commercial_Other Health_Existing_Space Heating_Natural Gas_Furnace_E6 | F3 | Commercial | Other Health | Existing | Space Heating | Natural Gas | Furnace | E6 | System - kBTUs of Consumption | 0 | 0 | 0 | 0 | 0 | 0 | 0 | 0 | 0 | 0 | 0 | 0 | 0 | 0 | 0 | 0 | 0 | 0 | 0 | 0 | 0 | 0 | 0 | 0 | 0 | 0 | 0 | 0 | 0 | 0 | 0 | 0 | 0
F3_Commercial_Other Health_Existing_Space Heating_Natural Gas_Furnace_E7 | F3 | Commercial | Other Health | Existing | Space Heating | Natural Gas | Furnace | E7 | System - kBTUs of Consumption | 0 | 0 | 0 | 0 | 0 | 0 | 0 | 0 | 0 | 0 | 0 | 0 | 0 | 0 | 0 | 0 | 0 | 0 | 0 | 0 | 0 | 0 | 0 | 0 | 0 | 0 | 0 | 0 | 0 | 0 | 0 | 0 | 0
F3_Commercial_Other Health_Existing_Space Heating_Natural Gas_Furnace_E8 | F3 | Commercial | Other Health | Existing | Space Heating | Natural Gas | Furnace | E8 | System - kBTUs of Consumption | 0 | 0 | 0 | 0 | 0 | 0 | 0 | 0 | 0 | 0 | 0 | 0 | 0 | 0 | 0 | 0 | 0 | 0 | 0 | 0 | 0 | 0 | 0 | 0 | 0 | 0 | 0 | 0 | 0 | 0 | 0 | 0 | 0
F3_Commercial_Other Health_Existing_Space Heating_Natural Gas_Furnace_E9 | F3 | Commercial | Other Health | Existing | Space Heating | Natural Gas | Furnace | E9 | System - kBTUs of Consumption | 0 | 0 | 0 | 0 | 0 | 0 | 0 | 0 | 0 | 0 | 0 | 0 | 0 | 0 | 0 | 0 | 0 | 0 | 0 | 0 | 0 | 0 | 0 | 0 | 0 | 0 | 0 | 0 | 0 | 0 | 0 | 0 | 0
F3_Commercial_Other Health_Existing_Space Heating_Natural Gas_Furnace_E10 | F3 | Commercial | Other Health | Existing | Space Heating | Natural Gas | Furnace | E10 | System - kBTUs of Consumption | 0 | 0 | 0 | 0 | 0 | 0 | 0 | 0 | 0 | 0 | 0 | 0 | 0 | 0 | 0 | 0 | 0 | 0 | 0 | 0 | 0 | 0 | 0 | 0 | 0 | 0 | 0 | 0 | 0 | 0 | 0 | 0 | 0
F4_Commercial_Other Health_Existing_Space Heating_Natural Gas_Furnace_E1 | F4 | Commercial | Other Health | Existing | Space Heating | Natural Gas | Furnace | E1 | Utility - Cost of Equipment | 0.17123 | 0.17138 | 0.17155 | 0.1718 | 0.17215 | 0.17269 | 0.17307 | 0.17336 | 0.17368 | 0.17398 | 0.17419 | 0.17432 | 0.17443 | 0.17453 | 0.17467 | 0.17472 | 0.17482 | 0.175 | 0.17519 | 0.17541 | 0.17567 | 0.17589 | 0.17606 | 0.17619 | 0.17628 | 0.1763 | 0.17626 | 0.17616 | 0.17609 | 0.17605 | 0.17608 | 0.17609 | 0.17609
F4_Commercial_Other Health_Existing_Space Heating_Natural Gas_Furnace_E2 | F4 | Commercial | Other Health | Existing | Space Heating | Natural Gas | Furnace | E2 | Utility - Cost of Equipment | 0.15221 | 0.15234 | 0.15249 | 0.15271 | 0.15303 | 0.1535 | 0.15384 | 0.1541 | 0.15439 | 0.15465 | 0.15484 | 0.15495 | 0.15505 | 0.15514 | 0.15526 | 0.15531 | 0.15539 | 0.15556 | 0.15572 | 0.15592 | 0.15615 | 0.15635 | 0.1565 | 0.15662 | 0.1567 | 0.15672 | 0.15668 | 0.15659 | 0.15653 | 0.15649 | 0.15652 | 0.15653 | 0.15653
F4_Commercial_Other Health_Existing_Space Heating_Natural Gas_Furnace_E3 | F4 | Commercial | Other Health | Existing | Space Heating | Natural Gas | Furnace | E3 | Utility - Cost of Equipment | 0.14269 | 0.14282 | 0.14296 | 0.14316 | 0.14346 | 0.14391 | 0.14422 | 0.14447 | 0.14474 | 0.14498 | 0.14516 | 0.14526 | 0.14536 | 0.14544 | 0.14556 | 0.1456 | 0.14568 | 0.14583 | 0.14599 | 0.14617 | 0.14639 | 0.14658 | 0.14672 | 0.14683 | 0.1469 | 0.14692 | 0.14688 | 0.1468 | 0.14674 | 0.14671 | 0.14673 | 0.14674 | 0.14674
F4_Commercial_Other Health_Existing_Space Heating_Natural Gas_Furnace_E4 | F4 | Commercial | Other Health | Existing | Space Heating | Natural Gas | Furnace | E4 | Utility - Cost of Equipment | 0.10461 | 0.1047 | 0.1048 | 0.10496 | 0.10519 | 0.10557 | 0.10581 | 0.10599 | 0.1062 | 0.1064 | 0.10653 | 0.10661 | 0.10669 | 0.10677 | 0.10688 | 0.10693 | 0.10702 | 0.10717 | 0.10733 | 0.10751 | 0.10772 | 0.10789 | 0.10803 | 0.10814 | 0.1082 | 0.10822 | 0.10819 | 0.10811 | 0.10805 | 0.10802 | 0.10804 | 0.10805 | 0.10805
F4_Commercial_Other Health_Existing_Space Heating_Natural Gas_Furnace_E5 | F4 | Commercial | Other Health | Existing | Space Heating | Natural Gas | Furnace | E5 | Utility - Cost of Equipment | 0 | 0 | 0 | 0 | 0 | 0 | 0 | 0 | 0 | 0 | 0 | 0 | 0 | 0 | 0 | 0 | 0 | 0 | 0 | 0 | 0 | 0 | 0 | 0 | 0 | 0 | 0 | 0 | 0 | 0 | 0 | 0 | 0
F4_Commercial_Other Health_Existing_Space Heating_Natural Gas_Furnace_E6 | F4 | Commercial | Other Health | Existing | Space Heating | Natural Gas | Furnace | E6 | Utility - Cost of Equipment | 0 | 0 | 0 | 0 | 0 | 0 | 0 | 0 | 0 | 0 | 0 | 0 | 0 | 0 | 0 | 0 | 0 | 0 | 0 | 0 | 0 | 0 | 0 | 0 | 0 | 0 | 0 | 0 | 0 | 0 | 0 | 0 | 0
F4_Commercial_Other Health_Existing_Space Heating_Natural Gas_Furnace_E7 | F4 | Commercial | Other Health | Existing | Space Heating | Natural Gas | Furnace | E7 | Utility - Cost of Equipment | 0 | 0 | 0 | 0 | 0 | 0 | 0 | 0 | 0 | 0 | 0 | 0 | 0 | 0 | 0 | 0 | 0 | 0 | 0 | 0 | 0 | 0 | 0 | 0 | 0 | 0 | 0 | 0 | 0 | 0 | 0 | 0 | 0
F4_Commercial_Other Health_Existing_Space Heating_Natural Gas_Furnace_E8 | F4 | Commercial | Other Health | Existing | Space Heating | Natural Gas | Furnace | E8 | Utility - Cost of Equipment | 0 | 0 | 0 | 0 | 0 | 0 | 0 | 0 | 0 | 0 | 0 | 0 | 0 | 0 | 0 | 0 | 0 | 0 | 0 | 0 | 0 | 0 | 0 | 0 | 0 | 0 | 0 | 0 | 0 | 0 | 0 | 0 | 0
F4_Commercial_Other Health_Existing_Space Heating_Natural Gas_Furnace_E9 | F4 | Commercial | Other Health | Existing | Space Heating | Natural Gas | Furnace | E9 | Utility - Cost of Equipment | 0 | 0 | 0 | 0 | 0 | 0 | 0 | 0 | 0 | 0 | 0 | 0 | 0 | 0 | 0 | 0 | 0 | 0 | 0 | 0 | 0 | 0 | 0 | 0 | 0 | 0 | 0 | 0 | 0 | 0 | 0 | 0 | 0
F4_Commercial_Other Health_Existing_Space Heating_Natural Gas_Furnace_E10 | F4 | Commercial | Other Health | Existing | Space Heating | Natural Gas | Furnace | E10 | Utility - Cost of Equipment | 0 | 0 | 0 | 0 | 0 | 0 | 0 | 0 | 0 | 0 | 0 | 0 | 0 | 0 | 0 | 0 | 0 | 0 | 0 | 0 | 0 | 0 | 0 | 0 | 0 | 0 | 0 | 0 | 0 | 0 | 0 | 0 | 0
F5_Commercial_Other Health_Existing_Space Heating_Natural Gas_Furnace_E1 | F5 | Commercial | Other Health | Existing | Space Heating | Natural Gas | Furnace | E1 | Utility - Cost of Operation | 0.035994 | 0.035994 | 0.035994 | 0.035994 | 0.035994 | 0.035994 | 0.035994 | 0.035994 | 0.035994 | 0.035994 | 0.035994 | 0.035994 | 0.035994 | 0.035994 | 0.035994 | 0.035994 | 0.035994 | 0.035994 | 0.035994 | 0.035994 | 0.035994 | 0.035994 | 0.035994 | 0.035994 | 0.035994 | 0.035994 | 0.035994 | 0.035994 | 0.035994 | 0.035994 | 0.035994 | 0.035994 | 0.035994
F5_Commercial_Other Health_Existing_Space Heating_Natural Gas_Furnace_E2 | F5 | Commercial | Other Health | Existing | Space Heating | Natural Gas | Furnace | E2 | Utility - Cost of Operation | 0.043794 | 0.043794 | 0.043794 | 0.043794 | 0.043794 | 0.043794 | 0.043794 | 0.043794 | 0.043794 | 0.043794 | 0.043794 | 0.043794 | 0.043794 | 0.043794 | 0.043794 | 0.043794 | 0.043794 | 0.043794 | 0.043794 | 0.043794 | 0.043794 | 0.043794 | 0.043794 | 0.043794 | 0.043794 | 0.043794 | 0.043794 | 0.043794 | 0.043794 | 0.043794 | 0.043794 | 0.043794 | 0.043794
F5_Commercial_Other Health_Existing_Space Heating_Natural Gas_Furnace_E3 | F5 | Commercial | Other Health | Existing | Space Heating | Natural Gas | Furnace | E3 | Utility - Cost of Operation | 0.051594 | 0.051594 | 0.051594 | 0.051594 | 0.051594 | 0.051594 | 0.051594 | 0.051594 | 0.051594 | 0.051594 | 0.051594 | 0.051594 | 0.051594 | 0.051594 | 0.051594 | 0.051594 | 0.051594 | 0.051594 | 0.051594 | 0.051594 | 0.051594 | 0.051594 | 0.051594 | 0.051594 | 0.051594 | 0.051594 | 0.051594 | 0.051594 | 0.051594 | 0.051594 | 0.051594 | 0.051594 | 0.051594
F5_Commercial_Other Health_Existing_Space Heating_Natural Gas_Furnace_E4 | F5 | Commercial | Other Health | Existing | Space Heating | Natural Gas | Furnace | E4 | Utility - Cost of Operation | 1.0202 | 1.0202 | 1.0202 | 1.0202 | 1.0202 | 1.0202 | 1.0202 | 1.0202 | 1.0202 | 1.0202 | 1.0202 | 1.0202 | 1.0202 | 1.0202 | 1.0202 | 1.0202 | 1.0202 | 1.0202 | 1.0202 | 1.0202 | 1.0202 | 1.0202 | 1.0202 | 1.0202 | 1.0202 | 1.0202 | 1.0202 | 1.0202 | 1.0202 | 1.0202 | 1.0202 | 1.0202 | 1.0202
F5_Commercial_Other Health_Existing_Space Heating_Natural Gas_Furnace_E5 | F5 | Commercial | Other Health | Existing | Space Heating | Natural Gas | Furnace | E5 | Utility - Cost of Operation | 0 | 0 | 0 | 0 | 0 | 0 | 0 | 0 | 0 | 0 | 0 | 0 | 0 | 0 | 0 | 0 | 0 | 0 | 0 | 0 | 0 | 0 | 0 | 0 | 0 | 0 | 0 | 0 | 0 | 0 | 0 | 0 | 0
F5_Commercial_Other Health_Existing_Space Heating_Natural Gas_Furnace_E6 | F5 | Commercial | Other Health | Existing | Space Heating | Natural Gas | Furnace | E6 | Utility - Cost of Operation | 0 | 0 | 0 | 0 | 0 | 0 | 0 | 0 | 0 | 0 | 0 | 0 | 0 | 0 | 0 | 0 | 0 | 0 | 0 | 0 | 0 | 0 | 0 | 0 | 0 | 0 | 0 | 0 | 0 | 0 | 0 | 0 | 0
F5_Commercial_Other Health_Existing_Space Heating_Natural Gas_Furnace_E7 | F5 | Commercial | Other Health | Existing | Space Heating | Natural Gas | Furnace | E7 | Utility - Cost of Operation | 0 | 0 | 0 | 0 | 0 | 0 | 0 | 0 | 0 | 0 | 0 | 0 | 0 | 0 | 0 | 0 | 0 | 0 | 0 | 0 | 0 | 0 | 0 | 0 | 0 | 0 | 0 | 0 | 0 | 0 | 0 | 0 | 0
F5_Commercial_Other Health_Existing_Space Heating_Natural Gas_Furnace_E8 | F5 | Commercial | Other Health | Existing | Space Heating | Natural Gas | Furnace | E8 | Utility - Cost of Operation | 0 | 0 | 0 | 0 | 0 | 0 | 0 | 0 | 0 | 0 | 0 | 0 | 0 | 0 | 0 | 0 | 0 | 0 | 0 | 0 | 0 | 0 | 0 | 0 | 0 | 0 | 0 | 0 | 0 | 0 | 0 | 0 | 0
F5_Commercial_Other Health_Existing_Space Heating_Natural Gas_Furnace_E9 | F5 | Commercial | Other Health | Existing | Space Heating | Natural Gas | Furnace | E9 | Utility - Cost of Operation | 0 | 0 | 0 | 0 | 0 | 0 | 0 | 0 | 0 | 0 | 0 | 0 | 0 | 0 | 0 | 0 | 0 | 0 | 0 | 0 | 0 | 0 | 0 | 0 | 0 | 0 | 0 | 0 | 0 | 0 | 0 | 0 | 0
F5_Commercial_Other Health_Existing_Space Heating_Natural Gas_Furnace_E10 | F5 | Commercial | Other Health | Existing | Space Heating | Natural Gas | Furnace | E10 | Utility - Cost of Operation | 0 | 0 | 0 | 0 | 0 | 0 | 0 | 0 | 0 | 0 | 0 | 0 | 0 | 0 | 0 | 0 | 0 | 0 | 0 | 0 | 0 | 0 | 0 | 0 | 0 | 0 | 0 | 0 | 0 | 0 | 0 | 0 | 0
F6_Commercial_Other Health_Existing_Space Heating_Natural Gas_Furnace_E1 | F6 | Commercial | Other Health | Existing | Space Heating | Natural Gas | Furnace | E1 | Utility - Value of Sales | 0.075304 | 0.074901 | 0.074479 | 0.074058 | 0.073638 | 0.07322 | 0.072807 | 0.0724 | 0.072 | 0.071608 | 0.071226 | 0.070855 | 0.070497 | 0.070153 | 0.069825 | 0.069513 | 0.06922 | 0.068945 | 0.068689 | 0.068451 | 0.068231 | 0.068029 | 0.067846 | 0.067681 | 0.067535 | 0.067406 | 0.067297 | 0.067205 | 0.067132 | 0.067077 | 0.06704 | 0.067022 | 0.067022
F6_Commercial_Other Health_Existing_Space Heating_Natural Gas_Furnace_E2 | F6 | Commercial | Other Health | Existing | Space Heating | Natural Gas | Furnace | E2 | Utility - Value of Sales | 0.066938 | 0.06658 | 0.066205 | 0.06583 | 0.065457 | 0.065086 | 0.064719 | 0.064357 | 0.064001 | 0.063653 | 0.063313 | 0.062983 | 0.062665 | 0.06236 | 0.062068 | 0.061791 | 0.06153 | 0.061286 | 0.061058 | 0.060846 | 0.060651 | 0.060472 | 0.060309 | 0.060162 | 0.060032 | 0.059918 | 0.05982 | 0.059739 | 0.059674 | 0.059625 | 0.059592 | 0.059576 | 0.059576
F6_Commercial_Other Health_Existing_Space Heating_Natural Gas_Furnace_E3 | F6 | Commercial | Other Health | Existing | Space Heating | Natural Gas | Furnace | E3 | Utility - Value of Sales | 0.062753 | 0.062417 | 0.062066 | 0.061715 | 0.061365 | 0.061017 | 0.060673 | 0.060333 | 0.06 | 0.059673 | 0.059355 | 0.059046 | 0.058747 | 0.058461 | 0.058187 | 0.057928 | 0.057683 | 0.057454 | 0.057241 | 0.057042 | 0.056859 | 0.056691 | 0.056538 | 0.056401 | 0.056279 | 0.056172 | 0.05608 | 0.056004 | 0.055943 | 0.055897 | 0.055867 | 0.055851 | 0.055851
F6_Commercial_Other Health_Existing_Space Heating_Natural Gas_Furnace_E4 | F6 | Commercial | Other Health | Existing | Space Heating | Natural Gas | Furnace | E4 | Utility - Value of Sales | 0.047365 | 0.047123 | 0.046863 | 0.046604 | 0.046345 | 0.046085 | 0.045826 | 0.045566 | 0.045307 | 0.045047 | 0.044788 | 0.044529 | 0.044269 | 0.044012 | 0.043757 | 0.043507 | 0.043263 | 0.043028 | 0.042801 | 0.042586 | 0.042383 | 0.042195 | 0.042022 | 0.041866 | 0.041728 | 0.041607 | 0.041503 | 0.041417 | 0.041348 | 0.041296 | 0.041261 | 0.041244 | 0.041244
F6_Commercial_Other Health_Existing_Space Heating_Natural Gas_Furnace_E5 | F6 | Commercial | Other Health | Existing | Space Heating | Natural Gas | Furnace | E5 | Utility - Value of Sales | 0 | 0 | 0 | 0 | 0 | 0 | 0 | 0 | 0 | 0 | 0 | 0 | 0 | 0 | 0 | 0 | 0 | 0 | 0 | 0 | 0 | 0 | 0 | 0 | 0 | 0 | 0 | 0 | 0 | 0 | 0 | 0 | 0
F6_Commercial_Other Health_Existing_Space Heating_Natural Gas_Furnace_E6 | F6 | Commercial | Other Health | Existing | Space Heating | Natural Gas | Furnace | E6 | Utility - Value of Sales | 0 | 0 | 0 | 0 | 0 | 0 | 0 | 0 | 0 | 0 | 0 | 0 | 0 | 0 | 0 | 0 | 0 | 0 | 0 | 0 | 0 | 0 | 0 | 0 | 0 | 0 | 0 | 0 | 0 | 0 | 0 | 0 | 0
F6_Commercial_Other Health_Existing_Space Heating_Natural Gas_Furnace_E7 | F6 | Commercial | Other Health | Existing | Space Heating | Natural Gas | Furnace | E7 | Utility - Value of Sales | 0 | 0 | 0 | 0 | 0 | 0 | 0 | 0 | 0 | 0 | 0 | 0 | 0 | 0 | 0 | 0 | 0 | 0 | 0 | 0 | 0 | 0 | 0 | 0 | 0 | 0 | 0 | 0 | 0 | 0 | 0 | 0 | 0
F6_Commercial_Other Health_Existing_Space Heating_Natural Gas_Furnace_E8 | F6 | Commercial | Other Health | Existing | Space Heating | Natural Gas | Furnace | E8 | Utility - Value of Sales | 0 | 0 | 0 | 0 | 0 | 0 | 0 | 0 | 0 | 0 | 0 | 0 | 0 | 0 | 0 | 0 | 0 | 0 | 0 | 0 | 0 | 0 | 0 | 0 | 0 | 0 | 0 | 0 | 0 | 0 | 0 | 0 | 0
F6_Commercial_Other Health_Existing_Space Heating_Natural Gas_Furnace_E9 | F6 | Commercial | Other Health | Existing | Space Heating | Natural Gas | Furnace | E9 | Utility - Value of Sales | 0 | 0 | 0 | 0 | 0 | 0 | 0 | 0 | 0 | 0 | 0 | 0 | 0 | 0 | 0 | 0 | 0 | 0 | 0 | 0 | 0 | 0 | 0 | 0 | 0 | 0 | 0 | 0 | 0 | 0 | 0 | 0 | 0
F6_Commercial_Other Health_Existing_Space Heating_Natural Gas_Furnace_E10 | F6 | Commercial | Other Health | Existing | Space Heating | Natural Gas | Furnace | E10 | Utility - Value of Sales | 0 | 0 | 0 | 0 | 0 | 0 | 0 | 0 | 0 | 0 | 0 | 0 | 0 | 0 | 0 | 0 | 0 | 0 | 0 | 0 | 0 | 0 | 0 | 0 | 0 | 0 | 0 | 0 | 0 | 0 | 0 | 0 | 0
F1_Commercial_Other Health_Existing_Space Heating_Natural Gas_Boiler_E1 | F1 | Commercial | Other Health | Existing | Space Heating | Natural Gas | Boiler | E1 | RVT - Cost of Equipment | 0.43871 | 0.43913 | 0.43959 | 0.44025 | 0.44115 | 0.4425 | 0.44344 | 0.44416 | 0.44495 | 0.44566 | 0.44615 | 0.44645 | 0.44673 | 0.44698 | 0.44731 | 0.44744 | 0.44768 | 0.44811 | 0.44858 | 0.44912 | 0.44976 | 0.4503 | 0.45072 | 0.45103 | 0.45124 | 0.4513 | 0.45119 | 0.45096 | 0.45078 | 0.45069 | 0.45076 | 0.45078 | 0.45078
F1_Commercial_Other Health_Existing_Space Heating_Natural Gas_Boiler_E2 | F1 | Commercial | Other Health | Existing | Space Heating | Natural Gas | Boiler | E2 | RVT - Cost of Equipment | 0.4129 | 0.4133 | 0.41373 | 0.41435 | 0.4152 | 0.41647 | 0.41736 | 0.41804 | 0.41877 | 0.41945 | 0.4199 | 0.42019 | 0.42045 | 0.42069 | 0.421 | 0.42112 | 0.42134 | 0.42176 | 0.42219 | 0.4227 | 0.4233 | 0.42381 | 0.4242 | 0.4245 | 0.4247 | 0.42476 | 0.42465 | 0.42443 | 0.42426 | 0.42418 | 0.42424 | 0.42426 | 0.42426
F1_Commercial_Other Health_Existing_Space Heating_Natural Gas_Boiler_E3 | F1 | Commercial | Other Health | Existing | Space Heating | Natural Gas | Boiler | E3 | RVT - Cost of Equipment | 0.36182 | 0.36217 | 0.36255 | 0.36309 | 0.36384 | 0.36495 | 0.36573 | 0.36632 | 0.36697 | 0.36756 | 0.36796 | 0.36821 | 0.36844 | 0.36864 | 0.36892 | 0.36902 | 0.36922 | 0.36958 | 0.36996 | 0.37041 | 0.37094 | 0.37138 | 0.37172 | 0.37199 | 0.37216 | 0.37221 | 0.37212 | 0.37193 | 0.37178 | 0.3717 | 0.37176 | 0.37178 | 0.37178
F1_Commercial_Other Health_Existing_Space Heating_Natural Gas_Boiler_E4 | F1 | Commercial | Other Health | Existing | Space Heating | Natural Gas | Boiler | E4 | RVT - Cost of Equipment | 0.26699 | 0.26722 | 0.26747 | 0.26787 | 0.26846 | 0.26943 | 0.27006 | 0.27051 | 0.27104 | 0.27155 | 0.27188 | 0.27208 | 0.27229 | 0.2725 | 0.27278 | 0.27291 | 0.27313 | 0.27352 | 0.27392 | 0.27438 | 0.27491 | 0.27536 | 0.27571 | 0.27598 | 0.27616 | 0.27621 | 0.27612 | 0.27592 | 0.27577 | 0.27569 | 0.27575 | 0.27577 | 0.27577
F1_Commercial_Other Health_Existing_Space Heating_Natural Gas_Boiler_E5 | F1 | Commercial | Other Health | Existing | Space Heating | Natural Gas | Boiler | E5 | RVT - Cost of Equipment | 0 | 0 | 0 | 0 | 0 | 0 | 0 | 0 | 0 | 0 | 0 | 0 | 0 | 0 | 0 | 0 | 0 | 0 | 0 | 0 | 0 | 0 | 0 | 0 | 0 | 0 | 0 | 0 | 0 | 0 | 0 | 0 | 0
F1_Commercial_Other Health_Existing_Space Heating_Natural Gas_Boiler_E6 | F1 | Commercial | Other Health | Existing | Space Heating | Natural Gas | Boiler | E6 | RVT - Cost of Equipment | 0 | 0 | 0 | 0 | 0 | 0 | 0 | 0 | 0 | 0 | 0 | 0 | 0 | 0 | 0 | 0 | 0 | 0 | 0 | 0 | 0 | 0 | 0 | 0 | 0 | 0 | 0 | 0 | 0 | 0 | 0 | 0 | 0
F1_Commercial_Other Health_Existing_Space Heating_Natural Gas_Boiler_E7 | F1 | Commercial | Other Health | Existing | Space Heating | Natural Gas | Boiler | E7 | RVT - Cost of Equipment | 0 | 0 | 0 | 0 | 0 | 0 | 0 | 0 | 0 | 0 | 0 | 0 | 0 | 0 | 0 | 0 | 0 | 0 | 0 | 0 | 0 | 0 | 0 | 0 | 0 | 0 | 0 | 0 | 0 | 0 | 0 | 0 | 0
F1_Commercial_Other Health_Existing_Space Heating_Natural Gas_Boiler_E8 | F1 | Commercial | Other Health | Existing | Space Heating | Natural Gas | Boiler | E8 | RVT - Cost of Equipment | 0 | 0 | 0 | 0 | 0 | 0 | 0 | 0 | 0 | 0 | 0 | 0 | 0 | 0 | 0 | 0 | 0 | 0 | 0 | 0 | 0 | 0 | 0 | 0 | 0 | 0 | 0 | 0 | 0 | 0 | 0 | 0 | 0
F1_Commercial_Other Health_Existing_Space Heating_Natural Gas_Boiler_E9 | F1 | Commercial | Other Health | Existing | Space Heating | Natural Gas | Boiler | E9 | RVT - Cost of Equipment | 0 | 0 | 0 | 0 | 0 | 0 | 0 | 0 | 0 | 0 | 0 | 0 | 0 | 0 | 0 | 0 | 0 | 0 | 0 | 0 | 0 | 0 | 0 | 0 | 0 | 0 | 0 | 0 | 0 | 0 | 0 | 0 | 0
F1_Commercial_Other Health_Existing_Space Heating_Natural Gas_Boiler_E10 | F1 | Commercial | Other Health | Existing | Space Heating | Natural Gas | Boiler | E10 | RVT - Cost of Equipment | 0 | 0 | 0 | 0 | 0 | 0 | 0 | 0 | 0 | 0 | 0 | 0 | 0 | 0 | 0 | 0 | 0 | 0 | 0 | 0 | 0 | 0 | 0 | 0 | 0 | 0 | 0 | 0 | 0 | 0 | 0 | 0 | 0
F2_Commercial_Other Health_Existing_Space Heating_Natural Gas_Boiler_E1 | F2 | Commercial | Other Health | Existing | Space Heating | Natural Gas | Boiler | E1 | RVT - Cost of Operation | 0.5256 | 0.5261 | 0.52665 | 0.52744 | 0.52853 | 0.53015 | 0.53127 | 0.53214 | 0.53308 | 0.53393 | 0.53451 | 0.53488 | 0.53521 | 0.53551 | 0.53591 | 0.53607 | 0.53634 | 0.53687 | 0.53743 | 0.53808 | 0.53884 | 0.53948 | 0.53999 | 0.54037 | 0.54062 | 0.54069 | 0.54056 | 0.54028 | 0.54006 | 0.53996 | 0.54003 | 0.54006 | 0.54006
F2_Commercial_Other Health_Existing_Space Heating_Natural Gas_Boiler_E2 | F2 | Commercial | Other Health | Existing | Space Heating | Natural Gas | Boiler | E2 | RVT - Cost of Operation | 0.49468 | 0.49516 | 0.49567 | 0.49642 | 0.49744 | 0.49896 | 0.50002 | 0.50084 | 0.50172 | 0.50252 | 0.50307 | 0.50341 | 0.50373 | 0.50401 | 0.50438 | 0.50453 | 0.50479 | 0.50529 | 0.50581 | 0.50642 | 0.50715 | 0.50775 | 0.50822 | 0.50858 | 0.50882 | 0.50889 | 0.50876 | 0.5085 | 0.50829 | 0.50819 | 0.50827 | 0.5083 | 0.5083
F2_Commercial_Other Health_Existing_Space Heating_Natural Gas_Boiler_E3 | F2 | Commercial | Other Health | Existing | Space Heating | Natural Gas | Boiler | E3 | RVT - Cost of Operation | 0.43348 | 0.4339 | 0.43435 | 0.435 | 0.4359 | 0.43723 | 0.43816 | 0.43888 | 0.43965 | 0.44036 | 0.44084 | 0.44114 | 0.44141 | 0.44166 | 0.44198 | 0.44212 | 0.44235 | 0.44278 | 0.44324 | 0.44377 | 0.44441 | 0.44494 | 0.44535 | 0.44566 | 0.44587 | 0.44593 | 0.44582 | 0.44559 | 0.44541 | 0.44533 | 0.44539 | 0.44541 | 0.44541
F2_Commercial_Other Health_Existing_Space Heating_Natural Gas_Boiler_E4 | F2 | Commercial | Other Health | Existing | Space Heating | Natural Gas | Boiler | E4 | RVT - Cost of Operation | 0.31987 | 0.32015 | 0.32044 | 0.32092 | 0.32164 | 0.32279 | 0.32355 | 0.32409 | 0.32473 | 0.32533 | 0.32573 | 0.32597 | 0.32622 | 0.32647 | 0.32681 | 0.32697 | 0.32723 | 0.3277 | 0.32818 | 0.32872 | 0.32936 | 0.3299 | 0.33032 | 0.33064 | 0.33086 | 0.33092 | 0.3308 | 0.33057 | 0.33039 | 0.3303 | 0.33036 | 0.33039 | 0.33039
F2_Commercial_Other Health_Existing_Space Heating_Natural Gas_Boiler_E5 | F2 | Commercial | Other Health | Existing | Space Heating | Natural Gas | Boiler | E5 | RVT - Cost of Operation | 0 | 0 | 0 | 0 | 0 | 0 | 0 | 0 | 0 | 0 | 0 | 0 | 0 | 0 | 0 | 0 | 0 | 0 | 0 | 0 | 0 | 0 | 0 | 0 | 0 | 0 | 0 | 0 | 0 | 0 | 0 | 0 | 0
F2_Commercial_Other Health_Existing_Space Heating_Natural Gas_Boiler_E6 | F2 | Commercial | Other Health | Existing | Space Heating | Natural Gas | Boiler | E6 | RVT - Cost of Operation | 0 | 0 | 0 | 0 | 0 | 0 | 0 | 0 | 0 | 0 | 0 | 0 | 0 | 0 | 0 | 0 | 0 | 0 | 0 | 0 | 0 | 0 | 0 | 0 | 0 | 0 | 0 | 0 | 0 | 0 | 0 | 0 | 0
F2_Commercial_Other Health_Existing_Space Heating_Natural Gas_Boiler_E7 | F2 | Commercial | Other Health | Existing | Space Heating | Natural Gas | Boiler | E7 | RVT - Cost of Operation | 0 | 0 | 0 | 0 | 0 | 0 | 0 | 0 | 0 | 0 | 0 | 0 | 0 | 0 | 0 | 0 | 0 | 0 | 0 | 0 | 0 | 0 | 0 | 0 | 0 | 0 | 0 | 0 | 0 | 0 | 0 | 0 | 0
F2_Commercial_Other Health_Existing_Space Heating_Natural Gas_Boiler_E8 | F2 | Commercial | Other Health | Existing | Space Heating | Natural Gas | Boiler | E8 | RVT - Cost of Operation | 0 | 0 | 0 | 0 | 0 | 0 | 0 | 0 | 0 | 0 | 0 | 0 | 0 | 0 | 0 | 0 | 0 | 0 | 0 | 0 | 0 | 0 | 0 | 0 | 0 | 0 | 0 | 0 | 0 | 0 | 0 | 0 | 0
F2_Commercial_Other Health_Existing_Space Heating_Natural Gas_Boiler_E9 | F2 | Commercial | Other Health | Existing | Space Heating | Natural Gas | Boiler | E9 | RVT - Cost of Operation | 0 | 0 | 0 | 0 | 0 | 0 | 0 | 0 | 0 | 0 | 0 | 0 | 0 | 0 | 0 | 0 | 0 | 0 | 0 | 0 | 0 | 0 | 0 | 0 | 0 | 0 | 0 | 0 | 0 | 0 | 0 | 0 | 0
F2_Commercial_Other Health_Existing_Space Heating_Natural Gas_Boiler_E10 | F2 | Commercial | Other Health | Existing | Space Heating | Natural Gas | Boiler | E10 | RVT - Cost of Operation | 0 | 0 | 0 | 0 | 0 | 0 | 0 | 0 | 0 | 0 | 0 | 0 | 0 | 0 | 0 | 0 | 0 | 0 | 0 | 0 | 0 | 0 | 0 | 0 | 0 | 0 | 0 | 0 | 0 | 0 | 0 | 0 | 0
F3_Commercial_Other Health_Existing_Space Heating_Natural Gas_Boiler_E1 | F3 | Commercial | Other Health | Existing | Space Heating | Natural Gas | Boiler | E1 | System - kBTUs of Consumption | 0.1985 | 0.1985 | 0.1985 | 0.1985 | 0.1985 | 0.1985 | 0.1985 | 0.1985 | 0.1985 | 0.1985 | 0.1985 | 0.1985 | 0.1985 | 0.1985 | 0.1985 | 0.1985 | 0.1985 | 0.1985 | 0.1985 | 0.1985 | 0.1985 | 0.1985 | 0.1985 | 0.1985 | 0.1985 | 0.1985 | 0.1985 | 0.1985 | 0.1985 | 0.1985 | 0.1985 | 0.1985 | 0.1985
F3_Commercial_Other Health_Existing_Space Heating_Natural Gas_Boiler_E2 | F3 | Commercial | Other Health | Existing | Space Heating | Natural Gas | Boiler | E2 | System - kBTUs of Consumption | 0.22411 | 0.22411 | 0.22411 | 0.22411 | 0.22411 | 0.22411 | 0.22411 | 0.22411 | 0.22411 | 0.22411 | 0.22411 | 0.22411 | 0.22411 | 0.22411 | 0.22411 | 0.22411 | 0.22411 | 0.22411 | 0.22411 | 0.22411 | 0.22411 | 0.22411 | 0.22411 | 0.22411 | 0.22411 | 0.22411 | 0.22411 | 0.22411 | 0.22411 | 0.22411 | 0.22411 | 0.22411 | 0.22411
F3_Commercial_Other Health_Existing_Space Heating_Natural Gas_Boiler_E3 | F3 | Commercial | Other Health | Existing | Space Heating | Natural Gas | Boiler | E3 | System - kBTUs of Consumption | 0.27554 | 0.27554 | 0.27554 | 0.27554 | 0.27554 | 0.27554 | 0.27554 | 0.27554 | 0.27554 | 0.27554 | 0.27554 | 0.27554 | 0.27554 | 0.27554 | 0.27554 | 0.27554 | 0.27554 | 0.27554 | 0.27554 | 0.27554 | 0.27554 | 0.27554 | 0.27554 | 0.27554 | 0.27554 | 0.27554 | 0.27554 | 0.27554 | 0.27554 | 0.27554 | 0.27554 | 0.27554 | 0.27554
F3_Commercial_Other Health_Existing_Space Heating_Natural Gas_Boiler_E4 | F3 | Commercial | Other Health | Existing | Space Heating | Natural Gas | Boiler | E4 | System - kBTUs of Consumption | 1.057 | 1.057 | 1.057 | 1.057 | 1.057 | 1.057 | 1.057 | 1.057 | 1.057 | 1.057 | 1.057 | 1.057 | 1.057 | 1.057 | 1.057 | 1.057 | 1.057 | 1.057 | 1.057 | 1.057 | 1.057 | 1.057 | 1.057 | 1.057 | 1.057 | 1.057 | 1.057 | 1.057 | 1.057 | 1.057 | 1.057 | 1.057 | 1.057
F3_Commercial_Other Health_Existing_Space Heating_Natural Gas_Boiler_E5 | F3 | Commercial | Other Health | Existing | Space Heating | Natural Gas | Boiler | E5 | System - kBTUs of Consumption | 0 | 0 | 0 | 0 | 0 | 0 | 0 | 0 | 0 | 0 | 0 | 0 | 0 | 0 | 0 | 0 | 0 | 0 | 0 | 0 | 0 | 0 | 0 | 0 | 0 | 0 | 0 | 0 | 0 | 0 | 0 | 0 | 0
F3_Commercial_Other Health_Existing_Space Heating_Natural Gas_Boiler_E6 | F3 | Commercial | Other Health | Existing | Space Heating | Natural Gas | Boiler | E6 | System - kBTUs of Consumption | 0 | 0 | 0 | 0 | 0 | 0 | 0 | 0 | 0 | 0 | 0 | 0 | 0 | 0 | 0 | 0 | 0 | 0 | 0 | 0 | 0 | 0 | 0 | 0 | 0 | 0 | 0 | 0 | 0 | 0 | 0 | 0 | 0
F3_Commercial_Other Health_Existing_Space Heating_Natural Gas_Boiler_E7 | F3 | Commercial | Other Health | Existing | Space Heating | Natural Gas | Boiler | E7 | System - kBTUs of Consumption | 0 | 0 | 0 | 0 | 0 | 0 | 0 | 0 | 0 | 0 | 0 | 0 | 0 | 0 | 0 | 0 | 0 | 0 | 0 | 0 | 0 | 0 | 0 | 0 | 0 | 0 | 0 | 0 | 0 | 0 | 0 | 0 | 0
F3_Commercial_Other Health_Existing_Space Heating_Natural Gas_Boiler_E8 | F3 | Commercial | Other Health | Existing | Space Heating | Natural Gas | Boiler | E8 | System - kBTUs of Consumption | 0 | 0 | 0 | 0 | 0 | 0 | 0 | 0 | 0 | 0 | 0 | 0 | 0 | 0 | 0 | 0 | 0 | 0 | 0 | 0 | 0 | 0 | 0 | 0 | 0 | 0 | 0 | 0 | 0 | 0 | 0 | 0 | 0
F3_Commercial_Other Health_Existing_Space Heating_Natural Gas_Boiler_E9 | F3 | Commercial | Other Health | Existing | Space Heating | Natural Gas | Boiler | E9 | System - kBTUs of Consumption | 0 | 0 | 0 | 0 | 0 | 0 | 0 | 0 | 0 | 0 | 0 | 0 | 0 | 0 | 0 | 0 | 0 | 0 | 0 | 0 | 0 | 0 | 0 | 0 | 0 | 0 | 0 | 0 | 0 | 0 | 0 | 0 | 0
F3_Commercial_Other Health_Existing_Space Heating_Natural Gas_Boiler_E10 | F3 | Commercial | Other Health | Existing | Space Heating | Natural Gas | Boiler | E10 | System - kBTUs of Consumption | 0 | 0 | 0 | 0 | 0 | 0 | 0 | 0 | 0 | 0 | 0 | 0 | 0 | 0 | 0 | 0 | 0 | 0 | 0 | 0 | 0 | 0 | 0 | 0 | 0 | 0 | 0 | 0 | 0 | 0 | 0 | 0 | 0
F4_Commercial_Other Health_Existing_Space Heating_Natural Gas_Boiler_E1 | F4 | Commercial | Other Health | Existing | Space Heating | Natural Gas | Boiler | E1 | Utility - Cost of Equipment | 0.5256 | 0.5261 | 0.52665 | 0.52744 | 0.52853 | 0.53015 | 0.53127 | 0.53214 | 0.53308 | 0.53393 | 0.53451 | 0.53488 | 0.53521 | 0.53551 | 0.53591 | 0.53607 | 0.53634 | 0.53687 | 0.53743 | 0.53808 | 0.53884 | 0.53948 | 0.53999 | 0.54037 | 0.54062 | 0.54069 | 0.54056 | 0.54028 | 0.54006 | 0.53996 | 0.54003 | 0.54006 | 0.54006
F4_Commercial_Other Health_Existing_Space Heating_Natural Gas_Boiler_E2 | F4 | Commercial | Other Health | Existing | Space Heating | Natural Gas | Boiler | E2 | Utility - Cost of Equipment | 0.49468 | 0.49516 | 0.49567 | 0.49642 | 0.49744 | 0.49896 | 0.50002 | 0.50084 | 0.50172 | 0.50252 | 0.50307 | 0.50341 | 0.50373 | 0.50401 | 0.50438 | 0.50453 | 0.50479 | 0.50529 | 0.50581 | 0.50642 | 0.50715 | 0.50775 | 0.50822 | 0.50858 | 0.50882 | 0.50889 | 0.50876 | 0.5085 | 0.50829 | 0.50819 | 0.50827 | 0.5083 | 0.5083
F4_Commercial_Other Health_Existing_Space Heating_Natural Gas_Boiler_E3 | F4 | Commercial | Other Health | Existing | Space Heating | Natural Gas | Boiler | E3 | Utility - Cost of Equipment | 0.43348 | 0.4339 | 0.43435 | 0.435 | 0.4359 | 0.43723 | 0.43816 | 0.43888 | 0.43965 | 0.44036 | 0.44084 | 0.44114 | 0.44141 | 0.44166 | 0.44198 | 0.44212 | 0.44235 | 0.44278 | 0.44324 | 0.44377 | 0.44441 | 0.44494 | 0.44535 | 0.44566 | 0.44587 | 0.44593 | 0.44582 | 0.44559 | 0.44541 | 0.44533 | 0.44539 | 0.44541 | 0.44541
F4_Commercial_Other Health_Existing_Space Heating_Natural Gas_Boiler_E4 | F4 | Commercial | Other Health | Existing | Space Heating | Natural Gas | Boiler | E4 | Utility - Cost of Equipment | 0.31987 | 0.32015 | 0.32044 | 0.32092 | 0.32164 | 0.32279 | 0.32355 | 0.32409 | 0.32473 | 0.32533 | 0.32573 | 0.32597 | 0.32622 | 0.32647 | 0.32681 | 0.32697 | 0.32723 | 0.3277 | 0.32818 | 0.32872 | 0.32936 | 0.3299 | 0.33032 | 0.33064 | 0.33086 | 0.33092 | 0.3308 | 0.33057 | 0.33039 | 0.3303 | 0.33036 | 0.33039 | 0.33039
F4_Commercial_Other Health_Existing_Space Heating_Natural Gas_Boiler_E5 | F4 | Commercial | Other Health | Existing | Space Heating | Natural Gas | Boiler | E5 | Utility - Cost of Equipment | 0 | 0 | 0 | 0 | 0 | 0 | 0 | 0 | 0 | 0 | 0 | 0 | 0 | 0 | 0 | 0 | 0 | 0 | 0 | 0 | 0 | 0 | 0 | 0 | 0 | 0 | 0 | 0 | 0 | 0 | 0 | 0 | 0
F4_Commercial_Other Health_Existing_Space Heating_Natural Gas_Boiler_E6 | F4 | Commercial | Other Health | Existing | Space Heating | Natural Gas | Boiler | E6 | Utility - Cost of Equipment | 0 | 0 | 0 | 0 | 0 | 0 | 0 | 0 | 0 | 0 | 0 | 0 | 0 | 0 | 0 | 0 | 0 | 0 | 0 | 0 | 0 | 0 | 0 | 0 | 0 | 0 | 0 | 0 | 0 | 0 | 0 | 0 | 0
F4_Commercial_Other Health_Existing_Space Heating_Natural Gas_Boiler_E7 | F4 | Commercial | Other Health | Existing | Space Heating | Natural Gas | Boiler | E7 | Utility - Cost of Equipment | 0 | 0 | 0 | 0 | 0 | 0 | 0 | 0 | 0 | 0 | 0 | 0 | 0 | 0 | 0 | 0 | 0 | 0 | 0 | 0 | 0 | 0 | 0 | 0 | 0 | 0 | 0 | 0 | 0 | 0 | 0 | 0 | 0
F4_Commercial_Other Health_Existing_Space Heating_Natural Gas_Boiler_E8 | F4 | Commercial | Other Health | Existing | Space Heating | Natural Gas | Boiler | E8 | Utility - Cost of Equipment | 0 | 0 | 0 | 0 | 0 | 0 | 0 | 0 | 0 | 0 | 0 | 0 | 0 | 0 | 0 | 0 | 0 | 0 | 0 | 0 | 0 | 0 | 0 | 0 | 0 | 0 | 0 | 0 | 0 | 0 | 0 | 0 | 0
F4_Commercial_Other Health_Existing_Space Heating_Natural Gas_Boiler_E9 | F4 | Commercial | Other Health | Existing | Space Heating | Natural Gas | Boiler | E9 | Utility - Cost of Equipment | 0 | 0 | 0 | 0 | 0 | 0 | 0 | 0 | 0 | 0 | 0 | 0 | 0 | 0 | 0 | 0 | 0 | 0 | 0 | 0 | 0 | 0 | 0 | 0 | 0 | 0 | 0 | 0 | 0 | 0 | 0 | 0 | 0
F4_Commercial_Other Health_Existing_Space Heating_Natural Gas_Boiler_E10 | F4 | Commercial | Other Health | Existing | Space Heating | Natural Gas | Boiler | E10 | Utility - Cost of Equipment | 0 | 0 | 0 | 0 | 0 | 0 | 0 | 0 | 0 | 0 | 0 | 0 | 0 | 0 | 0 | 0 | 0 | 0 | 0 | 0 | 0 | 0 | 0 | 0 | 0 | 0 | 0 | 0 | 0 | 0 | 0 | 0 | 0
F5_Commercial_Other Health_Existing_Space Heating_Natural Gas_Boiler_E1 | F5 | Commercial | Other Health | Existing | Space Heating | Natural Gas | Boiler | E1 | Utility - Cost of Operation | 0.1985 | 0.1985 | 0.1985 | 0.1985 | 0.1985 | 0.1985 | 0.1985 | 0.1985 | 0.1985 | 0.1985 | 0.1985 | 0.1985 | 0.1985 | 0.1985 | 0.1985 | 0.1985 | 0.1985 | 0.1985 | 0.1985 | 0.1985 | 0.1985 | 0.1985 | 0.1985 | 0.1985 | 0.1985 | 0.1985 | 0.1985 | 0.1985 | 0.1985 | 0.1985 | 0.1985 | 0.1985 | 0.1985
F5_Commercial_Other Health_Existing_Space Heating_Natural Gas_Boiler_E2 | F5 | Commercial | Other Health | Existing | Space Heating | Natural Gas | Boiler | E2 | Utility - Cost of Operation | 0.22411 | 0.22411 | 0.22411 | 0.22411 | 0.22411 | 0.22411 | 0.22411 | 0.22411 | 0.22411 | 0.22411 | 0.22411 | 0.22411 | 0.22411 | 0.22411 | 0.22411 | 0.22411 | 0.22411 | 0.22411 | 0.22411 | 0.22411 | 0.22411 | 0.22411 | 0.22411 | 0.22411 | 0.22411 | 0.22411 | 0.22411 | 0.22411 | 0.22411 | 0.22411 | 0.22411 | 0.22411 | 0.22411
F5_Commercial_Other Health_Existing_Space Heating_Natural Gas_Boiler_E3 | F5 | Commercial | Other Health | Existing | Space Heating | Natural Gas | Boiler | E3 | Utility - Cost of Operation | 0.27554 | 0.27554 | 0.27554 | 0.27554 | 0.27554 | 0.27554 | 0.27554 | 0.27554 | 0.27554 | 0.27554 | 0.27554 | 0.27554 | 0.27554 | 0.27554 | 0.27554 | 0.27554 | 0.27554 | 0.27554 | 0.27554 | 0.27554 | 0.27554 | 0.27554 | 0.27554 | 0.27554 | 0.27554 | 0.27554 | 0.27554 | 0.27554 | 0.27554 | 0.27554 | 0.27554 | 0.27554 | 0.27554
F5_Commercial_Other Health_Existing_Space Heating_Natural Gas_Boiler_E4 | F5 | Commercial | Other Health | Existing | Space Heating | Natural Gas | Boiler | E4 | Utility - Cost of Operation | 1.057 | 1.057 | 1.057 | 1.057 | 1.057 | 1.057 | 1.057 | 1.057 | 1.057 | 1.057 | 1.057 | 1.057 | 1.057 | 1.057 | 1.057 | 1.057 | 1.057 | 1.057 | 1.057 | 1.057 | 1.057 | 1.057 | 1.057 | 1.057 | 1.057 | 1.057 | 1.057 | 1.057 | 1.057 | 1.057 | 1.057 | 1.057 | 1.057
F5_Commercial_Other Health_Existing_Space Heating_Natural Gas_Boiler_E5 | F5 | Commercial | Other Health | Existing | Space Heating | Natural Gas | Boiler | E5 | Utility - Cost of Operation | 0 | 0 | 0 | 0 | 0 | 0 | 0 | 0 | 0 | 0 | 0 | 0 | 0 | 0 | 0 | 0 | 0 | 0 | 0 | 0 | 0 | 0 | 0 | 0 | 0 | 0 | 0 | 0 | 0 | 0 | 0 | 0 | 0
F5_Commercial_Other Health_Existing_Space Heating_Natural Gas_Boiler_E6 | F5 | Commercial | Other Health | Existing | Space Heating | Natural Gas | Boiler | E6 | Utility - Cost of Operation | 0 | 0 | 0 | 0 | 0 | 0 | 0 | 0 | 0 | 0 | 0 | 0 | 0 | 0 | 0 | 0 | 0 | 0 | 0 | 0 | 0 | 0 | 0 | 0 | 0 | 0 | 0 | 0 | 0 | 0 | 0 | 0 | 0
F5_Commercial_Other Health_Existing_Space Heating_Natural Gas_Boiler_E7 | F5 | Commercial | Other Health | Existing | Space Heating | Natural Gas | Boiler | E7 | Utility - Cost of Operation | 0 | 0 | 0 | 0 | 0 | 0 | 0 | 0 | 0 | 0 | 0 | 0 | 0 | 0 | 0 | 0 | 0 | 0 | 0 | 0 | 0 | 0 | 0 | 0 | 0 | 0 | 0 | 0 | 0 | 0 | 0 | 0 | 0
F5_Commercial_Other Health_Existing_Space Heating_Natural Gas_Boiler_E8 | F5 | Commercial | Other Health | Existing | Space Heating | Natural Gas | Boiler | E8 | Utility - Cost of Operation | 0 | 0 | 0 | 0 | 0 | 0 | 0 | 0 | 0 | 0 | 0 | 0 | 0 | 0 | 0 | 0 | 0 | 0 | 0 | 0 | 0 | 0 | 0 | 0 | 0 | 0 | 0 | 0 | 0 | 0 | 0 | 0 | 0
F5_Commercial_Other Health_Existing_Space Heating_Natural Gas_Boiler_E9 | F5 | Commercial | Other Health | Existing | Space Heating | Natural Gas | Boiler | E9 | Utility - Cost of Operation | 0 | 0 | 0 | 0 | 0 | 0 | 0 | 0 | 0 | 0 | 0 | 0 | 0 | 0 | 0 | 0 | 0 | 0 | 0 | 0 | 0 | 0 | 0 | 0 | 0 | 0 | 0 | 0 | 0 | 0 | 0 | 0 | 0
F5_Commercial_Other Health_Existing_Space Heating_Natural Gas_Boiler_E10 | F5 | Commercial | Other Health | Existing | Space Heating | Natural Gas | Boiler | E10 | Utility - Cost of Operation | 0 | 0 | 0 | 0 | 0 | 0 | 0 | 0 | 0 | 0 | 0 | 0 | 0 | 0 | 0 | 0 | 0 | 0 | 0 | 0 | 0 | 0 | 0 | 0 | 0 | 0 | 0 | 0 | 0 | 0 | 0 | 0 | 0
F6_Commercial_Other Health_Existing_Space Heating_Natural Gas_Boiler_E1 | F6 | Commercial | Other Health | Existing | Space Heating | Natural Gas | Boiler | E1 | Utility - Value of Sales | 0.22911 | 0.22787 | 0.22658 | 0.2253 | 0.22402 | 0.22276 | 0.22152 | 0.2203 | 0.21911 | 0.21795 | 0.21683 | 0.21575 | 0.21472 | 0.21374 | 0.21282 | 0.21194 | 0.21112 | 0.21034 | 0.20962 | 0.20895 | 0.20833 | 0.20777 | 0.20725 | 0.20679 | 0.20637 | 0.20601 | 0.2057 | 0.20545 | 0.20524 | 0.20509 | 0.20498 | 0.20493 | 0.20493
F6_Commercial_Other Health_Existing_Space Heating_Natural Gas_Boiler_E2 | F6 | Commercial | Other Health | Existing | Space Heating | Natural Gas | Boiler | E2 | Utility - Value of Sales | 0.21563 | 0.21446 | 0.21325 | 0.21204 | 0.21084 | 0.20966 | 0.20849 | 0.20734 | 0.20622 | 0.20513 | 0.20408 | 0.20306 | 0.20209 | 0.20117 | 0.2003 | 0.19947 | 0.1987 | 0.19797 | 0.19729 | 0.19666 | 0.19608 | 0.19554 | 0.19506 | 0.19462 | 0.19423 | 0.1939 | 0.1936 | 0.19336 | 0.19317 | 0.19302 | 0.19292 | 0.19288 | 0.19288
F6_Commercial_Other Health_Existing_Space Heating_Natural Gas_Boiler_E3 | F6 | Commercial | Other Health | Existing | Space Heating | Natural Gas | Boiler | E3 | Utility - Value of Sales | 0.18895 | 0.18793 | 0.18687 | 0.18581 | 0.18476 | 0.18372 | 0.1827 | 0.18169 | 0.18071 | 0.17975 | 0.17883 | 0.17794 | 0.17709 | 0.17628 | 0.17552 | 0.1748 | 0.17412 | 0.17348 | 0.17288 | 0.17233 | 0.17182 | 0.17135 | 0.17093 | 0.17055 | 0.17021 | 0.16991 | 0.16965 | 0.16944 | 0.16927 | 0.16914 | 0.16906 | 0.16902 | 0.16902
F6_Commercial_Other Health_Existing_Space Heating_Natural Gas_Boiler_E4 | F6 | Commercial | Other Health | Existing | Space Heating | Natural Gas | Boiler | E4 | Utility - Value of Sales | 0.14483 | 0.14409 | 0.14329 | 0.1425 | 0.14171 | 0.14091 | 0.14012 | 0.13933 | 0.13853 | 0.13774 | 0.13695 | 0.13615 | 0.13536 | 0.13457 | 0.1338 | 0.13303 | 0.13229 | 0.13157 | 0.13087 | 0.13022 | 0.1296 | 0.12902 | 0.12849 | 0.12801 | 0.12759 | 0.12722 | 0.1269 | 0.12664 | 0.12643 | 0.12627 | 0.12616 | 0.12611 | 0.12611
F6_Commercial_Other Health_Existing_Space Heating_Natural Gas_Boiler_E5 | F6 | Commercial | Other Health | Existing | Space Heating | Natural Gas | Boiler | E5 | Utility - Value of Sales | 0 | 0 | 0 | 0 | 0 | 0 | 0 | 0 | 0 | 0 | 0 | 0 | 0 | 0 | 0 | 0 | 0 | 0 | 0 | 0 | 0 | 0 | 0 | 0 | 0 | 0 | 0 | 0 | 0 | 0 | 0 | 0 | 0
F6_Commercial_Other Health_Existing_Space Heating_Natural Gas_Boiler_E6 | F6 | Commercial | Other Health | Existing | Space Heating | Natural Gas | Boiler | E6 | Utility - Value of Sales | 0 | 0 | 0 | 0 | 0 | 0 | 0 | 0 | 0 | 0 | 0 | 0 | 0 | 0 | 0 | 0 | 0 | 0 | 0 | 0 | 0 | 0 | 0 | 0 | 0 | 0 | 0 | 0 | 0 | 0 | 0 | 0 | 0
F6_Commercial_Other Health_Existing_Space Heating_Natural Gas_Boiler_E7 | F6 | Commercial | Other Health | Existing | Space Heating | Natural Gas | Boiler | E7 | Utility - Value of Sales | 0 | 0 | 0 | 0 | 0 | 0 | 0 | 0 | 0 | 0 | 0 | 0 | 0 | 0 | 0 | 0 | 0 | 0 | 0 | 0 | 0 | 0 | 0 | 0 | 0 | 0 | 0 | 0 | 0 | 0 | 0 | 0 | 0
F6_Commercial_Other Health_Existing_Space Heating_Natural Gas_Boiler_E8 | F6 | Commercial | Other Health | Existing | Space Heating | Natural Gas | Boiler | E8 | Utility - Value of Sales | 0 | 0 | 0 | 0 | 0 | 0 | 0 | 0 | 0 | 0 | 0 | 0 | 0 | 0 | 0 | 0 | 0 | 0 | 0 | 0 | 0 | 0 | 0 | 0 | 0 | 0 | 0 | 0 | 0 | 0 | 0 | 0 | 0
F6_Commercial_Other Health_Existing_Space Heating_Natural Gas_Boiler_E9 | F6 | Commercial | Other Health | Existing | Space Heating | Natural Gas | Boiler | E9 | Utility - Value of Sales | 0 | 0 | 0 | 0 | 0 | 0 | 0 | 0 | 0 | 0 | 0 | 0 | 0 | 0 | 0 | 0 | 0 | 0 | 0 | 0 | 0 | 0 | 0 | 0 | 0 | 0 | 0 | 0 | 0 | 0 | 0 | 0 | 0
F6_Commercial_Other Health_Existing_Space Heating_Natural Gas_Boiler_E10 | F6 | Commercial | Other Health | Existing | Space Heating | Natural Gas | Boiler | E10 | Utility - Value of Sales | 0 | 0 | 0 | 0 | 0 | 0 | 0 | 0 | 0 | 0 | 0 | 0 | 0 | 0 | 0 | 0 | 0 | 0 | 0 | 0 | 0 | 0 | 0 | 0 | 0 | 0 | 0 | 0 | 0 | 0 | 0 | 0 | 0
F1_Commercial_Other Health_Existing_Space Heating_Natural Gas_Unit Heater_E1 | F1 | Commercial | Other Health | Existing | Space Heating | Natural Gas | Unit Heater | E1 | RVT - Cost of Equipment | 0.081495 | 0.081587 | 0.081689 | 0.081841 | 0.082057 | 0.082396 | 0.082596 | 0.082718 | 0.082862 | 0.082991 | 0.083063 | 0.0831 | 0.08315 | 0.083215 | 0.08332 | 0.083379 | 0.083468 | 0.083615 | 0.083761 | 0.083924 | 0.084112 | 0.084272 | 0.084398 | 0.084493 | 0.084556 | 0.084574 | 0.084541 | 0.084471 | 0.084417 | 0.08439 | 0.084409 | 0.084417 | 0.084417
F1_Commercial_Other Health_Existing_Space Heating_Natural Gas_Unit Heater_E2 | F1 | Commercial | Other Health | Existing | Space Heating | Natural Gas | Unit Heater | E2 | RVT - Cost of Equipment | 0.077616 | 0.077704 | 0.077801 | 0.077945 | 0.078151 | 0.078474 | 0.078664 | 0.078781 | 0.078918 | 0.079041 | 0.07911 | 0.079144 | 0.079192 | 0.079254 | 0.079355 | 0.07941 | 0.079495 | 0.079635 | 0.079774 | 0.079929 | 0.080109 | 0.080261 | 0.080381 | 0.080471 | 0.080531 | 0.080549 | 0.080517 | 0.080451 | 0.080399 | 0.080373 | 0.080392 | 0.080399 | 0.080399
F1_Commercial_Other Health_Existing_Space Heating_Natural Gas_Unit Heater_E3 | F1 | Commercial | Other Health | Existing | Space Heating | Natural Gas | Unit Heater | E3 | RVT - Cost of Equipment | 0.069178 | 0.069239 | 0.069302 | 0.069403 | 0.069555 | 0.069798 | 0.069954 | 0.070068 | 0.070204 | 0.070335 | 0.070427 | 0.070485 | 0.070543 | 0.070601 | 0.070678 | 0.070714 | 0.070771 | 0.070869 | 0.07097 | 0.071086 | 0.071225 | 0.071341 | 0.071432 | 0.071501 | 0.071547 | 0.07156 | 0.071535 | 0.071485 | 0.071446 | 0.071427 | 0.071441 | 0.071446 | 0.071446
F1_Commercial_Other Health_Existing_Space Heating_Natural Gas_Unit Heater_E4 | F1 | Commercial | Other Health | Existing | Space Heating | Natural Gas | Unit Heater | E4 | RVT - Cost of Equipment | 0 | 0 | 0 | 0 | 0 | 0 | 0 | 0 | 0 | 0 | 0 | 0 | 0 | 0 | 0 | 0 | 0 | 0 | 0 | 0 | 0 | 0 | 0 | 0 | 0 | 0 | 0 | 0 | 0 | 0 | 0 | 0 | 0
F1_Commercial_Other Health_Existing_Space Heating_Natural Gas_Unit Heater_E5 | F1 | Commercial | Other Health | Existing | Space Heating | Natural Gas | Unit Heater | E5 | RVT - Cost of Equipment | 0 | 0 | 0 | 0 | 0 | 0 | 0 | 0 | 0 | 0 | 0 | 0 | 0 | 0 | 0 | 0 | 0 | 0 | 0 | 0 | 0 | 0 | 0 | 0 | 0 | 0 | 0 | 0 | 0 | 0 | 0 | 0 | 0
F1_Commercial_Other Health_Existing_Space Heating_Natural Gas_Unit Heater_E6 | F1 | Commercial | Other Health | Existing | Space Heating | Natural Gas | Unit Heater | E6 | RVT - Cost of Equipment | 0 | 0 | 0 | 0 | 0 | 0 | 0 | 0 | 0 | 0 | 0 | 0 | 0 | 0 | 0 | 0 | 0 | 0 | 0 | 0 | 0 | 0 | 0 | 0 | 0 | 0 | 0 | 0 | 0 | 0 | 0 | 0 | 0
F1_Commercial_Other Health_Existing_Space Heating_Natural Gas_Unit Heater_E7 | F1 | Commercial | Other Health | Existing | Space Heating | Natural Gas | Unit Heater | E7 | RVT - Cost of Equipment | 0 | 0 | 0 | 0 | 0 | 0 | 0 | 0 | 0 | 0 | 0 | 0 | 0 | 0 | 0 | 0 | 0 | 0 | 0 | 0 | 0 | 0 | 0 | 0 | 0 | 0 | 0 | 0 | 0 | 0 | 0 | 0 | 0
F1_Commercial_Other Health_Existing_Space Heating_Natural Gas_Unit Heater_E8 | F1 | Commercial | Other Health | Existing | Space Heating | Natural Gas | Unit Heater | E8 | RVT - Cost of Equipment | 0 | 0 | 0 | 0 | 0 | 0 | 0 | 0 | 0 | 0 | 0 | 0 | 0 | 0 | 0 | 0 | 0 | 0 | 0 | 0 | 0 | 0 | 0 | 0 | 0 | 0 | 0 | 0 | 0 | 0 | 0 | 0 | 0
F1_Commercial_Other Health_Existing_Space Heating_Natural Gas_Unit Heater_E9 | F1 | Commercial | Other Health | Existing | Space Heating | Natural Gas | Unit Heater | E9 | RVT - Cost of Equipment | 0 | 0 | 0 | 0 | 0 | 0 | 0 | 0 | 0 | 0 | 0 | 0 | 0 | 0 | 0 | 0 | 0 | 0 | 0 | 0 | 0 | 0 | 0 | 0 | 0 | 0 | 0 | 0 | 0 | 0 | 0 | 0 | 0
F1_Commercial_Other Health_Existing_Space Heating_Natural Gas_Unit Heater_E10 | F1 | Commercial | Other Health | Existing | Space Heating | Natural Gas | Unit Heater | E10 | RVT - Cost of Equipment | 0 | 0 | 0 | 0 | 0 | 0 | 0 | 0 | 0 | 0 | 0 | 0 | 0 | 0 | 0 | 0 | 0 | 0 | 0 | 0 | 0 | 0 | 0 | 0 | 0 | 0 | 0 | 0 | 0 | 0 | 0 | 0 | 0
F2_Commercial_Other Health_Existing_Space Heating_Natural Gas_Unit Heater_E1 | F2 | Commercial | Other Health | Existing | Space Heating | Natural Gas | Unit Heater | E1 | RVT - Cost of Operation | 0.097636 | 0.097747 | 0.097868 | 0.09805 | 0.098309 | 0.098716 | 0.098955 | 0.099102 | 0.099274 | 0.099428 | 0.099515 | 0.099559 | 0.099619 | 0.099697 | 0.099823 | 0.099893 | 0.1 | 0.10018 | 0.10035 | 0.10055 | 0.10077 | 0.10096 | 0.10111 | 0.10123 | 0.1013 | 0.10133 | 0.10129 | 0.1012 | 0.10114 | 0.1011 | 0.10113 | 0.10114 | 0.10114
F2_Commercial_Other Health_Existing_Space Heating_Natural Gas_Unit Heater_E2 | F2 | Commercial | Other Health | Existing | Space Heating | Natural Gas | Unit Heater | E2 | RVT - Cost of Operation | 0.092989 | 0.093094 | 0.09321 | 0.093384 | 0.09363 | 0.094017 | 0.094245 | 0.094385 | 0.094549 | 0.094696 | 0.094779 | 0.09482 | 0.094877 | 0.094952 | 0.095072 | 0.095138 | 0.09524 | 0.095408 | 0.095575 | 0.09576 | 0.095976 | 0.096158 | 0.096301 | 0.096409 | 0.096482 | 0.096503 | 0.096464 | 0.096385 | 0.096323 | 0.096293 | 0.096315 | 0.096323 | 0.096323
F2_Commercial_Other Health_Existing_Space Heating_Natural Gas_Unit Heater_E3 | F2 | Commercial | Other Health | Existing | Space Heating | Natural Gas | Unit Heater | E3 | RVT - Cost of Operation | 0.08288 | 0.082953 | 0.083029 | 0.083149 | 0.083331 | 0.083623 | 0.083809 | 0.083946 | 0.084109 | 0.084266 | 0.084376 | 0.084446 | 0.084515 | 0.084585 | 0.084677 | 0.084721 | 0.084788 | 0.084906 | 0.085026 | 0.085166 | 0.085332 | 0.085471 | 0.08558 | 0.085663 | 0.085717 | 0.085733 | 0.085704 | 0.085644 | 0.085597 | 0.085574 | 0.08559 | 0.085597 | 0.085597
F2_Commercial_Other Health_Existing_Space Heating_Natural Gas_Unit Heater_E4 | F2 | Commercial | Other Health | Existing | Space Heating | Natural Gas | Unit Heater | E4 | RVT - Cost of Operation | 0 | 0 | 0 | 0 | 0 | 0 | 0 | 0 | 0 | 0 | 0 | 0 | 0 | 0 | 0 | 0 | 0 | 0 | 0 | 0 | 0 | 0 | 0 | 0 | 0 | 0 | 0 | 0 | 0 | 0 | 0 | 0 | 0
F2_Commercial_Other Health_Existing_Space Heating_Natural Gas_Unit Heater_E5 | F2 | Commercial | Other Health | Existing | Space Heating | Natural Gas | Unit Heater | E5 | RVT - Cost of Operation | 0 | 0 | 0 | 0 | 0 | 0 | 0 | 0 | 0 | 0 | 0 | 0 | 0 | 0 | 0 | 0 | 0 | 0 | 0 | 0 | 0 | 0 | 0 | 0 | 0 | 0 | 0 | 0 | 0 | 0 | 0 | 0 | 0
F2_Commercial_Other Health_Existing_Space Heating_Natural Gas_Unit Heater_E6 | F2 | Commercial | Other Health | Existing | Space Heating | Natural Gas | Unit Heater | E6 | RVT - Cost of Operation | 0 | 0 | 0 | 0 | 0 | 0 | 0 | 0 | 0 | 0 | 0 | 0 | 0 | 0 | 0 | 0 | 0 | 0 | 0 | 0 | 0 | 0 | 0 | 0 | 0 | 0 | 0 | 0 | 0 | 0 | 0 | 0 | 0
F2_Commercial_Other Health_Existing_Space Heating_Natural Gas_Unit Heater_E7 | F2 | Commercial | Other Health | Existing | Space Heating | Natural Gas | Unit Heater | E7 | RVT - Cost of Operation | 0 | 0 | 0 | 0 | 0 | 0 | 0 | 0 | 0 | 0 | 0 | 0 | 0 | 0 | 0 | 0 | 0 | 0 | 0 | 0 | 0 | 0 | 0 | 0 | 0 | 0 | 0 | 0 | 0 | 0 | 0 | 0 | 0
F2_Commercial_Other Health_Existing_Space Heating_Natural Gas_Unit Heater_E8 | F2 | Commercial | Other Health | Existing | Space Heating | Natural Gas | Unit Heater | E8 | RVT - Cost of Operation | 0 | 0 | 0 | 0 | 0 | 0 | 0 | 0 | 0 | 0 | 0 | 0 | 0 | 0 | 0 | 0 | 0 | 0 | 0 | 0 | 0 | 0 | 0 | 0 | 0 | 0 | 0 | 0 | 0 | 0 | 0 | 0 | 0
F2_Commercial_Other Health_Existing_Space Heating_Natural Gas_Unit Heater_E9 | F2 | Commercial | Other Health | Existing | Space Heating | Natural Gas | Unit Heater | E9 | RVT - Cost of Operation | 0 | 0 | 0 | 0 | 0 | 0 | 0 | 0 | 0 | 0 | 0 | 0 | 0 | 0 | 0 | 0 | 0 | 0 | 0 | 0 | 0 | 0 | 0 | 0 | 0 | 0 | 0 | 0 | 0 | 0 | 0 | 0 | 0
F2_Commercial_Other Health_Existing_Space Heating_Natural Gas_Unit Heater_E10 | F2 | Commercial | Other Health | Existing | Space Heating | Natural Gas | Unit Heater | E10 | RVT - Cost of Operation | 0 | 0 | 0 | 0 | 0 | 0 | 0 | 0 | 0 | 0 | 0 | 0 | 0 | 0 | 0 | 0 | 0 | 0 | 0 | 0 | 0 | 0 | 0 | 0 | 0 | 0 | 0 | 0 | 0 | 0 | 0 | 0 | 0
F3_Commercial_Other Health_Existing_Space Heating_Natural Gas_Unit Heater_E1 | F3 | Commercial | Other Health | Existing | Space Heating | Natural Gas | Unit Heater | E1 | System - kBTUs of Consumption | 0.0037566 | 0.0037566 | 0.0037566 | 0.0037566 | 0.0037566 | 0.0037566 | 0.0037566 | 0.0037566 | 0.0037566 | 0.0037566 | 0.0037566 | 0.0037566 | 0.0037566 | 0.0037566 | 0.0037566 | 0.0037566 | 0.0037566 | 0.0037566 | 0.0037566 | 0.0037566 | 0.0037566 | 0.0037566 | 0.0037566 | 0.0037566 | 0.0037566 | 0.0037566 | 0.0037566 | 0.0037566 | 0.0037566 | 0.0037566 | 0.0037566 | 0.0037566 | 0.0037566
F3_Commercial_Other Health_Existing_Space Heating_Natural Gas_Unit Heater_E2 | F3 | Commercial | Other Health | Existing | Space Heating | Natural Gas | Unit Heater | E2 | System - kBTUs of Consumption | 0.0060145 | 0.0060145 | 0.0060145 | 0.0060145 | 0.0060145 | 0.0060145 | 0.0060145 | 0.0060145 | 0.0060145 | 0.0060145 | 0.0060145 | 0.0060145 | 0.0060145 | 0.0060145 | 0.0060145 | 0.0060145 | 0.0060145 | 0.0060145 | 0.0060145 | 0.0060145 | 0.0060145 | 0.0060145 | 0.0060145 | 0.0060145 | 0.0060145 | 0.0060145 | 0.0060145 | 0.0060145 | 0.0060145 | 0.0060145 | 0.0060145 | 0.0060145 | 0.0060145
F3_Commercial_Other Health_Existing_Space Heating_Natural Gas_Unit Heater_E3 | F3 | Commercial | Other Health | Existing | Space Heating | Natural Gas | Unit Heater | E3 | System - kBTUs of Consumption | 0.0044655 | 0.0044655 | 0.0044655 | 0.0044655 | 0.0044655 | 0.0044655 | 0.0044655 | 0.0044655 | 0.0044655 | 0.0044655 | 0.0044655 | 0.0044655 | 0.0044655 | 0.0044655 | 0.0044655 | 0.0044655 | 0.0044655 | 0.0044655 | 0.0044655 | 0.0044655 | 0.0044655 | 0.0044655 | 0.0044655 | 0.0044655 | 0.0044655 | 0.0044655 | 0.0044655 | 0.0044655 | 0.0044655 | 0.0044655 | 0.0044655 | 0.0044655 | 0.0044655
F3_Commercial_Other Health_Existing_Space Heating_Natural Gas_Unit Heater_E4 | F3 | Commercial | Other Health | Existing | Space Heating | Natural Gas | Unit Heater | E4 | System - kBTUs of Consumption | 0 | 0 | 0 | 0 | 0 | 0 | 0 | 0 | 0 | 0 | 0 | 0 | 0 | 0 | 0 | 0 | 0 | 0 | 0 | 0 | 0 | 0 | 0 | 0 | 0 | 0 | 0 | 0 | 0 | 0 | 0 | 0 | 0
F3_Commercial_Other Health_Existing_Space Heating_Natural Gas_Unit Heater_E5 | F3 | Commercial | Other Health | Existing | Space Heating | Natural Gas | Unit Heater | E5 | System - kBTUs of Consumption | 0 | 0 | 0 | 0 | 0 | 0 | 0 | 0 | 0 | 0 | 0 | 0 | 0 | 0 | 0 | 0 | 0 | 0 | 0 | 0 | 0 | 0 | 0 | 0 | 0 | 0 | 0 | 0 | 0 | 0 | 0 | 0 | 0
F3_Commercial_Other Health_Existing_Space Heating_Natural Gas_Unit Heater_E6 | F3 | Commercial | Other Health | Existing | Space Heating | Natural Gas | Unit Heater | E6 | System - kBTUs of Consumption | 0 | 0 | 0 | 0 | 0 | 0 | 0 | 0 | 0 | 0 | 0 | 0 | 0 | 0 | 0 | 0 | 0 | 0 | 0 | 0 | 0 | 0 | 0 | 0 | 0 | 0 | 0 | 0 | 0 | 0 | 0 | 0 | 0
F3_Commercial_Other Health_Existing_Space Heating_Natural Gas_Unit Heater_E7 | F3 | Commercial | Other Health | Existing | Space Heating | Natural Gas | Unit Heater | E7 | System - kBTUs of Consumption | 0 | 0 | 0 | 0 | 0 | 0 | 0 | 0 | 0 | 0 | 0 | 0 | 0 | 0 | 0 | 0 | 0 | 0 | 0 | 0 | 0 | 0 | 0 | 0 | 0 | 0 | 0 | 0 | 0 | 0 | 0 | 0 | 0
F3_Commercial_Other Health_Existing_Space Heating_Natural Gas_Unit Heater_E8 | F3 | Commercial | Other Health | Existing | Space Heating | Natural Gas | Unit Heater | E8 | System - kBTUs of Consumption | 0 | 0 | 0 | 0 | 0 | 0 | 0 | 0 | 0 | 0 | 0 | 0 | 0 | 0 | 0 | 0 | 0 | 0 | 0 | 0 | 0 | 0 | 0 | 0 | 0 | 0 | 0 | 0 | 0 | 0 | 0 | 0 | 0
F3_Commercial_Other Health_Existing_Space Heating_Natural Gas_Unit Heater_E9 | F3 | Commercial | Other Health | Existing | Space Heating | Natural Gas | Unit Heater | E9 | System - kBTUs of Consumption | 0 | 0 | 0 | 0 | 0 | 0 | 0 | 0 | 0 | 0 | 0 | 0 | 0 | 0 | 0 | 0 | 0 | 0 | 0 | 0 | 0 | 0 | 0 | 0 | 0 | 0 | 0 | 0 | 0 | 0 | 0 | 0 | 0
F3_Commercial_Other Health_Existing_Space Heating_Natural Gas_Unit Heater_E10 | F3 | Commercial | Other Health | Existing | Space Heating | Natural Gas | Unit Heater | E10 | System - kBTUs of Consumption | 0 | 0 | 0 | 0 | 0 | 0 | 0 | 0 | 0 | 0 | 0 | 0 | 0 | 0 | 0 | 0 | 0 | 0 | 0 | 0 | 0 | 0 | 0 | 0 | 0 | 0 | 0 | 0 | 0 | 0 | 0 | 0 | 0
F4_Commercial_Other Health_Existing_Space Heating_Natural Gas_Unit Heater_E1 | F4 | Commercial | Other Health | Existing | Space Heating | Natural Gas | Unit Heater | E1 | Utility - Cost of Equipment | 0.097636 | 0.097747 | 0.097868 | 0.09805 | 0.098309 | 0.098716 | 0.098955 | 0.099102 | 0.099274 | 0.099428 | 0.099515 | 0.099559 | 0.099619 | 0.099697 | 0.099823 | 0.099893 | 0.1 | 0.10018 | 0.10035 | 0.10055 | 0.10077 | 0.10096 | 0.10111 | 0.10123 | 0.1013 | 0.10133 | 0.10129 | 0.1012 | 0.10114 | 0.1011 | 0.10113 | 0.10114 | 0.10114
F4_Commercial_Other Health_Existing_Space Heating_Natural Gas_Unit Heater_E2 | F4 | Commercial | Other Health | Existing | Space Heating | Natural Gas | Unit Heater | E2 | Utility - Cost of Equipment | 0.092989 | 0.093094 | 0.09321 | 0.093384 | 0.09363 | 0.094017 | 0.094245 | 0.094385 | 0.094549 | 0.094696 | 0.094779 | 0.09482 | 0.094877 | 0.094952 | 0.095072 | 0.095138 | 0.09524 | 0.095408 | 0.095575 | 0.09576 | 0.095976 | 0.096158 | 0.096301 | 0.096409 | 0.096482 | 0.096503 | 0.096464 | 0.096385 | 0.096323 | 0.096293 | 0.096315 | 0.096323 | 0.096323
F4_Commercial_Other Health_Existing_Space Heating_Natural Gas_Unit Heater_E3 | F4 | Commercial | Other Health | Existing | Space Heating | Natural Gas | Unit Heater | E3 | Utility - Cost of Equipment | 0.08288 | 0.082953 | 0.083029 | 0.083149 | 0.083331 | 0.083623 | 0.083809 | 0.083946 | 0.084109 | 0.084266 | 0.084376 | 0.084446 | 0.084515 | 0.084585 | 0.084677 | 0.084721 | 0.084788 | 0.084906 | 0.085026 | 0.085166 | 0.085332 | 0.085471 | 0.08558 | 0.085663 | 0.085717 | 0.085733 | 0.085704 | 0.085644 | 0.085597 | 0.085574 | 0.08559 | 0.085597 | 0.085597
F4_Commercial_Other Health_Existing_Space Heating_Natural Gas_Unit Heater_E4 | F4 | Commercial | Other Health | Existing | Space Heating | Natural Gas | Unit Heater | E4 | Utility - Cost of Equipment | 0 | 0 | 0 | 0 | 0 | 0 | 0 | 0 | 0 | 0 | 0 | 0 | 0 | 0 | 0 | 0 | 0 | 0 | 0 | 0 | 0 | 0 | 0 | 0 | 0 | 0 | 0 | 0 | 0 | 0 | 0 | 0 | 0
F4_Commercial_Other Health_Existing_Space Heating_Natural Gas_Unit Heater_E5 | F4 | Commercial | Other Health | Existing | Space Heating | Natural Gas | Unit Heater | E5 | Utility - Cost of Equipment | 0 | 0 | 0 | 0 | 0 | 0 | 0 | 0 | 0 | 0 | 0 | 0 | 0 | 0 | 0 | 0 | 0 | 0 | 0 | 0 | 0 | 0 | 0 | 0 | 0 | 0 | 0 | 0 | 0 | 0 | 0 | 0 | 0
F4_Commercial_Other Health_Existing_Space Heating_Natural Gas_Unit Heater_E6 | F4 | Commercial | Other Health | Existing | Space Heating | Natural Gas | Unit Heater | E6 | Utility - Cost of Equipment | 0 | 0 | 0 | 0 | 0 | 0 | 0 | 0 | 0 | 0 | 0 | 0 | 0 | 0 | 0 | 0 | 0 | 0 | 0 | 0 | 0 | 0 | 0 | 0 | 0 | 0 | 0 | 0 | 0 | 0 | 0 | 0 | 0
F4_Commercial_Other Health_Existing_Space Heating_Natural Gas_Unit Heater_E7 | F4 | Commercial | Other Health | Existing | Space Heating | Natural Gas | Unit Heater | E7 | Utility - Cost of Equipment | 0 | 0 | 0 | 0 | 0 | 0 | 0 | 0 | 0 | 0 | 0 | 0 | 0 | 0 | 0 | 0 | 0 | 0 | 0 | 0 | 0 | 0 | 0 | 0 | 0 | 0 | 0 | 0 | 0 | 0 | 0 | 0 | 0
F4_Commercial_Other Health_Existing_Space Heating_Natural Gas_Unit Heater_E8 | F4 | Commercial | Other Health | Existing | Space Heating | Natural Gas | Unit Heater | E8 | Utility - Cost of Equipment | 0 | 0 | 0 | 0 | 0 | 0 | 0 | 0 | 0 | 0 | 0 | 0 | 0 | 0 | 0 | 0 | 0 | 0 | 0 | 0 | 0 | 0 | 0 | 0 | 0 | 0 | 0 | 0 | 0 | 0 | 0 | 0 | 0
F4_Commercial_Other Health_Existing_Space Heating_Natural Gas_Unit Heater_E9 | F4 | Commercial | Other Health | Existing | Space Heating | Natural Gas | Unit Heater | E9 | Utility - Cost of Equipment | 0 | 0 | 0 | 0 | 0 | 0 | 0 | 0 | 0 | 0 | 0 | 0 | 0 | 0 | 0 | 0 | 0 | 0 | 0 | 0 | 0 | 0 | 0 | 0 | 0 | 0 | 0 | 0 | 0 | 0 | 0 | 0 | 0
F4_Commercial_Other Health_Existing_Space Heating_Natural Gas_Unit Heater_E10 | F4 | Commercial | Other Health | Existing | Space Heating | Natural Gas | Unit Heater | E10 | Utility - Cost of Equipment | 0 | 0 | 0 | 0 | 0 | 0 | 0 | 0 | 0 | 0 | 0 | 0 | 0 | 0 | 0 | 0 | 0 | 0 | 0 | 0 | 0 | 0 | 0 | 0 | 0 | 0 | 0 | 0 | 0 | 0 | 0 | 0 | 0
F5_Commercial_Other Health_Existing_Space Heating_Natural Gas_Unit Heater_E1 | F5 | Commercial | Other Health | Existing | Space Heating | Natural Gas | Unit Heater | E1 | Utility - Cost of Operation | 0.0037566 | 0.0037566 | 0.0037566 | 0.0037566 | 0.0037566 | 0.0037566 | 0.0037566 | 0.0037566 | 0.0037566 | 0.0037566 | 0.0037566 | 0.0037566 | 0.0037566 | 0.0037566 | 0.0037566 | 0.0037566 | 0.0037566 | 0.0037566 | 0.0037566 | 0.0037566 | 0.0037566 | 0.0037566 | 0.0037566 | 0.0037566 | 0.0037566 | 0.0037566 | 0.0037566 | 0.0037566 | 0.0037566 | 0.0037566 | 0.0037566 | 0.0037566 | 0.0037566
F5_Commercial_Other Health_Existing_Space Heating_Natural Gas_Unit Heater_E2 | F5 | Commercial | Other Health | Existing | Space Heating | Natural Gas | Unit Heater | E2 | Utility - Cost of Operation | 0.0060145 | 0.0060145 | 0.0060145 | 0.0060145 | 0.0060145 | 0.0060145 | 0.0060145 | 0.0060145 | 0.0060145 | 0.0060145 | 0.0060145 | 0.0060145 | 0.0060145 | 0.0060145 | 0.0060145 | 0.0060145 | 0.0060145 | 0.0060145 | 0.0060145 | 0.0060145 | 0.0060145 | 0.0060145 | 0.0060145 | 0.0060145 | 0.0060145 | 0.0060145 | 0.0060145 | 0.0060145 | 0.0060145 | 0.0060145 | 0.0060145 | 0.0060145 | 0.0060145
F5_Commercial_Other Health_Existing_Space Heating_Natural Gas_Unit Heater_E3 | F5 | Commercial | Other Health | Existing | Space Heating | Natural Gas | Unit Heater | E3 | Utility - Cost of Operation | 0.0044655 | 0.0044655 | 0.0044655 | 0.0044655 | 0.0044655 | 0.0044655 | 0.0044655 | 0.0044655 | 0.0044655 | 0.0044655 | 0.0044655 | 0.0044655 | 0.0044655 | 0.0044655 | 0.0044655 | 0.0044655 | 0.0044655 | 0.0044655 | 0.0044655 | 0.0044655 | 0.0044655 | 0.0044655 | 0.0044655 | 0.0044655 | 0.0044655 | 0.0044655 | 0.0044655 | 0.0044655 | 0.0044655 | 0.0044655 | 0.0044655 | 0.0044655 | 0.0044655
F5_Commercial_Other Health_Existing_Space Heating_Natural Gas_Unit Heater_E4 | F5 | Commercial | Other Health | Existing | Space Heating | Natural Gas | Unit Heater | E4 | Utility - Cost of Operation | 0 | 0 | 0 | 0 | 0 | 0 | 0 | 0 | 0 | 0 | 0 | 0 | 0 | 0 | 0 | 0 | 0 | 0 | 0 | 0 | 0 | 0 | 0 | 0 | 0 | 0 | 0 | 0 | 0 | 0 | 0 | 0 | 0
F5_Commercial_Other Health_Existing_Space Heating_Natural Gas_Unit Heater_E5 | F5 | Commercial | Other Health | Existing | Space Heating | Natural Gas | Unit Heater | E5 | Utility - Cost of Operation | 0 | 0 | 0 | 0 | 0 | 0 | 0 | 0 | 0 | 0 | 0 | 0 | 0 | 0 | 0 | 0 | 0 | 0 | 0 | 0 | 0 | 0 | 0 | 0 | 0 | 0 | 0 | 0 | 0 | 0 | 0 | 0 | 0
F5_Commercial_Other Health_Existing_Space Heating_Natural Gas_Unit Heater_E6 | F5 | Commercial | Other Health | Existing | Space Heating | Natural Gas | Unit Heater | E6 | Utility - Cost of Operation | 0 | 0 | 0 | 0 | 0 | 0 | 0 | 0 | 0 | 0 | 0 | 0 | 0 | 0 | 0 | 0 | 0 | 0 | 0 | 0 | 0 | 0 | 0 | 0 | 0 | 0 | 0 | 0 | 0 | 0 | 0 | 0 | 0
F5_Commercial_Other Health_Existing_Space Heating_Natural Gas_Unit Heater_E7 | F5 | Commercial | Other Health | Existing | Space Heating | Natural Gas | Unit Heater | E7 | Utility - Cost of Operation | 0 | 0 | 0 | 0 | 0 | 0 | 0 | 0 | 0 | 0 | 0 | 0 | 0 | 0 | 0 | 0 | 0 | 0 | 0 | 0 | 0 | 0 | 0 | 0 | 0 | 0 | 0 | 0 | 0 | 0 | 0 | 0 | 0
F5_Commercial_Other Health_Existing_Space Heating_Natural Gas_Unit Heater_E8 | F5 | Commercial | Other Health | Existing | Space Heating | Natural Gas | Unit Heater | E8 | Utility - Cost of Operation | 0 | 0 | 0 | 0 | 0 | 0 | 0 | 0 | 0 | 0 | 0 | 0 | 0 | 0 | 0 | 0 | 0 | 0 | 0 | 0 | 0 | 0 | 0 | 0 | 0 | 0 | 0 | 0 | 0 | 0 | 0 | 0 | 0
F5_Commercial_Other Health_Existing_Space Heating_Natural Gas_Unit Heater_E9 | F5 | Commercial | Other Health | Existing | Space Heating | Natural Gas | Unit Heater | E9 | Utility - Cost of Operation | 0 | 0 | 0 | 0 | 0 | 0 | 0 | 0 | 0 | 0 | 0 | 0 | 0 | 0 | 0 | 0 | 0 | 0 | 0 | 0 | 0 | 0 | 0 | 0 | 0 | 0 | 0 | 0 | 0 | 0 | 0 | 0 | 0
F5_Commercial_Other Health_Existing_Space Heating_Natural Gas_Unit Heater_E10 | F5 | Commercial | Other Health | Existing | Space Heating | Natural Gas | Unit Heater | E10 | Utility - Cost of Operation | 0 | 0 | 0 | 0 | 0 | 0 | 0 | 0 | 0 | 0 | 0 | 0 | 0 | 0 | 0 | 0 | 0 | 0 | 0 | 0 | 0 | 0 | 0 | 0 | 0 | 0 | 0 | 0 | 0 | 0 | 0 | 0 | 0
F6_Commercial_Other Health_Existing_Space Heating_Natural Gas_Unit Heater_E1 | F6 | Commercial | Other Health | Existing | Space Heating | Natural Gas | Unit Heater | E1 | Utility - Value of Sales | 0.0444 | 0.04418 | 0.043939 | 0.043698 | 0.043457 | 0.043216 | 0.042975 | 0.042734 | 0.042493 | 0.042252 | 0.042011 | 0.04177 | 0.041529 | 0.041289 | 0.041048 | 0.040807 | 0.040566 | 0.040325 | 0.040085 | 0.039848 | 0.039619 | 0.039402 | 0.039202 | 0.039021 | 0.038861 | 0.03872 | 0.0386 | 0.0385 | 0.038419 | 0.038359 | 0.038319 | 0.038299 | 0.038299
F6_Commercial_Other Health_Existing_Space Heating_Natural Gas_Unit Heater_E2 | F6 | Commercial | Other Health | Existing | Space Heating | Natural Gas | Unit Heater | E2 | Utility - Value of Sales | 0.042287 | 0.042077 | 0.041847 | 0.041618 | 0.041388 | 0.041159 | 0.040929 | 0.0407 | 0.04047 | 0.040241 | 0.040012 | 0.039782 | 0.039553 | 0.039323 | 0.039094 | 0.038865 | 0.038635 | 0.038406 | 0.038177 | 0.037951 | 0.037733 | 0.037527 | 0.037336 | 0.037164 | 0.037011 | 0.036877 | 0.036763 | 0.036667 | 0.036591 | 0.036533 | 0.036495 | 0.036476 | 0.036476
F6_Commercial_Other Health_Existing_Space Heating_Natural Gas_Unit Heater_E3 | F6 | Commercial | Other Health | Existing | Space Heating | Natural Gas | Unit Heater | E3 | Utility - Value of Sales | 0.037408 | 0.037217 | 0.037012 | 0.036807 | 0.036603 | 0.036398 | 0.036193 | 0.035988 | 0.035783 | 0.035579 | 0.035374 | 0.035169 | 0.034965 | 0.03476 | 0.034557 | 0.034357 | 0.034161 | 0.033972 | 0.03379 | 0.033617 | 0.033455 | 0.033304 | 0.033168 | 0.033045 | 0.032936 | 0.032841 | 0.032759 | 0.032691 | 0.032636 | 0.032595 | 0.032568 | 0.032554 | 0.032554
F6_Commercial_Other Health_Existing_Space Heating_Natural Gas_Unit Heater_E4 | F6 | Commercial | Other Health | Existing | Space Heating | Natural Gas | Unit Heater | E4 | Utility - Value of Sales | 0 | 0 | 0 | 0 | 0 | 0 | 0 | 0 | 0 | 0 | 0 | 0 | 0 | 0 | 0 | 0 | 0 | 0 | 0 | 0 | 0 | 0 | 0 | 0 | 0 | 0 | 0 | 0 | 0 | 0 | 0 | 0 | 0
F6_Commercial_Other Health_Existing_Space Heating_Natural Gas_Unit Heater_E5 | F6 | Commercial | Other Health | Existing | Space Heating | Natural Gas | Unit Heater | E5 | Utility - Value of Sales | 0 | 0 | 0 | 0 | 0 | 0 | 0 | 0 | 0 | 0 | 0 | 0 | 0 | 0 | 0 | 0 | 0 | 0 | 0 | 0 | 0 | 0 | 0 | 0 | 0 | 0 | 0 | 0 | 0 | 0 | 0 | 0 | 0
F6_Commercial_Other Health_Existing_Space Heating_Natural Gas_Unit Heater_E6 | F6 | Commercial | Other Health | Existing | Space Heating | Natural Gas | Unit Heater | E6 | Utility - Value of Sales | 0 | 0 | 0 | 0 | 0 | 0 | 0 | 0 | 0 | 0 | 0 | 0 | 0 | 0 | 0 | 0 | 0 | 0 | 0 | 0 | 0 | 0 | 0 | 0 | 0 | 0 | 0 | 0 | 0 | 0 | 0 | 0 | 0
F6_Commercial_Other Health_Existing_Space Heating_Natural Gas_Unit Heater_E7 | F6 | Commercial | Other Health | Existing | Space Heating | Natural Gas | Unit Heater | E7 | Utility - Value of Sales | 0 | 0 | 0 | 0 | 0 | 0 | 0 | 0 | 0 | 0 | 0 | 0 | 0 | 0 | 0 | 0 | 0 | 0 | 0 | 0 | 0 | 0 | 0 | 0 | 0 | 0 | 0 | 0 | 0 | 0 | 0 | 0 | 0
F6_Commercial_Other Health_Existing_Space Heating_Natural Gas_Unit Heater_E8 | F6 | Commercial | Other Health | Existing | Space Heating | Natural Gas | Unit Heater | E8 | Utility - Value of Sales | 0 | 0 | 0 | 0 | 0 | 0 | 0 | 0 | 0 | 0 | 0 | 0 | 0 | 0 | 0 | 0 | 0 | 0 | 0 | 0 | 0 | 0 | 0 | 0 | 0 | 0 | 0 | 0 | 0 | 0 | 0 | 0 | 0
F6_Commercial_Other Health_Existing_Space Heating_Natural Gas_Unit Heater_E9 | F6 | Commercial | Other Health | Existing | Space Heating | Natural Gas | Unit Heater | E9 | Utility - Value of Sales | 0 | 0 | 0 | 0 | 0 | 0 | 0 | 0 | 0 | 0 | 0 | 0 | 0 | 0 | 0 | 0 | 0 | 0 | 0 | 0 | 0 | 0 | 0 | 0 | 0 | 0 | 0 | 0 | 0 | 0 | 0 | 0 | 0
F6_Commercial_Other Health_Existing_Space Heating_Natural Gas_Unit Heater_E10 | F6 | Commercial | Other Health | Existing | Space Heating | Natural Gas | Unit Heater | E10 | Utility - Value of Sales | 0 | 0 | 0 | 0 | 0 | 0 | 0 | 0 | 0 | 0 | 0 | 0 | 0 | 0 | 0 | 0 | 0 | 0 | 0 | 0 | 0 | 0 | 0 | 0 | 0 | 0 | 0 | 0 | 0 | 0 | 0 | 0 | 0
F1_Commercial_Other Health_Existing_Water Heating_Natural Gas_Water Heater_E1 | F1 | Commercial | Other Health | Existing | Water Heating | Natural Gas | Water Heater | E1 | RVT - Cost of Equipment | 0.34226 | 0.34538 | 0.34911 | 0.35343 | 0.35846 | 0.36443 | 0.36925 | 0.37379 | 0.37827 | 0.38277 | 0.38689 | 0.3905 | 0.39413 | 0.39797 | 0.40239 | 0.40678 | 0.41163 | 0.41697 | 0.42263 | 0.42846 | 0.43443 | 0.44003 | 0.44516 | 0.44983 | 0.45396 | 0.45748 | 0.45995 | 0.46177 | 0.46333 | 0.46467 | 0.46599 | 0.46659 | 0.46659
F1_Commercial_Other Health_Existing_Water Heating_Natural Gas_Water Heater_E2 | F1 | Commercial | Other Health | Existing | Water Heating | Natural Gas | Water Heater | E2 | RVT - Cost of Equipment | 0.33803 | 0.34112 | 0.3448 | 0.34906 | 0.35404 | 0.35993 | 0.36469 | 0.36917 | 0.3736 | 0.37805 | 0.38211 | 0.38568 | 0.38926 | 0.39305 | 0.39742 | 0.40176 | 0.40654 | 0.41182 | 0.41741 | 0.42317 | 0.42907 | 0.4346 | 0.43966 | 0.44428 | 0.44836 | 0.45183 | 0.45427 | 0.45607 | 0.45761 | 0.45893 | 0.46024 | 0.46083 | 0.46083
F1_Commercial_Other Health_Existing_Water Heating_Natural Gas_Water Heater_E3 | F1 | Commercial | Other Health | Existing | Water Heating | Natural Gas | Water Heater | E3 | RVT - Cost of Equipment | 0.31114 | 0.31399 | 0.31737 | 0.3213 | 0.32588 | 0.3313 | 0.33568 | 0.33981 | 0.34388 | 0.34798 | 0.35171 | 0.355 | 0.3583 | 0.36179 | 0.36581 | 0.3698 | 0.37421 | 0.37906 | 0.38421 | 0.38951 | 0.39494 | 0.40002 | 0.40469 | 0.40894 | 0.41269 | 0.41589 | 0.41814 | 0.41979 | 0.42121 | 0.42243 | 0.42363 | 0.42417 | 0.42417
F1_Commercial_Other Health_Existing_Water Heating_Natural Gas_Water Heater_E4 | F1 | Commercial | Other Health | Existing | Water Heating | Natural Gas | Water Heater | E4 | RVT - Cost of Equipment | 0.29128 | 0.29394 | 0.29711 | 0.30079 | 0.30508 | 0.31015 | 0.31426 | 0.31812 | 0.32193 | 0.32576 | 0.32926 | 0.33234 | 0.33543 | 0.33869 | 0.34246 | 0.3462 | 0.35032 | 0.35487 | 0.35968 | 0.36465 | 0.36973 | 0.37449 | 0.37886 | 0.38284 | 0.38635 | 0.38934 | 0.39145 | 0.39299 | 0.39433 | 0.39546 | 0.39659 | 0.3971 | 0.3971
F1_Commercial_Other Health_Existing_Water Heating_Natural Gas_Water Heater_E5 | F1 | Commercial | Other Health | Existing | Water Heating | Natural Gas | Water Heater | E5 | RVT - Cost of Equipment | 0.28521 | 0.28782 | 0.29092 | 0.29452 | 0.29872 | 0.30369 | 0.30771 | 0.31149 | 0.31522 | 0.31898 | 0.3224 | 0.32541 | 0.32844 | 0.33164 | 0.33533 | 0.33899 | 0.34302 | 0.34747 | 0.35219 | 0.35705 | 0.36202 | 0.36669 | 0.37097 | 0.37486 | 0.3783 | 0.38123 | 0.38329 | 0.38481 | 0.38611 | 0.38722 | 0.38833 | 0.38882 | 0.38882
F1_Commercial_Other Health_Existing_Water Heating_Natural Gas_Water Heater_E6 | F1 | Commercial | Other Health | Existing | Water Heating | Natural Gas | Water Heater | E6 | RVT - Cost of Equipment | 0.27939 | 0.28195 | 0.28498 | 0.28851 | 0.29262 | 0.29749 | 0.30143 | 0.30513 | 0.30879 | 0.31247 | 0.31583 | 0.31877 | 0.32174 | 0.32487 | 0.32848 | 0.33207 | 0.33602 | 0.34038 | 0.345 | 0.34977 | 0.35464 | 0.35921 | 0.36339 | 0.36721 | 0.37058 | 0.37345 | 0.37547 | 0.37695 | 0.37823 | 0.37932 | 0.3804 | 0.38089 | 0.38089
F1_Commercial_Other Health_Existing_Water Heating_Natural Gas_Water Heater_E7 | F1 | Commercial | Other Health | Existing | Water Heating | Natural Gas | Water Heater | E7 | RVT - Cost of Equipment | 0.26237 | 0.26494 | 0.26777 | 0.27088 | 0.27438 | 0.27847 | 0.28189 | 0.28518 | 0.28857 | 0.29208 | 0.29545 | 0.29859 | 0.30176 | 0.30502 | 0.30855 | 0.31195 | 0.31556 | 0.31938 | 0.3233 | 0.32726 | 0.33124 | 0.33494 | 0.33827 | 0.34122 | 0.34377 | 0.34595 | 0.34748 | 0.3486 | 0.34957 | 0.3504 | 0.35122 | 0.35159 | 0.35159
F1_Commercial_Other Health_Existing_Water Heating_Natural Gas_Water Heater_E8 | F1 | Commercial | Other Health | Existing | Water Heating | Natural Gas | Water Heater | E8 | RVT - Cost of Equipment | 0 | 0 | 0 | 0 | 0 | 0 | 0 | 0 | 0 | 0 | 0 | 0 | 0 | 0 | 0 | 0 | 0 | 0 | 0 | 0 | 0 | 0 | 0 | 0 | 0 | 0 | 0 | 0 | 0 | 0 | 0 | 0 | 0
F1_Commercial_Other Health_Existing_Water Heating_Natural Gas_Water Heater_E9 | F1 | Commercial | Other Health | Existing | Water Heating | Natural Gas | Water Heater | E9 | RVT - Cost of Equipment | 0 | 0 | 0 | 0 | 0 | 0 | 0 | 0 | 0 | 0 | 0 | 0 | 0 | 0 | 0 | 0 | 0 | 0 | 0 | 0 | 0 | 0 | 0 | 0 | 0 | 0 | 0 | 0 | 0 | 0 | 0 | 0 | 0
F1_Commercial_Other Health_Existing_Water Heating_Natural Gas_Water Heater_E10 | F1 | Commercial | Other Health | Existing | Water Heating | Natural Gas | Water Heater | E10 | RVT - Cost of Equipment | 0 | 0 | 0 | 0 | 0 | 0 | 0 | 0 | 0 | 0 | 0 | 0 | 0 | 0 | 0 | 0 | 0 | 0 | 0 | 0 | 0 | 0 | 0 | 0 | 0 | 0 | 0 | 0 | 0 | 0 | 0 | 0 | 0
F2_Commercial_Other Health_Existing_Water Heating_Natural Gas_Water Heater_E1 | F2 | Commercial | Other Health | Existing | Water Heating | Natural Gas | Water Heater | E1 | RVT - Cost of Operation | 0.41005 | 0.41379 | 0.41825 | 0.42343 | 0.42946 | 0.43661 | 0.44239 | 0.44782 | 0.45319 | 0.45859 | 0.46351 | 0.46784 | 0.47219 | 0.47679 | 0.48209 | 0.48735 | 0.49316 | 0.49955 | 0.50633 | 0.51333 | 0.52047 | 0.52718 | 0.53333 | 0.53893 | 0.54388 | 0.54809 | 0.55105 | 0.55323 | 0.5551 | 0.5567 | 0.55829 | 0.559 | 0.559
F2_Commercial_Other Health_Existing_Water Heating_Natural Gas_Water Heater_E2 | F2 | Commercial | Other Health | Existing | Water Heating | Natural Gas | Water Heater | E2 | RVT - Cost of Operation | 0.40498 | 0.40869 | 0.41309 | 0.4182 | 0.42416 | 0.43122 | 0.43692 | 0.44229 | 0.4476 | 0.45293 | 0.45779 | 0.46207 | 0.46636 | 0.4709 | 0.47614 | 0.48134 | 0.48707 | 0.49339 | 0.50008 | 0.50699 | 0.51405 | 0.52067 | 0.52674 | 0.53228 | 0.53716 | 0.54132 | 0.54425 | 0.5464 | 0.54825 | 0.54983 | 0.5514 | 0.5521 | 0.5521
F2_Commercial_Other Health_Existing_Water Heating_Natural Gas_Water Heater_E3 | F2 | Commercial | Other Health | Existing | Water Heating | Natural Gas | Water Heater | E3 | RVT - Cost of Operation | 0.37277 | 0.37618 | 0.38023 | 0.38493 | 0.39042 | 0.39692 | 0.40217 | 0.40711 | 0.41199 | 0.4169 | 0.42138 | 0.42531 | 0.42927 | 0.43344 | 0.43826 | 0.44305 | 0.44832 | 0.45414 | 0.4603 | 0.46666 | 0.47316 | 0.47926 | 0.48484 | 0.48994 | 0.49443 | 0.49826 | 0.50095 | 0.50293 | 0.50464 | 0.50609 | 0.50754 | 0.50819 | 0.50819
F2_Commercial_Other Health_Existing_Water Heating_Natural Gas_Water Heater_E4 | F2 | Commercial | Other Health | Existing | Water Heating | Natural Gas | Water Heater | E4 | RVT - Cost of Operation | 0.34898 | 0.35216 | 0.35596 | 0.36036 | 0.3655 | 0.37158 | 0.3765 | 0.38112 | 0.38569 | 0.39029 | 0.39448 | 0.39816 | 0.40187 | 0.40578 | 0.41029 | 0.41477 | 0.41971 | 0.42515 | 0.43092 | 0.43687 | 0.44296 | 0.44867 | 0.4539 | 0.45866 | 0.46287 | 0.46646 | 0.46898 | 0.47083 | 0.47243 | 0.47379 | 0.47514 | 0.47575 | 0.47575
F2_Commercial_Other Health_Existing_Water Heating_Natural Gas_Water Heater_E5 | F2 | Commercial | Other Health | Existing | Water Heating | Natural Gas | Water Heater | E5 | RVT - Cost of Operation | 0.34171 | 0.34483 | 0.34854 | 0.35286 | 0.35789 | 0.36384 | 0.36865 | 0.37318 | 0.37766 | 0.38216 | 0.38626 | 0.38987 | 0.39349 | 0.39732 | 0.40174 | 0.40613 | 0.41096 | 0.4163 | 0.42195 | 0.42777 | 0.43373 | 0.43932 | 0.44444 | 0.44911 | 0.45323 | 0.45674 | 0.45921 | 0.46102 | 0.46259 | 0.46392 | 0.46524 | 0.46584 | 0.46584
F2_Commercial_Other Health_Existing_Water Heating_Natural Gas_Water Heater_E6 | F2 | Commercial | Other Health | Existing | Water Heating | Natural Gas | Water Heater | E6 | RVT - Cost of Operation | 0.33473 | 0.33779 | 0.34143 | 0.34565 | 0.35058 | 0.35642 | 0.36113 | 0.36557 | 0.36995 | 0.37436 | 0.37838 | 0.38191 | 0.38546 | 0.38921 | 0.39354 | 0.39784 | 0.40258 | 0.4078 | 0.41333 | 0.41904 | 0.42488 | 0.43035 | 0.43537 | 0.43994 | 0.44398 | 0.44742 | 0.44984 | 0.45161 | 0.45315 | 0.45445 | 0.45575 | 0.45633 | 0.45633
F2_Commercial_Other Health_Existing_Water Heating_Natural Gas_Water Heater_E7 | F2 | Commercial | Other Health | Existing | Water Heating | Natural Gas | Water Heater | E7 | RVT - Cost of Operation | 0.31433 | 0.31741 | 0.32081 | 0.32453 | 0.32872 | 0.33362 | 0.33772 | 0.34167 | 0.34572 | 0.34993 | 0.35396 | 0.35772 | 0.36153 | 0.36543 | 0.36966 | 0.37374 | 0.37806 | 0.38263 | 0.38733 | 0.39208 | 0.39684 | 0.40128 | 0.40527 | 0.4088 | 0.41186 | 0.41447 | 0.4163 | 0.41765 | 0.41881 | 0.4198 | 0.42078 | 0.42123 | 0.42123
F2_Commercial_Other Health_Existing_Water Heating_Natural Gas_Water Heater_E8 | F2 | Commercial | Other Health | Existing | Water Heating | Natural Gas | Water Heater | E8 | RVT - Cost of Operation | 0 | 0 | 0 | 0 | 0 | 0 | 0 | 0 | 0 | 0 | 0 | 0 | 0 | 0 | 0 | 0 | 0 | 0 | 0 | 0 | 0 | 0 | 0 | 0 | 0 | 0 | 0 | 0 | 0 | 0 | 0 | 0 | 0
F2_Commercial_Other Health_Existing_Water Heating_Natural Gas_Water Heater_E9 | F2 | Commercial | Other Health | Existing | Water Heating | Natural Gas | Water Heater | E9 | RVT - Cost of Operation | 0 | 0 | 0 | 0 | 0 | 0 | 0 | 0 | 0 | 0 | 0 | 0 | 0 | 0 | 0 | 0 | 0 | 0 | 0 | 0 | 0 | 0 | 0 | 0 | 0 | 0 | 0 | 0 | 0 | 0 | 0 | 0 | 0
F2_Commercial_Other Health_Existing_Water Heating_Natural Gas_Water Heater_E10 | F2 | Commercial | Other Health | Existing | Water Heating | Natural Gas | Water Heater | E10 | RVT - Cost of Operation | 0 | 0 | 0 | 0 | 0 | 0 | 0 | 0 | 0 | 0 | 0 | 0 | 0 | 0 | 0 | 0 | 0 | 0 | 0 | 0 | 0 | 0 | 0 | 0 | 0 | 0 | 0 | 0 | 0 | 0 | 0 | 0 | 0
F3_Commercial_Other Health_Existing_Water Heating_Natural Gas_Water Heater_E1 | F3 | Commercial | Other Health | Existing | Water Heating | Natural Gas | Water Heater | E1 | System - kBTUs of Consumption | 0.025309 | 0.025309 | 0.025309 | 0.025309 | 0.025309 | 0.025309 | 0.025309 | 0.025309 | 0.025309 | 0.025309 | 0.025309 | 0.025309 | 0.025309 | 0.025309 | 0.025309 | 0.025309 | 0.025309 | 0.025309 | 0.025309 | 0.025309 | 0.025309 | 0.025309 | 0.025309 | 0.025309 | 0.025309 | 0.025309 | 0.025309 | 0.025309 | 0.025309 | 0.025309 | 0.025309 | 0.025309 | 0.025309
F3_Commercial_Other Health_Existing_Water Heating_Natural Gas_Water Heater_E2 | F3 | Commercial | Other Health | Existing | Water Heating | Natural Gas | Water Heater | E2 | System - kBTUs of Consumption | 0.025302 | 0.025302 | 0.025302 | 0.025302 | 0.025302 | 0.025302 | 0.025302 | 0.025302 | 0.025302 | 0.025302 | 0.025302 | 0.025302 | 0.025302 | 0.025302 | 0.025302 | 0.025302 | 0.025302 | 0.025302 | 0.025302 | 0.025302 | 0.025302 | 0.025302 | 0.025302 | 0.025302 | 0.025302 | 0.025302 | 0.025302 | 0.025302 | 0.025302 | 0.025302 | 0.025302 | 0.025302 | 0.025302
F3_Commercial_Other Health_Existing_Water Heating_Natural Gas_Water Heater_E3 | F3 | Commercial | Other Health | Existing | Water Heating | Natural Gas | Water Heater | E3 | System - kBTUs of Consumption | 0.025722 | 0.025722 | 0.025722 | 0.025722 | 0.025722 | 0.025722 | 0.025722 | 0.025722 | 0.025722 | 0.025722 | 0.025722 | 0.025722 | 0.025722 | 0.025722 | 0.025722 | 0.025722 | 0.025722 | 0.025722 | 0.025722 | 0.025722 | 0.025722 | 0.025722 | 0.025722 | 0.025722 | 0.025722 | 0.025722 | 0.025722 | 0.025722 | 0.025722 | 0.025722 | 0.025722 | 0.025722 | 0.025722
F3_Commercial_Other Health_Existing_Water Heating_Natural Gas_Water Heater_E4 | F3 | Commercial | Other Health | Existing | Water Heating | Natural Gas | Water Heater | E4 | System - kBTUs of Consumption | 0.026142 | 0.026142 | 0.026142 | 0.026142 | 0.026142 | 0.026142 | 0.026142 | 0.026142 | 0.026142 | 0.026142 | 0.026142 | 0.026142 | 0.026142 | 0.026142 | 0.026142 | 0.026142 | 0.026142 | 0.026142 | 0.026142 | 0.026142 | 0.026142 | 0.026142 | 0.026142 | 0.026142 | 0.026142 | 0.026142 | 0.026142 | 0.026142 | 0.026142 | 0.026142 | 0.026142 | 0.026142 | 0.026142
F3_Commercial_Other Health_Existing_Water Heating_Natural Gas_Water Heater_E5 | F3 | Commercial | Other Health | Existing | Water Heating | Natural Gas | Water Heater | E5 | System - kBTUs of Consumption | 0.026699 | 0.026699 | 0.026699 | 0.026699 | 0.026699 | 0.026699 | 0.026699 | 0.026699 | 0.026699 | 0.026699 | 0.026699 | 0.026699 | 0.026699 | 0.026699 | 0.026699 | 0.026699 | 0.026699 | 0.026699 | 0.026699 | 0.026699 | 0.026699 | 0.026699 | 0.026699 | 0.026699 | 0.026699 | 0.026699 | 0.026699 | 0.026699 | 0.026699 | 0.026699 | 0.026699 | 0.026699 | 0.026699
F3_Commercial_Other Health_Existing_Water Heating_Natural Gas_Water Heater_E6 | F3 | Commercial | Other Health | Existing | Water Heating | Natural Gas | Water Heater | E6 | System - kBTUs of Consumption | 0.022555 | 0.022555 | 0.022555 | 0.022555 | 0.022555 | 0.022555 | 0.022555 | 0.022555 | 0.022555 | 0.022555 | 0.022555 | 0.022555 | 0.022555 | 0.022555 | 0.022555 | 0.022555 | 0.022555 | 0.022555 | 0.022555 | 0.022555 | 0.022555 | 0.022555 | 0.022555 | 0.022555 | 0.022555 | 0.022555 | 0.022555 | 0.022555 | 0.022555 | 0.022555 | 0.022555 | 0.022555 | 0.022555
F3_Commercial_Other Health_Existing_Water Heating_Natural Gas_Water Heater_E7 | F3 | Commercial | Other Health | Existing | Water Heating | Natural Gas | Water Heater | E7 | System - kBTUs of Consumption | 0.028479 | 0.028479 | 0.028479 | 0.028479 | 0.028479 | 0.028479 | 0.028479 | 0.028479 | 0.028479 | 0.028479 | 0.028479 | 0.028479 | 0.028479 | 0.028479 | 0.028479 | 0.028479 | 0.028479 | 0.028479 | 0.028479 | 0.028479 | 0.028479 | 0.028479 | 0.028479 | 0.028479 | 0.028479 | 0.028479 | 0.028479 | 0.028479 | 0.028479 | 0.028479 | 0.028479 | 0.028479 | 0.028479
F3_Commercial_Other Health_Existing_Water Heating_Natural Gas_Water Heater_E8 | F3 | Commercial | Other Health | Existing | Water Heating | Natural Gas | Water Heater | E8 | System - kBTUs of Consumption | 0 | 0 | 0 | 0 | 0 | 0 | 0 | 0 | 0 | 0 | 0 | 0 | 0 | 0 | 0 | 0 | 0 | 0 | 0 | 0 | 0 | 0 | 0 | 0 | 0 | 0 | 0 | 0 | 0 | 0 | 0 | 0 | 0
F3_Commercial_Other Health_Existing_Water Heating_Natural Gas_Water Heater_E9 | F3 | Commercial | Other Health | Existing | Water Heating | Natural Gas | Water Heater | E9 | System - kBTUs of Consumption | 0 | 0 | 0 | 0 | 0 | 0 | 0 | 0 | 0 | 0 | 0 | 0 | 0 | 0 | 0 | 0 | 0 | 0 | 0 | 0 | 0 | 0 | 0 | 0 | 0 | 0 | 0 | 0 | 0 | 0 | 0 | 0 | 0
F3_Commercial_Other Health_Existing_Water Heating_Natural Gas_Water Heater_E10 | F3 | Commercial | Other Health | Existing | Water Heating | Natural Gas | Water Heater | E10 | System - kBTUs of Consumption | 0 | 0 | 0 | 0 | 0 | 0 | 0 | 0 | 0 | 0 | 0 | 0 | 0 | 0 | 0 | 0 | 0 | 0 | 0 | 0 | 0 | 0 | 0 | 0 | 0 | 0 | 0 | 0 | 0 | 0 | 0 | 0 | 0
F4_Commercial_Other Health_Existing_Water Heating_Natural Gas_Water Heater_E1 | F4 | Commercial | Other Health | Existing | Water Heating | Natural Gas | Water Heater | E1 | Utility - Cost of Equipment | 0.41005 | 0.41379 | 0.41825 | 0.42343 | 0.42946 | 0.43661 | 0.44239 | 0.44782 | 0.45319 | 0.45859 | 0.46351 | 0.46784 | 0.47219 | 0.47679 | 0.48209 | 0.48735 | 0.49316 | 0.49955 | 0.50633 | 0.51333 | 0.52047 | 0.52718 | 0.53333 | 0.53893 | 0.54388 | 0.54809 | 0.55105 | 0.55323 | 0.5551 | 0.5567 | 0.55829 | 0.559 | 0.559
F4_Commercial_Other Health_Existing_Water Heating_Natural Gas_Water Heater_E2 | F4 | Commercial | Other Health | Existing | Water Heating | Natural Gas | Water Heater | E2 | Utility - Cost of Equipment | 0.40498 | 0.40869 | 0.41309 | 0.4182 | 0.42416 | 0.43122 | 0.43692 | 0.44229 | 0.4476 | 0.45293 | 0.45779 | 0.46207 | 0.46636 | 0.4709 | 0.47614 | 0.48134 | 0.48707 | 0.49339 | 0.50008 | 0.50699 | 0.51405 | 0.52067 | 0.52674 | 0.53228 | 0.53716 | 0.54132 | 0.54425 | 0.5464 | 0.54825 | 0.54983 | 0.5514 | 0.5521 | 0.5521
F4_Commercial_Other Health_Existing_Water Heating_Natural Gas_Water Heater_E3 | F4 | Commercial | Other Health | Existing | Water Heating | Natural Gas | Water Heater | E3 | Utility - Cost of Equipment | 0.37277 | 0.37618 | 0.38023 | 0.38493 | 0.39042 | 0.39692 | 0.40217 | 0.40711 | 0.41199 | 0.4169 | 0.42138 | 0.42531 | 0.42927 | 0.43344 | 0.43826 | 0.44305 | 0.44832 | 0.45414 | 0.4603 | 0.46666 | 0.47316 | 0.47926 | 0.48484 | 0.48994 | 0.49443 | 0.49826 | 0.50095 | 0.50293 | 0.50464 | 0.50609 | 0.50754 | 0.50819 | 0.50819
F4_Commercial_Other Health_Existing_Water Heating_Natural Gas_Water Heater_E4 | F4 | Commercial | Other Health | Existing | Water Heating | Natural Gas | Water Heater | E4 | Utility - Cost of Equipment | 0.34898 | 0.35216 | 0.35596 | 0.36036 | 0.3655 | 0.37158 | 0.3765 | 0.38112 | 0.38569 | 0.39029 | 0.39448 | 0.39816 | 0.40187 | 0.40578 | 0.41029 | 0.41477 | 0.41971 | 0.42515 | 0.43092 | 0.43687 | 0.44296 | 0.44867 | 0.4539 | 0.45866 | 0.46287 | 0.46646 | 0.46898 | 0.47083 | 0.47243 | 0.47379 | 0.47514 | 0.47575 | 0.47575
F4_Commercial_Other Health_Existing_Water Heating_Natural Gas_Water Heater_E5 | F4 | Commercial | Other Health | Existing | Water Heating | Natural Gas | Water Heater | E5 | Utility - Cost of Equipment | 0.34171 | 0.34483 | 0.34854 | 0.35286 | 0.35789 | 0.36384 | 0.36865 | 0.37318 | 0.37766 | 0.38216 | 0.38626 | 0.38987 | 0.39349 | 0.39732 | 0.40174 | 0.40613 | 0.41096 | 0.4163 | 0.42195 | 0.42777 | 0.43373 | 0.43932 | 0.44444 | 0.44911 | 0.45323 | 0.45674 | 0.45921 | 0.46102 | 0.46259 | 0.46392 | 0.46524 | 0.46584 | 0.46584
F4_Commercial_Other Health_Existing_Water Heating_Natural Gas_Water Heater_E6 | F4 | Commercial | Other Health | Existing | Water Heating | Natural Gas | Water Heater | E6 | Utility - Cost of Equipment | 0.33473 | 0.33779 | 0.34143 | 0.34565 | 0.35058 | 0.35642 | 0.36113 | 0.36557 | 0.36995 | 0.37436 | 0.37838 | 0.38191 | 0.38546 | 0.38921 | 0.39354 | 0.39784 | 0.40258 | 0.4078 | 0.41333 | 0.41904 | 0.42488 | 0.43035 | 0.43537 | 0.43994 | 0.44398 | 0.44742 | 0.44984 | 0.45161 | 0.45315 | 0.45445 | 0.45575 | 0.45633 | 0.45633
F4_Commercial_Other Health_Existing_Water Heating_Natural Gas_Water Heater_E7 | F4 | Commercial | Other Health | Existing | Water Heating | Natural Gas | Water Heater | E7 | Utility - Cost of Equipment | 0.31433 | 0.31741 | 0.32081 | 0.32453 | 0.32872 | 0.33362 | 0.33772 | 0.34167 | 0.34572 | 0.34993 | 0.35396 | 0.35772 | 0.36153 | 0.36543 | 0.36966 | 0.37374 | 0.37806 | 0.38263 | 0.38733 | 0.39208 | 0.39684 | 0.40128 | 0.40527 | 0.4088 | 0.41186 | 0.41447 | 0.4163 | 0.41765 | 0.41881 | 0.4198 | 0.42078 | 0.42123 | 0.42123
F4_Commercial_Other Health_Existing_Water Heating_Natural Gas_Water Heater_E8 | F4 | Commercial | Other Health | Existing | Water Heating | Natural Gas | Water Heater | E8 | Utility - Cost of Equipment | 0 | 0 | 0 | 0 | 0 | 0 | 0 | 0 | 0 | 0 | 0 | 0 | 0 | 0 | 0 | 0 | 0 | 0 | 0 | 0 | 0 | 0 | 0 | 0 | 0 | 0 | 0 | 0 | 0 | 0 | 0 | 0 | 0
F4_Commercial_Other Health_Existing_Water Heating_Natural Gas_Water Heater_E9 | F4 | Commercial | Other Health | Existing | Water Heating | Natural Gas | Water Heater | E9 | Utility - Cost of Equipment | 0 | 0 | 0 | 0 | 0 | 0 | 0 | 0 | 0 | 0 | 0 | 0 | 0 | 0 | 0 | 0 | 0 | 0 | 0 | 0 | 0 | 0 | 0 | 0 | 0 | 0 | 0 | 0 | 0 | 0 | 0 | 0 | 0
F4_Commercial_Other Health_Existing_Water Heating_Natural Gas_Water Heater_E10 | F4 | Commercial | Other Health | Existing | Water Heating | Natural Gas | Water Heater | E10 | Utility - Cost of Equipment | 0 | 0 | 0 | 0 | 0 | 0 | 0 | 0 | 0 | 0 | 0 | 0 | 0 | 0 | 0 | 0 | 0 | 0 | 0 | 0 | 0 | 0 | 0 | 0 | 0 | 0 | 0 | 0 | 0 | 0 | 0 | 0 | 0
F5_Commercial_Other Health_Existing_Water Heating_Natural Gas_Water Heater_E1 | F5 | Commercial | Other Health | Existing | Water Heating | Natural Gas | Water Heater | E1 | Utility - Cost of Operation | 0.025309 | 0.025309 | 0.025309 | 0.025309 | 0.025309 | 0.025309 | 0.025309 | 0.025309 | 0.025309 | 0.025309 | 0.025309 | 0.025309 | 0.025309 | 0.025309 | 0.025309 | 0.025309 | 0.025309 | 0.025309 | 0.025309 | 0.025309 | 0.025309 | 0.025309 | 0.025309 | 0.025309 | 0.025309 | 0.025309 | 0.025309 | 0.025309 | 0.025309 | 0.025309 | 0.025309 | 0.025309 | 0.025309
F5_Commercial_Other Health_Existing_Water Heating_Natural Gas_Water Heater_E2 | F5 | Commercial | Other Health | Existing | Water Heating | Natural Gas | Water Heater | E2 | Utility - Cost of Operation | 0.025302 | 0.025302 | 0.025302 | 0.025302 | 0.025302 | 0.025302 | 0.025302 | 0.025302 | 0.025302 | 0.025302 | 0.025302 | 0.025302 | 0.025302 | 0.025302 | 0.025302 | 0.025302 | 0.025302 | 0.025302 | 0.025302 | 0.025302 | 0.025302 | 0.025302 | 0.025302 | 0.025302 | 0.025302 | 0.025302 | 0.025302 | 0.025302 | 0.025302 | 0.025302 | 0.025302 | 0.025302 | 0.025302
F5_Commercial_Other Health_Existing_Water Heating_Natural Gas_Water Heater_E3 | F5 | Commercial | Other Health | Existing | Water Heating | Natural Gas | Water Heater | E3 | Utility - Cost of Operation | 0.025722 | 0.025722 | 0.025722 | 0.025722 | 0.025722 | 0.025722 | 0.025722 | 0.025722 | 0.025722 | 0.025722 | 0.025722 | 0.025722 | 0.025722 | 0.025722 | 0.025722 | 0.025722 | 0.025722 | 0.025722 | 0.025722 | 0.025722 | 0.025722 | 0.025722 | 0.025722 | 0.025722 | 0.025722 | 0.025722 | 0.025722 | 0.025722 | 0.025722 | 0.025722 | 0.025722 | 0.025722 | 0.025722
F5_Commercial_Other Health_Existing_Water Heating_Natural Gas_Water Heater_E4 | F5 | Commercial | Other Health | Existing | Water Heating | Natural Gas | Water Heater | E4 | Utility - Cost of Operation | 0.026142 | 0.026142 | 0.026142 | 0.026142 | 0.026142 | 0.026142 | 0.026142 | 0.026142 | 0.026142 | 0.026142 | 0.026142 | 0.026142 | 0.026142 | 0.026142 | 0.026142 | 0.026142 | 0.026142 | 0.026142 | 0.026142 | 0.026142 | 0.026142 | 0.026142 | 0.026142 | 0.026142 | 0.026142 | 0.026142 | 0.026142 | 0.026142 | 0.026142 | 0.026142 | 0.026142 | 0.026142 | 0.026142
F5_Commercial_Other Health_Existing_Water Heating_Natural Gas_Water Heater_E5 | F5 | Commercial | Other Health | Existing | Water Heating | Natural Gas | Water Heater | E5 | Utility - Cost of Operation | 0.026699 | 0.026699 | 0.026699 | 0.026699 | 0.026699 | 0.026699 | 0.026699 | 0.026699 | 0.026699 | 0.026699 | 0.026699 | 0.026699 | 0.026699 | 0.026699 | 0.026699 | 0.026699 | 0.026699 | 0.026699 | 0.026699 | 0.026699 | 0.026699 | 0.026699 | 0.026699 | 0.026699 | 0.026699 | 0.026699 | 0.026699 | 0.026699 | 0.026699 | 0.026699 | 0.026699 | 0.026699 | 0.026699
F5_Commercial_Other Health_Existing_Water Heating_Natural Gas_Water Heater_E6 | F5 | Commercial | Other Health | Existing | Water Heating | Natural Gas | Water Heater | E6 | Utility - Cost of Operation | 0.022555 | 0.022555 | 0.022555 | 0.022555 | 0.022555 | 0.022555 | 0.022555 | 0.022555 | 0.022555 | 0.022555 | 0.022555 | 0.022555 | 0.022555 | 0.022555 | 0.022555 | 0.022555 | 0.022555 | 0.022555 | 0.022555 | 0.022555 | 0.022555 | 0.022555 | 0.022555 | 0.022555 | 0.022555 | 0.022555 | 0.022555 | 0.022555 | 0.022555 | 0.022555 | 0.022555 | 0.022555 | 0.022555
F5_Commercial_Other Health_Existing_Water Heating_Natural Gas_Water Heater_E7 | F5 | Commercial | Other Health | Existing | Water Heating | Natural Gas | Water Heater | E7 | Utility - Cost of Operation | 0.028479 | 0.028479 | 0.028479 | 0.028479 | 0.028479 | 0.028479 | 0.028479 | 0.028479 | 0.028479 | 0.028479 | 0.028479 | 0.028479 | 0.028479 | 0.028479 | 0.028479 | 0.028479 | 0.028479 | 0.028479 | 0.028479 | 0.028479 | 0.028479 | 0.028479 | 0.028479 | 0.028479 | 0.028479 | 0.028479 | 0.028479 | 0.028479 | 0.028479 | 0.028479 | 0.028479 | 0.028479 | 0.028479
F5_Commercial_Other Health_Existing_Water Heating_Natural Gas_Water Heater_E8 | F5 | Commercial | Other Health | Existing | Water Heating | Natural Gas | Water Heater | E8 | Utility - Cost of Operation | 0 | 0 | 0 | 0 | 0 | 0 | 0 | 0 | 0 | 0 | 0 | 0 | 0 | 0 | 0 | 0 | 0 | 0 | 0 | 0 | 0 | 0 | 0 | 0 | 0 | 0 | 0 | 0 | 0 | 0 | 0 | 0 | 0
F5_Commercial_Other Health_Existing_Water Heating_Natural Gas_Water Heater_E9 | F5 | Commercial | Other Health | Existing | Water Heating | Natural Gas | Water Heater | E9 | Utility - Cost of Operation | 0 | 0 | 0 | 0 | 0 | 0 | 0 | 0 | 0 | 0 | 0 | 0 | 0 | 0 | 0 | 0 | 0 | 0 | 0 | 0 | 0 | 0 | 0 | 0 | 0 | 0 | 0 | 0 | 0 | 0 | 0 | 0 | 0
F5_Commercial_Other Health_Existing_Water Heating_Natural Gas_Water Heater_E10 | F5 | Commercial | Other Health | Existing | Water Heating | Natural Gas | Water Heater | E10 | Utility - Cost of Operation | 0 | 0 | 0 | 0 | 0 | 0 | 0 | 0 | 0 | 0 | 0 | 0 | 0 | 0 | 0 | 0 | 0 | 0 | 0 | 0 | 0 | 0 | 0 | 0 | 0 | 0 | 0 | 0 | 0 | 0 | 0 | 0 | 0
F6_Commercial_Other Health_Existing_Water Heating_Natural Gas_Water Heater_E1 | F6 | Commercial | Other Health | Existing | Water Heating | Natural Gas | Water Heater | E1 | Utility - Value of Sales | 0.31807 | 0.31807 | 0.31807 | 0.31807 | 0.31807 | 0.31807 | 0.31807 | 0.31807 | 0.31807 | 0.31807 | 0.31807 | 0.31807 | 0.31807 | 0.31807 | 0.31807 | 0.31807 | 0.31807 | 0.31807 | 0.31807 | 0.31807 | 0.31807 | 0.31807 | 0.31807 | 0.31807 | 0.31807 | 0.31807 | 0.31807 | 0.31807 | 0.31807 | 0.31807 | 0.31807 | 0.31807 | 0.31807
F6_Commercial_Other Health_Existing_Water Heating_Natural Gas_Water Heater_E2 | F6 | Commercial | Other Health | Existing | Water Heating | Natural Gas | Water Heater | E2 | Utility - Value of Sales | 0.31414 | 0.31414 | 0.31414 | 0.31414 | 0.31414 | 0.31414 | 0.31414 | 0.31414 | 0.31414 | 0.31414 | 0.31414 | 0.31414 | 0.31414 | 0.31414 | 0.31414 | 0.31414 | 0.31414 | 0.31414 | 0.31414 | 0.31414 | 0.31414 | 0.31414 | 0.31414 | 0.31414 | 0.31414 | 0.31414 | 0.31414 | 0.31414 | 0.31414 | 0.31414 | 0.31414 | 0.31414 | 0.31414
F6_Commercial_Other Health_Existing_Water Heating_Natural Gas_Water Heater_E3 | F6 | Commercial | Other Health | Existing | Water Heating | Natural Gas | Water Heater | E3 | Utility - Value of Sales | 0.28915 | 0.28915 | 0.28915 | 0.28915 | 0.28915 | 0.28915 | 0.28915 | 0.28915 | 0.28915 | 0.28915 | 0.28915 | 0.28915 | 0.28915 | 0.28915 | 0.28915 | 0.28915 | 0.28915 | 0.28915 | 0.28915 | 0.28915 | 0.28915 | 0.28915 | 0.28915 | 0.28915 | 0.28915 | 0.28915 | 0.28915 | 0.28915 | 0.28915 | 0.28915 | 0.28915 | 0.28915 | 0.28915
F6_Commercial_Other Health_Existing_Water Heating_Natural Gas_Water Heater_E4 | F6 | Commercial | Other Health | Existing | Water Heating | Natural Gas | Water Heater | E4 | Utility - Value of Sales | 0.2707 | 0.2707 | 0.2707 | 0.2707 | 0.2707 | 0.2707 | 0.2707 | 0.2707 | 0.2707 | 0.2707 | 0.2707 | 0.2707 | 0.2707 | 0.2707 | 0.2707 | 0.2707 | 0.2707 | 0.2707 | 0.2707 | 0.2707 | 0.2707 | 0.2707 | 0.2707 | 0.2707 | 0.2707 | 0.2707 | 0.2707 | 0.2707 | 0.2707 | 0.2707 | 0.2707 | 0.2707 | 0.2707
F6_Commercial_Other Health_Existing_Water Heating_Natural Gas_Water Heater_E5 | F6 | Commercial | Other Health | Existing | Water Heating | Natural Gas | Water Heater | E5 | Utility - Value of Sales | 0.26506 | 0.26506 | 0.26506 | 0.26506 | 0.26506 | 0.26506 | 0.26506 | 0.26506 | 0.26506 | 0.26506 | 0.26506 | 0.26506 | 0.26506 | 0.26506 | 0.26506 | 0.26506 | 0.26506 | 0.26506 | 0.26506 | 0.26506 | 0.26506 | 0.26506 | 0.26506 | 0.26506 | 0.26506 | 0.26506 | 0.26506 | 0.26506 | 0.26506 | 0.26506 | 0.26506 | 0.26506 | 0.26506
F6_Commercial_Other Health_Existing_Water Heating_Natural Gas_Water Heater_E6 | F6 | Commercial | Other Health | Existing | Water Heating | Natural Gas | Water Heater | E6 | Utility - Value of Sales | 0.25965 | 0.25965 | 0.25965 | 0.25965 | 0.25965 | 0.25965 | 0.25965 | 0.25965 | 0.25965 | 0.25965 | 0.25965 | 0.25965 | 0.25965 | 0.25965 | 0.25965 | 0.25965 | 0.25965 | 0.25965 | 0.25965 | 0.25965 | 0.25965 | 0.25965 | 0.25965 | 0.25965 | 0.25965 | 0.25965 | 0.25965 | 0.25965 | 0.25965 | 0.25965 | 0.25965 | 0.25965 | 0.25965
F6_Commercial_Other Health_Existing_Water Heating_Natural Gas_Water Heater_E7 | F6 | Commercial | Other Health | Existing | Water Heating | Natural Gas | Water Heater | E7 | Utility - Value of Sales | 0.24005 | 0.24005 | 0.24005 | 0.24005 | 0.24005 | 0.24005 | 0.24005 | 0.24005 | 0.24005 | 0.24005 | 0.24005 | 0.24005 | 0.24005 | 0.24005 | 0.24005 | 0.24005 | 0.24005 | 0.24005 | 0.24005 | 0.24005 | 0.24005 | 0.24005 | 0.24005 | 0.24005 | 0.24005 | 0.24005 | 0.24005 | 0.24005 | 0.24005 | 0.24005 | 0.24005 | 0.24005 | 0.24005
F6_Commercial_Other Health_Existing_Water Heating_Natural Gas_Water Heater_E8 | F6 | Commercial | Other Health | Existing | Water Heating | Natural Gas | Water Heater | E8 | Utility - Value of Sales | 0 | 0 | 0 | 0 | 0 | 0 | 0 | 0 | 0 | 0 | 0 | 0 | 0 | 0 | 0 | 0 | 0 | 0 | 0 | 0 | 0 | 0 | 0 | 0 | 0 | 0 | 0 | 0 | 0 | 0 | 0 | 0 | 0
F6_Commercial_Other Health_Existing_Water Heating_Natural Gas_Water Heater_E9 | F6 | Commercial | Other Health | Existing | Water Heating | Natural Gas | Water Heater | E9 | Utility - Value of Sales | 0 | 0 | 0 | 0 | 0 | 0 | 0 | 0 | 0 | 0 | 0 | 0 | 0 | 0 | 0 | 0 | 0 | 0 | 0 | 0 | 0 | 0 | 0 | 0 | 0 | 0 | 0 | 0 | 0 | 0 | 0 | 0 | 0
F6_Commercial_Other Health_Existing_Water Heating_Natural Gas_Water Heater_E10 | F6 | Commercial | Other Health | Existing | Water Heating | Natural Gas | Water Heater | E10 | Utility - Value of Sales | 0 | 0 | 0 | 0 | 0 | 0 | 0 | 0 | 0 | 0 | 0 | 0 | 0 | 0 | 0 | 0 | 0 | 0 | 0 | 0 | 0 | 0 | 0 | 0 | 0 | 0 | 0 | 0 | 0 | 0 | 0 | 0 | 0
F1_Commercial_Other Health_Existing_Food Preparation_Natural Gas_Oven_E1 | F1 | Commercial | Other Health | Existing | Food Preparation | Natural Gas | Oven | E1 | RVT - Cost of Equipment | 0.13405 | 0.13507 | 0.13621 | 0.13747 | 0.1389 | 0.14056 | 0.1419 | 0.14319 | 0.1445 | 0.14586 | 0.14716 | 0.14835 | 0.14958 | 0.15086 | 0.15227 | 0.15366 | 0.15513 | 0.15667 | 0.15829 | 0.15994 | 0.1616 | 0.16316 | 0.16456 | 0.1658 | 0.16687 | 0.16779 | 0.16843 | 0.16891 | 0.16932 | 0.16967 | 0.17002 | 0.17018 | 0.17018
F1_Commercial_Other Health_Existing_Food Preparation_Natural Gas_Oven_E2 | F1 | Commercial | Other Health | Existing | Food Preparation | Natural Gas | Oven | E2 | RVT - Cost of Equipment | 0.11647 | 0.11736 | 0.11835 | 0.11944 | 0.12068 | 0.12212 | 0.12329 | 0.12441 | 0.12555 | 0.12673 | 0.12786 | 0.1289 | 0.12996 | 0.13107 | 0.1323 | 0.13351 | 0.13478 | 0.13613 | 0.13753 | 0.13897 | 0.14041 | 0.14176 | 0.14298 | 0.14406 | 0.14499 | 0.14579 | 0.14634 | 0.14676 | 0.14712 | 0.14742 | 0.14773 | 0.14786 | 0.14786
F1_Commercial_Other Health_Existing_Food Preparation_Natural Gas_Oven_E3 | F1 | Commercial | Other Health | Existing | Food Preparation | Natural Gas | Oven | E3 | RVT - Cost of Equipment | 0 | 0 | 0 | 0 | 0 | 0 | 0 | 0 | 0 | 0 | 0 | 0 | 0 | 0 | 0 | 0 | 0 | 0 | 0 | 0 | 0 | 0 | 0 | 0 | 0 | 0 | 0 | 0 | 0 | 0 | 0 | 0 | 0
F1_Commercial_Other Health_Existing_Food Preparation_Natural Gas_Oven_E4 | F1 | Commercial | Other Health | Existing | Food Preparation | Natural Gas | Oven | E4 | RVT - Cost of Equipment | 0 | 0 | 0 | 0 | 0 | 0 | 0 | 0 | 0 | 0 | 0 | 0 | 0 | 0 | 0 | 0 | 0 | 0 | 0 | 0 | 0 | 0 | 0 | 0 | 0 | 0 | 0 | 0 | 0 | 0 | 0 | 0 | 0
F1_Commercial_Other Health_Existing_Food Preparation_Natural Gas_Oven_E5 | F1 | Commercial | Other Health | Existing | Food Preparation | Natural Gas | Oven | E5 | RVT - Cost of Equipment | 0 | 0 | 0 | 0 | 0 | 0 | 0 | 0 | 0 | 0 | 0 | 0 | 0 | 0 | 0 | 0 | 0 | 0 | 0 | 0 | 0 | 0 | 0 | 0 | 0 | 0 | 0 | 0 | 0 | 0 | 0 | 0 | 0
F1_Commercial_Other Health_Existing_Food Preparation_Natural Gas_Oven_E6 | F1 | Commercial | Other Health | Existing | Food Preparation | Natural Gas | Oven | E6 | RVT - Cost of Equipment | 0 | 0 | 0 | 0 | 0 | 0 | 0 | 0 | 0 | 0 | 0 | 0 | 0 | 0 | 0 | 0 | 0 | 0 | 0 | 0 | 0 | 0 | 0 | 0 | 0 | 0 | 0 | 0 | 0 | 0 | 0 | 0 | 0
F1_Commercial_Other Health_Existing_Food Preparation_Natural Gas_Oven_E7 | F1 | Commercial | Other Health | Existing | Food Preparation | Natural Gas | Oven | E7 | RVT - Cost of Equipment | 0 | 0 | 0 | 0 | 0 | 0 | 0 | 0 | 0 | 0 | 0 | 0 | 0 | 0 | 0 | 0 | 0 | 0 | 0 | 0 | 0 | 0 | 0 | 0 | 0 | 0 | 0 | 0 | 0 | 0 | 0 | 0 | 0
F1_Commercial_Other Health_Existing_Food Preparation_Natural Gas_Oven_E8 | F1 | Commercial | Other Health | Existing | Food Preparation | Natural Gas | Oven | E8 | RVT - Cost of Equipment | 0 | 0 | 0 | 0 | 0 | 0 | 0 | 0 | 0 | 0 | 0 | 0 | 0 | 0 | 0 | 0 | 0 | 0 | 0 | 0 | 0 | 0 | 0 | 0 | 0 | 0 | 0 | 0 | 0 | 0 | 0 | 0 | 0
F1_Commercial_Other Health_Existing_Food Preparation_Natural Gas_Oven_E9 | F1 | Commercial | Other Health | Existing | Food Preparation | Natural Gas | Oven | E9 | RVT - Cost of Equipment | 0 | 0 | 0 | 0 | 0 | 0 | 0 | 0 | 0 | 0 | 0 | 0 | 0 | 0 | 0 | 0 | 0 | 0 | 0 | 0 | 0 | 0 | 0 | 0 | 0 | 0 | 0 | 0 | 0 | 0 | 0 | 0 | 0
F1_Commercial_Other Health_Existing_Food Preparation_Natural Gas_Oven_E10 | F1 | Commercial | Other Health | Existing | Food Preparation | Natural Gas | Oven | E10 | RVT - Cost of Equipment | 0 | 0 | 0 | 0 | 0 | 0 | 0 | 0 | 0 | 0 | 0 | 0 | 0 | 0 | 0 | 0 | 0 | 0 | 0 | 0 | 0 | 0 | 0 | 0 | 0 | 0 | 0 | 0 | 0 | 0 | 0 | 0 | 0
F2_Commercial_Other Health_Existing_Food Preparation_Natural Gas_Oven_E1 | F2 | Commercial | Other Health | Existing | Food Preparation | Natural Gas | Oven | E1 | RVT - Cost of Operation | 0.1606 | 0.16182 | 0.16319 | 0.1647 | 0.16641 | 0.16839 | 0.17 | 0.17155 | 0.17312 | 0.17475 | 0.17631 | 0.17774 | 0.1792 | 0.18074 | 0.18243 | 0.18409 | 0.18585 | 0.18771 | 0.18964 | 0.19162 | 0.19361 | 0.19547 | 0.19715 | 0.19864 | 0.19992 | 0.20103 | 0.20179 | 0.20236 | 0.20286 | 0.20328 | 0.2037 | 0.20388 | 0.20388
F2_Commercial_Other Health_Existing_Food Preparation_Natural Gas_Oven_E2 | F2 | Commercial | Other Health | Existing | Food Preparation | Natural Gas | Oven | E2 | RVT - Cost of Operation | 0.13954 | 0.1406 | 0.14179 | 0.1431 | 0.14459 | 0.14631 | 0.14771 | 0.14905 | 0.15041 | 0.15183 | 0.15319 | 0.15443 | 0.1557 | 0.15703 | 0.15851 | 0.15995 | 0.16148 | 0.16309 | 0.16477 | 0.16649 | 0.16822 | 0.16984 | 0.1713 | 0.17259 | 0.1737 | 0.17466 | 0.17533 | 0.17583 | 0.17625 | 0.17662 | 0.17698 | 0.17714 | 0.17714
F2_Commercial_Other Health_Existing_Food Preparation_Natural Gas_Oven_E3 | F2 | Commercial | Other Health | Existing | Food Preparation | Natural Gas | Oven | E3 | RVT - Cost of Operation | 0 | 0 | 0 | 0 | 0 | 0 | 0 | 0 | 0 | 0 | 0 | 0 | 0 | 0 | 0 | 0 | 0 | 0 | 0 | 0 | 0 | 0 | 0 | 0 | 0 | 0 | 0 | 0 | 0 | 0 | 0 | 0 | 0
F2_Commercial_Other Health_Existing_Food Preparation_Natural Gas_Oven_E4 | F2 | Commercial | Other Health | Existing | Food Preparation | Natural Gas | Oven | E4 | RVT - Cost of Operation | 0 | 0 | 0 | 0 | 0 | 0 | 0 | 0 | 0 | 0 | 0 | 0 | 0 | 0 | 0 | 0 | 0 | 0 | 0 | 0 | 0 | 0 | 0 | 0 | 0 | 0 | 0 | 0 | 0 | 0 | 0 | 0 | 0
F2_Commercial_Other Health_Existing_Food Preparation_Natural Gas_Oven_E5 | F2 | Commercial | Other Health | Existing | Food Preparation | Natural Gas | Oven | E5 | RVT - Cost of Operation | 0 | 0 | 0 | 0 | 0 | 0 | 0 | 0 | 0 | 0 | 0 | 0 | 0 | 0 | 0 | 0 | 0 | 0 | 0 | 0 | 0 | 0 | 0 | 0 | 0 | 0 | 0 | 0 | 0 | 0 | 0 | 0 | 0
F2_Commercial_Other Health_Existing_Food Preparation_Natural Gas_Oven_E6 | F2 | Commercial | Other Health | Existing | Food Preparation | Natural Gas | Oven | E6 | RVT - Cost of Operation | 0 | 0 | 0 | 0 | 0 | 0 | 0 | 0 | 0 | 0 | 0 | 0 | 0 | 0 | 0 | 0 | 0 | 0 | 0 | 0 | 0 | 0 | 0 | 0 | 0 | 0 | 0 | 0 | 0 | 0 | 0 | 0 | 0
F2_Commercial_Other Health_Existing_Food Preparation_Natural Gas_Oven_E7 | F2 | Commercial | Other Health | Existing | Food Preparation | Natural Gas | Oven | E7 | RVT - Cost of Operation | 0 | 0 | 0 | 0 | 0 | 0 | 0 | 0 | 0 | 0 | 0 | 0 | 0 | 0 | 0 | 0 | 0 | 0 | 0 | 0 | 0 | 0 | 0 | 0 | 0 | 0 | 0 | 0 | 0 | 0 | 0 | 0 | 0
F2_Commercial_Other Health_Existing_Food Preparation_Natural Gas_Oven_E8 | F2 | Commercial | Other Health | Existing | Food Preparation | Natural Gas | Oven | E8 | RVT - Cost of Operation | 0 | 0 | 0 | 0 | 0 | 0 | 0 | 0 | 0 | 0 | 0 | 0 | 0 | 0 | 0 | 0 | 0 | 0 | 0 | 0 | 0 | 0 | 0 | 0 | 0 | 0 | 0 | 0 | 0 | 0 | 0 | 0 | 0
F2_Commercial_Other Health_Existing_Food Preparation_Natural Gas_Oven_E9 | F2 | Commercial | Other Health | Existing | Food Preparation | Natural Gas | Oven | E9 | RVT - Cost of Operation | 0 | 0 | 0 | 0 | 0 | 0 | 0 | 0 | 0 | 0 | 0 | 0 | 0 | 0 | 0 | 0 | 0 | 0 | 0 | 0 | 0 | 0 | 0 | 0 | 0 | 0 | 0 | 0 | 0 | 0 | 0 | 0 | 0
F2_Commercial_Other Health_Existing_Food Preparation_Natural Gas_Oven_E10 | F2 | Commercial | Other Health | Existing | Food Preparation | Natural Gas | Oven | E10 | RVT - Cost of Operation | 0 | 0 | 0 | 0 | 0 | 0 | 0 | 0 | 0 | 0 | 0 | 0 | 0 | 0 | 0 | 0 | 0 | 0 | 0 | 0 | 0 | 0 | 0 | 0 | 0 | 0 | 0 | 0 | 0 | 0 | 0 | 0 | 0
F3_Commercial_Other Health_Existing_Food Preparation_Natural Gas_Oven_E1 | F3 | Commercial | Other Health | Existing | Food Preparation | Natural Gas | Oven | E1 | System - kBTUs of Consumption | 0.1031 | 0.1031 | 0.1031 | 0.1031 | 0.1031 | 0.1031 | 0.1031 | 0.1031 | 0.1031 | 0.1031 | 0.1031 | 0.1031 | 0.1031 | 0.1031 | 0.1031 | 0.1031 | 0.1031 | 0.1031 | 0.1031 | 0.1031 | 0.1031 | 0.1031 | 0.1031 | 0.1031 | 0.1031 | 0.1031 | 0.1031 | 0.1031 | 0.1031 | 0.1031 | 0.1031 | 0.1031 | 0.1031
F3_Commercial_Other Health_Existing_Food Preparation_Natural Gas_Oven_E2 | F3 | Commercial | Other Health | Existing | Food Preparation | Natural Gas | Oven | E2 | System - kBTUs of Consumption | 0.1086 | 0.1086 | 0.1086 | 0.1086 | 0.1086 | 0.1086 | 0.1086 | 0.1086 | 0.1086 | 0.1086 | 0.1086 | 0.1086 | 0.1086 | 0.1086 | 0.1086 | 0.1086 | 0.1086 | 0.1086 | 0.1086 | 0.1086 | 0.1086 | 0.1086 | 0.1086 | 0.1086 | 0.1086 | 0.1086 | 0.1086 | 0.1086 | 0.1086 | 0.1086 | 0.1086 | 0.1086 | 0.1086
F3_Commercial_Other Health_Existing_Food Preparation_Natural Gas_Oven_E3 | F3 | Commercial | Other Health | Existing | Food Preparation | Natural Gas | Oven | E3 | System - kBTUs of Consumption | 0 | 0 | 0 | 0 | 0 | 0 | 0 | 0 | 0 | 0 | 0 | 0 | 0 | 0 | 0 | 0 | 0 | 0 | 0 | 0 | 0 | 0 | 0 | 0 | 0 | 0 | 0 | 0 | 0 | 0 | 0 | 0 | 0
F3_Commercial_Other Health_Existing_Food Preparation_Natural Gas_Oven_E4 | F3 | Commercial | Other Health | Existing | Food Preparation | Natural Gas | Oven | E4 | System - kBTUs of Consumption | 0 | 0 | 0 | 0 | 0 | 0 | 0 | 0 | 0 | 0 | 0 | 0 | 0 | 0 | 0 | 0 | 0 | 0 | 0 | 0 | 0 | 0 | 0 | 0 | 0 | 0 | 0 | 0 | 0 | 0 | 0 | 0 | 0
F3_Commercial_Other Health_Existing_Food Preparation_Natural Gas_Oven_E5 | F3 | Commercial | Other Health | Existing | Food Preparation | Natural Gas | Oven | E5 | System - kBTUs of Consumption | 0 | 0 | 0 | 0 | 0 | 0 | 0 | 0 | 0 | 0 | 0 | 0 | 0 | 0 | 0 | 0 | 0 | 0 | 0 | 0 | 0 | 0 | 0 | 0 | 0 | 0 | 0 | 0 | 0 | 0 | 0 | 0 | 0
F3_Commercial_Other Health_Existing_Food Preparation_Natural Gas_Oven_E6 | F3 | Commercial | Other Health | Existing | Food Preparation | Natural Gas | Oven | E6 | System - kBTUs of Consumption | 0 | 0 | 0 | 0 | 0 | 0 | 0 | 0 | 0 | 0 | 0 | 0 | 0 | 0 | 0 | 0 | 0 | 0 | 0 | 0 | 0 | 0 | 0 | 0 | 0 | 0 | 0 | 0 | 0 | 0 | 0 | 0 | 0
F3_Commercial_Other Health_Existing_Food Preparation_Natural Gas_Oven_E7 | F3 | Commercial | Other Health | Existing | Food Preparation | Natural Gas | Oven | E7 | System - kBTUs of Consumption | 0 | 0 | 0 | 0 | 0 | 0 | 0 | 0 | 0 | 0 | 0 | 0 | 0 | 0 | 0 | 0 | 0 | 0 | 0 | 0 | 0 | 0 | 0 | 0 | 0 | 0 | 0 | 0 | 0 | 0 | 0 | 0 | 0
F3_Commercial_Other Health_Existing_Food Preparation_Natural Gas_Oven_E8 | F3 | Commercial | Other Health | Existing | Food Preparation | Natural Gas | Oven | E8 | System - kBTUs of Consumption | 0 | 0 | 0 | 0 | 0 | 0 | 0 | 0 | 0 | 0 | 0 | 0 | 0 | 0 | 0 | 0 | 0 | 0 | 0 | 0 | 0 | 0 | 0 | 0 | 0 | 0 | 0 | 0 | 0 | 0 | 0 | 0 | 0
F3_Commercial_Other Health_Existing_Food Preparation_Natural Gas_Oven_E9 | F3 | Commercial | Other Health | Existing | Food Preparation | Natural Gas | Oven | E9 | System - kBTUs of Consumption | 0 | 0 | 0 | 0 | 0 | 0 | 0 | 0 | 0 | 0 | 0 | 0 | 0 | 0 | 0 | 0 | 0 | 0 | 0 | 0 | 0 | 0 | 0 | 0 | 0 | 0 | 0 | 0 | 0 | 0 | 0 | 0 | 0
F3_Commercial_Other Health_Existing_Food Preparation_Natural Gas_Oven_E10 | F3 | Commercial | Other Health | Existing | Food Preparation | Natural Gas | Oven | E10 | System - kBTUs of Consumption | 0 | 0 | 0 | 0 | 0 | 0 | 0 | 0 | 0 | 0 | 0 | 0 | 0 | 0 | 0 | 0 | 0 | 0 | 0 | 0 | 0 | 0 | 0 | 0 | 0 | 0 | 0 | 0 | 0 | 0 | 0 | 0 | 0
F4_Commercial_Other Health_Existing_Food Preparation_Natural Gas_Oven_E1 | F4 | Commercial | Other Health | Existing | Food Preparation | Natural Gas | Oven | E1 | Utility - Cost of Equipment | 0.1606 | 0.16182 | 0.16319 | 0.1647 | 0.16641 | 0.16839 | 0.17 | 0.17155 | 0.17312 | 0.17475 | 0.17631 | 0.17774 | 0.1792 | 0.18074 | 0.18243 | 0.18409 | 0.18585 | 0.18771 | 0.18964 | 0.19162 | 0.19361 | 0.19547 | 0.19715 | 0.19864 | 0.19992 | 0.20103 | 0.20179 | 0.20236 | 0.20286 | 0.20328 | 0.2037 | 0.20388 | 0.20388
F4_Commercial_Other Health_Existing_Food Preparation_Natural Gas_Oven_E2 | F4 | Commercial | Other Health | Existing | Food Preparation | Natural Gas | Oven | E2 | Utility - Cost of Equipment | 0.13954 | 0.1406 | 0.14179 | 0.1431 | 0.14459 | 0.14631 | 0.14771 | 0.14905 | 0.15041 | 0.15183 | 0.15319 | 0.15443 | 0.1557 | 0.15703 | 0.15851 | 0.15995 | 0.16148 | 0.16309 | 0.16477 | 0.16649 | 0.16822 | 0.16984 | 0.1713 | 0.17259 | 0.1737 | 0.17466 | 0.17533 | 0.17583 | 0.17625 | 0.17662 | 0.17698 | 0.17714 | 0.17714
F4_Commercial_Other Health_Existing_Food Preparation_Natural Gas_Oven_E3 | F4 | Commercial | Other Health | Existing | Food Preparation | Natural Gas | Oven | E3 | Utility - Cost of Equipment | 0 | 0 | 0 | 0 | 0 | 0 | 0 | 0 | 0 | 0 | 0 | 0 | 0 | 0 | 0 | 0 | 0 | 0 | 0 | 0 | 0 | 0 | 0 | 0 | 0 | 0 | 0 | 0 | 0 | 0 | 0 | 0 | 0
F4_Commercial_Other Health_Existing_Food Preparation_Natural Gas_Oven_E4 | F4 | Commercial | Other Health | Existing | Food Preparation | Natural Gas | Oven | E4 | Utility - Cost of Equipment | 0 | 0 | 0 | 0 | 0 | 0 | 0 | 0 | 0 | 0 | 0 | 0 | 0 | 0 | 0 | 0 | 0 | 0 | 0 | 0 | 0 | 0 | 0 | 0 | 0 | 0 | 0 | 0 | 0 | 0 | 0 | 0 | 0
F4_Commercial_Other Health_Existing_Food Preparation_Natural Gas_Oven_E5 | F4 | Commercial | Other Health | Existing | Food Preparation | Natural Gas | Oven | E5 | Utility - Cost of Equipment | 0 | 0 | 0 | 0 | 0 | 0 | 0 | 0 | 0 | 0 | 0 | 0 | 0 | 0 | 0 | 0 | 0 | 0 | 0 | 0 | 0 | 0 | 0 | 0 | 0 | 0 | 0 | 0 | 0 | 0 | 0 | 0 | 0
F4_Commercial_Other Health_Existing_Food Preparation_Natural Gas_Oven_E6 | F4 | Commercial | Other Health | Existing | Food Preparation | Natural Gas | Oven | E6 | Utility - Cost of Equipment | 0 | 0 | 0 | 0 | 0 | 0 | 0 | 0 | 0 | 0 | 0 | 0 | 0 | 0 | 0 | 0 | 0 | 0 | 0 | 0 | 0 | 0 | 0 | 0 | 0 | 0 | 0 | 0 | 0 | 0 | 0 | 0 | 0
F4_Commercial_Other Health_Existing_Food Preparation_Natural Gas_Oven_E7 | F4 | Commercial | Other Health | Existing | Food Preparation | Natural Gas | Oven | E7 | Utility - Cost of Equipment | 0 | 0 | 0 | 0 | 0 | 0 | 0 | 0 | 0 | 0 | 0 | 0 | 0 | 0 | 0 | 0 | 0 | 0 | 0 | 0 | 0 | 0 | 0 | 0 | 0 | 0 | 0 | 0 | 0 | 0 | 0 | 0 | 0
F4_Commercial_Other Health_Existing_Food Preparation_Natural Gas_Oven_E8 | F4 | Commercial | Other Health | Existing | Food Preparation | Natural Gas | Oven | E8 | Utility - Cost of Equipment | 0 | 0 | 0 | 0 | 0 | 0 | 0 | 0 | 0 | 0 | 0 | 0 | 0 | 0 | 0 | 0 | 0 | 0 | 0 | 0 | 0 | 0 | 0 | 0 | 0 | 0 | 0 | 0 | 0 | 0 | 0 | 0 | 0
F4_Commercial_Other Health_Existing_Food Preparation_Natural Gas_Oven_E9 | F4 | Commercial | Other Health | Existing | Food Preparation | Natural Gas | Oven | E9 | Utility - Cost of Equipment | 0 | 0 | 0 | 0 | 0 | 0 | 0 | 0 | 0 | 0 | 0 | 0 | 0 | 0 | 0 | 0 | 0 | 0 | 0 | 0 | 0 | 0 | 0 | 0 | 0 | 0 | 0 | 0 | 0 | 0 | 0 | 0 | 0
F4_Commercial_Other Health_Existing_Food Preparation_Natural Gas_Oven_E10 | F4 | Commercial | Other Health | Existing | Food Preparation | Natural Gas | Oven | E10 | Utility - Cost of Equipment | 0 | 0 | 0 | 0 | 0 | 0 | 0 | 0 | 0 | 0 | 0 | 0 | 0 | 0 | 0 | 0 | 0 | 0 | 0 | 0 | 0 | 0 | 0 | 0 | 0 | 0 | 0 | 0 | 0 | 0 | 0 | 0 | 0
F5_Commercial_Other Health_Existing_Food Preparation_Natural Gas_Oven_E1 | F5 | Commercial | Other Health | Existing | Food Preparation | Natural Gas | Oven | E1 | Utility - Cost of Operation | 0.1031 | 0.1031 | 0.1031 | 0.1031 | 0.1031 | 0.1031 | 0.1031 | 0.1031 | 0.1031 | 0.1031 | 0.1031 | 0.1031 | 0.1031 | 0.1031 | 0.1031 | 0.1031 | 0.1031 | 0.1031 | 0.1031 | 0.1031 | 0.1031 | 0.1031 | 0.1031 | 0.1031 | 0.1031 | 0.1031 | 0.1031 | 0.1031 | 0.1031 | 0.1031 | 0.1031 | 0.1031 | 0.1031
F5_Commercial_Other Health_Existing_Food Preparation_Natural Gas_Oven_E2 | F5 | Commercial | Other Health | Existing | Food Preparation | Natural Gas | Oven | E2 | Utility - Cost of Operation | 0.1086 | 0.1086 | 0.1086 | 0.1086 | 0.1086 | 0.1086 | 0.1086 | 0.1086 | 0.1086 | 0.1086 | 0.1086 | 0.1086 | 0.1086 | 0.1086 | 0.1086 | 0.1086 | 0.1086 | 0.1086 | 0.1086 | 0.1086 | 0.1086 | 0.1086 | 0.1086 | 0.1086 | 0.1086 | 0.1086 | 0.1086 | 0.1086 | 0.1086 | 0.1086 | 0.1086 | 0.1086 | 0.1086
F5_Commercial_Other Health_Existing_Food Preparation_Natural Gas_Oven_E3 | F5 | Commercial | Other Health | Existing | Food Preparation | Natural Gas | Oven | E3 | Utility - Cost of Operation | 0 | 0 | 0 | 0 | 0 | 0 | 0 | 0 | 0 | 0 | 0 | 0 | 0 | 0 | 0 | 0 | 0 | 0 | 0 | 0 | 0 | 0 | 0 | 0 | 0 | 0 | 0 | 0 | 0 | 0 | 0 | 0 | 0
F5_Commercial_Other Health_Existing_Food Preparation_Natural Gas_Oven_E4 | F5 | Commercial | Other Health | Existing | Food Preparation | Natural Gas | Oven | E4 | Utility - Cost of Operation | 0 | 0 | 0 | 0 | 0 | 0 | 0 | 0 | 0 | 0 | 0 | 0 | 0 | 0 | 0 | 0 | 0 | 0 | 0 | 0 | 0 | 0 | 0 | 0 | 0 | 0 | 0 | 0 | 0 | 0 | 0 | 0 | 0
F5_Commercial_Other Health_Existing_Food Preparation_Natural Gas_Oven_E5 | F5 | Commercial | Other Health | Existing | Food Preparation | Natural Gas | Oven | E5 | Utility - Cost of Operation | 0 | 0 | 0 | 0 | 0 | 0 | 0 | 0 | 0 | 0 | 0 | 0 | 0 | 0 | 0 | 0 | 0 | 0 | 0 | 0 | 0 | 0 | 0 | 0 | 0 | 0 | 0 | 0 | 0 | 0 | 0 | 0 | 0
F5_Commercial_Other Health_Existing_Food Preparation_Natural Gas_Oven_E6 | F5 | Commercial | Other Health | Existing | Food Preparation | Natural Gas | Oven | E6 | Utility - Cost of Operation | 0 | 0 | 0 | 0 | 0 | 0 | 0 | 0 | 0 | 0 | 0 | 0 | 0 | 0 | 0 | 0 | 0 | 0 | 0 | 0 | 0 | 0 | 0 | 0 | 0 | 0 | 0 | 0 | 0 | 0 | 0 | 0 | 0
F5_Commercial_Other Health_Existing_Food Preparation_Natural Gas_Oven_E7 | F5 | Commercial | Other Health | Existing | Food Preparation | Natural Gas | Oven | E7 | Utility - Cost of Operation | 0 | 0 | 0 | 0 | 0 | 0 | 0 | 0 | 0 | 0 | 0 | 0 | 0 | 0 | 0 | 0 | 0 | 0 | 0 | 0 | 0 | 0 | 0 | 0 | 0 | 0 | 0 | 0 | 0 | 0 | 0 | 0 | 0
F5_Commercial_Other Health_Existing_Food Preparation_Natural Gas_Oven_E8 | F5 | Commercial | Other Health | Existing | Food Preparation | Natural Gas | Oven | E8 | Utility - Cost of Operation | 0 | 0 | 0 | 0 | 0 | 0 | 0 | 0 | 0 | 0 | 0 | 0 | 0 | 0 | 0 | 0 | 0 | 0 | 0 | 0 | 0 | 0 | 0 | 0 | 0 | 0 | 0 | 0 | 0 | 0 | 0 | 0 | 0
F5_Commercial_Other Health_Existing_Food Preparation_Natural Gas_Oven_E9 | F5 | Commercial | Other Health | Existing | Food Preparation | Natural Gas | Oven | E9 | Utility - Cost of Operation | 0 | 0 | 0 | 0 | 0 | 0 | 0 | 0 | 0 | 0 | 0 | 0 | 0 | 0 | 0 | 0 | 0 | 0 | 0 | 0 | 0 | 0 | 0 | 0 | 0 | 0 | 0 | 0 | 0 | 0 | 0 | 0 | 0
F5_Commercial_Other Health_Existing_Food Preparation_Natural Gas_Oven_E10 | F5 | Commercial | Other Health | Existing | Food Preparation | Natural Gas | Oven | E10 | Utility - Cost of Operation | 0 | 0 | 0 | 0 | 0 | 0 | 0 | 0 | 0 | 0 | 0 | 0 | 0 | 0 | 0 | 0 | 0 | 0 | 0 | 0 | 0 | 0 | 0 | 0 | 0 | 0 | 0 | 0 | 0 | 0 | 0 | 0 | 0
F6_Commercial_Other Health_Existing_Food Preparation_Natural Gas_Oven_E1 | F6 | Commercial | Other Health | Existing | Food Preparation | Natural Gas | Oven | E1 | Utility - Value of Sales | 0.095115 | 0.095115 | 0.095115 | 0.095115 | 0.095115 | 0.095115 | 0.095115 | 0.095115 | 0.095115 | 0.095115 | 0.095115 | 0.095115 | 0.095115 | 0.095115 | 0.095115 | 0.095115 | 0.095115 | 0.095115 | 0.095115 | 0.095115 | 0.095115 | 0.095115 | 0.095115 | 0.095115 | 0.095115 | 0.095115 | 0.095115 | 0.095115 | 0.095115 | 0.095115 | 0.095115 | 0.095115 | 0.095115
F6_Commercial_Other Health_Existing_Food Preparation_Natural Gas_Oven_E2 | F6 | Commercial | Other Health | Existing | Food Preparation | Natural Gas | Oven | E2 | Utility - Value of Sales | 0.082641 | 0.082641 | 0.082641 | 0.082641 | 0.082641 | 0.082641 | 0.082641 | 0.082641 | 0.082641 | 0.082641 | 0.082641 | 0.082641 | 0.082641 | 0.082641 | 0.082641 | 0.082641 | 0.082641 | 0.082641 | 0.082641 | 0.082641 | 0.082641 | 0.082641 | 0.082641 | 0.082641 | 0.082641 | 0.082641 | 0.082641 | 0.082641 | 0.082641 | 0.082641 | 0.082641 | 0.082641 | 0.082641
F6_Commercial_Other Health_Existing_Food Preparation_Natural Gas_Oven_E3 | F6 | Commercial | Other Health | Existing | Food Preparation | Natural Gas | Oven | E3 | Utility - Value of Sales | 0 | 0 | 0 | 0 | 0 | 0 | 0 | 0 | 0 | 0 | 0 | 0 | 0 | 0 | 0 | 0 | 0 | 0 | 0 | 0 | 0 | 0 | 0 | 0 | 0 | 0 | 0 | 0 | 0 | 0 | 0 | 0 | 0
F6_Commercial_Other Health_Existing_Food Preparation_Natural Gas_Oven_E4 | F6 | Commercial | Other Health | Existing | Food Preparation | Natural Gas | Oven | E4 | Utility - Value of Sales | 0 | 0 | 0 | 0 | 0 | 0 | 0 | 0 | 0 | 0 | 0 | 0 | 0 | 0 | 0 | 0 | 0 | 0 | 0 | 0 | 0 | 0 | 0 | 0 | 0 | 0 | 0 | 0 | 0 | 0 | 0 | 0 | 0
F6_Commercial_Other Health_Existing_Food Preparation_Natural Gas_Oven_E5 | F6 | Commercial | Other Health | Existing | Food Preparation | Natural Gas | Oven | E5 | Utility - Value of Sales | 0 | 0 | 0 | 0 | 0 | 0 | 0 | 0 | 0 | 0 | 0 | 0 | 0 | 0 | 0 | 0 | 0 | 0 | 0 | 0 | 0 | 0 | 0 | 0 | 0 | 0 | 0 | 0 | 0 | 0 | 0 | 0 | 0
F6_Commercial_Other Health_Existing_Food Preparation_Natural Gas_Oven_E6 | F6 | Commercial | Other Health | Existing | Food Preparation | Natural Gas | Oven | E6 | Utility - Value of Sales | 0 | 0 | 0 | 0 | 0 | 0 | 0 | 0 | 0 | 0 | 0 | 0 | 0 | 0 | 0 | 0 | 0 | 0 | 0 | 0 | 0 | 0 | 0 | 0 | 0 | 0 | 0 | 0 | 0 | 0 | 0 | 0 | 0
F6_Commercial_Other Health_Existing_Food Preparation_Natural Gas_Oven_E7 | F6 | Commercial | Other Health | Existing | Food Preparation | Natural Gas | Oven | E7 | Utility - Value of Sales | 0 | 0 | 0 | 0 | 0 | 0 | 0 | 0 | 0 | 0 | 0 | 0 | 0 | 0 | 0 | 0 | 0 | 0 | 0 | 0 | 0 | 0 | 0 | 0 | 0 | 0 | 0 | 0 | 0 | 0 | 0 | 0 | 0
F6_Commercial_Other Health_Existing_Food Preparation_Natural Gas_Oven_E8 | F6 | Commercial | Other Health | Existing | Food Preparation | Natural Gas | Oven | E8 | Utility - Value of Sales | 0 | 0 | 0 | 0 | 0 | 0 | 0 | 0 | 0 | 0 | 0 | 0 | 0 | 0 | 0 | 0 | 0 | 0 | 0 | 0 | 0 | 0 | 0 | 0 | 0 | 0 | 0 | 0 | 0 | 0 | 0 | 0 | 0
F6_Commercial_Other Health_Existing_Food Preparation_Natural Gas_Oven_E9 | F6 | Commercial | Other Health | Existing | Food Preparation | Natural Gas | Oven | E9 | Utility - Value of Sales | 0 | 0 | 0 | 0 | 0 | 0 | 0 | 0 | 0 | 0 | 0 | 0 | 0 | 0 | 0 | 0 | 0 | 0 | 0 | 0 | 0 | 0 | 0 | 0 | 0 | 0 | 0 | 0 | 0 | 0 | 0 | 0 | 0
F6_Commercial_Other Health_Existing_Food Preparation_Natural Gas_Oven_E10 | F6 | Commercial | Other Health | Existing | Food Preparation | Natural Gas | Oven | E10 | Utility - Value of Sales | 0 | 0 | 0 | 0 | 0 | 0 | 0 | 0 | 0 | 0 | 0 | 0 | 0 | 0 | 0 | 0 | 0 | 0 | 0 | 0 | 0 | 0 | 0 | 0 | 0 | 0 | 0 | 0 | 0 | 0 | 0 | 0 | 0
F1_Commercial_Other Health_Existing_Food Preparation_Natural Gas_Conveyor Oven_E1 | F1 | Commercial | Other Health | Existing | Food Preparation | Natural Gas | Conveyor Oven | E1 | RVT - Cost of Equipment | 0.25156 | 0.25339 | 0.25538 | 0.25756 | 0.26006 | 0.26296 | 0.26551 | 0.26808 | 0.27074 | 0.27351 | 0.27618 | 0.27864 | 0.28105 | 0.28346 | 0.28597 | 0.28836 | 0.29083 | 0.29335 | 0.2959 | 0.29842 | 0.3009 | 0.30317 | 0.30519 | 0.30698 | 0.30852 | 0.30985 | 0.31077 | 0.31146 | 0.31205 | 0.31256 | 0.31306 | 0.31328 | 0.31328
F1_Commercial_Other Health_Existing_Food Preparation_Natural Gas_Conveyor Oven_E2 | F1 | Commercial | Other Health | Existing | Food Preparation | Natural Gas | Conveyor Oven | E2 | RVT - Cost of Equipment | 0.19122 | 0.19261 | 0.19413 | 0.19579 | 0.19769 | 0.19989 | 0.20183 | 0.20378 | 0.20581 | 0.20791 | 0.20994 | 0.21181 | 0.21364 | 0.21547 | 0.21738 | 0.2192 | 0.22108 | 0.22299 | 0.22493 | 0.22685 | 0.22873 | 0.23046 | 0.23199 | 0.23335 | 0.23453 | 0.23554 | 0.23624 | 0.23676 | 0.23721 | 0.23759 | 0.23798 | 0.23815 | 0.23815
F1_Commercial_Other Health_Existing_Food Preparation_Natural Gas_Conveyor Oven_E3 | F1 | Commercial | Other Health | Existing | Food Preparation | Natural Gas | Conveyor Oven | E3 | RVT - Cost of Equipment | 0 | 0 | 0 | 0 | 0 | 0 | 0 | 0 | 0 | 0 | 0 | 0 | 0 | 0 | 0 | 0 | 0 | 0 | 0 | 0 | 0 | 0 | 0 | 0 | 0 | 0 | 0 | 0 | 0 | 0 | 0 | 0 | 0
F1_Commercial_Other Health_Existing_Food Preparation_Natural Gas_Conveyor Oven_E4 | F1 | Commercial | Other Health | Existing | Food Preparation | Natural Gas | Conveyor Oven | E4 | RVT - Cost of Equipment | 0 | 0 | 0 | 0 | 0 | 0 | 0 | 0 | 0 | 0 | 0 | 0 | 0 | 0 | 0 | 0 | 0 | 0 | 0 | 0 | 0 | 0 | 0 | 0 | 0 | 0 | 0 | 0 | 0 | 0 | 0 | 0 | 0
F1_Commercial_Other Health_Existing_Food Preparation_Natural Gas_Conveyor Oven_E5 | F1 | Commercial | Other Health | Existing | Food Preparation | Natural Gas | Conveyor Oven | E5 | RVT - Cost of Equipment | 0 | 0 | 0 | 0 | 0 | 0 | 0 | 0 | 0 | 0 | 0 | 0 | 0 | 0 | 0 | 0 | 0 | 0 | 0 | 0 | 0 | 0 | 0 | 0 | 0 | 0 | 0 | 0 | 0 | 0 | 0 | 0 | 0
F1_Commercial_Other Health_Existing_Food Preparation_Natural Gas_Conveyor Oven_E6 | F1 | Commercial | Other Health | Existing | Food Preparation | Natural Gas | Conveyor Oven | E6 | RVT - Cost of Equipment | 0 | 0 | 0 | 0 | 0 | 0 | 0 | 0 | 0 | 0 | 0 | 0 | 0 | 0 | 0 | 0 | 0 | 0 | 0 | 0 | 0 | 0 | 0 | 0 | 0 | 0 | 0 | 0 | 0 | 0 | 0 | 0 | 0
F1_Commercial_Other Health_Existing_Food Preparation_Natural Gas_Conveyor Oven_E7 | F1 | Commercial | Other Health | Existing | Food Preparation | Natural Gas | Conveyor Oven | E7 | RVT - Cost of Equipment | 0 | 0 | 0 | 0 | 0 | 0 | 0 | 0 | 0 | 0 | 0 | 0 | 0 | 0 | 0 | 0 | 0 | 0 | 0 | 0 | 0 | 0 | 0 | 0 | 0 | 0 | 0 | 0 | 0 | 0 | 0 | 0 | 0
F1_Commercial_Other Health_Existing_Food Preparation_Natural Gas_Conveyor Oven_E8 | F1 | Commercial | Other Health | Existing | Food Preparation | Natural Gas | Conveyor Oven | E8 | RVT - Cost of Equipment | 0 | 0 | 0 | 0 | 0 | 0 | 0 | 0 | 0 | 0 | 0 | 0 | 0 | 0 | 0 | 0 | 0 | 0 | 0 | 0 | 0 | 0 | 0 | 0 | 0 | 0 | 0 | 0 | 0 | 0 | 0 | 0 | 0
F1_Commercial_Other Health_Existing_Food Preparation_Natural Gas_Conveyor Oven_E9 | F1 | Commercial | Other Health | Existing | Food Preparation | Natural Gas | Conveyor Oven | E9 | RVT - Cost of Equipment | 0 | 0 | 0 | 0 | 0 | 0 | 0 | 0 | 0 | 0 | 0 | 0 | 0 | 0 | 0 | 0 | 0 | 0 | 0 | 0 | 0 | 0 | 0 | 0 | 0 | 0 | 0 | 0 | 0 | 0 | 0 | 0 | 0
F1_Commercial_Other Health_Existing_Food Preparation_Natural Gas_Conveyor Oven_E10 | F1 | Commercial | Other Health | Existing | Food Preparation | Natural Gas | Conveyor Oven | E10 | RVT - Cost of Equipment | 0 | 0 | 0 | 0 | 0 | 0 | 0 | 0 | 0 | 0 | 0 | 0 | 0 | 0 | 0 | 0 | 0 | 0 | 0 | 0 | 0 | 0 | 0 | 0 | 0 | 0 | 0 | 0 | 0 | 0 | 0 | 0 | 0
F2_Commercial_Other Health_Existing_Food Preparation_Natural Gas_Conveyor Oven_E1 | F2 | Commercial | Other Health | Existing | Food Preparation | Natural Gas | Conveyor Oven | E1 | RVT - Cost of Operation | 0.30138 | 0.30357 | 0.30596 | 0.30858 | 0.31157 | 0.31504 | 0.31809 | 0.32118 | 0.32437 | 0.32769 | 0.33088 | 0.33383 | 0.33672 | 0.3396 | 0.34261 | 0.34548 | 0.34843 | 0.35146 | 0.35451 | 0.35753 | 0.3605 | 0.36322 | 0.36564 | 0.36778 | 0.36963 | 0.37122 | 0.37233 | 0.37315 | 0.37386 | 0.37447 | 0.37507 | 0.37534 | 0.37534
F2_Commercial_Other Health_Existing_Food Preparation_Natural Gas_Conveyor Oven_E2 | F2 | Commercial | Other Health | Existing | Food Preparation | Natural Gas | Conveyor Oven | E2 | RVT - Cost of Operation | 0.2291 | 0.23076 | 0.23258 | 0.23457 | 0.23684 | 0.23948 | 0.2418 | 0.24414 | 0.24657 | 0.24909 | 0.25152 | 0.25376 | 0.25596 | 0.25815 | 0.26044 | 0.26262 | 0.26486 | 0.26716 | 0.26948 | 0.27178 | 0.27404 | 0.2761 | 0.27794 | 0.27957 | 0.28098 | 0.28219 | 0.28303 | 0.28365 | 0.28419 | 0.28465 | 0.28511 | 0.28531 | 0.28531
F2_Commercial_Other Health_Existing_Food Preparation_Natural Gas_Conveyor Oven_E3 | F2 | Commercial | Other Health | Existing | Food Preparation | Natural Gas | Conveyor Oven | E3 | RVT - Cost of Operation | 0 | 0 | 0 | 0 | 0 | 0 | 0 | 0 | 0 | 0 | 0 | 0 | 0 | 0 | 0 | 0 | 0 | 0 | 0 | 0 | 0 | 0 | 0 | 0 | 0 | 0 | 0 | 0 | 0 | 0 | 0 | 0 | 0
F2_Commercial_Other Health_Existing_Food Preparation_Natural Gas_Conveyor Oven_E4 | F2 | Commercial | Other Health | Existing | Food Preparation | Natural Gas | Conveyor Oven | E4 | RVT - Cost of Operation | 0 | 0 | 0 | 0 | 0 | 0 | 0 | 0 | 0 | 0 | 0 | 0 | 0 | 0 | 0 | 0 | 0 | 0 | 0 | 0 | 0 | 0 | 0 | 0 | 0 | 0 | 0 | 0 | 0 | 0 | 0 | 0 | 0
F2_Commercial_Other Health_Existing_Food Preparation_Natural Gas_Conveyor Oven_E5 | F2 | Commercial | Other Health | Existing | Food Preparation | Natural Gas | Conveyor Oven | E5 | RVT - Cost of Operation | 0 | 0 | 0 | 0 | 0 | 0 | 0 | 0 | 0 | 0 | 0 | 0 | 0 | 0 | 0 | 0 | 0 | 0 | 0 | 0 | 0 | 0 | 0 | 0 | 0 | 0 | 0 | 0 | 0 | 0 | 0 | 0 | 0
F2_Commercial_Other Health_Existing_Food Preparation_Natural Gas_Conveyor Oven_E6 | F2 | Commercial | Other Health | Existing | Food Preparation | Natural Gas | Conveyor Oven | E6 | RVT - Cost of Operation | 0 | 0 | 0 | 0 | 0 | 0 | 0 | 0 | 0 | 0 | 0 | 0 | 0 | 0 | 0 | 0 | 0 | 0 | 0 | 0 | 0 | 0 | 0 | 0 | 0 | 0 | 0 | 0 | 0 | 0 | 0 | 0 | 0
F2_Commercial_Other Health_Existing_Food Preparation_Natural Gas_Conveyor Oven_E7 | F2 | Commercial | Other Health | Existing | Food Preparation | Natural Gas | Conveyor Oven | E7 | RVT - Cost of Operation | 0 | 0 | 0 | 0 | 0 | 0 | 0 | 0 | 0 | 0 | 0 | 0 | 0 | 0 | 0 | 0 | 0 | 0 | 0 | 0 | 0 | 0 | 0 | 0 | 0 | 0 | 0 | 0 | 0 | 0 | 0 | 0 | 0
F2_Commercial_Other Health_Existing_Food Preparation_Natural Gas_Conveyor Oven_E8 | F2 | Commercial | Other Health | Existing | Food Preparation | Natural Gas | Conveyor Oven | E8 | RVT - Cost of Operation | 0 | 0 | 0 | 0 | 0 | 0 | 0 | 0 | 0 | 0 | 0 | 0 | 0 | 0 | 0 | 0 | 0 | 0 | 0 | 0 | 0 | 0 | 0 | 0 | 0 | 0 | 0 | 0 | 0 | 0 | 0 | 0 | 0
F2_Commercial_Other Health_Existing_Food Preparation_Natural Gas_Conveyor Oven_E9 | F2 | Commercial | Other Health | Existing | Food Preparation | Natural Gas | Conveyor Oven | E9 | RVT - Cost of Operation | 0 | 0 | 0 | 0 | 0 | 0 | 0 | 0 | 0 | 0 | 0 | 0 | 0 | 0 | 0 | 0 | 0 | 0 | 0 | 0 | 0 | 0 | 0 | 0 | 0 | 0 | 0 | 0 | 0 | 0 | 0 | 0 | 0
F2_Commercial_Other Health_Existing_Food Preparation_Natural Gas_Conveyor Oven_E10 | F2 | Commercial | Other Health | Existing | Food Preparation | Natural Gas | Conveyor Oven | E10 | RVT - Cost of Operation | 0 | 0 | 0 | 0 | 0 | 0 | 0 | 0 | 0 | 0 | 0 | 0 | 0 | 0 | 0 | 0 | 0 | 0 | 0 | 0 | 0 | 0 | 0 | 0 | 0 | 0 | 0 | 0 | 0 | 0 | 0 | 0 | 0
F3_Commercial_Other Health_Existing_Food Preparation_Natural Gas_Conveyor Oven_E1 | F3 | Commercial | Other Health | Existing | Food Preparation | Natural Gas | Conveyor Oven | E1 | System - kBTUs of Consumption | 0.056687 | 0.056687 | 0.056687 | 0.056687 | 0.056687 | 0.056687 | 0.056687 | 0.056687 | 0.056687 | 0.056687 | 0.056687 | 0.056687 | 0.056687 | 0.056687 | 0.056687 | 0.056687 | 0.056687 | 0.056687 | 0.056687 | 0.056687 | 0.056687 | 0.056687 | 0.056687 | 0.056687 | 0.056687 | 0.056687 | 0.056687 | 0.056687 | 0.056687 | 0.056687 | 0.056687 | 0.056687 | 0.056687
F3_Commercial_Other Health_Existing_Food Preparation_Natural Gas_Conveyor Oven_E2 | F3 | Commercial | Other Health | Existing | Food Preparation | Natural Gas | Conveyor Oven | E2 | System - kBTUs of Consumption | 0.069109 | 0.069109 | 0.069109 | 0.069109 | 0.069109 | 0.069109 | 0.069109 | 0.069109 | 0.069109 | 0.069109 | 0.069109 | 0.069109 | 0.069109 | 0.069109 | 0.069109 | 0.069109 | 0.069109 | 0.069109 | 0.069109 | 0.069109 | 0.069109 | 0.069109 | 0.069109 | 0.069109 | 0.069109 | 0.069109 | 0.069109 | 0.069109 | 0.069109 | 0.069109 | 0.069109 | 0.069109 | 0.069109
F3_Commercial_Other Health_Existing_Food Preparation_Natural Gas_Conveyor Oven_E3 | F3 | Commercial | Other Health | Existing | Food Preparation | Natural Gas | Conveyor Oven | E3 | System - kBTUs of Consumption | 0 | 0 | 0 | 0 | 0 | 0 | 0 | 0 | 0 | 0 | 0 | 0 | 0 | 0 | 0 | 0 | 0 | 0 | 0 | 0 | 0 | 0 | 0 | 0 | 0 | 0 | 0 | 0 | 0 | 0 | 0 | 0 | 0
F3_Commercial_Other Health_Existing_Food Preparation_Natural Gas_Conveyor Oven_E4 | F3 | Commercial | Other Health | Existing | Food Preparation | Natural Gas | Conveyor Oven | E4 | System - kBTUs of Consumption | 0 | 0 | 0 | 0 | 0 | 0 | 0 | 0 | 0 | 0 | 0 | 0 | 0 | 0 | 0 | 0 | 0 | 0 | 0 | 0 | 0 | 0 | 0 | 0 | 0 | 0 | 0 | 0 | 0 | 0 | 0 | 0 | 0
F3_Commercial_Other Health_Existing_Food Preparation_Natural Gas_Conveyor Oven_E5 | F3 | Commercial | Other Health | Existing | Food Preparation | Natural Gas | Conveyor Oven | E5 | System - kBTUs of Consumption | 0 | 0 | 0 | 0 | 0 | 0 | 0 | 0 | 0 | 0 | 0 | 0 | 0 | 0 | 0 | 0 | 0 | 0 | 0 | 0 | 0 | 0 | 0 | 0 | 0 | 0 | 0 | 0 | 0 | 0 | 0 | 0 | 0
F3_Commercial_Other Health_Existing_Food Preparation_Natural Gas_Conveyor Oven_E6 | F3 | Commercial | Other Health | Existing | Food Preparation | Natural Gas | Conveyor Oven | E6 | System - kBTUs of Consumption | 0 | 0 | 0 | 0 | 0 | 0 | 0 | 0 | 0 | 0 | 0 | 0 | 0 | 0 | 0 | 0 | 0 | 0 | 0 | 0 | 0 | 0 | 0 | 0 | 0 | 0 | 0 | 0 | 0 | 0 | 0 | 0 | 0
F3_Commercial_Other Health_Existing_Food Preparation_Natural Gas_Conveyor Oven_E7 | F3 | Commercial | Other Health | Existing | Food Preparation | Natural Gas | Conveyor Oven | E7 | System - kBTUs of Consumption | 0 | 0 | 0 | 0 | 0 | 0 | 0 | 0 | 0 | 0 | 0 | 0 | 0 | 0 | 0 | 0 | 0 | 0 | 0 | 0 | 0 | 0 | 0 | 0 | 0 | 0 | 0 | 0 | 0 | 0 | 0 | 0 | 0
F3_Commercial_Other Health_Existing_Food Preparation_Natural Gas_Conveyor Oven_E8 | F3 | Commercial | Other Health | Existing | Food Preparation | Natural Gas | Conveyor Oven | E8 | System - kBTUs of Consumption | 0 | 0 | 0 | 0 | 0 | 0 | 0 | 0 | 0 | 0 | 0 | 0 | 0 | 0 | 0 | 0 | 0 | 0 | 0 | 0 | 0 | 0 | 0 | 0 | 0 | 0 | 0 | 0 | 0 | 0 | 0 | 0 | 0
F3_Commercial_Other Health_Existing_Food Preparation_Natural Gas_Conveyor Oven_E9 | F3 | Commercial | Other Health | Existing | Food Preparation | Natural Gas | Conveyor Oven | E9 | System - kBTUs of Consumption | 0 | 0 | 0 | 0 | 0 | 0 | 0 | 0 | 0 | 0 | 0 | 0 | 0 | 0 | 0 | 0 | 0 | 0 | 0 | 0 | 0 | 0 | 0 | 0 | 0 | 0 | 0 | 0 | 0 | 0 | 0 | 0 | 0
F3_Commercial_Other Health_Existing_Food Preparation_Natural Gas_Conveyor Oven_E10 | F3 | Commercial | Other Health | Existing | Food Preparation | Natural Gas | Conveyor Oven | E10 | System - kBTUs of Consumption | 0 | 0 | 0 | 0 | 0 | 0 | 0 | 0 | 0 | 0 | 0 | 0 | 0 | 0 | 0 | 0 | 0 | 0 | 0 | 0 | 0 | 0 | 0 | 0 | 0 | 0 | 0 | 0 | 0 | 0 | 0 | 0 | 0
F4_Commercial_Other Health_Existing_Food Preparation_Natural Gas_Conveyor Oven_E1 | F4 | Commercial | Other Health | Existing | Food Preparation | Natural Gas | Conveyor Oven | E1 | Utility - Cost of Equipment | 0.30138 | 0.30357 | 0.30596 | 0.30858 | 0.31157 | 0.31504 | 0.31809 | 0.32118 | 0.32437 | 0.32769 | 0.33088 | 0.33383 | 0.33672 | 0.3396 | 0.34261 | 0.34548 | 0.34843 | 0.35146 | 0.35451 | 0.35753 | 0.3605 | 0.36322 | 0.36564 | 0.36778 | 0.36963 | 0.37122 | 0.37233 | 0.37315 | 0.37386 | 0.37447 | 0.37507 | 0.37534 | 0.37534
F4_Commercial_Other Health_Existing_Food Preparation_Natural Gas_Conveyor Oven_E2 | F4 | Commercial | Other Health | Existing | Food Preparation | Natural Gas | Conveyor Oven | E2 | Utility - Cost of Equipment | 0.2291 | 0.23076 | 0.23258 | 0.23457 | 0.23684 | 0.23948 | 0.2418 | 0.24414 | 0.24657 | 0.24909 | 0.25152 | 0.25376 | 0.25596 | 0.25815 | 0.26044 | 0.26262 | 0.26486 | 0.26716 | 0.26948 | 0.27178 | 0.27404 | 0.2761 | 0.27794 | 0.27957 | 0.28098 | 0.28219 | 0.28303 | 0.28365 | 0.28419 | 0.28465 | 0.28511 | 0.28531 | 0.28531
F4_Commercial_Other Health_Existing_Food Preparation_Natural Gas_Conveyor Oven_E3 | F4 | Commercial | Other Health | Existing | Food Preparation | Natural Gas | Conveyor Oven | E3 | Utility - Cost of Equipment | 0 | 0 | 0 | 0 | 0 | 0 | 0 | 0 | 0 | 0 | 0 | 0 | 0 | 0 | 0 | 0 | 0 | 0 | 0 | 0 | 0 | 0 | 0 | 0 | 0 | 0 | 0 | 0 | 0 | 0 | 0 | 0 | 0
F4_Commercial_Other Health_Existing_Food Preparation_Natural Gas_Conveyor Oven_E4 | F4 | Commercial | Other Health | Existing | Food Preparation | Natural Gas | Conveyor Oven | E4 | Utility - Cost of Equipment | 0 | 0 | 0 | 0 | 0 | 0 | 0 | 0 | 0 | 0 | 0 | 0 | 0 | 0 | 0 | 0 | 0 | 0 | 0 | 0 | 0 | 0 | 0 | 0 | 0 | 0 | 0 | 0 | 0 | 0 | 0 | 0 | 0
F4_Commercial_Other Health_Existing_Food Preparation_Natural Gas_Conveyor Oven_E5 | F4 | Commercial | Other Health | Existing | Food Preparation | Natural Gas | Conveyor Oven | E5 | Utility - Cost of Equipment | 0 | 0 | 0 | 0 | 0 | 0 | 0 | 0 | 0 | 0 | 0 | 0 | 0 | 0 | 0 | 0 | 0 | 0 | 0 | 0 | 0 | 0 | 0 | 0 | 0 | 0 | 0 | 0 | 0 | 0 | 0 | 0 | 0
F4_Commercial_Other Health_Existing_Food Preparation_Natural Gas_Conveyor Oven_E6 | F4 | Commercial | Other Health | Existing | Food Preparation | Natural Gas | Conveyor Oven | E6 | Utility - Cost of Equipment | 0 | 0 | 0 | 0 | 0 | 0 | 0 | 0 | 0 | 0 | 0 | 0 | 0 | 0 | 0 | 0 | 0 | 0 | 0 | 0 | 0 | 0 | 0 | 0 | 0 | 0 | 0 | 0 | 0 | 0 | 0 | 0 | 0
F4_Commercial_Other Health_Existing_Food Preparation_Natural Gas_Conveyor Oven_E7 | F4 | Commercial | Other Health | Existing | Food Preparation | Natural Gas | Conveyor Oven | E7 | Utility - Cost of Equipment | 0 | 0 | 0 | 0 | 0 | 0 | 0 | 0 | 0 | 0 | 0 | 0 | 0 | 0 | 0 | 0 | 0 | 0 | 0 | 0 | 0 | 0 | 0 | 0 | 0 | 0 | 0 | 0 | 0 | 0 | 0 | 0 | 0
F4_Commercial_Other Health_Existing_Food Preparation_Natural Gas_Conveyor Oven_E8 | F4 | Commercial | Other Health | Existing | Food Preparation | Natural Gas | Conveyor Oven | E8 | Utility - Cost of Equipment | 0 | 0 | 0 | 0 | 0 | 0 | 0 | 0 | 0 | 0 | 0 | 0 | 0 | 0 | 0 | 0 | 0 | 0 | 0 | 0 | 0 | 0 | 0 | 0 | 0 | 0 | 0 | 0 | 0 | 0 | 0 | 0 | 0
F4_Commercial_Other Health_Existing_Food Preparation_Natural Gas_Conveyor Oven_E9 | F4 | Commercial | Other Health | Existing | Food Preparation | Natural Gas | Conveyor Oven | E9 | Utility - Cost of Equipment | 0 | 0 | 0 | 0 | 0 | 0 | 0 | 0 | 0 | 0 | 0 | 0 | 0 | 0 | 0 | 0 | 0 | 0 | 0 | 0 | 0 | 0 | 0 | 0 | 0 | 0 | 0 | 0 | 0 | 0 | 0 | 0 | 0
F4_Commercial_Other Health_Existing_Food Preparation_Natural Gas_Conveyor Oven_E10 | F4 | Commercial | Other Health | Existing | Food Preparation | Natural Gas | Conveyor Oven | E10 | Utility - Cost of Equipment | 0 | 0 | 0 | 0 | 0 | 0 | 0 | 0 | 0 | 0 | 0 | 0 | 0 | 0 | 0 | 0 | 0 | 0 | 0 | 0 | 0 | 0 | 0 | 0 | 0 | 0 | 0 | 0 | 0 | 0 | 0 | 0 | 0
F5_Commercial_Other Health_Existing_Food Preparation_Natural Gas_Conveyor Oven_E1 | F5 | Commercial | Other Health | Existing | Food Preparation | Natural Gas | Conveyor Oven | E1 | Utility - Cost of Operation | 0.056687 | 0.056687 | 0.056687 | 0.056687 | 0.056687 | 0.056687 | 0.056687 | 0.056687 | 0.056687 | 0.056687 | 0.056687 | 0.056687 | 0.056687 | 0.056687 | 0.056687 | 0.056687 | 0.056687 | 0.056687 | 0.056687 | 0.056687 | 0.056687 | 0.056687 | 0.056687 | 0.056687 | 0.056687 | 0.056687 | 0.056687 | 0.056687 | 0.056687 | 0.056687 | 0.056687 | 0.056687 | 0.056687
F5_Commercial_Other Health_Existing_Food Preparation_Natural Gas_Conveyor Oven_E2 | F5 | Commercial | Other Health | Existing | Food Preparation | Natural Gas | Conveyor Oven | E2 | Utility - Cost of Operation | 0.069109 | 0.069109 | 0.069109 | 0.069109 | 0.069109 | 0.069109 | 0.069109 | 0.069109 | 0.069109 | 0.069109 | 0.069109 | 0.069109 | 0.069109 | 0.069109 | 0.069109 | 0.069109 | 0.069109 | 0.069109 | 0.069109 | 0.069109 | 0.069109 | 0.069109 | 0.069109 | 0.069109 | 0.069109 | 0.069109 | 0.069109 | 0.069109 | 0.069109 | 0.069109 | 0.069109 | 0.069109 | 0.069109
F5_Commercial_Other Health_Existing_Food Preparation_Natural Gas_Conveyor Oven_E3 | F5 | Commercial | Other Health | Existing | Food Preparation | Natural Gas | Conveyor Oven | E3 | Utility - Cost of Operation | 0 | 0 | 0 | 0 | 0 | 0 | 0 | 0 | 0 | 0 | 0 | 0 | 0 | 0 | 0 | 0 | 0 | 0 | 0 | 0 | 0 | 0 | 0 | 0 | 0 | 0 | 0 | 0 | 0 | 0 | 0 | 0 | 0
F5_Commercial_Other Health_Existing_Food Preparation_Natural Gas_Conveyor Oven_E4 | F5 | Commercial | Other Health | Existing | Food Preparation | Natural Gas | Conveyor Oven | E4 | Utility - Cost of Operation | 0 | 0 | 0 | 0 | 0 | 0 | 0 | 0 | 0 | 0 | 0 | 0 | 0 | 0 | 0 | 0 | 0 | 0 | 0 | 0 | 0 | 0 | 0 | 0 | 0 | 0 | 0 | 0 | 0 | 0 | 0 | 0 | 0
F5_Commercial_Other Health_Existing_Food Preparation_Natural Gas_Conveyor Oven_E5 | F5 | Commercial | Other Health | Existing | Food Preparation | Natural Gas | Conveyor Oven | E5 | Utility - Cost of Operation | 0 | 0 | 0 | 0 | 0 | 0 | 0 | 0 | 0 | 0 | 0 | 0 | 0 | 0 | 0 | 0 | 0 | 0 | 0 | 0 | 0 | 0 | 0 | 0 | 0 | 0 | 0 | 0 | 0 | 0 | 0 | 0 | 0
F5_Commercial_Other Health_Existing_Food Preparation_Natural Gas_Conveyor Oven_E6 | F5 | Commercial | Other Health | Existing | Food Preparation | Natural Gas | Conveyor Oven | E6 | Utility - Cost of Operation | 0 | 0 | 0 | 0 | 0 | 0 | 0 | 0 | 0 | 0 | 0 | 0 | 0 | 0 | 0 | 0 | 0 | 0 | 0 | 0 | 0 | 0 | 0 | 0 | 0 | 0 | 0 | 0 | 0 | 0 | 0 | 0 | 0
F5_Commercial_Other Health_Existing_Food Preparation_Natural Gas_Conveyor Oven_E7 | F5 | Commercial | Other Health | Existing | Food Preparation | Natural Gas | Conveyor Oven | E7 | Utility - Cost of Operation | 0 | 0 | 0 | 0 | 0 | 0 | 0 | 0 | 0 | 0 | 0 | 0 | 0 | 0 | 0 | 0 | 0 | 0 | 0 | 0 | 0 | 0 | 0 | 0 | 0 | 0 | 0 | 0 | 0 | 0 | 0 | 0 | 0
F5_Commercial_Other Health_Existing_Food Preparation_Natural Gas_Conveyor Oven_E8 | F5 | Commercial | Other Health | Existing | Food Preparation | Natural Gas | Conveyor Oven | E8 | Utility - Cost of Operation | 0 | 0 | 0 | 0 | 0 | 0 | 0 | 0 | 0 | 0 | 0 | 0 | 0 | 0 | 0 | 0 | 0 | 0 | 0 | 0 | 0 | 0 | 0 | 0 | 0 | 0 | 0 | 0 | 0 | 0 | 0 | 0 | 0
F5_Commercial_Other Health_Existing_Food Preparation_Natural Gas_Conveyor Oven_E9 | F5 | Commercial | Other Health | Existing | Food Preparation | Natural Gas | Conveyor Oven | E9 | Utility - Cost of Operation | 0 | 0 | 0 | 0 | 0 | 0 | 0 | 0 | 0 | 0 | 0 | 0 | 0 | 0 | 0 | 0 | 0 | 0 | 0 | 0 | 0 | 0 | 0 | 0 | 0 | 0 | 0 | 0 | 0 | 0 | 0 | 0 | 0
F5_Commercial_Other Health_Existing_Food Preparation_Natural Gas_Conveyor Oven_E10 | F5 | Commercial | Other Health | Existing | Food Preparation | Natural Gas | Conveyor Oven | E10 | Utility - Cost of Operation | 0 | 0 | 0 | 0 | 0 | 0 | 0 | 0 | 0 | 0 | 0 | 0 | 0 | 0 | 0 | 0 | 0 | 0 | 0 | 0 | 0 | 0 | 0 | 0 | 0 | 0 | 0 | 0 | 0 | 0 | 0 | 0 | 0
F6_Commercial_Other Health_Existing_Food Preparation_Natural Gas_Conveyor Oven_E1 | F6 | Commercial | Other Health | Existing | Food Preparation | Natural Gas | Conveyor Oven | E1 | Utility - Value of Sales | 0.17491 | 0.17491 | 0.17491 | 0.17491 | 0.17491 | 0.17491 | 0.17491 | 0.17491 | 0.17491 | 0.17491 | 0.17491 | 0.17491 | 0.17491 | 0.17491 | 0.17491 | 0.17491 | 0.17491 | 0.17491 | 0.17491 | 0.17491 | 0.17491 | 0.17491 | 0.17491 | 0.17491 | 0.17491 | 0.17491 | 0.17491 | 0.17491 | 0.17491 | 0.17491 | 0.17491 | 0.17491 | 0.17491
F6_Commercial_Other Health_Existing_Food Preparation_Natural Gas_Conveyor Oven_E2 | F6 | Commercial | Other Health | Existing | Food Preparation | Natural Gas | Conveyor Oven | E2 | Utility - Value of Sales | 0.13296 | 0.13296 | 0.13296 | 0.13296 | 0.13296 | 0.13296 | 0.13296 | 0.13296 | 0.13296 | 0.13296 | 0.13296 | 0.13296 | 0.13296 | 0.13296 | 0.13296 | 0.13296 | 0.13296 | 0.13296 | 0.13296 | 0.13296 | 0.13296 | 0.13296 | 0.13296 | 0.13296 | 0.13296 | 0.13296 | 0.13296 | 0.13296 | 0.13296 | 0.13296 | 0.13296 | 0.13296 | 0.13296
F6_Commercial_Other Health_Existing_Food Preparation_Natural Gas_Conveyor Oven_E3 | F6 | Commercial | Other Health | Existing | Food Preparation | Natural Gas | Conveyor Oven | E3 | Utility - Value of Sales | 0 | 0 | 0 | 0 | 0 | 0 | 0 | 0 | 0 | 0 | 0 | 0 | 0 | 0 | 0 | 0 | 0 | 0 | 0 | 0 | 0 | 0 | 0 | 0 | 0 | 0 | 0 | 0 | 0 | 0 | 0 | 0 | 0
F6_Commercial_Other Health_Existing_Food Preparation_Natural Gas_Conveyor Oven_E4 | F6 | Commercial | Other Health | Existing | Food Preparation | Natural Gas | Conveyor Oven | E4 | Utility - Value of Sales | 0 | 0 | 0 | 0 | 0 | 0 | 0 | 0 | 0 | 0 | 0 | 0 | 0 | 0 | 0 | 0 | 0 | 0 | 0 | 0 | 0 | 0 | 0 | 0 | 0 | 0 | 0 | 0 | 0 | 0 | 0 | 0 | 0
F6_Commercial_Other Health_Existing_Food Preparation_Natural Gas_Conveyor Oven_E5 | F6 | Commercial | Other Health | Existing | Food Preparation | Natural Gas | Conveyor Oven | E5 | Utility - Value of Sales | 0 | 0 | 0 | 0 | 0 | 0 | 0 | 0 | 0 | 0 | 0 | 0 | 0 | 0 | 0 | 0 | 0 | 0 | 0 | 0 | 0 | 0 | 0 | 0 | 0 | 0 | 0 | 0 | 0 | 0 | 0 | 0 | 0
F6_Commercial_Other Health_Existing_Food Preparation_Natural Gas_Conveyor Oven_E6 | F6 | Commercial | Other Health | Existing | Food Preparation | Natural Gas | Conveyor Oven | E6 | Utility - Value of Sales | 0 | 0 | 0 | 0 | 0 | 0 | 0 | 0 | 0 | 0 | 0 | 0 | 0 | 0 | 0 | 0 | 0 | 0 | 0 | 0 | 0 | 0 | 0 | 0 | 0 | 0 | 0 | 0 | 0 | 0 | 0 | 0 | 0
F6_Commercial_Other Health_Existing_Food Preparation_Natural Gas_Conveyor Oven_E7 | F6 | Commercial | Other Health | Existing | Food Preparation | Natural Gas | Conveyor Oven | E7 | Utility - Value of Sales | 0 | 0 | 0 | 0 | 0 | 0 | 0 | 0 | 0 | 0 | 0 | 0 | 0 | 0 | 0 | 0 | 0 | 0 | 0 | 0 | 0 | 0 | 0 | 0 | 0 | 0 | 0 | 0 | 0 | 0 | 0 | 0 | 0
F6_Commercial_Other Health_Existing_Food Preparation_Natural Gas_Conveyor Oven_E8 | F6 | Commercial | Other Health | Existing | Food Preparation | Natural Gas | Conveyor Oven | E8 | Utility - Value of Sales | 0 | 0 | 0 | 0 | 0 | 0 | 0 | 0 | 0 | 0 | 0 | 0 | 0 | 0 | 0 | 0 | 0 | 0 | 0 | 0 | 0 | 0 | 0 | 0 | 0 | 0 | 0 | 0 | 0 | 0 | 0 | 0 | 0
F6_Commercial_Other Health_Existing_Food Preparation_Natural Gas_Conveyor Oven_E9 | F6 | Commercial | Other Health | Existing | Food Preparation | Natural Gas | Conveyor Oven | E9 | Utility - Value of Sales | 0 | 0 | 0 | 0 | 0 | 0 | 0 | 0 | 0 | 0 | 0 | 0 | 0 | 0 | 0 | 0 | 0 | 0 | 0 | 0 | 0 | 0 | 0 | 0 | 0 | 0 | 0 | 0 | 0 | 0 | 0 | 0 | 0
F6_Commercial_Other Health_Existing_Food Preparation_Natural Gas_Conveyor Oven_E10 | F6 | Commercial | Other Health | Existing | Food Preparation | Natural Gas | Conveyor Oven | E10 | Utility - Value of Sales | 0 | 0 | 0 | 0 | 0 | 0 | 0 | 0 | 0 | 0 | 0 | 0 | 0 | 0 | 0 | 0 | 0 | 0 | 0 | 0 | 0 | 0 | 0 | 0 | 0 | 0 | 0 | 0 | 0 | 0 | 0 | 0 | 0
F1_Commercial_Other Health_Existing_Food Preparation_Natural Gas_Double Rack Oven_E1 | F1 | Commercial | Other Health | Existing | Food Preparation | Natural Gas | Double Rack Oven | E1 | RVT - Cost of Equipment | 0.4393 | 0.44265 | 0.44639 | 0.4505 | 0.4552 | 0.46062 | 0.46503 | 0.46925 | 0.47354 | 0.47801 | 0.48227 | 0.48618 | 0.49018 | 0.49438 | 0.49902 | 0.50356 | 0.50837 | 0.51345 | 0.51875 | 0.52415 | 0.52959 | 0.53469 | 0.53929 | 0.54335 | 0.54687 | 0.54989 | 0.55198 | 0.55354 | 0.5549 | 0.55605 | 0.55719 | 0.5577 | 0.5577
F1_Commercial_Other Health_Existing_Food Preparation_Natural Gas_Double Rack Oven_E2 | F1 | Commercial | Other Health | Existing | Food Preparation | Natural Gas | Double Rack Oven | E2 | RVT - Cost of Equipment | 0.23962 | 0.24144 | 0.24349 | 0.24573 | 0.24829 | 0.25125 | 0.25365 | 0.25596 | 0.25829 | 0.26073 | 0.26306 | 0.26519 | 0.26737 | 0.26966 | 0.27219 | 0.27467 | 0.27729 | 0.28006 | 0.28295 | 0.2859 | 0.28887 | 0.29165 | 0.29416 | 0.29637 | 0.29829 | 0.29994 | 0.30108 | 0.30193 | 0.30267 | 0.3033 | 0.30392 | 0.3042 | 0.3042
F1_Commercial_Other Health_Existing_Food Preparation_Natural Gas_Double Rack Oven_E3 | F1 | Commercial | Other Health | Existing | Food Preparation | Natural Gas | Double Rack Oven | E3 | RVT - Cost of Equipment | 0 | 0 | 0 | 0 | 0 | 0 | 0 | 0 | 0 | 0 | 0 | 0 | 0 | 0 | 0 | 0 | 0 | 0 | 0 | 0 | 0 | 0 | 0 | 0 | 0 | 0 | 0 | 0 | 0 | 0 | 0 | 0 | 0
F1_Commercial_Other Health_Existing_Food Preparation_Natural Gas_Double Rack Oven_E4 | F1 | Commercial | Other Health | Existing | Food Preparation | Natural Gas | Double Rack Oven | E4 | RVT - Cost of Equipment | 0 | 0 | 0 | 0 | 0 | 0 | 0 | 0 | 0 | 0 | 0 | 0 | 0 | 0 | 0 | 0 | 0 | 0 | 0 | 0 | 0 | 0 | 0 | 0 | 0 | 0 | 0 | 0 | 0 | 0 | 0 | 0 | 0
F1_Commercial_Other Health_Existing_Food Preparation_Natural Gas_Double Rack Oven_E5 | F1 | Commercial | Other Health | Existing | Food Preparation | Natural Gas | Double Rack Oven | E5 | RVT - Cost of Equipment | 0 | 0 | 0 | 0 | 0 | 0 | 0 | 0 | 0 | 0 | 0 | 0 | 0 | 0 | 0 | 0 | 0 | 0 | 0 | 0 | 0 | 0 | 0 | 0 | 0 | 0 | 0 | 0 | 0 | 0 | 0 | 0 | 0
F1_Commercial_Other Health_Existing_Food Preparation_Natural Gas_Double Rack Oven_E6 | F1 | Commercial | Other Health | Existing | Food Preparation | Natural Gas | Double Rack Oven | E6 | RVT - Cost of Equipment | 0 | 0 | 0 | 0 | 0 | 0 | 0 | 0 | 0 | 0 | 0 | 0 | 0 | 0 | 0 | 0 | 0 | 0 | 0 | 0 | 0 | 0 | 0 | 0 | 0 | 0 | 0 | 0 | 0 | 0 | 0 | 0 | 0
F1_Commercial_Other Health_Existing_Food Preparation_Natural Gas_Double Rack Oven_E7 | F1 | Commercial | Other Health | Existing | Food Preparation | Natural Gas | Double Rack Oven | E7 | RVT - Cost of Equipment | 0 | 0 | 0 | 0 | 0 | 0 | 0 | 0 | 0 | 0 | 0 | 0 | 0 | 0 | 0 | 0 | 0 | 0 | 0 | 0 | 0 | 0 | 0 | 0 | 0 | 0 | 0 | 0 | 0 | 0 | 0 | 0 | 0
F1_Commercial_Other Health_Existing_Food Preparation_Natural Gas_Double Rack Oven_E8 | F1 | Commercial | Other Health | Existing | Food Preparation | Natural Gas | Double Rack Oven | E8 | RVT - Cost of Equipment | 0 | 0 | 0 | 0 | 0 | 0 | 0 | 0 | 0 | 0 | 0 | 0 | 0 | 0 | 0 | 0 | 0 | 0 | 0 | 0 | 0 | 0 | 0 | 0 | 0 | 0 | 0 | 0 | 0 | 0 | 0 | 0 | 0
F1_Commercial_Other Health_Existing_Food Preparation_Natural Gas_Double Rack Oven_E9 | F1 | Commercial | Other Health | Existing | Food Preparation | Natural Gas | Double Rack Oven | E9 | RVT - Cost of Equipment | 0 | 0 | 0 | 0 | 0 | 0 | 0 | 0 | 0 | 0 | 0 | 0 | 0 | 0 | 0 | 0 | 0 | 0 | 0 | 0 | 0 | 0 | 0 | 0 | 0 | 0 | 0 | 0 | 0 | 0 | 0 | 0 | 0
F1_Commercial_Other Health_Existing_Food Preparation_Natural Gas_Double Rack Oven_E10 | F1 | Commercial | Other Health | Existing | Food Preparation | Natural Gas | Double Rack Oven | E10 | RVT - Cost of Equipment | 0 | 0 | 0 | 0 | 0 | 0 | 0 | 0 | 0 | 0 | 0 | 0 | 0 | 0 | 0 | 0 | 0 | 0 | 0 | 0 | 0 | 0 | 0 | 0 | 0 | 0 | 0 | 0 | 0 | 0 | 0 | 0 | 0
F2_Commercial_Other Health_Existing_Food Preparation_Natural Gas_Double Rack Oven_E1 | F2 | Commercial | Other Health | Existing | Food Preparation | Natural Gas | Double Rack Oven | E1 | RVT - Cost of Operation | 0.52631 | 0.53032 | 0.5348 | 0.53973 | 0.54535 | 0.55186 | 0.55713 | 0.56219 | 0.56733 | 0.57268 | 0.57779 | 0.58248 | 0.58727 | 0.59231 | 0.59786 | 0.6033 | 0.60906 | 0.61515 | 0.62149 | 0.62797 | 0.63449 | 0.64059 | 0.6461 | 0.65097 | 0.65518 | 0.6588 | 0.66131 | 0.66318 | 0.6648 | 0.66619 | 0.66755 | 0.66816 | 0.66816
F2_Commercial_Other Health_Existing_Food Preparation_Natural Gas_Double Rack Oven_E2 | F2 | Commercial | Other Health | Existing | Food Preparation | Natural Gas | Double Rack Oven | E2 | RVT - Cost of Operation | 0.28708 | 0.28927 | 0.29171 | 0.2944 | 0.29747 | 0.30101 | 0.30389 | 0.30665 | 0.30945 | 0.31237 | 0.31516 | 0.31772 | 0.32033 | 0.32308 | 0.32611 | 0.32907 | 0.33222 | 0.33553 | 0.339 | 0.34253 | 0.34608 | 0.34941 | 0.35242 | 0.35508 | 0.35737 | 0.35935 | 0.36072 | 0.36174 | 0.36262 | 0.36337 | 0.36412 | 0.36445 | 0.36445
F2_Commercial_Other Health_Existing_Food Preparation_Natural Gas_Double Rack Oven_E3 | F2 | Commercial | Other Health | Existing | Food Preparation | Natural Gas | Double Rack Oven | E3 | RVT - Cost of Operation | 0 | 0 | 0 | 0 | 0 | 0 | 0 | 0 | 0 | 0 | 0 | 0 | 0 | 0 | 0 | 0 | 0 | 0 | 0 | 0 | 0 | 0 | 0 | 0 | 0 | 0 | 0 | 0 | 0 | 0 | 0 | 0 | 0
F2_Commercial_Other Health_Existing_Food Preparation_Natural Gas_Double Rack Oven_E4 | F2 | Commercial | Other Health | Existing | Food Preparation | Natural Gas | Double Rack Oven | E4 | RVT - Cost of Operation | 0 | 0 | 0 | 0 | 0 | 0 | 0 | 0 | 0 | 0 | 0 | 0 | 0 | 0 | 0 | 0 | 0 | 0 | 0 | 0 | 0 | 0 | 0 | 0 | 0 | 0 | 0 | 0 | 0 | 0 | 0 | 0 | 0
F2_Commercial_Other Health_Existing_Food Preparation_Natural Gas_Double Rack Oven_E5 | F2 | Commercial | Other Health | Existing | Food Preparation | Natural Gas | Double Rack Oven | E5 | RVT - Cost of Operation | 0 | 0 | 0 | 0 | 0 | 0 | 0 | 0 | 0 | 0 | 0 | 0 | 0 | 0 | 0 | 0 | 0 | 0 | 0 | 0 | 0 | 0 | 0 | 0 | 0 | 0 | 0 | 0 | 0 | 0 | 0 | 0 | 0
F2_Commercial_Other Health_Existing_Food Preparation_Natural Gas_Double Rack Oven_E6 | F2 | Commercial | Other Health | Existing | Food Preparation | Natural Gas | Double Rack Oven | E6 | RVT - Cost of Operation | 0 | 0 | 0 | 0 | 0 | 0 | 0 | 0 | 0 | 0 | 0 | 0 | 0 | 0 | 0 | 0 | 0 | 0 | 0 | 0 | 0 | 0 | 0 | 0 | 0 | 0 | 0 | 0 | 0 | 0 | 0 | 0 | 0
F2_Commercial_Other Health_Existing_Food Preparation_Natural Gas_Double Rack Oven_E7 | F2 | Commercial | Other Health | Existing | Food Preparation | Natural Gas | Double Rack Oven | E7 | RVT - Cost of Operation | 0 | 0 | 0 | 0 | 0 | 0 | 0 | 0 | 0 | 0 | 0 | 0 | 0 | 0 | 0 | 0 | 0 | 0 | 0 | 0 | 0 | 0 | 0 | 0 | 0 | 0 | 0 | 0 | 0 | 0 | 0 | 0 | 0
F2_Commercial_Other Health_Existing_Food Preparation_Natural Gas_Double Rack Oven_E8 | F2 | Commercial | Other Health | Existing | Food Preparation | Natural Gas | Double Rack Oven | E8 | RVT - Cost of Operation | 0 | 0 | 0 | 0 | 0 | 0 | 0 | 0 | 0 | 0 | 0 | 0 | 0 | 0 | 0 | 0 | 0 | 0 | 0 | 0 | 0 | 0 | 0 | 0 | 0 | 0 | 0 | 0 | 0 | 0 | 0 | 0 | 0
F2_Commercial_Other Health_Existing_Food Preparation_Natural Gas_Double Rack Oven_E9 | F2 | Commercial | Other Health | Existing | Food Preparation | Natural Gas | Double Rack Oven | E9 | RVT - Cost of Operation | 0 | 0 | 0 | 0 | 0 | 0 | 0 | 0 | 0 | 0 | 0 | 0 | 0 | 0 | 0 | 0 | 0 | 0 | 0 | 0 | 0 | 0 | 0 | 0 | 0 | 0 | 0 | 0 | 0 | 0 | 0 | 0 | 0
F2_Commercial_Other Health_Existing_Food Preparation_Natural Gas_Double Rack Oven_E10 | F2 | Commercial | Other Health | Existing | Food Preparation | Natural Gas | Double Rack Oven | E10 | RVT - Cost of Operation | 0 | 0 | 0 | 0 | 0 | 0 | 0 | 0 | 0 | 0 | 0 | 0 | 0 | 0 | 0 | 0 | 0 | 0 | 0 | 0 | 0 | 0 | 0 | 0 | 0 | 0 | 0 | 0 | 0 | 0 | 0 | 0 | 0
F3_Commercial_Other Health_Existing_Food Preparation_Natural Gas_Double Rack Oven_E1 | F3 | Commercial | Other Health | Existing | Food Preparation | Natural Gas | Double Rack Oven | E1 | System - kBTUs of Consumption | 0.10643 | 0.10643 | 0.10643 | 0.10643 | 0.10643 | 0.10643 | 0.10643 | 0.10643 | 0.10643 | 0.10643 | 0.10643 | 0.10643 | 0.10643 | 0.10643 | 0.10643 | 0.10643 | 0.10643 | 0.10643 | 0.10643 | 0.10643 | 0.10643 | 0.10643 | 0.10643 | 0.10643 | 0.10643 | 0.10643 | 0.10643 | 0.10643 | 0.10643 | 0.10643 | 0.10643 | 0.10643 | 0.10643
F3_Commercial_Other Health_Existing_Food Preparation_Natural Gas_Double Rack Oven_E2 | F3 | Commercial | Other Health | Existing | Food Preparation | Natural Gas | Double Rack Oven | E2 | System - kBTUs of Consumption | 0.14154 | 0.14154 | 0.14154 | 0.14154 | 0.14154 | 0.14154 | 0.14154 | 0.14154 | 0.14154 | 0.14154 | 0.14154 | 0.14154 | 0.14154 | 0.14154 | 0.14154 | 0.14154 | 0.14154 | 0.14154 | 0.14154 | 0.14154 | 0.14154 | 0.14154 | 0.14154 | 0.14154 | 0.14154 | 0.14154 | 0.14154 | 0.14154 | 0.14154 | 0.14154 | 0.14154 | 0.14154 | 0.14154
F3_Commercial_Other Health_Existing_Food Preparation_Natural Gas_Double Rack Oven_E3 | F3 | Commercial | Other Health | Existing | Food Preparation | Natural Gas | Double Rack Oven | E3 | System - kBTUs of Consumption | 0 | 0 | 0 | 0 | 0 | 0 | 0 | 0 | 0 | 0 | 0 | 0 | 0 | 0 | 0 | 0 | 0 | 0 | 0 | 0 | 0 | 0 | 0 | 0 | 0 | 0 | 0 | 0 | 0 | 0 | 0 | 0 | 0
F3_Commercial_Other Health_Existing_Food Preparation_Natural Gas_Double Rack Oven_E4 | F3 | Commercial | Other Health | Existing | Food Preparation | Natural Gas | Double Rack Oven | E4 | System - kBTUs of Consumption | 0 | 0 | 0 | 0 | 0 | 0 | 0 | 0 | 0 | 0 | 0 | 0 | 0 | 0 | 0 | 0 | 0 | 0 | 0 | 0 | 0 | 0 | 0 | 0 | 0 | 0 | 0 | 0 | 0 | 0 | 0 | 0 | 0
F3_Commercial_Other Health_Existing_Food Preparation_Natural Gas_Double Rack Oven_E5 | F3 | Commercial | Other Health | Existing | Food Preparation | Natural Gas | Double Rack Oven | E5 | System - kBTUs of Consumption | 0 | 0 | 0 | 0 | 0 | 0 | 0 | 0 | 0 | 0 | 0 | 0 | 0 | 0 | 0 | 0 | 0 | 0 | 0 | 0 | 0 | 0 | 0 | 0 | 0 | 0 | 0 | 0 | 0 | 0 | 0 | 0 | 0
F3_Commercial_Other Health_Existing_Food Preparation_Natural Gas_Double Rack Oven_E6 | F3 | Commercial | Other Health | Existing | Food Preparation | Natural Gas | Double Rack Oven | E6 | System - kBTUs of Consumption | 0 | 0 | 0 | 0 | 0 | 0 | 0 | 0 | 0 | 0 | 0 | 0 | 0 | 0 | 0 | 0 | 0 | 0 | 0 | 0 | 0 | 0 | 0 | 0 | 0 | 0 | 0 | 0 | 0 | 0 | 0 | 0 | 0
F3_Commercial_Other Health_Existing_Food Preparation_Natural Gas_Double Rack Oven_E7 | F3 | Commercial | Other Health | Existing | Food Preparation | Natural Gas | Double Rack Oven | E7 | System - kBTUs of Consumption | 0 | 0 | 0 | 0 | 0 | 0 | 0 | 0 | 0 | 0 | 0 | 0 | 0 | 0 | 0 | 0 | 0 | 0 | 0 | 0 | 0 | 0 | 0 | 0 | 0 | 0 | 0 | 0 | 0 | 0 | 0 | 0 | 0
F3_Commercial_Other Health_Existing_Food Preparation_Natural Gas_Double Rack Oven_E8 | F3 | Commercial | Other Health | Existing | Food Preparation | Natural Gas | Double Rack Oven | E8 | System - kBTUs of Consumption | 0 | 0 | 0 | 0 | 0 | 0 | 0 | 0 | 0 | 0 | 0 | 0 | 0 | 0 | 0 | 0 | 0 | 0 | 0 | 0 | 0 | 0 | 0 | 0 | 0 | 0 | 0 | 0 | 0 | 0 | 0 | 0 | 0
F3_Commercial_Other Health_Existing_Food Preparation_Natural Gas_Double Rack Oven_E9 | F3 | Commercial | Other Health | Existing | Food Preparation | Natural Gas | Double Rack Oven | E9 | System - kBTUs of Consumption | 0 | 0 | 0 | 0 | 0 | 0 | 0 | 0 | 0 | 0 | 0 | 0 | 0 | 0 | 0 | 0 | 0 | 0 | 0 | 0 | 0 | 0 | 0 | 0 | 0 | 0 | 0 | 0 | 0 | 0 | 0 | 0 | 0
F3_Commercial_Other Health_Existing_Food Preparation_Natural Gas_Double Rack Oven_E10 | F3 | Commercial | Other Health | Existing | Food Preparation | Natural Gas | Double Rack Oven | E10 | System - kBTUs of Consumption | 0 | 0 | 0 | 0 | 0 | 0 | 0 | 0 | 0 | 0 | 0 | 0 | 0 | 0 | 0 | 0 | 0 | 0 | 0 | 0 | 0 | 0 | 0 | 0 | 0 | 0 | 0 | 0 | 0 | 0 | 0 | 0 | 0
F4_Commercial_Other Health_Existing_Food Preparation_Natural Gas_Double Rack Oven_E1 | F4 | Commercial | Other Health | Existing | Food Preparation | Natural Gas | Double Rack Oven | E1 | Utility - Cost of Equipment | 0.52631 | 0.53032 | 0.5348 | 0.53973 | 0.54535 | 0.55186 | 0.55713 | 0.56219 | 0.56733 | 0.57268 | 0.57779 | 0.58248 | 0.58727 | 0.59231 | 0.59786 | 0.6033 | 0.60906 | 0.61515 | 0.62149 | 0.62797 | 0.63449 | 0.64059 | 0.6461 | 0.65097 | 0.65518 | 0.6588 | 0.66131 | 0.66318 | 0.6648 | 0.66619 | 0.66755 | 0.66816 | 0.66816
F4_Commercial_Other Health_Existing_Food Preparation_Natural Gas_Double Rack Oven_E2 | F4 | Commercial | Other Health | Existing | Food Preparation | Natural Gas | Double Rack Oven | E2 | Utility - Cost of Equipment | 0.28708 | 0.28927 | 0.29171 | 0.2944 | 0.29747 | 0.30101 | 0.30389 | 0.30665 | 0.30945 | 0.31237 | 0.31516 | 0.31772 | 0.32033 | 0.32308 | 0.32611 | 0.32907 | 0.33222 | 0.33553 | 0.339 | 0.34253 | 0.34608 | 0.34941 | 0.35242 | 0.35508 | 0.35737 | 0.35935 | 0.36072 | 0.36174 | 0.36262 | 0.36337 | 0.36412 | 0.36445 | 0.36445
F4_Commercial_Other Health_Existing_Food Preparation_Natural Gas_Double Rack Oven_E3 | F4 | Commercial | Other Health | Existing | Food Preparation | Natural Gas | Double Rack Oven | E3 | Utility - Cost of Equipment | 0 | 0 | 0 | 0 | 0 | 0 | 0 | 0 | 0 | 0 | 0 | 0 | 0 | 0 | 0 | 0 | 0 | 0 | 0 | 0 | 0 | 0 | 0 | 0 | 0 | 0 | 0 | 0 | 0 | 0 | 0 | 0 | 0
F4_Commercial_Other Health_Existing_Food Preparation_Natural Gas_Double Rack Oven_E4 | F4 | Commercial | Other Health | Existing | Food Preparation | Natural Gas | Double Rack Oven | E4 | Utility - Cost of Equipment | 0 | 0 | 0 | 0 | 0 | 0 | 0 | 0 | 0 | 0 | 0 | 0 | 0 | 0 | 0 | 0 | 0 | 0 | 0 | 0 | 0 | 0 | 0 | 0 | 0 | 0 | 0 | 0 | 0 | 0 | 0 | 0 | 0
F4_Commercial_Other Health_Existing_Food Preparation_Natural Gas_Double Rack Oven_E5 | F4 | Commercial | Other Health | Existing | Food Preparation | Natural Gas | Double Rack Oven | E5 | Utility - Cost of Equipment | 0 | 0 | 0 | 0 | 0 | 0 | 0 | 0 | 0 | 0 | 0 | 0 | 0 | 0 | 0 | 0 | 0 | 0 | 0 | 0 | 0 | 0 | 0 | 0 | 0 | 0 | 0 | 0 | 0 | 0 | 0 | 0 | 0
F4_Commercial_Other Health_Existing_Food Preparation_Natural Gas_Double Rack Oven_E6 | F4 | Commercial | Other Health | Existing | Food Preparation | Natural Gas | Double Rack Oven | E6 | Utility - Cost of Equipment | 0 | 0 | 0 | 0 | 0 | 0 | 0 | 0 | 0 | 0 | 0 | 0 | 0 | 0 | 0 | 0 | 0 | 0 | 0 | 0 | 0 | 0 | 0 | 0 | 0 | 0 | 0 | 0 | 0 | 0 | 0 | 0 | 0
F4_Commercial_Other Health_Existing_Food Preparation_Natural Gas_Double Rack Oven_E7 | F4 | Commercial | Other Health | Existing | Food Preparation | Natural Gas | Double Rack Oven | E7 | Utility - Cost of Equipment | 0 | 0 | 0 | 0 | 0 | 0 | 0 | 0 | 0 | 0 | 0 | 0 | 0 | 0 | 0 | 0 | 0 | 0 | 0 | 0 | 0 | 0 | 0 | 0 | 0 | 0 | 0 | 0 | 0 | 0 | 0 | 0 | 0
F4_Commercial_Other Health_Existing_Food Preparation_Natural Gas_Double Rack Oven_E8 | F4 | Commercial | Other Health | Existing | Food Preparation | Natural Gas | Double Rack Oven | E8 | Utility - Cost of Equipment | 0 | 0 | 0 | 0 | 0 | 0 | 0 | 0 | 0 | 0 | 0 | 0 | 0 | 0 | 0 | 0 | 0 | 0 | 0 | 0 | 0 | 0 | 0 | 0 | 0 | 0 | 0 | 0 | 0 | 0 | 0 | 0 | 0
F4_Commercial_Other Health_Existing_Food Preparation_Natural Gas_Double Rack Oven_E9 | F4 | Commercial | Other Health | Existing | Food Preparation | Natural Gas | Double Rack Oven | E9 | Utility - Cost of Equipment | 0 | 0 | 0 | 0 | 0 | 0 | 0 | 0 | 0 | 0 | 0 | 0 | 0 | 0 | 0 | 0 | 0 | 0 | 0 | 0 | 0 | 0 | 0 | 0 | 0 | 0 | 0 | 0 | 0 | 0 | 0 | 0 | 0
F4_Commercial_Other Health_Existing_Food Preparation_Natural Gas_Double Rack Oven_E10 | F4 | Commercial | Other Health | Existing | Food Preparation | Natural Gas | Double Rack Oven | E10 | Utility - Cost of Equipment | 0 | 0 | 0 | 0 | 0 | 0 | 0 | 0 | 0 | 0 | 0 | 0 | 0 | 0 | 0 | 0 | 0 | 0 | 0 | 0 | 0 | 0 | 0 | 0 | 0 | 0 | 0 | 0 | 0 | 0 | 0 | 0 | 0
F5_Commercial_Other Health_Existing_Food Preparation_Natural Gas_Double Rack Oven_E1 | F5 | Commercial | Other Health | Existing | Food Preparation | Natural Gas | Double Rack Oven | E1 | Utility - Cost of Operation | 0.10643 | 0.10643 | 0.10643 | 0.10643 | 0.10643 | 0.10643 | 0.10643 | 0.10643 | 0.10643 | 0.10643 | 0.10643 | 0.10643 | 0.10643 | 0.10643 | 0.10643 | 0.10643 | 0.10643 | 0.10643 | 0.10643 | 0.10643 | 0.10643 | 0.10643 | 0.10643 | 0.10643 | 0.10643 | 0.10643 | 0.10643 | 0.10643 | 0.10643 | 0.10643 | 0.10643 | 0.10643 | 0.10643
F5_Commercial_Other Health_Existing_Food Preparation_Natural Gas_Double Rack Oven_E2 | F5 | Commercial | Other Health | Existing | Food Preparation | Natural Gas | Double Rack Oven | E2 | Utility - Cost of Operation | 0.14154 | 0.14154 | 0.14154 | 0.14154 | 0.14154 | 0.14154 | 0.14154 | 0.14154 | 0.14154 | 0.14154 | 0.14154 | 0.14154 | 0.14154 | 0.14154 | 0.14154 | 0.14154 | 0.14154 | 0.14154 | 0.14154 | 0.14154 | 0.14154 | 0.14154 | 0.14154 | 0.14154 | 0.14154 | 0.14154 | 0.14154 | 0.14154 | 0.14154 | 0.14154 | 0.14154 | 0.14154 | 0.14154
F5_Commercial_Other Health_Existing_Food Preparation_Natural Gas_Double Rack Oven_E3 | F5 | Commercial | Other Health | Existing | Food Preparation | Natural Gas | Double Rack Oven | E3 | Utility - Cost of Operation | 0 | 0 | 0 | 0 | 0 | 0 | 0 | 0 | 0 | 0 | 0 | 0 | 0 | 0 | 0 | 0 | 0 | 0 | 0 | 0 | 0 | 0 | 0 | 0 | 0 | 0 | 0 | 0 | 0 | 0 | 0 | 0 | 0
F5_Commercial_Other Health_Existing_Food Preparation_Natural Gas_Double Rack Oven_E4 | F5 | Commercial | Other Health | Existing | Food Preparation | Natural Gas | Double Rack Oven | E4 | Utility - Cost of Operation | 0 | 0 | 0 | 0 | 0 | 0 | 0 | 0 | 0 | 0 | 0 | 0 | 0 | 0 | 0 | 0 | 0 | 0 | 0 | 0 | 0 | 0 | 0 | 0 | 0 | 0 | 0 | 0 | 0 | 0 | 0 | 0 | 0
F5_Commercial_Other Health_Existing_Food Preparation_Natural Gas_Double Rack Oven_E5 | F5 | Commercial | Other Health | Existing | Food Preparation | Natural Gas | Double Rack Oven | E5 | Utility - Cost of Operation | 0 | 0 | 0 | 0 | 0 | 0 | 0 | 0 | 0 | 0 | 0 | 0 | 0 | 0 | 0 | 0 | 0 | 0 | 0 | 0 | 0 | 0 | 0 | 0 | 0 | 0 | 0 | 0 | 0 | 0 | 0 | 0 | 0
F5_Commercial_Other Health_Existing_Food Preparation_Natural Gas_Double Rack Oven_E6 | F5 | Commercial | Other Health | Existing | Food Preparation | Natural Gas | Double Rack Oven | E6 | Utility - Cost of Operation | 0 | 0 | 0 | 0 | 0 | 0 | 0 | 0 | 0 | 0 | 0 | 0 | 0 | 0 | 0 | 0 | 0 | 0 | 0 | 0 | 0 | 0 | 0 | 0 | 0 | 0 | 0 | 0 | 0 | 0 | 0 | 0 | 0
F5_Commercial_Other Health_Existing_Food Preparation_Natural Gas_Double Rack Oven_E7 | F5 | Commercial | Other Health | Existing | Food Preparation | Natural Gas | Double Rack Oven | E7 | Utility - Cost of Operation | 0 | 0 | 0 | 0 | 0 | 0 | 0 | 0 | 0 | 0 | 0 | 0 | 0 | 0 | 0 | 0 | 0 | 0 | 0 | 0 | 0 | 0 | 0 | 0 | 0 | 0 | 0 | 0 | 0 | 0 | 0 | 0 | 0
F5_Commercial_Other Health_Existing_Food Preparation_Natural Gas_Double Rack Oven_E8 | F5 | Commercial | Other Health | Existing | Food Preparation | Natural Gas | Double Rack Oven | E8 | Utility - Cost of Operation | 0 | 0 | 0 | 0 | 0 | 0 | 0 | 0 | 0 | 0 | 0 | 0 | 0 | 0 | 0 | 0 | 0 | 0 | 0 | 0 | 0 | 0 | 0 | 0 | 0 | 0 | 0 | 0 | 0 | 0 | 0 | 0 | 0
F5_Commercial_Other Health_Existing_Food Preparation_Natural Gas_Double Rack Oven_E9 | F5 | Commercial | Other Health | Existing | Food Preparation | Natural Gas | Double Rack Oven | E9 | Utility - Cost of Operation | 0 | 0 | 0 | 0 | 0 | 0 | 0 | 0 | 0 | 0 | 0 | 0 | 0 | 0 | 0 | 0 | 0 | 0 | 0 | 0 | 0 | 0 | 0 | 0 | 0 | 0 | 0 | 0 | 0 | 0 | 0 | 0 | 0
F5_Commercial_Other Health_Existing_Food Preparation_Natural Gas_Double Rack Oven_E10 | F5 | Commercial | Other Health | Existing | Food Preparation | Natural Gas | Double Rack Oven | E10 | Utility - Cost of Operation | 0 | 0 | 0 | 0 | 0 | 0 | 0 | 0 | 0 | 0 | 0 | 0 | 0 | 0 | 0 | 0 | 0 | 0 | 0 | 0 | 0 | 0 | 0 | 0 | 0 | 0 | 0 | 0 | 0 | 0 | 0 | 0 | 0
F6_Commercial_Other Health_Existing_Food Preparation_Natural Gas_Double Rack Oven_E1 | F6 | Commercial | Other Health | Existing | Food Preparation | Natural Gas | Double Rack Oven | E1 | Utility - Value of Sales | 0.31171 | 0.31171 | 0.31171 | 0.31171 | 0.31171 | 0.31171 | 0.31171 | 0.31171 | 0.31171 | 0.31171 | 0.31171 | 0.31171 | 0.31171 | 0.31171 | 0.31171 | 0.31171 | 0.31171 | 0.31171 | 0.31171 | 0.31171 | 0.31171 | 0.31171 | 0.31171 | 0.31171 | 0.31171 | 0.31171 | 0.31171 | 0.31171 | 0.31171 | 0.31171 | 0.31171 | 0.31171 | 0.31171
F6_Commercial_Other Health_Existing_Food Preparation_Natural Gas_Double Rack Oven_E2 | F6 | Commercial | Other Health | Existing | Food Preparation | Natural Gas | Double Rack Oven | E2 | Utility - Value of Sales | 0.17002 | 0.17002 | 0.17002 | 0.17002 | 0.17002 | 0.17002 | 0.17002 | 0.17002 | 0.17002 | 0.17002 | 0.17002 | 0.17002 | 0.17002 | 0.17002 | 0.17002 | 0.17002 | 0.17002 | 0.17002 | 0.17002 | 0.17002 | 0.17002 | 0.17002 | 0.17002 | 0.17002 | 0.17002 | 0.17002 | 0.17002 | 0.17002 | 0.17002 | 0.17002 | 0.17002 | 0.17002 | 0.17002
F6_Commercial_Other Health_Existing_Food Preparation_Natural Gas_Double Rack Oven_E3 | F6 | Commercial | Other Health | Existing | Food Preparation | Natural Gas | Double Rack Oven | E3 | Utility - Value of Sales | 0 | 0 | 0 | 0 | 0 | 0 | 0 | 0 | 0 | 0 | 0 | 0 | 0 | 0 | 0 | 0 | 0 | 0 | 0 | 0 | 0 | 0 | 0 | 0 | 0 | 0 | 0 | 0 | 0 | 0 | 0 | 0 | 0
F6_Commercial_Other Health_Existing_Food Preparation_Natural Gas_Double Rack Oven_E4 | F6 | Commercial | Other Health | Existing | Food Preparation | Natural Gas | Double Rack Oven | E4 | Utility - Value of Sales | 0 | 0 | 0 | 0 | 0 | 0 | 0 | 0 | 0 | 0 | 0 | 0 | 0 | 0 | 0 | 0 | 0 | 0 | 0 | 0 | 0 | 0 | 0 | 0 | 0 | 0 | 0 | 0 | 0 | 0 | 0 | 0 | 0
F6_Commercial_Other Health_Existing_Food Preparation_Natural Gas_Double Rack Oven_E5 | F6 | Commercial | Other Health | Existing | Food Preparation | Natural Gas | Double Rack Oven | E5 | Utility - Value of Sales | 0 | 0 | 0 | 0 | 0 | 0 | 0 | 0 | 0 | 0 | 0 | 0 | 0 | 0 | 0 | 0 | 0 | 0 | 0 | 0 | 0 | 0 | 0 | 0 | 0 | 0 | 0 | 0 | 0 | 0 | 0 | 0 | 0
F6_Commercial_Other Health_Existing_Food Preparation_Natural Gas_Double Rack Oven_E6 | F6 | Commercial | Other Health | Existing | Food Preparation | Natural Gas | Double Rack Oven | E6 | Utility - Value of Sales | 0 | 0 | 0 | 0 | 0 | 0 | 0 | 0 | 0 | 0 | 0 | 0 | 0 | 0 | 0 | 0 | 0 | 0 | 0 | 0 | 0 | 0 | 0 | 0 | 0 | 0 | 0 | 0 | 0 | 0 | 0 | 0 | 0
F6_Commercial_Other Health_Existing_Food Preparation_Natural Gas_Double Rack Oven_E7 | F6 | Commercial | Other Health | Existing | Food Preparation | Natural Gas | Double Rack Oven | E7 | Utility - Value of Sales | 0 | 0 | 0 | 0 | 0 | 0 | 0 | 0 | 0 | 0 | 0 | 0 | 0 | 0 | 0 | 0 | 0 | 0 | 0 | 0 | 0 | 0 | 0 | 0 | 0 | 0 | 0 | 0 | 0 | 0 | 0 | 0 | 0
F6_Commercial_Other Health_Existing_Food Preparation_Natural Gas_Double Rack Oven_E8 | F6 | Commercial | Other Health | Existing | Food Preparation | Natural Gas | Double Rack Oven | E8 | Utility - Value of Sales | 0 | 0 | 0 | 0 | 0 | 0 | 0 | 0 | 0 | 0 | 0 | 0 | 0 | 0 | 0 | 0 | 0 | 0 | 0 | 0 | 0 | 0 | 0 | 0 | 0 | 0 | 0 | 0 | 0 | 0 | 0 | 0 | 0
F6_Commercial_Other Health_Existing_Food Preparation_Natural Gas_Double Rack Oven_E9 | F6 | Commercial | Other Health | Existing | Food Preparation | Natural Gas | Double Rack Oven | E9 | Utility - Value of Sales | 0 | 0 | 0 | 0 | 0 | 0 | 0 | 0 | 0 | 0 | 0 | 0 | 0 | 0 | 0 | 0 | 0 | 0 | 0 | 0 | 0 | 0 | 0 | 0 | 0 | 0 | 0 | 0 | 0 | 0 | 0 | 0 | 0
F6_Commercial_Other Health_Existing_Food Preparation_Natural Gas_Double Rack Oven_E10 | F6 | Commercial | Other Health | Existing | Food Preparation | Natural Gas | Double Rack Oven | E10 | Utility - Value of Sales | 0 | 0 | 0 | 0 | 0 | 0 | 0 | 0 | 0 | 0 | 0 | 0 | 0 | 0 | 0 | 0 | 0 | 0 | 0 | 0 | 0 | 0 | 0 | 0 | 0 | 0 | 0 | 0 | 0 | 0 | 0 | 0 | 0
F1_Commercial_Other Health_Existing_Food Preparation_Natural Gas_Fryer_E1 | F1 | Commercial | Other Health | Existing | Food Preparation | Natural Gas | Fryer | E1 | RVT - Cost of Equipment | 0.21657 | 0.21724 | 0.21848 | 0 | 0 | 0 | 0 | 0 | 0 | 0 | 0 | 0 | 0 | 0 | 0 | 0 | 0 | 0 | 0 | 0 | 0 | 0 | 0 | 0 | 0 | 0 | 0 | 0 | 0 | 0 | 0 | 0 | 0
F1_Commercial_Other Health_Existing_Food Preparation_Natural Gas_Fryer_E2 | F1 | Commercial | Other Health | Existing | Food Preparation | Natural Gas | Fryer | E2 | RVT - Cost of Equipment | 0.13274 | 0.13315 | 0.13391 | 0.13495 | 0.13646 | 0.13853 | 0.14018 | 0.1418 | 0.14347 | 0.14517 | 0.14661 | 0.14771 | 0.14863 | 0.14947 | 0.15044 | 0.15133 | 0.15242 | 0.15381 | 0.15547 | 0.15739 | 0.15953 | 0.16163 | 0.16362 | 0.16542 | 0.167 | 0.16845 | 0.16948 | 0.17034 | 0.17113 | 0.17181 | 0.17248 | 0.17278 | 0.17278
F1_Commercial_Other Health_Existing_Food Preparation_Natural Gas_Fryer_E3 | F1 | Commercial | Other Health | Existing | Food Preparation | Natural Gas | Fryer | E3 | RVT - Cost of Equipment | 0 | 0 | 0 | 0 | 0 | 0 | 0 | 0 | 0 | 0 | 0 | 0 | 0 | 0 | 0 | 0 | 0 | 0 | 0 | 0 | 0 | 0 | 0 | 0 | 0 | 0 | 0 | 0 | 0 | 0 | 0 | 0 | 0
F1_Commercial_Other Health_Existing_Food Preparation_Natural Gas_Fryer_E4 | F1 | Commercial | Other Health | Existing | Food Preparation | Natural Gas | Fryer | E4 | RVT - Cost of Equipment | 0 | 0 | 0 | 0 | 0 | 0 | 0 | 0 | 0 | 0 | 0 | 0 | 0 | 0 | 0 | 0 | 0 | 0 | 0 | 0 | 0 | 0 | 0 | 0 | 0 | 0 | 0 | 0 | 0 | 0 | 0 | 0 | 0
F1_Commercial_Other Health_Existing_Food Preparation_Natural Gas_Fryer_E5 | F1 | Commercial | Other Health | Existing | Food Preparation | Natural Gas | Fryer | E5 | RVT - Cost of Equipment | 0 | 0 | 0 | 0 | 0 | 0 | 0 | 0 | 0 | 0 | 0 | 0 | 0 | 0 | 0 | 0 | 0 | 0 | 0 | 0 | 0 | 0 | 0 | 0 | 0 | 0 | 0 | 0 | 0 | 0 | 0 | 0 | 0
F1_Commercial_Other Health_Existing_Food Preparation_Natural Gas_Fryer_E6 | F1 | Commercial | Other Health | Existing | Food Preparation | Natural Gas | Fryer | E6 | RVT - Cost of Equipment | 0 | 0 | 0 | 0 | 0 | 0 | 0 | 0 | 0 | 0 | 0 | 0 | 0 | 0 | 0 | 0 | 0 | 0 | 0 | 0 | 0 | 0 | 0 | 0 | 0 | 0 | 0 | 0 | 0 | 0 | 0 | 0 | 0
F1_Commercial_Other Health_Existing_Food Preparation_Natural Gas_Fryer_E7 | F1 | Commercial | Other Health | Existing | Food Preparation | Natural Gas | Fryer | E7 | RVT - Cost of Equipment | 0 | 0 | 0 | 0 | 0 | 0 | 0 | 0 | 0 | 0 | 0 | 0 | 0 | 0 | 0 | 0 | 0 | 0 | 0 | 0 | 0 | 0 | 0 | 0 | 0 | 0 | 0 | 0 | 0 | 0 | 0 | 0 | 0
F1_Commercial_Other Health_Existing_Food Preparation_Natural Gas_Fryer_E8 | F1 | Commercial | Other Health | Existing | Food Preparation | Natural Gas | Fryer | E8 | RVT - Cost of Equipment | 0 | 0 | 0 | 0 | 0 | 0 | 0 | 0 | 0 | 0 | 0 | 0 | 0 | 0 | 0 | 0 | 0 | 0 | 0 | 0 | 0 | 0 | 0 | 0 | 0 | 0 | 0 | 0 | 0 | 0 | 0 | 0 | 0
F1_Commercial_Other Health_Existing_Food Preparation_Natural Gas_Fryer_E9 | F1 | Commercial | Other Health | Existing | Food Preparation | Natural Gas | Fryer | E9 | RVT - Cost of Equipment | 0 | 0 | 0 | 0 | 0 | 0 | 0 | 0 | 0 | 0 | 0 | 0 | 0 | 0 | 0 | 0 | 0 | 0 | 0 | 0 | 0 | 0 | 0 | 0 | 0 | 0 | 0 | 0 | 0 | 0 | 0 | 0 | 0
F1_Commercial_Other Health_Existing_Food Preparation_Natural Gas_Fryer_E10 | F1 | Commercial | Other Health | Existing | Food Preparation | Natural Gas | Fryer | E10 | RVT - Cost of Equipment | 0 | 0 | 0 | 0 | 0 | 0 | 0 | 0 | 0 | 0 | 0 | 0 | 0 | 0 | 0 | 0 | 0 | 0 | 0 | 0 | 0 | 0 | 0 | 0 | 0 | 0 | 0 | 0 | 0 | 0 | 0 | 0 | 0
F2_Commercial_Other Health_Existing_Food Preparation_Natural Gas_Fryer_E1 | F2 | Commercial | Other Health | Existing | Food Preparation | Natural Gas | Fryer | E1 | RVT - Cost of Operation | 0.25947 | 0.26027 | 0.26176 | 0 | 0 | 0 | 0 | 0 | 0 | 0 | 0 | 0 | 0 | 0 | 0 | 0 | 0 | 0 | 0 | 0 | 0 | 0 | 0 | 0 | 0 | 0 | 0 | 0 | 0 | 0 | 0 | 0 | 0
F2_Commercial_Other Health_Existing_Food Preparation_Natural Gas_Fryer_E2 | F2 | Commercial | Other Health | Existing | Food Preparation | Natural Gas | Fryer | E2 | RVT - Cost of Operation | 0.15903 | 0.15952 | 0.16043 | 0.16168 | 0.16349 | 0.16597 | 0.16794 | 0.16989 | 0.17188 | 0.17392 | 0.17565 | 0.17696 | 0.17807 | 0.17907 | 0.18024 | 0.1813 | 0.18261 | 0.18428 | 0.18627 | 0.18856 | 0.19112 | 0.19364 | 0.19603 | 0.19818 | 0.20008 | 0.20181 | 0.20305 | 0.20407 | 0.20503 | 0.20584 | 0.20664 | 0.207 | 0.207
F2_Commercial_Other Health_Existing_Food Preparation_Natural Gas_Fryer_E3 | F2 | Commercial | Other Health | Existing | Food Preparation | Natural Gas | Fryer | E3 | RVT - Cost of Operation | 0 | 0 | 0 | 0 | 0 | 0 | 0 | 0 | 0 | 0 | 0 | 0 | 0 | 0 | 0 | 0 | 0 | 0 | 0 | 0 | 0 | 0 | 0 | 0 | 0 | 0 | 0 | 0 | 0 | 0 | 0 | 0 | 0
F2_Commercial_Other Health_Existing_Food Preparation_Natural Gas_Fryer_E4 | F2 | Commercial | Other Health | Existing | Food Preparation | Natural Gas | Fryer | E4 | RVT - Cost of Operation | 0 | 0 | 0 | 0 | 0 | 0 | 0 | 0 | 0 | 0 | 0 | 0 | 0 | 0 | 0 | 0 | 0 | 0 | 0 | 0 | 0 | 0 | 0 | 0 | 0 | 0 | 0 | 0 | 0 | 0 | 0 | 0 | 0
F2_Commercial_Other Health_Existing_Food Preparation_Natural Gas_Fryer_E5 | F2 | Commercial | Other Health | Existing | Food Preparation | Natural Gas | Fryer | E5 | RVT - Cost of Operation | 0 | 0 | 0 | 0 | 0 | 0 | 0 | 0 | 0 | 0 | 0 | 0 | 0 | 0 | 0 | 0 | 0 | 0 | 0 | 0 | 0 | 0 | 0 | 0 | 0 | 0 | 0 | 0 | 0 | 0 | 0 | 0 | 0
F2_Commercial_Other Health_Existing_Food Preparation_Natural Gas_Fryer_E6 | F2 | Commercial | Other Health | Existing | Food Preparation | Natural Gas | Fryer | E6 | RVT - Cost of Operation | 0 | 0 | 0 | 0 | 0 | 0 | 0 | 0 | 0 | 0 | 0 | 0 | 0 | 0 | 0 | 0 | 0 | 0 | 0 | 0 | 0 | 0 | 0 | 0 | 0 | 0 | 0 | 0 | 0 | 0 | 0 | 0 | 0
F2_Commercial_Other Health_Existing_Food Preparation_Natural Gas_Fryer_E7 | F2 | Commercial | Other Health | Existing | Food Preparation | Natural Gas | Fryer | E7 | RVT - Cost of Operation | 0 | 0 | 0 | 0 | 0 | 0 | 0 | 0 | 0 | 0 | 0 | 0 | 0 | 0 | 0 | 0 | 0 | 0 | 0 | 0 | 0 | 0 | 0 | 0 | 0 | 0 | 0 | 0 | 0 | 0 | 0 | 0 | 0
F2_Commercial_Other Health_Existing_Food Preparation_Natural Gas_Fryer_E8 | F2 | Commercial | Other Health | Existing | Food Preparation | Natural Gas | Fryer | E8 | RVT - Cost of Operation | 0 | 0 | 0 | 0 | 0 | 0 | 0 | 0 | 0 | 0 | 0 | 0 | 0 | 0 | 0 | 0 | 0 | 0 | 0 | 0 | 0 | 0 | 0 | 0 | 0 | 0 | 0 | 0 | 0 | 0 | 0 | 0 | 0
F2_Commercial_Other Health_Existing_Food Preparation_Natural Gas_Fryer_E9 | F2 | Commercial | Other Health | Existing | Food Preparation | Natural Gas | Fryer | E9 | RVT - Cost of Operation | 0 | 0 | 0 | 0 | 0 | 0 | 0 | 0 | 0 | 0 | 0 | 0 | 0 | 0 | 0 | 0 | 0 | 0 | 0 | 0 | 0 | 0 | 0 | 0 | 0 | 0 | 0 | 0 | 0 | 0 | 0 | 0 | 0
F2_Commercial_Other Health_Existing_Food Preparation_Natural Gas_Fryer_E10 | F2 | Commercial | Other Health | Existing | Food Preparation | Natural Gas | Fryer | E10 | RVT - Cost of Operation | 0 | 0 | 0 | 0 | 0 | 0 | 0 | 0 | 0 | 0 | 0 | 0 | 0 | 0 | 0 | 0 | 0 | 0 | 0 | 0 | 0 | 0 | 0 | 0 | 0 | 0 | 0 | 0 | 0 | 0 | 0 | 0 | 0
F3_Commercial_Other Health_Existing_Food Preparation_Natural Gas_Fryer_E1 | F3 | Commercial | Other Health | Existing | Food Preparation | Natural Gas | Fryer | E1 | System - kBTUs of Consumption | 0.10334 | 0.10334 | 0.10334 | 0 | 0 | 0 | 0 | 0 | 0 | 0 | 0 | 0 | 0 | 0 | 0 | 0 | 0 | 0 | 0 | 0 | 0 | 0 | 0 | 0 | 0 | 0 | 0 | 0 | 0 | 0 | 0 | 0 | 0
F3_Commercial_Other Health_Existing_Food Preparation_Natural Gas_Fryer_E2 | F3 | Commercial | Other Health | Existing | Food Preparation | Natural Gas | Fryer | E2 | System - kBTUs of Consumption | 0.1299 | 0.1299 | 0.1299 | 0.1299 | 0.1299 | 0.1299 | 0.1299 | 0.1299 | 0.1299 | 0.1299 | 0.1299 | 0.1299 | 0.1299 | 0.1299 | 0.1299 | 0.1299 | 0.1299 | 0.1299 | 0.1299 | 0.1299 | 0.1299 | 0.1299 | 0.1299 | 0.1299 | 0.1299 | 0.1299 | 0.1299 | 0.1299 | 0.1299 | 0.1299 | 0.1299 | 0.1299 | 0.1299
F3_Commercial_Other Health_Existing_Food Preparation_Natural Gas_Fryer_E3 | F3 | Commercial | Other Health | Existing | Food Preparation | Natural Gas | Fryer | E3 | System - kBTUs of Consumption | 0 | 0 | 0 | 0 | 0 | 0 | 0 | 0 | 0 | 0 | 0 | 0 | 0 | 0 | 0 | 0 | 0 | 0 | 0 | 0 | 0 | 0 | 0 | 0 | 0 | 0 | 0 | 0 | 0 | 0 | 0 | 0 | 0
F3_Commercial_Other Health_Existing_Food Preparation_Natural Gas_Fryer_E4 | F3 | Commercial | Other Health | Existing | Food Preparation | Natural Gas | Fryer | E4 | System - kBTUs of Consumption | 0 | 0 | 0 | 0 | 0 | 0 | 0 | 0 | 0 | 0 | 0 | 0 | 0 | 0 | 0 | 0 | 0 | 0 | 0 | 0 | 0 | 0 | 0 | 0 | 0 | 0 | 0 | 0 | 0 | 0 | 0 | 0 | 0
F3_Commercial_Other Health_Existing_Food Preparation_Natural Gas_Fryer_E5 | F3 | Commercial | Other Health | Existing | Food Preparation | Natural Gas | Fryer | E5 | System - kBTUs of Consumption | 0 | 0 | 0 | 0 | 0 | 0 | 0 | 0 | 0 | 0 | 0 | 0 | 0 | 0 | 0 | 0 | 0 | 0 | 0 | 0 | 0 | 0 | 0 | 0 | 0 | 0 | 0 | 0 | 0 | 0 | 0 | 0 | 0
F3_Commercial_Other Health_Existing_Food Preparation_Natural Gas_Fryer_E6 | F3 | Commercial | Other Health | Existing | Food Preparation | Natural Gas | Fryer | E6 | System - kBTUs of Consumption | 0 | 0 | 0 | 0 | 0 | 0 | 0 | 0 | 0 | 0 | 0 | 0 | 0 | 0 | 0 | 0 | 0 | 0 | 0 | 0 | 0 | 0 | 0 | 0 | 0 | 0 | 0 | 0 | 0 | 0 | 0 | 0 | 0
F3_Commercial_Other Health_Existing_Food Preparation_Natural Gas_Fryer_E7 | F3 | Commercial | Other Health | Existing | Food Preparation | Natural Gas | Fryer | E7 | System - kBTUs of Consumption | 0 | 0 | 0 | 0 | 0 | 0 | 0 | 0 | 0 | 0 | 0 | 0 | 0 | 0 | 0 | 0 | 0 | 0 | 0 | 0 | 0 | 0 | 0 | 0 | 0 | 0 | 0 | 0 | 0 | 0 | 0 | 0 | 0
F3_Commercial_Other Health_Existing_Food Preparation_Natural Gas_Fryer_E8 | F3 | Commercial | Other Health | Existing | Food Preparation | Natural Gas | Fryer | E8 | System - kBTUs of Consumption | 0 | 0 | 0 | 0 | 0 | 0 | 0 | 0 | 0 | 0 | 0 | 0 | 0 | 0 | 0 | 0 | 0 | 0 | 0 | 0 | 0 | 0 | 0 | 0 | 0 | 0 | 0 | 0 | 0 | 0 | 0 | 0 | 0
F3_Commercial_Other Health_Existing_Food Preparation_Natural Gas_Fryer_E9 | F3 | Commercial | Other Health | Existing | Food Preparation | Natural Gas | Fryer | E9 | System - kBTUs of Consumption | 0 | 0 | 0 | 0 | 0 | 0 | 0 | 0 | 0 | 0 | 0 | 0 | 0 | 0 | 0 | 0 | 0 | 0 | 0 | 0 | 0 | 0 | 0 | 0 | 0 | 0 | 0 | 0 | 0 | 0 | 0 | 0 | 0
F3_Commercial_Other Health_Existing_Food Preparation_Natural Gas_Fryer_E10 | F3 | Commercial | Other Health | Existing | Food Preparation | Natural Gas | Fryer | E10 | System - kBTUs of Consumption | 0 | 0 | 0 | 0 | 0 | 0 | 0 | 0 | 0 | 0 | 0 | 0 | 0 | 0 | 0 | 0 | 0 | 0 | 0 | 0 | 0 | 0 | 0 | 0 | 0 | 0 | 0 | 0 | 0 | 0 | 0 | 0 | 0
F4_Commercial_Other Health_Existing_Food Preparation_Natural Gas_Fryer_E1 | F4 | Commercial | Other Health | Existing | Food Preparation | Natural Gas | Fryer | E1 | Utility - Cost of Equipment | 0.25947 | 0.26027 | 0.26176 | 0 | 0 | 0 | 0 | 0 | 0 | 0 | 0 | 0 | 0 | 0 | 0 | 0 | 0 | 0 | 0 | 0 | 0 | 0 | 0 | 0 | 0 | 0 | 0 | 0 | 0 | 0 | 0 | 0 | 0
F4_Commercial_Other Health_Existing_Food Preparation_Natural Gas_Fryer_E2 | F4 | Commercial | Other Health | Existing | Food Preparation | Natural Gas | Fryer | E2 | Utility - Cost of Equipment | 0.15903 | 0.15952 | 0.16043 | 0.16168 | 0.16349 | 0.16597 | 0.16794 | 0.16989 | 0.17188 | 0.17392 | 0.17565 | 0.17696 | 0.17807 | 0.17907 | 0.18024 | 0.1813 | 0.18261 | 0.18428 | 0.18627 | 0.18856 | 0.19112 | 0.19364 | 0.19603 | 0.19818 | 0.20008 | 0.20181 | 0.20305 | 0.20407 | 0.20503 | 0.20584 | 0.20664 | 0.207 | 0.207
F4_Commercial_Other Health_Existing_Food Preparation_Natural Gas_Fryer_E3 | F4 | Commercial | Other Health | Existing | Food Preparation | Natural Gas | Fryer | E3 | Utility - Cost of Equipment | 0 | 0 | 0 | 0 | 0 | 0 | 0 | 0 | 0 | 0 | 0 | 0 | 0 | 0 | 0 | 0 | 0 | 0 | 0 | 0 | 0 | 0 | 0 | 0 | 0 | 0 | 0 | 0 | 0 | 0 | 0 | 0 | 0
F4_Commercial_Other Health_Existing_Food Preparation_Natural Gas_Fryer_E4 | F4 | Commercial | Other Health | Existing | Food Preparation | Natural Gas | Fryer | E4 | Utility - Cost of Equipment | 0 | 0 | 0 | 0 | 0 | 0 | 0 | 0 | 0 | 0 | 0 | 0 | 0 | 0 | 0 | 0 | 0 | 0 | 0 | 0 | 0 | 0 | 0 | 0 | 0 | 0 | 0 | 0 | 0 | 0 | 0 | 0 | 0
F4_Commercial_Other Health_Existing_Food Preparation_Natural Gas_Fryer_E5 | F4 | Commercial | Other Health | Existing | Food Preparation | Natural Gas | Fryer | E5 | Utility - Cost of Equipment | 0 | 0 | 0 | 0 | 0 | 0 | 0 | 0 | 0 | 0 | 0 | 0 | 0 | 0 | 0 | 0 | 0 | 0 | 0 | 0 | 0 | 0 | 0 | 0 | 0 | 0 | 0 | 0 | 0 | 0 | 0 | 0 | 0
F4_Commercial_Other Health_Existing_Food Preparation_Natural Gas_Fryer_E6 | F4 | Commercial | Other Health | Existing | Food Preparation | Natural Gas | Fryer | E6 | Utility - Cost of Equipment | 0 | 0 | 0 | 0 | 0 | 0 | 0 | 0 | 0 | 0 | 0 | 0 | 0 | 0 | 0 | 0 | 0 | 0 | 0 | 0 | 0 | 0 | 0 | 0 | 0 | 0 | 0 | 0 | 0 | 0 | 0 | 0 | 0
F4_Commercial_Other Health_Existing_Food Preparation_Natural Gas_Fryer_E7 | F4 | Commercial | Other Health | Existing | Food Preparation | Natural Gas | Fryer | E7 | Utility - Cost of Equipment | 0 | 0 | 0 | 0 | 0 | 0 | 0 | 0 | 0 | 0 | 0 | 0 | 0 | 0 | 0 | 0 | 0 | 0 | 0 | 0 | 0 | 0 | 0 | 0 | 0 | 0 | 0 | 0 | 0 | 0 | 0 | 0 | 0
F4_Commercial_Other Health_Existing_Food Preparation_Natural Gas_Fryer_E8 | F4 | Commercial | Other Health | Existing | Food Preparation | Natural Gas | Fryer | E8 | Utility - Cost of Equipment | 0 | 0 | 0 | 0 | 0 | 0 | 0 | 0 | 0 | 0 | 0 | 0 | 0 | 0 | 0 | 0 | 0 | 0 | 0 | 0 | 0 | 0 | 0 | 0 | 0 | 0 | 0 | 0 | 0 | 0 | 0 | 0 | 0
F4_Commercial_Other Health_Existing_Food Preparation_Natural Gas_Fryer_E9 | F4 | Commercial | Other Health | Existing | Food Preparation | Natural Gas | Fryer | E9 | Utility - Cost of Equipment | 0 | 0 | 0 | 0 | 0 | 0 | 0 | 0 | 0 | 0 | 0 | 0 | 0 | 0 | 0 | 0 | 0 | 0 | 0 | 0 | 0 | 0 | 0 | 0 | 0 | 0 | 0 | 0 | 0 | 0 | 0 | 0 | 0
F4_Commercial_Other Health_Existing_Food Preparation_Natural Gas_Fryer_E10 | F4 | Commercial | Other Health | Existing | Food Preparation | Natural Gas | Fryer | E10 | Utility - Cost of Equipment | 0 | 0 | 0 | 0 | 0 | 0 | 0 | 0 | 0 | 0 | 0 | 0 | 0 | 0 | 0 | 0 | 0 | 0 | 0 | 0 | 0 | 0 | 0 | 0 | 0 | 0 | 0 | 0 | 0 | 0 | 0 | 0 | 0
F5_Commercial_Other Health_Existing_Food Preparation_Natural Gas_Fryer_E1 | F5 | Commercial | Other Health | Existing | Food Preparation | Natural Gas | Fryer | E1 | Utility - Cost of Operation | 0.10334 | 0.10334 | 0.10334 | 0 | 0 | 0 | 0 | 0 | 0 | 0 | 0 | 0 | 0 | 0 | 0 | 0 | 0 | 0 | 0 | 0 | 0 | 0 | 0 | 0 | 0 | 0 | 0 | 0 | 0 | 0 | 0 | 0 | 0
F5_Commercial_Other Health_Existing_Food Preparation_Natural Gas_Fryer_E2 | F5 | Commercial | Other Health | Existing | Food Preparation | Natural Gas | Fryer | E2 | Utility - Cost of Operation | 0.1299 | 0.1299 | 0.1299 | 0.1299 | 0.1299 | 0.1299 | 0.1299 | 0.1299 | 0.1299 | 0.1299 | 0.1299 | 0.1299 | 0.1299 | 0.1299 | 0.1299 | 0.1299 | 0.1299 | 0.1299 | 0.1299 | 0.1299 | 0.1299 | 0.1299 | 0.1299 | 0.1299 | 0.1299 | 0.1299 | 0.1299 | 0.1299 | 0.1299 | 0.1299 | 0.1299 | 0.1299 | 0.1299
F5_Commercial_Other Health_Existing_Food Preparation_Natural Gas_Fryer_E3 | F5 | Commercial | Other Health | Existing | Food Preparation | Natural Gas | Fryer | E3 | Utility - Cost of Operation | 0 | 0 | 0 | 0 | 0 | 0 | 0 | 0 | 0 | 0 | 0 | 0 | 0 | 0 | 0 | 0 | 0 | 0 | 0 | 0 | 0 | 0 | 0 | 0 | 0 | 0 | 0 | 0 | 0 | 0 | 0 | 0 | 0
F5_Commercial_Other Health_Existing_Food Preparation_Natural Gas_Fryer_E4 | F5 | Commercial | Other Health | Existing | Food Preparation | Natural Gas | Fryer | E4 | Utility - Cost of Operation | 0 | 0 | 0 | 0 | 0 | 0 | 0 | 0 | 0 | 0 | 0 | 0 | 0 | 0 | 0 | 0 | 0 | 0 | 0 | 0 | 0 | 0 | 0 | 0 | 0 | 0 | 0 | 0 | 0 | 0 | 0 | 0 | 0
F5_Commercial_Other Health_Existing_Food Preparation_Natural Gas_Fryer_E5 | F5 | Commercial | Other Health | Existing | Food Preparation | Natural Gas | Fryer | E5 | Utility - Cost of Operation | 0 | 0 | 0 | 0 | 0 | 0 | 0 | 0 | 0 | 0 | 0 | 0 | 0 | 0 | 0 | 0 | 0 | 0 | 0 | 0 | 0 | 0 | 0 | 0 | 0 | 0 | 0 | 0 | 0 | 0 | 0 | 0 | 0
F5_Commercial_Other Health_Existing_Food Preparation_Natural Gas_Fryer_E6 | F5 | Commercial | Other Health | Existing | Food Preparation | Natural Gas | Fryer | E6 | Utility - Cost of Operation | 0 | 0 | 0 | 0 | 0 | 0 | 0 | 0 | 0 | 0 | 0 | 0 | 0 | 0 | 0 | 0 | 0 | 0 | 0 | 0 | 0 | 0 | 0 | 0 | 0 | 0 | 0 | 0 | 0 | 0 | 0 | 0 | 0
F5_Commercial_Other Health_Existing_Food Preparation_Natural Gas_Fryer_E7 | F5 | Commercial | Other Health | Existing | Food Preparation | Natural Gas | Fryer | E7 | Utility - Cost of Operation | 0 | 0 | 0 | 0 | 0 | 0 | 0 | 0 | 0 | 0 | 0 | 0 | 0 | 0 | 0 | 0 | 0 | 0 | 0 | 0 | 0 | 0 | 0 | 0 | 0 | 0 | 0 | 0 | 0 | 0 | 0 | 0 | 0
F5_Commercial_Other Health_Existing_Food Preparation_Natural Gas_Fryer_E8 | F5 | Commercial | Other Health | Existing | Food Preparation | Natural Gas | Fryer | E8 | Utility - Cost of Operation | 0 | 0 | 0 | 0 | 0 | 0 | 0 | 0 | 0 | 0 | 0 | 0 | 0 | 0 | 0 | 0 | 0 | 0 | 0 | 0 | 0 | 0 | 0 | 0 | 0 | 0 | 0 | 0 | 0 | 0 | 0 | 0 | 0
F5_Commercial_Other Health_Existing_Food Preparation_Natural Gas_Fryer_E9 | F5 | Commercial | Other Health | Existing | Food Preparation | Natural Gas | Fryer | E9 | Utility - Cost of Operation | 0 | 0 | 0 | 0 | 0 | 0 | 0 | 0 | 0 | 0 | 0 | 0 | 0 | 0 | 0 | 0 | 0 | 0 | 0 | 0 | 0 | 0 | 0 | 0 | 0 | 0 | 0 | 0 | 0 | 0 | 0 | 0 | 0
F5_Commercial_Other Health_Existing_Food Preparation_Natural Gas_Fryer_E10 | F5 | Commercial | Other Health | Existing | Food Preparation | Natural Gas | Fryer | E10 | Utility - Cost of Operation | 0 | 0 | 0 | 0 | 0 | 0 | 0 | 0 | 0 | 0 | 0 | 0 | 0 | 0 | 0 | 0 | 0 | 0 | 0 | 0 | 0 | 0 | 0 | 0 | 0 | 0 | 0 | 0 | 0 | 0 | 0 | 0 | 0
F6_Commercial_Other Health_Existing_Food Preparation_Natural Gas_Fryer_E1 | F6 | Commercial | Other Health | Existing | Food Preparation | Natural Gas | Fryer | E1 | Utility - Value of Sales | 0.15784 | 0.15784 | 0.15784 | 0 | 0 | 0 | 0 | 0 | 0 | 0 | 0 | 0 | 0 | 0 | 0 | 0 | 0 | 0 | 0 | 0 | 0 | 0 | 0 | 0 | 0 | 0 | 0 | 0 | 0 | 0 | 0 | 0 | 0
F6_Commercial_Other Health_Existing_Food Preparation_Natural Gas_Fryer_E2 | F6 | Commercial | Other Health | Existing | Food Preparation | Natural Gas | Fryer | E2 | Utility - Value of Sales | 0.096739 | 0.096739 | 0.096739 | 0.096739 | 0.096739 | 0.096739 | 0.096739 | 0.096739 | 0.096739 | 0.096739 | 0.096739 | 0.096739 | 0.096739 | 0.096739 | 0.096739 | 0.096739 | 0.096739 | 0.096739 | 0.096739 | 0.096739 | 0.096739 | 0.096739 | 0.096739 | 0.096739 | 0.096739 | 0.096739 | 0.096739 | 0.096739 | 0.096739 | 0.096739 | 0.096739 | 0.096739 | 0.096739
F6_Commercial_Other Health_Existing_Food Preparation_Natural Gas_Fryer_E3 | F6 | Commercial | Other Health | Existing | Food Preparation | Natural Gas | Fryer | E3 | Utility - Value of Sales | 0 | 0 | 0 | 0 | 0 | 0 | 0 | 0 | 0 | 0 | 0 | 0 | 0 | 0 | 0 | 0 | 0 | 0 | 0 | 0 | 0 | 0 | 0 | 0 | 0 | 0 | 0 | 0 | 0 | 0 | 0 | 0 | 0
F6_Commercial_Other Health_Existing_Food Preparation_Natural Gas_Fryer_E4 | F6 | Commercial | Other Health | Existing | Food Preparation | Natural Gas | Fryer | E4 | Utility - Value of Sales | 0 | 0 | 0 | 0 | 0 | 0 | 0 | 0 | 0 | 0 | 0 | 0 | 0 | 0 | 0 | 0 | 0 | 0 | 0 | 0 | 0 | 0 | 0 | 0 | 0 | 0 | 0 | 0 | 0 | 0 | 0 | 0 | 0
F6_Commercial_Other Health_Existing_Food Preparation_Natural Gas_Fryer_E5 | F6 | Commercial | Other Health | Existing | Food Preparation | Natural Gas | Fryer | E5 | Utility - Value of Sales | 0 | 0 | 0 | 0 | 0 | 0 | 0 | 0 | 0 | 0 | 0 | 0 | 0 | 0 | 0 | 0 | 0 | 0 | 0 | 0 | 0 | 0 | 0 | 0 | 0 | 0 | 0 | 0 | 0 | 0 | 0 | 0 | 0
F6_Commercial_Other Health_Existing_Food Preparation_Natural Gas_Fryer_E6 | F6 | Commercial | Other Health | Existing | Food Preparation | Natural Gas | Fryer | E6 | Utility - Value of Sales | 0 | 0 | 0 | 0 | 0 | 0 | 0 | 0 | 0 | 0 | 0 | 0 | 0 | 0 | 0 | 0 | 0 | 0 | 0 | 0 | 0 | 0 | 0 | 0 | 0 | 0 | 0 | 0 | 0 | 0 | 0 | 0 | 0
F6_Commercial_Other Health_Existing_Food Preparation_Natural Gas_Fryer_E7 | F6 | Commercial | Other Health | Existing | Food Preparation | Natural Gas | Fryer | E7 | Utility - Value of Sales | 0 | 0 | 0 | 0 | 0 | 0 | 0 | 0 | 0 | 0 | 0 | 0 | 0 | 0 | 0 | 0 | 0 | 0 | 0 | 0 | 0 | 0 | 0 | 0 | 0 | 0 | 0 | 0 | 0 | 0 | 0 | 0 | 0
F6_Commercial_Other Health_Existing_Food Preparation_Natural Gas_Fryer_E8 | F6 | Commercial | Other Health | Existing | Food Preparation | Natural Gas | Fryer | E8 | Utility - Value of Sales | 0 | 0 | 0 | 0 | 0 | 0 | 0 | 0 | 0 | 0 | 0 | 0 | 0 | 0 | 0 | 0 | 0 | 0 | 0 | 0 | 0 | 0 | 0 | 0 | 0 | 0 | 0 | 0 | 0 | 0 | 0 | 0 | 0
F6_Commercial_Other Health_Existing_Food Preparation_Natural Gas_Fryer_E9 | F6 | Commercial | Other Health | Existing | Food Preparation | Natural Gas | Fryer | E9 | Utility - Value of Sales | 0 | 0 | 0 | 0 | 0 | 0 | 0 | 0 | 0 | 0 | 0 | 0 | 0 | 0 | 0 | 0 | 0 | 0 | 0 | 0 | 0 | 0 | 0 | 0 | 0 | 0 | 0 | 0 | 0 | 0 | 0 | 0 | 0
F6_Commercial_Other Health_Existing_Food Preparation_Natural Gas_Fryer_E10 | F6 | Commercial | Other Health | Existing | Food Preparation | Natural Gas | Fryer | E10 | Utility - Value of Sales | 0 | 0 | 0 | 0 | 0 | 0 | 0 | 0 | 0 | 0 | 0 | 0 | 0 | 0 | 0 | 0 | 0 | 0 | 0 | 0 | 0 | 0 | 0 | 0 | 0 | 0 | 0 | 0 | 0 | 0 | 0 | 0 | 0
F1_Commercial_Other Health_Existing_Food Preparation_Natural Gas_Broiler_E1 | F1 | Commercial | Other Health | Existing | Food Preparation | Natural Gas | Broiler | E1 | RVT - Cost of Equipment | 0.24256 | 0.24441 | 0.24648 | 0.24875 | 0.25134 | 0.25434 | 0.25677 | 0.2591 | 0.26147 | 0.26393 | 0.26629 | 0.26845 | 0.27066 | 0.27298 | 0.27554 | 0.27804 | 0.2807 | 0.2835 | 0.28643 | 0.28941 | 0.29242 | 0.29523 | 0.29777 | 0.30001 | 0.30195 | 0.30362 | 0.30478 | 0.30564 | 0.30639 | 0.30703 | 0.30766 | 0.30794 | 0.30794
F1_Commercial_Other Health_Existing_Food Preparation_Natural Gas_Broiler_E2 | F1 | Commercial | Other Health | Existing | Food Preparation | Natural Gas | Broiler | E2 | RVT - Cost of Equipment | 0.15593 | 0.15712 | 0.15845 | 0.15991 | 0.16157 | 0.1635 | 0.16506 | 0.16656 | 0.16809 | 0.16967 | 0.17118 | 0.17257 | 0.17399 | 0.17549 | 0.17713 | 0.17874 | 0.18045 | 0.18225 | 0.18413 | 0.18605 | 0.18798 | 0.18979 | 0.19142 | 0.19287 | 0.19411 | 0.19519 | 0.19593 | 0.19648 | 0.19696 | 0.19737 | 0.19778 | 0.19796 | 0.19796
F1_Commercial_Other Health_Existing_Food Preparation_Natural Gas_Broiler_E3 | F1 | Commercial | Other Health | Existing | Food Preparation | Natural Gas | Broiler | E3 | RVT - Cost of Equipment | 0 | 0 | 0 | 0 | 0 | 0 | 0 | 0 | 0 | 0 | 0 | 0 | 0 | 0 | 0 | 0 | 0 | 0 | 0 | 0 | 0 | 0 | 0 | 0 | 0 | 0 | 0 | 0 | 0 | 0 | 0 | 0 | 0
F1_Commercial_Other Health_Existing_Food Preparation_Natural Gas_Broiler_E4 | F1 | Commercial | Other Health | Existing | Food Preparation | Natural Gas | Broiler | E4 | RVT - Cost of Equipment | 0 | 0 | 0 | 0 | 0 | 0 | 0 | 0 | 0 | 0 | 0 | 0 | 0 | 0 | 0 | 0 | 0 | 0 | 0 | 0 | 0 | 0 | 0 | 0 | 0 | 0 | 0 | 0 | 0 | 0 | 0 | 0 | 0
F1_Commercial_Other Health_Existing_Food Preparation_Natural Gas_Broiler_E5 | F1 | Commercial | Other Health | Existing | Food Preparation | Natural Gas | Broiler | E5 | RVT - Cost of Equipment | 0 | 0 | 0 | 0 | 0 | 0 | 0 | 0 | 0 | 0 | 0 | 0 | 0 | 0 | 0 | 0 | 0 | 0 | 0 | 0 | 0 | 0 | 0 | 0 | 0 | 0 | 0 | 0 | 0 | 0 | 0 | 0 | 0
F1_Commercial_Other Health_Existing_Food Preparation_Natural Gas_Broiler_E6 | F1 | Commercial | Other Health | Existing | Food Preparation | Natural Gas | Broiler | E6 | RVT - Cost of Equipment | 0 | 0 | 0 | 0 | 0 | 0 | 0 | 0 | 0 | 0 | 0 | 0 | 0 | 0 | 0 | 0 | 0 | 0 | 0 | 0 | 0 | 0 | 0 | 0 | 0 | 0 | 0 | 0 | 0 | 0 | 0 | 0 | 0
F1_Commercial_Other Health_Existing_Food Preparation_Natural Gas_Broiler_E7 | F1 | Commercial | Other Health | Existing | Food Preparation | Natural Gas | Broiler | E7 | RVT - Cost of Equipment | 0 | 0 | 0 | 0 | 0 | 0 | 0 | 0 | 0 | 0 | 0 | 0 | 0 | 0 | 0 | 0 | 0 | 0 | 0 | 0 | 0 | 0 | 0 | 0 | 0 | 0 | 0 | 0 | 0 | 0 | 0 | 0 | 0
F1_Commercial_Other Health_Existing_Food Preparation_Natural Gas_Broiler_E8 | F1 | Commercial | Other Health | Existing | Food Preparation | Natural Gas | Broiler | E8 | RVT - Cost of Equipment | 0 | 0 | 0 | 0 | 0 | 0 | 0 | 0 | 0 | 0 | 0 | 0 | 0 | 0 | 0 | 0 | 0 | 0 | 0 | 0 | 0 | 0 | 0 | 0 | 0 | 0 | 0 | 0 | 0 | 0 | 0 | 0 | 0
F1_Commercial_Other Health_Existing_Food Preparation_Natural Gas_Broiler_E9 | F1 | Commercial | Other Health | Existing | Food Preparation | Natural Gas | Broiler | E9 | RVT - Cost of Equipment | 0 | 0 | 0 | 0 | 0 | 0 | 0 | 0 | 0 | 0 | 0 | 0 | 0 | 0 | 0 | 0 | 0 | 0 | 0 | 0 | 0 | 0 | 0 | 0 | 0 | 0 | 0 | 0 | 0 | 0 | 0 | 0 | 0
F1_Commercial_Other Health_Existing_Food Preparation_Natural Gas_Broiler_E10 | F1 | Commercial | Other Health | Existing | Food Preparation | Natural Gas | Broiler | E10 | RVT - Cost of Equipment | 0 | 0 | 0 | 0 | 0 | 0 | 0 | 0 | 0 | 0 | 0 | 0 | 0 | 0 | 0 | 0 | 0 | 0 | 0 | 0 | 0 | 0 | 0 | 0 | 0 | 0 | 0 | 0 | 0 | 0 | 0 | 0 | 0
F2_Commercial_Other Health_Existing_Food Preparation_Natural Gas_Broiler_E1 | F2 | Commercial | Other Health | Existing | Food Preparation | Natural Gas | Broiler | E1 | RVT - Cost of Operation | 0.2906 | 0.29282 | 0.29529 | 0.29802 | 0.30112 | 0.30471 | 0.30762 | 0.31042 | 0.31325 | 0.31621 | 0.31903 | 0.32162 | 0.32426 | 0.32704 | 0.33011 | 0.33311 | 0.3363 | 0.33966 | 0.34316 | 0.34674 | 0.35033 | 0.3537 | 0.35675 | 0.35944 | 0.36176 | 0.36376 | 0.36515 | 0.36618 | 0.36707 | 0.36784 | 0.36859 | 0.36893 | 0.36893
F2_Commercial_Other Health_Existing_Food Preparation_Natural Gas_Broiler_E2 | F2 | Commercial | Other Health | Existing | Food Preparation | Natural Gas | Broiler | E2 | RVT - Cost of Operation | 0.18682 | 0.18824 | 0.18983 | 0.19158 | 0.19358 | 0.19589 | 0.19776 | 0.19955 | 0.20138 | 0.20328 | 0.20509 | 0.20675 | 0.20846 | 0.21024 | 0.21222 | 0.21414 | 0.21619 | 0.21835 | 0.2206 | 0.2229 | 0.22521 | 0.22738 | 0.22934 | 0.23107 | 0.23256 | 0.23385 | 0.23474 | 0.2354 | 0.23598 | 0.23647 | 0.23695 | 0.23717 | 0.23717
F2_Commercial_Other Health_Existing_Food Preparation_Natural Gas_Broiler_E3 | F2 | Commercial | Other Health | Existing | Food Preparation | Natural Gas | Broiler | E3 | RVT - Cost of Operation | 0 | 0 | 0 | 0 | 0 | 0 | 0 | 0 | 0 | 0 | 0 | 0 | 0 | 0 | 0 | 0 | 0 | 0 | 0 | 0 | 0 | 0 | 0 | 0 | 0 | 0 | 0 | 0 | 0 | 0 | 0 | 0 | 0
F2_Commercial_Other Health_Existing_Food Preparation_Natural Gas_Broiler_E4 | F2 | Commercial | Other Health | Existing | Food Preparation | Natural Gas | Broiler | E4 | RVT - Cost of Operation | 0 | 0 | 0 | 0 | 0 | 0 | 0 | 0 | 0 | 0 | 0 | 0 | 0 | 0 | 0 | 0 | 0 | 0 | 0 | 0 | 0 | 0 | 0 | 0 | 0 | 0 | 0 | 0 | 0 | 0 | 0 | 0 | 0
F2_Commercial_Other Health_Existing_Food Preparation_Natural Gas_Broiler_E5 | F2 | Commercial | Other Health | Existing | Food Preparation | Natural Gas | Broiler | E5 | RVT - Cost of Operation | 0 | 0 | 0 | 0 | 0 | 0 | 0 | 0 | 0 | 0 | 0 | 0 | 0 | 0 | 0 | 0 | 0 | 0 | 0 | 0 | 0 | 0 | 0 | 0 | 0 | 0 | 0 | 0 | 0 | 0 | 0 | 0 | 0
F2_Commercial_Other Health_Existing_Food Preparation_Natural Gas_Broiler_E6 | F2 | Commercial | Other Health | Existing | Food Preparation | Natural Gas | Broiler | E6 | RVT - Cost of Operation | 0 | 0 | 0 | 0 | 0 | 0 | 0 | 0 | 0 | 0 | 0 | 0 | 0 | 0 | 0 | 0 | 0 | 0 | 0 | 0 | 0 | 0 | 0 | 0 | 0 | 0 | 0 | 0 | 0 | 0 | 0 | 0 | 0
F2_Commercial_Other Health_Existing_Food Preparation_Natural Gas_Broiler_E7 | F2 | Commercial | Other Health | Existing | Food Preparation | Natural Gas | Broiler | E7 | RVT - Cost of Operation | 0 | 0 | 0 | 0 | 0 | 0 | 0 | 0 | 0 | 0 | 0 | 0 | 0 | 0 | 0 | 0 | 0 | 0 | 0 | 0 | 0 | 0 | 0 | 0 | 0 | 0 | 0 | 0 | 0 | 0 | 0 | 0 | 0
F2_Commercial_Other Health_Existing_Food Preparation_Natural Gas_Broiler_E8 | F2 | Commercial | Other Health | Existing | Food Preparation | Natural Gas | Broiler | E8 | RVT - Cost of Operation | 0 | 0 | 0 | 0 | 0 | 0 | 0 | 0 | 0 | 0 | 0 | 0 | 0 | 0 | 0 | 0 | 0 | 0 | 0 | 0 | 0 | 0 | 0 | 0 | 0 | 0 | 0 | 0 | 0 | 0 | 0 | 0 | 0
F2_Commercial_Other Health_Existing_Food Preparation_Natural Gas_Broiler_E9 | F2 | Commercial | Other Health | Existing | Food Preparation | Natural Gas | Broiler | E9 | RVT - Cost of Operation | 0 | 0 | 0 | 0 | 0 | 0 | 0 | 0 | 0 | 0 | 0 | 0 | 0 | 0 | 0 | 0 | 0 | 0 | 0 | 0 | 0 | 0 | 0 | 0 | 0 | 0 | 0 | 0 | 0 | 0 | 0 | 0 | 0
F2_Commercial_Other Health_Existing_Food Preparation_Natural Gas_Broiler_E10 | F2 | Commercial | Other Health | Existing | Food Preparation | Natural Gas | Broiler | E10 | RVT - Cost of Operation | 0 | 0 | 0 | 0 | 0 | 0 | 0 | 0 | 0 | 0 | 0 | 0 | 0 | 0 | 0 | 0 | 0 | 0 | 0 | 0 | 0 | 0 | 0 | 0 | 0 | 0 | 0 | 0 | 0 | 0 | 0 | 0 | 0
F3_Commercial_Other Health_Existing_Food Preparation_Natural Gas_Broiler_E1 | F3 | Commercial | Other Health | Existing | Food Preparation | Natural Gas | Broiler | E1 | System - kBTUs of Consumption | 0.080619 | 0.080619 | 0.080619 | 0.080619 | 0.080619 | 0.080619 | 0.080619 | 0.080619 | 0.080619 | 0.080619 | 0.080619 | 0.080619 | 0.080619 | 0.080619 | 0.080619 | 0.080619 | 0.080619 | 0.080619 | 0.080619 | 0.080619 | 0.080619 | 0.080619 | 0.080619 | 0.080619 | 0.080619 | 0.080619 | 0.080619 | 0.080619 | 0.080619 | 0.080619 | 0.080619 | 0.080619 | 0.080619
F3_Commercial_Other Health_Existing_Food Preparation_Natural Gas_Broiler_E2 | F3 | Commercial | Other Health | Existing | Food Preparation | Natural Gas | Broiler | E2 | System - kBTUs of Consumption | 0.11287 | 0.11287 | 0.11287 | 0.11287 | 0.11287 | 0.11287 | 0.11287 | 0.11287 | 0.11287 | 0.11287 | 0.11287 | 0.11287 | 0.11287 | 0.11287 | 0.11287 | 0.11287 | 0.11287 | 0.11287 | 0.11287 | 0.11287 | 0.11287 | 0.11287 | 0.11287 | 0.11287 | 0.11287 | 0.11287 | 0.11287 | 0.11287 | 0.11287 | 0.11287 | 0.11287 | 0.11287 | 0.11287
F3_Commercial_Other Health_Existing_Food Preparation_Natural Gas_Broiler_E3 | F3 | Commercial | Other Health | Existing | Food Preparation | Natural Gas | Broiler | E3 | System - kBTUs of Consumption | 0 | 0 | 0 | 0 | 0 | 0 | 0 | 0 | 0 | 0 | 0 | 0 | 0 | 0 | 0 | 0 | 0 | 0 | 0 | 0 | 0 | 0 | 0 | 0 | 0 | 0 | 0 | 0 | 0 | 0 | 0 | 0 | 0
F3_Commercial_Other Health_Existing_Food Preparation_Natural Gas_Broiler_E4 | F3 | Commercial | Other Health | Existing | Food Preparation | Natural Gas | Broiler | E4 | System - kBTUs of Consumption | 0 | 0 | 0 | 0 | 0 | 0 | 0 | 0 | 0 | 0 | 0 | 0 | 0 | 0 | 0 | 0 | 0 | 0 | 0 | 0 | 0 | 0 | 0 | 0 | 0 | 0 | 0 | 0 | 0 | 0 | 0 | 0 | 0
F3_Commercial_Other Health_Existing_Food Preparation_Natural Gas_Broiler_E5 | F3 | Commercial | Other Health | Existing | Food Preparation | Natural Gas | Broiler | E5 | System - kBTUs of Consumption | 0 | 0 | 0 | 0 | 0 | 0 | 0 | 0 | 0 | 0 | 0 | 0 | 0 | 0 | 0 | 0 | 0 | 0 | 0 | 0 | 0 | 0 | 0 | 0 | 0 | 0 | 0 | 0 | 0 | 0 | 0 | 0 | 0
F3_Commercial_Other Health_Existing_Food Preparation_Natural Gas_Broiler_E6 | F3 | Commercial | Other Health | Existing | Food Preparation | Natural Gas | Broiler | E6 | System - kBTUs of Consumption | 0 | 0 | 0 | 0 | 0 | 0 | 0 | 0 | 0 | 0 | 0 | 0 | 0 | 0 | 0 | 0 | 0 | 0 | 0 | 0 | 0 | 0 | 0 | 0 | 0 | 0 | 0 | 0 | 0 | 0 | 0 | 0 | 0
F3_Commercial_Other Health_Existing_Food Preparation_Natural Gas_Broiler_E7 | F3 | Commercial | Other Health | Existing | Food Preparation | Natural Gas | Broiler | E7 | System - kBTUs of Consumption | 0 | 0 | 0 | 0 | 0 | 0 | 0 | 0 | 0 | 0 | 0 | 0 | 0 | 0 | 0 | 0 | 0 | 0 | 0 | 0 | 0 | 0 | 0 | 0 | 0 | 0 | 0 | 0 | 0 | 0 | 0 | 0 | 0
F3_Commercial_Other Health_Existing_Food Preparation_Natural Gas_Broiler_E8 | F3 | Commercial | Other Health | Existing | Food Preparation | Natural Gas | Broiler | E8 | System - kBTUs of Consumption | 0 | 0 | 0 | 0 | 0 | 0 | 0 | 0 | 0 | 0 | 0 | 0 | 0 | 0 | 0 | 0 | 0 | 0 | 0 | 0 | 0 | 0 | 0 | 0 | 0 | 0 | 0 | 0 | 0 | 0 | 0 | 0 | 0
F3_Commercial_Other Health_Existing_Food Preparation_Natural Gas_Broiler_E9 | F3 | Commercial | Other Health | Existing | Food Preparation | Natural Gas | Broiler | E9 | System - kBTUs of Consumption | 0 | 0 | 0 | 0 | 0 | 0 | 0 | 0 | 0 | 0 | 0 | 0 | 0 | 0 | 0 | 0 | 0 | 0 | 0 | 0 | 0 | 0 | 0 | 0 | 0 | 0 | 0 | 0 | 0 | 0 | 0 | 0 | 0
F3_Commercial_Other Health_Existing_Food Preparation_Natural Gas_Broiler_E10 | F3 | Commercial | Other Health | Existing | Food Preparation | Natural Gas | Broiler | E10 | System - kBTUs of Consumption | 0 | 0 | 0 | 0 | 0 | 0 | 0 | 0 | 0 | 0 | 0 | 0 | 0 | 0 | 0 | 0 | 0 | 0 | 0 | 0 | 0 | 0 | 0 | 0 | 0 | 0 | 0 | 0 | 0 | 0 | 0 | 0 | 0
F4_Commercial_Other Health_Existing_Food Preparation_Natural Gas_Broiler_E1 | F4 | Commercial | Other Health | Existing | Food Preparation | Natural Gas | Broiler | E1 | Utility - Cost of Equipment | 0.2906 | 0.29282 | 0.29529 | 0.29802 | 0.30112 | 0.30471 | 0.30762 | 0.31042 | 0.31325 | 0.31621 | 0.31903 | 0.32162 | 0.32426 | 0.32704 | 0.33011 | 0.33311 | 0.3363 | 0.33966 | 0.34316 | 0.34674 | 0.35033 | 0.3537 | 0.35675 | 0.35944 | 0.36176 | 0.36376 | 0.36515 | 0.36618 | 0.36707 | 0.36784 | 0.36859 | 0.36893 | 0.36893
F4_Commercial_Other Health_Existing_Food Preparation_Natural Gas_Broiler_E2 | F4 | Commercial | Other Health | Existing | Food Preparation | Natural Gas | Broiler | E2 | Utility - Cost of Equipment | 0.18682 | 0.18824 | 0.18983 | 0.19158 | 0.19358 | 0.19589 | 0.19776 | 0.19955 | 0.20138 | 0.20328 | 0.20509 | 0.20675 | 0.20846 | 0.21024 | 0.21222 | 0.21414 | 0.21619 | 0.21835 | 0.2206 | 0.2229 | 0.22521 | 0.22738 | 0.22934 | 0.23107 | 0.23256 | 0.23385 | 0.23474 | 0.2354 | 0.23598 | 0.23647 | 0.23695 | 0.23717 | 0.23717
F4_Commercial_Other Health_Existing_Food Preparation_Natural Gas_Broiler_E3 | F4 | Commercial | Other Health | Existing | Food Preparation | Natural Gas | Broiler | E3 | Utility - Cost of Equipment | 0 | 0 | 0 | 0 | 0 | 0 | 0 | 0 | 0 | 0 | 0 | 0 | 0 | 0 | 0 | 0 | 0 | 0 | 0 | 0 | 0 | 0 | 0 | 0 | 0 | 0 | 0 | 0 | 0 | 0 | 0 | 0 | 0
F4_Commercial_Other Health_Existing_Food Preparation_Natural Gas_Broiler_E4 | F4 | Commercial | Other Health | Existing | Food Preparation | Natural Gas | Broiler | E4 | Utility - Cost of Equipment | 0 | 0 | 0 | 0 | 0 | 0 | 0 | 0 | 0 | 0 | 0 | 0 | 0 | 0 | 0 | 0 | 0 | 0 | 0 | 0 | 0 | 0 | 0 | 0 | 0 | 0 | 0 | 0 | 0 | 0 | 0 | 0 | 0
F4_Commercial_Other Health_Existing_Food Preparation_Natural Gas_Broiler_E5 | F4 | Commercial | Other Health | Existing | Food Preparation | Natural Gas | Broiler | E5 | Utility - Cost of Equipment | 0 | 0 | 0 | 0 | 0 | 0 | 0 | 0 | 0 | 0 | 0 | 0 | 0 | 0 | 0 | 0 | 0 | 0 | 0 | 0 | 0 | 0 | 0 | 0 | 0 | 0 | 0 | 0 | 0 | 0 | 0 | 0 | 0
F4_Commercial_Other Health_Existing_Food Preparation_Natural Gas_Broiler_E6 | F4 | Commercial | Other Health | Existing | Food Preparation | Natural Gas | Broiler | E6 | Utility - Cost of Equipment | 0 | 0 | 0 | 0 | 0 | 0 | 0 | 0 | 0 | 0 | 0 | 0 | 0 | 0 | 0 | 0 | 0 | 0 | 0 | 0 | 0 | 0 | 0 | 0 | 0 | 0 | 0 | 0 | 0 | 0 | 0 | 0 | 0
F4_Commercial_Other Health_Existing_Food Preparation_Natural Gas_Broiler_E7 | F4 | Commercial | Other Health | Existing | Food Preparation | Natural Gas | Broiler | E7 | Utility - Cost of Equipment | 0 | 0 | 0 | 0 | 0 | 0 | 0 | 0 | 0 | 0 | 0 | 0 | 0 | 0 | 0 | 0 | 0 | 0 | 0 | 0 | 0 | 0 | 0 | 0 | 0 | 0 | 0 | 0 | 0 | 0 | 0 | 0 | 0
F4_Commercial_Other Health_Existing_Food Preparation_Natural Gas_Broiler_E8 | F4 | Commercial | Other Health | Existing | Food Preparation | Natural Gas | Broiler | E8 | Utility - Cost of Equipment | 0 | 0 | 0 | 0 | 0 | 0 | 0 | 0 | 0 | 0 | 0 | 0 | 0 | 0 | 0 | 0 | 0 | 0 | 0 | 0 | 0 | 0 | 0 | 0 | 0 | 0 | 0 | 0 | 0 | 0 | 0 | 0 | 0
F4_Commercial_Other Health_Existing_Food Preparation_Natural Gas_Broiler_E9 | F4 | Commercial | Other Health | Existing | Food Preparation | Natural Gas | Broiler | E9 | Utility - Cost of Equipment | 0 | 0 | 0 | 0 | 0 | 0 | 0 | 0 | 0 | 0 | 0 | 0 | 0 | 0 | 0 | 0 | 0 | 0 | 0 | 0 | 0 | 0 | 0 | 0 | 0 | 0 | 0 | 0 | 0 | 0 | 0 | 0 | 0
F4_Commercial_Other Health_Existing_Food Preparation_Natural Gas_Broiler_E10 | F4 | Commercial | Other Health | Existing | Food Preparation | Natural Gas | Broiler | E10 | Utility - Cost of Equipment | 0 | 0 | 0 | 0 | 0 | 0 | 0 | 0 | 0 | 0 | 0 | 0 | 0 | 0 | 0 | 0 | 0 | 0 | 0 | 0 | 0 | 0 | 0 | 0 | 0 | 0 | 0 | 0 | 0 | 0 | 0 | 0 | 0
F5_Commercial_Other Health_Existing_Food Preparation_Natural Gas_Broiler_E1 | F5 | Commercial | Other Health | Existing | Food Preparation | Natural Gas | Broiler | E1 | Utility - Cost of Operation | 0.080619 | 0.080619 | 0.080619 | 0.080619 | 0.080619 | 0.080619 | 0.080619 | 0.080619 | 0.080619 | 0.080619 | 0.080619 | 0.080619 | 0.080619 | 0.080619 | 0.080619 | 0.080619 | 0.080619 | 0.080619 | 0.080619 | 0.080619 | 0.080619 | 0.080619 | 0.080619 | 0.080619 | 0.080619 | 0.080619 | 0.080619 | 0.080619 | 0.080619 | 0.080619 | 0.080619 | 0.080619 | 0.080619
F5_Commercial_Other Health_Existing_Food Preparation_Natural Gas_Broiler_E2 | F5 | Commercial | Other Health | Existing | Food Preparation | Natural Gas | Broiler | E2 | Utility - Cost of Operation | 0.11287 | 0.11287 | 0.11287 | 0.11287 | 0.11287 | 0.11287 | 0.11287 | 0.11287 | 0.11287 | 0.11287 | 0.11287 | 0.11287 | 0.11287 | 0.11287 | 0.11287 | 0.11287 | 0.11287 | 0.11287 | 0.11287 | 0.11287 | 0.11287 | 0.11287 | 0.11287 | 0.11287 | 0.11287 | 0.11287 | 0.11287 | 0.11287 | 0.11287 | 0.11287 | 0.11287 | 0.11287 | 0.11287
F5_Commercial_Other Health_Existing_Food Preparation_Natural Gas_Broiler_E3 | F5 | Commercial | Other Health | Existing | Food Preparation | Natural Gas | Broiler | E3 | Utility - Cost of Operation | 0 | 0 | 0 | 0 | 0 | 0 | 0 | 0 | 0 | 0 | 0 | 0 | 0 | 0 | 0 | 0 | 0 | 0 | 0 | 0 | 0 | 0 | 0 | 0 | 0 | 0 | 0 | 0 | 0 | 0 | 0 | 0 | 0
F5_Commercial_Other Health_Existing_Food Preparation_Natural Gas_Broiler_E4 | F5 | Commercial | Other Health | Existing | Food Preparation | Natural Gas | Broiler | E4 | Utility - Cost of Operation | 0 | 0 | 0 | 0 | 0 | 0 | 0 | 0 | 0 | 0 | 0 | 0 | 0 | 0 | 0 | 0 | 0 | 0 | 0 | 0 | 0 | 0 | 0 | 0 | 0 | 0 | 0 | 0 | 0 | 0 | 0 | 0 | 0
F5_Commercial_Other Health_Existing_Food Preparation_Natural Gas_Broiler_E5 | F5 | Commercial | Other Health | Existing | Food Preparation | Natural Gas | Broiler | E5 | Utility - Cost of Operation | 0 | 0 | 0 | 0 | 0 | 0 | 0 | 0 | 0 | 0 | 0 | 0 | 0 | 0 | 0 | 0 | 0 | 0 | 0 | 0 | 0 | 0 | 0 | 0 | 0 | 0 | 0 | 0 | 0 | 0 | 0 | 0 | 0
F5_Commercial_Other Health_Existing_Food Preparation_Natural Gas_Broiler_E6 | F5 | Commercial | Other Health | Existing | Food Preparation | Natural Gas | Broiler | E6 | Utility - Cost of Operation | 0 | 0 | 0 | 0 | 0 | 0 | 0 | 0 | 0 | 0 | 0 | 0 | 0 | 0 | 0 | 0 | 0 | 0 | 0 | 0 | 0 | 0 | 0 | 0 | 0 | 0 | 0 | 0 | 0 | 0 | 0 | 0 | 0
F5_Commercial_Other Health_Existing_Food Preparation_Natural Gas_Broiler_E7 | F5 | Commercial | Other Health | Existing | Food Preparation | Natural Gas | Broiler | E7 | Utility - Cost of Operation | 0 | 0 | 0 | 0 | 0 | 0 | 0 | 0 | 0 | 0 | 0 | 0 | 0 | 0 | 0 | 0 | 0 | 0 | 0 | 0 | 0 | 0 | 0 | 0 | 0 | 0 | 0 | 0 | 0 | 0 | 0 | 0 | 0
F5_Commercial_Other Health_Existing_Food Preparation_Natural Gas_Broiler_E8 | F5 | Commercial | Other Health | Existing | Food Preparation | Natural Gas | Broiler | E8 | Utility - Cost of Operation | 0 | 0 | 0 | 0 | 0 | 0 | 0 | 0 | 0 | 0 | 0 | 0 | 0 | 0 | 0 | 0 | 0 | 0 | 0 | 0 | 0 | 0 | 0 | 0 | 0 | 0 | 0 | 0 | 0 | 0 | 0 | 0 | 0
F5_Commercial_Other Health_Existing_Food Preparation_Natural Gas_Broiler_E9 | F5 | Commercial | Other Health | Existing | Food Preparation | Natural Gas | Broiler | E9 | Utility - Cost of Operation | 0 | 0 | 0 | 0 | 0 | 0 | 0 | 0 | 0 | 0 | 0 | 0 | 0 | 0 | 0 | 0 | 0 | 0 | 0 | 0 | 0 | 0 | 0 | 0 | 0 | 0 | 0 | 0 | 0 | 0 | 0 | 0 | 0
F5_Commercial_Other Health_Existing_Food Preparation_Natural Gas_Broiler_E10 | F5 | Commercial | Other Health | Existing | Food Preparation | Natural Gas | Broiler | E10 | Utility - Cost of Operation | 0 | 0 | 0 | 0 | 0 | 0 | 0 | 0 | 0 | 0 | 0 | 0 | 0 | 0 | 0 | 0 | 0 | 0 | 0 | 0 | 0 | 0 | 0 | 0 | 0 | 0 | 0 | 0 | 0 | 0 | 0 | 0 | 0
F6_Commercial_Other Health_Existing_Food Preparation_Natural Gas_Broiler_E1 | F6 | Commercial | Other Health | Existing | Food Preparation | Natural Gas | Broiler | E1 | Utility - Value of Sales | 0.17211 | 0.17211 | 0.17211 | 0.17211 | 0.17211 | 0.17211 | 0.17211 | 0.17211 | 0.17211 | 0.17211 | 0.17211 | 0.17211 | 0.17211 | 0.17211 | 0.17211 | 0.17211 | 0.17211 | 0.17211 | 0.17211 | 0.17211 | 0.17211 | 0.17211 | 0.17211 | 0.17211 | 0.17211 | 0.17211 | 0.17211 | 0.17211 | 0.17211 | 0.17211 | 0.17211 | 0.17211 | 0.17211
F6_Commercial_Other Health_Existing_Food Preparation_Natural Gas_Broiler_E2 | F6 | Commercial | Other Health | Existing | Food Preparation | Natural Gas | Broiler | E2 | Utility - Value of Sales | 0.11064 | 0.11064 | 0.11064 | 0.11064 | 0.11064 | 0.11064 | 0.11064 | 0.11064 | 0.11064 | 0.11064 | 0.11064 | 0.11064 | 0.11064 | 0.11064 | 0.11064 | 0.11064 | 0.11064 | 0.11064 | 0.11064 | 0.11064 | 0.11064 | 0.11064 | 0.11064 | 0.11064 | 0.11064 | 0.11064 | 0.11064 | 0.11064 | 0.11064 | 0.11064 | 0.11064 | 0.11064 | 0.11064
F6_Commercial_Other Health_Existing_Food Preparation_Natural Gas_Broiler_E3 | F6 | Commercial | Other Health | Existing | Food Preparation | Natural Gas | Broiler | E3 | Utility - Value of Sales | 0 | 0 | 0 | 0 | 0 | 0 | 0 | 0 | 0 | 0 | 0 | 0 | 0 | 0 | 0 | 0 | 0 | 0 | 0 | 0 | 0 | 0 | 0 | 0 | 0 | 0 | 0 | 0 | 0 | 0 | 0 | 0 | 0
F6_Commercial_Other Health_Existing_Food Preparation_Natural Gas_Broiler_E4 | F6 | Commercial | Other Health | Existing | Food Preparation | Natural Gas | Broiler | E4 | Utility - Value of Sales | 0 | 0 | 0 | 0 | 0 | 0 | 0 | 0 | 0 | 0 | 0 | 0 | 0 | 0 | 0 | 0 | 0 | 0 | 0 | 0 | 0 | 0 | 0 | 0 | 0 | 0 | 0 | 0 | 0 | 0 | 0 | 0 | 0
F6_Commercial_Other Health_Existing_Food Preparation_Natural Gas_Broiler_E5 | F6 | Commercial | Other Health | Existing | Food Preparation | Natural Gas | Broiler | E5 | Utility - Value of Sales | 0 | 0 | 0 | 0 | 0 | 0 | 0 | 0 | 0 | 0 | 0 | 0 | 0 | 0 | 0 | 0 | 0 | 0 | 0 | 0 | 0 | 0 | 0 | 0 | 0 | 0 | 0 | 0 | 0 | 0 | 0 | 0 | 0
F6_Commercial_Other Health_Existing_Food Preparation_Natural Gas_Broiler_E6 | F6 | Commercial | Other Health | Existing | Food Preparation | Natural Gas | Broiler | E6 | Utility - Value of Sales | 0 | 0 | 0 | 0 | 0 | 0 | 0 | 0 | 0 | 0 | 0 | 0 | 0 | 0 | 0 | 0 | 0 | 0 | 0 | 0 | 0 | 0 | 0 | 0 | 0 | 0 | 0 | 0 | 0 | 0 | 0 | 0 | 0
F6_Commercial_Other Health_Existing_Food Preparation_Natural Gas_Broiler_E7 | F6 | Commercial | Other Health | Existing | Food Preparation | Natural Gas | Broiler | E7 | Utility - Value of Sales | 0 | 0 | 0 | 0 | 0 | 0 | 0 | 0 | 0 | 0 | 0 | 0 | 0 | 0 | 0 | 0 | 0 | 0 | 0 | 0 | 0 | 0 | 0 | 0 | 0 | 0 | 0 | 0 | 0 | 0 | 0 | 0 | 0
F6_Commercial_Other Health_Existing_Food Preparation_Natural Gas_Broiler_E8 | F6 | Commercial | Other Health | Existing | Food Preparation | Natural Gas | Broiler | E8 | Utility - Value of Sales | 0 | 0 | 0 | 0 | 0 | 0 | 0 | 0 | 0 | 0 | 0 | 0 | 0 | 0 | 0 | 0 | 0 | 0 | 0 | 0 | 0 | 0 | 0 | 0 | 0 | 0 | 0 | 0 | 0 | 0 | 0 | 0 | 0
F6_Commercial_Other Health_Existing_Food Preparation_Natural Gas_Broiler_E9 | F6 | Commercial | Other Health | Existing | Food Preparation | Natural Gas | Broiler | E9 | Utility - Value of Sales | 0 | 0 | 0 | 0 | 0 | 0 | 0 | 0 | 0 | 0 | 0 | 0 | 0 | 0 | 0 | 0 | 0 | 0 | 0 | 0 | 0 | 0 | 0 | 0 | 0 | 0 | 0 | 0 | 0 | 0 | 0 | 0 | 0
F6_Commercial_Other Health_Existing_Food Preparation_Natural Gas_Broiler_E10 | F6 | Commercial | Other Health | Existing | Food Preparation | Natural Gas | Broiler | E10 | Utility - Value of Sales | 0 | 0 | 0 | 0 | 0 | 0 | 0 | 0 | 0 | 0 | 0 | 0 | 0 | 0 | 0 | 0 | 0 | 0 | 0 | 0 | 0 | 0 | 0 | 0 | 0 | 0 | 0 | 0 | 0 | 0 | 0 | 0 | 0
F1_Commercial_Other Health_Existing_Food Preparation_Natural Gas_Griddle_E1 | F1 | Commercial | Other Health | Existing | Food Preparation | Natural Gas | Griddle | E1 | RVT - Cost of Equipment | 0.14968 | 0.15082 | 0.1521 | 0.1535 | 0.1551 | 0.15695 | 0.15845 | 0.15989 | 0.16135 | 0.16287 | 0.16432 | 0.16566 | 0.16702 | 0.16845 | 0.17003 | 0.17158 | 0.17322 | 0.17495 | 0.17675 | 0.1786 | 0.18045 | 0.18218 | 0.18375 | 0.18514 | 0.18633 | 0.18736 | 0.18808 | 0.18861 | 0.18907 | 0.18946 | 0.18985 | 0.19003 | 0.19003
F1_Commercial_Other Health_Existing_Food Preparation_Natural Gas_Griddle_E2 | F1 | Commercial | Other Health | Existing | Food Preparation | Natural Gas | Griddle | E2 | RVT - Cost of Equipment | 0.13719 | 0.13823 | 0.1394 | 0.14069 | 0.14215 | 0.14385 | 0.14522 | 0.14654 | 0.14788 | 0.14928 | 0.15061 | 0.15183 | 0.15308 | 0.15439 | 0.15584 | 0.15725 | 0.15876 | 0.16034 | 0.162 | 0.16369 | 0.16538 | 0.16698 | 0.16841 | 0.16968 | 0.17078 | 0.17172 | 0.17238 | 0.17286 | 0.17329 | 0.17365 | 0.174 | 0.17416 | 0.17416
F1_Commercial_Other Health_Existing_Food Preparation_Natural Gas_Griddle_E3 | F1 | Commercial | Other Health | Existing | Food Preparation | Natural Gas | Griddle | E3 | RVT - Cost of Equipment | 0 | 0 | 0 | 0 | 0 | 0 | 0 | 0 | 0 | 0 | 0 | 0 | 0 | 0 | 0 | 0 | 0 | 0 | 0 | 0 | 0 | 0 | 0 | 0 | 0 | 0 | 0 | 0 | 0 | 0 | 0 | 0 | 0
F1_Commercial_Other Health_Existing_Food Preparation_Natural Gas_Griddle_E4 | F1 | Commercial | Other Health | Existing | Food Preparation | Natural Gas | Griddle | E4 | RVT - Cost of Equipment | 0 | 0 | 0 | 0 | 0 | 0 | 0 | 0 | 0 | 0 | 0 | 0 | 0 | 0 | 0 | 0 | 0 | 0 | 0 | 0 | 0 | 0 | 0 | 0 | 0 | 0 | 0 | 0 | 0 | 0 | 0 | 0 | 0
F1_Commercial_Other Health_Existing_Food Preparation_Natural Gas_Griddle_E5 | F1 | Commercial | Other Health | Existing | Food Preparation | Natural Gas | Griddle | E5 | RVT - Cost of Equipment | 0 | 0 | 0 | 0 | 0 | 0 | 0 | 0 | 0 | 0 | 0 | 0 | 0 | 0 | 0 | 0 | 0 | 0 | 0 | 0 | 0 | 0 | 0 | 0 | 0 | 0 | 0 | 0 | 0 | 0 | 0 | 0 | 0
F1_Commercial_Other Health_Existing_Food Preparation_Natural Gas_Griddle_E6 | F1 | Commercial | Other Health | Existing | Food Preparation | Natural Gas | Griddle | E6 | RVT - Cost of Equipment | 0 | 0 | 0 | 0 | 0 | 0 | 0 | 0 | 0 | 0 | 0 | 0 | 0 | 0 | 0 | 0 | 0 | 0 | 0 | 0 | 0 | 0 | 0 | 0 | 0 | 0 | 0 | 0 | 0 | 0 | 0 | 0 | 0
F1_Commercial_Other Health_Existing_Food Preparation_Natural Gas_Griddle_E7 | F1 | Commercial | Other Health | Existing | Food Preparation | Natural Gas | Griddle | E7 | RVT - Cost of Equipment | 0 | 0 | 0 | 0 | 0 | 0 | 0 | 0 | 0 | 0 | 0 | 0 | 0 | 0 | 0 | 0 | 0 | 0 | 0 | 0 | 0 | 0 | 0 | 0 | 0 | 0 | 0 | 0 | 0 | 0 | 0 | 0 | 0
F1_Commercial_Other Health_Existing_Food Preparation_Natural Gas_Griddle_E8 | F1 | Commercial | Other Health | Existing | Food Preparation | Natural Gas | Griddle | E8 | RVT - Cost of Equipment | 0 | 0 | 0 | 0 | 0 | 0 | 0 | 0 | 0 | 0 | 0 | 0 | 0 | 0 | 0 | 0 | 0 | 0 | 0 | 0 | 0 | 0 | 0 | 0 | 0 | 0 | 0 | 0 | 0 | 0 | 0 | 0 | 0
F1_Commercial_Other Health_Existing_Food Preparation_Natural Gas_Griddle_E9 | F1 | Commercial | Other Health | Existing | Food Preparation | Natural Gas | Griddle | E9 | RVT - Cost of Equipment | 0 | 0 | 0 | 0 | 0 | 0 | 0 | 0 | 0 | 0 | 0 | 0 | 0 | 0 | 0 | 0 | 0 | 0 | 0 | 0 | 0 | 0 | 0 | 0 | 0 | 0 | 0 | 0 | 0 | 0 | 0 | 0 | 0
F1_Commercial_Other Health_Existing_Food Preparation_Natural Gas_Griddle_E10 | F1 | Commercial | Other Health | Existing | Food Preparation | Natural Gas | Griddle | E10 | RVT - Cost of Equipment | 0 | 0 | 0 | 0 | 0 | 0 | 0 | 0 | 0 | 0 | 0 | 0 | 0 | 0 | 0 | 0 | 0 | 0 | 0 | 0 | 0 | 0 | 0 | 0 | 0 | 0 | 0 | 0 | 0 | 0 | 0 | 0 | 0
F2_Commercial_Other Health_Existing_Food Preparation_Natural Gas_Griddle_E1 | F2 | Commercial | Other Health | Existing | Food Preparation | Natural Gas | Griddle | E1 | RVT - Cost of Operation | 0.17933 | 0.1807 | 0.18222 | 0.1839 | 0.18582 | 0.18804 | 0.18983 | 0.19156 | 0.19331 | 0.19513 | 0.19687 | 0.19847 | 0.2001 | 0.20182 | 0.20371 | 0.20556 | 0.20753 | 0.2096 | 0.21176 | 0.21397 | 0.21619 | 0.21827 | 0.22015 | 0.22181 | 0.22324 | 0.22448 | 0.22533 | 0.22597 | 0.22652 | 0.22699 | 0.22746 | 0.22766 | 0.22766
F2_Commercial_Other Health_Existing_Food Preparation_Natural Gas_Griddle_E2 | F2 | Commercial | Other Health | Existing | Food Preparation | Natural Gas | Griddle | E2 | RVT - Cost of Operation | 0.16436 | 0.16561 | 0.16701 | 0.16855 | 0.17031 | 0.17234 | 0.17398 | 0.17557 | 0.17717 | 0.17884 | 0.18044 | 0.1819 | 0.1834 | 0.18497 | 0.1867 | 0.1884 | 0.1902 | 0.1921 | 0.19408 | 0.19611 | 0.19814 | 0.20005 | 0.20177 | 0.20329 | 0.2046 | 0.20574 | 0.20652 | 0.2071 | 0.20761 | 0.20804 | 0.20847 | 0.20866 | 0.20866
F2_Commercial_Other Health_Existing_Food Preparation_Natural Gas_Griddle_E3 | F2 | Commercial | Other Health | Existing | Food Preparation | Natural Gas | Griddle | E3 | RVT - Cost of Operation | 0 | 0 | 0 | 0 | 0 | 0 | 0 | 0 | 0 | 0 | 0 | 0 | 0 | 0 | 0 | 0 | 0 | 0 | 0 | 0 | 0 | 0 | 0 | 0 | 0 | 0 | 0 | 0 | 0 | 0 | 0 | 0 | 0
F2_Commercial_Other Health_Existing_Food Preparation_Natural Gas_Griddle_E4 | F2 | Commercial | Other Health | Existing | Food Preparation | Natural Gas | Griddle | E4 | RVT - Cost of Operation | 0 | 0 | 0 | 0 | 0 | 0 | 0 | 0 | 0 | 0 | 0 | 0 | 0 | 0 | 0 | 0 | 0 | 0 | 0 | 0 | 0 | 0 | 0 | 0 | 0 | 0 | 0 | 0 | 0 | 0 | 0 | 0 | 0
F2_Commercial_Other Health_Existing_Food Preparation_Natural Gas_Griddle_E5 | F2 | Commercial | Other Health | Existing | Food Preparation | Natural Gas | Griddle | E5 | RVT - Cost of Operation | 0 | 0 | 0 | 0 | 0 | 0 | 0 | 0 | 0 | 0 | 0 | 0 | 0 | 0 | 0 | 0 | 0 | 0 | 0 | 0 | 0 | 0 | 0 | 0 | 0 | 0 | 0 | 0 | 0 | 0 | 0 | 0 | 0
F2_Commercial_Other Health_Existing_Food Preparation_Natural Gas_Griddle_E6 | F2 | Commercial | Other Health | Existing | Food Preparation | Natural Gas | Griddle | E6 | RVT - Cost of Operation | 0 | 0 | 0 | 0 | 0 | 0 | 0 | 0 | 0 | 0 | 0 | 0 | 0 | 0 | 0 | 0 | 0 | 0 | 0 | 0 | 0 | 0 | 0 | 0 | 0 | 0 | 0 | 0 | 0 | 0 | 0 | 0 | 0
F2_Commercial_Other Health_Existing_Food Preparation_Natural Gas_Griddle_E7 | F2 | Commercial | Other Health | Existing | Food Preparation | Natural Gas | Griddle | E7 | RVT - Cost of Operation | 0 | 0 | 0 | 0 | 0 | 0 | 0 | 0 | 0 | 0 | 0 | 0 | 0 | 0 | 0 | 0 | 0 | 0 | 0 | 0 | 0 | 0 | 0 | 0 | 0 | 0 | 0 | 0 | 0 | 0 | 0 | 0 | 0
F2_Commercial_Other Health_Existing_Food Preparation_Natural Gas_Griddle_E8 | F2 | Commercial | Other Health | Existing | Food Preparation | Natural Gas | Griddle | E8 | RVT - Cost of Operation | 0 | 0 | 0 | 0 | 0 | 0 | 0 | 0 | 0 | 0 | 0 | 0 | 0 | 0 | 0 | 0 | 0 | 0 | 0 | 0 | 0 | 0 | 0 | 0 | 0 | 0 | 0 | 0 | 0 | 0 | 0 | 0 | 0
F2_Commercial_Other Health_Existing_Food Preparation_Natural Gas_Griddle_E9 | F2 | Commercial | Other Health | Existing | Food Preparation | Natural Gas | Griddle | E9 | RVT - Cost of Operation | 0 | 0 | 0 | 0 | 0 | 0 | 0 | 0 | 0 | 0 | 0 | 0 | 0 | 0 | 0 | 0 | 0 | 0 | 0 | 0 | 0 | 0 | 0 | 0 | 0 | 0 | 0 | 0 | 0 | 0 | 0 | 0 | 0
F2_Commercial_Other Health_Existing_Food Preparation_Natural Gas_Griddle_E10 | F2 | Commercial | Other Health | Existing | Food Preparation | Natural Gas | Griddle | E10 | RVT - Cost of Operation | 0 | 0 | 0 | 0 | 0 | 0 | 0 | 0 | 0 | 0 | 0 | 0 | 0 | 0 | 0 | 0 | 0 | 0 | 0 | 0 | 0 | 0 | 0 | 0 | 0 | 0 | 0 | 0 | 0 | 0 | 0 | 0 | 0
F3_Commercial_Other Health_Existing_Food Preparation_Natural Gas_Griddle_E1 | F3 | Commercial | Other Health | Existing | Food Preparation | Natural Gas | Griddle | E1 | System - kBTUs of Consumption | 0.053907 | 0.053907 | 0.053907 | 0.053907 | 0.053907 | 0.053907 | 0.053907 | 0.053907 | 0.053907 | 0.053907 | 0.053907 | 0.053907 | 0.053907 | 0.053907 | 0.053907 | 0.053907 | 0.053907 | 0.053907 | 0.053907 | 0.053907 | 0.053907 | 0.053907 | 0.053907 | 0.053907 | 0.053907 | 0.053907 | 0.053907 | 0.053907 | 0.053907 | 0.053907 | 0.053907 | 0.053907 | 0.053907
F3_Commercial_Other Health_Existing_Food Preparation_Natural Gas_Griddle_E2 | F3 | Commercial | Other Health | Existing | Food Preparation | Natural Gas | Griddle | E2 | System - kBTUs of Consumption | 0.066991 | 0.066991 | 0.066991 | 0.066991 | 0.066991 | 0.066991 | 0.066991 | 0.066991 | 0.066991 | 0.066991 | 0.066991 | 0.066991 | 0.066991 | 0.066991 | 0.066991 | 0.066991 | 0.066991 | 0.066991 | 0.066991 | 0.066991 | 0.066991 | 0.066991 | 0.066991 | 0.066991 | 0.066991 | 0.066991 | 0.066991 | 0.066991 | 0.066991 | 0.066991 | 0.066991 | 0.066991 | 0.066991
F3_Commercial_Other Health_Existing_Food Preparation_Natural Gas_Griddle_E3 | F3 | Commercial | Other Health | Existing | Food Preparation | Natural Gas | Griddle | E3 | System - kBTUs of Consumption | 0 | 0 | 0 | 0 | 0 | 0 | 0 | 0 | 0 | 0 | 0 | 0 | 0 | 0 | 0 | 0 | 0 | 0 | 0 | 0 | 0 | 0 | 0 | 0 | 0 | 0 | 0 | 0 | 0 | 0 | 0 | 0 | 0
F3_Commercial_Other Health_Existing_Food Preparation_Natural Gas_Griddle_E4 | F3 | Commercial | Other Health | Existing | Food Preparation | Natural Gas | Griddle | E4 | System - kBTUs of Consumption | 0 | 0 | 0 | 0 | 0 | 0 | 0 | 0 | 0 | 0 | 0 | 0 | 0 | 0 | 0 | 0 | 0 | 0 | 0 | 0 | 0 | 0 | 0 | 0 | 0 | 0 | 0 | 0 | 0 | 0 | 0 | 0 | 0
F3_Commercial_Other Health_Existing_Food Preparation_Natural Gas_Griddle_E5 | F3 | Commercial | Other Health | Existing | Food Preparation | Natural Gas | Griddle | E5 | System - kBTUs of Consumption | 0 | 0 | 0 | 0 | 0 | 0 | 0 | 0 | 0 | 0 | 0 | 0 | 0 | 0 | 0 | 0 | 0 | 0 | 0 | 0 | 0 | 0 | 0 | 0 | 0 | 0 | 0 | 0 | 0 | 0 | 0 | 0 | 0
F3_Commercial_Other Health_Existing_Food Preparation_Natural Gas_Griddle_E6 | F3 | Commercial | Other Health | Existing | Food Preparation | Natural Gas | Griddle | E6 | System - kBTUs of Consumption | 0 | 0 | 0 | 0 | 0 | 0 | 0 | 0 | 0 | 0 | 0 | 0 | 0 | 0 | 0 | 0 | 0 | 0 | 0 | 0 | 0 | 0 | 0 | 0 | 0 | 0 | 0 | 0 | 0 | 0 | 0 | 0 | 0
F3_Commercial_Other Health_Existing_Food Preparation_Natural Gas_Griddle_E7 | F3 | Commercial | Other Health | Existing | Food Preparation | Natural Gas | Griddle | E7 | System - kBTUs of Consumption | 0 | 0 | 0 | 0 | 0 | 0 | 0 | 0 | 0 | 0 | 0 | 0 | 0 | 0 | 0 | 0 | 0 | 0 | 0 | 0 | 0 | 0 | 0 | 0 | 0 | 0 | 0 | 0 | 0 | 0 | 0 | 0 | 0
F3_Commercial_Other Health_Existing_Food Preparation_Natural Gas_Griddle_E8 | F3 | Commercial | Other Health | Existing | Food Preparation | Natural Gas | Griddle | E8 | System - kBTUs of Consumption | 0 | 0 | 0 | 0 | 0 | 0 | 0 | 0 | 0 | 0 | 0 | 0 | 0 | 0 | 0 | 0 | 0 | 0 | 0 | 0 | 0 | 0 | 0 | 0 | 0 | 0 | 0 | 0 | 0 | 0 | 0 | 0 | 0
F3_Commercial_Other Health_Existing_Food Preparation_Natural Gas_Griddle_E9 | F3 | Commercial | Other Health | Existing | Food Preparation | Natural Gas | Griddle | E9 | System - kBTUs of Consumption | 0 | 0 | 0 | 0 | 0 | 0 | 0 | 0 | 0 | 0 | 0 | 0 | 0 | 0 | 0 | 0 | 0 | 0 | 0 | 0 | 0 | 0 | 0 | 0 | 0 | 0 | 0 | 0 | 0 | 0 | 0 | 0 | 0
F3_Commercial_Other Health_Existing_Food Preparation_Natural Gas_Griddle_E10 | F3 | Commercial | Other Health | Existing | Food Preparation | Natural Gas | Griddle | E10 | System - kBTUs of Consumption | 0 | 0 | 0 | 0 | 0 | 0 | 0 | 0 | 0 | 0 | 0 | 0 | 0 | 0 | 0 | 0 | 0 | 0 | 0 | 0 | 0 | 0 | 0 | 0 | 0 | 0 | 0 | 0 | 0 | 0 | 0 | 0 | 0
F4_Commercial_Other Health_Existing_Food Preparation_Natural Gas_Griddle_E1 | F4 | Commercial | Other Health | Existing | Food Preparation | Natural Gas | Griddle | E1 | Utility - Cost of Equipment | 0.17933 | 0.1807 | 0.18222 | 0.1839 | 0.18582 | 0.18804 | 0.18983 | 0.19156 | 0.19331 | 0.19513 | 0.19687 | 0.19847 | 0.2001 | 0.20182 | 0.20371 | 0.20556 | 0.20753 | 0.2096 | 0.21176 | 0.21397 | 0.21619 | 0.21827 | 0.22015 | 0.22181 | 0.22324 | 0.22448 | 0.22533 | 0.22597 | 0.22652 | 0.22699 | 0.22746 | 0.22766 | 0.22766
F4_Commercial_Other Health_Existing_Food Preparation_Natural Gas_Griddle_E2 | F4 | Commercial | Other Health | Existing | Food Preparation | Natural Gas | Griddle | E2 | Utility - Cost of Equipment | 0.16436 | 0.16561 | 0.16701 | 0.16855 | 0.17031 | 0.17234 | 0.17398 | 0.17557 | 0.17717 | 0.17884 | 0.18044 | 0.1819 | 0.1834 | 0.18497 | 0.1867 | 0.1884 | 0.1902 | 0.1921 | 0.19408 | 0.19611 | 0.19814 | 0.20005 | 0.20177 | 0.20329 | 0.2046 | 0.20574 | 0.20652 | 0.2071 | 0.20761 | 0.20804 | 0.20847 | 0.20866 | 0.20866
F4_Commercial_Other Health_Existing_Food Preparation_Natural Gas_Griddle_E3 | F4 | Commercial | Other Health | Existing | Food Preparation | Natural Gas | Griddle | E3 | Utility - Cost of Equipment | 0 | 0 | 0 | 0 | 0 | 0 | 0 | 0 | 0 | 0 | 0 | 0 | 0 | 0 | 0 | 0 | 0 | 0 | 0 | 0 | 0 | 0 | 0 | 0 | 0 | 0 | 0 | 0 | 0 | 0 | 0 | 0 | 0
F4_Commercial_Other Health_Existing_Food Preparation_Natural Gas_Griddle_E4 | F4 | Commercial | Other Health | Existing | Food Preparation | Natural Gas | Griddle | E4 | Utility - Cost of Equipment | 0 | 0 | 0 | 0 | 0 | 0 | 0 | 0 | 0 | 0 | 0 | 0 | 0 | 0 | 0 | 0 | 0 | 0 | 0 | 0 | 0 | 0 | 0 | 0 | 0 | 0 | 0 | 0 | 0 | 0 | 0 | 0 | 0
F4_Commercial_Other Health_Existing_Food Preparation_Natural Gas_Griddle_E5 | F4 | Commercial | Other Health | Existing | Food Preparation | Natural Gas | Griddle | E5 | Utility - Cost of Equipment | 0 | 0 | 0 | 0 | 0 | 0 | 0 | 0 | 0 | 0 | 0 | 0 | 0 | 0 | 0 | 0 | 0 | 0 | 0 | 0 | 0 | 0 | 0 | 0 | 0 | 0 | 0 | 0 | 0 | 0 | 0 | 0 | 0
F4_Commercial_Other Health_Existing_Food Preparation_Natural Gas_Griddle_E6 | F4 | Commercial | Other Health | Existing | Food Preparation | Natural Gas | Griddle | E6 | Utility - Cost of Equipment | 0 | 0 | 0 | 0 | 0 | 0 | 0 | 0 | 0 | 0 | 0 | 0 | 0 | 0 | 0 | 0 | 0 | 0 | 0 | 0 | 0 | 0 | 0 | 0 | 0 | 0 | 0 | 0 | 0 | 0 | 0 | 0 | 0
F4_Commercial_Other Health_Existing_Food Preparation_Natural Gas_Griddle_E7 | F4 | Commercial | Other Health | Existing | Food Preparation | Natural Gas | Griddle | E7 | Utility - Cost of Equipment | 0 | 0 | 0 | 0 | 0 | 0 | 0 | 0 | 0 | 0 | 0 | 0 | 0 | 0 | 0 | 0 | 0 | 0 | 0 | 0 | 0 | 0 | 0 | 0 | 0 | 0 | 0 | 0 | 0 | 0 | 0 | 0 | 0
F4_Commercial_Other Health_Existing_Food Preparation_Natural Gas_Griddle_E8 | F4 | Commercial | Other Health | Existing | Food Preparation | Natural Gas | Griddle | E8 | Utility - Cost of Equipment | 0 | 0 | 0 | 0 | 0 | 0 | 0 | 0 | 0 | 0 | 0 | 0 | 0 | 0 | 0 | 0 | 0 | 0 | 0 | 0 | 0 | 0 | 0 | 0 | 0 | 0 | 0 | 0 | 0 | 0 | 0 | 0 | 0
F4_Commercial_Other Health_Existing_Food Preparation_Natural Gas_Griddle_E9 | F4 | Commercial | Other Health | Existing | Food Preparation | Natural Gas | Griddle | E9 | Utility - Cost of Equipment | 0 | 0 | 0 | 0 | 0 | 0 | 0 | 0 | 0 | 0 | 0 | 0 | 0 | 0 | 0 | 0 | 0 | 0 | 0 | 0 | 0 | 0 | 0 | 0 | 0 | 0 | 0 | 0 | 0 | 0 | 0 | 0 | 0
F4_Commercial_Other Health_Existing_Food Preparation_Natural Gas_Griddle_E10 | F4 | Commercial | Other Health | Existing | Food Preparation | Natural Gas | Griddle | E10 | Utility - Cost of Equipment | 0 | 0 | 0 | 0 | 0 | 0 | 0 | 0 | 0 | 0 | 0 | 0 | 0 | 0 | 0 | 0 | 0 | 0 | 0 | 0 | 0 | 0 | 0 | 0 | 0 | 0 | 0 | 0 | 0 | 0 | 0 | 0 | 0
F5_Commercial_Other Health_Existing_Food Preparation_Natural Gas_Griddle_E1 | F5 | Commercial | Other Health | Existing | Food Preparation | Natural Gas | Griddle | E1 | Utility - Cost of Operation | 0.053907 | 0.053907 | 0.053907 | 0.053907 | 0.053907 | 0.053907 | 0.053907 | 0.053907 | 0.053907 | 0.053907 | 0.053907 | 0.053907 | 0.053907 | 0.053907 | 0.053907 | 0.053907 | 0.053907 | 0.053907 | 0.053907 | 0.053907 | 0.053907 | 0.053907 | 0.053907 | 0.053907 | 0.053907 | 0.053907 | 0.053907 | 0.053907 | 0.053907 | 0.053907 | 0.053907 | 0.053907 | 0.053907
F5_Commercial_Other Health_Existing_Food Preparation_Natural Gas_Griddle_E2 | F5 | Commercial | Other Health | Existing | Food Preparation | Natural Gas | Griddle | E2 | Utility - Cost of Operation | 0.066991 | 0.066991 | 0.066991 | 0.066991 | 0.066991 | 0.066991 | 0.066991 | 0.066991 | 0.066991 | 0.066991 | 0.066991 | 0.066991 | 0.066991 | 0.066991 | 0.066991 | 0.066991 | 0.066991 | 0.066991 | 0.066991 | 0.066991 | 0.066991 | 0.066991 | 0.066991 | 0.066991 | 0.066991 | 0.066991 | 0.066991 | 0.066991 | 0.066991 | 0.066991 | 0.066991 | 0.066991 | 0.066991
F5_Commercial_Other Health_Existing_Food Preparation_Natural Gas_Griddle_E3 | F5 | Commercial | Other Health | Existing | Food Preparation | Natural Gas | Griddle | E3 | Utility - Cost of Operation | 0 | 0 | 0 | 0 | 0 | 0 | 0 | 0 | 0 | 0 | 0 | 0 | 0 | 0 | 0 | 0 | 0 | 0 | 0 | 0 | 0 | 0 | 0 | 0 | 0 | 0 | 0 | 0 | 0 | 0 | 0 | 0 | 0
F5_Commercial_Other Health_Existing_Food Preparation_Natural Gas_Griddle_E4 | F5 | Commercial | Other Health | Existing | Food Preparation | Natural Gas | Griddle | E4 | Utility - Cost of Operation | 0 | 0 | 0 | 0 | 0 | 0 | 0 | 0 | 0 | 0 | 0 | 0 | 0 | 0 | 0 | 0 | 0 | 0 | 0 | 0 | 0 | 0 | 0 | 0 | 0 | 0 | 0 | 0 | 0 | 0 | 0 | 0 | 0
F5_Commercial_Other Health_Existing_Food Preparation_Natural Gas_Griddle_E5 | F5 | Commercial | Other Health | Existing | Food Preparation | Natural Gas | Griddle | E5 | Utility - Cost of Operation | 0 | 0 | 0 | 0 | 0 | 0 | 0 | 0 | 0 | 0 | 0 | 0 | 0 | 0 | 0 | 0 | 0 | 0 | 0 | 0 | 0 | 0 | 0 | 0 | 0 | 0 | 0 | 0 | 0 | 0 | 0 | 0 | 0
F5_Commercial_Other Health_Existing_Food Preparation_Natural Gas_Griddle_E6 | F5 | Commercial | Other Health | Existing | Food Preparation | Natural Gas | Griddle | E6 | Utility - Cost of Operation | 0 | 0 | 0 | 0 | 0 | 0 | 0 | 0 | 0 | 0 | 0 | 0 | 0 | 0 | 0 | 0 | 0 | 0 | 0 | 0 | 0 | 0 | 0 | 0 | 0 | 0 | 0 | 0 | 0 | 0 | 0 | 0 | 0
F5_Commercial_Other Health_Existing_Food Preparation_Natural Gas_Griddle_E7 | F5 | Commercial | Other Health | Existing | Food Preparation | Natural Gas | Griddle | E7 | Utility - Cost of Operation | 0 | 0 | 0 | 0 | 0 | 0 | 0 | 0 | 0 | 0 | 0 | 0 | 0 | 0 | 0 | 0 | 0 | 0 | 0 | 0 | 0 | 0 | 0 | 0 | 0 | 0 | 0 | 0 | 0 | 0 | 0 | 0 | 0
F5_Commercial_Other Health_Existing_Food Preparation_Natural Gas_Griddle_E8 | F5 | Commercial | Other Health | Existing | Food Preparation | Natural Gas | Griddle | E8 | Utility - Cost of Operation | 0 | 0 | 0 | 0 | 0 | 0 | 0 | 0 | 0 | 0 | 0 | 0 | 0 | 0 | 0 | 0 | 0 | 0 | 0 | 0 | 0 | 0 | 0 | 0 | 0 | 0 | 0 | 0 | 0 | 0 | 0 | 0 | 0
F5_Commercial_Other Health_Existing_Food Preparation_Natural Gas_Griddle_E9 | F5 | Commercial | Other Health | Existing | Food Preparation | Natural Gas | Griddle | E9 | Utility - Cost of Operation | 0 | 0 | 0 | 0 | 0 | 0 | 0 | 0 | 0 | 0 | 0 | 0 | 0 | 0 | 0 | 0 | 0 | 0 | 0 | 0 | 0 | 0 | 0 | 0 | 0 | 0 | 0 | 0 | 0 | 0 | 0 | 0 | 0
F5_Commercial_Other Health_Existing_Food Preparation_Natural Gas_Griddle_E10 | F5 | Commercial | Other Health | Existing | Food Preparation | Natural Gas | Griddle | E10 | Utility - Cost of Operation | 0 | 0 | 0 | 0 | 0 | 0 | 0 | 0 | 0 | 0 | 0 | 0 | 0 | 0 | 0 | 0 | 0 | 0 | 0 | 0 | 0 | 0 | 0 | 0 | 0 | 0 | 0 | 0 | 0 | 0 | 0 | 0 | 0
F6_Commercial_Other Health_Existing_Food Preparation_Natural Gas_Griddle_E1 | F6 | Commercial | Other Health | Existing | Food Preparation | Natural Gas | Griddle | E1 | Utility - Value of Sales | 0.10621 | 0.10621 | 0.10621 | 0.10621 | 0.10621 | 0.10621 | 0.10621 | 0.10621 | 0.10621 | 0.10621 | 0.10621 | 0.10621 | 0.10621 | 0.10621 | 0.10621 | 0.10621 | 0.10621 | 0.10621 | 0.10621 | 0.10621 | 0.10621 | 0.10621 | 0.10621 | 0.10621 | 0.10621 | 0.10621 | 0.10621 | 0.10621 | 0.10621 | 0.10621 | 0.10621 | 0.10621 | 0.10621
F6_Commercial_Other Health_Existing_Food Preparation_Natural Gas_Griddle_E2 | F6 | Commercial | Other Health | Existing | Food Preparation | Natural Gas | Griddle | E2 | Utility - Value of Sales | 0.097342 | 0.097342 | 0.097342 | 0.097342 | 0.097342 | 0.097342 | 0.097342 | 0.097342 | 0.097342 | 0.097342 | 0.097342 | 0.097342 | 0.097342 | 0.097342 | 0.097342 | 0.097342 | 0.097342 | 0.097342 | 0.097342 | 0.097342 | 0.097342 | 0.097342 | 0.097342 | 0.097342 | 0.097342 | 0.097342 | 0.097342 | 0.097342 | 0.097342 | 0.097342 | 0.097342 | 0.097342 | 0.097342
F6_Commercial_Other Health_Existing_Food Preparation_Natural Gas_Griddle_E3 | F6 | Commercial | Other Health | Existing | Food Preparation | Natural Gas | Griddle | E3 | Utility - Value of Sales | 0 | 0 | 0 | 0 | 0 | 0 | 0 | 0 | 0 | 0 | 0 | 0 | 0 | 0 | 0 | 0 | 0 | 0 | 0 | 0 | 0 | 0 | 0 | 0 | 0 | 0 | 0 | 0 | 0 | 0 | 0 | 0 | 0
F6_Commercial_Other Health_Existing_Food Preparation_Natural Gas_Griddle_E4 | F6 | Commercial | Other Health | Existing | Food Preparation | Natural Gas | Griddle | E4 | Utility - Value of Sales | 0 | 0 | 0 | 0 | 0 | 0 | 0 | 0 | 0 | 0 | 0 | 0 | 0 | 0 | 0 | 0 | 0 | 0 | 0 | 0 | 0 | 0 | 0 | 0 | 0 | 0 | 0 | 0 | 0 | 0 | 0 | 0 | 0
F6_Commercial_Other Health_Existing_Food Preparation_Natural Gas_Griddle_E5 | F6 | Commercial | Other Health | Existing | Food Preparation | Natural Gas | Griddle | E5 | Utility - Value of Sales | 0 | 0 | 0 | 0 | 0 | 0 | 0 | 0 | 0 | 0 | 0 | 0 | 0 | 0 | 0 | 0 | 0 | 0 | 0 | 0 | 0 | 0 | 0 | 0 | 0 | 0 | 0 | 0 | 0 | 0 | 0 | 0 | 0
F6_Commercial_Other Health_Existing_Food Preparation_Natural Gas_Griddle_E6 | F6 | Commercial | Other Health | Existing | Food Preparation | Natural Gas | Griddle | E6 | Utility - Value of Sales | 0 | 0 | 0 | 0 | 0 | 0 | 0 | 0 | 0 | 0 | 0 | 0 | 0 | 0 | 0 | 0 | 0 | 0 | 0 | 0 | 0 | 0 | 0 | 0 | 0 | 0 | 0 | 0 | 0 | 0 | 0 | 0 | 0
F6_Commercial_Other Health_Existing_Food Preparation_Natural Gas_Griddle_E7 | F6 | Commercial | Other Health | Existing | Food Preparation | Natural Gas | Griddle | E7 | Utility - Value of Sales | 0 | 0 | 0 | 0 | 0 | 0 | 0 | 0 | 0 | 0 | 0 | 0 | 0 | 0 | 0 | 0 | 0 | 0 | 0 | 0 | 0 | 0 | 0 | 0 | 0 | 0 | 0 | 0 | 0 | 0 | 0 | 0 | 0
F6_Commercial_Other Health_Existing_Food Preparation_Natural Gas_Griddle_E8 | F6 | Commercial | Other Health | Existing | Food Preparation | Natural Gas | Griddle | E8 | Utility - Value of Sales | 0 | 0 | 0 | 0 | 0 | 0 | 0 | 0 | 0 | 0 | 0 | 0 | 0 | 0 | 0 | 0 | 0 | 0 | 0 | 0 | 0 | 0 | 0 | 0 | 0 | 0 | 0 | 0 | 0 | 0 | 0 | 0 | 0
F6_Commercial_Other Health_Existing_Food Preparation_Natural Gas_Griddle_E9 | F6 | Commercial | Other Health | Existing | Food Preparation | Natural Gas | Griddle | E9 | Utility - Value of Sales | 0 | 0 | 0 | 0 | 0 | 0 | 0 | 0 | 0 | 0 | 0 | 0 | 0 | 0 | 0 | 0 | 0 | 0 | 0 | 0 | 0 | 0 | 0 | 0 | 0 | 0 | 0 | 0 | 0 | 0 | 0 | 0 | 0
F6_Commercial_Other Health_Existing_Food Preparation_Natural Gas_Griddle_E10 | F6 | Commercial | Other Health | Existing | Food Preparation | Natural Gas | Griddle | E10 | Utility - Value of Sales | 0 | 0 | 0 | 0 | 0 | 0 | 0 | 0 | 0 | 0 | 0 | 0 | 0 | 0 | 0 | 0 | 0 | 0 | 0 | 0 | 0 | 0 | 0 | 0 | 0 | 0 | 0 | 0 | 0 | 0 | 0 | 0 | 0
F1_Commercial_Other Health_Existing_Food Preparation_Natural Gas_Range_E1 | F1 | Commercial | Other Health | Existing | Food Preparation | Natural Gas | Range | E1 | RVT - Cost of Equipment | 0.17606 | 0.17729 | 0.17877 | 0.18048 | 0.18249 | 0.18484 | 0.18672 | 0.18852 | 0.19029 | 0.19207 | 0.19371 | 0.19514 | 0.19658 | 0.19811 | 0.19986 | 0.20162 | 0.20357 | 0.20569 | 0.20795 | 0.21028 | 0.21265 | 0.21488 | 0.21692 | 0.21877 | 0.22041 | 0.22181 | 0.22279 | 0.22352 | 0.22414 | 0.22468 | 0.22521 | 0.22545 | 0.22545
F1_Commercial_Other Health_Existing_Food Preparation_Natural Gas_Range_E2 | F1 | Commercial | Other Health | Existing | Food Preparation | Natural Gas | Range | E2 | RVT - Cost of Equipment | 0.13204 | 0.13297 | 0.13407 | 0.13536 | 0.13686 | 0.13863 | 0.14004 | 0.14139 | 0.14271 | 0.14405 | 0.14528 | 0.14636 | 0.14743 | 0.14858 | 0.1499 | 0.15122 | 0.15267 | 0.15427 | 0.15596 | 0.15771 | 0.15949 | 0.16116 | 0.16269 | 0.16408 | 0.16531 | 0.16636 | 0.16709 | 0.16764 | 0.16811 | 0.16851 | 0.16891 | 0.16909 | 0.16909
F1_Commercial_Other Health_Existing_Food Preparation_Natural Gas_Range_E3 | F1 | Commercial | Other Health | Existing | Food Preparation | Natural Gas | Range | E3 | RVT - Cost of Equipment | 0 | 0 | 0 | 0 | 0 | 0 | 0 | 0 | 0 | 0 | 0 | 0 | 0 | 0 | 0 | 0 | 0 | 0 | 0 | 0 | 0 | 0 | 0 | 0 | 0 | 0 | 0 | 0 | 0 | 0 | 0 | 0 | 0
F1_Commercial_Other Health_Existing_Food Preparation_Natural Gas_Range_E4 | F1 | Commercial | Other Health | Existing | Food Preparation | Natural Gas | Range | E4 | RVT - Cost of Equipment | 0 | 0 | 0 | 0 | 0 | 0 | 0 | 0 | 0 | 0 | 0 | 0 | 0 | 0 | 0 | 0 | 0 | 0 | 0 | 0 | 0 | 0 | 0 | 0 | 0 | 0 | 0 | 0 | 0 | 0 | 0 | 0 | 0
F1_Commercial_Other Health_Existing_Food Preparation_Natural Gas_Range_E5 | F1 | Commercial | Other Health | Existing | Food Preparation | Natural Gas | Range | E5 | RVT - Cost of Equipment | 0 | 0 | 0 | 0 | 0 | 0 | 0 | 0 | 0 | 0 | 0 | 0 | 0 | 0 | 0 | 0 | 0 | 0 | 0 | 0 | 0 | 0 | 0 | 0 | 0 | 0 | 0 | 0 | 0 | 0 | 0 | 0 | 0
F1_Commercial_Other Health_Existing_Food Preparation_Natural Gas_Range_E6 | F1 | Commercial | Other Health | Existing | Food Preparation | Natural Gas | Range | E6 | RVT - Cost of Equipment | 0 | 0 | 0 | 0 | 0 | 0 | 0 | 0 | 0 | 0 | 0 | 0 | 0 | 0 | 0 | 0 | 0 | 0 | 0 | 0 | 0 | 0 | 0 | 0 | 0 | 0 | 0 | 0 | 0 | 0 | 0 | 0 | 0
F1_Commercial_Other Health_Existing_Food Preparation_Natural Gas_Range_E7 | F1 | Commercial | Other Health | Existing | Food Preparation | Natural Gas | Range | E7 | RVT - Cost of Equipment | 0 | 0 | 0 | 0 | 0 | 0 | 0 | 0 | 0 | 0 | 0 | 0 | 0 | 0 | 0 | 0 | 0 | 0 | 0 | 0 | 0 | 0 | 0 | 0 | 0 | 0 | 0 | 0 | 0 | 0 | 0 | 0 | 0
F1_Commercial_Other Health_Existing_Food Preparation_Natural Gas_Range_E8 | F1 | Commercial | Other Health | Existing | Food Preparation | Natural Gas | Range | E8 | RVT - Cost of Equipment | 0 | 0 | 0 | 0 | 0 | 0 | 0 | 0 | 0 | 0 | 0 | 0 | 0 | 0 | 0 | 0 | 0 | 0 | 0 | 0 | 0 | 0 | 0 | 0 | 0 | 0 | 0 | 0 | 0 | 0 | 0 | 0 | 0
F1_Commercial_Other Health_Existing_Food Preparation_Natural Gas_Range_E9 | F1 | Commercial | Other Health | Existing | Food Preparation | Natural Gas | Range | E9 | RVT - Cost of Equipment | 0 | 0 | 0 | 0 | 0 | 0 | 0 | 0 | 0 | 0 | 0 | 0 | 0 | 0 | 0 | 0 | 0 | 0 | 0 | 0 | 0 | 0 | 0 | 0 | 0 | 0 | 0 | 0 | 0 | 0 | 0 | 0 | 0
F1_Commercial_Other Health_Existing_Food Preparation_Natural Gas_Range_E10 | F1 | Commercial | Other Health | Existing | Food Preparation | Natural Gas | Range | E10 | RVT - Cost of Equipment | 0 | 0 | 0 | 0 | 0 | 0 | 0 | 0 | 0 | 0 | 0 | 0 | 0 | 0 | 0 | 0 | 0 | 0 | 0 | 0 | 0 | 0 | 0 | 0 | 0 | 0 | 0 | 0 | 0 | 0 | 0 | 0 | 0
F2_Commercial_Other Health_Existing_Food Preparation_Natural Gas_Range_E1 | F2 | Commercial | Other Health | Existing | Food Preparation | Natural Gas | Range | E1 | RVT - Cost of Operation | 0.21093 | 0.21241 | 0.21417 | 0.21622 | 0.21863 | 0.22145 | 0.22371 | 0.22586 | 0.22797 | 0.23011 | 0.23208 | 0.23379 | 0.23552 | 0.23734 | 0.23945 | 0.24156 | 0.24389 | 0.24643 | 0.24914 | 0.25193 | 0.25477 | 0.25744 | 0.25988 | 0.26211 | 0.26406 | 0.26575 | 0.26692 | 0.26779 | 0.26854 | 0.26918 | 0.26982 | 0.2701 | 0.2701
F2_Commercial_Other Health_Existing_Food Preparation_Natural Gas_Range_E2 | F2 | Commercial | Other Health | Existing | Food Preparation | Natural Gas | Range | E2 | RVT - Cost of Operation | 0.15819 | 0.15931 | 0.16063 | 0.16217 | 0.16397 | 0.16609 | 0.16778 | 0.16939 | 0.17098 | 0.17259 | 0.17406 | 0.17534 | 0.17664 | 0.17801 | 0.17959 | 0.18117 | 0.18291 | 0.18482 | 0.18685 | 0.18895 | 0.19108 | 0.19308 | 0.19491 | 0.19658 | 0.19805 | 0.19931 | 0.20019 | 0.20084 | 0.2014 | 0.20189 | 0.20236 | 0.20258 | 0.20258
F2_Commercial_Other Health_Existing_Food Preparation_Natural Gas_Range_E3 | F2 | Commercial | Other Health | Existing | Food Preparation | Natural Gas | Range | E3 | RVT - Cost of Operation | 0 | 0 | 0 | 0 | 0 | 0 | 0 | 0 | 0 | 0 | 0 | 0 | 0 | 0 | 0 | 0 | 0 | 0 | 0 | 0 | 0 | 0 | 0 | 0 | 0 | 0 | 0 | 0 | 0 | 0 | 0 | 0 | 0
F2_Commercial_Other Health_Existing_Food Preparation_Natural Gas_Range_E4 | F2 | Commercial | Other Health | Existing | Food Preparation | Natural Gas | Range | E4 | RVT - Cost of Operation | 0 | 0 | 0 | 0 | 0 | 0 | 0 | 0 | 0 | 0 | 0 | 0 | 0 | 0 | 0 | 0 | 0 | 0 | 0 | 0 | 0 | 0 | 0 | 0 | 0 | 0 | 0 | 0 | 0 | 0 | 0 | 0 | 0
F2_Commercial_Other Health_Existing_Food Preparation_Natural Gas_Range_E5 | F2 | Commercial | Other Health | Existing | Food Preparation | Natural Gas | Range | E5 | RVT - Cost of Operation | 0 | 0 | 0 | 0 | 0 | 0 | 0 | 0 | 0 | 0 | 0 | 0 | 0 | 0 | 0 | 0 | 0 | 0 | 0 | 0 | 0 | 0 | 0 | 0 | 0 | 0 | 0 | 0 | 0 | 0 | 0 | 0 | 0
F2_Commercial_Other Health_Existing_Food Preparation_Natural Gas_Range_E6 | F2 | Commercial | Other Health | Existing | Food Preparation | Natural Gas | Range | E6 | RVT - Cost of Operation | 0 | 0 | 0 | 0 | 0 | 0 | 0 | 0 | 0 | 0 | 0 | 0 | 0 | 0 | 0 | 0 | 0 | 0 | 0 | 0 | 0 | 0 | 0 | 0 | 0 | 0 | 0 | 0 | 0 | 0 | 0 | 0 | 0
F2_Commercial_Other Health_Existing_Food Preparation_Natural Gas_Range_E7 | F2 | Commercial | Other Health | Existing | Food Preparation | Natural Gas | Range | E7 | RVT - Cost of Operation | 0 | 0 | 0 | 0 | 0 | 0 | 0 | 0 | 0 | 0 | 0 | 0 | 0 | 0 | 0 | 0 | 0 | 0 | 0 | 0 | 0 | 0 | 0 | 0 | 0 | 0 | 0 | 0 | 0 | 0 | 0 | 0 | 0
F2_Commercial_Other Health_Existing_Food Preparation_Natural Gas_Range_E8 | F2 | Commercial | Other Health | Existing | Food Preparation | Natural Gas | Range | E8 | RVT - Cost of Operation | 0 | 0 | 0 | 0 | 0 | 0 | 0 | 0 | 0 | 0 | 0 | 0 | 0 | 0 | 0 | 0 | 0 | 0 | 0 | 0 | 0 | 0 | 0 | 0 | 0 | 0 | 0 | 0 | 0 | 0 | 0 | 0 | 0
F2_Commercial_Other Health_Existing_Food Preparation_Natural Gas_Range_E9 | F2 | Commercial | Other Health | Existing | Food Preparation | Natural Gas | Range | E9 | RVT - Cost of Operation | 0 | 0 | 0 | 0 | 0 | 0 | 0 | 0 | 0 | 0 | 0 | 0 | 0 | 0 | 0 | 0 | 0 | 0 | 0 | 0 | 0 | 0 | 0 | 0 | 0 | 0 | 0 | 0 | 0 | 0 | 0 | 0 | 0
F2_Commercial_Other Health_Existing_Food Preparation_Natural Gas_Range_E10 | F2 | Commercial | Other Health | Existing | Food Preparation | Natural Gas | Range | E10 | RVT - Cost of Operation | 0 | 0 | 0 | 0 | 0 | 0 | 0 | 0 | 0 | 0 | 0 | 0 | 0 | 0 | 0 | 0 | 0 | 0 | 0 | 0 | 0 | 0 | 0 | 0 | 0 | 0 | 0 | 0 | 0 | 0 | 0 | 0 | 0
F3_Commercial_Other Health_Existing_Food Preparation_Natural Gas_Range_E1 | F3 | Commercial | Other Health | Existing | Food Preparation | Natural Gas | Range | E1 | System - kBTUs of Consumption | 0.1032 | 0.1032 | 0.1032 | 0.1032 | 0.1032 | 0.1032 | 0.1032 | 0.1032 | 0.1032 | 0.1032 | 0.1032 | 0.1032 | 0.1032 | 0.1032 | 0.1032 | 0.1032 | 0.1032 | 0.1032 | 0.1032 | 0.1032 | 0.1032 | 0.1032 | 0.1032 | 0.1032 | 0.1032 | 0.1032 | 0.1032 | 0.1032 | 0.1032 | 0.1032 | 0.1032 | 0.1032 | 0.1032
F3_Commercial_Other Health_Existing_Food Preparation_Natural Gas_Range_E2 | F3 | Commercial | Other Health | Existing | Food Preparation | Natural Gas | Range | E2 | System - kBTUs of Consumption | 0.10322 | 0.10322 | 0.10322 | 0.10322 | 0.10322 | 0.10322 | 0.10322 | 0.10322 | 0.10322 | 0.10322 | 0.10322 | 0.10322 | 0.10322 | 0.10322 | 0.10322 | 0.10322 | 0.10322 | 0.10322 | 0.10322 | 0.10322 | 0.10322 | 0.10322 | 0.10322 | 0.10322 | 0.10322 | 0.10322 | 0.10322 | 0.10322 | 0.10322 | 0.10322 | 0.10322 | 0.10322 | 0.10322
F3_Commercial_Other Health_Existing_Food Preparation_Natural Gas_Range_E3 | F3 | Commercial | Other Health | Existing | Food Preparation | Natural Gas | Range | E3 | System - kBTUs of Consumption | 0 | 0 | 0 | 0 | 0 | 0 | 0 | 0 | 0 | 0 | 0 | 0 | 0 | 0 | 0 | 0 | 0 | 0 | 0 | 0 | 0 | 0 | 0 | 0 | 0 | 0 | 0 | 0 | 0 | 0 | 0 | 0 | 0
F3_Commercial_Other Health_Existing_Food Preparation_Natural Gas_Range_E4 | F3 | Commercial | Other Health | Existing | Food Preparation | Natural Gas | Range | E4 | System - kBTUs of Consumption | 0 | 0 | 0 | 0 | 0 | 0 | 0 | 0 | 0 | 0 | 0 | 0 | 0 | 0 | 0 | 0 | 0 | 0 | 0 | 0 | 0 | 0 | 0 | 0 | 0 | 0 | 0 | 0 | 0 | 0 | 0 | 0 | 0
F3_Commercial_Other Health_Existing_Food Preparation_Natural Gas_Range_E5 | F3 | Commercial | Other Health | Existing | Food Preparation | Natural Gas | Range | E5 | System - kBTUs of Consumption | 0 | 0 | 0 | 0 | 0 | 0 | 0 | 0 | 0 | 0 | 0 | 0 | 0 | 0 | 0 | 0 | 0 | 0 | 0 | 0 | 0 | 0 | 0 | 0 | 0 | 0 | 0 | 0 | 0 | 0 | 0 | 0 | 0
F3_Commercial_Other Health_Existing_Food Preparation_Natural Gas_Range_E6 | F3 | Commercial | Other Health | Existing | Food Preparation | Natural Gas | Range | E6 | System - kBTUs of Consumption | 0 | 0 | 0 | 0 | 0 | 0 | 0 | 0 | 0 | 0 | 0 | 0 | 0 | 0 | 0 | 0 | 0 | 0 | 0 | 0 | 0 | 0 | 0 | 0 | 0 | 0 | 0 | 0 | 0 | 0 | 0 | 0 | 0
F3_Commercial_Other Health_Existing_Food Preparation_Natural Gas_Range_E7 | F3 | Commercial | Other Health | Existing | Food Preparation | Natural Gas | Range | E7 | System - kBTUs of Consumption | 0 | 0 | 0 | 0 | 0 | 0 | 0 | 0 | 0 | 0 | 0 | 0 | 0 | 0 | 0 | 0 | 0 | 0 | 0 | 0 | 0 | 0 | 0 | 0 | 0 | 0 | 0 | 0 | 0 | 0 | 0 | 0 | 0
F3_Commercial_Other Health_Existing_Food Preparation_Natural Gas_Range_E8 | F3 | Commercial | Other Health | Existing | Food Preparation | Natural Gas | Range | E8 | System - kBTUs of Consumption | 0 | 0 | 0 | 0 | 0 | 0 | 0 | 0 | 0 | 0 | 0 | 0 | 0 | 0 | 0 | 0 | 0 | 0 | 0 | 0 | 0 | 0 | 0 | 0 | 0 | 0 | 0 | 0 | 0 | 0 | 0 | 0 | 0
F3_Commercial_Other Health_Existing_Food Preparation_Natural Gas_Range_E9 | F3 | Commercial | Other Health | Existing | Food Preparation | Natural Gas | Range | E9 | System - kBTUs of Consumption | 0 | 0 | 0 | 0 | 0 | 0 | 0 | 0 | 0 | 0 | 0 | 0 | 0 | 0 | 0 | 0 | 0 | 0 | 0 | 0 | 0 | 0 | 0 | 0 | 0 | 0 | 0 | 0 | 0 | 0 | 0 | 0 | 0
F3_Commercial_Other Health_Existing_Food Preparation_Natural Gas_Range_E10 | F3 | Commercial | Other Health | Existing | Food Preparation | Natural Gas | Range | E10 | System - kBTUs of Consumption | 0 | 0 | 0 | 0 | 0 | 0 | 0 | 0 | 0 | 0 | 0 | 0 | 0 | 0 | 0 | 0 | 0 | 0 | 0 | 0 | 0 | 0 | 0 | 0 | 0 | 0 | 0 | 0 | 0 | 0 | 0 | 0 | 0
F4_Commercial_Other Health_Existing_Food Preparation_Natural Gas_Range_E1 | F4 | Commercial | Other Health | Existing | Food Preparation | Natural Gas | Range | E1 | Utility - Cost of Equipment | 0.21093 | 0.21241 | 0.21417 | 0.21622 | 0.21863 | 0.22145 | 0.22371 | 0.22586 | 0.22797 | 0.23011 | 0.23208 | 0.23379 | 0.23552 | 0.23734 | 0.23945 | 0.24156 | 0.24389 | 0.24643 | 0.24914 | 0.25193 | 0.25477 | 0.25744 | 0.25988 | 0.26211 | 0.26406 | 0.26575 | 0.26692 | 0.26779 | 0.26854 | 0.26918 | 0.26982 | 0.2701 | 0.2701
F4_Commercial_Other Health_Existing_Food Preparation_Natural Gas_Range_E2 | F4 | Commercial | Other Health | Existing | Food Preparation | Natural Gas | Range | E2 | Utility - Cost of Equipment | 0.15819 | 0.15931 | 0.16063 | 0.16217 | 0.16397 | 0.16609 | 0.16778 | 0.16939 | 0.17098 | 0.17259 | 0.17406 | 0.17534 | 0.17664 | 0.17801 | 0.17959 | 0.18117 | 0.18291 | 0.18482 | 0.18685 | 0.18895 | 0.19108 | 0.19308 | 0.19491 | 0.19658 | 0.19805 | 0.19931 | 0.20019 | 0.20084 | 0.2014 | 0.20189 | 0.20236 | 0.20258 | 0.20258
F4_Commercial_Other Health_Existing_Food Preparation_Natural Gas_Range_E3 | F4 | Commercial | Other Health | Existing | Food Preparation | Natural Gas | Range | E3 | Utility - Cost of Equipment | 0 | 0 | 0 | 0 | 0 | 0 | 0 | 0 | 0 | 0 | 0 | 0 | 0 | 0 | 0 | 0 | 0 | 0 | 0 | 0 | 0 | 0 | 0 | 0 | 0 | 0 | 0 | 0 | 0 | 0 | 0 | 0 | 0
F4_Commercial_Other Health_Existing_Food Preparation_Natural Gas_Range_E4 | F4 | Commercial | Other Health | Existing | Food Preparation | Natural Gas | Range | E4 | Utility - Cost of Equipment | 0 | 0 | 0 | 0 | 0 | 0 | 0 | 0 | 0 | 0 | 0 | 0 | 0 | 0 | 0 | 0 | 0 | 0 | 0 | 0 | 0 | 0 | 0 | 0 | 0 | 0 | 0 | 0 | 0 | 0 | 0 | 0 | 0
F4_Commercial_Other Health_Existing_Food Preparation_Natural Gas_Range_E5 | F4 | Commercial | Other Health | Existing | Food Preparation | Natural Gas | Range | E5 | Utility - Cost of Equipment | 0 | 0 | 0 | 0 | 0 | 0 | 0 | 0 | 0 | 0 | 0 | 0 | 0 | 0 | 0 | 0 | 0 | 0 | 0 | 0 | 0 | 0 | 0 | 0 | 0 | 0 | 0 | 0 | 0 | 0 | 0 | 0 | 0
F4_Commercial_Other Health_Existing_Food Preparation_Natural Gas_Range_E6 | F4 | Commercial | Other Health | Existing | Food Preparation | Natural Gas | Range | E6 | Utility - Cost of Equipment | 0 | 0 | 0 | 0 | 0 | 0 | 0 | 0 | 0 | 0 | 0 | 0 | 0 | 0 | 0 | 0 | 0 | 0 | 0 | 0 | 0 | 0 | 0 | 0 | 0 | 0 | 0 | 0 | 0 | 0 | 0 | 0 | 0
F4_Commercial_Other Health_Existing_Food Preparation_Natural Gas_Range_E7 | F4 | Commercial | Other Health | Existing | Food Preparation | Natural Gas | Range | E7 | Utility - Cost of Equipment | 0 | 0 | 0 | 0 | 0 | 0 | 0 | 0 | 0 | 0 | 0 | 0 | 0 | 0 | 0 | 0 | 0 | 0 | 0 | 0 | 0 | 0 | 0 | 0 | 0 | 0 | 0 | 0 | 0 | 0 | 0 | 0 | 0
F4_Commercial_Other Health_Existing_Food Preparation_Natural Gas_Range_E8 | F4 | Commercial | Other Health | Existing | Food Preparation | Natural Gas | Range | E8 | Utility - Cost of Equipment | 0 | 0 | 0 | 0 | 0 | 0 | 0 | 0 | 0 | 0 | 0 | 0 | 0 | 0 | 0 | 0 | 0 | 0 | 0 | 0 | 0 | 0 | 0 | 0 | 0 | 0 | 0 | 0 | 0 | 0 | 0 | 0 | 0
F4_Commercial_Other Health_Existing_Food Preparation_Natural Gas_Range_E9 | F4 | Commercial | Other Health | Existing | Food Preparation | Natural Gas | Range | E9 | Utility - Cost of Equipment | 0 | 0 | 0 | 0 | 0 | 0 | 0 | 0 | 0 | 0 | 0 | 0 | 0 | 0 | 0 | 0 | 0 | 0 | 0 | 0 | 0 | 0 | 0 | 0 | 0 | 0 | 0 | 0 | 0 | 0 | 0 | 0 | 0
F4_Commercial_Other Health_Existing_Food Preparation_Natural Gas_Range_E10 | F4 | Commercial | Other Health | Existing | Food Preparation | Natural Gas | Range | E10 | Utility - Cost of Equipment | 0 | 0 | 0 | 0 | 0 | 0 | 0 | 0 | 0 | 0 | 0 | 0 | 0 | 0 | 0 | 0 | 0 | 0 | 0 | 0 | 0 | 0 | 0 | 0 | 0 | 0 | 0 | 0 | 0 | 0 | 0 | 0 | 0
F5_Commercial_Other Health_Existing_Food Preparation_Natural Gas_Range_E1 | F5 | Commercial | Other Health | Existing | Food Preparation | Natural Gas | Range | E1 | Utility - Cost of Operation | 0.1032 | 0.1032 | 0.1032 | 0.1032 | 0.1032 | 0.1032 | 0.1032 | 0.1032 | 0.1032 | 0.1032 | 0.1032 | 0.1032 | 0.1032 | 0.1032 | 0.1032 | 0.1032 | 0.1032 | 0.1032 | 0.1032 | 0.1032 | 0.1032 | 0.1032 | 0.1032 | 0.1032 | 0.1032 | 0.1032 | 0.1032 | 0.1032 | 0.1032 | 0.1032 | 0.1032 | 0.1032 | 0.1032
F5_Commercial_Other Health_Existing_Food Preparation_Natural Gas_Range_E2 | F5 | Commercial | Other Health | Existing | Food Preparation | Natural Gas | Range | E2 | Utility - Cost of Operation | 0.10322 | 0.10322 | 0.10322 | 0.10322 | 0.10322 | 0.10322 | 0.10322 | 0.10322 | 0.10322 | 0.10322 | 0.10322 | 0.10322 | 0.10322 | 0.10322 | 0.10322 | 0.10322 | 0.10322 | 0.10322 | 0.10322 | 0.10322 | 0.10322 | 0.10322 | 0.10322 | 0.10322 | 0.10322 | 0.10322 | 0.10322 | 0.10322 | 0.10322 | 0.10322 | 0.10322 | 0.10322 | 0.10322
F5_Commercial_Other Health_Existing_Food Preparation_Natural Gas_Range_E3 | F5 | Commercial | Other Health | Existing | Food Preparation | Natural Gas | Range | E3 | Utility - Cost of Operation | 0 | 0 | 0 | 0 | 0 | 0 | 0 | 0 | 0 | 0 | 0 | 0 | 0 | 0 | 0 | 0 | 0 | 0 | 0 | 0 | 0 | 0 | 0 | 0 | 0 | 0 | 0 | 0 | 0 | 0 | 0 | 0 | 0
F5_Commercial_Other Health_Existing_Food Preparation_Natural Gas_Range_E4 | F5 | Commercial | Other Health | Existing | Food Preparation | Natural Gas | Range | E4 | Utility - Cost of Operation | 0 | 0 | 0 | 0 | 0 | 0 | 0 | 0 | 0 | 0 | 0 | 0 | 0 | 0 | 0 | 0 | 0 | 0 | 0 | 0 | 0 | 0 | 0 | 0 | 0 | 0 | 0 | 0 | 0 | 0 | 0 | 0 | 0
F5_Commercial_Other Health_Existing_Food Preparation_Natural Gas_Range_E5 | F5 | Commercial | Other Health | Existing | Food Preparation | Natural Gas | Range | E5 | Utility - Cost of Operation | 0 | 0 | 0 | 0 | 0 | 0 | 0 | 0 | 0 | 0 | 0 | 0 | 0 | 0 | 0 | 0 | 0 | 0 | 0 | 0 | 0 | 0 | 0 | 0 | 0 | 0 | 0 | 0 | 0 | 0 | 0 | 0 | 0
F5_Commercial_Other Health_Existing_Food Preparation_Natural Gas_Range_E6 | F5 | Commercial | Other Health | Existing | Food Preparation | Natural Gas | Range | E6 | Utility - Cost of Operation | 0 | 0 | 0 | 0 | 0 | 0 | 0 | 0 | 0 | 0 | 0 | 0 | 0 | 0 | 0 | 0 | 0 | 0 | 0 | 0 | 0 | 0 | 0 | 0 | 0 | 0 | 0 | 0 | 0 | 0 | 0 | 0 | 0
F5_Commercial_Other Health_Existing_Food Preparation_Natural Gas_Range_E7 | F5 | Commercial | Other Health | Existing | Food Preparation | Natural Gas | Range | E7 | Utility - Cost of Operation | 0 | 0 | 0 | 0 | 0 | 0 | 0 | 0 | 0 | 0 | 0 | 0 | 0 | 0 | 0 | 0 | 0 | 0 | 0 | 0 | 0 | 0 | 0 | 0 | 0 | 0 | 0 | 0 | 0 | 0 | 0 | 0 | 0
F5_Commercial_Other Health_Existing_Food Preparation_Natural Gas_Range_E8 | F5 | Commercial | Other Health | Existing | Food Preparation | Natural Gas | Range | E8 | Utility - Cost of Operation | 0 | 0 | 0 | 0 | 0 | 0 | 0 | 0 | 0 | 0 | 0 | 0 | 0 | 0 | 0 | 0 | 0 | 0 | 0 | 0 | 0 | 0 | 0 | 0 | 0 | 0 | 0 | 0 | 0 | 0 | 0 | 0 | 0
F5_Commercial_Other Health_Existing_Food Preparation_Natural Gas_Range_E9 | F5 | Commercial | Other Health | Existing | Food Preparation | Natural Gas | Range | E9 | Utility - Cost of Operation | 0 | 0 | 0 | 0 | 0 | 0 | 0 | 0 | 0 | 0 | 0 | 0 | 0 | 0 | 0 | 0 | 0 | 0 | 0 | 0 | 0 | 0 | 0 | 0 | 0 | 0 | 0 | 0 | 0 | 0 | 0 | 0 | 0
F5_Commercial_Other Health_Existing_Food Preparation_Natural Gas_Range_E10 | F5 | Commercial | Other Health | Existing | Food Preparation | Natural Gas | Range | E10 | Utility - Cost of Operation | 0 | 0 | 0 | 0 | 0 | 0 | 0 | 0 | 0 | 0 | 0 | 0 | 0 | 0 | 0 | 0 | 0 | 0 | 0 | 0 | 0 | 0 | 0 | 0 | 0 | 0 | 0 | 0 | 0 | 0 | 0 | 0 | 0
F6_Commercial_Other Health_Existing_Food Preparation_Natural Gas_Range_E1 | F6 | Commercial | Other Health | Existing | Food Preparation | Natural Gas | Range | E1 | Utility - Value of Sales | 0.1261 | 0.1261 | 0.1261 | 0.1261 | 0.1261 | 0.1261 | 0.1261 | 0.1261 | 0.1261 | 0.1261 | 0.1261 | 0.1261 | 0.1261 | 0.1261 | 0.1261 | 0.1261 | 0.1261 | 0.1261 | 0.1261 | 0.1261 | 0.1261 | 0.1261 | 0.1261 | 0.1261 | 0.1261 | 0.1261 | 0.1261 | 0.1261 | 0.1261 | 0.1261 | 0.1261 | 0.1261 | 0.1261
F6_Commercial_Other Health_Existing_Food Preparation_Natural Gas_Range_E2 | F6 | Commercial | Other Health | Existing | Food Preparation | Natural Gas | Range | E2 | Utility - Value of Sales | 0.094577 | 0.094577 | 0.094577 | 0.094577 | 0.094577 | 0.094577 | 0.094577 | 0.094577 | 0.094577 | 0.094577 | 0.094577 | 0.094577 | 0.094577 | 0.094577 | 0.094577 | 0.094577 | 0.094577 | 0.094577 | 0.094577 | 0.094577 | 0.094577 | 0.094577 | 0.094577 | 0.094577 | 0.094577 | 0.094577 | 0.094577 | 0.094577 | 0.094577 | 0.094577 | 0.094577 | 0.094577 | 0.094577
F6_Commercial_Other Health_Existing_Food Preparation_Natural Gas_Range_E3 | F6 | Commercial | Other Health | Existing | Food Preparation | Natural Gas | Range | E3 | Utility - Value of Sales | 0 | 0 | 0 | 0 | 0 | 0 | 0 | 0 | 0 | 0 | 0 | 0 | 0 | 0 | 0 | 0 | 0 | 0 | 0 | 0 | 0 | 0 | 0 | 0 | 0 | 0 | 0 | 0 | 0 | 0 | 0 | 0 | 0
F6_Commercial_Other Health_Existing_Food Preparation_Natural Gas_Range_E4 | F6 | Commercial | Other Health | Existing | Food Preparation | Natural Gas | Range | E4 | Utility - Value of Sales | 0 | 0 | 0 | 0 | 0 | 0 | 0 | 0 | 0 | 0 | 0 | 0 | 0 | 0 | 0 | 0 | 0 | 0 | 0 | 0 | 0 | 0 | 0 | 0 | 0 | 0 | 0 | 0 | 0 | 0 | 0 | 0 | 0
F6_Commercial_Other Health_Existing_Food Preparation_Natural Gas_Range_E5 | F6 | Commercial | Other Health | Existing | Food Preparation | Natural Gas | Range | E5 | Utility - Value of Sales | 0 | 0 | 0 | 0 | 0 | 0 | 0 | 0 | 0 | 0 | 0 | 0 | 0 | 0 | 0 | 0 | 0 | 0 | 0 | 0 | 0 | 0 | 0 | 0 | 0 | 0 | 0 | 0 | 0 | 0 | 0 | 0 | 0
F6_Commercial_Other Health_Existing_Food Preparation_Natural Gas_Range_E6 | F6 | Commercial | Other Health | Existing | Food Preparation | Natural Gas | Range | E6 | Utility - Value of Sales | 0 | 0 | 0 | 0 | 0 | 0 | 0 | 0 | 0 | 0 | 0 | 0 | 0 | 0 | 0 | 0 | 0 | 0 | 0 | 0 | 0 | 0 | 0 | 0 | 0 | 0 | 0 | 0 | 0 | 0 | 0 | 0 | 0
F6_Commercial_Other Health_Existing_Food Preparation_Natural Gas_Range_E7 | F6 | Commercial | Other Health | Existing | Food Preparation | Natural Gas | Range | E7 | Utility - Value of Sales | 0 | 0 | 0 | 0 | 0 | 0 | 0 | 0 | 0 | 0 | 0 | 0 | 0 | 0 | 0 | 0 | 0 | 0 | 0 | 0 | 0 | 0 | 0 | 0 | 0 | 0 | 0 | 0 | 0 | 0 | 0 | 0 | 0
F6_Commercial_Other Health_Existing_Food Preparation_Natural Gas_Range_E8 | F6 | Commercial | Other Health | Existing | Food Preparation | Natural Gas | Range | E8 | Utility - Value of Sales | 0 | 0 | 0 | 0 | 0 | 0 | 0 | 0 | 0 | 0 | 0 | 0 | 0 | 0 | 0 | 0 | 0 | 0 | 0 | 0 | 0 | 0 | 0 | 0 | 0 | 0 | 0 | 0 | 0 | 0 | 0 | 0 | 0
F6_Commercial_Other Health_Existing_Food Preparation_Natural Gas_Range_E9 | F6 | Commercial | Other Health | Existing | Food Preparation | Natural Gas | Range | E9 | Utility - Value of Sales | 0 | 0 | 0 | 0 | 0 | 0 | 0 | 0 | 0 | 0 | 0 | 0 | 0 | 0 | 0 | 0 | 0 | 0 | 0 | 0 | 0 | 0 | 0 | 0 | 0 | 0 | 0 | 0 | 0 | 0 | 0 | 0 | 0
F6_Commercial_Other Health_Existing_Food Preparation_Natural Gas_Range_E10 | F6 | Commercial | Other Health | Existing | Food Preparation | Natural Gas | Range | E10 | Utility - Value of Sales | 0 | 0 | 0 | 0 | 0 | 0 | 0 | 0 | 0 | 0 | 0 | 0 | 0 | 0 | 0 | 0 | 0 | 0 | 0 | 0 | 0 | 0 | 0 | 0 | 0 | 0 | 0 | 0 | 0 | 0 | 0 | 0 | 0
F1_Commercial_Other Health_Existing_Food Preparation_Natural Gas_Steamer_E1 | F1 | Commercial | Other Health | Existing | Food Preparation | Natural Gas | Steamer | E1 | RVT - Cost of Equipment | 0.35095 | 0.3535 | 0.35641 | 0 | 0 | 0 | 0 | 0 | 0 | 0 | 0 | 0 | 0 | 0 | 0 | 0 | 0 | 0 | 0 | 0 | 0 | 0 | 0 | 0 | 0 | 0 | 0 | 0 | 0 | 0 | 0 | 0 | 0
F1_Commercial_Other Health_Existing_Food Preparation_Natural Gas_Steamer_E2 | F1 | Commercial | Other Health | Existing | Food Preparation | Natural Gas | Steamer | E2 | RVT - Cost of Equipment | 0.15225 | 0.15336 | 0.15462 | 0.15603 | 0.15765 | 0.15954 | 0.16109 | 0.16261 | 0.16414 | 0.16573 | 0.16723 | 0.16859 | 0.16996 | 0.17138 | 0.17294 | 0.17446 | 0.17608 | 0.17782 | 0.17965 | 0.18151 | 0.18337 | 0.1851 | 0.18666 | 0.18806 | 0.18929 | 0.19034 | 0.19107 | 0.19162 | 0.19209 | 0.19249 | 0.19289 | 0.19306 | 0.19306
F1_Commercial_Other Health_Existing_Food Preparation_Natural Gas_Steamer_E3 | F1 | Commercial | Other Health | Existing | Food Preparation | Natural Gas | Steamer | E3 | RVT - Cost of Equipment | 0 | 0 | 0 | 0 | 0 | 0 | 0 | 0 | 0 | 0 | 0 | 0 | 0 | 0 | 0 | 0 | 0 | 0 | 0 | 0 | 0 | 0 | 0 | 0 | 0 | 0 | 0 | 0 | 0 | 0 | 0 | 0 | 0
F1_Commercial_Other Health_Existing_Food Preparation_Natural Gas_Steamer_E4 | F1 | Commercial | Other Health | Existing | Food Preparation | Natural Gas | Steamer | E4 | RVT - Cost of Equipment | 0 | 0 | 0 | 0 | 0 | 0 | 0 | 0 | 0 | 0 | 0 | 0 | 0 | 0 | 0 | 0 | 0 | 0 | 0 | 0 | 0 | 0 | 0 | 0 | 0 | 0 | 0 | 0 | 0 | 0 | 0 | 0 | 0
F1_Commercial_Other Health_Existing_Food Preparation_Natural Gas_Steamer_E5 | F1 | Commercial | Other Health | Existing | Food Preparation | Natural Gas | Steamer | E5 | RVT - Cost of Equipment | 0 | 0 | 0 | 0 | 0 | 0 | 0 | 0 | 0 | 0 | 0 | 0 | 0 | 0 | 0 | 0 | 0 | 0 | 0 | 0 | 0 | 0 | 0 | 0 | 0 | 0 | 0 | 0 | 0 | 0 | 0 | 0 | 0
F1_Commercial_Other Health_Existing_Food Preparation_Natural Gas_Steamer_E6 | F1 | Commercial | Other Health | Existing | Food Preparation | Natural Gas | Steamer | E6 | RVT - Cost of Equipment | 0 | 0 | 0 | 0 | 0 | 0 | 0 | 0 | 0 | 0 | 0 | 0 | 0 | 0 | 0 | 0 | 0 | 0 | 0 | 0 | 0 | 0 | 0 | 0 | 0 | 0 | 0 | 0 | 0 | 0 | 0 | 0 | 0
F1_Commercial_Other Health_Existing_Food Preparation_Natural Gas_Steamer_E7 | F1 | Commercial | Other Health | Existing | Food Preparation | Natural Gas | Steamer | E7 | RVT - Cost of Equipment | 0 | 0 | 0 | 0 | 0 | 0 | 0 | 0 | 0 | 0 | 0 | 0 | 0 | 0 | 0 | 0 | 0 | 0 | 0 | 0 | 0 | 0 | 0 | 0 | 0 | 0 | 0 | 0 | 0 | 0 | 0 | 0 | 0
F1_Commercial_Other Health_Existing_Food Preparation_Natural Gas_Steamer_E8 | F1 | Commercial | Other Health | Existing | Food Preparation | Natural Gas | Steamer | E8 | RVT - Cost of Equipment | 0 | 0 | 0 | 0 | 0 | 0 | 0 | 0 | 0 | 0 | 0 | 0 | 0 | 0 | 0 | 0 | 0 | 0 | 0 | 0 | 0 | 0 | 0 | 0 | 0 | 0 | 0 | 0 | 0 | 0 | 0 | 0 | 0
F1_Commercial_Other Health_Existing_Food Preparation_Natural Gas_Steamer_E9 | F1 | Commercial | Other Health | Existing | Food Preparation | Natural Gas | Steamer | E9 | RVT - Cost of Equipment | 0 | 0 | 0 | 0 | 0 | 0 | 0 | 0 | 0 | 0 | 0 | 0 | 0 | 0 | 0 | 0 | 0 | 0 | 0 | 0 | 0 | 0 | 0 | 0 | 0 | 0 | 0 | 0 | 0 | 0 | 0 | 0 | 0
F1_Commercial_Other Health_Existing_Food Preparation_Natural Gas_Steamer_E10 | F1 | Commercial | Other Health | Existing | Food Preparation | Natural Gas | Steamer | E10 | RVT - Cost of Equipment | 0 | 0 | 0 | 0 | 0 | 0 | 0 | 0 | 0 | 0 | 0 | 0 | 0 | 0 | 0 | 0 | 0 | 0 | 0 | 0 | 0 | 0 | 0 | 0 | 0 | 0 | 0 | 0 | 0 | 0 | 0 | 0 | 0
F2_Commercial_Other Health_Existing_Food Preparation_Natural Gas_Steamer_E1 | F2 | Commercial | Other Health | Existing | Food Preparation | Natural Gas | Steamer | E1 | RVT - Cost of Operation | 0.42046 | 0.42352 | 0.427 | 0 | 0 | 0 | 0 | 0 | 0 | 0 | 0 | 0 | 0 | 0 | 0 | 0 | 0 | 0 | 0 | 0 | 0 | 0 | 0 | 0 | 0 | 0 | 0 | 0 | 0 | 0 | 0 | 0 | 0
F2_Commercial_Other Health_Existing_Food Preparation_Natural Gas_Steamer_E2 | F2 | Commercial | Other Health | Existing | Food Preparation | Natural Gas | Steamer | E2 | RVT - Cost of Operation | 0.1824 | 0.18373 | 0.18524 | 0.18693 | 0.18888 | 0.19114 | 0.193 | 0.19481 | 0.19665 | 0.19855 | 0.20035 | 0.20198 | 0.20362 | 0.20533 | 0.20719 | 0.20901 | 0.21096 | 0.21305 | 0.21523 | 0.21746 | 0.21969 | 0.22176 | 0.22363 | 0.22531 | 0.22678 | 0.22804 | 0.22892 | 0.22957 | 0.23013 | 0.23062 | 0.23109 | 0.2313 | 0.2313
F2_Commercial_Other Health_Existing_Food Preparation_Natural Gas_Steamer_E3 | F2 | Commercial | Other Health | Existing | Food Preparation | Natural Gas | Steamer | E3 | RVT - Cost of Operation | 0 | 0 | 0 | 0 | 0 | 0 | 0 | 0 | 0 | 0 | 0 | 0 | 0 | 0 | 0 | 0 | 0 | 0 | 0 | 0 | 0 | 0 | 0 | 0 | 0 | 0 | 0 | 0 | 0 | 0 | 0 | 0 | 0
F2_Commercial_Other Health_Existing_Food Preparation_Natural Gas_Steamer_E4 | F2 | Commercial | Other Health | Existing | Food Preparation | Natural Gas | Steamer | E4 | RVT - Cost of Operation | 0 | 0 | 0 | 0 | 0 | 0 | 0 | 0 | 0 | 0 | 0 | 0 | 0 | 0 | 0 | 0 | 0 | 0 | 0 | 0 | 0 | 0 | 0 | 0 | 0 | 0 | 0 | 0 | 0 | 0 | 0 | 0 | 0
F2_Commercial_Other Health_Existing_Food Preparation_Natural Gas_Steamer_E5 | F2 | Commercial | Other Health | Existing | Food Preparation | Natural Gas | Steamer | E5 | RVT - Cost of Operation | 0 | 0 | 0 | 0 | 0 | 0 | 0 | 0 | 0 | 0 | 0 | 0 | 0 | 0 | 0 | 0 | 0 | 0 | 0 | 0 | 0 | 0 | 0 | 0 | 0 | 0 | 0 | 0 | 0 | 0 | 0 | 0 | 0
F2_Commercial_Other Health_Existing_Food Preparation_Natural Gas_Steamer_E6 | F2 | Commercial | Other Health | Existing | Food Preparation | Natural Gas | Steamer | E6 | RVT - Cost of Operation | 0 | 0 | 0 | 0 | 0 | 0 | 0 | 0 | 0 | 0 | 0 | 0 | 0 | 0 | 0 | 0 | 0 | 0 | 0 | 0 | 0 | 0 | 0 | 0 | 0 | 0 | 0 | 0 | 0 | 0 | 0 | 0 | 0
F2_Commercial_Other Health_Existing_Food Preparation_Natural Gas_Steamer_E7 | F2 | Commercial | Other Health | Existing | Food Preparation | Natural Gas | Steamer | E7 | RVT - Cost of Operation | 0 | 0 | 0 | 0 | 0 | 0 | 0 | 0 | 0 | 0 | 0 | 0 | 0 | 0 | 0 | 0 | 0 | 0 | 0 | 0 | 0 | 0 | 0 | 0 | 0 | 0 | 0 | 0 | 0 | 0 | 0 | 0 | 0
F2_Commercial_Other Health_Existing_Food Preparation_Natural Gas_Steamer_E8 | F2 | Commercial | Other Health | Existing | Food Preparation | Natural Gas | Steamer | E8 | RVT - Cost of Operation | 0 | 0 | 0 | 0 | 0 | 0 | 0 | 0 | 0 | 0 | 0 | 0 | 0 | 0 | 0 | 0 | 0 | 0 | 0 | 0 | 0 | 0 | 0 | 0 | 0 | 0 | 0 | 0 | 0 | 0 | 0 | 0 | 0
F2_Commercial_Other Health_Existing_Food Preparation_Natural Gas_Steamer_E9 | F2 | Commercial | Other Health | Existing | Food Preparation | Natural Gas | Steamer | E9 | RVT - Cost of Operation | 0 | 0 | 0 | 0 | 0 | 0 | 0 | 0 | 0 | 0 | 0 | 0 | 0 | 0 | 0 | 0 | 0 | 0 | 0 | 0 | 0 | 0 | 0 | 0 | 0 | 0 | 0 | 0 | 0 | 0 | 0 | 0 | 0
F2_Commercial_Other Health_Existing_Food Preparation_Natural Gas_Steamer_E10 | F2 | Commercial | Other Health | Existing | Food Preparation | Natural Gas | Steamer | E10 | RVT - Cost of Operation | 0 | 0 | 0 | 0 | 0 | 0 | 0 | 0 | 0 | 0 | 0 | 0 | 0 | 0 | 0 | 0 | 0 | 0 | 0 | 0 | 0 | 0 | 0 | 0 | 0 | 0 | 0 | 0 | 0 | 0 | 0 | 0 | 0
F3_Commercial_Other Health_Existing_Food Preparation_Natural Gas_Steamer_E1 | F3 | Commercial | Other Health | Existing | Food Preparation | Natural Gas | Steamer | E1 | System - kBTUs of Consumption | 0.26598 | 0.26598 | 0.26598 | 0 | 0 | 0 | 0 | 0 | 0 | 0 | 0 | 0 | 0 | 0 | 0 | 0 | 0 | 0 | 0 | 0 | 0 | 0 | 0 | 0 | 0 | 0 | 0 | 0 | 0 | 0 | 0 | 0 | 0
F3_Commercial_Other Health_Existing_Food Preparation_Natural Gas_Steamer_E2 | F3 | Commercial | Other Health | Existing | Food Preparation | Natural Gas | Steamer | E2 | System - kBTUs of Consumption | 0.3116 | 0.3116 | 0.3116 | 0.3116 | 0.3116 | 0.3116 | 0.3116 | 0.3116 | 0.3116 | 0.3116 | 0.3116 | 0.3116 | 0.3116 | 0.3116 | 0.3116 | 0.3116 | 0.3116 | 0.3116 | 0.3116 | 0.3116 | 0.3116 | 0.3116 | 0.3116 | 0.3116 | 0.3116 | 0.3116 | 0.3116 | 0.3116 | 0.3116 | 0.3116 | 0.3116 | 0.3116 | 0.3116
F3_Commercial_Other Health_Existing_Food Preparation_Natural Gas_Steamer_E3 | F3 | Commercial | Other Health | Existing | Food Preparation | Natural Gas | Steamer | E3 | System - kBTUs of Consumption | 0 | 0 | 0 | 0 | 0 | 0 | 0 | 0 | 0 | 0 | 0 | 0 | 0 | 0 | 0 | 0 | 0 | 0 | 0 | 0 | 0 | 0 | 0 | 0 | 0 | 0 | 0 | 0 | 0 | 0 | 0 | 0 | 0
F3_Commercial_Other Health_Existing_Food Preparation_Natural Gas_Steamer_E4 | F3 | Commercial | Other Health | Existing | Food Preparation | Natural Gas | Steamer | E4 | System - kBTUs of Consumption | 0 | 0 | 0 | 0 | 0 | 0 | 0 | 0 | 0 | 0 | 0 | 0 | 0 | 0 | 0 | 0 | 0 | 0 | 0 | 0 | 0 | 0 | 0 | 0 | 0 | 0 | 0 | 0 | 0 | 0 | 0 | 0 | 0
F3_Commercial_Other Health_Existing_Food Preparation_Natural Gas_Steamer_E5 | F3 | Commercial | Other Health | Existing | Food Preparation | Natural Gas | Steamer | E5 | System - kBTUs of Consumption | 0 | 0 | 0 | 0 | 0 | 0 | 0 | 0 | 0 | 0 | 0 | 0 | 0 | 0 | 0 | 0 | 0 | 0 | 0 | 0 | 0 | 0 | 0 | 0 | 0 | 0 | 0 | 0 | 0 | 0 | 0 | 0 | 0
F3_Commercial_Other Health_Existing_Food Preparation_Natural Gas_Steamer_E6 | F3 | Commercial | Other Health | Existing | Food Preparation | Natural Gas | Steamer | E6 | System - kBTUs of Consumption | 0 | 0 | 0 | 0 | 0 | 0 | 0 | 0 | 0 | 0 | 0 | 0 | 0 | 0 | 0 | 0 | 0 | 0 | 0 | 0 | 0 | 0 | 0 | 0 | 0 | 0 | 0 | 0 | 0 | 0 | 0 | 0 | 0
F3_Commercial_Other Health_Existing_Food Preparation_Natural Gas_Steamer_E7 | F3 | Commercial | Other Health | Existing | Food Preparation | Natural Gas | Steamer | E7 | System - kBTUs of Consumption | 0 | 0 | 0 | 0 | 0 | 0 | 0 | 0 | 0 | 0 | 0 | 0 | 0 | 0 | 0 | 0 | 0 | 0 | 0 | 0 | 0 | 0 | 0 | 0 | 0 | 0 | 0 | 0 | 0 | 0 | 0 | 0 | 0
F3_Commercial_Other Health_Existing_Food Preparation_Natural Gas_Steamer_E8 | F3 | Commercial | Other Health | Existing | Food Preparation | Natural Gas | Steamer | E8 | System - kBTUs of Consumption | 0 | 0 | 0 | 0 | 0 | 0 | 0 | 0 | 0 | 0 | 0 | 0 | 0 | 0 | 0 | 0 | 0 | 0 | 0 | 0 | 0 | 0 | 0 | 0 | 0 | 0 | 0 | 0 | 0 | 0 | 0 | 0 | 0
F3_Commercial_Other Health_Existing_Food Preparation_Natural Gas_Steamer_E9 | F3 | Commercial | Other Health | Existing | Food Preparation | Natural Gas | Steamer | E9 | System - kBTUs of Consumption | 0 | 0 | 0 | 0 | 0 | 0 | 0 | 0 | 0 | 0 | 0 | 0 | 0 | 0 | 0 | 0 | 0 | 0 | 0 | 0 | 0 | 0 | 0 | 0 | 0 | 0 | 0 | 0 | 0 | 0 | 0 | 0 | 0
F3_Commercial_Other Health_Existing_Food Preparation_Natural Gas_Steamer_E10 | F3 | Commercial | Other Health | Existing | Food Preparation | Natural Gas | Steamer | E10 | System - kBTUs of Consumption | 0 | 0 | 0 | 0 | 0 | 0 | 0 | 0 | 0 | 0 | 0 | 0 | 0 | 0 | 0 | 0 | 0 | 0 | 0 | 0 | 0 | 0 | 0 | 0 | 0 | 0 | 0 | 0 | 0 | 0 | 0 | 0 | 0
F4_Commercial_Other Health_Existing_Food Preparation_Natural Gas_Steamer_E1 | F4 | Commercial | Other Health | Existing | Food Preparation | Natural Gas | Steamer | E1 | Utility - Cost of Equipment | 0.42046 | 0.42352 | 0.427 | 0 | 0 | 0 | 0 | 0 | 0 | 0 | 0 | 0 | 0 | 0 | 0 | 0 | 0 | 0 | 0 | 0 | 0 | 0 | 0 | 0 | 0 | 0 | 0 | 0 | 0 | 0 | 0 | 0 | 0
F4_Commercial_Other Health_Existing_Food Preparation_Natural Gas_Steamer_E2 | F4 | Commercial | Other Health | Existing | Food Preparation | Natural Gas | Steamer | E2 | Utility - Cost of Equipment | 0.1824 | 0.18373 | 0.18524 | 0.18693 | 0.18888 | 0.19114 | 0.193 | 0.19481 | 0.19665 | 0.19855 | 0.20035 | 0.20198 | 0.20362 | 0.20533 | 0.20719 | 0.20901 | 0.21096 | 0.21305 | 0.21523 | 0.21746 | 0.21969 | 0.22176 | 0.22363 | 0.22531 | 0.22678 | 0.22804 | 0.22892 | 0.22957 | 0.23013 | 0.23062 | 0.23109 | 0.2313 | 0.2313
F4_Commercial_Other Health_Existing_Food Preparation_Natural Gas_Steamer_E3 | F4 | Commercial | Other Health | Existing | Food Preparation | Natural Gas | Steamer | E3 | Utility - Cost of Equipment | 0 | 0 | 0 | 0 | 0 | 0 | 0 | 0 | 0 | 0 | 0 | 0 | 0 | 0 | 0 | 0 | 0 | 0 | 0 | 0 | 0 | 0 | 0 | 0 | 0 | 0 | 0 | 0 | 0 | 0 | 0 | 0 | 0
F4_Commercial_Other Health_Existing_Food Preparation_Natural Gas_Steamer_E4 | F4 | Commercial | Other Health | Existing | Food Preparation | Natural Gas | Steamer | E4 | Utility - Cost of Equipment | 0 | 0 | 0 | 0 | 0 | 0 | 0 | 0 | 0 | 0 | 0 | 0 | 0 | 0 | 0 | 0 | 0 | 0 | 0 | 0 | 0 | 0 | 0 | 0 | 0 | 0 | 0 | 0 | 0 | 0 | 0 | 0 | 0
F4_Commercial_Other Health_Existing_Food Preparation_Natural Gas_Steamer_E5 | F4 | Commercial | Other Health | Existing | Food Preparation | Natural Gas | Steamer | E5 | Utility - Cost of Equipment | 0 | 0 | 0 | 0 | 0 | 0 | 0 | 0 | 0 | 0 | 0 | 0 | 0 | 0 | 0 | 0 | 0 | 0 | 0 | 0 | 0 | 0 | 0 | 0 | 0 | 0 | 0 | 0 | 0 | 0 | 0 | 0 | 0
F4_Commercial_Other Health_Existing_Food Preparation_Natural Gas_Steamer_E6 | F4 | Commercial | Other Health | Existing | Food Preparation | Natural Gas | Steamer | E6 | Utility - Cost of Equipment | 0 | 0 | 0 | 0 | 0 | 0 | 0 | 0 | 0 | 0 | 0 | 0 | 0 | 0 | 0 | 0 | 0 | 0 | 0 | 0 | 0 | 0 | 0 | 0 | 0 | 0 | 0 | 0 | 0 | 0 | 0 | 0 | 0
F4_Commercial_Other Health_Existing_Food Preparation_Natural Gas_Steamer_E7 | F4 | Commercial | Other Health | Existing | Food Preparation | Natural Gas | Steamer | E7 | Utility - Cost of Equipment | 0 | 0 | 0 | 0 | 0 | 0 | 0 | 0 | 0 | 0 | 0 | 0 | 0 | 0 | 0 | 0 | 0 | 0 | 0 | 0 | 0 | 0 | 0 | 0 | 0 | 0 | 0 | 0 | 0 | 0 | 0 | 0 | 0
F4_Commercial_Other Health_Existing_Food Preparation_Natural Gas_Steamer_E8 | F4 | Commercial | Other Health | Existing | Food Preparation | Natural Gas | Steamer | E8 | Utility - Cost of Equipment | 0 | 0 | 0 | 0 | 0 | 0 | 0 | 0 | 0 | 0 | 0 | 0 | 0 | 0 | 0 | 0 | 0 | 0 | 0 | 0 | 0 | 0 | 0 | 0 | 0 | 0 | 0 | 0 | 0 | 0 | 0 | 0 | 0
F4_Commercial_Other Health_Existing_Food Preparation_Natural Gas_Steamer_E9 | F4 | Commercial | Other Health | Existing | Food Preparation | Natural Gas | Steamer | E9 | Utility - Cost of Equipment | 0 | 0 | 0 | 0 | 0 | 0 | 0 | 0 | 0 | 0 | 0 | 0 | 0 | 0 | 0 | 0 | 0 | 0 | 0 | 0 | 0 | 0 | 0 | 0 | 0 | 0 | 0 | 0 | 0 | 0 | 0 | 0 | 0
F4_Commercial_Other Health_Existing_Food Preparation_Natural Gas_Steamer_E10 | F4 | Commercial | Other Health | Existing | Food Preparation | Natural Gas | Steamer | E10 | Utility - Cost of Equipment | 0 | 0 | 0 | 0 | 0 | 0 | 0 | 0 | 0 | 0 | 0 | 0 | 0 | 0 | 0 | 0 | 0 | 0 | 0 | 0 | 0 | 0 | 0 | 0 | 0 | 0 | 0 | 0 | 0 | 0 | 0 | 0 | 0
F5_Commercial_Other Health_Existing_Food Preparation_Natural Gas_Steamer_E1 | F5 | Commercial | Other Health | Existing | Food Preparation | Natural Gas | Steamer | E1 | Utility - Cost of Operation | 0.26598 | 0.26598 | 0.26598 | 0 | 0 | 0 | 0 | 0 | 0 | 0 | 0 | 0 | 0 | 0 | 0 | 0 | 0 | 0 | 0 | 0 | 0 | 0 | 0 | 0 | 0 | 0 | 0 | 0 | 0 | 0 | 0 | 0 | 0
F5_Commercial_Other Health_Existing_Food Preparation_Natural Gas_Steamer_E2 | F5 | Commercial | Other Health | Existing | Food Preparation | Natural Gas | Steamer | E2 | Utility - Cost of Operation | 0.3116 | 0.3116 | 0.3116 | 0.3116 | 0.3116 | 0.3116 | 0.3116 | 0.3116 | 0.3116 | 0.3116 | 0.3116 | 0.3116 | 0.3116 | 0.3116 | 0.3116 | 0.3116 | 0.3116 | 0.3116 | 0.3116 | 0.3116 | 0.3116 | 0.3116 | 0.3116 | 0.3116 | 0.3116 | 0.3116 | 0.3116 | 0.3116 | 0.3116 | 0.3116 | 0.3116 | 0.3116 | 0.3116
F5_Commercial_Other Health_Existing_Food Preparation_Natural Gas_Steamer_E3 | F5 | Commercial | Other Health | Existing | Food Preparation | Natural Gas | Steamer | E3 | Utility - Cost of Operation | 0 | 0 | 0 | 0 | 0 | 0 | 0 | 0 | 0 | 0 | 0 | 0 | 0 | 0 | 0 | 0 | 0 | 0 | 0 | 0 | 0 | 0 | 0 | 0 | 0 | 0 | 0 | 0 | 0 | 0 | 0 | 0 | 0
F5_Commercial_Other Health_Existing_Food Preparation_Natural Gas_Steamer_E4 | F5 | Commercial | Other Health | Existing | Food Preparation | Natural Gas | Steamer | E4 | Utility - Cost of Operation | 0 | 0 | 0 | 0 | 0 | 0 | 0 | 0 | 0 | 0 | 0 | 0 | 0 | 0 | 0 | 0 | 0 | 0 | 0 | 0 | 0 | 0 | 0 | 0 | 0 | 0 | 0 | 0 | 0 | 0 | 0 | 0 | 0
F5_Commercial_Other Health_Existing_Food Preparation_Natural Gas_Steamer_E5 | F5 | Commercial | Other Health | Existing | Food Preparation | Natural Gas | Steamer | E5 | Utility - Cost of Operation | 0 | 0 | 0 | 0 | 0 | 0 | 0 | 0 | 0 | 0 | 0 | 0 | 0 | 0 | 0 | 0 | 0 | 0 | 0 | 0 | 0 | 0 | 0 | 0 | 0 | 0 | 0 | 0 | 0 | 0 | 0 | 0 | 0
F5_Commercial_Other Health_Existing_Food Preparation_Natural Gas_Steamer_E6 | F5 | Commercial | Other Health | Existing | Food Preparation | Natural Gas | Steamer | E6 | Utility - Cost of Operation | 0 | 0 | 0 | 0 | 0 | 0 | 0 | 0 | 0 | 0 | 0 | 0 | 0 | 0 | 0 | 0 | 0 | 0 | 0 | 0 | 0 | 0 | 0 | 0 | 0 | 0 | 0 | 0 | 0 | 0 | 0 | 0 | 0
F5_Commercial_Other Health_Existing_Food Preparation_Natural Gas_Steamer_E7 | F5 | Commercial | Other Health | Existing | Food Preparation | Natural Gas | Steamer | E7 | Utility - Cost of Operation | 0 | 0 | 0 | 0 | 0 | 0 | 0 | 0 | 0 | 0 | 0 | 0 | 0 | 0 | 0 | 0 | 0 | 0 | 0 | 0 | 0 | 0 | 0 | 0 | 0 | 0 | 0 | 0 | 0 | 0 | 0 | 0 | 0
F5_Commercial_Other Health_Existing_Food Preparation_Natural Gas_Steamer_E8 | F5 | Commercial | Other Health | Existing | Food Preparation | Natural Gas | Steamer | E8 | Utility - Cost of Operation | 0 | 0 | 0 | 0 | 0 | 0 | 0 | 0 | 0 | 0 | 0 | 0 | 0 | 0 | 0 | 0 | 0 | 0 | 0 | 0 | 0 | 0 | 0 | 0 | 0 | 0 | 0 | 0 | 0 | 0 | 0 | 0 | 0
F5_Commercial_Other Health_Existing_Food Preparation_Natural Gas_Steamer_E9 | F5 | Commercial | Other Health | Existing | Food Preparation | Natural Gas | Steamer | E9 | Utility - Cost of Operation | 0 | 0 | 0 | 0 | 0 | 0 | 0 | 0 | 0 | 0 | 0 | 0 | 0 | 0 | 0 | 0 | 0 | 0 | 0 | 0 | 0 | 0 | 0 | 0 | 0 | 0 | 0 | 0 | 0 | 0 | 0 | 0 | 0
F5_Commercial_Other Health_Existing_Food Preparation_Natural Gas_Steamer_E10 | F5 | Commercial | Other Health | Existing | Food Preparation | Natural Gas | Steamer | E10 | Utility - Cost of Operation | 0 | 0 | 0 | 0 | 0 | 0 | 0 | 0 | 0 | 0 | 0 | 0 | 0 | 0 | 0 | 0 | 0 | 0 | 0 | 0 | 0 | 0 | 0 | 0 | 0 | 0 | 0 | 0 | 0 | 0 | 0 | 0 | 0
F6_Commercial_Other Health_Existing_Food Preparation_Natural Gas_Steamer_E1 | F6 | Commercial | Other Health | Existing | Food Preparation | Natural Gas | Steamer | E1 | Utility - Value of Sales | 0.25045 | 0.25045 | 0.25045 | 0 | 0 | 0 | 0 | 0 | 0 | 0 | 0 | 0 | 0 | 0 | 0 | 0 | 0 | 0 | 0 | 0 | 0 | 0 | 0 | 0 | 0 | 0 | 0 | 0 | 0 | 0 | 0 | 0 | 0
F6_Commercial_Other Health_Existing_Food Preparation_Natural Gas_Steamer_E2 | F6 | Commercial | Other Health | Existing | Food Preparation | Natural Gas | Steamer | E2 | Utility - Value of Sales | 0.10865 | 0.10865 | 0.10865 | 0.10865 | 0.10865 | 0.10865 | 0.10865 | 0.10865 | 0.10865 | 0.10865 | 0.10865 | 0.10865 | 0.10865 | 0.10865 | 0.10865 | 0.10865 | 0.10865 | 0.10865 | 0.10865 | 0.10865 | 0.10865 | 0.10865 | 0.10865 | 0.10865 | 0.10865 | 0.10865 | 0.10865 | 0.10865 | 0.10865 | 0.10865 | 0.10865 | 0.10865 | 0.10865
F6_Commercial_Other Health_Existing_Food Preparation_Natural Gas_Steamer_E3 | F6 | Commercial | Other Health | Existing | Food Preparation | Natural Gas | Steamer | E3 | Utility - Value of Sales | 0 | 0 | 0 | 0 | 0 | 0 | 0 | 0 | 0 | 0 | 0 | 0 | 0 | 0 | 0 | 0 | 0 | 0 | 0 | 0 | 0 | 0 | 0 | 0 | 0 | 0 | 0 | 0 | 0 | 0 | 0 | 0 | 0
F6_Commercial_Other Health_Existing_Food Preparation_Natural Gas_Steamer_E4 | F6 | Commercial | Other Health | Existing | Food Preparation | Natural Gas | Steamer | E4 | Utility - Value of Sales | 0 | 0 | 0 | 0 | 0 | 0 | 0 | 0 | 0 | 0 | 0 | 0 | 0 | 0 | 0 | 0 | 0 | 0 | 0 | 0 | 0 | 0 | 0 | 0 | 0 | 0 | 0 | 0 | 0 | 0 | 0 | 0 | 0
F6_Commercial_Other Health_Existing_Food Preparation_Natural Gas_Steamer_E5 | F6 | Commercial | Other Health | Existing | Food Preparation | Natural Gas | Steamer | E5 | Utility - Value of Sales | 0 | 0 | 0 | 0 | 0 | 0 | 0 | 0 | 0 | 0 | 0 | 0 | 0 | 0 | 0 | 0 | 0 | 0 | 0 | 0 | 0 | 0 | 0 | 0 | 0 | 0 | 0 | 0 | 0 | 0 | 0 | 0 | 0
F6_Commercial_Other Health_Existing_Food Preparation_Natural Gas_Steamer_E6 | F6 | Commercial | Other Health | Existing | Food Preparation | Natural Gas | Steamer | E6 | Utility - Value of Sales | 0 | 0 | 0 | 0 | 0 | 0 | 0 | 0 | 0 | 0 | 0 | 0 | 0 | 0 | 0 | 0 | 0 | 0 | 0 | 0 | 0 | 0 | 0 | 0 | 0 | 0 | 0 | 0 | 0 | 0 | 0 | 0 | 0
F6_Commercial_Other Health_Existing_Food Preparation_Natural Gas_Steamer_E7 | F6 | Commercial | Other Health | Existing | Food Preparation | Natural Gas | Steamer | E7 | Utility - Value of Sales | 0 | 0 | 0 | 0 | 0 | 0 | 0 | 0 | 0 | 0 | 0 | 0 | 0 | 0 | 0 | 0 | 0 | 0 | 0 | 0 | 0 | 0 | 0 | 0 | 0 | 0 | 0 | 0 | 0 | 0 | 0 | 0 | 0
F6_Commercial_Other Health_Existing_Food Preparation_Natural Gas_Steamer_E8 | F6 | Commercial | Other Health | Existing | Food Preparation | Natural Gas | Steamer | E8 | Utility - Value of Sales | 0 | 0 | 0 | 0 | 0 | 0 | 0 | 0 | 0 | 0 | 0 | 0 | 0 | 0 | 0 | 0 | 0 | 0 | 0 | 0 | 0 | 0 | 0 | 0 | 0 | 0 | 0 | 0 | 0 | 0 | 0 | 0 | 0
F6_Commercial_Other Health_Existing_Food Preparation_Natural Gas_Steamer_E9 | F6 | Commercial | Other Health | Existing | Food Preparation | Natural Gas | Steamer | E9 | Utility - Value of Sales | 0 | 0 | 0 | 0 | 0 | 0 | 0 | 0 | 0 | 0 | 0 | 0 | 0 | 0 | 0 | 0 | 0 | 0 | 0 | 0 | 0 | 0 | 0 | 0 | 0 | 0 | 0 | 0 | 0 | 0 | 0 | 0 | 0
F6_Commercial_Other Health_Existing_Food Preparation_Natural Gas_Steamer_E10 | F6 | Commercial | Other Health | Existing | Food Preparation | Natural Gas | Steamer | E10 | Utility - Value of Sales | 0 | 0 | 0 | 0 | 0 | 0 | 0 | 0 | 0 | 0 | 0 | 0 | 0 | 0 | 0 | 0 | 0 | 0 | 0 | 0 | 0 | 0 | 0 | 0 | 0 | 0 | 0 | 0 | 0 | 0 | 0 | 0 | 0
F1_Commercial_Other Health_Existing_Food Preparation_Natural Gas_Food Prep Other_E1 | F1 | Commercial | Other Health | Existing | Food Preparation | Natural Gas | Food Prep Other | E1 | RVT - Cost of Equipment | 0.062636 | 0.063077 | 0.063601 | 0.064209 | 0.064924 | 0.065762 | 0.066432 | 0.067071 | 0.067699 | 0.068335 | 0.068917 | 0.069427 | 0.069939 | 0.070481 | 0.071107 | 0.071733 | 0.072424 | 0.07318 | 0.073984 | 0.074814 | 0.075658 | 0.07645 | 0.077174 | 0.077835 | 0.078417 | 0.078917 | 0.079263 | 0.079522 | 0.079745 | 0.079936 | 0.080125 | 0.080209 | 0.080209
F1_Commercial_Other Health_Existing_Food Preparation_Natural Gas_Food Prep Other_E2 | F1 | Commercial | Other Health | Existing | Food Preparation | Natural Gas | Food Prep Other | E2 | RVT - Cost of Equipment | 0.062636 | 0.063077 | 0.063601 | 0.064209 | 0.064924 | 0.065762 | 0.066432 | 0.067071 | 0.067699 | 0.068335 | 0.068917 | 0.069427 | 0.069939 | 0.070481 | 0.071107 | 0.071733 | 0.072424 | 0.07318 | 0.073984 | 0.074814 | 0.075658 | 0.07645 | 0.077174 | 0.077835 | 0.078417 | 0.078917 | 0.079263 | 0.079522 | 0.079745 | 0.079936 | 0.080125 | 0.080209 | 0.080209
F1_Commercial_Other Health_Existing_Food Preparation_Natural Gas_Food Prep Other_E3 | F1 | Commercial | Other Health | Existing | Food Preparation | Natural Gas | Food Prep Other | E3 | RVT - Cost of Equipment | 0 | 0 | 0 | 0 | 0 | 0 | 0 | 0 | 0 | 0 | 0 | 0 | 0 | 0 | 0 | 0 | 0 | 0 | 0 | 0 | 0 | 0 | 0 | 0 | 0 | 0 | 0 | 0 | 0 | 0 | 0 | 0 | 0
F1_Commercial_Other Health_Existing_Food Preparation_Natural Gas_Food Prep Other_E4 | F1 | Commercial | Other Health | Existing | Food Preparation | Natural Gas | Food Prep Other | E4 | RVT - Cost of Equipment | 0 | 0 | 0 | 0 | 0 | 0 | 0 | 0 | 0 | 0 | 0 | 0 | 0 | 0 | 0 | 0 | 0 | 0 | 0 | 0 | 0 | 0 | 0 | 0 | 0 | 0 | 0 | 0 | 0 | 0 | 0 | 0 | 0
F1_Commercial_Other Health_Existing_Food Preparation_Natural Gas_Food Prep Other_E5 | F1 | Commercial | Other Health | Existing | Food Preparation | Natural Gas | Food Prep Other | E5 | RVT - Cost of Equipment | 0 | 0 | 0 | 0 | 0 | 0 | 0 | 0 | 0 | 0 | 0 | 0 | 0 | 0 | 0 | 0 | 0 | 0 | 0 | 0 | 0 | 0 | 0 | 0 | 0 | 0 | 0 | 0 | 0 | 0 | 0 | 0 | 0
F1_Commercial_Other Health_Existing_Food Preparation_Natural Gas_Food Prep Other_E6 | F1 | Commercial | Other Health | Existing | Food Preparation | Natural Gas | Food Prep Other | E6 | RVT - Cost of Equipment | 0 | 0 | 0 | 0 | 0 | 0 | 0 | 0 | 0 | 0 | 0 | 0 | 0 | 0 | 0 | 0 | 0 | 0 | 0 | 0 | 0 | 0 | 0 | 0 | 0 | 0 | 0 | 0 | 0 | 0 | 0 | 0 | 0
F1_Commercial_Other Health_Existing_Food Preparation_Natural Gas_Food Prep Other_E7 | F1 | Commercial | Other Health | Existing | Food Preparation | Natural Gas | Food Prep Other | E7 | RVT - Cost of Equipment | 0 | 0 | 0 | 0 | 0 | 0 | 0 | 0 | 0 | 0 | 0 | 0 | 0 | 0 | 0 | 0 | 0 | 0 | 0 | 0 | 0 | 0 | 0 | 0 | 0 | 0 | 0 | 0 | 0 | 0 | 0 | 0 | 0
F1_Commercial_Other Health_Existing_Food Preparation_Natural Gas_Food Prep Other_E8 | F1 | Commercial | Other Health | Existing | Food Preparation | Natural Gas | Food Prep Other | E8 | RVT - Cost of Equipment | 0 | 0 | 0 | 0 | 0 | 0 | 0 | 0 | 0 | 0 | 0 | 0 | 0 | 0 | 0 | 0 | 0 | 0 | 0 | 0 | 0 | 0 | 0 | 0 | 0 | 0 | 0 | 0 | 0 | 0 | 0 | 0 | 0
F1_Commercial_Other Health_Existing_Food Preparation_Natural Gas_Food Prep Other_E9 | F1 | Commercial | Other Health | Existing | Food Preparation | Natural Gas | Food Prep Other | E9 | RVT - Cost of Equipment | 0 | 0 | 0 | 0 | 0 | 0 | 0 | 0 | 0 | 0 | 0 | 0 | 0 | 0 | 0 | 0 | 0 | 0 | 0 | 0 | 0 | 0 | 0 | 0 | 0 | 0 | 0 | 0 | 0 | 0 | 0 | 0 | 0
F1_Commercial_Other Health_Existing_Food Preparation_Natural Gas_Food Prep Other_E10 | F1 | Commercial | Other Health | Existing | Food Preparation | Natural Gas | Food Prep Other | E10 | RVT - Cost of Equipment | 0 | 0 | 0 | 0 | 0 | 0 | 0 | 0 | 0 | 0 | 0 | 0 | 0 | 0 | 0 | 0 | 0 | 0 | 0 | 0 | 0 | 0 | 0 | 0 | 0 | 0 | 0 | 0 | 0 | 0 | 0 | 0 | 0
F2_Commercial_Other Health_Existing_Food Preparation_Natural Gas_Food Prep Other_E1 | F2 | Commercial | Other Health | Existing | Food Preparation | Natural Gas | Food Prep Other | E1 | RVT - Cost of Operation | 0.075043 | 0.07557 | 0.076198 | 0.076927 | 0.077783 | 0.078787 | 0.07959 | 0.080356 | 0.081108 | 0.08187 | 0.082567 | 0.083178 | 0.083791 | 0.084441 | 0.085191 | 0.085941 | 0.086769 | 0.087674 | 0.088637 | 0.089632 | 0.090643 | 0.091592 | 0.09246 | 0.093252 | 0.093948 | 0.094547 | 0.094963 | 0.095272 | 0.09554 | 0.095769 | 0.095995 | 0.096096 | 0.096096
F2_Commercial_Other Health_Existing_Food Preparation_Natural Gas_Food Prep Other_E2 | F2 | Commercial | Other Health | Existing | Food Preparation | Natural Gas | Food Prep Other | E2 | RVT - Cost of Operation | 0.075043 | 0.07557 | 0.076198 | 0.076927 | 0.077783 | 0.078787 | 0.07959 | 0.080356 | 0.081108 | 0.08187 | 0.082567 | 0.083178 | 0.083791 | 0.084441 | 0.085191 | 0.085941 | 0.086769 | 0.087674 | 0.088637 | 0.089632 | 0.090643 | 0.091592 | 0.09246 | 0.093252 | 0.093948 | 0.094547 | 0.094963 | 0.095272 | 0.09554 | 0.095769 | 0.095995 | 0.096096 | 0.096096
F2_Commercial_Other Health_Existing_Food Preparation_Natural Gas_Food Prep Other_E3 | F2 | Commercial | Other Health | Existing | Food Preparation | Natural Gas | Food Prep Other | E3 | RVT - Cost of Operation | 0 | 0 | 0 | 0 | 0 | 0 | 0 | 0 | 0 | 0 | 0 | 0 | 0 | 0 | 0 | 0 | 0 | 0 | 0 | 0 | 0 | 0 | 0 | 0 | 0 | 0 | 0 | 0 | 0 | 0 | 0 | 0 | 0
F2_Commercial_Other Health_Existing_Food Preparation_Natural Gas_Food Prep Other_E4 | F2 | Commercial | Other Health | Existing | Food Preparation | Natural Gas | Food Prep Other | E4 | RVT - Cost of Operation | 0 | 0 | 0 | 0 | 0 | 0 | 0 | 0 | 0 | 0 | 0 | 0 | 0 | 0 | 0 | 0 | 0 | 0 | 0 | 0 | 0 | 0 | 0 | 0 | 0 | 0 | 0 | 0 | 0 | 0 | 0 | 0 | 0
F2_Commercial_Other Health_Existing_Food Preparation_Natural Gas_Food Prep Other_E5 | F2 | Commercial | Other Health | Existing | Food Preparation | Natural Gas | Food Prep Other | E5 | RVT - Cost of Operation | 0 | 0 | 0 | 0 | 0 | 0 | 0 | 0 | 0 | 0 | 0 | 0 | 0 | 0 | 0 | 0 | 0 | 0 | 0 | 0 | 0 | 0 | 0 | 0 | 0 | 0 | 0 | 0 | 0 | 0 | 0 | 0 | 0
F2_Commercial_Other Health_Existing_Food Preparation_Natural Gas_Food Prep Other_E6 | F2 | Commercial | Other Health | Existing | Food Preparation | Natural Gas | Food Prep Other | E6 | RVT - Cost of Operation | 0 | 0 | 0 | 0 | 0 | 0 | 0 | 0 | 0 | 0 | 0 | 0 | 0 | 0 | 0 | 0 | 0 | 0 | 0 | 0 | 0 | 0 | 0 | 0 | 0 | 0 | 0 | 0 | 0 | 0 | 0 | 0 | 0
F2_Commercial_Other Health_Existing_Food Preparation_Natural Gas_Food Prep Other_E7 | F2 | Commercial | Other Health | Existing | Food Preparation | Natural Gas | Food Prep Other | E7 | RVT - Cost of Operation | 0 | 0 | 0 | 0 | 0 | 0 | 0 | 0 | 0 | 0 | 0 | 0 | 0 | 0 | 0 | 0 | 0 | 0 | 0 | 0 | 0 | 0 | 0 | 0 | 0 | 0 | 0 | 0 | 0 | 0 | 0 | 0 | 0
F2_Commercial_Other Health_Existing_Food Preparation_Natural Gas_Food Prep Other_E8 | F2 | Commercial | Other Health | Existing | Food Preparation | Natural Gas | Food Prep Other | E8 | RVT - Cost of Operation | 0 | 0 | 0 | 0 | 0 | 0 | 0 | 0 | 0 | 0 | 0 | 0 | 0 | 0 | 0 | 0 | 0 | 0 | 0 | 0 | 0 | 0 | 0 | 0 | 0 | 0 | 0 | 0 | 0 | 0 | 0 | 0 | 0
F2_Commercial_Other Health_Existing_Food Preparation_Natural Gas_Food Prep Other_E9 | F2 | Commercial | Other Health | Existing | Food Preparation | Natural Gas | Food Prep Other | E9 | RVT - Cost of Operation | 0 | 0 | 0 | 0 | 0 | 0 | 0 | 0 | 0 | 0 | 0 | 0 | 0 | 0 | 0 | 0 | 0 | 0 | 0 | 0 | 0 | 0 | 0 | 0 | 0 | 0 | 0 | 0 | 0 | 0 | 0 | 0 | 0
F2_Commercial_Other Health_Existing_Food Preparation_Natural Gas_Food Prep Other_E10 | F2 | Commercial | Other Health | Existing | Food Preparation | Natural Gas | Food Prep Other | E10 | RVT - Cost of Operation | 0 | 0 | 0 | 0 | 0 | 0 | 0 | 0 | 0 | 0 | 0 | 0 | 0 | 0 | 0 | 0 | 0 | 0 | 0 | 0 | 0 | 0 | 0 | 0 | 0 | 0 | 0 | 0 | 0 | 0 | 0 | 0 | 0
F3_Commercial_Other Health_Existing_Food Preparation_Natural Gas_Food Prep Other_E1 | F3 | Commercial | Other Health | Existing | Food Preparation | Natural Gas | Food Prep Other | E1 | System - kBTUs of Consumption | 0.0046432 | 0.0046432 | 0.0046432 | 0.0046432 | 0.0046432 | 0.0046432 | 0.0046432 | 0.0046432 | 0.0046432 | 0.0046432 | 0.0046432 | 0.0046432 | 0.0046432 | 0.0046432 | 0.0046432 | 0.0046432 | 0.0046432 | 0.0046432 | 0.0046432 | 0.0046432 | 0.0046432 | 0.0046432 | 0.0046432 | 0.0046432 | 0.0046432 | 0.0046432 | 0.0046432 | 0.0046432 | 0.0046432 | 0.0046432 | 0.0046432 | 0.0046432 | 0.0046432
F3_Commercial_Other Health_Existing_Food Preparation_Natural Gas_Food Prep Other_E2 | F3 | Commercial | Other Health | Existing | Food Preparation | Natural Gas | Food Prep Other | E2 | System - kBTUs of Consumption | 0.0046478 | 0.0046478 | 0.0046478 | 0.0046478 | 0.0046478 | 0.0046478 | 0.0046478 | 0.0046478 | 0.0046478 | 0.0046478 | 0.0046478 | 0.0046478 | 0.0046478 | 0.0046478 | 0.0046478 | 0.0046478 | 0.0046478 | 0.0046478 | 0.0046478 | 0.0046478 | 0.0046478 | 0.0046478 | 0.0046478 | 0.0046478 | 0.0046478 | 0.0046478 | 0.0046478 | 0.0046478 | 0.0046478 | 0.0046478 | 0.0046478 | 0.0046478 | 0.0046478
F3_Commercial_Other Health_Existing_Food Preparation_Natural Gas_Food Prep Other_E3 | F3 | Commercial | Other Health | Existing | Food Preparation | Natural Gas | Food Prep Other | E3 | System - kBTUs of Consumption | 0 | 0 | 0 | 0 | 0 | 0 | 0 | 0 | 0 | 0 | 0 | 0 | 0 | 0 | 0 | 0 | 0 | 0 | 0 | 0 | 0 | 0 | 0 | 0 | 0 | 0 | 0 | 0 | 0 | 0 | 0 | 0 | 0
F3_Commercial_Other Health_Existing_Food Preparation_Natural Gas_Food Prep Other_E4 | F3 | Commercial | Other Health | Existing | Food Preparation | Natural Gas | Food Prep Other | E4 | System - kBTUs of Consumption | 0 | 0 | 0 | 0 | 0 | 0 | 0 | 0 | 0 | 0 | 0 | 0 | 0 | 0 | 0 | 0 | 0 | 0 | 0 | 0 | 0 | 0 | 0 | 0 | 0 | 0 | 0 | 0 | 0 | 0 | 0 | 0 | 0
F3_Commercial_Other Health_Existing_Food Preparation_Natural Gas_Food Prep Other_E5 | F3 | Commercial | Other Health | Existing | Food Preparation | Natural Gas | Food Prep Other | E5 | System - kBTUs of Consumption | 0 | 0 | 0 | 0 | 0 | 0 | 0 | 0 | 0 | 0 | 0 | 0 | 0 | 0 | 0 | 0 | 0 | 0 | 0 | 0 | 0 | 0 | 0 | 0 | 0 | 0 | 0 | 0 | 0 | 0 | 0 | 0 | 0
F3_Commercial_Other Health_Existing_Food Preparation_Natural Gas_Food Prep Other_E6 | F3 | Commercial | Other Health | Existing | Food Preparation | Natural Gas | Food Prep Other | E6 | System - kBTUs of Consumption | 0 | 0 | 0 | 0 | 0 | 0 | 0 | 0 | 0 | 0 | 0 | 0 | 0 | 0 | 0 | 0 | 0 | 0 | 0 | 0 | 0 | 0 | 0 | 0 | 0 | 0 | 0 | 0 | 0 | 0 | 0 | 0 | 0
F3_Commercial_Other Health_Existing_Food Preparation_Natural Gas_Food Prep Other_E7 | F3 | Commercial | Other Health | Existing | Food Preparation | Natural Gas | Food Prep Other | E7 | System - kBTUs of Consumption | 0 | 0 | 0 | 0 | 0 | 0 | 0 | 0 | 0 | 0 | 0 | 0 | 0 | 0 | 0 | 0 | 0 | 0 | 0 | 0 | 0 | 0 | 0 | 0 | 0 | 0 | 0 | 0 | 0 | 0 | 0 | 0 | 0
F3_Commercial_Other Health_Existing_Food Preparation_Natural Gas_Food Prep Other_E8 | F3 | Commercial | Other Health | Existing | Food Preparation | Natural Gas | Food Prep Other | E8 | System - kBTUs of Consumption | 0 | 0 | 0 | 0 | 0 | 0 | 0 | 0 | 0 | 0 | 0 | 0 | 0 | 0 | 0 | 0 | 0 | 0 | 0 | 0 | 0 | 0 | 0 | 0 | 0 | 0 | 0 | 0 | 0 | 0 | 0 | 0 | 0
F3_Commercial_Other Health_Existing_Food Preparation_Natural Gas_Food Prep Other_E9 | F3 | Commercial | Other Health | Existing | Food Preparation | Natural Gas | Food Prep Other | E9 | System - kBTUs of Consumption | 0 | 0 | 0 | 0 | 0 | 0 | 0 | 0 | 0 | 0 | 0 | 0 | 0 | 0 | 0 | 0 | 0 | 0 | 0 | 0 | 0 | 0 | 0 | 0 | 0 | 0 | 0 | 0 | 0 | 0 | 0 | 0 | 0
F3_Commercial_Other Health_Existing_Food Preparation_Natural Gas_Food Prep Other_E10 | F3 | Commercial | Other Health | Existing | Food Preparation | Natural Gas | Food Prep Other | E10 | System - kBTUs of Consumption | 0 | 0 | 0 | 0 | 0 | 0 | 0 | 0 | 0 | 0 | 0 | 0 | 0 | 0 | 0 | 0 | 0 | 0 | 0 | 0 | 0 | 0 | 0 | 0 | 0 | 0 | 0 | 0 | 0 | 0 | 0 | 0 | 0
F4_Commercial_Other Health_Existing_Food Preparation_Natural Gas_Food Prep Other_E1 | F4 | Commercial | Other Health | Existing | Food Preparation | Natural Gas | Food Prep Other | E1 | Utility - Cost of Equipment | 0.075043 | 0.07557 | 0.076198 | 0.076927 | 0.077783 | 0.078787 | 0.07959 | 0.080356 | 0.081108 | 0.08187 | 0.082567 | 0.083178 | 0.083791 | 0.084441 | 0.085191 | 0.085941 | 0.086769 | 0.087674 | 0.088637 | 0.089632 | 0.090643 | 0.091592 | 0.09246 | 0.093252 | 0.093948 | 0.094547 | 0.094963 | 0.095272 | 0.09554 | 0.095769 | 0.095995 | 0.096096 | 0.096096
F4_Commercial_Other Health_Existing_Food Preparation_Natural Gas_Food Prep Other_E2 | F4 | Commercial | Other Health | Existing | Food Preparation | Natural Gas | Food Prep Other | E2 | Utility - Cost of Equipment | 0.075043 | 0.07557 | 0.076198 | 0.076927 | 0.077783 | 0.078787 | 0.07959 | 0.080356 | 0.081108 | 0.08187 | 0.082567 | 0.083178 | 0.083791 | 0.084441 | 0.085191 | 0.085941 | 0.086769 | 0.087674 | 0.088637 | 0.089632 | 0.090643 | 0.091592 | 0.09246 | 0.093252 | 0.093948 | 0.094547 | 0.094963 | 0.095272 | 0.09554 | 0.095769 | 0.095995 | 0.096096 | 0.096096
F4_Commercial_Other Health_Existing_Food Preparation_Natural Gas_Food Prep Other_E3 | F4 | Commercial | Other Health | Existing | Food Preparation | Natural Gas | Food Prep Other | E3 | Utility - Cost of Equipment | 0 | 0 | 0 | 0 | 0 | 0 | 0 | 0 | 0 | 0 | 0 | 0 | 0 | 0 | 0 | 0 | 0 | 0 | 0 | 0 | 0 | 0 | 0 | 0 | 0 | 0 | 0 | 0 | 0 | 0 | 0 | 0 | 0
F4_Commercial_Other Health_Existing_Food Preparation_Natural Gas_Food Prep Other_E4 | F4 | Commercial | Other Health | Existing | Food Preparation | Natural Gas | Food Prep Other | E4 | Utility - Cost of Equipment | 0 | 0 | 0 | 0 | 0 | 0 | 0 | 0 | 0 | 0 | 0 | 0 | 0 | 0 | 0 | 0 | 0 | 0 | 0 | 0 | 0 | 0 | 0 | 0 | 0 | 0 | 0 | 0 | 0 | 0 | 0 | 0 | 0
F4_Commercial_Other Health_Existing_Food Preparation_Natural Gas_Food Prep Other_E5 | F4 | Commercial | Other Health | Existing | Food Preparation | Natural Gas | Food Prep Other | E5 | Utility - Cost of Equipment | 0 | 0 | 0 | 0 | 0 | 0 | 0 | 0 | 0 | 0 | 0 | 0 | 0 | 0 | 0 | 0 | 0 | 0 | 0 | 0 | 0 | 0 | 0 | 0 | 0 | 0 | 0 | 0 | 0 | 0 | 0 | 0 | 0
F4_Commercial_Other Health_Existing_Food Preparation_Natural Gas_Food Prep Other_E6 | F4 | Commercial | Other Health | Existing | Food Preparation | Natural Gas | Food Prep Other | E6 | Utility - Cost of Equipment | 0 | 0 | 0 | 0 | 0 | 0 | 0 | 0 | 0 | 0 | 0 | 0 | 0 | 0 | 0 | 0 | 0 | 0 | 0 | 0 | 0 | 0 | 0 | 0 | 0 | 0 | 0 | 0 | 0 | 0 | 0 | 0 | 0
F4_Commercial_Other Health_Existing_Food Preparation_Natural Gas_Food Prep Other_E7 | F4 | Commercial | Other Health | Existing | Food Preparation | Natural Gas | Food Prep Other | E7 | Utility - Cost of Equipment | 0 | 0 | 0 | 0 | 0 | 0 | 0 | 0 | 0 | 0 | 0 | 0 | 0 | 0 | 0 | 0 | 0 | 0 | 0 | 0 | 0 | 0 | 0 | 0 | 0 | 0 | 0 | 0 | 0 | 0 | 0 | 0 | 0
F4_Commercial_Other Health_Existing_Food Preparation_Natural Gas_Food Prep Other_E8 | F4 | Commercial | Other Health | Existing | Food Preparation | Natural Gas | Food Prep Other | E8 | Utility - Cost of Equipment | 0 | 0 | 0 | 0 | 0 | 0 | 0 | 0 | 0 | 0 | 0 | 0 | 0 | 0 | 0 | 0 | 0 | 0 | 0 | 0 | 0 | 0 | 0 | 0 | 0 | 0 | 0 | 0 | 0 | 0 | 0 | 0 | 0
F4_Commercial_Other Health_Existing_Food Preparation_Natural Gas_Food Prep Other_E9 | F4 | Commercial | Other Health | Existing | Food Preparation | Natural Gas | Food Prep Other | E9 | Utility - Cost of Equipment | 0 | 0 | 0 | 0 | 0 | 0 | 0 | 0 | 0 | 0 | 0 | 0 | 0 | 0 | 0 | 0 | 0 | 0 | 0 | 0 | 0 | 0 | 0 | 0 | 0 | 0 | 0 | 0 | 0 | 0 | 0 | 0 | 0
F4_Commercial_Other Health_Existing_Food Preparation_Natural Gas_Food Prep Other_E10 | F4 | Commercial | Other Health | Existing | Food Preparation | Natural Gas | Food Prep Other | E10 | Utility - Cost of Equipment | 0 | 0 | 0 | 0 | 0 | 0 | 0 | 0 | 0 | 0 | 0 | 0 | 0 | 0 | 0 | 0 | 0 | 0 | 0 | 0 | 0 | 0 | 0 | 0 | 0 | 0 | 0 | 0 | 0 | 0 | 0 | 0 | 0
F5_Commercial_Other Health_Existing_Food Preparation_Natural Gas_Food Prep Other_E1 | F5 | Commercial | Other Health | Existing | Food Preparation | Natural Gas | Food Prep Other | E1 | Utility - Cost of Operation | 0.0046432 | 0.0046432 | 0.0046432 | 0.0046432 | 0.0046432 | 0.0046432 | 0.0046432 | 0.0046432 | 0.0046432 | 0.0046432 | 0.0046432 | 0.0046432 | 0.0046432 | 0.0046432 | 0.0046432 | 0.0046432 | 0.0046432 | 0.0046432 | 0.0046432 | 0.0046432 | 0.0046432 | 0.0046432 | 0.0046432 | 0.0046432 | 0.0046432 | 0.0046432 | 0.0046432 | 0.0046432 | 0.0046432 | 0.0046432 | 0.0046432 | 0.0046432 | 0.0046432
F5_Commercial_Other Health_Existing_Food Preparation_Natural Gas_Food Prep Other_E2 | F5 | Commercial | Other Health | Existing | Food Preparation | Natural Gas | Food Prep Other | E2 | Utility - Cost of Operation | 0.0046478 | 0.0046478 | 0.0046478 | 0.0046478 | 0.0046478 | 0.0046478 | 0.0046478 | 0.0046478 | 0.0046478 | 0.0046478 | 0.0046478 | 0.0046478 | 0.0046478 | 0.0046478 | 0.0046478 | 0.0046478 | 0.0046478 | 0.0046478 | 0.0046478 | 0.0046478 | 0.0046478 | 0.0046478 | 0.0046478 | 0.0046478 | 0.0046478 | 0.0046478 | 0.0046478 | 0.0046478 | 0.0046478 | 0.0046478 | 0.0046478 | 0.0046478 | 0.0046478
F5_Commercial_Other Health_Existing_Food Preparation_Natural Gas_Food Prep Other_E3 | F5 | Commercial | Other Health | Existing | Food Preparation | Natural Gas | Food Prep Other | E3 | Utility - Cost of Operation | 0 | 0 | 0 | 0 | 0 | 0 | 0 | 0 | 0 | 0 | 0 | 0 | 0 | 0 | 0 | 0 | 0 | 0 | 0 | 0 | 0 | 0 | 0 | 0 | 0 | 0 | 0 | 0 | 0 | 0 | 0 | 0 | 0
F5_Commercial_Other Health_Existing_Food Preparation_Natural Gas_Food Prep Other_E4 | F5 | Commercial | Other Health | Existing | Food Preparation | Natural Gas | Food Prep Other | E4 | Utility - Cost of Operation | 0 | 0 | 0 | 0 | 0 | 0 | 0 | 0 | 0 | 0 | 0 | 0 | 0 | 0 | 0 | 0 | 0 | 0 | 0 | 0 | 0 | 0 | 0 | 0 | 0 | 0 | 0 | 0 | 0 | 0 | 0 | 0 | 0
F5_Commercial_Other Health_Existing_Food Preparation_Natural Gas_Food Prep Other_E5 | F5 | Commercial | Other Health | Existing | Food Preparation | Natural Gas | Food Prep Other | E5 | Utility - Cost of Operation | 0 | 0 | 0 | 0 | 0 | 0 | 0 | 0 | 0 | 0 | 0 | 0 | 0 | 0 | 0 | 0 | 0 | 0 | 0 | 0 | 0 | 0 | 0 | 0 | 0 | 0 | 0 | 0 | 0 | 0 | 0 | 0 | 0
F5_Commercial_Other Health_Existing_Food Preparation_Natural Gas_Food Prep Other_E6 | F5 | Commercial | Other Health | Existing | Food Preparation | Natural Gas | Food Prep Other | E6 | Utility - Cost of Operation | 0 | 0 | 0 | 0 | 0 | 0 | 0 | 0 | 0 | 0 | 0 | 0 | 0 | 0 | 0 | 0 | 0 | 0 | 0 | 0 | 0 | 0 | 0 | 0 | 0 | 0 | 0 | 0 | 0 | 0 | 0 | 0 | 0
F5_Commercial_Other Health_Existing_Food Preparation_Natural Gas_Food Prep Other_E7 | F5 | Commercial | Other Health | Existing | Food Preparation | Natural Gas | Food Prep Other | E7 | Utility - Cost of Operation | 0 | 0 | 0 | 0 | 0 | 0 | 0 | 0 | 0 | 0 | 0 | 0 | 0 | 0 | 0 | 0 | 0 | 0 | 0 | 0 | 0 | 0 | 0 | 0 | 0 | 0 | 0 | 0 | 0 | 0 | 0 | 0 | 0
F5_Commercial_Other Health_Existing_Food Preparation_Natural Gas_Food Prep Other_E8 | F5 | Commercial | Other Health | Existing | Food Preparation | Natural Gas | Food Prep Other | E8 | Utility - Cost of Operation | 0 | 0 | 0 | 0 | 0 | 0 | 0 | 0 | 0 | 0 | 0 | 0 | 0 | 0 | 0 | 0 | 0 | 0 | 0 | 0 | 0 | 0 | 0 | 0 | 0 | 0 | 0 | 0 | 0 | 0 | 0 | 0 | 0
F5_Commercial_Other Health_Existing_Food Preparation_Natural Gas_Food Prep Other_E9 | F5 | Commercial | Other Health | Existing | Food Preparation | Natural Gas | Food Prep Other | E9 | Utility - Cost of Operation | 0 | 0 | 0 | 0 | 0 | 0 | 0 | 0 | 0 | 0 | 0 | 0 | 0 | 0 | 0 | 0 | 0 | 0 | 0 | 0 | 0 | 0 | 0 | 0 | 0 | 0 | 0 | 0 | 0 | 0 | 0 | 0 | 0
F5_Commercial_Other Health_Existing_Food Preparation_Natural Gas_Food Prep Other_E10 | F5 | Commercial | Other Health | Existing | Food Preparation | Natural Gas | Food Prep Other | E10 | Utility - Cost of Operation | 0 | 0 | 0 | 0 | 0 | 0 | 0 | 0 | 0 | 0 | 0 | 0 | 0 | 0 | 0 | 0 | 0 | 0 | 0 | 0 | 0 | 0 | 0 | 0 | 0 | 0 | 0 | 0 | 0 | 0 | 0 | 0 | 0
F6_Commercial_Other Health_Existing_Food Preparation_Natural Gas_Food Prep Other_E1 | F6 | Commercial | Other Health | Existing | Food Preparation | Natural Gas | Food Prep Other | E1 | Utility - Value of Sales | 0.044865 | 0.044865 | 0.044865 | 0.044865 | 0.044865 | 0.044865 | 0.044865 | 0.044865 | 0.044865 | 0.044865 | 0.044865 | 0.044865 | 0.044865 | 0.044865 | 0.044865 | 0.044865 | 0.044865 | 0.044865 | 0.044865 | 0.044865 | 0.044865 | 0.044865 | 0.044865 | 0.044865 | 0.044865 | 0.044865 | 0.044865 | 0.044865 | 0.044865 | 0.044865 | 0.044865 | 0.044865 | 0.044865
F6_Commercial_Other Health_Existing_Food Preparation_Natural Gas_Food Prep Other_E2 | F6 | Commercial | Other Health | Existing | Food Preparation | Natural Gas | Food Prep Other | E2 | Utility - Value of Sales | 0.044865 | 0.044865 | 0.044865 | 0.044865 | 0.044865 | 0.044865 | 0.044865 | 0.044865 | 0.044865 | 0.044865 | 0.044865 | 0.044865 | 0.044865 | 0.044865 | 0.044865 | 0.044865 | 0.044865 | 0.044865 | 0.044865 | 0.044865 | 0.044865 | 0.044865 | 0.044865 | 0.044865 | 0.044865 | 0.044865 | 0.044865 | 0.044865 | 0.044865 | 0.044865 | 0.044865 | 0.044865 | 0.044865
F6_Commercial_Other Health_Existing_Food Preparation_Natural Gas_Food Prep Other_E3 | F6 | Commercial | Other Health | Existing | Food Preparation | Natural Gas | Food Prep Other | E3 | Utility - Value of Sales | 0 | 0 | 0 | 0 | 0 | 0 | 0 | 0 | 0 | 0 | 0 | 0 | 0 | 0 | 0 | 0 | 0 | 0 | 0 | 0 | 0 | 0 | 0 | 0 | 0 | 0 | 0 | 0 | 0 | 0 | 0 | 0 | 0
F6_Commercial_Other Health_Existing_Food Preparation_Natural Gas_Food Prep Other_E4 | F6 | Commercial | Other Health | Existing | Food Preparation | Natural Gas | Food Prep Other | E4 | Utility - Value of Sales | 0 | 0 | 0 | 0 | 0 | 0 | 0 | 0 | 0 | 0 | 0 | 0 | 0 | 0 | 0 | 0 | 0 | 0 | 0 | 0 | 0 | 0 | 0 | 0 | 0 | 0 | 0 | 0 | 0 | 0 | 0 | 0 | 0
F6_Commercial_Other Health_Existing_Food Preparation_Natural Gas_Food Prep Other_E5 | F6 | Commercial | Other Health | Existing | Food Preparation | Natural Gas | Food Prep Other | E5 | Utility - Value of Sales | 0 | 0 | 0 | 0 | 0 | 0 | 0 | 0 | 0 | 0 | 0 | 0 | 0 | 0 | 0 | 0 | 0 | 0 | 0 | 0 | 0 | 0 | 0 | 0 | 0 | 0 | 0 | 0 | 0 | 0 | 0 | 0 | 0
F6_Commercial_Other Health_Existing_Food Preparation_Natural Gas_Food Prep Other_E6 | F6 | Commercial | Other Health | Existing | Food Preparation | Natural Gas | Food Prep Other | E6 | Utility - Value of Sales | 0 | 0 | 0 | 0 | 0 | 0 | 0 | 0 | 0 | 0 | 0 | 0 | 0 | 0 | 0 | 0 | 0 | 0 | 0 | 0 | 0 | 0 | 0 | 0 | 0 | 0 | 0 | 0 | 0 | 0 | 0 | 0 | 0
F6_Commercial_Other Health_Existing_Food Preparation_Natural Gas_Food Prep Other_E7 | F6 | Commercial | Other Health | Existing | Food Preparation | Natural Gas | Food Prep Other | E7 | Utility - Value of Sales | 0 | 0 | 0 | 0 | 0 | 0 | 0 | 0 | 0 | 0 | 0 | 0 | 0 | 0 | 0 | 0 | 0 | 0 | 0 | 0 | 0 | 0 | 0 | 0 | 0 | 0 | 0 | 0 | 0 | 0 | 0 | 0 | 0
F6_Commercial_Other Health_Existing_Food Preparation_Natural Gas_Food Prep Other_E8 | F6 | Commercial | Other Health | Existing | Food Preparation | Natural Gas | Food Prep Other | E8 | Utility - Value of Sales | 0 | 0 | 0 | 0 | 0 | 0 | 0 | 0 | 0 | 0 | 0 | 0 | 0 | 0 | 0 | 0 | 0 | 0 | 0 | 0 | 0 | 0 | 0 | 0 | 0 | 0 | 0 | 0 | 0 | 0 | 0 | 0 | 0
F6_Commercial_Other Health_Existing_Food Preparation_Natural Gas_Food Prep Other_E9 | F6 | Commercial | Other Health | Existing | Food Preparation | Natural Gas | Food Prep Other | E9 | Utility - Value of Sales | 0 | 0 | 0 | 0 | 0 | 0 | 0 | 0 | 0 | 0 | 0 | 0 | 0 | 0 | 0 | 0 | 0 | 0 | 0 | 0 | 0 | 0 | 0 | 0 | 0 | 0 | 0 | 0 | 0 | 0 | 0 | 0 | 0
F6_Commercial_Other Health_Existing_Food Preparation_Natural Gas_Food Prep Other_E10 | F6 | Commercial | Other Health | Existing | Food Preparation | Natural Gas | Food Prep Other | E10 | Utility - Value of Sales | 0 | 0 | 0 | 0 | 0 | 0 | 0 | 0 | 0 | 0 | 0 | 0 | 0 | 0 | 0 | 0 | 0 | 0 | 0 | 0 | 0 | 0 | 0 | 0 | 0 | 0 | 0 | 0 | 0 | 0 | 0 | 0 | 0
F1_Commercial_Other Health_Existing_Miscellaneous_Natural Gas_Pool Heater_E1 | F1 | Commercial | Other Health | Existing | Miscellaneous | Natural Gas | Pool Heater | E1 | RVT - Cost of Equipment | 0 | 0 | 0 | 0 | 0 | 0 | 0 | 0 | 0 | 0 | 0 | 0 | 0 | 0 | 0 | 0 | 0 | 0 | 0 | 0 | 0 | 0 | 0 | 0 | 0 | 0 | 0 | 0 | 0 | 0 | 0 | 0 | 0
F1_Commercial_Other Health_Existing_Miscellaneous_Natural Gas_Pool Heater_E2 | F1 | Commercial | Other Health | Existing | Miscellaneous | Natural Gas | Pool Heater | E2 | RVT - Cost of Equipment | 0 | 0 | 0 | 0 | 0 | 0 | 0 | 0 | 0 | 0 | 0 | 0 | 0 | 0 | 0 | 0 | 0 | 0 | 0 | 0 | 0 | 0 | 0 | 0 | 0 | 0 | 0 | 0 | 0 | 0 | 0 | 0 | 0
F1_Commercial_Other Health_Existing_Miscellaneous_Natural Gas_Pool Heater_E3 | F1 | Commercial | Other Health | Existing | Miscellaneous | Natural Gas | Pool Heater | E3 | RVT - Cost of Equipment | 0 | 0 | 0 | 0 | 0 | 0 | 0 | 0 | 0 | 0 | 0 | 0 | 0 | 0 | 0 | 0 | 0 | 0 | 0 | 0 | 0 | 0 | 0 | 0 | 0 | 0 | 0 | 0 | 0 | 0 | 0 | 0 | 0
F1_Commercial_Other Health_Existing_Miscellaneous_Natural Gas_Pool Heater_E4 | F1 | Commercial | Other Health | Existing | Miscellaneous | Natural Gas | Pool Heater | E4 | RVT - Cost of Equipment | 0 | 0 | 0 | 0 | 0 | 0 | 0 | 0 | 0 | 0 | 0 | 0 | 0 | 0 | 0 | 0 | 0 | 0 | 0 | 0 | 0 | 0 | 0 | 0 | 0 | 0 | 0 | 0 | 0 | 0 | 0 | 0 | 0
F1_Commercial_Other Health_Existing_Miscellaneous_Natural Gas_Pool Heater_E5 | F1 | Commercial | Other Health | Existing | Miscellaneous | Natural Gas | Pool Heater | E5 | RVT - Cost of Equipment | 0 | 0 | 0 | 0 | 0 | 0 | 0 | 0 | 0 | 0 | 0 | 0 | 0 | 0 | 0 | 0 | 0 | 0 | 0 | 0 | 0 | 0 | 0 | 0 | 0 | 0 | 0 | 0 | 0 | 0 | 0 | 0 | 0
F1_Commercial_Other Health_Existing_Miscellaneous_Natural Gas_Pool Heater_E6 | F1 | Commercial | Other Health | Existing | Miscellaneous | Natural Gas | Pool Heater | E6 | RVT - Cost of Equipment | 0 | 0 | 0 | 0 | 0 | 0 | 0 | 0 | 0 | 0 | 0 | 0 | 0 | 0 | 0 | 0 | 0 | 0 | 0 | 0 | 0 | 0 | 0 | 0 | 0 | 0 | 0 | 0 | 0 | 0 | 0 | 0 | 0
F1_Commercial_Other Health_Existing_Miscellaneous_Natural Gas_Pool Heater_E7 | F1 | Commercial | Other Health | Existing | Miscellaneous | Natural Gas | Pool Heater | E7 | RVT - Cost of Equipment | 0 | 0 | 0 | 0 | 0 | 0 | 0 | 0 | 0 | 0 | 0 | 0 | 0 | 0 | 0 | 0 | 0 | 0 | 0 | 0 | 0 | 0 | 0 | 0 | 0 | 0 | 0 | 0 | 0 | 0 | 0 | 0 | 0
F1_Commercial_Other Health_Existing_Miscellaneous_Natural Gas_Pool Heater_E8 | F1 | Commercial | Other Health | Existing | Miscellaneous | Natural Gas | Pool Heater | E8 | RVT - Cost of Equipment | 0 | 0 | 0 | 0 | 0 | 0 | 0 | 0 | 0 | 0 | 0 | 0 | 0 | 0 | 0 | 0 | 0 | 0 | 0 | 0 | 0 | 0 | 0 | 0 | 0 | 0 | 0 | 0 | 0 | 0 | 0 | 0 | 0
F1_Commercial_Other Health_Existing_Miscellaneous_Natural Gas_Pool Heater_E9 | F1 | Commercial | Other Health | Existing | Miscellaneous | Natural Gas | Pool Heater | E9 | RVT - Cost of Equipment | 0 | 0 | 0 | 0 | 0 | 0 | 0 | 0 | 0 | 0 | 0 | 0 | 0 | 0 | 0 | 0 | 0 | 0 | 0 | 0 | 0 | 0 | 0 | 0 | 0 | 0 | 0 | 0 | 0 | 0 | 0 | 0 | 0
F1_Commercial_Other Health_Existing_Miscellaneous_Natural Gas_Pool Heater_E10 | F1 | Commercial | Other Health | Existing | Miscellaneous | Natural Gas | Pool Heater | E10 | RVT - Cost of Equipment | 0 | 0 | 0 | 0 | 0 | 0 | 0 | 0 | 0 | 0 | 0 | 0 | 0 | 0 | 0 | 0 | 0 | 0 | 0 | 0 | 0 | 0 | 0 | 0 | 0 | 0 | 0 | 0 | 0 | 0 | 0 | 0 | 0
F2_Commercial_Other Health_Existing_Miscellaneous_Natural Gas_Pool Heater_E1 | F2 | Commercial | Other Health | Existing | Miscellaneous | Natural Gas | Pool Heater | E1 | RVT - Cost of Operation | 0 | 0 | 0 | 0 | 0 | 0 | 0 | 0 | 0 | 0 | 0 | 0 | 0 | 0 | 0 | 0 | 0 | 0 | 0 | 0 | 0 | 0 | 0 | 0 | 0 | 0 | 0 | 0 | 0 | 0 | 0 | 0 | 0
F2_Commercial_Other Health_Existing_Miscellaneous_Natural Gas_Pool Heater_E2 | F2 | Commercial | Other Health | Existing | Miscellaneous | Natural Gas | Pool Heater | E2 | RVT - Cost of Operation | 0 | 0 | 0 | 0 | 0 | 0 | 0 | 0 | 0 | 0 | 0 | 0 | 0 | 0 | 0 | 0 | 0 | 0 | 0 | 0 | 0 | 0 | 0 | 0 | 0 | 0 | 0 | 0 | 0 | 0 | 0 | 0 | 0
F2_Commercial_Other Health_Existing_Miscellaneous_Natural Gas_Pool Heater_E3 | F2 | Commercial | Other Health | Existing | Miscellaneous | Natural Gas | Pool Heater | E3 | RVT - Cost of Operation | 0 | 0 | 0 | 0 | 0 | 0 | 0 | 0 | 0 | 0 | 0 | 0 | 0 | 0 | 0 | 0 | 0 | 0 | 0 | 0 | 0 | 0 | 0 | 0 | 0 | 0 | 0 | 0 | 0 | 0 | 0 | 0 | 0
F2_Commercial_Other Health_Existing_Miscellaneous_Natural Gas_Pool Heater_E4 | F2 | Commercial | Other Health | Existing | Miscellaneous | Natural Gas | Pool Heater | E4 | RVT - Cost of Operation | 0 | 0 | 0 | 0 | 0 | 0 | 0 | 0 | 0 | 0 | 0 | 0 | 0 | 0 | 0 | 0 | 0 | 0 | 0 | 0 | 0 | 0 | 0 | 0 | 0 | 0 | 0 | 0 | 0 | 0 | 0 | 0 | 0
F2_Commercial_Other Health_Existing_Miscellaneous_Natural Gas_Pool Heater_E5 | F2 | Commercial | Other Health | Existing | Miscellaneous | Natural Gas | Pool Heater | E5 | RVT - Cost of Operation | 0 | 0 | 0 | 0 | 0 | 0 | 0 | 0 | 0 | 0 | 0 | 0 | 0 | 0 | 0 | 0 | 0 | 0 | 0 | 0 | 0 | 0 | 0 | 0 | 0 | 0 | 0 | 0 | 0 | 0 | 0 | 0 | 0
F2_Commercial_Other Health_Existing_Miscellaneous_Natural Gas_Pool Heater_E6 | F2 | Commercial | Other Health | Existing | Miscellaneous | Natural Gas | Pool Heater | E6 | RVT - Cost of Operation | 0 | 0 | 0 | 0 | 0 | 0 | 0 | 0 | 0 | 0 | 0 | 0 | 0 | 0 | 0 | 0 | 0 | 0 | 0 | 0 | 0 | 0 | 0 | 0 | 0 | 0 | 0 | 0 | 0 | 0 | 0 | 0 | 0
F2_Commercial_Other Health_Existing_Miscellaneous_Natural Gas_Pool Heater_E7 | F2 | Commercial | Other Health | Existing | Miscellaneous | Natural Gas | Pool Heater | E7 | RVT - Cost of Operation | 0 | 0 | 0 | 0 | 0 | 0 | 0 | 0 | 0 | 0 | 0 | 0 | 0 | 0 | 0 | 0 | 0 | 0 | 0 | 0 | 0 | 0 | 0 | 0 | 0 | 0 | 0 | 0 | 0 | 0 | 0 | 0 | 0
F2_Commercial_Other Health_Existing_Miscellaneous_Natural Gas_Pool Heater_E8 | F2 | Commercial | Other Health | Existing | Miscellaneous | Natural Gas | Pool Heater | E8 | RVT - Cost of Operation | 0 | 0 | 0 | 0 | 0 | 0 | 0 | 0 | 0 | 0 | 0 | 0 | 0 | 0 | 0 | 0 | 0 | 0 | 0 | 0 | 0 | 0 | 0 | 0 | 0 | 0 | 0 | 0 | 0 | 0 | 0 | 0 | 0
F2_Commercial_Other Health_Existing_Miscellaneous_Natural Gas_Pool Heater_E9 | F2 | Commercial | Other Health | Existing | Miscellaneous | Natural Gas | Pool Heater | E9 | RVT - Cost of Operation | 0 | 0 | 0 | 0 | 0 | 0 | 0 | 0 | 0 | 0 | 0 | 0 | 0 | 0 | 0 | 0 | 0 | 0 | 0 | 0 | 0 | 0 | 0 | 0 | 0 | 0 | 0 | 0 | 0 | 0 | 0 | 0 | 0
F2_Commercial_Other Health_Existing_Miscellaneous_Natural Gas_Pool Heater_E10 | F2 | Commercial | Other Health | Existing | Miscellaneous | Natural Gas | Pool Heater | E10 | RVT - Cost of Operation | 0 | 0 | 0 | 0 | 0 | 0 | 0 | 0 | 0 | 0 | 0 | 0 | 0 | 0 | 0 | 0 | 0 | 0 | 0 | 0 | 0 | 0 | 0 | 0 | 0 | 0 | 0 | 0 | 0 | 0 | 0 | 0 | 0
F3_Commercial_Other Health_Existing_Miscellaneous_Natural Gas_Pool Heater_E1 | F3 | Commercial | Other Health | Existing | Miscellaneous | Natural Gas | Pool Heater | E1 | System - kBTUs of Consumption | 0.0025602 | 0.0025602 | 0.0025602 | 0.0025602 | 0.0025602 | 0.0025602 | 0.0025602 | 0.0025602 | 0.0025602 | 0.0025602 | 0.0025602 | 0.0025602 | 0.0025602 | 0.0025602 | 0.0025602 | 0.0025602 | 0.0025602 | 0.0025602 | 0.0025602 | 0.0025602 | 0.0025602 | 0.0025602 | 0.0025602 | 0.0025602 | 0.0025602 | 0.0025602 | 0.0025602 | 0.0025602 | 0.0025602 | 0.0025602 | 0.0025602 | 0.0025602 | 0.0025602
F3_Commercial_Other Health_Existing_Miscellaneous_Natural Gas_Pool Heater_E2 | F3 | Commercial | Other Health | Existing | Miscellaneous | Natural Gas | Pool Heater | E2 | System - kBTUs of Consumption | 0.004192 | 0.004192 | 0.004192 | 0.004192 | 0.004192 | 0.004192 | 0.004192 | 0.004192 | 0.004192 | 0.004192 | 0.004192 | 0.004192 | 0.004192 | 0.004192 | 0.004192 | 0.004192 | 0.004192 | 0.004192 | 0.004192 | 0.004192 | 0.004192 | 0.004192 | 0.004192 | 0.004192 | 0.004192 | 0.004192 | 0.004192 | 0.004192 | 0.004192 | 0.004192 | 0.004192 | 0.004192 | 0.004192
F3_Commercial_Other Health_Existing_Miscellaneous_Natural Gas_Pool Heater_E3 | F3 | Commercial | Other Health | Existing | Miscellaneous | Natural Gas | Pool Heater | E3 | System - kBTUs of Consumption | 0 | 0 | 0 | 0 | 0 | 0 | 0 | 0 | 0 | 0 | 0 | 0 | 0 | 0 | 0 | 0 | 0 | 0 | 0 | 0 | 0 | 0 | 0 | 0 | 0 | 0 | 0 | 0 | 0 | 0 | 0 | 0 | 0
F3_Commercial_Other Health_Existing_Miscellaneous_Natural Gas_Pool Heater_E4 | F3 | Commercial | Other Health | Existing | Miscellaneous | Natural Gas | Pool Heater | E4 | System - kBTUs of Consumption | 0 | 0 | 0 | 0 | 0 | 0 | 0 | 0 | 0 | 0 | 0 | 0 | 0 | 0 | 0 | 0 | 0 | 0 | 0 | 0 | 0 | 0 | 0 | 0 | 0 | 0 | 0 | 0 | 0 | 0 | 0 | 0 | 0
F3_Commercial_Other Health_Existing_Miscellaneous_Natural Gas_Pool Heater_E5 | F3 | Commercial | Other Health | Existing | Miscellaneous | Natural Gas | Pool Heater | E5 | System - kBTUs of Consumption | 0 | 0 | 0 | 0 | 0 | 0 | 0 | 0 | 0 | 0 | 0 | 0 | 0 | 0 | 0 | 0 | 0 | 0 | 0 | 0 | 0 | 0 | 0 | 0 | 0 | 0 | 0 | 0 | 0 | 0 | 0 | 0 | 0
F3_Commercial_Other Health_Existing_Miscellaneous_Natural Gas_Pool Heater_E6 | F3 | Commercial | Other Health | Existing | Miscellaneous | Natural Gas | Pool Heater | E6 | System - kBTUs of Consumption | 0 | 0 | 0 | 0 | 0 | 0 | 0 | 0 | 0 | 0 | 0 | 0 | 0 | 0 | 0 | 0 | 0 | 0 | 0 | 0 | 0 | 0 | 0 | 0 | 0 | 0 | 0 | 0 | 0 | 0 | 0 | 0 | 0
F3_Commercial_Other Health_Existing_Miscellaneous_Natural Gas_Pool Heater_E7 | F3 | Commercial | Other Health | Existing | Miscellaneous | Natural Gas | Pool Heater | E7 | System - kBTUs of Consumption | 0 | 0 | 0 | 0 | 0 | 0 | 0 | 0 | 0 | 0 | 0 | 0 | 0 | 0 | 0 | 0 | 0 | 0 | 0 | 0 | 0 | 0 | 0 | 0 | 0 | 0 | 0 | 0 | 0 | 0 | 0 | 0 | 0
F3_Commercial_Other Health_Existing_Miscellaneous_Natural Gas_Pool Heater_E8 | F3 | Commercial | Other Health | Existing | Miscellaneous | Natural Gas | Pool Heater | E8 | System - kBTUs of Consumption | 0 | 0 | 0 | 0 | 0 | 0 | 0 | 0 | 0 | 0 | 0 | 0 | 0 | 0 | 0 | 0 | 0 | 0 | 0 | 0 | 0 | 0 | 0 | 0 | 0 | 0 | 0 | 0 | 0 | 0 | 0 | 0 | 0
F3_Commercial_Other Health_Existing_Miscellaneous_Natural Gas_Pool Heater_E9 | F3 | Commercial | Other Health | Existing | Miscellaneous | Natural Gas | Pool Heater | E9 | System - kBTUs of Consumption | 0 | 0 | 0 | 0 | 0 | 0 | 0 | 0 | 0 | 0 | 0 | 0 | 0 | 0 | 0 | 0 | 0 | 0 | 0 | 0 | 0 | 0 | 0 | 0 | 0 | 0 | 0 | 0 | 0 | 0 | 0 | 0 | 0
F3_Commercial_Other Health_Existing_Miscellaneous_Natural Gas_Pool Heater_E10 | F3 | Commercial | Other Health | Existing | Miscellaneous | Natural Gas | Pool Heater | E10 | System - kBTUs of Consumption | 0 | 0 | 0 | 0 | 0 | 0 | 0 | 0 | 0 | 0 | 0 | 0 | 0 | 0 | 0 | 0 | 0 | 0 | 0 | 0 | 0 | 0 | 0 | 0 | 0 | 0 | 0 | 0 | 0 | 0 | 0 | 0 | 0
F4_Commercial_Other Health_Existing_Miscellaneous_Natural Gas_Pool Heater_E1 | F4 | Commercial | Other Health | Existing | Miscellaneous | Natural Gas | Pool Heater | E1 | Utility - Cost of Equipment | 0 | 0 | 0 | 0 | 0 | 0 | 0 | 0 | 0 | 0 | 0 | 0 | 0 | 0 | 0 | 0 | 0 | 0 | 0 | 0 | 0 | 0 | 0 | 0 | 0 | 0 | 0 | 0 | 0 | 0 | 0 | 0 | 0
F4_Commercial_Other Health_Existing_Miscellaneous_Natural Gas_Pool Heater_E2 | F4 | Commercial | Other Health | Existing | Miscellaneous | Natural Gas | Pool Heater | E2 | Utility - Cost of Equipment | 0 | 0 | 0 | 0 | 0 | 0 | 0 | 0 | 0 | 0 | 0 | 0 | 0 | 0 | 0 | 0 | 0 | 0 | 0 | 0 | 0 | 0 | 0 | 0 | 0 | 0 | 0 | 0 | 0 | 0 | 0 | 0 | 0
F4_Commercial_Other Health_Existing_Miscellaneous_Natural Gas_Pool Heater_E3 | F4 | Commercial | Other Health | Existing | Miscellaneous | Natural Gas | Pool Heater | E3 | Utility - Cost of Equipment | 0 | 0 | 0 | 0 | 0 | 0 | 0 | 0 | 0 | 0 | 0 | 0 | 0 | 0 | 0 | 0 | 0 | 0 | 0 | 0 | 0 | 0 | 0 | 0 | 0 | 0 | 0 | 0 | 0 | 0 | 0 | 0 | 0
F4_Commercial_Other Health_Existing_Miscellaneous_Natural Gas_Pool Heater_E4 | F4 | Commercial | Other Health | Existing | Miscellaneous | Natural Gas | Pool Heater | E4 | Utility - Cost of Equipment | 0 | 0 | 0 | 0 | 0 | 0 | 0 | 0 | 0 | 0 | 0 | 0 | 0 | 0 | 0 | 0 | 0 | 0 | 0 | 0 | 0 | 0 | 0 | 0 | 0 | 0 | 0 | 0 | 0 | 0 | 0 | 0 | 0
F4_Commercial_Other Health_Existing_Miscellaneous_Natural Gas_Pool Heater_E5 | F4 | Commercial | Other Health | Existing | Miscellaneous | Natural Gas | Pool Heater | E5 | Utility - Cost of Equipment | 0 | 0 | 0 | 0 | 0 | 0 | 0 | 0 | 0 | 0 | 0 | 0 | 0 | 0 | 0 | 0 | 0 | 0 | 0 | 0 | 0 | 0 | 0 | 0 | 0 | 0 | 0 | 0 | 0 | 0 | 0 | 0 | 0
F4_Commercial_Other Health_Existing_Miscellaneous_Natural Gas_Pool Heater_E6 | F4 | Commercial | Other Health | Existing | Miscellaneous | Natural Gas | Pool Heater | E6 | Utility - Cost of Equipment | 0 | 0 | 0 | 0 | 0 | 0 | 0 | 0 | 0 | 0 | 0 | 0 | 0 | 0 | 0 | 0 | 0 | 0 | 0 | 0 | 0 | 0 | 0 | 0 | 0 | 0 | 0 | 0 | 0 | 0 | 0 | 0 | 0
F4_Commercial_Other Health_Existing_Miscellaneous_Natural Gas_Pool Heater_E7 | F4 | Commercial | Other Health | Existing | Miscellaneous | Natural Gas | Pool Heater | E7 | Utility - Cost of Equipment | 0 | 0 | 0 | 0 | 0 | 0 | 0 | 0 | 0 | 0 | 0 | 0 | 0 | 0 | 0 | 0 | 0 | 0 | 0 | 0 | 0 | 0 | 0 | 0 | 0 | 0 | 0 | 0 | 0 | 0 | 0 | 0 | 0
F4_Commercial_Other Health_Existing_Miscellaneous_Natural Gas_Pool Heater_E8 | F4 | Commercial | Other Health | Existing | Miscellaneous | Natural Gas | Pool Heater | E8 | Utility - Cost of Equipment | 0 | 0 | 0 | 0 | 0 | 0 | 0 | 0 | 0 | 0 | 0 | 0 | 0 | 0 | 0 | 0 | 0 | 0 | 0 | 0 | 0 | 0 | 0 | 0 | 0 | 0 | 0 | 0 | 0 | 0 | 0 | 0 | 0
F4_Commercial_Other Health_Existing_Miscellaneous_Natural Gas_Pool Heater_E9 | F4 | Commercial | Other Health | Existing | Miscellaneous | Natural Gas | Pool Heater | E9 | Utility - Cost of Equipment | 0 | 0 | 0 | 0 | 0 | 0 | 0 | 0 | 0 | 0 | 0 | 0 | 0 | 0 | 0 | 0 | 0 | 0 | 0 | 0 | 0 | 0 | 0 | 0 | 0 | 0 | 0 | 0 | 0 | 0 | 0 | 0 | 0
F4_Commercial_Other Health_Existing_Miscellaneous_Natural Gas_Pool Heater_E10 | F4 | Commercial | Other Health | Existing | Miscellaneous | Natural Gas | Pool Heater | E10 | Utility - Cost of Equipment | 0 | 0 | 0 | 0 | 0 | 0 | 0 | 0 | 0 | 0 | 0 | 0 | 0 | 0 | 0 | 0 | 0 | 0 | 0 | 0 | 0 | 0 | 0 | 0 | 0 | 0 | 0 | 0 | 0 | 0 | 0 | 0 | 0
F5_Commercial_Other Health_Existing_Miscellaneous_Natural Gas_Pool Heater_E1 | F5 | Commercial | Other Health | Existing | Miscellaneous | Natural Gas | Pool Heater | E1 | Utility - Cost of Operation | 0.0025602 | 0.0025602 | 0.0025602 | 0.0025602 | 0.0025602 | 0.0025602 | 0.0025602 | 0.0025602 | 0.0025602 | 0.0025602 | 0.0025602 | 0.0025602 | 0.0025602 | 0.0025602 | 0.0025602 | 0.0025602 | 0.0025602 | 0.0025602 | 0.0025602 | 0.0025602 | 0.0025602 | 0.0025602 | 0.0025602 | 0.0025602 | 0.0025602 | 0.0025602 | 0.0025602 | 0.0025602 | 0.0025602 | 0.0025602 | 0.0025602 | 0.0025602 | 0.0025602
F5_Commercial_Other Health_Existing_Miscellaneous_Natural Gas_Pool Heater_E2 | F5 | Commercial | Other Health | Existing | Miscellaneous | Natural Gas | Pool Heater | E2 | Utility - Cost of Operation | 0.004192 | 0.004192 | 0.004192 | 0.004192 | 0.004192 | 0.004192 | 0.004192 | 0.004192 | 0.004192 | 0.004192 | 0.004192 | 0.004192 | 0.004192 | 0.004192 | 0.004192 | 0.004192 | 0.004192 | 0.004192 | 0.004192 | 0.004192 | 0.004192 | 0.004192 | 0.004192 | 0.004192 | 0.004192 | 0.004192 | 0.004192 | 0.004192 | 0.004192 | 0.004192 | 0.004192 | 0.004192 | 0.004192
F5_Commercial_Other Health_Existing_Miscellaneous_Natural Gas_Pool Heater_E3 | F5 | Commercial | Other Health | Existing | Miscellaneous | Natural Gas | Pool Heater | E3 | Utility - Cost of Operation | 0 | 0 | 0 | 0 | 0 | 0 | 0 | 0 | 0 | 0 | 0 | 0 | 0 | 0 | 0 | 0 | 0 | 0 | 0 | 0 | 0 | 0 | 0 | 0 | 0 | 0 | 0 | 0 | 0 | 0 | 0 | 0 | 0
F5_Commercial_Other Health_Existing_Miscellaneous_Natural Gas_Pool Heater_E4 | F5 | Commercial | Other Health | Existing | Miscellaneous | Natural Gas | Pool Heater | E4 | Utility - Cost of Operation | 0 | 0 | 0 | 0 | 0 | 0 | 0 | 0 | 0 | 0 | 0 | 0 | 0 | 0 | 0 | 0 | 0 | 0 | 0 | 0 | 0 | 0 | 0 | 0 | 0 | 0 | 0 | 0 | 0 | 0 | 0 | 0 | 0
F5_Commercial_Other Health_Existing_Miscellaneous_Natural Gas_Pool Heater_E5 | F5 | Commercial | Other Health | Existing | Miscellaneous | Natural Gas | Pool Heater | E5 | Utility - Cost of Operation | 0 | 0 | 0 | 0 | 0 | 0 | 0 | 0 | 0 | 0 | 0 | 0 | 0 | 0 | 0 | 0 | 0 | 0 | 0 | 0 | 0 | 0 | 0 | 0 | 0 | 0 | 0 | 0 | 0 | 0 | 0 | 0 | 0
F5_Commercial_Other Health_Existing_Miscellaneous_Natural Gas_Pool Heater_E6 | F5 | Commercial | Other Health | Existing | Miscellaneous | Natural Gas | Pool Heater | E6 | Utility - Cost of Operation | 0 | 0 | 0 | 0 | 0 | 0 | 0 | 0 | 0 | 0 | 0 | 0 | 0 | 0 | 0 | 0 | 0 | 0 | 0 | 0 | 0 | 0 | 0 | 0 | 0 | 0 | 0 | 0 | 0 | 0 | 0 | 0 | 0
F5_Commercial_Other Health_Existing_Miscellaneous_Natural Gas_Pool Heater_E7 | F5 | Commercial | Other Health | Existing | Miscellaneous | Natural Gas | Pool Heater | E7 | Utility - Cost of Operation | 0 | 0 | 0 | 0 | 0 | 0 | 0 | 0 | 0 | 0 | 0 | 0 | 0 | 0 | 0 | 0 | 0 | 0 | 0 | 0 | 0 | 0 | 0 | 0 | 0 | 0 | 0 | 0 | 0 | 0 | 0 | 0 | 0
F5_Commercial_Other Health_Existing_Miscellaneous_Natural Gas_Pool Heater_E8 | F5 | Commercial | Other Health | Existing | Miscellaneous | Natural Gas | Pool Heater | E8 | Utility - Cost of Operation | 0 | 0 | 0 | 0 | 0 | 0 | 0 | 0 | 0 | 0 | 0 | 0 | 0 | 0 | 0 | 0 | 0 | 0 | 0 | 0 | 0 | 0 | 0 | 0 | 0 | 0 | 0 | 0 | 0 | 0 | 0 | 0 | 0
F5_Commercial_Other Health_Existing_Miscellaneous_Natural Gas_Pool Heater_E9 | F5 | Commercial | Other Health | Existing | Miscellaneous | Natural Gas | Pool Heater | E9 | Utility - Cost of Operation | 0 | 0 | 0 | 0 | 0 | 0 | 0 | 0 | 0 | 0 | 0 | 0 | 0 | 0 | 0 | 0 | 0 | 0 | 0 | 0 | 0 | 0 | 0 | 0 | 0 | 0 | 0 | 0 | 0 | 0 | 0 | 0 | 0
F5_Commercial_Other Health_Existing_Miscellaneous_Natural Gas_Pool Heater_E10 | F5 | Commercial | Other Health | Existing | Miscellaneous | Natural Gas | Pool Heater | E10 | Utility - Cost of Operation | 0 | 0 | 0 | 0 | 0 | 0 | 0 | 0 | 0 | 0 | 0 | 0 | 0 | 0 | 0 | 0 | 0 | 0 | 0 | 0 | 0 | 0 | 0 | 0 | 0 | 0 | 0 | 0 | 0 | 0 | 0 | 0 | 0
F6_Commercial_Other Health_Existing_Miscellaneous_Natural Gas_Pool Heater_E1 | F6 | Commercial | Other Health | Existing | Miscellaneous | Natural Gas | Pool Heater | E1 | Utility - Value of Sales | 0.010152 | 0.010152 | 0.010152 | 0.010152 | 0.010152 | 0.010152 | 0.010152 | 0.010152 | 0.010152 | 0.010152 | 0.010152 | 0.010152 | 0.010152 | 0.010152 | 0.010152 | 0.010152 | 0.010152 | 0.010152 | 0.010152 | 0.010152 | 0.010152 | 0.010152 | 0.010152 | 0.010152 | 0.010152 | 0.010152 | 0.010152 | 0.010152 | 0.010152 | 0.010152 | 0.010152 | 0.010152 | 0.010152
F6_Commercial_Other Health_Existing_Miscellaneous_Natural Gas_Pool Heater_E2 | F6 | Commercial | Other Health | Existing | Miscellaneous | Natural Gas | Pool Heater | E2 | Utility - Value of Sales | 0.0086294 | 0.0086294 | 0.0086294 | 0.0086294 | 0.0086294 | 0.0086294 | 0.0086294 | 0.0086294 | 0.0086294 | 0.0086294 | 0.0086294 | 0.0086294 | 0.0086294 | 0.0086294 | 0.0086294 | 0.0086294 | 0.0086294 | 0.0086294 | 0.0086294 | 0.0086294 | 0.0086294 | 0.0086294 | 0.0086294 | 0.0086294 | 0.0086294 | 0.0086294 | 0.0086294 | 0.0086294 | 0.0086294 | 0.0086294 | 0.0086294 | 0.0086294 | 0.0086294
F6_Commercial_Other Health_Existing_Miscellaneous_Natural Gas_Pool Heater_E3 | F6 | Commercial | Other Health | Existing | Miscellaneous | Natural Gas | Pool Heater | E3 | Utility - Value of Sales | 0 | 0 | 0 | 0 | 0 | 0 | 0 | 0 | 0 | 0 | 0 | 0 | 0 | 0 | 0 | 0 | 0 | 0 | 0 | 0 | 0 | 0 | 0 | 0 | 0 | 0 | 0 | 0 | 0 | 0 | 0 | 0 | 0
F6_Commercial_Other Health_Existing_Miscellaneous_Natural Gas_Pool Heater_E4 | F6 | Commercial | Other Health | Existing | Miscellaneous | Natural Gas | Pool Heater | E4 | Utility - Value of Sales | 0 | 0 | 0 | 0 | 0 | 0 | 0 | 0 | 0 | 0 | 0 | 0 | 0 | 0 | 0 | 0 | 0 | 0 | 0 | 0 | 0 | 0 | 0 | 0 | 0 | 0 | 0 | 0 | 0 | 0 | 0 | 0 | 0
F6_Commercial_Other Health_Existing_Miscellaneous_Natural Gas_Pool Heater_E5 | F6 | Commercial | Other Health | Existing | Miscellaneous | Natural Gas | Pool Heater | E5 | Utility - Value of Sales | 0 | 0 | 0 | 0 | 0 | 0 | 0 | 0 | 0 | 0 | 0 | 0 | 0 | 0 | 0 | 0 | 0 | 0 | 0 | 0 | 0 | 0 | 0 | 0 | 0 | 0 | 0 | 0 | 0 | 0 | 0 | 0 | 0
F6_Commercial_Other Health_Existing_Miscellaneous_Natural Gas_Pool Heater_E6 | F6 | Commercial | Other Health | Existing | Miscellaneous | Natural Gas | Pool Heater | E6 | Utility - Value of Sales | 0 | 0 | 0 | 0 | 0 | 0 | 0 | 0 | 0 | 0 | 0 | 0 | 0 | 0 | 0 | 0 | 0 | 0 | 0 | 0 | 0 | 0 | 0 | 0 | 0 | 0 | 0 | 0 | 0 | 0 | 0 | 0 | 0
F6_Commercial_Other Health_Existing_Miscellaneous_Natural Gas_Pool Heater_E7 | F6 | Commercial | Other Health | Existing | Miscellaneous | Natural Gas | Pool Heater | E7 | Utility - Value of Sales | 0 | 0 | 0 | 0 | 0 | 0 | 0 | 0 | 0 | 0 | 0 | 0 | 0 | 0 | 0 | 0 | 0 | 0 | 0 | 0 | 0 | 0 | 0 | 0 | 0 | 0 | 0 | 0 | 0 | 0 | 0 | 0 | 0
F6_Commercial_Other Health_Existing_Miscellaneous_Natural Gas_Pool Heater_E8 | F6 | Commercial | Other Health | Existing | Miscellaneous | Natural Gas | Pool Heater | E8 | Utility - Value of Sales | 0 | 0 | 0 | 0 | 0 | 0 | 0 | 0 | 0 | 0 | 0 | 0 | 0 | 0 | 0 | 0 | 0 | 0 | 0 | 0 | 0 | 0 | 0 | 0 | 0 | 0 | 0 | 0 | 0 | 0 | 0 | 0 | 0
F6_Commercial_Other Health_Existing_Miscellaneous_Natural Gas_Pool Heater_E9 | F6 | Commercial | Other Health | Existing | Miscellaneous | Natural Gas | Pool Heater | E9 | Utility - Value of Sales | 0 | 0 | 0 | 0 | 0 | 0 | 0 | 0 | 0 | 0 | 0 | 0 | 0 | 0 | 0 | 0 | 0 | 0 | 0 | 0 | 0 | 0 | 0 | 0 | 0 | 0 | 0 | 0 | 0 | 0 | 0 | 0 | 0
F6_Commercial_Other Health_Existing_Miscellaneous_Natural Gas_Pool Heater_E10 | F6 | Commercial | Other Health | Existing | Miscellaneous | Natural Gas | Pool Heater | E10 | Utility - Value of Sales | 0 | 0 | 0 | 0 | 0 | 0 | 0 | 0 | 0 | 0 | 0 | 0 | 0 | 0 | 0 | 0 | 0 | 0 | 0 | 0 | 0 | 0 | 0 | 0 | 0 | 0 | 0 | 0 | 0 | 0 | 0 | 0 | 0
F1_Commercial_Other Health_Existing_Miscellaneous_Natural Gas_Miscellaneous_E1 | F1 | Commercial | Other Health | Existing | Miscellaneous | Natural Gas | Miscellaneous | E1 | RVT - Cost of Equipment | 0 | 0 | 0 | 0 | 0 | 0 | 0 | 0 | 0 | 0 | 0 | 0 | 0 | 0 | 0 | 0 | 0 | 0 | 0 | 0 | 0 | 0 | 0 | 0 | 0 | 0 | 0 | 0 | 0 | 0 | 0 | 0 | 0
F1_Commercial_Other Health_Existing_Miscellaneous_Natural Gas_Miscellaneous_E2 | F1 | Commercial | Other Health | Existing | Miscellaneous | Natural Gas | Miscellaneous | E2 | RVT - Cost of Equipment | 0 | 0 | 0 | 0 | 0 | 0 | 0 | 0 | 0 | 0 | 0 | 0 | 0 | 0 | 0 | 0 | 0 | 0 | 0 | 0 | 0 | 0 | 0 | 0 | 0 | 0 | 0 | 0 | 0 | 0 | 0 | 0 | 0
F1_Commercial_Other Health_Existing_Miscellaneous_Natural Gas_Miscellaneous_E3 | F1 | Commercial | Other Health | Existing | Miscellaneous | Natural Gas | Miscellaneous | E3 | RVT - Cost of Equipment | 0 | 0 | 0 | 0 | 0 | 0 | 0 | 0 | 0 | 0 | 0 | 0 | 0 | 0 | 0 | 0 | 0 | 0 | 0 | 0 | 0 | 0 | 0 | 0 | 0 | 0 | 0 | 0 | 0 | 0 | 0 | 0 | 0
F1_Commercial_Other Health_Existing_Miscellaneous_Natural Gas_Miscellaneous_E4 | F1 | Commercial | Other Health | Existing | Miscellaneous | Natural Gas | Miscellaneous | E4 | RVT - Cost of Equipment | 0 | 0 | 0 | 0 | 0 | 0 | 0 | 0 | 0 | 0 | 0 | 0 | 0 | 0 | 0 | 0 | 0 | 0 | 0 | 0 | 0 | 0 | 0 | 0 | 0 | 0 | 0 | 0 | 0 | 0 | 0 | 0 | 0
F1_Commercial_Other Health_Existing_Miscellaneous_Natural Gas_Miscellaneous_E5 | F1 | Commercial | Other Health | Existing | Miscellaneous | Natural Gas | Miscellaneous | E5 | RVT - Cost of Equipment | 0 | 0 | 0 | 0 | 0 | 0 | 0 | 0 | 0 | 0 | 0 | 0 | 0 | 0 | 0 | 0 | 0 | 0 | 0 | 0 | 0 | 0 | 0 | 0 | 0 | 0 | 0 | 0 | 0 | 0 | 0 | 0 | 0
F1_Commercial_Other Health_Existing_Miscellaneous_Natural Gas_Miscellaneous_E6 | F1 | Commercial | Other Health | Existing | Miscellaneous | Natural Gas | Miscellaneous | E6 | RVT - Cost of Equipment | 0 | 0 | 0 | 0 | 0 | 0 | 0 | 0 | 0 | 0 | 0 | 0 | 0 | 0 | 0 | 0 | 0 | 0 | 0 | 0 | 0 | 0 | 0 | 0 | 0 | 0 | 0 | 0 | 0 | 0 | 0 | 0 | 0
F1_Commercial_Other Health_Existing_Miscellaneous_Natural Gas_Miscellaneous_E7 | F1 | Commercial | Other Health | Existing | Miscellaneous | Natural Gas | Miscellaneous | E7 | RVT - Cost of Equipment | 0 | 0 | 0 | 0 | 0 | 0 | 0 | 0 | 0 | 0 | 0 | 0 | 0 | 0 | 0 | 0 | 0 | 0 | 0 | 0 | 0 | 0 | 0 | 0 | 0 | 0 | 0 | 0 | 0 | 0 | 0 | 0 | 0
F1_Commercial_Other Health_Existing_Miscellaneous_Natural Gas_Miscellaneous_E8 | F1 | Commercial | Other Health | Existing | Miscellaneous | Natural Gas | Miscellaneous | E8 | RVT - Cost of Equipment | 0 | 0 | 0 | 0 | 0 | 0 | 0 | 0 | 0 | 0 | 0 | 0 | 0 | 0 | 0 | 0 | 0 | 0 | 0 | 0 | 0 | 0 | 0 | 0 | 0 | 0 | 0 | 0 | 0 | 0 | 0 | 0 | 0
F1_Commercial_Other Health_Existing_Miscellaneous_Natural Gas_Miscellaneous_E9 | F1 | Commercial | Other Health | Existing | Miscellaneous | Natural Gas | Miscellaneous | E9 | RVT - Cost of Equipment | 0 | 0 | 0 | 0 | 0 | 0 | 0 | 0 | 0 | 0 | 0 | 0 | 0 | 0 | 0 | 0 | 0 | 0 | 0 | 0 | 0 | 0 | 0 | 0 | 0 | 0 | 0 | 0 | 0 | 0 | 0 | 0 | 0
F1_Commercial_Other Health_Existing_Miscellaneous_Natural Gas_Miscellaneous_E10 | F1 | Commercial | Other Health | Existing | Miscellaneous | Natural Gas | Miscellaneous | E10 | RVT - Cost of Equipment | 0 | 0 | 0 | 0 | 0 | 0 | 0 | 0 | 0 | 0 | 0 | 0 | 0 | 0 | 0 | 0 | 0 | 0 | 0 | 0 | 0 | 0 | 0 | 0 | 0 | 0 | 0 | 0 | 0 | 0 | 0 | 0 | 0
F2_Commercial_Other Health_Existing_Miscellaneous_Natural Gas_Miscellaneous_E1 | F2 | Commercial | Other Health | Existing | Miscellaneous | Natural Gas | Miscellaneous | E1 | RVT - Cost of Operation | 0 | 0 | 0 | 0 | 0 | 0 | 0 | 0 | 0 | 0 | 0 | 0 | 0 | 0 | 0 | 0 | 0 | 0 | 0 | 0 | 0 | 0 | 0 | 0 | 0 | 0 | 0 | 0 | 0 | 0 | 0 | 0 | 0
F2_Commercial_Other Health_Existing_Miscellaneous_Natural Gas_Miscellaneous_E2 | F2 | Commercial | Other Health | Existing | Miscellaneous | Natural Gas | Miscellaneous | E2 | RVT - Cost of Operation | 0 | 0 | 0 | 0 | 0 | 0 | 0 | 0 | 0 | 0 | 0 | 0 | 0 | 0 | 0 | 0 | 0 | 0 | 0 | 0 | 0 | 0 | 0 | 0 | 0 | 0 | 0 | 0 | 0 | 0 | 0 | 0 | 0
F2_Commercial_Other Health_Existing_Miscellaneous_Natural Gas_Miscellaneous_E3 | F2 | Commercial | Other Health | Existing | Miscellaneous | Natural Gas | Miscellaneous | E3 | RVT - Cost of Operation | 0 | 0 | 0 | 0 | 0 | 0 | 0 | 0 | 0 | 0 | 0 | 0 | 0 | 0 | 0 | 0 | 0 | 0 | 0 | 0 | 0 | 0 | 0 | 0 | 0 | 0 | 0 | 0 | 0 | 0 | 0 | 0 | 0
F2_Commercial_Other Health_Existing_Miscellaneous_Natural Gas_Miscellaneous_E4 | F2 | Commercial | Other Health | Existing | Miscellaneous | Natural Gas | Miscellaneous | E4 | RVT - Cost of Operation | 0 | 0 | 0 | 0 | 0 | 0 | 0 | 0 | 0 | 0 | 0 | 0 | 0 | 0 | 0 | 0 | 0 | 0 | 0 | 0 | 0 | 0 | 0 | 0 | 0 | 0 | 0 | 0 | 0 | 0 | 0 | 0 | 0
F2_Commercial_Other Health_Existing_Miscellaneous_Natural Gas_Miscellaneous_E5 | F2 | Commercial | Other Health | Existing | Miscellaneous | Natural Gas | Miscellaneous | E5 | RVT - Cost of Operation | 0 | 0 | 0 | 0 | 0 | 0 | 0 | 0 | 0 | 0 | 0 | 0 | 0 | 0 | 0 | 0 | 0 | 0 | 0 | 0 | 0 | 0 | 0 | 0 | 0 | 0 | 0 | 0 | 0 | 0 | 0 | 0 | 0
F2_Commercial_Other Health_Existing_Miscellaneous_Natural Gas_Miscellaneous_E6 | F2 | Commercial | Other Health | Existing | Miscellaneous | Natural Gas | Miscellaneous | E6 | RVT - Cost of Operation | 0 | 0 | 0 | 0 | 0 | 0 | 0 | 0 | 0 | 0 | 0 | 0 | 0 | 0 | 0 | 0 | 0 | 0 | 0 | 0 | 0 | 0 | 0 | 0 | 0 | 0 | 0 | 0 | 0 | 0 | 0 | 0 | 0
F2_Commercial_Other Health_Existing_Miscellaneous_Natural Gas_Miscellaneous_E7 | F2 | Commercial | Other Health | Existing | Miscellaneous | Natural Gas | Miscellaneous | E7 | RVT - Cost of Operation | 0 | 0 | 0 | 0 | 0 | 0 | 0 | 0 | 0 | 0 | 0 | 0 | 0 | 0 | 0 | 0 | 0 | 0 | 0 | 0 | 0 | 0 | 0 | 0 | 0 | 0 | 0 | 0 | 0 | 0 | 0 | 0 | 0
F2_Commercial_Other Health_Existing_Miscellaneous_Natural Gas_Miscellaneous_E8 | F2 | Commercial | Other Health | Existing | Miscellaneous | Natural Gas | Miscellaneous | E8 | RVT - Cost of Operation | 0 | 0 | 0 | 0 | 0 | 0 | 0 | 0 | 0 | 0 | 0 | 0 | 0 | 0 | 0 | 0 | 0 | 0 | 0 | 0 | 0 | 0 | 0 | 0 | 0 | 0 | 0 | 0 | 0 | 0 | 0 | 0 | 0
F2_Commercial_Other Health_Existing_Miscellaneous_Natural Gas_Miscellaneous_E9 | F2 | Commercial | Other Health | Existing | Miscellaneous | Natural Gas | Miscellaneous | E9 | RVT - Cost of Operation | 0 | 0 | 0 | 0 | 0 | 0 | 0 | 0 | 0 | 0 | 0 | 0 | 0 | 0 | 0 | 0 | 0 | 0 | 0 | 0 | 0 | 0 | 0 | 0 | 0 | 0 | 0 | 0 | 0 | 0 | 0 | 0 | 0
F2_Commercial_Other Health_Existing_Miscellaneous_Natural Gas_Miscellaneous_E10 | F2 | Commercial | Other Health | Existing | Miscellaneous | Natural Gas | Miscellaneous | E10 | RVT - Cost of Operation | 0 | 0 | 0 | 0 | 0 | 0 | 0 | 0 | 0 | 0 | 0 | 0 | 0 | 0 | 0 | 0 | 0 | 0 | 0 | 0 | 0 | 0 | 0 | 0 | 0 | 0 | 0 | 0 | 0 | 0 | 0 | 0 | 0
F3_Commercial_Other Health_Existing_Miscellaneous_Natural Gas_Miscellaneous_E1 | F3 | Commercial | Other Health | Existing | Miscellaneous | Natural Gas | Miscellaneous | E1 | System - kBTUs of Consumption | 0.0018847 | 0.0018847 | 0.0018847 | 0.0018847 | 0.0018847 | 0.0018847 | 0.0018847 | 0.0018847 | 0.0018847 | 0.0018847 | 0.0018847 | 0.0018847 | 0.0018847 | 0.0018847 | 0.0018847 | 0.0018847 | 0.0018847 | 0.0018847 | 0.0018847 | 0.0018847 | 0.0018847 | 0.0018847 | 0.0018847 | 0.0018847 | 0.0018847 | 0.0018847 | 0.0018847 | 0.0018847 | 0.0018847 | 0.0018847 | 0.0018847 | 0.0018847 | 0.0018847
F3_Commercial_Other Health_Existing_Miscellaneous_Natural Gas_Miscellaneous_E2 | F3 | Commercial | Other Health | Existing | Miscellaneous | Natural Gas | Miscellaneous | E2 | System - kBTUs of Consumption | 0 | 0 | 0 | 0 | 0 | 0 | 0 | 0 | 0 | 0 | 0 | 0 | 0 | 0 | 0 | 0 | 0 | 0 | 0 | 0 | 0 | 0 | 0 | 0 | 0 | 0 | 0 | 0 | 0 | 0 | 0 | 0 | 0
F3_Commercial_Other Health_Existing_Miscellaneous_Natural Gas_Miscellaneous_E3 | F3 | Commercial | Other Health | Existing | Miscellaneous | Natural Gas | Miscellaneous | E3 | System - kBTUs of Consumption | 0 | 0 | 0 | 0 | 0 | 0 | 0 | 0 | 0 | 0 | 0 | 0 | 0 | 0 | 0 | 0 | 0 | 0 | 0 | 0 | 0 | 0 | 0 | 0 | 0 | 0 | 0 | 0 | 0 | 0 | 0 | 0 | 0
F3_Commercial_Other Health_Existing_Miscellaneous_Natural Gas_Miscellaneous_E4 | F3 | Commercial | Other Health | Existing | Miscellaneous | Natural Gas | Miscellaneous | E4 | System - kBTUs of Consumption | 0 | 0 | 0 | 0 | 0 | 0 | 0 | 0 | 0 | 0 | 0 | 0 | 0 | 0 | 0 | 0 | 0 | 0 | 0 | 0 | 0 | 0 | 0 | 0 | 0 | 0 | 0 | 0 | 0 | 0 | 0 | 0 | 0
F3_Commercial_Other Health_Existing_Miscellaneous_Natural Gas_Miscellaneous_E5 | F3 | Commercial | Other Health | Existing | Miscellaneous | Natural Gas | Miscellaneous | E5 | System - kBTUs of Consumption | 0 | 0 | 0 | 0 | 0 | 0 | 0 | 0 | 0 | 0 | 0 | 0 | 0 | 0 | 0 | 0 | 0 | 0 | 0 | 0 | 0 | 0 | 0 | 0 | 0 | 0 | 0 | 0 | 0 | 0 | 0 | 0 | 0
F3_Commercial_Other Health_Existing_Miscellaneous_Natural Gas_Miscellaneous_E6 | F3 | Commercial | Other Health | Existing | Miscellaneous | Natural Gas | Miscellaneous | E6 | System - kBTUs of Consumption | 0 | 0 | 0 | 0 | 0 | 0 | 0 | 0 | 0 | 0 | 0 | 0 | 0 | 0 | 0 | 0 | 0 | 0 | 0 | 0 | 0 | 0 | 0 | 0 | 0 | 0 | 0 | 0 | 0 | 0 | 0 | 0 | 0
F3_Commercial_Other Health_Existing_Miscellaneous_Natural Gas_Miscellaneous_E7 | F3 | Commercial | Other Health | Existing | Miscellaneous | Natural Gas | Miscellaneous | E7 | System - kBTUs of Consumption | 0 | 0 | 0 | 0 | 0 | 0 | 0 | 0 | 0 | 0 | 0 | 0 | 0 | 0 | 0 | 0 | 0 | 0 | 0 | 0 | 0 | 0 | 0 | 0 | 0 | 0 | 0 | 0 | 0 | 0 | 0 | 0 | 0
F3_Commercial_Other Health_Existing_Miscellaneous_Natural Gas_Miscellaneous_E8 | F3 | Commercial | Other Health | Existing | Miscellaneous | Natural Gas | Miscellaneous | E8 | System - kBTUs of Consumption | 0 | 0 | 0 | 0 | 0 | 0 | 0 | 0 | 0 | 0 | 0 | 0 | 0 | 0 | 0 | 0 | 0 | 0 | 0 | 0 | 0 | 0 | 0 | 0 | 0 | 0 | 0 | 0 | 0 | 0 | 0 | 0 | 0
F3_Commercial_Other Health_Existing_Miscellaneous_Natural Gas_Miscellaneous_E9 | F3 | Commercial | Other Health | Existing | Miscellaneous | Natural Gas | Miscellaneous | E9 | System - kBTUs of Consumption | 0 | 0 | 0 | 0 | 0 | 0 | 0 | 0 | 0 | 0 | 0 | 0 | 0 | 0 | 0 | 0 | 0 | 0 | 0 | 0 | 0 | 0 | 0 | 0 | 0 | 0 | 0 | 0 | 0 | 0 | 0 | 0 | 0
F3_Commercial_Other Health_Existing_Miscellaneous_Natural Gas_Miscellaneous_E10 | F3 | Commercial | Other Health | Existing | Miscellaneous | Natural Gas | Miscellaneous | E10 | System - kBTUs of Consumption | 0 | 0 | 0 | 0 | 0 | 0 | 0 | 0 | 0 | 0 | 0 | 0 | 0 | 0 | 0 | 0 | 0 | 0 | 0 | 0 | 0 | 0 | 0 | 0 | 0 | 0 | 0 | 0 | 0 | 0 | 0 | 0 | 0
F4_Commercial_Other Health_Existing_Miscellaneous_Natural Gas_Miscellaneous_E1 | F4 | Commercial | Other Health | Existing | Miscellaneous | Natural Gas | Miscellaneous | E1 | Utility - Cost of Equipment | 0 | 0 | 0 | 0 | 0 | 0 | 0 | 0 | 0 | 0 | 0 | 0 | 0 | 0 | 0 | 0 | 0 | 0 | 0 | 0 | 0 | 0 | 0 | 0 | 0 | 0 | 0 | 0 | 0 | 0 | 0 | 0 | 0
F4_Commercial_Other Health_Existing_Miscellaneous_Natural Gas_Miscellaneous_E2 | F4 | Commercial | Other Health | Existing | Miscellaneous | Natural Gas | Miscellaneous | E2 | Utility - Cost of Equipment | 0 | 0 | 0 | 0 | 0 | 0 | 0 | 0 | 0 | 0 | 0 | 0 | 0 | 0 | 0 | 0 | 0 | 0 | 0 | 0 | 0 | 0 | 0 | 0 | 0 | 0 | 0 | 0 | 0 | 0 | 0 | 0 | 0
F4_Commercial_Other Health_Existing_Miscellaneous_Natural Gas_Miscellaneous_E3 | F4 | Commercial | Other Health | Existing | Miscellaneous | Natural Gas | Miscellaneous | E3 | Utility - Cost of Equipment | 0 | 0 | 0 | 0 | 0 | 0 | 0 | 0 | 0 | 0 | 0 | 0 | 0 | 0 | 0 | 0 | 0 | 0 | 0 | 0 | 0 | 0 | 0 | 0 | 0 | 0 | 0 | 0 | 0 | 0 | 0 | 0 | 0
F4_Commercial_Other Health_Existing_Miscellaneous_Natural Gas_Miscellaneous_E4 | F4 | Commercial | Other Health | Existing | Miscellaneous | Natural Gas | Miscellaneous | E4 | Utility - Cost of Equipment | 0 | 0 | 0 | 0 | 0 | 0 | 0 | 0 | 0 | 0 | 0 | 0 | 0 | 0 | 0 | 0 | 0 | 0 | 0 | 0 | 0 | 0 | 0 | 0 | 0 | 0 | 0 | 0 | 0 | 0 | 0 | 0 | 0
F4_Commercial_Other Health_Existing_Miscellaneous_Natural Gas_Miscellaneous_E5 | F4 | Commercial | Other Health | Existing | Miscellaneous | Natural Gas | Miscellaneous | E5 | Utility - Cost of Equipment | 0 | 0 | 0 | 0 | 0 | 0 | 0 | 0 | 0 | 0 | 0 | 0 | 0 | 0 | 0 | 0 | 0 | 0 | 0 | 0 | 0 | 0 | 0 | 0 | 0 | 0 | 0 | 0 | 0 | 0 | 0 | 0 | 0
F4_Commercial_Other Health_Existing_Miscellaneous_Natural Gas_Miscellaneous_E6 | F4 | Commercial | Other Health | Existing | Miscellaneous | Natural Gas | Miscellaneous | E6 | Utility - Cost of Equipment | 0 | 0 | 0 | 0 | 0 | 0 | 0 | 0 | 0 | 0 | 0 | 0 | 0 | 0 | 0 | 0 | 0 | 0 | 0 | 0 | 0 | 0 | 0 | 0 | 0 | 0 | 0 | 0 | 0 | 0 | 0 | 0 | 0
F4_Commercial_Other Health_Existing_Miscellaneous_Natural Gas_Miscellaneous_E7 | F4 | Commercial | Other Health | Existing | Miscellaneous | Natural Gas | Miscellaneous | E7 | Utility - Cost of Equipment | 0 | 0 | 0 | 0 | 0 | 0 | 0 | 0 | 0 | 0 | 0 | 0 | 0 | 0 | 0 | 0 | 0 | 0 | 0 | 0 | 0 | 0 | 0 | 0 | 0 | 0 | 0 | 0 | 0 | 0 | 0 | 0 | 0
F4_Commercial_Other Health_Existing_Miscellaneous_Natural Gas_Miscellaneous_E8 | F4 | Commercial | Other Health | Existing | Miscellaneous | Natural Gas | Miscellaneous | E8 | Utility - Cost of Equipment | 0 | 0 | 0 | 0 | 0 | 0 | 0 | 0 | 0 | 0 | 0 | 0 | 0 | 0 | 0 | 0 | 0 | 0 | 0 | 0 | 0 | 0 | 0 | 0 | 0 | 0 | 0 | 0 | 0 | 0 | 0 | 0 | 0
F4_Commercial_Other Health_Existing_Miscellaneous_Natural Gas_Miscellaneous_E9 | F4 | Commercial | Other Health | Existing | Miscellaneous | Natural Gas | Miscellaneous | E9 | Utility - Cost of Equipment | 0 | 0 | 0 | 0 | 0 | 0 | 0 | 0 | 0 | 0 | 0 | 0 | 0 | 0 | 0 | 0 | 0 | 0 | 0 | 0 | 0 | 0 | 0 | 0 | 0 | 0 | 0 | 0 | 0 | 0 | 0 | 0 | 0
F4_Commercial_Other Health_Existing_Miscellaneous_Natural Gas_Miscellaneous_E10 | F4 | Commercial | Other Health | Existing | Miscellaneous | Natural Gas | Miscellaneous | E10 | Utility - Cost of Equipment | 0 | 0 | 0 | 0 | 0 | 0 | 0 | 0 | 0 | 0 | 0 | 0 | 0 | 0 | 0 | 0 | 0 | 0 | 0 | 0 | 0 | 0 | 0 | 0 | 0 | 0 | 0 | 0 | 0 | 0 | 0 | 0 | 0
F5_Commercial_Other Health_Existing_Miscellaneous_Natural Gas_Miscellaneous_E1 | F5 | Commercial | Other Health | Existing | Miscellaneous | Natural Gas | Miscellaneous | E1 | Utility - Cost of Operation | 0.0018847 | 0.0018847 | 0.0018847 | 0.0018847 | 0.0018847 | 0.0018847 | 0.0018847 | 0.0018847 | 0.0018847 | 0.0018847 | 0.0018847 | 0.0018847 | 0.0018847 | 0.0018847 | 0.0018847 | 0.0018847 | 0.0018847 | 0.0018847 | 0.0018847 | 0.0018847 | 0.0018847 | 0.0018847 | 0.0018847 | 0.0018847 | 0.0018847 | 0.0018847 | 0.0018847 | 0.0018847 | 0.0018847 | 0.0018847 | 0.0018847 | 0.0018847 | 0.0018847
F5_Commercial_Other Health_Existing_Miscellaneous_Natural Gas_Miscellaneous_E2 | F5 | Commercial | Other Health | Existing | Miscellaneous | Natural Gas | Miscellaneous | E2 | Utility - Cost of Operation | 0 | 0 | 0 | 0 | 0 | 0 | 0 | 0 | 0 | 0 | 0 | 0 | 0 | 0 | 0 | 0 | 0 | 0 | 0 | 0 | 0 | 0 | 0 | 0 | 0 | 0 | 0 | 0 | 0 | 0 | 0 | 0 | 0
F5_Commercial_Other Health_Existing_Miscellaneous_Natural Gas_Miscellaneous_E3 | F5 | Commercial | Other Health | Existing | Miscellaneous | Natural Gas | Miscellaneous | E3 | Utility - Cost of Operation | 0 | 0 | 0 | 0 | 0 | 0 | 0 | 0 | 0 | 0 | 0 | 0 | 0 | 0 | 0 | 0 | 0 | 0 | 0 | 0 | 0 | 0 | 0 | 0 | 0 | 0 | 0 | 0 | 0 | 0 | 0 | 0 | 0
F5_Commercial_Other Health_Existing_Miscellaneous_Natural Gas_Miscellaneous_E4 | F5 | Commercial | Other Health | Existing | Miscellaneous | Natural Gas | Miscellaneous | E4 | Utility - Cost of Operation | 0 | 0 | 0 | 0 | 0 | 0 | 0 | 0 | 0 | 0 | 0 | 0 | 0 | 0 | 0 | 0 | 0 | 0 | 0 | 0 | 0 | 0 | 0 | 0 | 0 | 0 | 0 | 0 | 0 | 0 | 0 | 0 | 0
F5_Commercial_Other Health_Existing_Miscellaneous_Natural Gas_Miscellaneous_E5 | F5 | Commercial | Other Health | Existing | Miscellaneous | Natural Gas | Miscellaneous | E5 | Utility - Cost of Operation | 0 | 0 | 0 | 0 | 0 | 0 | 0 | 0 | 0 | 0 | 0 | 0 | 0 | 0 | 0 | 0 | 0 | 0 | 0 | 0 | 0 | 0 | 0 | 0 | 0 | 0 | 0 | 0 | 0 | 0 | 0 | 0 | 0
F5_Commercial_Other Health_Existing_Miscellaneous_Natural Gas_Miscellaneous_E6 | F5 | Commercial | Other Health | Existing | Miscellaneous | Natural Gas | Miscellaneous | E6 | Utility - Cost of Operation | 0 | 0 | 0 | 0 | 0 | 0 | 0 | 0 | 0 | 0 | 0 | 0 | 0 | 0 | 0 | 0 | 0 | 0 | 0 | 0 | 0 | 0 | 0 | 0 | 0 | 0 | 0 | 0 | 0 | 0 | 0 | 0 | 0
F5_Commercial_Other Health_Existing_Miscellaneous_Natural Gas_Miscellaneous_E7 | F5 | Commercial | Other Health | Existing | Miscellaneous | Natural Gas | Miscellaneous | E7 | Utility - Cost of Operation | 0 | 0 | 0 | 0 | 0 | 0 | 0 | 0 | 0 | 0 | 0 | 0 | 0 | 0 | 0 | 0 | 0 | 0 | 0 | 0 | 0 | 0 | 0 | 0 | 0 | 0 | 0 | 0 | 0 | 0 | 0 | 0 | 0
F5_Commercial_Other Health_Existing_Miscellaneous_Natural Gas_Miscellaneous_E8 | F5 | Commercial | Other Health | Existing | Miscellaneous | Natural Gas | Miscellaneous | E8 | Utility - Cost of Operation | 0 | 0 | 0 | 0 | 0 | 0 | 0 | 0 | 0 | 0 | 0 | 0 | 0 | 0 | 0 | 0 | 0 | 0 | 0 | 0 | 0 | 0 | 0 | 0 | 0 | 0 | 0 | 0 | 0 | 0 | 0 | 0 | 0
F5_Commercial_Other Health_Existing_Miscellaneous_Natural Gas_Miscellaneous_E9 | F5 | Commercial | Other Health | Existing | Miscellaneous | Natural Gas | Miscellaneous | E9 | Utility - Cost of Operation | 0 | 0 | 0 | 0 | 0 | 0 | 0 | 0 | 0 | 0 | 0 | 0 | 0 | 0 | 0 | 0 | 0 | 0 | 0 | 0 | 0 | 0 | 0 | 0 | 0 | 0 | 0 | 0 | 0 | 0 | 0 | 0 | 0
F5_Commercial_Other Health_Existing_Miscellaneous_Natural Gas_Miscellaneous_E10 | F5 | Commercial | Other Health | Existing | Miscellaneous | Natural Gas | Miscellaneous | E10 | Utility - Cost of Operation | 0 | 0 | 0 | 0 | 0 | 0 | 0 | 0 | 0 | 0 | 0 | 0 | 0 | 0 | 0 | 0 | 0 | 0 | 0 | 0 | 0 | 0 | 0 | 0 | 0 | 0 | 0 | 0 | 0 | 0 | 0 | 0 | 0
F6_Commercial_Other Health_Existing_Miscellaneous_Natural Gas_Miscellaneous_E1 | F6 | Commercial | Other Health | Existing | Miscellaneous | Natural Gas | Miscellaneous | E1 | Utility - Value of Sales | 0.0078991 | 0.0078991 | 0.0078991 | 0.0078991 | 0.0078991 | 0.0078991 | 0.0078991 | 0.0078991 | 0.0078991 | 0.0078991 | 0.0078991 | 0.0078991 | 0.0078991 | 0.0078991 | 0.0078991 | 0.0078991 | 0.0078991 | 0.0078991 | 0.0078991 | 0.0078991 | 0.0078991 | 0.0078991 | 0.0078991 | 0.0078991 | 0.0078991 | 0.0078991 | 0.0078991 | 0.0078991 | 0.0078991 | 0.0078991 | 0.0078991 | 0.0078991 | 0.0078991
F6_Commercial_Other Health_Existing_Miscellaneous_Natural Gas_Miscellaneous_E2 | F6 | Commercial | Other Health | Existing | Miscellaneous | Natural Gas | Miscellaneous | E2 | Utility - Value of Sales | 0 | 0 | 0 | 0 | 0 | 0 | 0 | 0 | 0 | 0 | 0 | 0 | 0 | 0 | 0 | 0 | 0 | 0 | 0 | 0 | 0 | 0 | 0 | 0 | 0 | 0 | 0 | 0 | 0 | 0 | 0 | 0 | 0
F6_Commercial_Other Health_Existing_Miscellaneous_Natural Gas_Miscellaneous_E3 | F6 | Commercial | Other Health | Existing | Miscellaneous | Natural Gas | Miscellaneous | E3 | Utility - Value of Sales | 0 | 0 | 0 | 0 | 0 | 0 | 0 | 0 | 0 | 0 | 0 | 0 | 0 | 0 | 0 | 0 | 0 | 0 | 0 | 0 | 0 | 0 | 0 | 0 | 0 | 0 | 0 | 0 | 0 | 0 | 0 | 0 | 0
F6_Commercial_Other Health_Existing_Miscellaneous_Natural Gas_Miscellaneous_E4 | F6 | Commercial | Other Health | Existing | Miscellaneous | Natural Gas | Miscellaneous | E4 | Utility - Value of Sales | 0 | 0 | 0 | 0 | 0 | 0 | 0 | 0 | 0 | 0 | 0 | 0 | 0 | 0 | 0 | 0 | 0 | 0 | 0 | 0 | 0 | 0 | 0 | 0 | 0 | 0 | 0 | 0 | 0 | 0 | 0 | 0 | 0
F6_Commercial_Other Health_Existing_Miscellaneous_Natural Gas_Miscellaneous_E5 | F6 | Commercial | Other Health | Existing | Miscellaneous | Natural Gas | Miscellaneous | E5 | Utility - Value of Sales | 0 | 0 | 0 | 0 | 0 | 0 | 0 | 0 | 0 | 0 | 0 | 0 | 0 | 0 | 0 | 0 | 0 | 0 | 0 | 0 | 0 | 0 | 0 | 0 | 0 | 0 | 0 | 0 | 0 | 0 | 0 | 0 | 0
F6_Commercial_Other Health_Existing_Miscellaneous_Natural Gas_Miscellaneous_E6 | F6 | Commercial | Other Health | Existing | Miscellaneous | Natural Gas | Miscellaneous | E6 | Utility - Value of Sales | 0 | 0 | 0 | 0 | 0 | 0 | 0 | 0 | 0 | 0 | 0 | 0 | 0 | 0 | 0 | 0 | 0 | 0 | 0 | 0 | 0 | 0 | 0 | 0 | 0 | 0 | 0 | 0 | 0 | 0 | 0 | 0 | 0
F6_Commercial_Other Health_Existing_Miscellaneous_Natural Gas_Miscellaneous_E7 | F6 | Commercial | Other Health | Existing | Miscellaneous | Natural Gas | Miscellaneous | E7 | Utility - Value of Sales | 0 | 0 | 0 | 0 | 0 | 0 | 0 | 0 | 0 | 0 | 0 | 0 | 0 | 0 | 0 | 0 | 0 | 0 | 0 | 0 | 0 | 0 | 0 | 0 | 0 | 0 | 0 | 0 | 0 | 0 | 0 | 0 | 0
F6_Commercial_Other Health_Existing_Miscellaneous_Natural Gas_Miscellaneous_E8 | F6 | Commercial | Other Health | Existing | Miscellaneous | Natural Gas | Miscellaneous | E8 | Utility - Value of Sales | 0 | 0 | 0 | 0 | 0 | 0 | 0 | 0 | 0 | 0 | 0 | 0 | 0 | 0 | 0 | 0 | 0 | 0 | 0 | 0 | 0 | 0 | 0 | 0 | 0 | 0 | 0 | 0 | 0 | 0 | 0 | 0 | 0
F6_Commercial_Other Health_Existing_Miscellaneous_Natural Gas_Miscellaneous_E9 | F6 | Commercial | Other Health | Existing | Miscellaneous | Natural Gas | Miscellaneous | E9 | Utility - Value of Sales | 0 | 0 | 0 | 0 | 0 | 0 | 0 | 0 | 0 | 0 | 0 | 0 | 0 | 0 | 0 | 0 | 0 | 0 | 0 | 0 | 0 | 0 | 0 | 0 | 0 | 0 | 0 | 0 | 0 | 0 | 0 | 0 | 0
F6_Commercial_Other Health_Existing_Miscellaneous_Natural Gas_Miscellaneous_E10 | F6 | Commercial | Other Health | Existing | Miscellaneous | Natural Gas | Miscellaneous | E10 | Utility - Value of Sales | 0 | 0 | 0 | 0 | 0 | 0 | 0 | 0 | 0 | 0 | 0 | 0 | 0 | 0 | 0 | 0 | 0 | 0 | 0 | 0 | 0 | 0 | 0 | 0 | 0 | 0 | 0 | 0 | 0 | 0 | 0 | 0 | 0
F1_Commercial_Other Health_New_Space Heating_Natural Gas_Furnace_E1 | F1 | Commercial | Other Health | New | Space Heating | Natural Gas | Furnace | E1 | RVT - Cost of Equipment | 0.14293 | 0.14306 | 0.1432 | 0.1434 | 0.1437 | 0.14415 | 0.14446 | 0.14471 | 0.14498 | 0.14523 | 0.1454 | 0.14551 | 0.1456 | 0.14569 | 0.1458 | 0.14584 | 0.14592 | 0.14607 | 0.14623 | 0.14642 | 0.14664 | 0.14682 | 0.14696 | 0.14707 | 0.14714 | 0.14717 | 0.14713 | 0.14705 | 0.14699 | 0.14696 | 0.14698 | 0.14699 | 0.14699
F1_Commercial_Other Health_New_Space Heating_Natural Gas_Furnace_E2 | F1 | Commercial | Other Health | New | Space Heating | Natural Gas | Furnace | E2 | RVT - Cost of Equipment | 0.12705 | 0.12717 | 0.12729 | 0.12747 | 0.12774 | 0.12814 | 0.12842 | 0.12863 | 0.12887 | 0.1291 | 0.12925 | 0.12934 | 0.12943 | 0.1295 | 0.1296 | 0.12964 | 0.12971 | 0.12985 | 0.12999 | 0.13015 | 0.13035 | 0.13051 | 0.13064 | 0.13074 | 0.1308 | 0.13082 | 0.13078 | 0.13071 | 0.13066 | 0.13063 | 0.13065 | 0.13066 | 0.13066
F1_Commercial_Other Health_New_Space Heating_Natural Gas_Furnace_E3 | F1 | Commercial | Other Health | New | Space Heating | Natural Gas | Furnace | E3 | RVT - Cost of Equipment | 0.11911 | 0.11921 | 0.11933 | 0.1195 | 0.11975 | 0.12012 | 0.12039 | 0.12059 | 0.12081 | 0.12102 | 0.12117 | 0.12126 | 0.12133 | 0.12141 | 0.1215 | 0.12154 | 0.1216 | 0.12173 | 0.12186 | 0.12202 | 0.1222 | 0.12235 | 0.12247 | 0.12256 | 0.12262 | 0.12264 | 0.12261 | 0.12254 | 0.12249 | 0.12246 | 0.12248 | 0.12249 | 0.12249
F1_Commercial_Other Health_New_Space Heating_Natural Gas_Furnace_E4 | F1 | Commercial | Other Health | New | Space Heating | Natural Gas | Furnace | E4 | RVT - Cost of Equipment | 0.11826 | 0.11836 | 0.11847 | 0.11864 | 0.11891 | 0.11934 | 0.11962 | 0.11982 | 0.12005 | 0.12027 | 0.12042 | 0.12051 | 0.1206 | 0.1207 | 0.12082 | 0.12088 | 0.12098 | 0.12115 | 0.12133 | 0.12153 | 0.12177 | 0.12196 | 0.12212 | 0.12224 | 0.12232 | 0.12234 | 0.1223 | 0.12221 | 0.12214 | 0.12211 | 0.12214 | 0.12214 | 0.12214
F1_Commercial_Other Health_New_Space Heating_Natural Gas_Furnace_E5 | F1 | Commercial | Other Health | New | Space Heating | Natural Gas | Furnace | E5 | RVT - Cost of Equipment | 0 | 0 | 0 | 0 | 0 | 0 | 0 | 0 | 0 | 0 | 0 | 0 | 0 | 0 | 0 | 0 | 0 | 0 | 0 | 0 | 0 | 0 | 0 | 0 | 0 | 0 | 0 | 0 | 0 | 0 | 0 | 0 | 0
F1_Commercial_Other Health_New_Space Heating_Natural Gas_Furnace_E6 | F1 | Commercial | Other Health | New | Space Heating | Natural Gas | Furnace | E6 | RVT - Cost of Equipment | 0 | 0 | 0 | 0 | 0 | 0 | 0 | 0 | 0 | 0 | 0 | 0 | 0 | 0 | 0 | 0 | 0 | 0 | 0 | 0 | 0 | 0 | 0 | 0 | 0 | 0 | 0 | 0 | 0 | 0 | 0 | 0 | 0
F1_Commercial_Other Health_New_Space Heating_Natural Gas_Furnace_E7 | F1 | Commercial | Other Health | New | Space Heating | Natural Gas | Furnace | E7 | RVT - Cost of Equipment | 0 | 0 | 0 | 0 | 0 | 0 | 0 | 0 | 0 | 0 | 0 | 0 | 0 | 0 | 0 | 0 | 0 | 0 | 0 | 0 | 0 | 0 | 0 | 0 | 0 | 0 | 0 | 0 | 0 | 0 | 0 | 0 | 0
F1_Commercial_Other Health_New_Space Heating_Natural Gas_Furnace_E8 | F1 | Commercial | Other Health | New | Space Heating | Natural Gas | Furnace | E8 | RVT - Cost of Equipment | 0 | 0 | 0 | 0 | 0 | 0 | 0 | 0 | 0 | 0 | 0 | 0 | 0 | 0 | 0 | 0 | 0 | 0 | 0 | 0 | 0 | 0 | 0 | 0 | 0 | 0 | 0 | 0 | 0 | 0 | 0 | 0 | 0
F1_Commercial_Other Health_New_Space Heating_Natural Gas_Furnace_E9 | F1 | Commercial | Other Health | New | Space Heating | Natural Gas | Furnace | E9 | RVT - Cost of Equipment | 0 | 0 | 0 | 0 | 0 | 0 | 0 | 0 | 0 | 0 | 0 | 0 | 0 | 0 | 0 | 0 | 0 | 0 | 0 | 0 | 0 | 0 | 0 | 0 | 0 | 0 | 0 | 0 | 0 | 0 | 0 | 0 | 0
F1_Commercial_Other Health_New_Space Heating_Natural Gas_Furnace_E10 | F1 | Commercial | Other Health | New | Space Heating | Natural Gas | Furnace | E10 | RVT - Cost of Equipment | 0 | 0 | 0 | 0 | 0 | 0 | 0 | 0 | 0 | 0 | 0 | 0 | 0 | 0 | 0 | 0 | 0 | 0 | 0 | 0 | 0 | 0 | 0 | 0 | 0 | 0 | 0 | 0 | 0 | 0 | 0 | 0 | 0
F2_Commercial_Other Health_New_Space Heating_Natural Gas_Furnace_E1 | F2 | Commercial | Other Health | New | Space Heating | Natural Gas | Furnace | E1 | RVT - Cost of Operation | 0.17124 | 0.17139 | 0.17156 | 0.17181 | 0.17216 | 0.1727 | 0.17308 | 0.17337 | 0.17369 | 0.17399 | 0.1742 | 0.17433 | 0.17444 | 0.17454 | 0.17468 | 0.17473 | 0.17483 | 0.17501 | 0.1752 | 0.17542 | 0.17568 | 0.1759 | 0.17607 | 0.1762 | 0.17629 | 0.17631 | 0.17627 | 0.17617 | 0.1761 | 0.17606 | 0.17609 | 0.1761 | 0.1761
F2_Commercial_Other Health_New_Space Heating_Natural Gas_Furnace_E2 | F2 | Commercial | Other Health | New | Space Heating | Natural Gas | Furnace | E2 | RVT - Cost of Operation | 0.15222 | 0.15235 | 0.1525 | 0.15272 | 0.15304 | 0.15352 | 0.15385 | 0.15411 | 0.1544 | 0.15467 | 0.15485 | 0.15496 | 0.15506 | 0.15515 | 0.15527 | 0.15532 | 0.15541 | 0.15557 | 0.15574 | 0.15593 | 0.15617 | 0.15636 | 0.15651 | 0.15663 | 0.15671 | 0.15673 | 0.15669 | 0.1566 | 0.15654 | 0.15651 | 0.15653 | 0.15654 | 0.15654
F2_Commercial_Other Health_New_Space Heating_Natural Gas_Furnace_E3 | F2 | Commercial | Other Health | New | Space Heating | Natural Gas | Furnace | E3 | RVT - Cost of Operation | 0.1427 | 0.14283 | 0.14296 | 0.14317 | 0.14347 | 0.14392 | 0.14423 | 0.14447 | 0.14474 | 0.14499 | 0.14517 | 0.14527 | 0.14537 | 0.14545 | 0.14556 | 0.14561 | 0.14569 | 0.14584 | 0.146 | 0.14618 | 0.1464 | 0.14658 | 0.14673 | 0.14684 | 0.14691 | 0.14693 | 0.14689 | 0.14681 | 0.14675 | 0.14672 | 0.14674 | 0.14675 | 0.14675
F2_Commercial_Other Health_New_Space Heating_Natural Gas_Furnace_E4 | F2 | Commercial | Other Health | New | Space Heating | Natural Gas | Furnace | E4 | RVT - Cost of Operation | 0.14168 | 0.1418 | 0.14193 | 0.14214 | 0.14246 | 0.14297 | 0.14331 | 0.14355 | 0.14383 | 0.1441 | 0.14427 | 0.14438 | 0.14449 | 0.1446 | 0.14475 | 0.14482 | 0.14494 | 0.14515 | 0.14536 | 0.1456 | 0.14588 | 0.14612 | 0.14631 | 0.14645 | 0.14654 | 0.14657 | 0.14652 | 0.14642 | 0.14634 | 0.1463 | 0.14633 | 0.14634 | 0.14634
F2_Commercial_Other Health_New_Space Heating_Natural Gas_Furnace_E5 | F2 | Commercial | Other Health | New | Space Heating | Natural Gas | Furnace | E5 | RVT - Cost of Operation | 0 | 0 | 0 | 0 | 0 | 0 | 0 | 0 | 0 | 0 | 0 | 0 | 0 | 0 | 0 | 0 | 0 | 0 | 0 | 0 | 0 | 0 | 0 | 0 | 0 | 0 | 0 | 0 | 0 | 0 | 0 | 0 | 0
F2_Commercial_Other Health_New_Space Heating_Natural Gas_Furnace_E6 | F2 | Commercial | Other Health | New | Space Heating | Natural Gas | Furnace | E6 | RVT - Cost of Operation | 0 | 0 | 0 | 0 | 0 | 0 | 0 | 0 | 0 | 0 | 0 | 0 | 0 | 0 | 0 | 0 | 0 | 0 | 0 | 0 | 0 | 0 | 0 | 0 | 0 | 0 | 0 | 0 | 0 | 0 | 0 | 0 | 0
F2_Commercial_Other Health_New_Space Heating_Natural Gas_Furnace_E7 | F2 | Commercial | Other Health | New | Space Heating | Natural Gas | Furnace | E7 | RVT - Cost of Operation | 0 | 0 | 0 | 0 | 0 | 0 | 0 | 0 | 0 | 0 | 0 | 0 | 0 | 0 | 0 | 0 | 0 | 0 | 0 | 0 | 0 | 0 | 0 | 0 | 0 | 0 | 0 | 0 | 0 | 0 | 0 | 0 | 0
F2_Commercial_Other Health_New_Space Heating_Natural Gas_Furnace_E8 | F2 | Commercial | Other Health | New | Space Heating | Natural Gas | Furnace | E8 | RVT - Cost of Operation | 0 | 0 | 0 | 0 | 0 | 0 | 0 | 0 | 0 | 0 | 0 | 0 | 0 | 0 | 0 | 0 | 0 | 0 | 0 | 0 | 0 | 0 | 0 | 0 | 0 | 0 | 0 | 0 | 0 | 0 | 0 | 0 | 0
F2_Commercial_Other Health_New_Space Heating_Natural Gas_Furnace_E9 | F2 | Commercial | Other Health | New | Space Heating | Natural Gas | Furnace | E9 | RVT - Cost of Operation | 0 | 0 | 0 | 0 | 0 | 0 | 0 | 0 | 0 | 0 | 0 | 0 | 0 | 0 | 0 | 0 | 0 | 0 | 0 | 0 | 0 | 0 | 0 | 0 | 0 | 0 | 0 | 0 | 0 | 0 | 0 | 0 | 0
F2_Commercial_Other Health_New_Space Heating_Natural Gas_Furnace_E10 | F2 | Commercial | Other Health | New | Space Heating | Natural Gas | Furnace | E10 | RVT - Cost of Operation | 0 | 0 | 0 | 0 | 0 | 0 | 0 | 0 | 0 | 0 | 0 | 0 | 0 | 0 | 0 | 0 | 0 | 0 | 0 | 0 | 0 | 0 | 0 | 0 | 0 | 0 | 0 | 0 | 0 | 0 | 0 | 0 | 0
F3_Commercial_Other Health_New_Space Heating_Natural Gas_Furnace_E1 | F3 | Commercial | Other Health | New | Space Heating | Natural Gas | Furnace | E1 | System - kBTUs of Consumption | 0.035994 | 0.035994 | 0.035994 | 0.035994 | 0.035994 | 0.035994 | 0.035994 | 0.035994 | 0.035994 | 0.035994 | 0.035994 | 0.035994 | 0.035994 | 0.035994 | 0.035994 | 0.035994 | 0.035994 | 0.035994 | 0.035994 | 0.035994 | 0.035994 | 0.035994 | 0.035994 | 0.035994 | 0.035994 | 0.035994 | 0.035994 | 0.035994 | 0.035994 | 0.035994 | 0.035994 | 0.035994 | 0.035994
F3_Commercial_Other Health_New_Space Heating_Natural Gas_Furnace_E2 | F3 | Commercial | Other Health | New | Space Heating | Natural Gas | Furnace | E2 | System - kBTUs of Consumption | 0.043794 | 0.043794 | 0.043794 | 0.043794 | 0.043794 | 0.043794 | 0.043794 | 0.043794 | 0.043794 | 0.043794 | 0.043794 | 0.043794 | 0.043794 | 0.043794 | 0.043794 | 0.043794 | 0.043794 | 0.043794 | 0.043794 | 0.043794 | 0.043794 | 0.043794 | 0.043794 | 0.043794 | 0.043794 | 0.043794 | 0.043794 | 0.043794 | 0.043794 | 0.043794 | 0.043794 | 0.043794 | 0.043794
F3_Commercial_Other Health_New_Space Heating_Natural Gas_Furnace_E3 | F3 | Commercial | Other Health | New | Space Heating | Natural Gas | Furnace | E3 | System - kBTUs of Consumption | 0.051594 | 0.051594 | 0.051594 | 0.051594 | 0.051594 | 0.051594 | 0.051594 | 0.051594 | 0.051594 | 0.051594 | 0.051594 | 0.051594 | 0.051594 | 0.051594 | 0.051594 | 0.051594 | 0.051594 | 0.051594 | 0.051594 | 0.051594 | 0.051594 | 0.051594 | 0.051594 | 0.051594 | 0.051594 | 0.051594 | 0.051594 | 0.051594 | 0.051594 | 0.051594 | 0.051594 | 0.051594 | 0.051594
F3_Commercial_Other Health_New_Space Heating_Natural Gas_Furnace_E4 | F3 | Commercial | Other Health | New | Space Heating | Natural Gas | Furnace | E4 | System - kBTUs of Consumption | 1.0202 | 1.0202 | 1.0202 | 1.0202 | 1.0202 | 1.0202 | 1.0202 | 1.0202 | 1.0202 | 1.0202 | 1.0202 | 1.0202 | 1.0202 | 1.0202 | 1.0202 | 1.0202 | 1.0202 | 1.0202 | 1.0202 | 1.0202 | 1.0202 | 1.0202 | 1.0202 | 1.0202 | 1.0202 | 1.0202 | 1.0202 | 1.0202 | 1.0202 | 1.0202 | 1.0202 | 1.0202 | 1.0202
F3_Commercial_Other Health_New_Space Heating_Natural Gas_Furnace_E5 | F3 | Commercial | Other Health | New | Space Heating | Natural Gas | Furnace | E5 | System - kBTUs of Consumption | 0 | 0 | 0 | 0 | 0 | 0 | 0 | 0 | 0 | 0 | 0 | 0 | 0 | 0 | 0 | 0 | 0 | 0 | 0 | 0 | 0 | 0 | 0 | 0 | 0 | 0 | 0 | 0 | 0 | 0 | 0 | 0 | 0
F3_Commercial_Other Health_New_Space Heating_Natural Gas_Furnace_E6 | F3 | Commercial | Other Health | New | Space Heating | Natural Gas | Furnace | E6 | System - kBTUs of Consumption | 0 | 0 | 0 | 0 | 0 | 0 | 0 | 0 | 0 | 0 | 0 | 0 | 0 | 0 | 0 | 0 | 0 | 0 | 0 | 0 | 0 | 0 | 0 | 0 | 0 | 0 | 0 | 0 | 0 | 0 | 0 | 0 | 0
F3_Commercial_Other Health_New_Space Heating_Natural Gas_Furnace_E7 | F3 | Commercial | Other Health | New | Space Heating | Natural Gas | Furnace | E7 | System - kBTUs of Consumption | 0 | 0 | 0 | 0 | 0 | 0 | 0 | 0 | 0 | 0 | 0 | 0 | 0 | 0 | 0 | 0 | 0 | 0 | 0 | 0 | 0 | 0 | 0 | 0 | 0 | 0 | 0 | 0 | 0 | 0 | 0 | 0 | 0
F3_Commercial_Other Health_New_Space Heating_Natural Gas_Furnace_E8 | F3 | Commercial | Other Health | New | Space Heating | Natural Gas | Furnace | E8 | System - kBTUs of Consumption | 0 | 0 | 0 | 0 | 0 | 0 | 0 | 0 | 0 | 0 | 0 | 0 | 0 | 0 | 0 | 0 | 0 | 0 | 0 | 0 | 0 | 0 | 0 | 0 | 0 | 0 | 0 | 0 | 0 | 0 | 0 | 0 | 0
F3_Commercial_Other Health_New_Space Heating_Natural Gas_Furnace_E9 | F3 | Commercial | Other Health | New | Space Heating | Natural Gas | Furnace | E9 | System - kBTUs of Consumption | 0 | 0 | 0 | 0 | 0 | 0 | 0 | 0 | 0 | 0 | 0 | 0 | 0 | 0 | 0 | 0 | 0 | 0 | 0 | 0 | 0 | 0 | 0 | 0 | 0 | 0 | 0 | 0 | 0 | 0 | 0 | 0 | 0
F3_Commercial_Other Health_New_Space Heating_Natural Gas_Furnace_E10 | F3 | Commercial | Other Health | New | Space Heating | Natural Gas | Furnace | E10 | System - kBTUs of Consumption | 0 | 0 | 0 | 0 | 0 | 0 | 0 | 0 | 0 | 0 | 0 | 0 | 0 | 0 | 0 | 0 | 0 | 0 | 0 | 0 | 0 | 0 | 0 | 0 | 0 | 0 | 0 | 0 | 0 | 0 | 0 | 0 | 0
F4_Commercial_Other Health_New_Space Heating_Natural Gas_Furnace_E1 | F4 | Commercial | Other Health | New | Space Heating | Natural Gas | Furnace | E1 | Utility - Cost of Equipment | 0.17124 | 0.17139 | 0.17156 | 0.17181 | 0.17216 | 0.1727 | 0.17308 | 0.17337 | 0.17369 | 0.17399 | 0.1742 | 0.17433 | 0.17444 | 0.17454 | 0.17468 | 0.17473 | 0.17483 | 0.17501 | 0.1752 | 0.17542 | 0.17568 | 0.1759 | 0.17607 | 0.1762 | 0.17629 | 0.17631 | 0.17627 | 0.17617 | 0.1761 | 0.17606 | 0.17609 | 0.1761 | 0.1761
F4_Commercial_Other Health_New_Space Heating_Natural Gas_Furnace_E2 | F4 | Commercial | Other Health | New | Space Heating | Natural Gas | Furnace | E2 | Utility - Cost of Equipment | 0.15222 | 0.15235 | 0.1525 | 0.15272 | 0.15304 | 0.15352 | 0.15385 | 0.15411 | 0.1544 | 0.15467 | 0.15485 | 0.15496 | 0.15506 | 0.15515 | 0.15527 | 0.15532 | 0.15541 | 0.15557 | 0.15574 | 0.15593 | 0.15617 | 0.15636 | 0.15651 | 0.15663 | 0.15671 | 0.15673 | 0.15669 | 0.1566 | 0.15654 | 0.15651 | 0.15653 | 0.15654 | 0.15654
F4_Commercial_Other Health_New_Space Heating_Natural Gas_Furnace_E3 | F4 | Commercial | Other Health | New | Space Heating | Natural Gas | Furnace | E3 | Utility - Cost of Equipment | 0.1427 | 0.14283 | 0.14296 | 0.14317 | 0.14347 | 0.14392 | 0.14423 | 0.14447 | 0.14474 | 0.14499 | 0.14517 | 0.14527 | 0.14537 | 0.14545 | 0.14556 | 0.14561 | 0.14569 | 0.14584 | 0.146 | 0.14618 | 0.1464 | 0.14658 | 0.14673 | 0.14684 | 0.14691 | 0.14693 | 0.14689 | 0.14681 | 0.14675 | 0.14672 | 0.14674 | 0.14675 | 0.14675
F4_Commercial_Other Health_New_Space Heating_Natural Gas_Furnace_E4 | F4 | Commercial | Other Health | New | Space Heating | Natural Gas | Furnace | E4 | Utility - Cost of Equipment | 0.14168 | 0.1418 | 0.14193 | 0.14214 | 0.14246 | 0.14297 | 0.14331 | 0.14355 | 0.14383 | 0.1441 | 0.14427 | 0.14438 | 0.14449 | 0.1446 | 0.14475 | 0.14482 | 0.14494 | 0.14515 | 0.14536 | 0.1456 | 0.14588 | 0.14612 | 0.14631 | 0.14645 | 0.14654 | 0.14657 | 0.14652 | 0.14642 | 0.14634 | 0.1463 | 0.14633 | 0.14634 | 0.14634
F4_Commercial_Other Health_New_Space Heating_Natural Gas_Furnace_E5 | F4 | Commercial | Other Health | New | Space Heating | Natural Gas | Furnace | E5 | Utility - Cost of Equipment | 0 | 0 | 0 | 0 | 0 | 0 | 0 | 0 | 0 | 0 | 0 | 0 | 0 | 0 | 0 | 0 | 0 | 0 | 0 | 0 | 0 | 0 | 0 | 0 | 0 | 0 | 0 | 0 | 0 | 0 | 0 | 0 | 0
F4_Commercial_Other Health_New_Space Heating_Natural Gas_Furnace_E6 | F4 | Commercial | Other Health | New | Space Heating | Natural Gas | Furnace | E6 | Utility - Cost of Equipment | 0 | 0 | 0 | 0 | 0 | 0 | 0 | 0 | 0 | 0 | 0 | 0 | 0 | 0 | 0 | 0 | 0 | 0 | 0 | 0 | 0 | 0 | 0 | 0 | 0 | 0 | 0 | 0 | 0 | 0 | 0 | 0 | 0
F4_Commercial_Other Health_New_Space Heating_Natural Gas_Furnace_E7 | F4 | Commercial | Other Health | New | Space Heating | Natural Gas | Furnace | E7 | Utility - Cost of Equipment | 0 | 0 | 0 | 0 | 0 | 0 | 0 | 0 | 0 | 0 | 0 | 0 | 0 | 0 | 0 | 0 | 0 | 0 | 0 | 0 | 0 | 0 | 0 | 0 | 0 | 0 | 0 | 0 | 0 | 0 | 0 | 0 | 0
F4_Commercial_Other Health_New_Space Heating_Natural Gas_Furnace_E8 | F4 | Commercial | Other Health | New | Space Heating | Natural Gas | Furnace | E8 | Utility - Cost of Equipment | 0 | 0 | 0 | 0 | 0 | 0 | 0 | 0 | 0 | 0 | 0 | 0 | 0 | 0 | 0 | 0 | 0 | 0 | 0 | 0 | 0 | 0 | 0 | 0 | 0 | 0 | 0 | 0 | 0 | 0 | 0 | 0 | 0
F4_Commercial_Other Health_New_Space Heating_Natural Gas_Furnace_E9 | F4 | Commercial | Other Health | New | Space Heating | Natural Gas | Furnace | E9 | Utility - Cost of Equipment | 0 | 0 | 0 | 0 | 0 | 0 | 0 | 0 | 0 | 0 | 0 | 0 | 0 | 0 | 0 | 0 | 0 | 0 | 0 | 0 | 0 | 0 | 0 | 0 | 0 | 0 | 0 | 0 | 0 | 0 | 0 | 0 | 0
F4_Commercial_Other Health_New_Space Heating_Natural Gas_Furnace_E10 | F4 | Commercial | Other Health | New | Space Heating | Natural Gas | Furnace | E10 | Utility - Cost of Equipment | 0 | 0 | 0 | 0 | 0 | 0 | 0 | 0 | 0 | 0 | 0 | 0 | 0 | 0 | 0 | 0 | 0 | 0 | 0 | 0 | 0 | 0 | 0 | 0 | 0 | 0 | 0 | 0 | 0 | 0 | 0 | 0 | 0
F5_Commercial_Other Health_New_Space Heating_Natural Gas_Furnace_E1 | F5 | Commercial | Other Health | New | Space Heating | Natural Gas | Furnace | E1 | Utility - Cost of Operation | 0.035994 | 0.035994 | 0.035994 | 0.035994 | 0.035994 | 0.035994 | 0.035994 | 0.035994 | 0.035994 | 0.035994 | 0.035994 | 0.035994 | 0.035994 | 0.035994 | 0.035994 | 0.035994 | 0.035994 | 0.035994 | 0.035994 | 0.035994 | 0.035994 | 0.035994 | 0.035994 | 0.035994 | 0.035994 | 0.035994 | 0.035994 | 0.035994 | 0.035994 | 0.035994 | 0.035994 | 0.035994 | 0.035994
F5_Commercial_Other Health_New_Space Heating_Natural Gas_Furnace_E2 | F5 | Commercial | Other Health | New | Space Heating | Natural Gas | Furnace | E2 | Utility - Cost of Operation | 0.043794 | 0.043794 | 0.043794 | 0.043794 | 0.043794 | 0.043794 | 0.043794 | 0.043794 | 0.043794 | 0.043794 | 0.043794 | 0.043794 | 0.043794 | 0.043794 | 0.043794 | 0.043794 | 0.043794 | 0.043794 | 0.043794 | 0.043794 | 0.043794 | 0.043794 | 0.043794 | 0.043794 | 0.043794 | 0.043794 | 0.043794 | 0.043794 | 0.043794 | 0.043794 | 0.043794 | 0.043794 | 0.043794
F5_Commercial_Other Health_New_Space Heating_Natural Gas_Furnace_E3 | F5 | Commercial | Other Health | New | Space Heating | Natural Gas | Furnace | E3 | Utility - Cost of Operation | 0.051594 | 0.051594 | 0.051594 | 0.051594 | 0.051594 | 0.051594 | 0.051594 | 0.051594 | 0.051594 | 0.051594 | 0.051594 | 0.051594 | 0.051594 | 0.051594 | 0.051594 | 0.051594 | 0.051594 | 0.051594 | 0.051594 | 0.051594 | 0.051594 | 0.051594 | 0.051594 | 0.051594 | 0.051594 | 0.051594 | 0.051594 | 0.051594 | 0.051594 | 0.051594 | 0.051594 | 0.051594 | 0.051594
F5_Commercial_Other Health_New_Space Heating_Natural Gas_Furnace_E4 | F5 | Commercial | Other Health | New | Space Heating | Natural Gas | Furnace | E4 | Utility - Cost of Operation | 1.0202 | 1.0202 | 1.0202 | 1.0202 | 1.0202 | 1.0202 | 1.0202 | 1.0202 | 1.0202 | 1.0202 | 1.0202 | 1.0202 | 1.0202 | 1.0202 | 1.0202 | 1.0202 | 1.0202 | 1.0202 | 1.0202 | 1.0202 | 1.0202 | 1.0202 | 1.0202 | 1.0202 | 1.0202 | 1.0202 | 1.0202 | 1.0202 | 1.0202 | 1.0202 | 1.0202 | 1.0202 | 1.0202
F5_Commercial_Other Health_New_Space Heating_Natural Gas_Furnace_E5 | F5 | Commercial | Other Health | New | Space Heating | Natural Gas | Furnace | E5 | Utility - Cost of Operation | 0 | 0 | 0 | 0 | 0 | 0 | 0 | 0 | 0 | 0 | 0 | 0 | 0 | 0 | 0 | 0 | 0 | 0 | 0 | 0 | 0 | 0 | 0 | 0 | 0 | 0 | 0 | 0 | 0 | 0 | 0 | 0 | 0
F5_Commercial_Other Health_New_Space Heating_Natural Gas_Furnace_E6 | F5 | Commercial | Other Health | New | Space Heating | Natural Gas | Furnace | E6 | Utility - Cost of Operation | 0 | 0 | 0 | 0 | 0 | 0 | 0 | 0 | 0 | 0 | 0 | 0 | 0 | 0 | 0 | 0 | 0 | 0 | 0 | 0 | 0 | 0 | 0 | 0 | 0 | 0 | 0 | 0 | 0 | 0 | 0 | 0 | 0
F5_Commercial_Other Health_New_Space Heating_Natural Gas_Furnace_E7 | F5 | Commercial | Other Health | New | Space Heating | Natural Gas | Furnace | E7 | Utility - Cost of Operation | 0 | 0 | 0 | 0 | 0 | 0 | 0 | 0 | 0 | 0 | 0 | 0 | 0 | 0 | 0 | 0 | 0 | 0 | 0 | 0 | 0 | 0 | 0 | 0 | 0 | 0 | 0 | 0 | 0 | 0 | 0 | 0 | 0
F5_Commercial_Other Health_New_Space Heating_Natural Gas_Furnace_E8 | F5 | Commercial | Other Health | New | Space Heating | Natural Gas | Furnace | E8 | Utility - Cost of Operation | 0 | 0 | 0 | 0 | 0 | 0 | 0 | 0 | 0 | 0 | 0 | 0 | 0 | 0 | 0 | 0 | 0 | 0 | 0 | 0 | 0 | 0 | 0 | 0 | 0 | 0 | 0 | 0 | 0 | 0 | 0 | 0 | 0
F5_Commercial_Other Health_New_Space Heating_Natural Gas_Furnace_E9 | F5 | Commercial | Other Health | New | Space Heating | Natural Gas | Furnace | E9 | Utility - Cost of Operation | 0 | 0 | 0 | 0 | 0 | 0 | 0 | 0 | 0 | 0 | 0 | 0 | 0 | 0 | 0 | 0 | 0 | 0 | 0 | 0 | 0 | 0 | 0 | 0 | 0 | 0 | 0 | 0 | 0 | 0 | 0 | 0 | 0
F5_Commercial_Other Health_New_Space Heating_Natural Gas_Furnace_E10 | F5 | Commercial | Other Health | New | Space Heating | Natural Gas | Furnace | E10 | Utility - Cost of Operation | 0 | 0 | 0 | 0 | 0 | 0 | 0 | 0 | 0 | 0 | 0 | 0 | 0 | 0 | 0 | 0 | 0 | 0 | 0 | 0 | 0 | 0 | 0 | 0 | 0 | 0 | 0 | 0 | 0 | 0 | 0 | 0 | 0
F6_Commercial_Other Health_New_Space Heating_Natural Gas_Furnace_E1 | F6 | Commercial | Other Health | New | Space Heating | Natural Gas | Furnace | E1 | Utility - Value of Sales | 0.075308 | 0.074905 | 0.074484 | 0.074062 | 0.073642 | 0.073225 | 0.072811 | 0.072404 | 0.072004 | 0.071612 | 0.07123 | 0.070859 | 0.070501 | 0.070157 | 0.069829 | 0.069517 | 0.069224 | 0.068949 | 0.068693 | 0.068455 | 0.068235 | 0.068033 | 0.06785 | 0.067685 | 0.067539 | 0.06741 | 0.0673 | 0.067209 | 0.067136 | 0.067081 | 0.067044 | 0.067026 | 0.067026
F6_Commercial_Other Health_New_Space Heating_Natural Gas_Furnace_E2 | F6 | Commercial | Other Health | New | Space Heating | Natural Gas | Furnace | E2 | Utility - Value of Sales | 0.066943 | 0.066585 | 0.06621 | 0.065835 | 0.065462 | 0.065091 | 0.064724 | 0.064362 | 0.064006 | 0.063657 | 0.063318 | 0.062988 | 0.06267 | 0.062364 | 0.062072 | 0.061795 | 0.061535 | 0.061291 | 0.061063 | 0.060851 | 0.060655 | 0.060476 | 0.060313 | 0.060167 | 0.060037 | 0.059923 | 0.059825 | 0.059743 | 0.059678 | 0.059629 | 0.059597 | 0.059581 | 0.059581
F6_Commercial_Other Health_New_Space Heating_Natural Gas_Furnace_E3 | F6 | Commercial | Other Health | New | Space Heating | Natural Gas | Furnace | E3 | Utility - Value of Sales | 0.062757 | 0.062421 | 0.06207 | 0.061718 | 0.061368 | 0.06102 | 0.060676 | 0.060337 | 0.060003 | 0.059677 | 0.059358 | 0.059049 | 0.058751 | 0.058464 | 0.058191 | 0.057931 | 0.057687 | 0.057458 | 0.057244 | 0.057045 | 0.056862 | 0.056694 | 0.056542 | 0.056404 | 0.056282 | 0.056175 | 0.056084 | 0.056007 | 0.055946 | 0.0559 | 0.05587 | 0.055855 | 0.055855
F6_Commercial_Other Health_New_Space Heating_Natural Gas_Furnace_E4 | F6 | Commercial | Other Health | New | Space Heating | Natural Gas | Furnace | E4 | Utility - Value of Sales | 0.064148 | 0.06382 | 0.063468 | 0.063117 | 0.062766 | 0.062414 | 0.062063 | 0.061712 | 0.06136 | 0.061009 | 0.060658 | 0.060306 | 0.059955 | 0.059606 | 0.059261 | 0.058923 | 0.058593 | 0.058274 | 0.057967 | 0.057676 | 0.057401 | 0.057146 | 0.056912 | 0.056701 | 0.056514 | 0.05635 | 0.056209 | 0.056092 | 0.055999 | 0.055928 | 0.055881 | 0.055858 | 0.055858
F6_Commercial_Other Health_New_Space Heating_Natural Gas_Furnace_E5 | F6 | Commercial | Other Health | New | Space Heating | Natural Gas | Furnace | E5 | Utility - Value of Sales | 0 | 0 | 0 | 0 | 0 | 0 | 0 | 0 | 0 | 0 | 0 | 0 | 0 | 0 | 0 | 0 | 0 | 0 | 0 | 0 | 0 | 0 | 0 | 0 | 0 | 0 | 0 | 0 | 0 | 0 | 0 | 0 | 0
F6_Commercial_Other Health_New_Space Heating_Natural Gas_Furnace_E6 | F6 | Commercial | Other Health | New | Space Heating | Natural Gas | Furnace | E6 | Utility - Value of Sales | 0 | 0 | 0 | 0 | 0 | 0 | 0 | 0 | 0 | 0 | 0 | 0 | 0 | 0 | 0 | 0 | 0 | 0 | 0 | 0 | 0 | 0 | 0 | 0 | 0 | 0 | 0 | 0 | 0 | 0 | 0 | 0 | 0
F6_Commercial_Other Health_New_Space Heating_Natural Gas_Furnace_E7 | F6 | Commercial | Other Health | New | Space Heating | Natural Gas | Furnace | E7 | Utility - Value of Sales | 0 | 0 | 0 | 0 | 0 | 0 | 0 | 0 | 0 | 0 | 0 | 0 | 0 | 0 | 0 | 0 | 0 | 0 | 0 | 0 | 0 | 0 | 0 | 0 | 0 | 0 | 0 | 0 | 0 | 0 | 0 | 0 | 0
F6_Commercial_Other Health_New_Space Heating_Natural Gas_Furnace_E8 | F6 | Commercial | Other Health | New | Space Heating | Natural Gas | Furnace | E8 | Utility - Value of Sales | 0 | 0 | 0 | 0 | 0 | 0 | 0 | 0 | 0 | 0 | 0 | 0 | 0 | 0 | 0 | 0 | 0 | 0 | 0 | 0 | 0 | 0 | 0 | 0 | 0 | 0 | 0 | 0 | 0 | 0 | 0 | 0 | 0
F6_Commercial_Other Health_New_Space Heating_Natural Gas_Furnace_E9 | F6 | Commercial | Other Health | New | Space Heating | Natural Gas | Furnace | E9 | Utility - Value of Sales | 0 | 0 | 0 | 0 | 0 | 0 | 0 | 0 | 0 | 0 | 0 | 0 | 0 | 0 | 0 | 0 | 0 | 0 | 0 | 0 | 0 | 0 | 0 | 0 | 0 | 0 | 0 | 0 | 0 | 0 | 0 | 0 | 0
F6_Commercial_Other Health_New_Space Heating_Natural Gas_Furnace_E10 | F6 | Commercial | Other Health | New | Space Heating | Natural Gas | Furnace | E10 | Utility - Value of Sales | 0 | 0 | 0 | 0 | 0 | 0 | 0 | 0 | 0 | 0 | 0 | 0 | 0 | 0 | 0 | 0 | 0 | 0 | 0 | 0 | 0 | 0 | 0 | 0 | 0 | 0 | 0 | 0 | 0 | 0 | 0 | 0 | 0
F1_Commercial_Other Health_New_Space Heating_Natural Gas_Boiler_E1 | F1 | Commercial | Other Health | New | Space Heating | Natural Gas | Boiler | E1 | RVT - Cost of Equipment | 0.4387 | 0.43912 | 0.43958 | 0.44024 | 0.44115 | 0.44249 | 0.44344 | 0.44416 | 0.44494 | 0.44565 | 0.44614 | 0.44644 | 0.44672 | 0.44697 | 0.4473 | 0.44744 | 0.44767 | 0.44811 | 0.44857 | 0.44911 | 0.44975 | 0.45029 | 0.45071 | 0.45103 | 0.45124 | 0.4513 | 0.45119 | 0.45095 | 0.45077 | 0.45068 | 0.45075 | 0.45077 | 0.45077
F1_Commercial_Other Health_New_Space Heating_Natural Gas_Boiler_E2 | F1 | Commercial | Other Health | New | Space Heating | Natural Gas | Boiler | E2 | RVT - Cost of Equipment | 0.41289 | 0.41329 | 0.41372 | 0.41434 | 0.4152 | 0.41647 | 0.41735 | 0.41803 | 0.41877 | 0.41944 | 0.4199 | 0.42018 | 0.42044 | 0.42068 | 0.42099 | 0.42112 | 0.42133 | 0.42175 | 0.42219 | 0.4227 | 0.4233 | 0.4238 | 0.4242 | 0.42449 | 0.42469 | 0.42475 | 0.42464 | 0.42443 | 0.42426 | 0.42417 | 0.42423 | 0.42426 | 0.42426
F1_Commercial_Other Health_New_Space Heating_Natural Gas_Boiler_E3 | F1 | Commercial | Other Health | New | Space Heating | Natural Gas | Boiler | E3 | RVT - Cost of Equipment | 0.36181 | 0.36216 | 0.36254 | 0.36308 | 0.36383 | 0.36494 | 0.36572 | 0.36632 | 0.36696 | 0.36755 | 0.36795 | 0.3682 | 0.36843 | 0.36864 | 0.36891 | 0.36902 | 0.36921 | 0.36957 | 0.36996 | 0.3704 | 0.37093 | 0.37137 | 0.37172 | 0.37198 | 0.37215 | 0.3722 | 0.37211 | 0.37192 | 0.37177 | 0.3717 | 0.37175 | 0.37177 | 0.37177
F1_Commercial_Other Health_New_Space Heating_Natural Gas_Boiler_E4 | F1 | Commercial | Other Health | New | Space Heating | Natural Gas | Boiler | E4 | RVT - Cost of Equipment | 0.26698 | 0.26722 | 0.26746 | 0.26786 | 0.26846 | 0.26943 | 0.27005 | 0.27051 | 0.27104 | 0.27154 | 0.27188 | 0.27208 | 0.27229 | 0.27249 | 0.27278 | 0.27291 | 0.27313 | 0.27352 | 0.27392 | 0.27437 | 0.27491 | 0.27536 | 0.27571 | 0.27598 | 0.27615 | 0.27621 | 0.27611 | 0.27592 | 0.27576 | 0.27569 | 0.27574 | 0.27576 | 0.27576
F1_Commercial_Other Health_New_Space Heating_Natural Gas_Boiler_E5 | F1 | Commercial | Other Health | New | Space Heating | Natural Gas | Boiler | E5 | RVT - Cost of Equipment | 0 | 0 | 0 | 0 | 0 | 0 | 0 | 0 | 0 | 0 | 0 | 0 | 0 | 0 | 0 | 0 | 0 | 0 | 0 | 0 | 0 | 0 | 0 | 0 | 0 | 0 | 0 | 0 | 0 | 0 | 0 | 0 | 0
F1_Commercial_Other Health_New_Space Heating_Natural Gas_Boiler_E6 | F1 | Commercial | Other Health | New | Space Heating | Natural Gas | Boiler | E6 | RVT - Cost of Equipment | 0 | 0 | 0 | 0 | 0 | 0 | 0 | 0 | 0 | 0 | 0 | 0 | 0 | 0 | 0 | 0 | 0 | 0 | 0 | 0 | 0 | 0 | 0 | 0 | 0 | 0 | 0 | 0 | 0 | 0 | 0 | 0 | 0
F1_Commercial_Other Health_New_Space Heating_Natural Gas_Boiler_E7 | F1 | Commercial | Other Health | New | Space Heating | Natural Gas | Boiler | E7 | RVT - Cost of Equipment | 0 | 0 | 0 | 0 | 0 | 0 | 0 | 0 | 0 | 0 | 0 | 0 | 0 | 0 | 0 | 0 | 0 | 0 | 0 | 0 | 0 | 0 | 0 | 0 | 0 | 0 | 0 | 0 | 0 | 0 | 0 | 0 | 0
F1_Commercial_Other Health_New_Space Heating_Natural Gas_Boiler_E8 | F1 | Commercial | Other Health | New | Space Heating | Natural Gas | Boiler | E8 | RVT - Cost of Equipment | 0 | 0 | 0 | 0 | 0 | 0 | 0 | 0 | 0 | 0 | 0 | 0 | 0 | 0 | 0 | 0 | 0 | 0 | 0 | 0 | 0 | 0 | 0 | 0 | 0 | 0 | 0 | 0 | 0 | 0 | 0 | 0 | 0
F1_Commercial_Other Health_New_Space Heating_Natural Gas_Boiler_E9 | F1 | Commercial | Other Health | New | Space Heating | Natural Gas | Boiler | E9 | RVT - Cost of Equipment | 0 | 0 | 0 | 0 | 0 | 0 | 0 | 0 | 0 | 0 | 0 | 0 | 0 | 0 | 0 | 0 | 0 | 0 | 0 | 0 | 0 | 0 | 0 | 0 | 0 | 0 | 0 | 0 | 0 | 0 | 0 | 0 | 0
F1_Commercial_Other Health_New_Space Heating_Natural Gas_Boiler_E10 | F1 | Commercial | Other Health | New | Space Heating | Natural Gas | Boiler | E10 | RVT - Cost of Equipment | 0 | 0 | 0 | 0 | 0 | 0 | 0 | 0 | 0 | 0 | 0 | 0 | 0 | 0 | 0 | 0 | 0 | 0 | 0 | 0 | 0 | 0 | 0 | 0 | 0 | 0 | 0 | 0 | 0 | 0 | 0 | 0 | 0
F2_Commercial_Other Health_New_Space Heating_Natural Gas_Boiler_E1 | F2 | Commercial | Other Health | New | Space Heating | Natural Gas | Boiler | E1 | RVT - Cost of Operation | 0.52559 | 0.52609 | 0.52665 | 0.52743 | 0.52852 | 0.53014 | 0.53127 | 0.53213 | 0.53307 | 0.53392 | 0.53451 | 0.53487 | 0.5352 | 0.5355 | 0.5359 | 0.53606 | 0.53634 | 0.53686 | 0.53742 | 0.53807 | 0.53883 | 0.53948 | 0.53998 | 0.54036 | 0.54061 | 0.54068 | 0.54055 | 0.54027 | 0.54005 | 0.53995 | 0.54003 | 0.54005 | 0.54005
F2_Commercial_Other Health_New_Space Heating_Natural Gas_Boiler_E2 | F2 | Commercial | Other Health | New | Space Heating | Natural Gas | Boiler | E2 | RVT - Cost of Operation | 0.49467 | 0.49515 | 0.49567 | 0.49641 | 0.49743 | 0.49895 | 0.50002 | 0.50083 | 0.50171 | 0.50252 | 0.50306 | 0.50341 | 0.50372 | 0.504 | 0.50437 | 0.50452 | 0.50479 | 0.50528 | 0.50581 | 0.50642 | 0.50714 | 0.50774 | 0.50821 | 0.50857 | 0.50881 | 0.50888 | 0.50875 | 0.50849 | 0.50829 | 0.50819 | 0.50826 | 0.50829 | 0.50829
F2_Commercial_Other Health_New_Space Heating_Natural Gas_Boiler_E3 | F2 | Commercial | Other Health | New | Space Heating | Natural Gas | Boiler | E3 | RVT - Cost of Operation | 0.43348 | 0.43389 | 0.43435 | 0.435 | 0.43589 | 0.43723 | 0.43816 | 0.43887 | 0.43964 | 0.44035 | 0.44083 | 0.44113 | 0.4414 | 0.44165 | 0.44198 | 0.44211 | 0.44234 | 0.44277 | 0.44323 | 0.44377 | 0.4444 | 0.44493 | 0.44534 | 0.44566 | 0.44586 | 0.44592 | 0.44581 | 0.44559 | 0.44541 | 0.44532 | 0.44538 | 0.44541 | 0.44541
F2_Commercial_Other Health_New_Space Heating_Natural Gas_Boiler_E4 | F2 | Commercial | Other Health | New | Space Heating | Natural Gas | Boiler | E4 | RVT - Cost of Operation | 0.31986 | 0.32014 | 0.32044 | 0.32092 | 0.32163 | 0.32279 | 0.32354 | 0.32408 | 0.32472 | 0.32532 | 0.32572 | 0.32597 | 0.32622 | 0.32646 | 0.32681 | 0.32696 | 0.32723 | 0.32769 | 0.32817 | 0.32872 | 0.32936 | 0.3299 | 0.33032 | 0.33064 | 0.33085 | 0.33091 | 0.3308 | 0.33057 | 0.33038 | 0.33029 | 0.33036 | 0.33038 | 0.33038
F2_Commercial_Other Health_New_Space Heating_Natural Gas_Boiler_E5 | F2 | Commercial | Other Health | New | Space Heating | Natural Gas | Boiler | E5 | RVT - Cost of Operation | 0 | 0 | 0 | 0 | 0 | 0 | 0 | 0 | 0 | 0 | 0 | 0 | 0 | 0 | 0 | 0 | 0 | 0 | 0 | 0 | 0 | 0 | 0 | 0 | 0 | 0 | 0 | 0 | 0 | 0 | 0 | 0 | 0
F2_Commercial_Other Health_New_Space Heating_Natural Gas_Boiler_E6 | F2 | Commercial | Other Health | New | Space Heating | Natural Gas | Boiler | E6 | RVT - Cost of Operation | 0 | 0 | 0 | 0 | 0 | 0 | 0 | 0 | 0 | 0 | 0 | 0 | 0 | 0 | 0 | 0 | 0 | 0 | 0 | 0 | 0 | 0 | 0 | 0 | 0 | 0 | 0 | 0 | 0 | 0 | 0 | 0 | 0
F2_Commercial_Other Health_New_Space Heating_Natural Gas_Boiler_E7 | F2 | Commercial | Other Health | New | Space Heating | Natural Gas | Boiler | E7 | RVT - Cost of Operation | 0 | 0 | 0 | 0 | 0 | 0 | 0 | 0 | 0 | 0 | 0 | 0 | 0 | 0 | 0 | 0 | 0 | 0 | 0 | 0 | 0 | 0 | 0 | 0 | 0 | 0 | 0 | 0 | 0 | 0 | 0 | 0 | 0
F2_Commercial_Other Health_New_Space Heating_Natural Gas_Boiler_E8 | F2 | Commercial | Other Health | New | Space Heating | Natural Gas | Boiler | E8 | RVT - Cost of Operation | 0 | 0 | 0 | 0 | 0 | 0 | 0 | 0 | 0 | 0 | 0 | 0 | 0 | 0 | 0 | 0 | 0 | 0 | 0 | 0 | 0 | 0 | 0 | 0 | 0 | 0 | 0 | 0 | 0 | 0 | 0 | 0 | 0
F2_Commercial_Other Health_New_Space Heating_Natural Gas_Boiler_E9 | F2 | Commercial | Other Health | New | Space Heating | Natural Gas | Boiler | E9 | RVT - Cost of Operation | 0 | 0 | 0 | 0 | 0 | 0 | 0 | 0 | 0 | 0 | 0 | 0 | 0 | 0 | 0 | 0 | 0 | 0 | 0 | 0 | 0 | 0 | 0 | 0 | 0 | 0 | 0 | 0 | 0 | 0 | 0 | 0 | 0
F2_Commercial_Other Health_New_Space Heating_Natural Gas_Boiler_E10 | F2 | Commercial | Other Health | New | Space Heating | Natural Gas | Boiler | E10 | RVT - Cost of Operation | 0 | 0 | 0 | 0 | 0 | 0 | 0 | 0 | 0 | 0 | 0 | 0 | 0 | 0 | 0 | 0 | 0 | 0 | 0 | 0 | 0 | 0 | 0 | 0 | 0 | 0 | 0 | 0 | 0 | 0 | 0 | 0 | 0
F3_Commercial_Other Health_New_Space Heating_Natural Gas_Boiler_E1 | F3 | Commercial | Other Health | New | Space Heating | Natural Gas | Boiler | E1 | System - kBTUs of Consumption | 0.1985 | 0.1985 | 0.1985 | 0.1985 | 0.1985 | 0.1985 | 0.1985 | 0.1985 | 0.1985 | 0.1985 | 0.1985 | 0.1985 | 0.1985 | 0.1985 | 0.1985 | 0.1985 | 0.1985 | 0.1985 | 0.1985 | 0.1985 | 0.1985 | 0.1985 | 0.1985 | 0.1985 | 0.1985 | 0.1985 | 0.1985 | 0.1985 | 0.1985 | 0.1985 | 0.1985 | 0.1985 | 0.1985
F3_Commercial_Other Health_New_Space Heating_Natural Gas_Boiler_E2 | F3 | Commercial | Other Health | New | Space Heating | Natural Gas | Boiler | E2 | System - kBTUs of Consumption | 0.22411 | 0.22411 | 0.22411 | 0.22411 | 0.22411 | 0.22411 | 0.22411 | 0.22411 | 0.22411 | 0.22411 | 0.22411 | 0.22411 | 0.22411 | 0.22411 | 0.22411 | 0.22411 | 0.22411 | 0.22411 | 0.22411 | 0.22411 | 0.22411 | 0.22411 | 0.22411 | 0.22411 | 0.22411 | 0.22411 | 0.22411 | 0.22411 | 0.22411 | 0.22411 | 0.22411 | 0.22411 | 0.22411
F3_Commercial_Other Health_New_Space Heating_Natural Gas_Boiler_E3 | F3 | Commercial | Other Health | New | Space Heating | Natural Gas | Boiler | E3 | System - kBTUs of Consumption | 0.27554 | 0.27554 | 0.27554 | 0.27554 | 0.27554 | 0.27554 | 0.27554 | 0.27554 | 0.27554 | 0.27554 | 0.27554 | 0.27554 | 0.27554 | 0.27554 | 0.27554 | 0.27554 | 0.27554 | 0.27554 | 0.27554 | 0.27554 | 0.27554 | 0.27554 | 0.27554 | 0.27554 | 0.27554 | 0.27554 | 0.27554 | 0.27554 | 0.27554 | 0.27554 | 0.27554 | 0.27554 | 0.27554
F3_Commercial_Other Health_New_Space Heating_Natural Gas_Boiler_E4 | F3 | Commercial | Other Health | New | Space Heating | Natural Gas | Boiler | E4 | System - kBTUs of Consumption | 1.057 | 1.057 | 1.057 | 1.057 | 1.057 | 1.057 | 1.057 | 1.057 | 1.057 | 1.057 | 1.057 | 1.057 | 1.057 | 1.057 | 1.057 | 1.057 | 1.057 | 1.057 | 1.057 | 1.057 | 1.057 | 1.057 | 1.057 | 1.057 | 1.057 | 1.057 | 1.057 | 1.057 | 1.057 | 1.057 | 1.057 | 1.057 | 1.057
F3_Commercial_Other Health_New_Space Heating_Natural Gas_Boiler_E5 | F3 | Commercial | Other Health | New | Space Heating | Natural Gas | Boiler | E5 | System - kBTUs of Consumption | 0 | 0 | 0 | 0 | 0 | 0 | 0 | 0 | 0 | 0 | 0 | 0 | 0 | 0 | 0 | 0 | 0 | 0 | 0 | 0 | 0 | 0 | 0 | 0 | 0 | 0 | 0 | 0 | 0 | 0 | 0 | 0 | 0
F3_Commercial_Other Health_New_Space Heating_Natural Gas_Boiler_E6 | F3 | Commercial | Other Health | New | Space Heating | Natural Gas | Boiler | E6 | System - kBTUs of Consumption | 0 | 0 | 0 | 0 | 0 | 0 | 0 | 0 | 0 | 0 | 0 | 0 | 0 | 0 | 0 | 0 | 0 | 0 | 0 | 0 | 0 | 0 | 0 | 0 | 0 | 0 | 0 | 0 | 0 | 0 | 0 | 0 | 0
F3_Commercial_Other Health_New_Space Heating_Natural Gas_Boiler_E7 | F3 | Commercial | Other Health | New | Space Heating | Natural Gas | Boiler | E7 | System - kBTUs of Consumption | 0 | 0 | 0 | 0 | 0 | 0 | 0 | 0 | 0 | 0 | 0 | 0 | 0 | 0 | 0 | 0 | 0 | 0 | 0 | 0 | 0 | 0 | 0 | 0 | 0 | 0 | 0 | 0 | 0 | 0 | 0 | 0 | 0
F3_Commercial_Other Health_New_Space Heating_Natural Gas_Boiler_E8 | F3 | Commercial | Other Health | New | Space Heating | Natural Gas | Boiler | E8 | System - kBTUs of Consumption | 0 | 0 | 0 | 0 | 0 | 0 | 0 | 0 | 0 | 0 | 0 | 0 | 0 | 0 | 0 | 0 | 0 | 0 | 0 | 0 | 0 | 0 | 0 | 0 | 0 | 0 | 0 | 0 | 0 | 0 | 0 | 0 | 0
F3_Commercial_Other Health_New_Space Heating_Natural Gas_Boiler_E9 | F3 | Commercial | Other Health | New | Space Heating | Natural Gas | Boiler | E9 | System - kBTUs of Consumption | 0 | 0 | 0 | 0 | 0 | 0 | 0 | 0 | 0 | 0 | 0 | 0 | 0 | 0 | 0 | 0 | 0 | 0 | 0 | 0 | 0 | 0 | 0 | 0 | 0 | 0 | 0 | 0 | 0 | 0 | 0 | 0 | 0
F3_Commercial_Other Health_New_Space Heating_Natural Gas_Boiler_E10 | F3 | Commercial | Other Health | New | Space Heating | Natural Gas | Boiler | E10 | System - kBTUs of Consumption | 0 | 0 | 0 | 0 | 0 | 0 | 0 | 0 | 0 | 0 | 0 | 0 | 0 | 0 | 0 | 0 | 0 | 0 | 0 | 0 | 0 | 0 | 0 | 0 | 0 | 0 | 0 | 0 | 0 | 0 | 0 | 0 | 0
F4_Commercial_Other Health_New_Space Heating_Natural Gas_Boiler_E1 | F4 | Commercial | Other Health | New | Space Heating | Natural Gas | Boiler | E1 | Utility - Cost of Equipment | 0.52559 | 0.52609 | 0.52665 | 0.52743 | 0.52852 | 0.53014 | 0.53127 | 0.53213 | 0.53307 | 0.53392 | 0.53451 | 0.53487 | 0.5352 | 0.5355 | 0.5359 | 0.53606 | 0.53634 | 0.53686 | 0.53742 | 0.53807 | 0.53883 | 0.53948 | 0.53998 | 0.54036 | 0.54061 | 0.54068 | 0.54055 | 0.54027 | 0.54005 | 0.53995 | 0.54003 | 0.54005 | 0.54005
F4_Commercial_Other Health_New_Space Heating_Natural Gas_Boiler_E2 | F4 | Commercial | Other Health | New | Space Heating | Natural Gas | Boiler | E2 | Utility - Cost of Equipment | 0.49467 | 0.49515 | 0.49567 | 0.49641 | 0.49743 | 0.49895 | 0.50002 | 0.50083 | 0.50171 | 0.50252 | 0.50306 | 0.50341 | 0.50372 | 0.504 | 0.50437 | 0.50452 | 0.50479 | 0.50528 | 0.50581 | 0.50642 | 0.50714 | 0.50774 | 0.50821 | 0.50857 | 0.50881 | 0.50888 | 0.50875 | 0.50849 | 0.50829 | 0.50819 | 0.50826 | 0.50829 | 0.50829
F4_Commercial_Other Health_New_Space Heating_Natural Gas_Boiler_E3 | F4 | Commercial | Other Health | New | Space Heating | Natural Gas | Boiler | E3 | Utility - Cost of Equipment | 0.43348 | 0.43389 | 0.43435 | 0.435 | 0.43589 | 0.43723 | 0.43816 | 0.43887 | 0.43964 | 0.44035 | 0.44083 | 0.44113 | 0.4414 | 0.44165 | 0.44198 | 0.44211 | 0.44234 | 0.44277 | 0.44323 | 0.44377 | 0.4444 | 0.44493 | 0.44534 | 0.44566 | 0.44586 | 0.44592 | 0.44581 | 0.44559 | 0.44541 | 0.44532 | 0.44538 | 0.44541 | 0.44541
F4_Commercial_Other Health_New_Space Heating_Natural Gas_Boiler_E4 | F4 | Commercial | Other Health | New | Space Heating | Natural Gas | Boiler | E4 | Utility - Cost of Equipment | 0.31986 | 0.32014 | 0.32044 | 0.32092 | 0.32163 | 0.32279 | 0.32354 | 0.32408 | 0.32472 | 0.32532 | 0.32572 | 0.32597 | 0.32622 | 0.32646 | 0.32681 | 0.32696 | 0.32723 | 0.32769 | 0.32817 | 0.32872 | 0.32936 | 0.3299 | 0.33032 | 0.33064 | 0.33085 | 0.33091 | 0.3308 | 0.33057 | 0.33038 | 0.33029 | 0.33036 | 0.33038 | 0.33038
F4_Commercial_Other Health_New_Space Heating_Natural Gas_Boiler_E5 | F4 | Commercial | Other Health | New | Space Heating | Natural Gas | Boiler | E5 | Utility - Cost of Equipment | 0 | 0 | 0 | 0 | 0 | 0 | 0 | 0 | 0 | 0 | 0 | 0 | 0 | 0 | 0 | 0 | 0 | 0 | 0 | 0 | 0 | 0 | 0 | 0 | 0 | 0 | 0 | 0 | 0 | 0 | 0 | 0 | 0
F4_Commercial_Other Health_New_Space Heating_Natural Gas_Boiler_E6 | F4 | Commercial | Other Health | New | Space Heating | Natural Gas | Boiler | E6 | Utility - Cost of Equipment | 0 | 0 | 0 | 0 | 0 | 0 | 0 | 0 | 0 | 0 | 0 | 0 | 0 | 0 | 0 | 0 | 0 | 0 | 0 | 0 | 0 | 0 | 0 | 0 | 0 | 0 | 0 | 0 | 0 | 0 | 0 | 0 | 0
F4_Commercial_Other Health_New_Space Heating_Natural Gas_Boiler_E7 | F4 | Commercial | Other Health | New | Space Heating | Natural Gas | Boiler | E7 | Utility - Cost of Equipment | 0 | 0 | 0 | 0 | 0 | 0 | 0 | 0 | 0 | 0 | 0 | 0 | 0 | 0 | 0 | 0 | 0 | 0 | 0 | 0 | 0 | 0 | 0 | 0 | 0 | 0 | 0 | 0 | 0 | 0 | 0 | 0 | 0
F4_Commercial_Other Health_New_Space Heating_Natural Gas_Boiler_E8 | F4 | Commercial | Other Health | New | Space Heating | Natural Gas | Boiler | E8 | Utility - Cost of Equipment | 0 | 0 | 0 | 0 | 0 | 0 | 0 | 0 | 0 | 0 | 0 | 0 | 0 | 0 | 0 | 0 | 0 | 0 | 0 | 0 | 0 | 0 | 0 | 0 | 0 | 0 | 0 | 0 | 0 | 0 | 0 | 0 | 0
F4_Commercial_Other Health_New_Space Heating_Natural Gas_Boiler_E9 | F4 | Commercial | Other Health | New | Space Heating | Natural Gas | Boiler | E9 | Utility - Cost of Equipment | 0 | 0 | 0 | 0 | 0 | 0 | 0 | 0 | 0 | 0 | 0 | 0 | 0 | 0 | 0 | 0 | 0 | 0 | 0 | 0 | 0 | 0 | 0 | 0 | 0 | 0 | 0 | 0 | 0 | 0 | 0 | 0 | 0
F4_Commercial_Other Health_New_Space Heating_Natural Gas_Boiler_E10 | F4 | Commercial | Other Health | New | Space Heating | Natural Gas | Boiler | E10 | Utility - Cost of Equipment | 0 | 0 | 0 | 0 | 0 | 0 | 0 | 0 | 0 | 0 | 0 | 0 | 0 | 0 | 0 | 0 | 0 | 0 | 0 | 0 | 0 | 0 | 0 | 0 | 0 | 0 | 0 | 0 | 0 | 0 | 0 | 0 | 0
F5_Commercial_Other Health_New_Space Heating_Natural Gas_Boiler_E1 | F5 | Commercial | Other Health | New | Space Heating | Natural Gas | Boiler | E1 | Utility - Cost of Operation | 0.1985 | 0.1985 | 0.1985 | 0.1985 | 0.1985 | 0.1985 | 0.1985 | 0.1985 | 0.1985 | 0.1985 | 0.1985 | 0.1985 | 0.1985 | 0.1985 | 0.1985 | 0.1985 | 0.1985 | 0.1985 | 0.1985 | 0.1985 | 0.1985 | 0.1985 | 0.1985 | 0.1985 | 0.1985 | 0.1985 | 0.1985 | 0.1985 | 0.1985 | 0.1985 | 0.1985 | 0.1985 | 0.1985
F5_Commercial_Other Health_New_Space Heating_Natural Gas_Boiler_E2 | F5 | Commercial | Other Health | New | Space Heating | Natural Gas | Boiler | E2 | Utility - Cost of Operation | 0.22411 | 0.22411 | 0.22411 | 0.22411 | 0.22411 | 0.22411 | 0.22411 | 0.22411 | 0.22411 | 0.22411 | 0.22411 | 0.22411 | 0.22411 | 0.22411 | 0.22411 | 0.22411 | 0.22411 | 0.22411 | 0.22411 | 0.22411 | 0.22411 | 0.22411 | 0.22411 | 0.22411 | 0.22411 | 0.22411 | 0.22411 | 0.22411 | 0.22411 | 0.22411 | 0.22411 | 0.22411 | 0.22411
F5_Commercial_Other Health_New_Space Heating_Natural Gas_Boiler_E3 | F5 | Commercial | Other Health | New | Space Heating | Natural Gas | Boiler | E3 | Utility - Cost of Operation | 0.27554 | 0.27554 | 0.27554 | 0.27554 | 0.27554 | 0.27554 | 0.27554 | 0.27554 | 0.27554 | 0.27554 | 0.27554 | 0.27554 | 0.27554 | 0.27554 | 0.27554 | 0.27554 | 0.27554 | 0.27554 | 0.27554 | 0.27554 | 0.27554 | 0.27554 | 0.27554 | 0.27554 | 0.27554 | 0.27554 | 0.27554 | 0.27554 | 0.27554 | 0.27554 | 0.27554 | 0.27554 | 0.27554
F5_Commercial_Other Health_New_Space Heating_Natural Gas_Boiler_E4 | F5 | Commercial | Other Health | New | Space Heating | Natural Gas | Boiler | E4 | Utility - Cost of Operation | 1.057 | 1.057 | 1.057 | 1.057 | 1.057 | 1.057 | 1.057 | 1.057 | 1.057 | 1.057 | 1.057 | 1.057 | 1.057 | 1.057 | 1.057 | 1.057 | 1.057 | 1.057 | 1.057 | 1.057 | 1.057 | 1.057 | 1.057 | 1.057 | 1.057 | 1.057 | 1.057 | 1.057 | 1.057 | 1.057 | 1.057 | 1.057 | 1.057
F5_Commercial_Other Health_New_Space Heating_Natural Gas_Boiler_E5 | F5 | Commercial | Other Health | New | Space Heating | Natural Gas | Boiler | E5 | Utility - Cost of Operation | 0 | 0 | 0 | 0 | 0 | 0 | 0 | 0 | 0 | 0 | 0 | 0 | 0 | 0 | 0 | 0 | 0 | 0 | 0 | 0 | 0 | 0 | 0 | 0 | 0 | 0 | 0 | 0 | 0 | 0 | 0 | 0 | 0
F5_Commercial_Other Health_New_Space Heating_Natural Gas_Boiler_E6 | F5 | Commercial | Other Health | New | Space Heating | Natural Gas | Boiler | E6 | Utility - Cost of Operation | 0 | 0 | 0 | 0 | 0 | 0 | 0 | 0 | 0 | 0 | 0 | 0 | 0 | 0 | 0 | 0 | 0 | 0 | 0 | 0 | 0 | 0 | 0 | 0 | 0 | 0 | 0 | 0 | 0 | 0 | 0 | 0 | 0
F5_Commercial_Other Health_New_Space Heating_Natural Gas_Boiler_E7 | F5 | Commercial | Other Health | New | Space Heating | Natural Gas | Boiler | E7 | Utility - Cost of Operation | 0 | 0 | 0 | 0 | 0 | 0 | 0 | 0 | 0 | 0 | 0 | 0 | 0 | 0 | 0 | 0 | 0 | 0 | 0 | 0 | 0 | 0 | 0 | 0 | 0 | 0 | 0 | 0 | 0 | 0 | 0 | 0 | 0
F5_Commercial_Other Health_New_Space Heating_Natural Gas_Boiler_E8 | F5 | Commercial | Other Health | New | Space Heating | Natural Gas | Boiler | E8 | Utility - Cost of Operation | 0 | 0 | 0 | 0 | 0 | 0 | 0 | 0 | 0 | 0 | 0 | 0 | 0 | 0 | 0 | 0 | 0 | 0 | 0 | 0 | 0 | 0 | 0 | 0 | 0 | 0 | 0 | 0 | 0 | 0 | 0 | 0 | 0
F5_Commercial_Other Health_New_Space Heating_Natural Gas_Boiler_E9 | F5 | Commercial | Other Health | New | Space Heating | Natural Gas | Boiler | E9 | Utility - Cost of Operation | 0 | 0 | 0 | 0 | 0 | 0 | 0 | 0 | 0 | 0 | 0 | 0 | 0 | 0 | 0 | 0 | 0 | 0 | 0 | 0 | 0 | 0 | 0 | 0 | 0 | 0 | 0 | 0 | 0 | 0 | 0 | 0 | 0
F5_Commercial_Other Health_New_Space Heating_Natural Gas_Boiler_E10 | F5 | Commercial | Other Health | New | Space Heating | Natural Gas | Boiler | E10 | Utility - Cost of Operation | 0 | 0 | 0 | 0 | 0 | 0 | 0 | 0 | 0 | 0 | 0 | 0 | 0 | 0 | 0 | 0 | 0 | 0 | 0 | 0 | 0 | 0 | 0 | 0 | 0 | 0 | 0 | 0 | 0 | 0 | 0 | 0 | 0
F6_Commercial_Other Health_New_Space Heating_Natural Gas_Boiler_E1 | F6 | Commercial | Other Health | New | Space Heating | Natural Gas | Boiler | E1 | Utility - Value of Sales | 0.2291 | 0.22787 | 0.22658 | 0.22529 | 0.22402 | 0.22276 | 0.22151 | 0.2203 | 0.21911 | 0.21795 | 0.21683 | 0.21575 | 0.21472 | 0.21374 | 0.21281 | 0.21194 | 0.21111 | 0.21034 | 0.20962 | 0.20895 | 0.20833 | 0.20776 | 0.20725 | 0.20678 | 0.20637 | 0.20601 | 0.2057 | 0.20544 | 0.20524 | 0.20508 | 0.20498 | 0.20493 | 0.20493
F6_Commercial_Other Health_New_Space Heating_Natural Gas_Boiler_E2 | F6 | Commercial | Other Health | New | Space Heating | Natural Gas | Boiler | E2 | Utility - Value of Sales | 0.21563 | 0.21446 | 0.21325 | 0.21204 | 0.21084 | 0.20965 | 0.20848 | 0.20734 | 0.20622 | 0.20513 | 0.20407 | 0.20306 | 0.20209 | 0.20117 | 0.20029 | 0.19947 | 0.19869 | 0.19797 | 0.19729 | 0.19666 | 0.19607 | 0.19554 | 0.19506 | 0.19462 | 0.19423 | 0.19389 | 0.1936 | 0.19336 | 0.19316 | 0.19302 | 0.19292 | 0.19287 | 0.19287
F6_Commercial_Other Health_New_Space Heating_Natural Gas_Boiler_E3 | F6 | Commercial | Other Health | New | Space Heating | Natural Gas | Boiler | E3 | Utility - Value of Sales | 0.18895 | 0.18793 | 0.18687 | 0.18581 | 0.18476 | 0.18372 | 0.18269 | 0.18169 | 0.18071 | 0.17975 | 0.17883 | 0.17794 | 0.17709 | 0.17628 | 0.17552 | 0.17479 | 0.17411 | 0.17348 | 0.17288 | 0.17233 | 0.17182 | 0.17135 | 0.17093 | 0.17054 | 0.1702 | 0.16991 | 0.16965 | 0.16944 | 0.16927 | 0.16914 | 0.16906 | 0.16901 | 0.16901
F6_Commercial_Other Health_New_Space Heating_Natural Gas_Boiler_E4 | F6 | Commercial | Other Health | New | Space Heating | Natural Gas | Boiler | E4 | Utility - Value of Sales | 0.14483 | 0.14408 | 0.14329 | 0.1425 | 0.1417 | 0.14091 | 0.14012 | 0.13933 | 0.13853 | 0.13774 | 0.13695 | 0.13615 | 0.13536 | 0.13457 | 0.13379 | 0.13303 | 0.13228 | 0.13156 | 0.13087 | 0.13021 | 0.12959 | 0.12902 | 0.12849 | 0.12801 | 0.12759 | 0.12722 | 0.1269 | 0.12664 | 0.12643 | 0.12627 | 0.12616 | 0.12611 | 0.12611
F6_Commercial_Other Health_New_Space Heating_Natural Gas_Boiler_E5 | F6 | Commercial | Other Health | New | Space Heating | Natural Gas | Boiler | E5 | Utility - Value of Sales | 0 | 0 | 0 | 0 | 0 | 0 | 0 | 0 | 0 | 0 | 0 | 0 | 0 | 0 | 0 | 0 | 0 | 0 | 0 | 0 | 0 | 0 | 0 | 0 | 0 | 0 | 0 | 0 | 0 | 0 | 0 | 0 | 0
F6_Commercial_Other Health_New_Space Heating_Natural Gas_Boiler_E6 | F6 | Commercial | Other Health | New | Space Heating | Natural Gas | Boiler | E6 | Utility - Value of Sales | 0 | 0 | 0 | 0 | 0 | 0 | 0 | 0 | 0 | 0 | 0 | 0 | 0 | 0 | 0 | 0 | 0 | 0 | 0 | 0 | 0 | 0 | 0 | 0 | 0 | 0 | 0 | 0 | 0 | 0 | 0 | 0 | 0
F6_Commercial_Other Health_New_Space Heating_Natural Gas_Boiler_E7 | F6 | Commercial | Other Health | New | Space Heating | Natural Gas | Boiler | E7 | Utility - Value of Sales | 0 | 0 | 0 | 0 | 0 | 0 | 0 | 0 | 0 | 0 | 0 | 0 | 0 | 0 | 0 | 0 | 0 | 0 | 0 | 0 | 0 | 0 | 0 | 0 | 0 | 0 | 0 | 0 | 0 | 0 | 0 | 0 | 0
F6_Commercial_Other Health_New_Space Heating_Natural Gas_Boiler_E8 | F6 | Commercial | Other Health | New | Space Heating | Natural Gas | Boiler | E8 | Utility - Value of Sales | 0 | 0 | 0 | 0 | 0 | 0 | 0 | 0 | 0 | 0 | 0 | 0 | 0 | 0 | 0 | 0 | 0 | 0 | 0 | 0 | 0 | 0 | 0 | 0 | 0 | 0 | 0 | 0 | 0 | 0 | 0 | 0 | 0
F6_Commercial_Other Health_New_Space Heating_Natural Gas_Boiler_E9 | F6 | Commercial | Other Health | New | Space Heating | Natural Gas | Boiler | E9 | Utility - Value of Sales | 0 | 0 | 0 | 0 | 0 | 0 | 0 | 0 | 0 | 0 | 0 | 0 | 0 | 0 | 0 | 0 | 0 | 0 | 0 | 0 | 0 | 0 | 0 | 0 | 0 | 0 | 0 | 0 | 0 | 0 | 0 | 0 | 0
F6_Commercial_Other Health_New_Space Heating_Natural Gas_Boiler_E10 | F6 | Commercial | Other Health | New | Space Heating | Natural Gas | Boiler | E10 | Utility - Value of Sales | 0 | 0 | 0 | 0 | 0 | 0 | 0 | 0 | 0 | 0 | 0 | 0 | 0 | 0 | 0 | 0 | 0 | 0 | 0 | 0 | 0 | 0 | 0 | 0 | 0 | 0 | 0 | 0 | 0 | 0 | 0 | 0 | 0
F1_Commercial_Other Health_New_Space Heating_Natural Gas_Unit Heater_E1 | F1 | Commercial | Other Health | New | Space Heating | Natural Gas | Unit Heater | E1 | RVT - Cost of Equipment | 0.081495 | 0.081587 | 0.081689 | 0.081841 | 0.082057 | 0.082396 | 0.082596 | 0.082718 | 0.082862 | 0.082991 | 0.083063 | 0.0831 | 0.08315 | 0.083215 | 0.08332 | 0.083379 | 0.083468 | 0.083615 | 0.083761 | 0.083924 | 0.084112 | 0.084272 | 0.084398 | 0.084493 | 0.084556 | 0.084574 | 0.084541 | 0.084471 | 0.084417 | 0.08439 | 0.084409 | 0.084417 | 0.084417
F1_Commercial_Other Health_New_Space Heating_Natural Gas_Unit Heater_E2 | F1 | Commercial | Other Health | New | Space Heating | Natural Gas | Unit Heater | E2 | RVT - Cost of Equipment | 0.077616 | 0.077704 | 0.077801 | 0.077945 | 0.078151 | 0.078474 | 0.078664 | 0.078781 | 0.078918 | 0.079041 | 0.07911 | 0.079144 | 0.079192 | 0.079254 | 0.079355 | 0.07941 | 0.079495 | 0.079635 | 0.079774 | 0.079929 | 0.080109 | 0.080261 | 0.080381 | 0.080471 | 0.080531 | 0.080549 | 0.080517 | 0.080451 | 0.080399 | 0.080373 | 0.080392 | 0.080399 | 0.080399
F1_Commercial_Other Health_New_Space Heating_Natural Gas_Unit Heater_E3 | F1 | Commercial | Other Health | New | Space Heating | Natural Gas | Unit Heater | E3 | RVT - Cost of Equipment | 0.069178 | 0.069239 | 0.069302 | 0.069403 | 0.069555 | 0.069798 | 0.069954 | 0.070068 | 0.070204 | 0.070335 | 0.070427 | 0.070485 | 0.070543 | 0.070601 | 0.070678 | 0.070714 | 0.070771 | 0.070869 | 0.07097 | 0.071086 | 0.071225 | 0.071341 | 0.071432 | 0.071501 | 0.071547 | 0.07156 | 0.071535 | 0.071485 | 0.071446 | 0.071427 | 0.071441 | 0.071446 | 0.071446
F1_Commercial_Other Health_New_Space Heating_Natural Gas_Unit Heater_E4 | F1 | Commercial | Other Health | New | Space Heating | Natural Gas | Unit Heater | E4 | RVT - Cost of Equipment | 0 | 0 | 0 | 0 | 0 | 0 | 0 | 0 | 0 | 0 | 0 | 0 | 0 | 0 | 0 | 0 | 0 | 0 | 0 | 0 | 0 | 0 | 0 | 0 | 0 | 0 | 0 | 0 | 0 | 0 | 0 | 0 | 0
F1_Commercial_Other Health_New_Space Heating_Natural Gas_Unit Heater_E5 | F1 | Commercial | Other Health | New | Space Heating | Natural Gas | Unit Heater | E5 | RVT - Cost of Equipment | 0 | 0 | 0 | 0 | 0 | 0 | 0 | 0 | 0 | 0 | 0 | 0 | 0 | 0 | 0 | 0 | 0 | 0 | 0 | 0 | 0 | 0 | 0 | 0 | 0 | 0 | 0 | 0 | 0 | 0 | 0 | 0 | 0
F1_Commercial_Other Health_New_Space Heating_Natural Gas_Unit Heater_E6 | F1 | Commercial | Other Health | New | Space Heating | Natural Gas | Unit Heater | E6 | RVT - Cost of Equipment | 0 | 0 | 0 | 0 | 0 | 0 | 0 | 0 | 0 | 0 | 0 | 0 | 0 | 0 | 0 | 0 | 0 | 0 | 0 | 0 | 0 | 0 | 0 | 0 | 0 | 0 | 0 | 0 | 0 | 0 | 0 | 0 | 0
F1_Commercial_Other Health_New_Space Heating_Natural Gas_Unit Heater_E7 | F1 | Commercial | Other Health | New | Space Heating | Natural Gas | Unit Heater | E7 | RVT - Cost of Equipment | 0 | 0 | 0 | 0 | 0 | 0 | 0 | 0 | 0 | 0 | 0 | 0 | 0 | 0 | 0 | 0 | 0 | 0 | 0 | 0 | 0 | 0 | 0 | 0 | 0 | 0 | 0 | 0 | 0 | 0 | 0 | 0 | 0
F1_Commercial_Other Health_New_Space Heating_Natural Gas_Unit Heater_E8 | F1 | Commercial | Other Health | New | Space Heating | Natural Gas | Unit Heater | E8 | RVT - Cost of Equipment | 0 | 0 | 0 | 0 | 0 | 0 | 0 | 0 | 0 | 0 | 0 | 0 | 0 | 0 | 0 | 0 | 0 | 0 | 0 | 0 | 0 | 0 | 0 | 0 | 0 | 0 | 0 | 0 | 0 | 0 | 0 | 0 | 0
F1_Commercial_Other Health_New_Space Heating_Natural Gas_Unit Heater_E9 | F1 | Commercial | Other Health | New | Space Heating | Natural Gas | Unit Heater | E9 | RVT - Cost of Equipment | 0 | 0 | 0 | 0 | 0 | 0 | 0 | 0 | 0 | 0 | 0 | 0 | 0 | 0 | 0 | 0 | 0 | 0 | 0 | 0 | 0 | 0 | 0 | 0 | 0 | 0 | 0 | 0 | 0 | 0 | 0 | 0 | 0
F1_Commercial_Other Health_New_Space Heating_Natural Gas_Unit Heater_E10 | F1 | Commercial | Other Health | New | Space Heating | Natural Gas | Unit Heater | E10 | RVT - Cost of Equipment | 0 | 0 | 0 | 0 | 0 | 0 | 0 | 0 | 0 | 0 | 0 | 0 | 0 | 0 | 0 | 0 | 0 | 0 | 0 | 0 | 0 | 0 | 0 | 0 | 0 | 0 | 0 | 0 | 0 | 0 | 0 | 0 | 0
F2_Commercial_Other Health_New_Space Heating_Natural Gas_Unit Heater_E1 | F2 | Commercial | Other Health | New | Space Heating | Natural Gas | Unit Heater | E1 | RVT - Cost of Operation | 0.097636 | 0.097747 | 0.097868 | 0.09805 | 0.098309 | 0.098716 | 0.098955 | 0.099102 | 0.099274 | 0.099428 | 0.099515 | 0.099559 | 0.099619 | 0.099697 | 0.099823 | 0.099893 | 0.1 | 0.10018 | 0.10035 | 0.10055 | 0.10077 | 0.10096 | 0.10111 | 0.10123 | 0.1013 | 0.10133 | 0.10129 | 0.1012 | 0.10114 | 0.1011 | 0.10113 | 0.10114 | 0.10114
F2_Commercial_Other Health_New_Space Heating_Natural Gas_Unit Heater_E2 | F2 | Commercial | Other Health | New | Space Heating | Natural Gas | Unit Heater | E2 | RVT - Cost of Operation | 0.092989 | 0.093094 | 0.09321 | 0.093384 | 0.09363 | 0.094017 | 0.094245 | 0.094385 | 0.094549 | 0.094696 | 0.094779 | 0.09482 | 0.094877 | 0.094952 | 0.095072 | 0.095138 | 0.09524 | 0.095408 | 0.095575 | 0.09576 | 0.095976 | 0.096158 | 0.096301 | 0.096409 | 0.096482 | 0.096503 | 0.096464 | 0.096385 | 0.096323 | 0.096293 | 0.096315 | 0.096323 | 0.096323
F2_Commercial_Other Health_New_Space Heating_Natural Gas_Unit Heater_E3 | F2 | Commercial | Other Health | New | Space Heating | Natural Gas | Unit Heater | E3 | RVT - Cost of Operation | 0.08288 | 0.082953 | 0.083029 | 0.083149 | 0.083331 | 0.083623 | 0.083809 | 0.083946 | 0.084109 | 0.084266 | 0.084376 | 0.084446 | 0.084515 | 0.084585 | 0.084677 | 0.084721 | 0.084788 | 0.084906 | 0.085026 | 0.085166 | 0.085332 | 0.085471 | 0.08558 | 0.085663 | 0.085717 | 0.085733 | 0.085704 | 0.085644 | 0.085597 | 0.085574 | 0.08559 | 0.085597 | 0.085597
F2_Commercial_Other Health_New_Space Heating_Natural Gas_Unit Heater_E4 | F2 | Commercial | Other Health | New | Space Heating | Natural Gas | Unit Heater | E4 | RVT - Cost of Operation | 0 | 0 | 0 | 0 | 0 | 0 | 0 | 0 | 0 | 0 | 0 | 0 | 0 | 0 | 0 | 0 | 0 | 0 | 0 | 0 | 0 | 0 | 0 | 0 | 0 | 0 | 0 | 0 | 0 | 0 | 0 | 0 | 0
F2_Commercial_Other Health_New_Space Heating_Natural Gas_Unit Heater_E5 | F2 | Commercial | Other Health | New | Space Heating | Natural Gas | Unit Heater | E5 | RVT - Cost of Operation | 0 | 0 | 0 | 0 | 0 | 0 | 0 | 0 | 0 | 0 | 0 | 0 | 0 | 0 | 0 | 0 | 0 | 0 | 0 | 0 | 0 | 0 | 0 | 0 | 0 | 0 | 0 | 0 | 0 | 0 | 0 | 0 | 0
F2_Commercial_Other Health_New_Space Heating_Natural Gas_Unit Heater_E6 | F2 | Commercial | Other Health | New | Space Heating | Natural Gas | Unit Heater | E6 | RVT - Cost of Operation | 0 | 0 | 0 | 0 | 0 | 0 | 0 | 0 | 0 | 0 | 0 | 0 | 0 | 0 | 0 | 0 | 0 | 0 | 0 | 0 | 0 | 0 | 0 | 0 | 0 | 0 | 0 | 0 | 0 | 0 | 0 | 0 | 0
F2_Commercial_Other Health_New_Space Heating_Natural Gas_Unit Heater_E7 | F2 | Commercial | Other Health | New | Space Heating | Natural Gas | Unit Heater | E7 | RVT - Cost of Operation | 0 | 0 | 0 | 0 | 0 | 0 | 0 | 0 | 0 | 0 | 0 | 0 | 0 | 0 | 0 | 0 | 0 | 0 | 0 | 0 | 0 | 0 | 0 | 0 | 0 | 0 | 0 | 0 | 0 | 0 | 0 | 0 | 0
F2_Commercial_Other Health_New_Space Heating_Natural Gas_Unit Heater_E8 | F2 | Commercial | Other Health | New | Space Heating | Natural Gas | Unit Heater | E8 | RVT - Cost of Operation | 0 | 0 | 0 | 0 | 0 | 0 | 0 | 0 | 0 | 0 | 0 | 0 | 0 | 0 | 0 | 0 | 0 | 0 | 0 | 0 | 0 | 0 | 0 | 0 | 0 | 0 | 0 | 0 | 0 | 0 | 0 | 0 | 0
F2_Commercial_Other Health_New_Space Heating_Natural Gas_Unit Heater_E9 | F2 | Commercial | Other Health | New | Space Heating | Natural Gas | Unit Heater | E9 | RVT - Cost of Operation | 0 | 0 | 0 | 0 | 0 | 0 | 0 | 0 | 0 | 0 | 0 | 0 | 0 | 0 | 0 | 0 | 0 | 0 | 0 | 0 | 0 | 0 | 0 | 0 | 0 | 0 | 0 | 0 | 0 | 0 | 0 | 0 | 0
F2_Commercial_Other Health_New_Space Heating_Natural Gas_Unit Heater_E10 | F2 | Commercial | Other Health | New | Space Heating | Natural Gas | Unit Heater | E10 | RVT - Cost of Operation | 0 | 0 | 0 | 0 | 0 | 0 | 0 | 0 | 0 | 0 | 0 | 0 | 0 | 0 | 0 | 0 | 0 | 0 | 0 | 0 | 0 | 0 | 0 | 0 | 0 | 0 | 0 | 0 | 0 | 0 | 0 | 0 | 0
F3_Commercial_Other Health_New_Space Heating_Natural Gas_Unit Heater_E1 | F3 | Commercial | Other Health | New | Space Heating | Natural Gas | Unit Heater | E1 | System - kBTUs of Consumption | 0.0037566 | 0.0037566 | 0.0037566 | 0.0037566 | 0.0037566 | 0.0037566 | 0.0037566 | 0.0037566 | 0.0037566 | 0.0037566 | 0.0037566 | 0.0037566 | 0.0037566 | 0.0037566 | 0.0037566 | 0.0037566 | 0.0037566 | 0.0037566 | 0.0037566 | 0.0037566 | 0.0037566 | 0.0037566 | 0.0037566 | 0.0037566 | 0.0037566 | 0.0037566 | 0.0037566 | 0.0037566 | 0.0037566 | 0.0037566 | 0.0037566 | 0.0037566 | 0.0037566
F3_Commercial_Other Health_New_Space Heating_Natural Gas_Unit Heater_E2 | F3 | Commercial | Other Health | New | Space Heating | Natural Gas | Unit Heater | E2 | System - kBTUs of Consumption | 0.0060145 | 0.0060145 | 0.0060145 | 0.0060145 | 0.0060145 | 0.0060145 | 0.0060145 | 0.0060145 | 0.0060145 | 0.0060145 | 0.0060145 | 0.0060145 | 0.0060145 | 0.0060145 | 0.0060145 | 0.0060145 | 0.0060145 | 0.0060145 | 0.0060145 | 0.0060145 | 0.0060145 | 0.0060145 | 0.0060145 | 0.0060145 | 0.0060145 | 0.0060145 | 0.0060145 | 0.0060145 | 0.0060145 | 0.0060145 | 0.0060145 | 0.0060145 | 0.0060145
F3_Commercial_Other Health_New_Space Heating_Natural Gas_Unit Heater_E3 | F3 | Commercial | Other Health | New | Space Heating | Natural Gas | Unit Heater | E3 | System - kBTUs of Consumption | 0.0044655 | 0.0044655 | 0.0044655 | 0.0044655 | 0.0044655 | 0.0044655 | 0.0044655 | 0.0044655 | 0.0044655 | 0.0044655 | 0.0044655 | 0.0044655 | 0.0044655 | 0.0044655 | 0.0044655 | 0.0044655 | 0.0044655 | 0.0044655 | 0.0044655 | 0.0044655 | 0.0044655 | 0.0044655 | 0.0044655 | 0.0044655 | 0.0044655 | 0.0044655 | 0.0044655 | 0.0044655 | 0.0044655 | 0.0044655 | 0.0044655 | 0.0044655 | 0.0044655
F3_Commercial_Other Health_New_Space Heating_Natural Gas_Unit Heater_E4 | F3 | Commercial | Other Health | New | Space Heating | Natural Gas | Unit Heater | E4 | System - kBTUs of Consumption | 0 | 0 | 0 | 0 | 0 | 0 | 0 | 0 | 0 | 0 | 0 | 0 | 0 | 0 | 0 | 0 | 0 | 0 | 0 | 0 | 0 | 0 | 0 | 0 | 0 | 0 | 0 | 0 | 0 | 0 | 0 | 0 | 0
F3_Commercial_Other Health_New_Space Heating_Natural Gas_Unit Heater_E5 | F3 | Commercial | Other Health | New | Space Heating | Natural Gas | Unit Heater | E5 | System - kBTUs of Consumption | 0 | 0 | 0 | 0 | 0 | 0 | 0 | 0 | 0 | 0 | 0 | 0 | 0 | 0 | 0 | 0 | 0 | 0 | 0 | 0 | 0 | 0 | 0 | 0 | 0 | 0 | 0 | 0 | 0 | 0 | 0 | 0 | 0
F3_Commercial_Other Health_New_Space Heating_Natural Gas_Unit Heater_E6 | F3 | Commercial | Other Health | New | Space Heating | Natural Gas | Unit Heater | E6 | System - kBTUs of Consumption | 0 | 0 | 0 | 0 | 0 | 0 | 0 | 0 | 0 | 0 | 0 | 0 | 0 | 0 | 0 | 0 | 0 | 0 | 0 | 0 | 0 | 0 | 0 | 0 | 0 | 0 | 0 | 0 | 0 | 0 | 0 | 0 | 0
F3_Commercial_Other Health_New_Space Heating_Natural Gas_Unit Heater_E7 | F3 | Commercial | Other Health | New | Space Heating | Natural Gas | Unit Heater | E7 | System - kBTUs of Consumption | 0 | 0 | 0 | 0 | 0 | 0 | 0 | 0 | 0 | 0 | 0 | 0 | 0 | 0 | 0 | 0 | 0 | 0 | 0 | 0 | 0 | 0 | 0 | 0 | 0 | 0 | 0 | 0 | 0 | 0 | 0 | 0 | 0
F3_Commercial_Other Health_New_Space Heating_Natural Gas_Unit Heater_E8 | F3 | Commercial | Other Health | New | Space Heating | Natural Gas | Unit Heater | E8 | System - kBTUs of Consumption | 0 | 0 | 0 | 0 | 0 | 0 | 0 | 0 | 0 | 0 | 0 | 0 | 0 | 0 | 0 | 0 | 0 | 0 | 0 | 0 | 0 | 0 | 0 | 0 | 0 | 0 | 0 | 0 | 0 | 0 | 0 | 0 | 0
F3_Commercial_Other Health_New_Space Heating_Natural Gas_Unit Heater_E9 | F3 | Commercial | Other Health | New | Space Heating | Natural Gas | Unit Heater | E9 | System - kBTUs of Consumption | 0 | 0 | 0 | 0 | 0 | 0 | 0 | 0 | 0 | 0 | 0 | 0 | 0 | 0 | 0 | 0 | 0 | 0 | 0 | 0 | 0 | 0 | 0 | 0 | 0 | 0 | 0 | 0 | 0 | 0 | 0 | 0 | 0
F3_Commercial_Other Health_New_Space Heating_Natural Gas_Unit Heater_E10 | F3 | Commercial | Other Health | New | Space Heating | Natural Gas | Unit Heater | E10 | System - kBTUs of Consumption | 0 | 0 | 0 | 0 | 0 | 0 | 0 | 0 | 0 | 0 | 0 | 0 | 0 | 0 | 0 | 0 | 0 | 0 | 0 | 0 | 0 | 0 | 0 | 0 | 0 | 0 | 0 | 0 | 0 | 0 | 0 | 0 | 0
F4_Commercial_Other Health_New_Space Heating_Natural Gas_Unit Heater_E1 | F4 | Commercial | Other Health | New | Space Heating | Natural Gas | Unit Heater | E1 | Utility - Cost of Equipment | 0.097636 | 0.097747 | 0.097868 | 0.09805 | 0.098309 | 0.098716 | 0.098955 | 0.099102 | 0.099274 | 0.099428 | 0.099515 | 0.099559 | 0.099619 | 0.099697 | 0.099823 | 0.099893 | 0.1 | 0.10018 | 0.10035 | 0.10055 | 0.10077 | 0.10096 | 0.10111 | 0.10123 | 0.1013 | 0.10133 | 0.10129 | 0.1012 | 0.10114 | 0.1011 | 0.10113 | 0.10114 | 0.10114
F4_Commercial_Other Health_New_Space Heating_Natural Gas_Unit Heater_E2 | F4 | Commercial | Other Health | New | Space Heating | Natural Gas | Unit Heater | E2 | Utility - Cost of Equipment | 0.092989 | 0.093094 | 0.09321 | 0.093384 | 0.09363 | 0.094017 | 0.094245 | 0.094385 | 0.094549 | 0.094696 | 0.094779 | 0.09482 | 0.094877 | 0.094952 | 0.095072 | 0.095138 | 0.09524 | 0.095408 | 0.095575 | 0.09576 | 0.095976 | 0.096158 | 0.096301 | 0.096409 | 0.096482 | 0.096503 | 0.096464 | 0.096385 | 0.096323 | 0.096293 | 0.096315 | 0.096323 | 0.096323
F4_Commercial_Other Health_New_Space Heating_Natural Gas_Unit Heater_E3 | F4 | Commercial | Other Health | New | Space Heating | Natural Gas | Unit Heater | E3 | Utility - Cost of Equipment | 0.08288 | 0.082953 | 0.083029 | 0.083149 | 0.083331 | 0.083623 | 0.083809 | 0.083946 | 0.084109 | 0.084266 | 0.084376 | 0.084446 | 0.084515 | 0.084585 | 0.084677 | 0.084721 | 0.084788 | 0.084906 | 0.085026 | 0.085166 | 0.085332 | 0.085471 | 0.08558 | 0.085663 | 0.085717 | 0.085733 | 0.085704 | 0.085644 | 0.085597 | 0.085574 | 0.08559 | 0.085597 | 0.085597
F4_Commercial_Other Health_New_Space Heating_Natural Gas_Unit Heater_E4 | F4 | Commercial | Other Health | New | Space Heating | Natural Gas | Unit Heater | E4 | Utility - Cost of Equipment | 0 | 0 | 0 | 0 | 0 | 0 | 0 | 0 | 0 | 0 | 0 | 0 | 0 | 0 | 0 | 0 | 0 | 0 | 0 | 0 | 0 | 0 | 0 | 0 | 0 | 0 | 0 | 0 | 0 | 0 | 0 | 0 | 0
F4_Commercial_Other Health_New_Space Heating_Natural Gas_Unit Heater_E5 | F4 | Commercial | Other Health | New | Space Heating | Natural Gas | Unit Heater | E5 | Utility - Cost of Equipment | 0 | 0 | 0 | 0 | 0 | 0 | 0 | 0 | 0 | 0 | 0 | 0 | 0 | 0 | 0 | 0 | 0 | 0 | 0 | 0 | 0 | 0 | 0 | 0 | 0 | 0 | 0 | 0 | 0 | 0 | 0 | 0 | 0
F4_Commercial_Other Health_New_Space Heating_Natural Gas_Unit Heater_E6 | F4 | Commercial | Other Health | New | Space Heating | Natural Gas | Unit Heater | E6 | Utility - Cost of Equipment | 0 | 0 | 0 | 0 | 0 | 0 | 0 | 0 | 0 | 0 | 0 | 0 | 0 | 0 | 0 | 0 | 0 | 0 | 0 | 0 | 0 | 0 | 0 | 0 | 0 | 0 | 0 | 0 | 0 | 0 | 0 | 0 | 0
F4_Commercial_Other Health_New_Space Heating_Natural Gas_Unit Heater_E7 | F4 | Commercial | Other Health | New | Space Heating | Natural Gas | Unit Heater | E7 | Utility - Cost of Equipment | 0 | 0 | 0 | 0 | 0 | 0 | 0 | 0 | 0 | 0 | 0 | 0 | 0 | 0 | 0 | 0 | 0 | 0 | 0 | 0 | 0 | 0 | 0 | 0 | 0 | 0 | 0 | 0 | 0 | 0 | 0 | 0 | 0
F4_Commercial_Other Health_New_Space Heating_Natural Gas_Unit Heater_E8 | F4 | Commercial | Other Health | New | Space Heating | Natural Gas | Unit Heater | E8 | Utility - Cost of Equipment | 0 | 0 | 0 | 0 | 0 | 0 | 0 | 0 | 0 | 0 | 0 | 0 | 0 | 0 | 0 | 0 | 0 | 0 | 0 | 0 | 0 | 0 | 0 | 0 | 0 | 0 | 0 | 0 | 0 | 0 | 0 | 0 | 0
F4_Commercial_Other Health_New_Space Heating_Natural Gas_Unit Heater_E9 | F4 | Commercial | Other Health | New | Space Heating | Natural Gas | Unit Heater | E9 | Utility - Cost of Equipment | 0 | 0 | 0 | 0 | 0 | 0 | 0 | 0 | 0 | 0 | 0 | 0 | 0 | 0 | 0 | 0 | 0 | 0 | 0 | 0 | 0 | 0 | 0 | 0 | 0 | 0 | 0 | 0 | 0 | 0 | 0 | 0 | 0
F4_Commercial_Other Health_New_Space Heating_Natural Gas_Unit Heater_E10 | F4 | Commercial | Other Health | New | Space Heating | Natural Gas | Unit Heater | E10 | Utility - Cost of Equipment | 0 | 0 | 0 | 0 | 0 | 0 | 0 | 0 | 0 | 0 | 0 | 0 | 0 | 0 | 0 | 0 | 0 | 0 | 0 | 0 | 0 | 0 | 0 | 0 | 0 | 0 | 0 | 0 | 0 | 0 | 0 | 0 | 0
F5_Commercial_Other Health_New_Space Heating_Natural Gas_Unit Heater_E1 | F5 | Commercial | Other Health | New | Space Heating | Natural Gas | Unit Heater | E1 | Utility - Cost of Operation | 0.0037566 | 0.0037566 | 0.0037566 | 0.0037566 | 0.0037566 | 0.0037566 | 0.0037566 | 0.0037566 | 0.0037566 | 0.0037566 | 0.0037566 | 0.0037566 | 0.0037566 | 0.0037566 | 0.0037566 | 0.0037566 | 0.0037566 | 0.0037566 | 0.0037566 | 0.0037566 | 0.0037566 | 0.0037566 | 0.0037566 | 0.0037566 | 0.0037566 | 0.0037566 | 0.0037566 | 0.0037566 | 0.0037566 | 0.0037566 | 0.0037566 | 0.0037566 | 0.0037566
F5_Commercial_Other Health_New_Space Heating_Natural Gas_Unit Heater_E2 | F5 | Commercial | Other Health | New | Space Heating | Natural Gas | Unit Heater | E2 | Utility - Cost of Operation | 0.0060145 | 0.0060145 | 0.0060145 | 0.0060145 | 0.0060145 | 0.0060145 | 0.0060145 | 0.0060145 | 0.0060145 | 0.0060145 | 0.0060145 | 0.0060145 | 0.0060145 | 0.0060145 | 0.0060145 | 0.0060145 | 0.0060145 | 0.0060145 | 0.0060145 | 0.0060145 | 0.0060145 | 0.0060145 | 0.0060145 | 0.0060145 | 0.0060145 | 0.0060145 | 0.0060145 | 0.0060145 | 0.0060145 | 0.0060145 | 0.0060145 | 0.0060145 | 0.0060145
F5_Commercial_Other Health_New_Space Heating_Natural Gas_Unit Heater_E3 | F5 | Commercial | Other Health | New | Space Heating | Natural Gas | Unit Heater | E3 | Utility - Cost of Operation | 0.0044655 | 0.0044655 | 0.0044655 | 0.0044655 | 0.0044655 | 0.0044655 | 0.0044655 | 0.0044655 | 0.0044655 | 0.0044655 | 0.0044655 | 0.0044655 | 0.0044655 | 0.0044655 | 0.0044655 | 0.0044655 | 0.0044655 | 0.0044655 | 0.0044655 | 0.0044655 | 0.0044655 | 0.0044655 | 0.0044655 | 0.0044655 | 0.0044655 | 0.0044655 | 0.0044655 | 0.0044655 | 0.0044655 | 0.0044655 | 0.0044655 | 0.0044655 | 0.0044655
F5_Commercial_Other Health_New_Space Heating_Natural Gas_Unit Heater_E4 | F5 | Commercial | Other Health | New | Space Heating | Natural Gas | Unit Heater | E4 | Utility - Cost of Operation | 0 | 0 | 0 | 0 | 0 | 0 | 0 | 0 | 0 | 0 | 0 | 0 | 0 | 0 | 0 | 0 | 0 | 0 | 0 | 0 | 0 | 0 | 0 | 0 | 0 | 0 | 0 | 0 | 0 | 0 | 0 | 0 | 0
F5_Commercial_Other Health_New_Space Heating_Natural Gas_Unit Heater_E5 | F5 | Commercial | Other Health | New | Space Heating | Natural Gas | Unit Heater | E5 | Utility - Cost of Operation | 0 | 0 | 0 | 0 | 0 | 0 | 0 | 0 | 0 | 0 | 0 | 0 | 0 | 0 | 0 | 0 | 0 | 0 | 0 | 0 | 0 | 0 | 0 | 0 | 0 | 0 | 0 | 0 | 0 | 0 | 0 | 0 | 0
F5_Commercial_Other Health_New_Space Heating_Natural Gas_Unit Heater_E6 | F5 | Commercial | Other Health | New | Space Heating | Natural Gas | Unit Heater | E6 | Utility - Cost of Operation | 0 | 0 | 0 | 0 | 0 | 0 | 0 | 0 | 0 | 0 | 0 | 0 | 0 | 0 | 0 | 0 | 0 | 0 | 0 | 0 | 0 | 0 | 0 | 0 | 0 | 0 | 0 | 0 | 0 | 0 | 0 | 0 | 0
F5_Commercial_Other Health_New_Space Heating_Natural Gas_Unit Heater_E7 | F5 | Commercial | Other Health | New | Space Heating | Natural Gas | Unit Heater | E7 | Utility - Cost of Operation | 0 | 0 | 0 | 0 | 0 | 0 | 0 | 0 | 0 | 0 | 0 | 0 | 0 | 0 | 0 | 0 | 0 | 0 | 0 | 0 | 0 | 0 | 0 | 0 | 0 | 0 | 0 | 0 | 0 | 0 | 0 | 0 | 0
F5_Commercial_Other Health_New_Space Heating_Natural Gas_Unit Heater_E8 | F5 | Commercial | Other Health | New | Space Heating | Natural Gas | Unit Heater | E8 | Utility - Cost of Operation | 0 | 0 | 0 | 0 | 0 | 0 | 0 | 0 | 0 | 0 | 0 | 0 | 0 | 0 | 0 | 0 | 0 | 0 | 0 | 0 | 0 | 0 | 0 | 0 | 0 | 0 | 0 | 0 | 0 | 0 | 0 | 0 | 0
F5_Commercial_Other Health_New_Space Heating_Natural Gas_Unit Heater_E9 | F5 | Commercial | Other Health | New | Space Heating | Natural Gas | Unit Heater | E9 | Utility - Cost of Operation | 0 | 0 | 0 | 0 | 0 | 0 | 0 | 0 | 0 | 0 | 0 | 0 | 0 | 0 | 0 | 0 | 0 | 0 | 0 | 0 | 0 | 0 | 0 | 0 | 0 | 0 | 0 | 0 | 0 | 0 | 0 | 0 | 0
F5_Commercial_Other Health_New_Space Heating_Natural Gas_Unit Heater_E10 | F5 | Commercial | Other Health | New | Space Heating | Natural Gas | Unit Heater | E10 | Utility - Cost of Operation | 0 | 0 | 0 | 0 | 0 | 0 | 0 | 0 | 0 | 0 | 0 | 0 | 0 | 0 | 0 | 0 | 0 | 0 | 0 | 0 | 0 | 0 | 0 | 0 | 0 | 0 | 0 | 0 | 0 | 0 | 0 | 0 | 0
F6_Commercial_Other Health_New_Space Heating_Natural Gas_Unit Heater_E1 | F6 | Commercial | Other Health | New | Space Heating | Natural Gas | Unit Heater | E1 | Utility - Value of Sales | 0.0444 | 0.04418 | 0.043939 | 0.043698 | 0.043457 | 0.043216 | 0.042975 | 0.042734 | 0.042493 | 0.042252 | 0.042011 | 0.04177 | 0.041529 | 0.041289 | 0.041048 | 0.040807 | 0.040566 | 0.040325 | 0.040085 | 0.039848 | 0.039619 | 0.039402 | 0.039202 | 0.039021 | 0.038861 | 0.03872 | 0.0386 | 0.0385 | 0.038419 | 0.038359 | 0.038319 | 0.038299 | 0.038299
F6_Commercial_Other Health_New_Space Heating_Natural Gas_Unit Heater_E2 | F6 | Commercial | Other Health | New | Space Heating | Natural Gas | Unit Heater | E2 | Utility - Value of Sales | 0.042287 | 0.042077 | 0.041847 | 0.041618 | 0.041388 | 0.041159 | 0.040929 | 0.0407 | 0.04047 | 0.040241 | 0.040012 | 0.039782 | 0.039553 | 0.039323 | 0.039094 | 0.038865 | 0.038635 | 0.038406 | 0.038177 | 0.037951 | 0.037733 | 0.037527 | 0.037336 | 0.037164 | 0.037011 | 0.036877 | 0.036763 | 0.036667 | 0.036591 | 0.036533 | 0.036495 | 0.036476 | 0.036476
F6_Commercial_Other Health_New_Space Heating_Natural Gas_Unit Heater_E3 | F6 | Commercial | Other Health | New | Space Heating | Natural Gas | Unit Heater | E3 | Utility - Value of Sales | 0.037408 | 0.037217 | 0.037012 | 0.036807 | 0.036603 | 0.036398 | 0.036193 | 0.035988 | 0.035783 | 0.035579 | 0.035374 | 0.035169 | 0.034965 | 0.03476 | 0.034557 | 0.034357 | 0.034161 | 0.033972 | 0.03379 | 0.033617 | 0.033455 | 0.033304 | 0.033168 | 0.033045 | 0.032936 | 0.032841 | 0.032759 | 0.032691 | 0.032636 | 0.032595 | 0.032568 | 0.032554 | 0.032554
F6_Commercial_Other Health_New_Space Heating_Natural Gas_Unit Heater_E4 | F6 | Commercial | Other Health | New | Space Heating | Natural Gas | Unit Heater | E4 | Utility - Value of Sales | 0 | 0 | 0 | 0 | 0 | 0 | 0 | 0 | 0 | 0 | 0 | 0 | 0 | 0 | 0 | 0 | 0 | 0 | 0 | 0 | 0 | 0 | 0 | 0 | 0 | 0 | 0 | 0 | 0 | 0 | 0 | 0 | 0
F6_Commercial_Other Health_New_Space Heating_Natural Gas_Unit Heater_E5 | F6 | Commercial | Other Health | New | Space Heating | Natural Gas | Unit Heater | E5 | Utility - Value of Sales | 0 | 0 | 0 | 0 | 0 | 0 | 0 | 0 | 0 | 0 | 0 | 0 | 0 | 0 | 0 | 0 | 0 | 0 | 0 | 0 | 0 | 0 | 0 | 0 | 0 | 0 | 0 | 0 | 0 | 0 | 0 | 0 | 0
F6_Commercial_Other Health_New_Space Heating_Natural Gas_Unit Heater_E6 | F6 | Commercial | Other Health | New | Space Heating | Natural Gas | Unit Heater | E6 | Utility - Value of Sales | 0 | 0 | 0 | 0 | 0 | 0 | 0 | 0 | 0 | 0 | 0 | 0 | 0 | 0 | 0 | 0 | 0 | 0 | 0 | 0 | 0 | 0 | 0 | 0 | 0 | 0 | 0 | 0 | 0 | 0 | 0 | 0 | 0
F6_Commercial_Other Health_New_Space Heating_Natural Gas_Unit Heater_E7 | F6 | Commercial | Other Health | New | Space Heating | Natural Gas | Unit Heater | E7 | Utility - Value of Sales | 0 | 0 | 0 | 0 | 0 | 0 | 0 | 0 | 0 | 0 | 0 | 0 | 0 | 0 | 0 | 0 | 0 | 0 | 0 | 0 | 0 | 0 | 0 | 0 | 0 | 0 | 0 | 0 | 0 | 0 | 0 | 0 | 0
F6_Commercial_Other Health_New_Space Heating_Natural Gas_Unit Heater_E8 | F6 | Commercial | Other Health | New | Space Heating | Natural Gas | Unit Heater | E8 | Utility - Value of Sales | 0 | 0 | 0 | 0 | 0 | 0 | 0 | 0 | 0 | 0 | 0 | 0 | 0 | 0 | 0 | 0 | 0 | 0 | 0 | 0 | 0 | 0 | 0 | 0 | 0 | 0 | 0 | 0 | 0 | 0 | 0 | 0 | 0
F6_Commercial_Other Health_New_Space Heating_Natural Gas_Unit Heater_E9 | F6 | Commercial | Other Health | New | Space Heating | Natural Gas | Unit Heater | E9 | Utility - Value of Sales | 0 | 0 | 0 | 0 | 0 | 0 | 0 | 0 | 0 | 0 | 0 | 0 | 0 | 0 | 0 | 0 | 0 | 0 | 0 | 0 | 0 | 0 | 0 | 0 | 0 | 0 | 0 | 0 | 0 | 0 | 0 | 0 | 0
F6_Commercial_Other Health_New_Space Heating_Natural Gas_Unit Heater_E10 | F6 | Commercial | Other Health | New | Space Heating | Natural Gas | Unit Heater | E10 | Utility - Value of Sales | 0 | 0 | 0 | 0 | 0 | 0 | 0 | 0 | 0 | 0 | 0 | 0 | 0 | 0 | 0 | 0 | 0 | 0 | 0 | 0 | 0 | 0 | 0 | 0 | 0 | 0 | 0 | 0 | 0 | 0 | 0 | 0 | 0
F1_Commercial_Other Health_New_Water Heating_Natural Gas_Water Heater_E1 | F1 | Commercial | Other Health | New | Water Heating | Natural Gas | Water Heater | E1 | RVT - Cost of Equipment | 0.34226 | 0.34538 | 0.34911 | 0.35343 | 0.35846 | 0.36443 | 0.36925 | 0.37379 | 0.37827 | 0.38277 | 0.38689 | 0.3905 | 0.39413 | 0.39797 | 0.40239 | 0.40678 | 0.41163 | 0.41697 | 0.42263 | 0.42846 | 0.43443 | 0.44003 | 0.44516 | 0.44983 | 0.45396 | 0.45748 | 0.45995 | 0.46177 | 0.46333 | 0.46467 | 0.46599 | 0.46659 | 0.46659
F1_Commercial_Other Health_New_Water Heating_Natural Gas_Water Heater_E2 | F1 | Commercial | Other Health | New | Water Heating | Natural Gas | Water Heater | E2 | RVT - Cost of Equipment | 0.33803 | 0.34112 | 0.3448 | 0.34906 | 0.35404 | 0.35993 | 0.36469 | 0.36917 | 0.3736 | 0.37805 | 0.38211 | 0.38568 | 0.38926 | 0.39305 | 0.39742 | 0.40176 | 0.40654 | 0.41182 | 0.41741 | 0.42317 | 0.42907 | 0.4346 | 0.43966 | 0.44428 | 0.44836 | 0.45183 | 0.45427 | 0.45607 | 0.45761 | 0.45893 | 0.46024 | 0.46083 | 0.46083
F1_Commercial_Other Health_New_Water Heating_Natural Gas_Water Heater_E3 | F1 | Commercial | Other Health | New | Water Heating | Natural Gas | Water Heater | E3 | RVT - Cost of Equipment | 0.31114 | 0.31399 | 0.31737 | 0.3213 | 0.32588 | 0.3313 | 0.33568 | 0.33981 | 0.34388 | 0.34798 | 0.35171 | 0.355 | 0.3583 | 0.36179 | 0.36581 | 0.3698 | 0.37421 | 0.37906 | 0.38421 | 0.38951 | 0.39494 | 0.40002 | 0.40469 | 0.40894 | 0.41269 | 0.41589 | 0.41814 | 0.41979 | 0.42121 | 0.42243 | 0.42363 | 0.42417 | 0.42417
F1_Commercial_Other Health_New_Water Heating_Natural Gas_Water Heater_E4 | F1 | Commercial | Other Health | New | Water Heating | Natural Gas | Water Heater | E4 | RVT - Cost of Equipment | 0.29128 | 0.29394 | 0.29711 | 0.30079 | 0.30508 | 0.31015 | 0.31426 | 0.31812 | 0.32193 | 0.32576 | 0.32926 | 0.33234 | 0.33543 | 0.33869 | 0.34246 | 0.3462 | 0.35032 | 0.35487 | 0.35968 | 0.36465 | 0.36973 | 0.37449 | 0.37886 | 0.38284 | 0.38635 | 0.38934 | 0.39145 | 0.39299 | 0.39433 | 0.39546 | 0.39659 | 0.3971 | 0.3971
F1_Commercial_Other Health_New_Water Heating_Natural Gas_Water Heater_E5 | F1 | Commercial | Other Health | New | Water Heating | Natural Gas | Water Heater | E5 | RVT - Cost of Equipment | 0.28521 | 0.28782 | 0.29092 | 0.29452 | 0.29872 | 0.30369 | 0.30771 | 0.31149 | 0.31522 | 0.31898 | 0.3224 | 0.32541 | 0.32844 | 0.33164 | 0.33533 | 0.33899 | 0.34302 | 0.34747 | 0.35219 | 0.35705 | 0.36202 | 0.36669 | 0.37097 | 0.37486 | 0.3783 | 0.38123 | 0.38329 | 0.38481 | 0.38611 | 0.38722 | 0.38833 | 0.38882 | 0.38882
F1_Commercial_Other Health_New_Water Heating_Natural Gas_Water Heater_E6 | F1 | Commercial | Other Health | New | Water Heating | Natural Gas | Water Heater | E6 | RVT - Cost of Equipment | 0.27939 | 0.28195 | 0.28498 | 0.28851 | 0.29262 | 0.29749 | 0.30143 | 0.30513 | 0.30879 | 0.31247 | 0.31583 | 0.31877 | 0.32174 | 0.32487 | 0.32848 | 0.33207 | 0.33602 | 0.34038 | 0.345 | 0.34977 | 0.35464 | 0.35921 | 0.36339 | 0.36721 | 0.37058 | 0.37345 | 0.37547 | 0.37695 | 0.37823 | 0.37932 | 0.3804 | 0.38089 | 0.38089
F1_Commercial_Other Health_New_Water Heating_Natural Gas_Water Heater_E7 | F1 | Commercial | Other Health | New | Water Heating | Natural Gas | Water Heater | E7 | RVT - Cost of Equipment | 0.26237 | 0.26494 | 0.26777 | 0.27088 | 0.27438 | 0.27847 | 0.28189 | 0.28518 | 0.28857 | 0.29208 | 0.29545 | 0.29859 | 0.30176 | 0.30502 | 0.30855 | 0.31195 | 0.31556 | 0.31938 | 0.3233 | 0.32726 | 0.33124 | 0.33494 | 0.33827 | 0.34122 | 0.34377 | 0.34595 | 0.34748 | 0.3486 | 0.34957 | 0.3504 | 0.35122 | 0.35159 | 0.35159
F1_Commercial_Other Health_New_Water Heating_Natural Gas_Water Heater_E8 | F1 | Commercial | Other Health | New | Water Heating | Natural Gas | Water Heater | E8 | RVT - Cost of Equipment | 0 | 0 | 0 | 0 | 0 | 0 | 0 | 0 | 0 | 0 | 0 | 0 | 0 | 0 | 0 | 0 | 0 | 0 | 0 | 0 | 0 | 0 | 0 | 0 | 0 | 0 | 0 | 0 | 0 | 0 | 0 | 0 | 0
F1_Commercial_Other Health_New_Water Heating_Natural Gas_Water Heater_E9 | F1 | Commercial | Other Health | New | Water Heating | Natural Gas | Water Heater | E9 | RVT - Cost of Equipment | 0 | 0 | 0 | 0 | 0 | 0 | 0 | 0 | 0 | 0 | 0 | 0 | 0 | 0 | 0 | 0 | 0 | 0 | 0 | 0 | 0 | 0 | 0 | 0 | 0 | 0 | 0 | 0 | 0 | 0 | 0 | 0 | 0
F1_Commercial_Other Health_New_Water Heating_Natural Gas_Water Heater_E10 | F1 | Commercial | Other Health | New | Water Heating | Natural Gas | Water Heater | E10 | RVT - Cost of Equipment | 0 | 0 | 0 | 0 | 0 | 0 | 0 | 0 | 0 | 0 | 0 | 0 | 0 | 0 | 0 | 0 | 0 | 0 | 0 | 0 | 0 | 0 | 0 | 0 | 0 | 0 | 0 | 0 | 0 | 0 | 0 | 0 | 0
F2_Commercial_Other Health_New_Water Heating_Natural Gas_Water Heater_E1 | F2 | Commercial | Other Health | New | Water Heating | Natural Gas | Water Heater | E1 | RVT - Cost of Operation | 0.41005 | 0.41379 | 0.41825 | 0.42343 | 0.42946 | 0.43661 | 0.44239 | 0.44782 | 0.45319 | 0.45859 | 0.46351 | 0.46784 | 0.47219 | 0.47679 | 0.48209 | 0.48735 | 0.49316 | 0.49955 | 0.50633 | 0.51333 | 0.52047 | 0.52718 | 0.53333 | 0.53893 | 0.54388 | 0.54809 | 0.55105 | 0.55323 | 0.5551 | 0.5567 | 0.55829 | 0.559 | 0.559
F2_Commercial_Other Health_New_Water Heating_Natural Gas_Water Heater_E2 | F2 | Commercial | Other Health | New | Water Heating | Natural Gas | Water Heater | E2 | RVT - Cost of Operation | 0.40498 | 0.40869 | 0.41309 | 0.4182 | 0.42416 | 0.43122 | 0.43692 | 0.44229 | 0.4476 | 0.45293 | 0.45779 | 0.46207 | 0.46636 | 0.4709 | 0.47614 | 0.48134 | 0.48707 | 0.49339 | 0.50008 | 0.50699 | 0.51405 | 0.52067 | 0.52674 | 0.53228 | 0.53716 | 0.54132 | 0.54425 | 0.5464 | 0.54825 | 0.54983 | 0.5514 | 0.5521 | 0.5521
F2_Commercial_Other Health_New_Water Heating_Natural Gas_Water Heater_E3 | F2 | Commercial | Other Health | New | Water Heating | Natural Gas | Water Heater | E3 | RVT - Cost of Operation | 0.37277 | 0.37618 | 0.38023 | 0.38493 | 0.39042 | 0.39692 | 0.40217 | 0.40711 | 0.41199 | 0.4169 | 0.42138 | 0.42531 | 0.42927 | 0.43344 | 0.43826 | 0.44305 | 0.44832 | 0.45414 | 0.4603 | 0.46666 | 0.47316 | 0.47926 | 0.48484 | 0.48994 | 0.49443 | 0.49826 | 0.50095 | 0.50293 | 0.50464 | 0.50609 | 0.50754 | 0.50819 | 0.50819
F2_Commercial_Other Health_New_Water Heating_Natural Gas_Water Heater_E4 | F2 | Commercial | Other Health | New | Water Heating | Natural Gas | Water Heater | E4 | RVT - Cost of Operation | 0.34898 | 0.35216 | 0.35596 | 0.36036 | 0.3655 | 0.37158 | 0.3765 | 0.38112 | 0.38569 | 0.39029 | 0.39448 | 0.39816 | 0.40187 | 0.40578 | 0.41029 | 0.41477 | 0.41971 | 0.42515 | 0.43092 | 0.43687 | 0.44296 | 0.44867 | 0.4539 | 0.45866 | 0.46287 | 0.46646 | 0.46898 | 0.47083 | 0.47243 | 0.47379 | 0.47514 | 0.47575 | 0.47575
F2_Commercial_Other Health_New_Water Heating_Natural Gas_Water Heater_E5 | F2 | Commercial | Other Health | New | Water Heating | Natural Gas | Water Heater | E5 | RVT - Cost of Operation | 0.34171 | 0.34483 | 0.34854 | 0.35286 | 0.35789 | 0.36384 | 0.36865 | 0.37318 | 0.37766 | 0.38216 | 0.38626 | 0.38987 | 0.39349 | 0.39732 | 0.40174 | 0.40613 | 0.41096 | 0.4163 | 0.42195 | 0.42777 | 0.43373 | 0.43932 | 0.44444 | 0.44911 | 0.45323 | 0.45674 | 0.45921 | 0.46102 | 0.46259 | 0.46392 | 0.46524 | 0.46584 | 0.46584
F2_Commercial_Other Health_New_Water Heating_Natural Gas_Water Heater_E6 | F2 | Commercial | Other Health | New | Water Heating | Natural Gas | Water Heater | E6 | RVT - Cost of Operation | 0.33473 | 0.33779 | 0.34143 | 0.34565 | 0.35058 | 0.35642 | 0.36113 | 0.36557 | 0.36995 | 0.37436 | 0.37838 | 0.38191 | 0.38546 | 0.38921 | 0.39354 | 0.39784 | 0.40258 | 0.4078 | 0.41333 | 0.41904 | 0.42488 | 0.43035 | 0.43537 | 0.43994 | 0.44398 | 0.44742 | 0.44984 | 0.45161 | 0.45315 | 0.45445 | 0.45575 | 0.45633 | 0.45633
F2_Commercial_Other Health_New_Water Heating_Natural Gas_Water Heater_E7 | F2 | Commercial | Other Health | New | Water Heating | Natural Gas | Water Heater | E7 | RVT - Cost of Operation | 0.31433 | 0.31741 | 0.32081 | 0.32453 | 0.32872 | 0.33362 | 0.33772 | 0.34167 | 0.34572 | 0.34993 | 0.35396 | 0.35772 | 0.36153 | 0.36543 | 0.36966 | 0.37374 | 0.37806 | 0.38263 | 0.38733 | 0.39208 | 0.39684 | 0.40128 | 0.40527 | 0.4088 | 0.41186 | 0.41447 | 0.4163 | 0.41765 | 0.41881 | 0.4198 | 0.42078 | 0.42123 | 0.42123
F2_Commercial_Other Health_New_Water Heating_Natural Gas_Water Heater_E8 | F2 | Commercial | Other Health | New | Water Heating | Natural Gas | Water Heater | E8 | RVT - Cost of Operation | 0 | 0 | 0 | 0 | 0 | 0 | 0 | 0 | 0 | 0 | 0 | 0 | 0 | 0 | 0 | 0 | 0 | 0 | 0 | 0 | 0 | 0 | 0 | 0 | 0 | 0 | 0 | 0 | 0 | 0 | 0 | 0 | 0
F2_Commercial_Other Health_New_Water Heating_Natural Gas_Water Heater_E9 | F2 | Commercial | Other Health | New | Water Heating | Natural Gas | Water Heater | E9 | RVT - Cost of Operation | 0 | 0 | 0 | 0 | 0 | 0 | 0 | 0 | 0 | 0 | 0 | 0 | 0 | 0 | 0 | 0 | 0 | 0 | 0 | 0 | 0 | 0 | 0 | 0 | 0 | 0 | 0 | 0 | 0 | 0 | 0 | 0 | 0
F2_Commercial_Other Health_New_Water Heating_Natural Gas_Water Heater_E10 | F2 | Commercial | Other Health | New | Water Heating | Natural Gas | Water Heater | E10 | RVT - Cost of Operation | 0 | 0 | 0 | 0 | 0 | 0 | 0 | 0 | 0 | 0 | 0 | 0 | 0 | 0 | 0 | 0 | 0 | 0 | 0 | 0 | 0 | 0 | 0 | 0 | 0 | 0 | 0 | 0 | 0 | 0 | 0 | 0 | 0
F3_Commercial_Other Health_New_Water Heating_Natural Gas_Water Heater_E1 | F3 | Commercial | Other Health | New | Water Heating | Natural Gas | Water Heater | E1 | System - kBTUs of Consumption | 0.020934 | 0.020934 | 0.020934 | 0.020934 | 0.020934 | 0.020934 | 0.020934 | 0.020934 | 0.020934 | 0.020934 | 0.020934 | 0.020934 | 0.020934 | 0.020934 | 0.020934 | 0.020934 | 0.020934 | 0.020934 | 0.020934 | 0.020934 | 0.020934 | 0.020934 | 0.020934 | 0.020934 | 0.020934 | 0.020934 | 0.020934 | 0.020934 | 0.020934 | 0.020934 | 0.020934 | 0.020934 | 0.020934
F3_Commercial_Other Health_New_Water Heating_Natural Gas_Water Heater_E2 | F3 | Commercial | Other Health | New | Water Heating | Natural Gas | Water Heater | E2 | System - kBTUs of Consumption | 0.020928 | 0.020928 | 0.020928 | 0.020928 | 0.020928 | 0.020928 | 0.020928 | 0.020928 | 0.020928 | 0.020928 | 0.020928 | 0.020928 | 0.020928 | 0.020928 | 0.020928 | 0.020928 | 0.020928 | 0.020928 | 0.020928 | 0.020928 | 0.020928 | 0.020928 | 0.020928 | 0.020928 | 0.020928 | 0.020928 | 0.020928 | 0.020928 | 0.020928 | 0.020928 | 0.020928 | 0.020928 | 0.020928
F3_Commercial_Other Health_New_Water Heating_Natural Gas_Water Heater_E3 | F3 | Commercial | Other Health | New | Water Heating | Natural Gas | Water Heater | E3 | System - kBTUs of Consumption | 0.021276 | 0.021276 | 0.021276 | 0.021276 | 0.021276 | 0.021276 | 0.021276 | 0.021276 | 0.021276 | 0.021276 | 0.021276 | 0.021276 | 0.021276 | 0.021276 | 0.021276 | 0.021276 | 0.021276 | 0.021276 | 0.021276 | 0.021276 | 0.021276 | 0.021276 | 0.021276 | 0.021276 | 0.021276 | 0.021276 | 0.021276 | 0.021276 | 0.021276 | 0.021276 | 0.021276 | 0.021276 | 0.021276
F3_Commercial_Other Health_New_Water Heating_Natural Gas_Water Heater_E4 | F3 | Commercial | Other Health | New | Water Heating | Natural Gas | Water Heater | E4 | System - kBTUs of Consumption | 0.021623 | 0.021623 | 0.021623 | 0.021623 | 0.021623 | 0.021623 | 0.021623 | 0.021623 | 0.021623 | 0.021623 | 0.021623 | 0.021623 | 0.021623 | 0.021623 | 0.021623 | 0.021623 | 0.021623 | 0.021623 | 0.021623 | 0.021623 | 0.021623 | 0.021623 | 0.021623 | 0.021623 | 0.021623 | 0.021623 | 0.021623 | 0.021623 | 0.021623 | 0.021623 | 0.021623 | 0.021623 | 0.021623
F3_Commercial_Other Health_New_Water Heating_Natural Gas_Water Heater_E5 | F3 | Commercial | Other Health | New | Water Heating | Natural Gas | Water Heater | E5 | System - kBTUs of Consumption | 0.022083 | 0.022083 | 0.022083 | 0.022083 | 0.022083 | 0.022083 | 0.022083 | 0.022083 | 0.022083 | 0.022083 | 0.022083 | 0.022083 | 0.022083 | 0.022083 | 0.022083 | 0.022083 | 0.022083 | 0.022083 | 0.022083 | 0.022083 | 0.022083 | 0.022083 | 0.022083 | 0.022083 | 0.022083 | 0.022083 | 0.022083 | 0.022083 | 0.022083 | 0.022083 | 0.022083 | 0.022083 | 0.022083
F3_Commercial_Other Health_New_Water Heating_Natural Gas_Water Heater_E6 | F3 | Commercial | Other Health | New | Water Heating | Natural Gas | Water Heater | E6 | System - kBTUs of Consumption | 0.018656 | 0.018656 | 0.018656 | 0.018656 | 0.018656 | 0.018656 | 0.018656 | 0.018656 | 0.018656 | 0.018656 | 0.018656 | 0.018656 | 0.018656 | 0.018656 | 0.018656 | 0.018656 | 0.018656 | 0.018656 | 0.018656 | 0.018656 | 0.018656 | 0.018656 | 0.018656 | 0.018656 | 0.018656 | 0.018656 | 0.018656 | 0.018656 | 0.018656 | 0.018656 | 0.018656 | 0.018656 | 0.018656
F3_Commercial_Other Health_New_Water Heating_Natural Gas_Water Heater_E7 | F3 | Commercial | Other Health | New | Water Heating | Natural Gas | Water Heater | E7 | System - kBTUs of Consumption | 0.023556 | 0.023556 | 0.023556 | 0.023556 | 0.023556 | 0.023556 | 0.023556 | 0.023556 | 0.023556 | 0.023556 | 0.023556 | 0.023556 | 0.023556 | 0.023556 | 0.023556 | 0.023556 | 0.023556 | 0.023556 | 0.023556 | 0.023556 | 0.023556 | 0.023556 | 0.023556 | 0.023556 | 0.023556 | 0.023556 | 0.023556 | 0.023556 | 0.023556 | 0.023556 | 0.023556 | 0.023556 | 0.023556
F3_Commercial_Other Health_New_Water Heating_Natural Gas_Water Heater_E8 | F3 | Commercial | Other Health | New | Water Heating | Natural Gas | Water Heater | E8 | System - kBTUs of Consumption | 0 | 0 | 0 | 0 | 0 | 0 | 0 | 0 | 0 | 0 | 0 | 0 | 0 | 0 | 0 | 0 | 0 | 0 | 0 | 0 | 0 | 0 | 0 | 0 | 0 | 0 | 0 | 0 | 0 | 0 | 0 | 0 | 0
F3_Commercial_Other Health_New_Water Heating_Natural Gas_Water Heater_E9 | F3 | Commercial | Other Health | New | Water Heating | Natural Gas | Water Heater | E9 | System - kBTUs of Consumption | 0 | 0 | 0 | 0 | 0 | 0 | 0 | 0 | 0 | 0 | 0 | 0 | 0 | 0 | 0 | 0 | 0 | 0 | 0 | 0 | 0 | 0 | 0 | 0 | 0 | 0 | 0 | 0 | 0 | 0 | 0 | 0 | 0
F3_Commercial_Other Health_New_Water Heating_Natural Gas_Water Heater_E10 | F3 | Commercial | Other Health | New | Water Heating | Natural Gas | Water Heater | E10 | System - kBTUs of Consumption | 0 | 0 | 0 | 0 | 0 | 0 | 0 | 0 | 0 | 0 | 0 | 0 | 0 | 0 | 0 | 0 | 0 | 0 | 0 | 0 | 0 | 0 | 0 | 0 | 0 | 0 | 0 | 0 | 0 | 0 | 0 | 0 | 0
F4_Commercial_Other Health_New_Water Heating_Natural Gas_Water Heater_E1 | F4 | Commercial | Other Health | New | Water Heating | Natural Gas | Water Heater | E1 | Utility - Cost of Equipment | 0.41005 | 0.41379 | 0.41825 | 0.42343 | 0.42946 | 0.43661 | 0.44239 | 0.44782 | 0.45319 | 0.45859 | 0.46351 | 0.46784 | 0.47219 | 0.47679 | 0.48209 | 0.48735 | 0.49316 | 0.49955 | 0.50633 | 0.51333 | 0.52047 | 0.52718 | 0.53333 | 0.53893 | 0.54388 | 0.54809 | 0.55105 | 0.55323 | 0.5551 | 0.5567 | 0.55829 | 0.559 | 0.559
F4_Commercial_Other Health_New_Water Heating_Natural Gas_Water Heater_E2 | F4 | Commercial | Other Health | New | Water Heating | Natural Gas | Water Heater | E2 | Utility - Cost of Equipment | 0.40498 | 0.40869 | 0.41309 | 0.4182 | 0.42416 | 0.43122 | 0.43692 | 0.44229 | 0.4476 | 0.45293 | 0.45779 | 0.46207 | 0.46636 | 0.4709 | 0.47614 | 0.48134 | 0.48707 | 0.49339 | 0.50008 | 0.50699 | 0.51405 | 0.52067 | 0.52674 | 0.53228 | 0.53716 | 0.54132 | 0.54425 | 0.5464 | 0.54825 | 0.54983 | 0.5514 | 0.5521 | 0.5521
F4_Commercial_Other Health_New_Water Heating_Natural Gas_Water Heater_E3 | F4 | Commercial | Other Health | New | Water Heating | Natural Gas | Water Heater | E3 | Utility - Cost of Equipment | 0.37277 | 0.37618 | 0.38023 | 0.38493 | 0.39042 | 0.39692 | 0.40217 | 0.40711 | 0.41199 | 0.4169 | 0.42138 | 0.42531 | 0.42927 | 0.43344 | 0.43826 | 0.44305 | 0.44832 | 0.45414 | 0.4603 | 0.46666 | 0.47316 | 0.47926 | 0.48484 | 0.48994 | 0.49443 | 0.49826 | 0.50095 | 0.50293 | 0.50464 | 0.50609 | 0.50754 | 0.50819 | 0.50819
F4_Commercial_Other Health_New_Water Heating_Natural Gas_Water Heater_E4 | F4 | Commercial | Other Health | New | Water Heating | Natural Gas | Water Heater | E4 | Utility - Cost of Equipment | 0.34898 | 0.35216 | 0.35596 | 0.36036 | 0.3655 | 0.37158 | 0.3765 | 0.38112 | 0.38569 | 0.39029 | 0.39448 | 0.39816 | 0.40187 | 0.40578 | 0.41029 | 0.41477 | 0.41971 | 0.42515 | 0.43092 | 0.43687 | 0.44296 | 0.44867 | 0.4539 | 0.45866 | 0.46287 | 0.46646 | 0.46898 | 0.47083 | 0.47243 | 0.47379 | 0.47514 | 0.47575 | 0.47575
F4_Commercial_Other Health_New_Water Heating_Natural Gas_Water Heater_E5 | F4 | Commercial | Other Health | New | Water Heating | Natural Gas | Water Heater | E5 | Utility - Cost of Equipment | 0.34171 | 0.34483 | 0.34854 | 0.35286 | 0.35789 | 0.36384 | 0.36865 | 0.37318 | 0.37766 | 0.38216 | 0.38626 | 0.38987 | 0.39349 | 0.39732 | 0.40174 | 0.40613 | 0.41096 | 0.4163 | 0.42195 | 0.42777 | 0.43373 | 0.43932 | 0.44444 | 0.44911 | 0.45323 | 0.45674 | 0.45921 | 0.46102 | 0.46259 | 0.46392 | 0.46524 | 0.46584 | 0.46584
F4_Commercial_Other Health_New_Water Heating_Natural Gas_Water Heater_E6 | F4 | Commercial | Other Health | New | Water Heating | Natural Gas | Water Heater | E6 | Utility - Cost of Equipment | 0.33473 | 0.33779 | 0.34143 | 0.34565 | 0.35058 | 0.35642 | 0.36113 | 0.36557 | 0.36995 | 0.37436 | 0.37838 | 0.38191 | 0.38546 | 0.38921 | 0.39354 | 0.39784 | 0.40258 | 0.4078 | 0.41333 | 0.41904 | 0.42488 | 0.43035 | 0.43537 | 0.43994 | 0.44398 | 0.44742 | 0.44984 | 0.45161 | 0.45315 | 0.45445 | 0.45575 | 0.45633 | 0.45633
F4_Commercial_Other Health_New_Water Heating_Natural Gas_Water Heater_E7 | F4 | Commercial | Other Health | New | Water Heating | Natural Gas | Water Heater | E7 | Utility - Cost of Equipment | 0.31433 | 0.31741 | 0.32081 | 0.32453 | 0.32872 | 0.33362 | 0.33772 | 0.34167 | 0.34572 | 0.34993 | 0.35396 | 0.35772 | 0.36153 | 0.36543 | 0.36966 | 0.37374 | 0.37806 | 0.38263 | 0.38733 | 0.39208 | 0.39684 | 0.40128 | 0.40527 | 0.4088 | 0.41186 | 0.41447 | 0.4163 | 0.41765 | 0.41881 | 0.4198 | 0.42078 | 0.42123 | 0.42123
F4_Commercial_Other Health_New_Water Heating_Natural Gas_Water Heater_E8 | F4 | Commercial | Other Health | New | Water Heating | Natural Gas | Water Heater | E8 | Utility - Cost of Equipment | 0 | 0 | 0 | 0 | 0 | 0 | 0 | 0 | 0 | 0 | 0 | 0 | 0 | 0 | 0 | 0 | 0 | 0 | 0 | 0 | 0 | 0 | 0 | 0 | 0 | 0 | 0 | 0 | 0 | 0 | 0 | 0 | 0
F4_Commercial_Other Health_New_Water Heating_Natural Gas_Water Heater_E9 | F4 | Commercial | Other Health | New | Water Heating | Natural Gas | Water Heater | E9 | Utility - Cost of Equipment | 0 | 0 | 0 | 0 | 0 | 0 | 0 | 0 | 0 | 0 | 0 | 0 | 0 | 0 | 0 | 0 | 0 | 0 | 0 | 0 | 0 | 0 | 0 | 0 | 0 | 0 | 0 | 0 | 0 | 0 | 0 | 0 | 0
F4_Commercial_Other Health_New_Water Heating_Natural Gas_Water Heater_E10 | F4 | Commercial | Other Health | New | Water Heating | Natural Gas | Water Heater | E10 | Utility - Cost of Equipment | 0 | 0 | 0 | 0 | 0 | 0 | 0 | 0 | 0 | 0 | 0 | 0 | 0 | 0 | 0 | 0 | 0 | 0 | 0 | 0 | 0 | 0 | 0 | 0 | 0 | 0 | 0 | 0 | 0 | 0 | 0 | 0 | 0
F5_Commercial_Other Health_New_Water Heating_Natural Gas_Water Heater_E1 | F5 | Commercial | Other Health | New | Water Heating | Natural Gas | Water Heater | E1 | Utility - Cost of Operation | 0.020934 | 0.020934 | 0.020934 | 0.020934 | 0.020934 | 0.020934 | 0.020934 | 0.020934 | 0.020934 | 0.020934 | 0.020934 | 0.020934 | 0.020934 | 0.020934 | 0.020934 | 0.020934 | 0.020934 | 0.020934 | 0.020934 | 0.020934 | 0.020934 | 0.020934 | 0.020934 | 0.020934 | 0.020934 | 0.020934 | 0.020934 | 0.020934 | 0.020934 | 0.020934 | 0.020934 | 0.020934 | 0.020934
F5_Commercial_Other Health_New_Water Heating_Natural Gas_Water Heater_E2 | F5 | Commercial | Other Health | New | Water Heating | Natural Gas | Water Heater | E2 | Utility - Cost of Operation | 0.020928 | 0.020928 | 0.020928 | 0.020928 | 0.020928 | 0.020928 | 0.020928 | 0.020928 | 0.020928 | 0.020928 | 0.020928 | 0.020928 | 0.020928 | 0.020928 | 0.020928 | 0.020928 | 0.020928 | 0.020928 | 0.020928 | 0.020928 | 0.020928 | 0.020928 | 0.020928 | 0.020928 | 0.020928 | 0.020928 | 0.020928 | 0.020928 | 0.020928 | 0.020928 | 0.020928 | 0.020928 | 0.020928
F5_Commercial_Other Health_New_Water Heating_Natural Gas_Water Heater_E3 | F5 | Commercial | Other Health | New | Water Heating | Natural Gas | Water Heater | E3 | Utility - Cost of Operation | 0.021276 | 0.021276 | 0.021276 | 0.021276 | 0.021276 | 0.021276 | 0.021276 | 0.021276 | 0.021276 | 0.021276 | 0.021276 | 0.021276 | 0.021276 | 0.021276 | 0.021276 | 0.021276 | 0.021276 | 0.021276 | 0.021276 | 0.021276 | 0.021276 | 0.021276 | 0.021276 | 0.021276 | 0.021276 | 0.021276 | 0.021276 | 0.021276 | 0.021276 | 0.021276 | 0.021276 | 0.021276 | 0.021276
F5_Commercial_Other Health_New_Water Heating_Natural Gas_Water Heater_E4 | F5 | Commercial | Other Health | New | Water Heating | Natural Gas | Water Heater | E4 | Utility - Cost of Operation | 0.021623 | 0.021623 | 0.021623 | 0.021623 | 0.021623 | 0.021623 | 0.021623 | 0.021623 | 0.021623 | 0.021623 | 0.021623 | 0.021623 | 0.021623 | 0.021623 | 0.021623 | 0.021623 | 0.021623 | 0.021623 | 0.021623 | 0.021623 | 0.021623 | 0.021623 | 0.021623 | 0.021623 | 0.021623 | 0.021623 | 0.021623 | 0.021623 | 0.021623 | 0.021623 | 0.021623 | 0.021623 | 0.021623
F5_Commercial_Other Health_New_Water Heating_Natural Gas_Water Heater_E5 | F5 | Commercial | Other Health | New | Water Heating | Natural Gas | Water Heater | E5 | Utility - Cost of Operation | 0.022083 | 0.022083 | 0.022083 | 0.022083 | 0.022083 | 0.022083 | 0.022083 | 0.022083 | 0.022083 | 0.022083 | 0.022083 | 0.022083 | 0.022083 | 0.022083 | 0.022083 | 0.022083 | 0.022083 | 0.022083 | 0.022083 | 0.022083 | 0.022083 | 0.022083 | 0.022083 | 0.022083 | 0.022083 | 0.022083 | 0.022083 | 0.022083 | 0.022083 | 0.022083 | 0.022083 | 0.022083 | 0.022083
F5_Commercial_Other Health_New_Water Heating_Natural Gas_Water Heater_E6 | F5 | Commercial | Other Health | New | Water Heating | Natural Gas | Water Heater | E6 | Utility - Cost of Operation | 0.018656 | 0.018656 | 0.018656 | 0.018656 | 0.018656 | 0.018656 | 0.018656 | 0.018656 | 0.018656 | 0.018656 | 0.018656 | 0.018656 | 0.018656 | 0.018656 | 0.018656 | 0.018656 | 0.018656 | 0.018656 | 0.018656 | 0.018656 | 0.018656 | 0.018656 | 0.018656 | 0.018656 | 0.018656 | 0.018656 | 0.018656 | 0.018656 | 0.018656 | 0.018656 | 0.018656 | 0.018656 | 0.018656
F5_Commercial_Other Health_New_Water Heating_Natural Gas_Water Heater_E7 | F5 | Commercial | Other Health | New | Water Heating | Natural Gas | Water Heater | E7 | Utility - Cost of Operation | 0.023556 | 0.023556 | 0.023556 | 0.023556 | 0.023556 | 0.023556 | 0.023556 | 0.023556 | 0.023556 | 0.023556 | 0.023556 | 0.023556 | 0.023556 | 0.023556 | 0.023556 | 0.023556 | 0.023556 | 0.023556 | 0.023556 | 0.023556 | 0.023556 | 0.023556 | 0.023556 | 0.023556 | 0.023556 | 0.023556 | 0.023556 | 0.023556 | 0.023556 | 0.023556 | 0.023556 | 0.023556 | 0.023556
F5_Commercial_Other Health_New_Water Heating_Natural Gas_Water Heater_E8 | F5 | Commercial | Other Health | New | Water Heating | Natural Gas | Water Heater | E8 | Utility - Cost of Operation | 0 | 0 | 0 | 0 | 0 | 0 | 0 | 0 | 0 | 0 | 0 | 0 | 0 | 0 | 0 | 0 | 0 | 0 | 0 | 0 | 0 | 0 | 0 | 0 | 0 | 0 | 0 | 0 | 0 | 0 | 0 | 0 | 0
F5_Commercial_Other Health_New_Water Heating_Natural Gas_Water Heater_E9 | F5 | Commercial | Other Health | New | Water Heating | Natural Gas | Water Heater | E9 | Utility - Cost of Operation | 0 | 0 | 0 | 0 | 0 | 0 | 0 | 0 | 0 | 0 | 0 | 0 | 0 | 0 | 0 | 0 | 0 | 0 | 0 | 0 | 0 | 0 | 0 | 0 | 0 | 0 | 0 | 0 | 0 | 0 | 0 | 0 | 0
F5_Commercial_Other Health_New_Water Heating_Natural Gas_Water Heater_E10 | F5 | Commercial | Other Health | New | Water Heating | Natural Gas | Water Heater | E10 | Utility - Cost of Operation | 0 | 0 | 0 | 0 | 0 | 0 | 0 | 0 | 0 | 0 | 0 | 0 | 0 | 0 | 0 | 0 | 0 | 0 | 0 | 0 | 0 | 0 | 0 | 0 | 0 | 0 | 0 | 0 | 0 | 0 | 0 | 0 | 0
F6_Commercial_Other Health_New_Water Heating_Natural Gas_Water Heater_E1 | F6 | Commercial | Other Health | New | Water Heating | Natural Gas | Water Heater | E1 | Utility - Value of Sales | 0.31807 | 0.31807 | 0.31807 | 0.31807 | 0.31807 | 0.31807 | 0.31807 | 0.31807 | 0.31807 | 0.31807 | 0.31807 | 0.31807 | 0.31807 | 0.31807 | 0.31807 | 0.31807 | 0.31807 | 0.31807 | 0.31807 | 0.31807 | 0.31807 | 0.31807 | 0.31807 | 0.31807 | 0.31807 | 0.31807 | 0.31807 | 0.31807 | 0.31807 | 0.31807 | 0.31807 | 0.31807 | 0.31807
F6_Commercial_Other Health_New_Water Heating_Natural Gas_Water Heater_E2 | F6 | Commercial | Other Health | New | Water Heating | Natural Gas | Water Heater | E2 | Utility - Value of Sales | 0.31414 | 0.31414 | 0.31414 | 0.31414 | 0.31414 | 0.31414 | 0.31414 | 0.31414 | 0.31414 | 0.31414 | 0.31414 | 0.31414 | 0.31414 | 0.31414 | 0.31414 | 0.31414 | 0.31414 | 0.31414 | 0.31414 | 0.31414 | 0.31414 | 0.31414 | 0.31414 | 0.31414 | 0.31414 | 0.31414 | 0.31414 | 0.31414 | 0.31414 | 0.31414 | 0.31414 | 0.31414 | 0.31414
F6_Commercial_Other Health_New_Water Heating_Natural Gas_Water Heater_E3 | F6 | Commercial | Other Health | New | Water Heating | Natural Gas | Water Heater | E3 | Utility - Value of Sales | 0.28915 | 0.28915 | 0.28915 | 0.28915 | 0.28915 | 0.28915 | 0.28915 | 0.28915 | 0.28915 | 0.28915 | 0.28915 | 0.28915 | 0.28915 | 0.28915 | 0.28915 | 0.28915 | 0.28915 | 0.28915 | 0.28915 | 0.28915 | 0.28915 | 0.28915 | 0.28915 | 0.28915 | 0.28915 | 0.28915 | 0.28915 | 0.28915 | 0.28915 | 0.28915 | 0.28915 | 0.28915 | 0.28915
F6_Commercial_Other Health_New_Water Heating_Natural Gas_Water Heater_E4 | F6 | Commercial | Other Health | New | Water Heating | Natural Gas | Water Heater | E4 | Utility - Value of Sales | 0.2707 | 0.2707 | 0.2707 | 0.2707 | 0.2707 | 0.2707 | 0.2707 | 0.2707 | 0.2707 | 0.2707 | 0.2707 | 0.2707 | 0.2707 | 0.2707 | 0.2707 | 0.2707 | 0.2707 | 0.2707 | 0.2707 | 0.2707 | 0.2707 | 0.2707 | 0.2707 | 0.2707 | 0.2707 | 0.2707 | 0.2707 | 0.2707 | 0.2707 | 0.2707 | 0.2707 | 0.2707 | 0.2707
F6_Commercial_Other Health_New_Water Heating_Natural Gas_Water Heater_E5 | F6 | Commercial | Other Health | New | Water Heating | Natural Gas | Water Heater | E5 | Utility - Value of Sales | 0.26506 | 0.26506 | 0.26506 | 0.26506 | 0.26506 | 0.26506 | 0.26506 | 0.26506 | 0.26506 | 0.26506 | 0.26506 | 0.26506 | 0.26506 | 0.26506 | 0.26506 | 0.26506 | 0.26506 | 0.26506 | 0.26506 | 0.26506 | 0.26506 | 0.26506 | 0.26506 | 0.26506 | 0.26506 | 0.26506 | 0.26506 | 0.26506 | 0.26506 | 0.26506 | 0.26506 | 0.26506 | 0.26506
F6_Commercial_Other Health_New_Water Heating_Natural Gas_Water Heater_E6 | F6 | Commercial | Other Health | New | Water Heating | Natural Gas | Water Heater | E6 | Utility - Value of Sales | 0.25965 | 0.25965 | 0.25965 | 0.25965 | 0.25965 | 0.25965 | 0.25965 | 0.25965 | 0.25965 | 0.25965 | 0.25965 | 0.25965 | 0.25965 | 0.25965 | 0.25965 | 0.25965 | 0.25965 | 0.25965 | 0.25965 | 0.25965 | 0.25965 | 0.25965 | 0.25965 | 0.25965 | 0.25965 | 0.25965 | 0.25965 | 0.25965 | 0.25965 | 0.25965 | 0.25965 | 0.25965 | 0.25965
F6_Commercial_Other Health_New_Water Heating_Natural Gas_Water Heater_E7 | F6 | Commercial | Other Health | New | Water Heating | Natural Gas | Water Heater | E7 | Utility - Value of Sales | 0.24005 | 0.24005 | 0.24005 | 0.24005 | 0.24005 | 0.24005 | 0.24005 | 0.24005 | 0.24005 | 0.24005 | 0.24005 | 0.24005 | 0.24005 | 0.24005 | 0.24005 | 0.24005 | 0.24005 | 0.24005 | 0.24005 | 0.24005 | 0.24005 | 0.24005 | 0.24005 | 0.24005 | 0.24005 | 0.24005 | 0.24005 | 0.24005 | 0.24005 | 0.24005 | 0.24005 | 0.24005 | 0.24005
F6_Commercial_Other Health_New_Water Heating_Natural Gas_Water Heater_E8 | F6 | Commercial | Other Health | New | Water Heating | Natural Gas | Water Heater | E8 | Utility - Value of Sales | 0 | 0 | 0 | 0 | 0 | 0 | 0 | 0 | 0 | 0 | 0 | 0 | 0 | 0 | 0 | 0 | 0 | 0 | 0 | 0 | 0 | 0 | 0 | 0 | 0 | 0 | 0 | 0 | 0 | 0 | 0 | 0 | 0
F6_Commercial_Other Health_New_Water Heating_Natural Gas_Water Heater_E9 | F6 | Commercial | Other Health | New | Water Heating | Natural Gas | Water Heater | E9 | Utility - Value of Sales | 0 | 0 | 0 | 0 | 0 | 0 | 0 | 0 | 0 | 0 | 0 | 0 | 0 | 0 | 0 | 0 | 0 | 0 | 0 | 0 | 0 | 0 | 0 | 0 | 0 | 0 | 0 | 0 | 0 | 0 | 0 | 0 | 0
F6_Commercial_Other Health_New_Water Heating_Natural Gas_Water Heater_E10 | F6 | Commercial | Other Health | New | Water Heating | Natural Gas | Water Heater | E10 | Utility - Value of Sales | 0 | 0 | 0 | 0 | 0 | 0 | 0 | 0 | 0 | 0 | 0 | 0 | 0 | 0 | 0 | 0 | 0 | 0 | 0 | 0 | 0 | 0 | 0 | 0 | 0 | 0 | 0 | 0 | 0 | 0 | 0 | 0 | 0
F1_Commercial_Other Health_New_Food Preparation_Natural Gas_Oven_E1 | F1 | Commercial | Other Health | New | Food Preparation | Natural Gas | Oven | E1 | RVT - Cost of Equipment | 0.13405 | 0.13507 | 0.13621 | 0.13747 | 0.1389 | 0.14056 | 0.1419 | 0.14319 | 0.1445 | 0.14586 | 0.14716 | 0.14835 | 0.14958 | 0.15086 | 0.15227 | 0.15366 | 0.15513 | 0.15667 | 0.15829 | 0.15994 | 0.1616 | 0.16316 | 0.16456 | 0.1658 | 0.16687 | 0.16779 | 0.16843 | 0.16891 | 0.16932 | 0.16967 | 0.17002 | 0.17018 | 0.17018
F1_Commercial_Other Health_New_Food Preparation_Natural Gas_Oven_E2 | F1 | Commercial | Other Health | New | Food Preparation | Natural Gas | Oven | E2 | RVT - Cost of Equipment | 0.11647 | 0.11736 | 0.11835 | 0.11944 | 0.12068 | 0.12212 | 0.12329 | 0.12441 | 0.12555 | 0.12673 | 0.12786 | 0.1289 | 0.12996 | 0.13107 | 0.1323 | 0.13351 | 0.13478 | 0.13613 | 0.13753 | 0.13897 | 0.14041 | 0.14176 | 0.14298 | 0.14406 | 0.14499 | 0.14579 | 0.14634 | 0.14676 | 0.14712 | 0.14742 | 0.14773 | 0.14786 | 0.14786
F1_Commercial_Other Health_New_Food Preparation_Natural Gas_Oven_E3 | F1 | Commercial | Other Health | New | Food Preparation | Natural Gas | Oven | E3 | RVT - Cost of Equipment | 0 | 0 | 0 | 0 | 0 | 0 | 0 | 0 | 0 | 0 | 0 | 0 | 0 | 0 | 0 | 0 | 0 | 0 | 0 | 0 | 0 | 0 | 0 | 0 | 0 | 0 | 0 | 0 | 0 | 0 | 0 | 0 | 0
F1_Commercial_Other Health_New_Food Preparation_Natural Gas_Oven_E4 | F1 | Commercial | Other Health | New | Food Preparation | Natural Gas | Oven | E4 | RVT - Cost of Equipment | 0 | 0 | 0 | 0 | 0 | 0 | 0 | 0 | 0 | 0 | 0 | 0 | 0 | 0 | 0 | 0 | 0 | 0 | 0 | 0 | 0 | 0 | 0 | 0 | 0 | 0 | 0 | 0 | 0 | 0 | 0 | 0 | 0
F1_Commercial_Other Health_New_Food Preparation_Natural Gas_Oven_E5 | F1 | Commercial | Other Health | New | Food Preparation | Natural Gas | Oven | E5 | RVT - Cost of Equipment | 0 | 0 | 0 | 0 | 0 | 0 | 0 | 0 | 0 | 0 | 0 | 0 | 0 | 0 | 0 | 0 | 0 | 0 | 0 | 0 | 0 | 0 | 0 | 0 | 0 | 0 | 0 | 0 | 0 | 0 | 0 | 0 | 0
F1_Commercial_Other Health_New_Food Preparation_Natural Gas_Oven_E6 | F1 | Commercial | Other Health | New | Food Preparation | Natural Gas | Oven | E6 | RVT - Cost of Equipment | 0 | 0 | 0 | 0 | 0 | 0 | 0 | 0 | 0 | 0 | 0 | 0 | 0 | 0 | 0 | 0 | 0 | 0 | 0 | 0 | 0 | 0 | 0 | 0 | 0 | 0 | 0 | 0 | 0 | 0 | 0 | 0 | 0
F1_Commercial_Other Health_New_Food Preparation_Natural Gas_Oven_E7 | F1 | Commercial | Other Health | New | Food Preparation | Natural Gas | Oven | E7 | RVT - Cost of Equipment | 0 | 0 | 0 | 0 | 0 | 0 | 0 | 0 | 0 | 0 | 0 | 0 | 0 | 0 | 0 | 0 | 0 | 0 | 0 | 0 | 0 | 0 | 0 | 0 | 0 | 0 | 0 | 0 | 0 | 0 | 0 | 0 | 0
F1_Commercial_Other Health_New_Food Preparation_Natural Gas_Oven_E8 | F1 | Commercial | Other Health | New | Food Preparation | Natural Gas | Oven | E8 | RVT - Cost of Equipment | 0 | 0 | 0 | 0 | 0 | 0 | 0 | 0 | 0 | 0 | 0 | 0 | 0 | 0 | 0 | 0 | 0 | 0 | 0 | 0 | 0 | 0 | 0 | 0 | 0 | 0 | 0 | 0 | 0 | 0 | 0 | 0 | 0
F1_Commercial_Other Health_New_Food Preparation_Natural Gas_Oven_E9 | F1 | Commercial | Other Health | New | Food Preparation | Natural Gas | Oven | E9 | RVT - Cost of Equipment | 0 | 0 | 0 | 0 | 0 | 0 | 0 | 0 | 0 | 0 | 0 | 0 | 0 | 0 | 0 | 0 | 0 | 0 | 0 | 0 | 0 | 0 | 0 | 0 | 0 | 0 | 0 | 0 | 0 | 0 | 0 | 0 | 0
F1_Commercial_Other Health_New_Food Preparation_Natural Gas_Oven_E10 | F1 | Commercial | Other Health | New | Food Preparation | Natural Gas | Oven | E10 | RVT - Cost of Equipment | 0 | 0 | 0 | 0 | 0 | 0 | 0 | 0 | 0 | 0 | 0 | 0 | 0 | 0 | 0 | 0 | 0 | 0 | 0 | 0 | 0 | 0 | 0 | 0 | 0 | 0 | 0 | 0 | 0 | 0 | 0 | 0 | 0
F2_Commercial_Other Health_New_Food Preparation_Natural Gas_Oven_E1 | F2 | Commercial | Other Health | New | Food Preparation | Natural Gas | Oven | E1 | RVT - Cost of Operation | 0.1606 | 0.16182 | 0.16319 | 0.1647 | 0.16641 | 0.16839 | 0.17 | 0.17155 | 0.17312 | 0.17475 | 0.17631 | 0.17774 | 0.1792 | 0.18074 | 0.18243 | 0.18409 | 0.18585 | 0.18771 | 0.18964 | 0.19162 | 0.19361 | 0.19547 | 0.19715 | 0.19864 | 0.19992 | 0.20103 | 0.20179 | 0.20236 | 0.20286 | 0.20328 | 0.2037 | 0.20388 | 0.20388
F2_Commercial_Other Health_New_Food Preparation_Natural Gas_Oven_E2 | F2 | Commercial | Other Health | New | Food Preparation | Natural Gas | Oven | E2 | RVT - Cost of Operation | 0.13954 | 0.1406 | 0.14179 | 0.1431 | 0.14459 | 0.14631 | 0.14771 | 0.14905 | 0.15041 | 0.15183 | 0.15319 | 0.15443 | 0.1557 | 0.15703 | 0.15851 | 0.15995 | 0.16148 | 0.16309 | 0.16477 | 0.16649 | 0.16822 | 0.16984 | 0.1713 | 0.17259 | 0.1737 | 0.17466 | 0.17533 | 0.17583 | 0.17625 | 0.17662 | 0.17698 | 0.17714 | 0.17714
F2_Commercial_Other Health_New_Food Preparation_Natural Gas_Oven_E3 | F2 | Commercial | Other Health | New | Food Preparation | Natural Gas | Oven | E3 | RVT - Cost of Operation | 0 | 0 | 0 | 0 | 0 | 0 | 0 | 0 | 0 | 0 | 0 | 0 | 0 | 0 | 0 | 0 | 0 | 0 | 0 | 0 | 0 | 0 | 0 | 0 | 0 | 0 | 0 | 0 | 0 | 0 | 0 | 0 | 0
F2_Commercial_Other Health_New_Food Preparation_Natural Gas_Oven_E4 | F2 | Commercial | Other Health | New | Food Preparation | Natural Gas | Oven | E4 | RVT - Cost of Operation | 0 | 0 | 0 | 0 | 0 | 0 | 0 | 0 | 0 | 0 | 0 | 0 | 0 | 0 | 0 | 0 | 0 | 0 | 0 | 0 | 0 | 0 | 0 | 0 | 0 | 0 | 0 | 0 | 0 | 0 | 0 | 0 | 0
F2_Commercial_Other Health_New_Food Preparation_Natural Gas_Oven_E5 | F2 | Commercial | Other Health | New | Food Preparation | Natural Gas | Oven | E5 | RVT - Cost of Operation | 0 | 0 | 0 | 0 | 0 | 0 | 0 | 0 | 0 | 0 | 0 | 0 | 0 | 0 | 0 | 0 | 0 | 0 | 0 | 0 | 0 | 0 | 0 | 0 | 0 | 0 | 0 | 0 | 0 | 0 | 0 | 0 | 0
F2_Commercial_Other Health_New_Food Preparation_Natural Gas_Oven_E6 | F2 | Commercial | Other Health | New | Food Preparation | Natural Gas | Oven | E6 | RVT - Cost of Operation | 0 | 0 | 0 | 0 | 0 | 0 | 0 | 0 | 0 | 0 | 0 | 0 | 0 | 0 | 0 | 0 | 0 | 0 | 0 | 0 | 0 | 0 | 0 | 0 | 0 | 0 | 0 | 0 | 0 | 0 | 0 | 0 | 0
F2_Commercial_Other Health_New_Food Preparation_Natural Gas_Oven_E7 | F2 | Commercial | Other Health | New | Food Preparation | Natural Gas | Oven | E7 | RVT - Cost of Operation | 0 | 0 | 0 | 0 | 0 | 0 | 0 | 0 | 0 | 0 | 0 | 0 | 0 | 0 | 0 | 0 | 0 | 0 | 0 | 0 | 0 | 0 | 0 | 0 | 0 | 0 | 0 | 0 | 0 | 0 | 0 | 0 | 0
F2_Commercial_Other Health_New_Food Preparation_Natural Gas_Oven_E8 | F2 | Commercial | Other Health | New | Food Preparation | Natural Gas | Oven | E8 | RVT - Cost of Operation | 0 | 0 | 0 | 0 | 0 | 0 | 0 | 0 | 0 | 0 | 0 | 0 | 0 | 0 | 0 | 0 | 0 | 0 | 0 | 0 | 0 | 0 | 0 | 0 | 0 | 0 | 0 | 0 | 0 | 0 | 0 | 0 | 0
F2_Commercial_Other Health_New_Food Preparation_Natural Gas_Oven_E9 | F2 | Commercial | Other Health | New | Food Preparation | Natural Gas | Oven | E9 | RVT - Cost of Operation | 0 | 0 | 0 | 0 | 0 | 0 | 0 | 0 | 0 | 0 | 0 | 0 | 0 | 0 | 0 | 0 | 0 | 0 | 0 | 0 | 0 | 0 | 0 | 0 | 0 | 0 | 0 | 0 | 0 | 0 | 0 | 0 | 0
F2_Commercial_Other Health_New_Food Preparation_Natural Gas_Oven_E10 | F2 | Commercial | Other Health | New | Food Preparation | Natural Gas | Oven | E10 | RVT - Cost of Operation | 0 | 0 | 0 | 0 | 0 | 0 | 0 | 0 | 0 | 0 | 0 | 0 | 0 | 0 | 0 | 0 | 0 | 0 | 0 | 0 | 0 | 0 | 0 | 0 | 0 | 0 | 0 | 0 | 0 | 0 | 0 | 0 | 0
F3_Commercial_Other Health_New_Food Preparation_Natural Gas_Oven_E1 | F3 | Commercial | Other Health | New | Food Preparation | Natural Gas | Oven | E1 | System - kBTUs of Consumption | 0.1031 | 0.1031 | 0.1031 | 0.1031 | 0.1031 | 0.1031 | 0.1031 | 0.1031 | 0.1031 | 0.1031 | 0.1031 | 0.1031 | 0.1031 | 0.1031 | 0.1031 | 0.1031 | 0.1031 | 0.1031 | 0.1031 | 0.1031 | 0.1031 | 0.1031 | 0.1031 | 0.1031 | 0.1031 | 0.1031 | 0.1031 | 0.1031 | 0.1031 | 0.1031 | 0.1031 | 0.1031 | 0.1031
F3_Commercial_Other Health_New_Food Preparation_Natural Gas_Oven_E2 | F3 | Commercial | Other Health | New | Food Preparation | Natural Gas | Oven | E2 | System - kBTUs of Consumption | 0.1086 | 0.1086 | 0.1086 | 0.1086 | 0.1086 | 0.1086 | 0.1086 | 0.1086 | 0.1086 | 0.1086 | 0.1086 | 0.1086 | 0.1086 | 0.1086 | 0.1086 | 0.1086 | 0.1086 | 0.1086 | 0.1086 | 0.1086 | 0.1086 | 0.1086 | 0.1086 | 0.1086 | 0.1086 | 0.1086 | 0.1086 | 0.1086 | 0.1086 | 0.1086 | 0.1086 | 0.1086 | 0.1086
F3_Commercial_Other Health_New_Food Preparation_Natural Gas_Oven_E3 | F3 | Commercial | Other Health | New | Food Preparation | Natural Gas | Oven | E3 | System - kBTUs of Consumption | 0 | 0 | 0 | 0 | 0 | 0 | 0 | 0 | 0 | 0 | 0 | 0 | 0 | 0 | 0 | 0 | 0 | 0 | 0 | 0 | 0 | 0 | 0 | 0 | 0 | 0 | 0 | 0 | 0 | 0 | 0 | 0 | 0
F3_Commercial_Other Health_New_Food Preparation_Natural Gas_Oven_E4 | F3 | Commercial | Other Health | New | Food Preparation | Natural Gas | Oven | E4 | System - kBTUs of Consumption | 0 | 0 | 0 | 0 | 0 | 0 | 0 | 0 | 0 | 0 | 0 | 0 | 0 | 0 | 0 | 0 | 0 | 0 | 0 | 0 | 0 | 0 | 0 | 0 | 0 | 0 | 0 | 0 | 0 | 0 | 0 | 0 | 0
F3_Commercial_Other Health_New_Food Preparation_Natural Gas_Oven_E5 | F3 | Commercial | Other Health | New | Food Preparation | Natural Gas | Oven | E5 | System - kBTUs of Consumption | 0 | 0 | 0 | 0 | 0 | 0 | 0 | 0 | 0 | 0 | 0 | 0 | 0 | 0 | 0 | 0 | 0 | 0 | 0 | 0 | 0 | 0 | 0 | 0 | 0 | 0 | 0 | 0 | 0 | 0 | 0 | 0 | 0
F3_Commercial_Other Health_New_Food Preparation_Natural Gas_Oven_E6 | F3 | Commercial | Other Health | New | Food Preparation | Natural Gas | Oven | E6 | System - kBTUs of Consumption | 0 | 0 | 0 | 0 | 0 | 0 | 0 | 0 | 0 | 0 | 0 | 0 | 0 | 0 | 0 | 0 | 0 | 0 | 0 | 0 | 0 | 0 | 0 | 0 | 0 | 0 | 0 | 0 | 0 | 0 | 0 | 0 | 0
F3_Commercial_Other Health_New_Food Preparation_Natural Gas_Oven_E7 | F3 | Commercial | Other Health | New | Food Preparation | Natural Gas | Oven | E7 | System - kBTUs of Consumption | 0 | 0 | 0 | 0 | 0 | 0 | 0 | 0 | 0 | 0 | 0 | 0 | 0 | 0 | 0 | 0 | 0 | 0 | 0 | 0 | 0 | 0 | 0 | 0 | 0 | 0 | 0 | 0 | 0 | 0 | 0 | 0 | 0
F3_Commercial_Other Health_New_Food Preparation_Natural Gas_Oven_E8 | F3 | Commercial | Other Health | New | Food Preparation | Natural Gas | Oven | E8 | System - kBTUs of Consumption | 0 | 0 | 0 | 0 | 0 | 0 | 0 | 0 | 0 | 0 | 0 | 0 | 0 | 0 | 0 | 0 | 0 | 0 | 0 | 0 | 0 | 0 | 0 | 0 | 0 | 0 | 0 | 0 | 0 | 0 | 0 | 0 | 0
F3_Commercial_Other Health_New_Food Preparation_Natural Gas_Oven_E9 | F3 | Commercial | Other Health | New | Food Preparation | Natural Gas | Oven | E9 | System - kBTUs of Consumption | 0 | 0 | 0 | 0 | 0 | 0 | 0 | 0 | 0 | 0 | 0 | 0 | 0 | 0 | 0 | 0 | 0 | 0 | 0 | 0 | 0 | 0 | 0 | 0 | 0 | 0 | 0 | 0 | 0 | 0 | 0 | 0 | 0
F3_Commercial_Other Health_New_Food Preparation_Natural Gas_Oven_E10 | F3 | Commercial | Other Health | New | Food Preparation | Natural Gas | Oven | E10 | System - kBTUs of Consumption | 0 | 0 | 0 | 0 | 0 | 0 | 0 | 0 | 0 | 0 | 0 | 0 | 0 | 0 | 0 | 0 | 0 | 0 | 0 | 0 | 0 | 0 | 0 | 0 | 0 | 0 | 0 | 0 | 0 | 0 | 0 | 0 | 0
F4_Commercial_Other Health_New_Food Preparation_Natural Gas_Oven_E1 | F4 | Commercial | Other Health | New | Food Preparation | Natural Gas | Oven | E1 | Utility - Cost of Equipment | 0.1606 | 0.16182 | 0.16319 | 0.1647 | 0.16641 | 0.16839 | 0.17 | 0.17155 | 0.17312 | 0.17475 | 0.17631 | 0.17774 | 0.1792 | 0.18074 | 0.18243 | 0.18409 | 0.18585 | 0.18771 | 0.18964 | 0.19162 | 0.19361 | 0.19547 | 0.19715 | 0.19864 | 0.19992 | 0.20103 | 0.20179 | 0.20236 | 0.20286 | 0.20328 | 0.2037 | 0.20388 | 0.20388
F4_Commercial_Other Health_New_Food Preparation_Natural Gas_Oven_E2 | F4 | Commercial | Other Health | New | Food Preparation | Natural Gas | Oven | E2 | Utility - Cost of Equipment | 0.13954 | 0.1406 | 0.14179 | 0.1431 | 0.14459 | 0.14631 | 0.14771 | 0.14905 | 0.15041 | 0.15183 | 0.15319 | 0.15443 | 0.1557 | 0.15703 | 0.15851 | 0.15995 | 0.16148 | 0.16309 | 0.16477 | 0.16649 | 0.16822 | 0.16984 | 0.1713 | 0.17259 | 0.1737 | 0.17466 | 0.17533 | 0.17583 | 0.17625 | 0.17662 | 0.17698 | 0.17714 | 0.17714
F4_Commercial_Other Health_New_Food Preparation_Natural Gas_Oven_E3 | F4 | Commercial | Other Health | New | Food Preparation | Natural Gas | Oven | E3 | Utility - Cost of Equipment | 0 | 0 | 0 | 0 | 0 | 0 | 0 | 0 | 0 | 0 | 0 | 0 | 0 | 0 | 0 | 0 | 0 | 0 | 0 | 0 | 0 | 0 | 0 | 0 | 0 | 0 | 0 | 0 | 0 | 0 | 0 | 0 | 0
F4_Commercial_Other Health_New_Food Preparation_Natural Gas_Oven_E4 | F4 | Commercial | Other Health | New | Food Preparation | Natural Gas | Oven | E4 | Utility - Cost of Equipment | 0 | 0 | 0 | 0 | 0 | 0 | 0 | 0 | 0 | 0 | 0 | 0 | 0 | 0 | 0 | 0 | 0 | 0 | 0 | 0 | 0 | 0 | 0 | 0 | 0 | 0 | 0 | 0 | 0 | 0 | 0 | 0 | 0
F4_Commercial_Other Health_New_Food Preparation_Natural Gas_Oven_E5 | F4 | Commercial | Other Health | New | Food Preparation | Natural Gas | Oven | E5 | Utility - Cost of Equipment | 0 | 0 | 0 | 0 | 0 | 0 | 0 | 0 | 0 | 0 | 0 | 0 | 0 | 0 | 0 | 0 | 0 | 0 | 0 | 0 | 0 | 0 | 0 | 0 | 0 | 0 | 0 | 0 | 0 | 0 | 0 | 0 | 0
F4_Commercial_Other Health_New_Food Preparation_Natural Gas_Oven_E6 | F4 | Commercial | Other Health | New | Food Preparation | Natural Gas | Oven | E6 | Utility - Cost of Equipment | 0 | 0 | 0 | 0 | 0 | 0 | 0 | 0 | 0 | 0 | 0 | 0 | 0 | 0 | 0 | 0 | 0 | 0 | 0 | 0 | 0 | 0 | 0 | 0 | 0 | 0 | 0 | 0 | 0 | 0 | 0 | 0 | 0
F4_Commercial_Other Health_New_Food Preparation_Natural Gas_Oven_E7 | F4 | Commercial | Other Health | New | Food Preparation | Natural Gas | Oven | E7 | Utility - Cost of Equipment | 0 | 0 | 0 | 0 | 0 | 0 | 0 | 0 | 0 | 0 | 0 | 0 | 0 | 0 | 0 | 0 | 0 | 0 | 0 | 0 | 0 | 0 | 0 | 0 | 0 | 0 | 0 | 0 | 0 | 0 | 0 | 0 | 0
F4_Commercial_Other Health_New_Food Preparation_Natural Gas_Oven_E8 | F4 | Commercial | Other Health | New | Food Preparation | Natural Gas | Oven | E8 | Utility - Cost of Equipment | 0 | 0 | 0 | 0 | 0 | 0 | 0 | 0 | 0 | 0 | 0 | 0 | 0 | 0 | 0 | 0 | 0 | 0 | 0 | 0 | 0 | 0 | 0 | 0 | 0 | 0 | 0 | 0 | 0 | 0 | 0 | 0 | 0
F4_Commercial_Other Health_New_Food Preparation_Natural Gas_Oven_E9 | F4 | Commercial | Other Health | New | Food Preparation | Natural Gas | Oven | E9 | Utility - Cost of Equipment | 0 | 0 | 0 | 0 | 0 | 0 | 0 | 0 | 0 | 0 | 0 | 0 | 0 | 0 | 0 | 0 | 0 | 0 | 0 | 0 | 0 | 0 | 0 | 0 | 0 | 0 | 0 | 0 | 0 | 0 | 0 | 0 | 0
F4_Commercial_Other Health_New_Food Preparation_Natural Gas_Oven_E10 | F4 | Commercial | Other Health | New | Food Preparation | Natural Gas | Oven | E10 | Utility - Cost of Equipment | 0 | 0 | 0 | 0 | 0 | 0 | 0 | 0 | 0 | 0 | 0 | 0 | 0 | 0 | 0 | 0 | 0 | 0 | 0 | 0 | 0 | 0 | 0 | 0 | 0 | 0 | 0 | 0 | 0 | 0 | 0 | 0 | 0
F5_Commercial_Other Health_New_Food Preparation_Natural Gas_Oven_E1 | F5 | Commercial | Other Health | New | Food Preparation | Natural Gas | Oven | E1 | Utility - Cost of Operation | 0.1031 | 0.1031 | 0.1031 | 0.1031 | 0.1031 | 0.1031 | 0.1031 | 0.1031 | 0.1031 | 0.1031 | 0.1031 | 0.1031 | 0.1031 | 0.1031 | 0.1031 | 0.1031 | 0.1031 | 0.1031 | 0.1031 | 0.1031 | 0.1031 | 0.1031 | 0.1031 | 0.1031 | 0.1031 | 0.1031 | 0.1031 | 0.1031 | 0.1031 | 0.1031 | 0.1031 | 0.1031 | 0.1031
F5_Commercial_Other Health_New_Food Preparation_Natural Gas_Oven_E2 | F5 | Commercial | Other Health | New | Food Preparation | Natural Gas | Oven | E2 | Utility - Cost of Operation | 0.1086 | 0.1086 | 0.1086 | 0.1086 | 0.1086 | 0.1086 | 0.1086 | 0.1086 | 0.1086 | 0.1086 | 0.1086 | 0.1086 | 0.1086 | 0.1086 | 0.1086 | 0.1086 | 0.1086 | 0.1086 | 0.1086 | 0.1086 | 0.1086 | 0.1086 | 0.1086 | 0.1086 | 0.1086 | 0.1086 | 0.1086 | 0.1086 | 0.1086 | 0.1086 | 0.1086 | 0.1086 | 0.1086
F5_Commercial_Other Health_New_Food Preparation_Natural Gas_Oven_E3 | F5 | Commercial | Other Health | New | Food Preparation | Natural Gas | Oven | E3 | Utility - Cost of Operation | 0 | 0 | 0 | 0 | 0 | 0 | 0 | 0 | 0 | 0 | 0 | 0 | 0 | 0 | 0 | 0 | 0 | 0 | 0 | 0 | 0 | 0 | 0 | 0 | 0 | 0 | 0 | 0 | 0 | 0 | 0 | 0 | 0
F5_Commercial_Other Health_New_Food Preparation_Natural Gas_Oven_E4 | F5 | Commercial | Other Health | New | Food Preparation | Natural Gas | Oven | E4 | Utility - Cost of Operation | 0 | 0 | 0 | 0 | 0 | 0 | 0 | 0 | 0 | 0 | 0 | 0 | 0 | 0 | 0 | 0 | 0 | 0 | 0 | 0 | 0 | 0 | 0 | 0 | 0 | 0 | 0 | 0 | 0 | 0 | 0 | 0 | 0
F5_Commercial_Other Health_New_Food Preparation_Natural Gas_Oven_E5 | F5 | Commercial | Other Health | New | Food Preparation | Natural Gas | Oven | E5 | Utility - Cost of Operation | 0 | 0 | 0 | 0 | 0 | 0 | 0 | 0 | 0 | 0 | 0 | 0 | 0 | 0 | 0 | 0 | 0 | 0 | 0 | 0 | 0 | 0 | 0 | 0 | 0 | 0 | 0 | 0 | 0 | 0 | 0 | 0 | 0
F5_Commercial_Other Health_New_Food Preparation_Natural Gas_Oven_E6 | F5 | Commercial | Other Health | New | Food Preparation | Natural Gas | Oven | E6 | Utility - Cost of Operation | 0 | 0 | 0 | 0 | 0 | 0 | 0 | 0 | 0 | 0 | 0 | 0 | 0 | 0 | 0 | 0 | 0 | 0 | 0 | 0 | 0 | 0 | 0 | 0 | 0 | 0 | 0 | 0 | 0 | 0 | 0 | 0 | 0
F5_Commercial_Other Health_New_Food Preparation_Natural Gas_Oven_E7 | F5 | Commercial | Other Health | New | Food Preparation | Natural Gas | Oven | E7 | Utility - Cost of Operation | 0 | 0 | 0 | 0 | 0 | 0 | 0 | 0 | 0 | 0 | 0 | 0 | 0 | 0 | 0 | 0 | 0 | 0 | 0 | 0 | 0 | 0 | 0 | 0 | 0 | 0 | 0 | 0 | 0 | 0 | 0 | 0 | 0
F5_Commercial_Other Health_New_Food Preparation_Natural Gas_Oven_E8 | F5 | Commercial | Other Health | New | Food Preparation | Natural Gas | Oven | E8 | Utility - Cost of Operation | 0 | 0 | 0 | 0 | 0 | 0 | 0 | 0 | 0 | 0 | 0 | 0 | 0 | 0 | 0 | 0 | 0 | 0 | 0 | 0 | 0 | 0 | 0 | 0 | 0 | 0 | 0 | 0 | 0 | 0 | 0 | 0 | 0
F5_Commercial_Other Health_New_Food Preparation_Natural Gas_Oven_E9 | F5 | Commercial | Other Health | New | Food Preparation | Natural Gas | Oven | E9 | Utility - Cost of Operation | 0 | 0 | 0 | 0 | 0 | 0 | 0 | 0 | 0 | 0 | 0 | 0 | 0 | 0 | 0 | 0 | 0 | 0 | 0 | 0 | 0 | 0 | 0 | 0 | 0 | 0 | 0 | 0 | 0 | 0 | 0 | 0 | 0
F5_Commercial_Other Health_New_Food Preparation_Natural Gas_Oven_E10 | F5 | Commercial | Other Health | New | Food Preparation | Natural Gas | Oven | E10 | Utility - Cost of Operation | 0 | 0 | 0 | 0 | 0 | 0 | 0 | 0 | 0 | 0 | 0 | 0 | 0 | 0 | 0 | 0 | 0 | 0 | 0 | 0 | 0 | 0 | 0 | 0 | 0 | 0 | 0 | 0 | 0 | 0 | 0 | 0 | 0
F6_Commercial_Other Health_New_Food Preparation_Natural Gas_Oven_E1 | F6 | Commercial | Other Health | New | Food Preparation | Natural Gas | Oven | E1 | Utility - Value of Sales | 0.095115 | 0.095115 | 0.095115 | 0.095115 | 0.095115 | 0.095115 | 0.095115 | 0.095115 | 0.095115 | 0.095115 | 0.095115 | 0.095115 | 0.095115 | 0.095115 | 0.095115 | 0.095115 | 0.095115 | 0.095115 | 0.095115 | 0.095115 | 0.095115 | 0.095115 | 0.095115 | 0.095115 | 0.095115 | 0.095115 | 0.095115 | 0.095115 | 0.095115 | 0.095115 | 0.095115 | 0.095115 | 0.095115
F6_Commercial_Other Health_New_Food Preparation_Natural Gas_Oven_E2 | F6 | Commercial | Other Health | New | Food Preparation | Natural Gas | Oven | E2 | Utility - Value of Sales | 0.082641 | 0.082641 | 0.082641 | 0.082641 | 0.082641 | 0.082641 | 0.082641 | 0.082641 | 0.082641 | 0.082641 | 0.082641 | 0.082641 | 0.082641 | 0.082641 | 0.082641 | 0.082641 | 0.082641 | 0.082641 | 0.082641 | 0.082641 | 0.082641 | 0.082641 | 0.082641 | 0.082641 | 0.082641 | 0.082641 | 0.082641 | 0.082641 | 0.082641 | 0.082641 | 0.082641 | 0.082641 | 0.082641
F6_Commercial_Other Health_New_Food Preparation_Natural Gas_Oven_E3 | F6 | Commercial | Other Health | New | Food Preparation | Natural Gas | Oven | E3 | Utility - Value of Sales | 0 | 0 | 0 | 0 | 0 | 0 | 0 | 0 | 0 | 0 | 0 | 0 | 0 | 0 | 0 | 0 | 0 | 0 | 0 | 0 | 0 | 0 | 0 | 0 | 0 | 0 | 0 | 0 | 0 | 0 | 0 | 0 | 0
F6_Commercial_Other Health_New_Food Preparation_Natural Gas_Oven_E4 | F6 | Commercial | Other Health | New | Food Preparation | Natural Gas | Oven | E4 | Utility - Value of Sales | 0 | 0 | 0 | 0 | 0 | 0 | 0 | 0 | 0 | 0 | 0 | 0 | 0 | 0 | 0 | 0 | 0 | 0 | 0 | 0 | 0 | 0 | 0 | 0 | 0 | 0 | 0 | 0 | 0 | 0 | 0 | 0 | 0
F6_Commercial_Other Health_New_Food Preparation_Natural Gas_Oven_E5 | F6 | Commercial | Other Health | New | Food Preparation | Natural Gas | Oven | E5 | Utility - Value of Sales | 0 | 0 | 0 | 0 | 0 | 0 | 0 | 0 | 0 | 0 | 0 | 0 | 0 | 0 | 0 | 0 | 0 | 0 | 0 | 0 | 0 | 0 | 0 | 0 | 0 | 0 | 0 | 0 | 0 | 0 | 0 | 0 | 0
F6_Commercial_Other Health_New_Food Preparation_Natural Gas_Oven_E6 | F6 | Commercial | Other Health | New | Food Preparation | Natural Gas | Oven | E6 | Utility - Value of Sales | 0 | 0 | 0 | 0 | 0 | 0 | 0 | 0 | 0 | 0 | 0 | 0 | 0 | 0 | 0 | 0 | 0 | 0 | 0 | 0 | 0 | 0 | 0 | 0 | 0 | 0 | 0 | 0 | 0 | 0 | 0 | 0 | 0
F6_Commercial_Other Health_New_Food Preparation_Natural Gas_Oven_E7 | F6 | Commercial | Other Health | New | Food Preparation | Natural Gas | Oven | E7 | Utility - Value of Sales | 0 | 0 | 0 | 0 | 0 | 0 | 0 | 0 | 0 | 0 | 0 | 0 | 0 | 0 | 0 | 0 | 0 | 0 | 0 | 0 | 0 | 0 | 0 | 0 | 0 | 0 | 0 | 0 | 0 | 0 | 0 | 0 | 0
F6_Commercial_Other Health_New_Food Preparation_Natural Gas_Oven_E8 | F6 | Commercial | Other Health | New | Food Preparation | Natural Gas | Oven | E8 | Utility - Value of Sales | 0 | 0 | 0 | 0 | 0 | 0 | 0 | 0 | 0 | 0 | 0 | 0 | 0 | 0 | 0 | 0 | 0 | 0 | 0 | 0 | 0 | 0 | 0 | 0 | 0 | 0 | 0 | 0 | 0 | 0 | 0 | 0 | 0
F6_Commercial_Other Health_New_Food Preparation_Natural Gas_Oven_E9 | F6 | Commercial | Other Health | New | Food Preparation | Natural Gas | Oven | E9 | Utility - Value of Sales | 0 | 0 | 0 | 0 | 0 | 0 | 0 | 0 | 0 | 0 | 0 | 0 | 0 | 0 | 0 | 0 | 0 | 0 | 0 | 0 | 0 | 0 | 0 | 0 | 0 | 0 | 0 | 0 | 0 | 0 | 0 | 0 | 0
F6_Commercial_Other Health_New_Food Preparation_Natural Gas_Oven_E10 | F6 | Commercial | Other Health | New | Food Preparation | Natural Gas | Oven | E10 | Utility - Value of Sales | 0 | 0 | 0 | 0 | 0 | 0 | 0 | 0 | 0 | 0 | 0 | 0 | 0 | 0 | 0 | 0 | 0 | 0 | 0 | 0 | 0 | 0 | 0 | 0 | 0 | 0 | 0 | 0 | 0 | 0 | 0 | 0 | 0
F1_Commercial_Other Health_New_Food Preparation_Natural Gas_Conveyor Oven_E1 | F1 | Commercial | Other Health | New | Food Preparation | Natural Gas | Conveyor Oven | E1 | RVT - Cost of Equipment | 0.25156 | 0.25339 | 0.25538 | 0.25756 | 0.26006 | 0.26296 | 0.26551 | 0.26808 | 0.27074 | 0.27351 | 0.27618 | 0.27864 | 0.28105 | 0.28346 | 0.28597 | 0.28836 | 0.29083 | 0.29335 | 0.2959 | 0.29842 | 0.3009 | 0.30317 | 0.30519 | 0.30698 | 0.30852 | 0.30985 | 0.31077 | 0.31146 | 0.31205 | 0.31256 | 0.31306 | 0.31328 | 0.31328
F1_Commercial_Other Health_New_Food Preparation_Natural Gas_Conveyor Oven_E2 | F1 | Commercial | Other Health | New | Food Preparation | Natural Gas | Conveyor Oven | E2 | RVT - Cost of Equipment | 0.19122 | 0.19261 | 0.19413 | 0.19579 | 0.19769 | 0.19989 | 0.20183 | 0.20378 | 0.20581 | 0.20791 | 0.20994 | 0.21181 | 0.21364 | 0.21547 | 0.21738 | 0.2192 | 0.22108 | 0.22299 | 0.22493 | 0.22685 | 0.22873 | 0.23046 | 0.23199 | 0.23335 | 0.23453 | 0.23554 | 0.23624 | 0.23676 | 0.23721 | 0.23759 | 0.23798 | 0.23815 | 0.23815
F1_Commercial_Other Health_New_Food Preparation_Natural Gas_Conveyor Oven_E3 | F1 | Commercial | Other Health | New | Food Preparation | Natural Gas | Conveyor Oven | E3 | RVT - Cost of Equipment | 0 | 0 | 0 | 0 | 0 | 0 | 0 | 0 | 0 | 0 | 0 | 0 | 0 | 0 | 0 | 0 | 0 | 0 | 0 | 0 | 0 | 0 | 0 | 0 | 0 | 0 | 0 | 0 | 0 | 0 | 0 | 0 | 0
F1_Commercial_Other Health_New_Food Preparation_Natural Gas_Conveyor Oven_E4 | F1 | Commercial | Other Health | New | Food Preparation | Natural Gas | Conveyor Oven | E4 | RVT - Cost of Equipment | 0 | 0 | 0 | 0 | 0 | 0 | 0 | 0 | 0 | 0 | 0 | 0 | 0 | 0 | 0 | 0 | 0 | 0 | 0 | 0 | 0 | 0 | 0 | 0 | 0 | 0 | 0 | 0 | 0 | 0 | 0 | 0 | 0
F1_Commercial_Other Health_New_Food Preparation_Natural Gas_Conveyor Oven_E5 | F1 | Commercial | Other Health | New | Food Preparation | Natural Gas | Conveyor Oven | E5 | RVT - Cost of Equipment | 0 | 0 | 0 | 0 | 0 | 0 | 0 | 0 | 0 | 0 | 0 | 0 | 0 | 0 | 0 | 0 | 0 | 0 | 0 | 0 | 0 | 0 | 0 | 0 | 0 | 0 | 0 | 0 | 0 | 0 | 0 | 0 | 0
F1_Commercial_Other Health_New_Food Preparation_Natural Gas_Conveyor Oven_E6 | F1 | Commercial | Other Health | New | Food Preparation | Natural Gas | Conveyor Oven | E6 | RVT - Cost of Equipment | 0 | 0 | 0 | 0 | 0 | 0 | 0 | 0 | 0 | 0 | 0 | 0 | 0 | 0 | 0 | 0 | 0 | 0 | 0 | 0 | 0 | 0 | 0 | 0 | 0 | 0 | 0 | 0 | 0 | 0 | 0 | 0 | 0
F1_Commercial_Other Health_New_Food Preparation_Natural Gas_Conveyor Oven_E7 | F1 | Commercial | Other Health | New | Food Preparation | Natural Gas | Conveyor Oven | E7 | RVT - Cost of Equipment | 0 | 0 | 0 | 0 | 0 | 0 | 0 | 0 | 0 | 0 | 0 | 0 | 0 | 0 | 0 | 0 | 0 | 0 | 0 | 0 | 0 | 0 | 0 | 0 | 0 | 0 | 0 | 0 | 0 | 0 | 0 | 0 | 0
F1_Commercial_Other Health_New_Food Preparation_Natural Gas_Conveyor Oven_E8 | F1 | Commercial | Other Health | New | Food Preparation | Natural Gas | Conveyor Oven | E8 | RVT - Cost of Equipment | 0 | 0 | 0 | 0 | 0 | 0 | 0 | 0 | 0 | 0 | 0 | 0 | 0 | 0 | 0 | 0 | 0 | 0 | 0 | 0 | 0 | 0 | 0 | 0 | 0 | 0 | 0 | 0 | 0 | 0 | 0 | 0 | 0
F1_Commercial_Other Health_New_Food Preparation_Natural Gas_Conveyor Oven_E9 | F1 | Commercial | Other Health | New | Food Preparation | Natural Gas | Conveyor Oven | E9 | RVT - Cost of Equipment | 0 | 0 | 0 | 0 | 0 | 0 | 0 | 0 | 0 | 0 | 0 | 0 | 0 | 0 | 0 | 0 | 0 | 0 | 0 | 0 | 0 | 0 | 0 | 0 | 0 | 0 | 0 | 0 | 0 | 0 | 0 | 0 | 0
F1_Commercial_Other Health_New_Food Preparation_Natural Gas_Conveyor Oven_E10 | F1 | Commercial | Other Health | New | Food Preparation | Natural Gas | Conveyor Oven | E10 | RVT - Cost of Equipment | 0 | 0 | 0 | 0 | 0 | 0 | 0 | 0 | 0 | 0 | 0 | 0 | 0 | 0 | 0 | 0 | 0 | 0 | 0 | 0 | 0 | 0 | 0 | 0 | 0 | 0 | 0 | 0 | 0 | 0 | 0 | 0 | 0
F2_Commercial_Other Health_New_Food Preparation_Natural Gas_Conveyor Oven_E1 | F2 | Commercial | Other Health | New | Food Preparation | Natural Gas | Conveyor Oven | E1 | RVT - Cost of Operation | 0.30138 | 0.30357 | 0.30596 | 0.30858 | 0.31157 | 0.31504 | 0.31809 | 0.32118 | 0.32437 | 0.32769 | 0.33088 | 0.33383 | 0.33672 | 0.3396 | 0.34261 | 0.34548 | 0.34843 | 0.35146 | 0.35451 | 0.35753 | 0.3605 | 0.36322 | 0.36564 | 0.36778 | 0.36963 | 0.37122 | 0.37233 | 0.37315 | 0.37386 | 0.37447 | 0.37507 | 0.37534 | 0.37534
F2_Commercial_Other Health_New_Food Preparation_Natural Gas_Conveyor Oven_E2 | F2 | Commercial | Other Health | New | Food Preparation | Natural Gas | Conveyor Oven | E2 | RVT - Cost of Operation | 0.2291 | 0.23076 | 0.23258 | 0.23457 | 0.23684 | 0.23948 | 0.2418 | 0.24414 | 0.24657 | 0.24909 | 0.25152 | 0.25376 | 0.25596 | 0.25815 | 0.26044 | 0.26262 | 0.26486 | 0.26716 | 0.26948 | 0.27178 | 0.27404 | 0.2761 | 0.27794 | 0.27957 | 0.28098 | 0.28219 | 0.28303 | 0.28365 | 0.28419 | 0.28465 | 0.28511 | 0.28531 | 0.28531
F2_Commercial_Other Health_New_Food Preparation_Natural Gas_Conveyor Oven_E3 | F2 | Commercial | Other Health | New | Food Preparation | Natural Gas | Conveyor Oven | E3 | RVT - Cost of Operation | 0 | 0 | 0 | 0 | 0 | 0 | 0 | 0 | 0 | 0 | 0 | 0 | 0 | 0 | 0 | 0 | 0 | 0 | 0 | 0 | 0 | 0 | 0 | 0 | 0 | 0 | 0 | 0 | 0 | 0 | 0 | 0 | 0
F2_Commercial_Other Health_New_Food Preparation_Natural Gas_Conveyor Oven_E4 | F2 | Commercial | Other Health | New | Food Preparation | Natural Gas | Conveyor Oven | E4 | RVT - Cost of Operation | 0 | 0 | 0 | 0 | 0 | 0 | 0 | 0 | 0 | 0 | 0 | 0 | 0 | 0 | 0 | 0 | 0 | 0 | 0 | 0 | 0 | 0 | 0 | 0 | 0 | 0 | 0 | 0 | 0 | 0 | 0 | 0 | 0
F2_Commercial_Other Health_New_Food Preparation_Natural Gas_Conveyor Oven_E5 | F2 | Commercial | Other Health | New | Food Preparation | Natural Gas | Conveyor Oven | E5 | RVT - Cost of Operation | 0 | 0 | 0 | 0 | 0 | 0 | 0 | 0 | 0 | 0 | 0 | 0 | 0 | 0 | 0 | 0 | 0 | 0 | 0 | 0 | 0 | 0 | 0 | 0 | 0 | 0 | 0 | 0 | 0 | 0 | 0 | 0 | 0
F2_Commercial_Other Health_New_Food Preparation_Natural Gas_Conveyor Oven_E6 | F2 | Commercial | Other Health | New | Food Preparation | Natural Gas | Conveyor Oven | E6 | RVT - Cost of Operation | 0 | 0 | 0 | 0 | 0 | 0 | 0 | 0 | 0 | 0 | 0 | 0 | 0 | 0 | 0 | 0 | 0 | 0 | 0 | 0 | 0 | 0 | 0 | 0 | 0 | 0 | 0 | 0 | 0 | 0 | 0 | 0 | 0
F2_Commercial_Other Health_New_Food Preparation_Natural Gas_Conveyor Oven_E7 | F2 | Commercial | Other Health | New | Food Preparation | Natural Gas | Conveyor Oven | E7 | RVT - Cost of Operation | 0 | 0 | 0 | 0 | 0 | 0 | 0 | 0 | 0 | 0 | 0 | 0 | 0 | 0 | 0 | 0 | 0 | 0 | 0 | 0 | 0 | 0 | 0 | 0 | 0 | 0 | 0 | 0 | 0 | 0 | 0 | 0 | 0
F2_Commercial_Other Health_New_Food Preparation_Natural Gas_Conveyor Oven_E8 | F2 | Commercial | Other Health | New | Food Preparation | Natural Gas | Conveyor Oven | E8 | RVT - Cost of Operation | 0 | 0 | 0 | 0 | 0 | 0 | 0 | 0 | 0 | 0 | 0 | 0 | 0 | 0 | 0 | 0 | 0 | 0 | 0 | 0 | 0 | 0 | 0 | 0 | 0 | 0 | 0 | 0 | 0 | 0 | 0 | 0 | 0
F2_Commercial_Other Health_New_Food Preparation_Natural Gas_Conveyor Oven_E9 | F2 | Commercial | Other Health | New | Food Preparation | Natural Gas | Conveyor Oven | E9 | RVT - Cost of Operation | 0 | 0 | 0 | 0 | 0 | 0 | 0 | 0 | 0 | 0 | 0 | 0 | 0 | 0 | 0 | 0 | 0 | 0 | 0 | 0 | 0 | 0 | 0 | 0 | 0 | 0 | 0 | 0 | 0 | 0 | 0 | 0 | 0
F2_Commercial_Other Health_New_Food Preparation_Natural Gas_Conveyor Oven_E10 | F2 | Commercial | Other Health | New | Food Preparation | Natural Gas | Conveyor Oven | E10 | RVT - Cost of Operation | 0 | 0 | 0 | 0 | 0 | 0 | 0 | 0 | 0 | 0 | 0 | 0 | 0 | 0 | 0 | 0 | 0 | 0 | 0 | 0 | 0 | 0 | 0 | 0 | 0 | 0 | 0 | 0 | 0 | 0 | 0 | 0 | 0
F3_Commercial_Other Health_New_Food Preparation_Natural Gas_Conveyor Oven_E1 | F3 | Commercial | Other Health | New | Food Preparation | Natural Gas | Conveyor Oven | E1 | System - kBTUs of Consumption | 0.056687 | 0.056687 | 0.056687 | 0.056687 | 0.056687 | 0.056687 | 0.056687 | 0.056687 | 0.056687 | 0.056687 | 0.056687 | 0.056687 | 0.056687 | 0.056687 | 0.056687 | 0.056687 | 0.056687 | 0.056687 | 0.056687 | 0.056687 | 0.056687 | 0.056687 | 0.056687 | 0.056687 | 0.056687 | 0.056687 | 0.056687 | 0.056687 | 0.056687 | 0.056687 | 0.056687 | 0.056687 | 0.056687
F3_Commercial_Other Health_New_Food Preparation_Natural Gas_Conveyor Oven_E2 | F3 | Commercial | Other Health | New | Food Preparation | Natural Gas | Conveyor Oven | E2 | System - kBTUs of Consumption | 0.069109 | 0.069109 | 0.069109 | 0.069109 | 0.069109 | 0.069109 | 0.069109 | 0.069109 | 0.069109 | 0.069109 | 0.069109 | 0.069109 | 0.069109 | 0.069109 | 0.069109 | 0.069109 | 0.069109 | 0.069109 | 0.069109 | 0.069109 | 0.069109 | 0.069109 | 0.069109 | 0.069109 | 0.069109 | 0.069109 | 0.069109 | 0.069109 | 0.069109 | 0.069109 | 0.069109 | 0.069109 | 0.069109
F3_Commercial_Other Health_New_Food Preparation_Natural Gas_Conveyor Oven_E3 | F3 | Commercial | Other Health | New | Food Preparation | Natural Gas | Conveyor Oven | E3 | System - kBTUs of Consumption | 0 | 0 | 0 | 0 | 0 | 0 | 0 | 0 | 0 | 0 | 0 | 0 | 0 | 0 | 0 | 0 | 0 | 0 | 0 | 0 | 0 | 0 | 0 | 0 | 0 | 0 | 0 | 0 | 0 | 0 | 0 | 0 | 0
F3_Commercial_Other Health_New_Food Preparation_Natural Gas_Conveyor Oven_E4 | F3 | Commercial | Other Health | New | Food Preparation | Natural Gas | Conveyor Oven | E4 | System - kBTUs of Consumption | 0 | 0 | 0 | 0 | 0 | 0 | 0 | 0 | 0 | 0 | 0 | 0 | 0 | 0 | 0 | 0 | 0 | 0 | 0 | 0 | 0 | 0 | 0 | 0 | 0 | 0 | 0 | 0 | 0 | 0 | 0 | 0 | 0
F3_Commercial_Other Health_New_Food Preparation_Natural Gas_Conveyor Oven_E5 | F3 | Commercial | Other Health | New | Food Preparation | Natural Gas | Conveyor Oven | E5 | System - kBTUs of Consumption | 0 | 0 | 0 | 0 | 0 | 0 | 0 | 0 | 0 | 0 | 0 | 0 | 0 | 0 | 0 | 0 | 0 | 0 | 0 | 0 | 0 | 0 | 0 | 0 | 0 | 0 | 0 | 0 | 0 | 0 | 0 | 0 | 0
F3_Commercial_Other Health_New_Food Preparation_Natural Gas_Conveyor Oven_E6 | F3 | Commercial | Other Health | New | Food Preparation | Natural Gas | Conveyor Oven | E6 | System - kBTUs of Consumption | 0 | 0 | 0 | 0 | 0 | 0 | 0 | 0 | 0 | 0 | 0 | 0 | 0 | 0 | 0 | 0 | 0 | 0 | 0 | 0 | 0 | 0 | 0 | 0 | 0 | 0 | 0 | 0 | 0 | 0 | 0 | 0 | 0
F3_Commercial_Other Health_New_Food Preparation_Natural Gas_Conveyor Oven_E7 | F3 | Commercial | Other Health | New | Food Preparation | Natural Gas | Conveyor Oven | E7 | System - kBTUs of Consumption | 0 | 0 | 0 | 0 | 0 | 0 | 0 | 0 | 0 | 0 | 0 | 0 | 0 | 0 | 0 | 0 | 0 | 0 | 0 | 0 | 0 | 0 | 0 | 0 | 0 | 0 | 0 | 0 | 0 | 0 | 0 | 0 | 0
F3_Commercial_Other Health_New_Food Preparation_Natural Gas_Conveyor Oven_E8 | F3 | Commercial | Other Health | New | Food Preparation | Natural Gas | Conveyor Oven | E8 | System - kBTUs of Consumption | 0 | 0 | 0 | 0 | 0 | 0 | 0 | 0 | 0 | 0 | 0 | 0 | 0 | 0 | 0 | 0 | 0 | 0 | 0 | 0 | 0 | 0 | 0 | 0 | 0 | 0 | 0 | 0 | 0 | 0 | 0 | 0 | 0
F3_Commercial_Other Health_New_Food Preparation_Natural Gas_Conveyor Oven_E9 | F3 | Commercial | Other Health | New | Food Preparation | Natural Gas | Conveyor Oven | E9 | System - kBTUs of Consumption | 0 | 0 | 0 | 0 | 0 | 0 | 0 | 0 | 0 | 0 | 0 | 0 | 0 | 0 | 0 | 0 | 0 | 0 | 0 | 0 | 0 | 0 | 0 | 0 | 0 | 0 | 0 | 0 | 0 | 0 | 0 | 0 | 0
F3_Commercial_Other Health_New_Food Preparation_Natural Gas_Conveyor Oven_E10 | F3 | Commercial | Other Health | New | Food Preparation | Natural Gas | Conveyor Oven | E10 | System - kBTUs of Consumption | 0 | 0 | 0 | 0 | 0 | 0 | 0 | 0 | 0 | 0 | 0 | 0 | 0 | 0 | 0 | 0 | 0 | 0 | 0 | 0 | 0 | 0 | 0 | 0 | 0 | 0 | 0 | 0 | 0 | 0 | 0 | 0 | 0
F4_Commercial_Other Health_New_Food Preparation_Natural Gas_Conveyor Oven_E1 | F4 | Commercial | Other Health | New | Food Preparation | Natural Gas | Conveyor Oven | E1 | Utility - Cost of Equipment | 0.30138 | 0.30357 | 0.30596 | 0.30858 | 0.31157 | 0.31504 | 0.31809 | 0.32118 | 0.32437 | 0.32769 | 0.33088 | 0.33383 | 0.33672 | 0.3396 | 0.34261 | 0.34548 | 0.34843 | 0.35146 | 0.35451 | 0.35753 | 0.3605 | 0.36322 | 0.36564 | 0.36778 | 0.36963 | 0.37122 | 0.37233 | 0.37315 | 0.37386 | 0.37447 | 0.37507 | 0.37534 | 0.37534
F4_Commercial_Other Health_New_Food Preparation_Natural Gas_Conveyor Oven_E2 | F4 | Commercial | Other Health | New | Food Preparation | Natural Gas | Conveyor Oven | E2 | Utility - Cost of Equipment | 0.2291 | 0.23076 | 0.23258 | 0.23457 | 0.23684 | 0.23948 | 0.2418 | 0.24414 | 0.24657 | 0.24909 | 0.25152 | 0.25376 | 0.25596 | 0.25815 | 0.26044 | 0.26262 | 0.26486 | 0.26716 | 0.26948 | 0.27178 | 0.27404 | 0.2761 | 0.27794 | 0.27957 | 0.28098 | 0.28219 | 0.28303 | 0.28365 | 0.28419 | 0.28465 | 0.28511 | 0.28531 | 0.28531
F4_Commercial_Other Health_New_Food Preparation_Natural Gas_Conveyor Oven_E3 | F4 | Commercial | Other Health | New | Food Preparation | Natural Gas | Conveyor Oven | E3 | Utility - Cost of Equipment | 0 | 0 | 0 | 0 | 0 | 0 | 0 | 0 | 0 | 0 | 0 | 0 | 0 | 0 | 0 | 0 | 0 | 0 | 0 | 0 | 0 | 0 | 0 | 0 | 0 | 0 | 0 | 0 | 0 | 0 | 0 | 0 | 0
F4_Commercial_Other Health_New_Food Preparation_Natural Gas_Conveyor Oven_E4 | F4 | Commercial | Other Health | New | Food Preparation | Natural Gas | Conveyor Oven | E4 | Utility - Cost of Equipment | 0 | 0 | 0 | 0 | 0 | 0 | 0 | 0 | 0 | 0 | 0 | 0 | 0 | 0 | 0 | 0 | 0 | 0 | 0 | 0 | 0 | 0 | 0 | 0 | 0 | 0 | 0 | 0 | 0 | 0 | 0 | 0 | 0
F4_Commercial_Other Health_New_Food Preparation_Natural Gas_Conveyor Oven_E5 | F4 | Commercial | Other Health | New | Food Preparation | Natural Gas | Conveyor Oven | E5 | Utility - Cost of Equipment | 0 | 0 | 0 | 0 | 0 | 0 | 0 | 0 | 0 | 0 | 0 | 0 | 0 | 0 | 0 | 0 | 0 | 0 | 0 | 0 | 0 | 0 | 0 | 0 | 0 | 0 | 0 | 0 | 0 | 0 | 0 | 0 | 0
F4_Commercial_Other Health_New_Food Preparation_Natural Gas_Conveyor Oven_E6 | F4 | Commercial | Other Health | New | Food Preparation | Natural Gas | Conveyor Oven | E6 | Utility - Cost of Equipment | 0 | 0 | 0 | 0 | 0 | 0 | 0 | 0 | 0 | 0 | 0 | 0 | 0 | 0 | 0 | 0 | 0 | 0 | 0 | 0 | 0 | 0 | 0 | 0 | 0 | 0 | 0 | 0 | 0 | 0 | 0 | 0 | 0
F4_Commercial_Other Health_New_Food Preparation_Natural Gas_Conveyor Oven_E7 | F4 | Commercial | Other Health | New | Food Preparation | Natural Gas | Conveyor Oven | E7 | Utility - Cost of Equipment | 0 | 0 | 0 | 0 | 0 | 0 | 0 | 0 | 0 | 0 | 0 | 0 | 0 | 0 | 0 | 0 | 0 | 0 | 0 | 0 | 0 | 0 | 0 | 0 | 0 | 0 | 0 | 0 | 0 | 0 | 0 | 0 | 0
F4_Commercial_Other Health_New_Food Preparation_Natural Gas_Conveyor Oven_E8 | F4 | Commercial | Other Health | New | Food Preparation | Natural Gas | Conveyor Oven | E8 | Utility - Cost of Equipment | 0 | 0 | 0 | 0 | 0 | 0 | 0 | 0 | 0 | 0 | 0 | 0 | 0 | 0 | 0 | 0 | 0 | 0 | 0 | 0 | 0 | 0 | 0 | 0 | 0 | 0 | 0 | 0 | 0 | 0 | 0 | 0 | 0
F4_Commercial_Other Health_New_Food Preparation_Natural Gas_Conveyor Oven_E9 | F4 | Commercial | Other Health | New | Food Preparation | Natural Gas | Conveyor Oven | E9 | Utility - Cost of Equipment | 0 | 0 | 0 | 0 | 0 | 0 | 0 | 0 | 0 | 0 | 0 | 0 | 0 | 0 | 0 | 0 | 0 | 0 | 0 | 0 | 0 | 0 | 0 | 0 | 0 | 0 | 0 | 0 | 0 | 0 | 0 | 0 | 0
F4_Commercial_Other Health_New_Food Preparation_Natural Gas_Conveyor Oven_E10 | F4 | Commercial | Other Health | New | Food Preparation | Natural Gas | Conveyor Oven | E10 | Utility - Cost of Equipment | 0 | 0 | 0 | 0 | 0 | 0 | 0 | 0 | 0 | 0 | 0 | 0 | 0 | 0 | 0 | 0 | 0 | 0 | 0 | 0 | 0 | 0 | 0 | 0 | 0 | 0 | 0 | 0 | 0 | 0 | 0 | 0 | 0
F5_Commercial_Other Health_New_Food Preparation_Natural Gas_Conveyor Oven_E1 | F5 | Commercial | Other Health | New | Food Preparation | Natural Gas | Conveyor Oven | E1 | Utility - Cost of Operation | 0.056687 | 0.056687 | 0.056687 | 0.056687 | 0.056687 | 0.056687 | 0.056687 | 0.056687 | 0.056687 | 0.056687 | 0.056687 | 0.056687 | 0.056687 | 0.056687 | 0.056687 | 0.056687 | 0.056687 | 0.056687 | 0.056687 | 0.056687 | 0.056687 | 0.056687 | 0.056687 | 0.056687 | 0.056687 | 0.056687 | 0.056687 | 0.056687 | 0.056687 | 0.056687 | 0.056687 | 0.056687 | 0.056687
F5_Commercial_Other Health_New_Food Preparation_Natural Gas_Conveyor Oven_E2 | F5 | Commercial | Other Health | New | Food Preparation | Natural Gas | Conveyor Oven | E2 | Utility - Cost of Operation | 0.069109 | 0.069109 | 0.069109 | 0.069109 | 0.069109 | 0.069109 | 0.069109 | 0.069109 | 0.069109 | 0.069109 | 0.069109 | 0.069109 | 0.069109 | 0.069109 | 0.069109 | 0.069109 | 0.069109 | 0.069109 | 0.069109 | 0.069109 | 0.069109 | 0.069109 | 0.069109 | 0.069109 | 0.069109 | 0.069109 | 0.069109 | 0.069109 | 0.069109 | 0.069109 | 0.069109 | 0.069109 | 0.069109
F5_Commercial_Other Health_New_Food Preparation_Natural Gas_Conveyor Oven_E3 | F5 | Commercial | Other Health | New | Food Preparation | Natural Gas | Conveyor Oven | E3 | Utility - Cost of Operation | 0 | 0 | 0 | 0 | 0 | 0 | 0 | 0 | 0 | 0 | 0 | 0 | 0 | 0 | 0 | 0 | 0 | 0 | 0 | 0 | 0 | 0 | 0 | 0 | 0 | 0 | 0 | 0 | 0 | 0 | 0 | 0 | 0
F5_Commercial_Other Health_New_Food Preparation_Natural Gas_Conveyor Oven_E4 | F5 | Commercial | Other Health | New | Food Preparation | Natural Gas | Conveyor Oven | E4 | Utility - Cost of Operation | 0 | 0 | 0 | 0 | 0 | 0 | 0 | 0 | 0 | 0 | 0 | 0 | 0 | 0 | 0 | 0 | 0 | 0 | 0 | 0 | 0 | 0 | 0 | 0 | 0 | 0 | 0 | 0 | 0 | 0 | 0 | 0 | 0
F5_Commercial_Other Health_New_Food Preparation_Natural Gas_Conveyor Oven_E5 | F5 | Commercial | Other Health | New | Food Preparation | Natural Gas | Conveyor Oven | E5 | Utility - Cost of Operation | 0 | 0 | 0 | 0 | 0 | 0 | 0 | 0 | 0 | 0 | 0 | 0 | 0 | 0 | 0 | 0 | 0 | 0 | 0 | 0 | 0 | 0 | 0 | 0 | 0 | 0 | 0 | 0 | 0 | 0 | 0 | 0 | 0
F5_Commercial_Other Health_New_Food Preparation_Natural Gas_Conveyor Oven_E6 | F5 | Commercial | Other Health | New | Food Preparation | Natural Gas | Conveyor Oven | E6 | Utility - Cost of Operation | 0 | 0 | 0 | 0 | 0 | 0 | 0 | 0 | 0 | 0 | 0 | 0 | 0 | 0 | 0 | 0 | 0 | 0 | 0 | 0 | 0 | 0 | 0 | 0 | 0 | 0 | 0 | 0 | 0 | 0 | 0 | 0 | 0
F5_Commercial_Other Health_New_Food Preparation_Natural Gas_Conveyor Oven_E7 | F5 | Commercial | Other Health | New | Food Preparation | Natural Gas | Conveyor Oven | E7 | Utility - Cost of Operation | 0 | 0 | 0 | 0 | 0 | 0 | 0 | 0 | 0 | 0 | 0 | 0 | 0 | 0 | 0 | 0 | 0 | 0 | 0 | 0 | 0 | 0 | 0 | 0 | 0 | 0 | 0 | 0 | 0 | 0 | 0 | 0 | 0
F5_Commercial_Other Health_New_Food Preparation_Natural Gas_Conveyor Oven_E8 | F5 | Commercial | Other Health | New | Food Preparation | Natural Gas | Conveyor Oven | E8 | Utility - Cost of Operation | 0 | 0 | 0 | 0 | 0 | 0 | 0 | 0 | 0 | 0 | 0 | 0 | 0 | 0 | 0 | 0 | 0 | 0 | 0 | 0 | 0 | 0 | 0 | 0 | 0 | 0 | 0 | 0 | 0 | 0 | 0 | 0 | 0
F5_Commercial_Other Health_New_Food Preparation_Natural Gas_Conveyor Oven_E9 | F5 | Commercial | Other Health | New | Food Preparation | Natural Gas | Conveyor Oven | E9 | Utility - Cost of Operation | 0 | 0 | 0 | 0 | 0 | 0 | 0 | 0 | 0 | 0 | 0 | 0 | 0 | 0 | 0 | 0 | 0 | 0 | 0 | 0 | 0 | 0 | 0 | 0 | 0 | 0 | 0 | 0 | 0 | 0 | 0 | 0 | 0
F5_Commercial_Other Health_New_Food Preparation_Natural Gas_Conveyor Oven_E10 | F5 | Commercial | Other Health | New | Food Preparation | Natural Gas | Conveyor Oven | E10 | Utility - Cost of Operation | 0 | 0 | 0 | 0 | 0 | 0 | 0 | 0 | 0 | 0 | 0 | 0 | 0 | 0 | 0 | 0 | 0 | 0 | 0 | 0 | 0 | 0 | 0 | 0 | 0 | 0 | 0 | 0 | 0 | 0 | 0 | 0 | 0
F6_Commercial_Other Health_New_Food Preparation_Natural Gas_Conveyor Oven_E1 | F6 | Commercial | Other Health | New | Food Preparation | Natural Gas | Conveyor Oven | E1 | Utility - Value of Sales | 0.17491 | 0.17491 | 0.17491 | 0.17491 | 0.17491 | 0.17491 | 0.17491 | 0.17491 | 0.17491 | 0.17491 | 0.17491 | 0.17491 | 0.17491 | 0.17491 | 0.17491 | 0.17491 | 0.17491 | 0.17491 | 0.17491 | 0.17491 | 0.17491 | 0.17491 | 0.17491 | 0.17491 | 0.17491 | 0.17491 | 0.17491 | 0.17491 | 0.17491 | 0.17491 | 0.17491 | 0.17491 | 0.17491
F6_Commercial_Other Health_New_Food Preparation_Natural Gas_Conveyor Oven_E2 | F6 | Commercial | Other Health | New | Food Preparation | Natural Gas | Conveyor Oven | E2 | Utility - Value of Sales | 0.13296 | 0.13296 | 0.13296 | 0.13296 | 0.13296 | 0.13296 | 0.13296 | 0.13296 | 0.13296 | 0.13296 | 0.13296 | 0.13296 | 0.13296 | 0.13296 | 0.13296 | 0.13296 | 0.13296 | 0.13296 | 0.13296 | 0.13296 | 0.13296 | 0.13296 | 0.13296 | 0.13296 | 0.13296 | 0.13296 | 0.13296 | 0.13296 | 0.13296 | 0.13296 | 0.13296 | 0.13296 | 0.13296
F6_Commercial_Other Health_New_Food Preparation_Natural Gas_Conveyor Oven_E3 | F6 | Commercial | Other Health | New | Food Preparation | Natural Gas | Conveyor Oven | E3 | Utility - Value of Sales | 0 | 0 | 0 | 0 | 0 | 0 | 0 | 0 | 0 | 0 | 0 | 0 | 0 | 0 | 0 | 0 | 0 | 0 | 0 | 0 | 0 | 0 | 0 | 0 | 0 | 0 | 0 | 0 | 0 | 0 | 0 | 0 | 0
F6_Commercial_Other Health_New_Food Preparation_Natural Gas_Conveyor Oven_E4 | F6 | Commercial | Other Health | New | Food Preparation | Natural Gas | Conveyor Oven | E4 | Utility - Value of Sales | 0 | 0 | 0 | 0 | 0 | 0 | 0 | 0 | 0 | 0 | 0 | 0 | 0 | 0 | 0 | 0 | 0 | 0 | 0 | 0 | 0 | 0 | 0 | 0 | 0 | 0 | 0 | 0 | 0 | 0 | 0 | 0 | 0
F6_Commercial_Other Health_New_Food Preparation_Natural Gas_Conveyor Oven_E5 | F6 | Commercial | Other Health | New | Food Preparation | Natural Gas | Conveyor Oven | E5 | Utility - Value of Sales | 0 | 0 | 0 | 0 | 0 | 0 | 0 | 0 | 0 | 0 | 0 | 0 | 0 | 0 | 0 | 0 | 0 | 0 | 0 | 0 | 0 | 0 | 0 | 0 | 0 | 0 | 0 | 0 | 0 | 0 | 0 | 0 | 0
F6_Commercial_Other Health_New_Food Preparation_Natural Gas_Conveyor Oven_E6 | F6 | Commercial | Other Health | New | Food Preparation | Natural Gas | Conveyor Oven | E6 | Utility - Value of Sales | 0 | 0 | 0 | 0 | 0 | 0 | 0 | 0 | 0 | 0 | 0 | 0 | 0 | 0 | 0 | 0 | 0 | 0 | 0 | 0 | 0 | 0 | 0 | 0 | 0 | 0 | 0 | 0 | 0 | 0 | 0 | 0 | 0
F6_Commercial_Other Health_New_Food Preparation_Natural Gas_Conveyor Oven_E7 | F6 | Commercial | Other Health | New | Food Preparation | Natural Gas | Conveyor Oven | E7 | Utility - Value of Sales | 0 | 0 | 0 | 0 | 0 | 0 | 0 | 0 | 0 | 0 | 0 | 0 | 0 | 0 | 0 | 0 | 0 | 0 | 0 | 0 | 0 | 0 | 0 | 0 | 0 | 0 | 0 | 0 | 0 | 0 | 0 | 0 | 0
F6_Commercial_Other Health_New_Food Preparation_Natural Gas_Conveyor Oven_E8 | F6 | Commercial | Other Health | New | Food Preparation | Natural Gas | Conveyor Oven | E8 | Utility - Value of Sales | 0 | 0 | 0 | 0 | 0 | 0 | 0 | 0 | 0 | 0 | 0 | 0 | 0 | 0 | 0 | 0 | 0 | 0 | 0 | 0 | 0 | 0 | 0 | 0 | 0 | 0 | 0 | 0 | 0 | 0 | 0 | 0 | 0
F6_Commercial_Other Health_New_Food Preparation_Natural Gas_Conveyor Oven_E9 | F6 | Commercial | Other Health | New | Food Preparation | Natural Gas | Conveyor Oven | E9 | Utility - Value of Sales | 0 | 0 | 0 | 0 | 0 | 0 | 0 | 0 | 0 | 0 | 0 | 0 | 0 | 0 | 0 | 0 | 0 | 0 | 0 | 0 | 0 | 0 | 0 | 0 | 0 | 0 | 0 | 0 | 0 | 0 | 0 | 0 | 0
F6_Commercial_Other Health_New_Food Preparation_Natural Gas_Conveyor Oven_E10 | F6 | Commercial | Other Health | New | Food Preparation | Natural Gas | Conveyor Oven | E10 | Utility - Value of Sales | 0 | 0 | 0 | 0 | 0 | 0 | 0 | 0 | 0 | 0 | 0 | 0 | 0 | 0 | 0 | 0 | 0 | 0 | 0 | 0 | 0 | 0 | 0 | 0 | 0 | 0 | 0 | 0 | 0 | 0 | 0 | 0 | 0
F1_Commercial_Other Health_New_Food Preparation_Natural Gas_Double Rack Oven_E1 | F1 | Commercial | Other Health | New | Food Preparation | Natural Gas | Double Rack Oven | E1 | RVT - Cost of Equipment | 0.4393 | 0.44265 | 0.44639 | 0.4505 | 0.4552 | 0.46062 | 0.46503 | 0.46925 | 0.47354 | 0.47801 | 0.48227 | 0.48618 | 0.49018 | 0.49438 | 0.49902 | 0.50356 | 0.50837 | 0.51345 | 0.51875 | 0.52415 | 0.52959 | 0.53469 | 0.53929 | 0.54335 | 0.54687 | 0.54989 | 0.55198 | 0.55354 | 0.5549 | 0.55605 | 0.55719 | 0.5577 | 0.5577
F1_Commercial_Other Health_New_Food Preparation_Natural Gas_Double Rack Oven_E2 | F1 | Commercial | Other Health | New | Food Preparation | Natural Gas | Double Rack Oven | E2 | RVT - Cost of Equipment | 0.23962 | 0.24144 | 0.24349 | 0.24573 | 0.24829 | 0.25125 | 0.25365 | 0.25596 | 0.25829 | 0.26073 | 0.26306 | 0.26519 | 0.26737 | 0.26966 | 0.27219 | 0.27467 | 0.27729 | 0.28006 | 0.28295 | 0.2859 | 0.28887 | 0.29165 | 0.29416 | 0.29637 | 0.29829 | 0.29994 | 0.30108 | 0.30193 | 0.30267 | 0.3033 | 0.30392 | 0.3042 | 0.3042
F1_Commercial_Other Health_New_Food Preparation_Natural Gas_Double Rack Oven_E3 | F1 | Commercial | Other Health | New | Food Preparation | Natural Gas | Double Rack Oven | E3 | RVT - Cost of Equipment | 0 | 0 | 0 | 0 | 0 | 0 | 0 | 0 | 0 | 0 | 0 | 0 | 0 | 0 | 0 | 0 | 0 | 0 | 0 | 0 | 0 | 0 | 0 | 0 | 0 | 0 | 0 | 0 | 0 | 0 | 0 | 0 | 0
F1_Commercial_Other Health_New_Food Preparation_Natural Gas_Double Rack Oven_E4 | F1 | Commercial | Other Health | New | Food Preparation | Natural Gas | Double Rack Oven | E4 | RVT - Cost of Equipment | 0 | 0 | 0 | 0 | 0 | 0 | 0 | 0 | 0 | 0 | 0 | 0 | 0 | 0 | 0 | 0 | 0 | 0 | 0 | 0 | 0 | 0 | 0 | 0 | 0 | 0 | 0 | 0 | 0 | 0 | 0 | 0 | 0
F1_Commercial_Other Health_New_Food Preparation_Natural Gas_Double Rack Oven_E5 | F1 | Commercial | Other Health | New | Food Preparation | Natural Gas | Double Rack Oven | E5 | RVT - Cost of Equipment | 0 | 0 | 0 | 0 | 0 | 0 | 0 | 0 | 0 | 0 | 0 | 0 | 0 | 0 | 0 | 0 | 0 | 0 | 0 | 0 | 0 | 0 | 0 | 0 | 0 | 0 | 0 | 0 | 0 | 0 | 0 | 0 | 0
F1_Commercial_Other Health_New_Food Preparation_Natural Gas_Double Rack Oven_E6 | F1 | Commercial | Other Health | New | Food Preparation | Natural Gas | Double Rack Oven | E6 | RVT - Cost of Equipment | 0 | 0 | 0 | 0 | 0 | 0 | 0 | 0 | 0 | 0 | 0 | 0 | 0 | 0 | 0 | 0 | 0 | 0 | 0 | 0 | 0 | 0 | 0 | 0 | 0 | 0 | 0 | 0 | 0 | 0 | 0 | 0 | 0
F1_Commercial_Other Health_New_Food Preparation_Natural Gas_Double Rack Oven_E7 | F1 | Commercial | Other Health | New | Food Preparation | Natural Gas | Double Rack Oven | E7 | RVT - Cost of Equipment | 0 | 0 | 0 | 0 | 0 | 0 | 0 | 0 | 0 | 0 | 0 | 0 | 0 | 0 | 0 | 0 | 0 | 0 | 0 | 0 | 0 | 0 | 0 | 0 | 0 | 0 | 0 | 0 | 0 | 0 | 0 | 0 | 0
F1_Commercial_Other Health_New_Food Preparation_Natural Gas_Double Rack Oven_E8 | F1 | Commercial | Other Health | New | Food Preparation | Natural Gas | Double Rack Oven | E8 | RVT - Cost of Equipment | 0 | 0 | 0 | 0 | 0 | 0 | 0 | 0 | 0 | 0 | 0 | 0 | 0 | 0 | 0 | 0 | 0 | 0 | 0 | 0 | 0 | 0 | 0 | 0 | 0 | 0 | 0 | 0 | 0 | 0 | 0 | 0 | 0
F1_Commercial_Other Health_New_Food Preparation_Natural Gas_Double Rack Oven_E9 | F1 | Commercial | Other Health | New | Food Preparation | Natural Gas | Double Rack Oven | E9 | RVT - Cost of Equipment | 0 | 0 | 0 | 0 | 0 | 0 | 0 | 0 | 0 | 0 | 0 | 0 | 0 | 0 | 0 | 0 | 0 | 0 | 0 | 0 | 0 | 0 | 0 | 0 | 0 | 0 | 0 | 0 | 0 | 0 | 0 | 0 | 0
F1_Commercial_Other Health_New_Food Preparation_Natural Gas_Double Rack Oven_E10 | F1 | Commercial | Other Health | New | Food Preparation | Natural Gas | Double Rack Oven | E10 | RVT - Cost of Equipment | 0 | 0 | 0 | 0 | 0 | 0 | 0 | 0 | 0 | 0 | 0 | 0 | 0 | 0 | 0 | 0 | 0 | 0 | 0 | 0 | 0 | 0 | 0 | 0 | 0 | 0 | 0 | 0 | 0 | 0 | 0 | 0 | 0
F2_Commercial_Other Health_New_Food Preparation_Natural Gas_Double Rack Oven_E1 | F2 | Commercial | Other Health | New | Food Preparation | Natural Gas | Double Rack Oven | E1 | RVT - Cost of Operation | 0.52631 | 0.53032 | 0.5348 | 0.53973 | 0.54535 | 0.55186 | 0.55713 | 0.56219 | 0.56733 | 0.57268 | 0.57779 | 0.58248 | 0.58727 | 0.59231 | 0.59786 | 0.6033 | 0.60906 | 0.61515 | 0.62149 | 0.62797 | 0.63449 | 0.64059 | 0.6461 | 0.65097 | 0.65518 | 0.6588 | 0.66131 | 0.66318 | 0.6648 | 0.66619 | 0.66755 | 0.66816 | 0.66816
F2_Commercial_Other Health_New_Food Preparation_Natural Gas_Double Rack Oven_E2 | F2 | Commercial | Other Health | New | Food Preparation | Natural Gas | Double Rack Oven | E2 | RVT - Cost of Operation | 0.28708 | 0.28927 | 0.29171 | 0.2944 | 0.29747 | 0.30101 | 0.30389 | 0.30665 | 0.30945 | 0.31237 | 0.31516 | 0.31772 | 0.32033 | 0.32308 | 0.32611 | 0.32907 | 0.33222 | 0.33553 | 0.339 | 0.34253 | 0.34608 | 0.34941 | 0.35242 | 0.35508 | 0.35737 | 0.35935 | 0.36072 | 0.36174 | 0.36262 | 0.36337 | 0.36412 | 0.36445 | 0.36445
F2_Commercial_Other Health_New_Food Preparation_Natural Gas_Double Rack Oven_E3 | F2 | Commercial | Other Health | New | Food Preparation | Natural Gas | Double Rack Oven | E3 | RVT - Cost of Operation | 0 | 0 | 0 | 0 | 0 | 0 | 0 | 0 | 0 | 0 | 0 | 0 | 0 | 0 | 0 | 0 | 0 | 0 | 0 | 0 | 0 | 0 | 0 | 0 | 0 | 0 | 0 | 0 | 0 | 0 | 0 | 0 | 0
F2_Commercial_Other Health_New_Food Preparation_Natural Gas_Double Rack Oven_E4 | F2 | Commercial | Other Health | New | Food Preparation | Natural Gas | Double Rack Oven | E4 | RVT - Cost of Operation | 0 | 0 | 0 | 0 | 0 | 0 | 0 | 0 | 0 | 0 | 0 | 0 | 0 | 0 | 0 | 0 | 0 | 0 | 0 | 0 | 0 | 0 | 0 | 0 | 0 | 0 | 0 | 0 | 0 | 0 | 0 | 0 | 0
F2_Commercial_Other Health_New_Food Preparation_Natural Gas_Double Rack Oven_E5 | F2 | Commercial | Other Health | New | Food Preparation | Natural Gas | Double Rack Oven | E5 | RVT - Cost of Operation | 0 | 0 | 0 | 0 | 0 | 0 | 0 | 0 | 0 | 0 | 0 | 0 | 0 | 0 | 0 | 0 | 0 | 0 | 0 | 0 | 0 | 0 | 0 | 0 | 0 | 0 | 0 | 0 | 0 | 0 | 0 | 0 | 0
F2_Commercial_Other Health_New_Food Preparation_Natural Gas_Double Rack Oven_E6 | F2 | Commercial | Other Health | New | Food Preparation | Natural Gas | Double Rack Oven | E6 | RVT - Cost of Operation | 0 | 0 | 0 | 0 | 0 | 0 | 0 | 0 | 0 | 0 | 0 | 0 | 0 | 0 | 0 | 0 | 0 | 0 | 0 | 0 | 0 | 0 | 0 | 0 | 0 | 0 | 0 | 0 | 0 | 0 | 0 | 0 | 0
F2_Commercial_Other Health_New_Food Preparation_Natural Gas_Double Rack Oven_E7 | F2 | Commercial | Other Health | New | Food Preparation | Natural Gas | Double Rack Oven | E7 | RVT - Cost of Operation | 0 | 0 | 0 | 0 | 0 | 0 | 0 | 0 | 0 | 0 | 0 | 0 | 0 | 0 | 0 | 0 | 0 | 0 | 0 | 0 | 0 | 0 | 0 | 0 | 0 | 0 | 0 | 0 | 0 | 0 | 0 | 0 | 0
F2_Commercial_Other Health_New_Food Preparation_Natural Gas_Double Rack Oven_E8 | F2 | Commercial | Other Health | New | Food Preparation | Natural Gas | Double Rack Oven | E8 | RVT - Cost of Operation | 0 | 0 | 0 | 0 | 0 | 0 | 0 | 0 | 0 | 0 | 0 | 0 | 0 | 0 | 0 | 0 | 0 | 0 | 0 | 0 | 0 | 0 | 0 | 0 | 0 | 0 | 0 | 0 | 0 | 0 | 0 | 0 | 0
F2_Commercial_Other Health_New_Food Preparation_Natural Gas_Double Rack Oven_E9 | F2 | Commercial | Other Health | New | Food Preparation | Natural Gas | Double Rack Oven | E9 | RVT - Cost of Operation | 0 | 0 | 0 | 0 | 0 | 0 | 0 | 0 | 0 | 0 | 0 | 0 | 0 | 0 | 0 | 0 | 0 | 0 | 0 | 0 | 0 | 0 | 0 | 0 | 0 | 0 | 0 | 0 | 0 | 0 | 0 | 0 | 0
F2_Commercial_Other Health_New_Food Preparation_Natural Gas_Double Rack Oven_E10 | F2 | Commercial | Other Health | New | Food Preparation | Natural Gas | Double Rack Oven | E10 | RVT - Cost of Operation | 0 | 0 | 0 | 0 | 0 | 0 | 0 | 0 | 0 | 0 | 0 | 0 | 0 | 0 | 0 | 0 | 0 | 0 | 0 | 0 | 0 | 0 | 0 | 0 | 0 | 0 | 0 | 0 | 0 | 0 | 0 | 0 | 0
F3_Commercial_Other Health_New_Food Preparation_Natural Gas_Double Rack Oven_E1 | F3 | Commercial | Other Health | New | Food Preparation | Natural Gas | Double Rack Oven | E1 | System - kBTUs of Consumption | 0.10643 | 0.10643 | 0.10643 | 0.10643 | 0.10643 | 0.10643 | 0.10643 | 0.10643 | 0.10643 | 0.10643 | 0.10643 | 0.10643 | 0.10643 | 0.10643 | 0.10643 | 0.10643 | 0.10643 | 0.10643 | 0.10643 | 0.10643 | 0.10643 | 0.10643 | 0.10643 | 0.10643 | 0.10643 | 0.10643 | 0.10643 | 0.10643 | 0.10643 | 0.10643 | 0.10643 | 0.10643 | 0.10643
F3_Commercial_Other Health_New_Food Preparation_Natural Gas_Double Rack Oven_E2 | F3 | Commercial | Other Health | New | Food Preparation | Natural Gas | Double Rack Oven | E2 | System - kBTUs of Consumption | 0.14154 | 0.14154 | 0.14154 | 0.14154 | 0.14154 | 0.14154 | 0.14154 | 0.14154 | 0.14154 | 0.14154 | 0.14154 | 0.14154 | 0.14154 | 0.14154 | 0.14154 | 0.14154 | 0.14154 | 0.14154 | 0.14154 | 0.14154 | 0.14154 | 0.14154 | 0.14154 | 0.14154 | 0.14154 | 0.14154 | 0.14154 | 0.14154 | 0.14154 | 0.14154 | 0.14154 | 0.14154 | 0.14154
F3_Commercial_Other Health_New_Food Preparation_Natural Gas_Double Rack Oven_E3 | F3 | Commercial | Other Health | New | Food Preparation | Natural Gas | Double Rack Oven | E3 | System - kBTUs of Consumption | 0 | 0 | 0 | 0 | 0 | 0 | 0 | 0 | 0 | 0 | 0 | 0 | 0 | 0 | 0 | 0 | 0 | 0 | 0 | 0 | 0 | 0 | 0 | 0 | 0 | 0 | 0 | 0 | 0 | 0 | 0 | 0 | 0
F3_Commercial_Other Health_New_Food Preparation_Natural Gas_Double Rack Oven_E4 | F3 | Commercial | Other Health | New | Food Preparation | Natural Gas | Double Rack Oven | E4 | System - kBTUs of Consumption | 0 | 0 | 0 | 0 | 0 | 0 | 0 | 0 | 0 | 0 | 0 | 0 | 0 | 0 | 0 | 0 | 0 | 0 | 0 | 0 | 0 | 0 | 0 | 0 | 0 | 0 | 0 | 0 | 0 | 0 | 0 | 0 | 0
F3_Commercial_Other Health_New_Food Preparation_Natural Gas_Double Rack Oven_E5 | F3 | Commercial | Other Health | New | Food Preparation | Natural Gas | Double Rack Oven | E5 | System - kBTUs of Consumption | 0 | 0 | 0 | 0 | 0 | 0 | 0 | 0 | 0 | 0 | 0 | 0 | 0 | 0 | 0 | 0 | 0 | 0 | 0 | 0 | 0 | 0 | 0 | 0 | 0 | 0 | 0 | 0 | 0 | 0 | 0 | 0 | 0
F3_Commercial_Other Health_New_Food Preparation_Natural Gas_Double Rack Oven_E6 | F3 | Commercial | Other Health | New | Food Preparation | Natural Gas | Double Rack Oven | E6 | System - kBTUs of Consumption | 0 | 0 | 0 | 0 | 0 | 0 | 0 | 0 | 0 | 0 | 0 | 0 | 0 | 0 | 0 | 0 | 0 | 0 | 0 | 0 | 0 | 0 | 0 | 0 | 0 | 0 | 0 | 0 | 0 | 0 | 0 | 0 | 0
F3_Commercial_Other Health_New_Food Preparation_Natural Gas_Double Rack Oven_E7 | F3 | Commercial | Other Health | New | Food Preparation | Natural Gas | Double Rack Oven | E7 | System - kBTUs of Consumption | 0 | 0 | 0 | 0 | 0 | 0 | 0 | 0 | 0 | 0 | 0 | 0 | 0 | 0 | 0 | 0 | 0 | 0 | 0 | 0 | 0 | 0 | 0 | 0 | 0 | 0 | 0 | 0 | 0 | 0 | 0 | 0 | 0
F3_Commercial_Other Health_New_Food Preparation_Natural Gas_Double Rack Oven_E8 | F3 | Commercial | Other Health | New | Food Preparation | Natural Gas | Double Rack Oven | E8 | System - kBTUs of Consumption | 0 | 0 | 0 | 0 | 0 | 0 | 0 | 0 | 0 | 0 | 0 | 0 | 0 | 0 | 0 | 0 | 0 | 0 | 0 | 0 | 0 | 0 | 0 | 0 | 0 | 0 | 0 | 0 | 0 | 0 | 0 | 0 | 0
F3_Commercial_Other Health_New_Food Preparation_Natural Gas_Double Rack Oven_E9 | F3 | Commercial | Other Health | New | Food Preparation | Natural Gas | Double Rack Oven | E9 | System - kBTUs of Consumption | 0 | 0 | 0 | 0 | 0 | 0 | 0 | 0 | 0 | 0 | 0 | 0 | 0 | 0 | 0 | 0 | 0 | 0 | 0 | 0 | 0 | 0 | 0 | 0 | 0 | 0 | 0 | 0 | 0 | 0 | 0 | 0 | 0
F3_Commercial_Other Health_New_Food Preparation_Natural Gas_Double Rack Oven_E10 | F3 | Commercial | Other Health | New | Food Preparation | Natural Gas | Double Rack Oven | E10 | System - kBTUs of Consumption | 0 | 0 | 0 | 0 | 0 | 0 | 0 | 0 | 0 | 0 | 0 | 0 | 0 | 0 | 0 | 0 | 0 | 0 | 0 | 0 | 0 | 0 | 0 | 0 | 0 | 0 | 0 | 0 | 0 | 0 | 0 | 0 | 0
F4_Commercial_Other Health_New_Food Preparation_Natural Gas_Double Rack Oven_E1 | F4 | Commercial | Other Health | New | Food Preparation | Natural Gas | Double Rack Oven | E1 | Utility - Cost of Equipment | 0.52631 | 0.53032 | 0.5348 | 0.53973 | 0.54535 | 0.55186 | 0.55713 | 0.56219 | 0.56733 | 0.57268 | 0.57779 | 0.58248 | 0.58727 | 0.59231 | 0.59786 | 0.6033 | 0.60906 | 0.61515 | 0.62149 | 0.62797 | 0.63449 | 0.64059 | 0.6461 | 0.65097 | 0.65518 | 0.6588 | 0.66131 | 0.66318 | 0.6648 | 0.66619 | 0.66755 | 0.66816 | 0.66816
F4_Commercial_Other Health_New_Food Preparation_Natural Gas_Double Rack Oven_E2 | F4 | Commercial | Other Health | New | Food Preparation | Natural Gas | Double Rack Oven | E2 | Utility - Cost of Equipment | 0.28708 | 0.28927 | 0.29171 | 0.2944 | 0.29747 | 0.30101 | 0.30389 | 0.30665 | 0.30945 | 0.31237 | 0.31516 | 0.31772 | 0.32033 | 0.32308 | 0.32611 | 0.32907 | 0.33222 | 0.33553 | 0.339 | 0.34253 | 0.34608 | 0.34941 | 0.35242 | 0.35508 | 0.35737 | 0.35935 | 0.36072 | 0.36174 | 0.36262 | 0.36337 | 0.36412 | 0.36445 | 0.36445
F4_Commercial_Other Health_New_Food Preparation_Natural Gas_Double Rack Oven_E3 | F4 | Commercial | Other Health | New | Food Preparation | Natural Gas | Double Rack Oven | E3 | Utility - Cost of Equipment | 0 | 0 | 0 | 0 | 0 | 0 | 0 | 0 | 0 | 0 | 0 | 0 | 0 | 0 | 0 | 0 | 0 | 0 | 0 | 0 | 0 | 0 | 0 | 0 | 0 | 0 | 0 | 0 | 0 | 0 | 0 | 0 | 0
F4_Commercial_Other Health_New_Food Preparation_Natural Gas_Double Rack Oven_E4 | F4 | Commercial | Other Health | New | Food Preparation | Natural Gas | Double Rack Oven | E4 | Utility - Cost of Equipment | 0 | 0 | 0 | 0 | 0 | 0 | 0 | 0 | 0 | 0 | 0 | 0 | 0 | 0 | 0 | 0 | 0 | 0 | 0 | 0 | 0 | 0 | 0 | 0 | 0 | 0 | 0 | 0 | 0 | 0 | 0 | 0 | 0
F4_Commercial_Other Health_New_Food Preparation_Natural Gas_Double Rack Oven_E5 | F4 | Commercial | Other Health | New | Food Preparation | Natural Gas | Double Rack Oven | E5 | Utility - Cost of Equipment | 0 | 0 | 0 | 0 | 0 | 0 | 0 | 0 | 0 | 0 | 0 | 0 | 0 | 0 | 0 | 0 | 0 | 0 | 0 | 0 | 0 | 0 | 0 | 0 | 0 | 0 | 0 | 0 | 0 | 0 | 0 | 0 | 0
F4_Commercial_Other Health_New_Food Preparation_Natural Gas_Double Rack Oven_E6 | F4 | Commercial | Other Health | New | Food Preparation | Natural Gas | Double Rack Oven | E6 | Utility - Cost of Equipment | 0 | 0 | 0 | 0 | 0 | 0 | 0 | 0 | 0 | 0 | 0 | 0 | 0 | 0 | 0 | 0 | 0 | 0 | 0 | 0 | 0 | 0 | 0 | 0 | 0 | 0 | 0 | 0 | 0 | 0 | 0 | 0 | 0
F4_Commercial_Other Health_New_Food Preparation_Natural Gas_Double Rack Oven_E7 | F4 | Commercial | Other Health | New | Food Preparation | Natural Gas | Double Rack Oven | E7 | Utility - Cost of Equipment | 0 | 0 | 0 | 0 | 0 | 0 | 0 | 0 | 0 | 0 | 0 | 0 | 0 | 0 | 0 | 0 | 0 | 0 | 0 | 0 | 0 | 0 | 0 | 0 | 0 | 0 | 0 | 0 | 0 | 0 | 0 | 0 | 0
F4_Commercial_Other Health_New_Food Preparation_Natural Gas_Double Rack Oven_E8 | F4 | Commercial | Other Health | New | Food Preparation | Natural Gas | Double Rack Oven | E8 | Utility - Cost of Equipment | 0 | 0 | 0 | 0 | 0 | 0 | 0 | 0 | 0 | 0 | 0 | 0 | 0 | 0 | 0 | 0 | 0 | 0 | 0 | 0 | 0 | 0 | 0 | 0 | 0 | 0 | 0 | 0 | 0 | 0 | 0 | 0 | 0
F4_Commercial_Other Health_New_Food Preparation_Natural Gas_Double Rack Oven_E9 | F4 | Commercial | Other Health | New | Food Preparation | Natural Gas | Double Rack Oven | E9 | Utility - Cost of Equipment | 0 | 0 | 0 | 0 | 0 | 0 | 0 | 0 | 0 | 0 | 0 | 0 | 0 | 0 | 0 | 0 | 0 | 0 | 0 | 0 | 0 | 0 | 0 | 0 | 0 | 0 | 0 | 0 | 0 | 0 | 0 | 0 | 0
F4_Commercial_Other Health_New_Food Preparation_Natural Gas_Double Rack Oven_E10 | F4 | Commercial | Other Health | New | Food Preparation | Natural Gas | Double Rack Oven | E10 | Utility - Cost of Equipment | 0 | 0 | 0 | 0 | 0 | 0 | 0 | 0 | 0 | 0 | 0 | 0 | 0 | 0 | 0 | 0 | 0 | 0 | 0 | 0 | 0 | 0 | 0 | 0 | 0 | 0 | 0 | 0 | 0 | 0 | 0 | 0 | 0
F5_Commercial_Other Health_New_Food Preparation_Natural Gas_Double Rack Oven_E1 | F5 | Commercial | Other Health | New | Food Preparation | Natural Gas | Double Rack Oven | E1 | Utility - Cost of Operation | 0.10643 | 0.10643 | 0.10643 | 0.10643 | 0.10643 | 0.10643 | 0.10643 | 0.10643 | 0.10643 | 0.10643 | 0.10643 | 0.10643 | 0.10643 | 0.10643 | 0.10643 | 0.10643 | 0.10643 | 0.10643 | 0.10643 | 0.10643 | 0.10643 | 0.10643 | 0.10643 | 0.10643 | 0.10643 | 0.10643 | 0.10643 | 0.10643 | 0.10643 | 0.10643 | 0.10643 | 0.10643 | 0.10643
F5_Commercial_Other Health_New_Food Preparation_Natural Gas_Double Rack Oven_E2 | F5 | Commercial | Other Health | New | Food Preparation | Natural Gas | Double Rack Oven | E2 | Utility - Cost of Operation | 0.14154 | 0.14154 | 0.14154 | 0.14154 | 0.14154 | 0.14154 | 0.14154 | 0.14154 | 0.14154 | 0.14154 | 0.14154 | 0.14154 | 0.14154 | 0.14154 | 0.14154 | 0.14154 | 0.14154 | 0.14154 | 0.14154 | 0.14154 | 0.14154 | 0.14154 | 0.14154 | 0.14154 | 0.14154 | 0.14154 | 0.14154 | 0.14154 | 0.14154 | 0.14154 | 0.14154 | 0.14154 | 0.14154
F5_Commercial_Other Health_New_Food Preparation_Natural Gas_Double Rack Oven_E3 | F5 | Commercial | Other Health | New | Food Preparation | Natural Gas | Double Rack Oven | E3 | Utility - Cost of Operation | 0 | 0 | 0 | 0 | 0 | 0 | 0 | 0 | 0 | 0 | 0 | 0 | 0 | 0 | 0 | 0 | 0 | 0 | 0 | 0 | 0 | 0 | 0 | 0 | 0 | 0 | 0 | 0 | 0 | 0 | 0 | 0 | 0
F5_Commercial_Other Health_New_Food Preparation_Natural Gas_Double Rack Oven_E4 | F5 | Commercial | Other Health | New | Food Preparation | Natural Gas | Double Rack Oven | E4 | Utility - Cost of Operation | 0 | 0 | 0 | 0 | 0 | 0 | 0 | 0 | 0 | 0 | 0 | 0 | 0 | 0 | 0 | 0 | 0 | 0 | 0 | 0 | 0 | 0 | 0 | 0 | 0 | 0 | 0 | 0 | 0 | 0 | 0 | 0 | 0
F5_Commercial_Other Health_New_Food Preparation_Natural Gas_Double Rack Oven_E5 | F5 | Commercial | Other Health | New | Food Preparation | Natural Gas | Double Rack Oven | E5 | Utility - Cost of Operation | 0 | 0 | 0 | 0 | 0 | 0 | 0 | 0 | 0 | 0 | 0 | 0 | 0 | 0 | 0 | 0 | 0 | 0 | 0 | 0 | 0 | 0 | 0 | 0 | 0 | 0 | 0 | 0 | 0 | 0 | 0 | 0 | 0
F5_Commercial_Other Health_New_Food Preparation_Natural Gas_Double Rack Oven_E6 | F5 | Commercial | Other Health | New | Food Preparation | Natural Gas | Double Rack Oven | E6 | Utility - Cost of Operation | 0 | 0 | 0 | 0 | 0 | 0 | 0 | 0 | 0 | 0 | 0 | 0 | 0 | 0 | 0 | 0 | 0 | 0 | 0 | 0 | 0 | 0 | 0 | 0 | 0 | 0 | 0 | 0 | 0 | 0 | 0 | 0 | 0
F5_Commercial_Other Health_New_Food Preparation_Natural Gas_Double Rack Oven_E7 | F5 | Commercial | Other Health | New | Food Preparation | Natural Gas | Double Rack Oven | E7 | Utility - Cost of Operation | 0 | 0 | 0 | 0 | 0 | 0 | 0 | 0 | 0 | 0 | 0 | 0 | 0 | 0 | 0 | 0 | 0 | 0 | 0 | 0 | 0 | 0 | 0 | 0 | 0 | 0 | 0 | 0 | 0 | 0 | 0 | 0 | 0
F5_Commercial_Other Health_New_Food Preparation_Natural Gas_Double Rack Oven_E8 | F5 | Commercial | Other Health | New | Food Preparation | Natural Gas | Double Rack Oven | E8 | Utility - Cost of Operation | 0 | 0 | 0 | 0 | 0 | 0 | 0 | 0 | 0 | 0 | 0 | 0 | 0 | 0 | 0 | 0 | 0 | 0 | 0 | 0 | 0 | 0 | 0 | 0 | 0 | 0 | 0 | 0 | 0 | 0 | 0 | 0 | 0
F5_Commercial_Other Health_New_Food Preparation_Natural Gas_Double Rack Oven_E9 | F5 | Commercial | Other Health | New | Food Preparation | Natural Gas | Double Rack Oven | E9 | Utility - Cost of Operation | 0 | 0 | 0 | 0 | 0 | 0 | 0 | 0 | 0 | 0 | 0 | 0 | 0 | 0 | 0 | 0 | 0 | 0 | 0 | 0 | 0 | 0 | 0 | 0 | 0 | 0 | 0 | 0 | 0 | 0 | 0 | 0 | 0
F5_Commercial_Other Health_New_Food Preparation_Natural Gas_Double Rack Oven_E10 | F5 | Commercial | Other Health | New | Food Preparation | Natural Gas | Double Rack Oven | E10 | Utility - Cost of Operation | 0 | 0 | 0 | 0 | 0 | 0 | 0 | 0 | 0 | 0 | 0 | 0 | 0 | 0 | 0 | 0 | 0 | 0 | 0 | 0 | 0 | 0 | 0 | 0 | 0 | 0 | 0 | 0 | 0 | 0 | 0 | 0 | 0
F6_Commercial_Other Health_New_Food Preparation_Natural Gas_Double Rack Oven_E1 | F6 | Commercial | Other Health | New | Food Preparation | Natural Gas | Double Rack Oven | E1 | Utility - Value of Sales | 0.31171 | 0.31171 | 0.31171 | 0.31171 | 0.31171 | 0.31171 | 0.31171 | 0.31171 | 0.31171 | 0.31171 | 0.31171 | 0.31171 | 0.31171 | 0.31171 | 0.31171 | 0.31171 | 0.31171 | 0.31171 | 0.31171 | 0.31171 | 0.31171 | 0.31171 | 0.31171 | 0.31171 | 0.31171 | 0.31171 | 0.31171 | 0.31171 | 0.31171 | 0.31171 | 0.31171 | 0.31171 | 0.31171
F6_Commercial_Other Health_New_Food Preparation_Natural Gas_Double Rack Oven_E2 | F6 | Commercial | Other Health | New | Food Preparation | Natural Gas | Double Rack Oven | E2 | Utility - Value of Sales | 0.17002 | 0.17002 | 0.17002 | 0.17002 | 0.17002 | 0.17002 | 0.17002 | 0.17002 | 0.17002 | 0.17002 | 0.17002 | 0.17002 | 0.17002 | 0.17002 | 0.17002 | 0.17002 | 0.17002 | 0.17002 | 0.17002 | 0.17002 | 0.17002 | 0.17002 | 0.17002 | 0.17002 | 0.17002 | 0.17002 | 0.17002 | 0.17002 | 0.17002 | 0.17002 | 0.17002 | 0.17002 | 0.17002
F6_Commercial_Other Health_New_Food Preparation_Natural Gas_Double Rack Oven_E3 | F6 | Commercial | Other Health | New | Food Preparation | Natural Gas | Double Rack Oven | E3 | Utility - Value of Sales | 0 | 0 | 0 | 0 | 0 | 0 | 0 | 0 | 0 | 0 | 0 | 0 | 0 | 0 | 0 | 0 | 0 | 0 | 0 | 0 | 0 | 0 | 0 | 0 | 0 | 0 | 0 | 0 | 0 | 0 | 0 | 0 | 0
F6_Commercial_Other Health_New_Food Preparation_Natural Gas_Double Rack Oven_E4 | F6 | Commercial | Other Health | New | Food Preparation | Natural Gas | Double Rack Oven | E4 | Utility - Value of Sales | 0 | 0 | 0 | 0 | 0 | 0 | 0 | 0 | 0 | 0 | 0 | 0 | 0 | 0 | 0 | 0 | 0 | 0 | 0 | 0 | 0 | 0 | 0 | 0 | 0 | 0 | 0 | 0 | 0 | 0 | 0 | 0 | 0
F6_Commercial_Other Health_New_Food Preparation_Natural Gas_Double Rack Oven_E5 | F6 | Commercial | Other Health | New | Food Preparation | Natural Gas | Double Rack Oven | E5 | Utility - Value of Sales | 0 | 0 | 0 | 0 | 0 | 0 | 0 | 0 | 0 | 0 | 0 | 0 | 0 | 0 | 0 | 0 | 0 | 0 | 0 | 0 | 0 | 0 | 0 | 0 | 0 | 0 | 0 | 0 | 0 | 0 | 0 | 0 | 0
F6_Commercial_Other Health_New_Food Preparation_Natural Gas_Double Rack Oven_E6 | F6 | Commercial | Other Health | New | Food Preparation | Natural Gas | Double Rack Oven | E6 | Utility - Value of Sales | 0 | 0 | 0 | 0 | 0 | 0 | 0 | 0 | 0 | 0 | 0 | 0 | 0 | 0 | 0 | 0 | 0 | 0 | 0 | 0 | 0 | 0 | 0 | 0 | 0 | 0 | 0 | 0 | 0 | 0 | 0 | 0 | 0
F6_Commercial_Other Health_New_Food Preparation_Natural Gas_Double Rack Oven_E7 | F6 | Commercial | Other Health | New | Food Preparation | Natural Gas | Double Rack Oven | E7 | Utility - Value of Sales | 0 | 0 | 0 | 0 | 0 | 0 | 0 | 0 | 0 | 0 | 0 | 0 | 0 | 0 | 0 | 0 | 0 | 0 | 0 | 0 | 0 | 0 | 0 | 0 | 0 | 0 | 0 | 0 | 0 | 0 | 0 | 0 | 0
F6_Commercial_Other Health_New_Food Preparation_Natural Gas_Double Rack Oven_E8 | F6 | Commercial | Other Health | New | Food Preparation | Natural Gas | Double Rack Oven | E8 | Utility - Value of Sales | 0 | 0 | 0 | 0 | 0 | 0 | 0 | 0 | 0 | 0 | 0 | 0 | 0 | 0 | 0 | 0 | 0 | 0 | 0 | 0 | 0 | 0 | 0 | 0 | 0 | 0 | 0 | 0 | 0 | 0 | 0 | 0 | 0
F6_Commercial_Other Health_New_Food Preparation_Natural Gas_Double Rack Oven_E9 | F6 | Commercial | Other Health | New | Food Preparation | Natural Gas | Double Rack Oven | E9 | Utility - Value of Sales | 0 | 0 | 0 | 0 | 0 | 0 | 0 | 0 | 0 | 0 | 0 | 0 | 0 | 0 | 0 | 0 | 0 | 0 | 0 | 0 | 0 | 0 | 0 | 0 | 0 | 0 | 0 | 0 | 0 | 0 | 0 | 0 | 0
F6_Commercial_Other Health_New_Food Preparation_Natural Gas_Double Rack Oven_E10 | F6 | Commercial | Other Health | New | Food Preparation | Natural Gas | Double Rack Oven | E10 | Utility - Value of Sales | 0 | 0 | 0 | 0 | 0 | 0 | 0 | 0 | 0 | 0 | 0 | 0 | 0 | 0 | 0 | 0 | 0 | 0 | 0 | 0 | 0 | 0 | 0 | 0 | 0 | 0 | 0 | 0 | 0 | 0 | 0 | 0 | 0
F1_Commercial_Other Health_New_Food Preparation_Natural Gas_Fryer_E1 | F1 | Commercial | Other Health | New | Food Preparation | Natural Gas | Fryer | E1 | RVT - Cost of Equipment | 0.21657 | 0.21724 | 0.21848 | 0 | 0 | 0 | 0 | 0 | 0 | 0 | 0 | 0 | 0 | 0 | 0 | 0 | 0 | 0 | 0 | 0 | 0 | 0 | 0 | 0 | 0 | 0 | 0 | 0 | 0 | 0 | 0 | 0 | 0
F1_Commercial_Other Health_New_Food Preparation_Natural Gas_Fryer_E2 | F1 | Commercial | Other Health | New | Food Preparation | Natural Gas | Fryer | E2 | RVT - Cost of Equipment | 0.13274 | 0.13315 | 0.13391 | 0.13495 | 0.13646 | 0.13853 | 0.14018 | 0.1418 | 0.14347 | 0.14517 | 0.14661 | 0.14771 | 0.14863 | 0.14947 | 0.15044 | 0.15133 | 0.15242 | 0.15381 | 0.15547 | 0.15739 | 0.15953 | 0.16163 | 0.16362 | 0.16542 | 0.167 | 0.16845 | 0.16948 | 0.17034 | 0.17113 | 0.17181 | 0.17248 | 0.17278 | 0.17278
F1_Commercial_Other Health_New_Food Preparation_Natural Gas_Fryer_E3 | F1 | Commercial | Other Health | New | Food Preparation | Natural Gas | Fryer | E3 | RVT - Cost of Equipment | 0 | 0 | 0 | 0 | 0 | 0 | 0 | 0 | 0 | 0 | 0 | 0 | 0 | 0 | 0 | 0 | 0 | 0 | 0 | 0 | 0 | 0 | 0 | 0 | 0 | 0 | 0 | 0 | 0 | 0 | 0 | 0 | 0
F1_Commercial_Other Health_New_Food Preparation_Natural Gas_Fryer_E4 | F1 | Commercial | Other Health | New | Food Preparation | Natural Gas | Fryer | E4 | RVT - Cost of Equipment | 0 | 0 | 0 | 0 | 0 | 0 | 0 | 0 | 0 | 0 | 0 | 0 | 0 | 0 | 0 | 0 | 0 | 0 | 0 | 0 | 0 | 0 | 0 | 0 | 0 | 0 | 0 | 0 | 0 | 0 | 0 | 0 | 0
F1_Commercial_Other Health_New_Food Preparation_Natural Gas_Fryer_E5 | F1 | Commercial | Other Health | New | Food Preparation | Natural Gas | Fryer | E5 | RVT - Cost of Equipment | 0 | 0 | 0 | 0 | 0 | 0 | 0 | 0 | 0 | 0 | 0 | 0 | 0 | 0 | 0 | 0 | 0 | 0 | 0 | 0 | 0 | 0 | 0 | 0 | 0 | 0 | 0 | 0 | 0 | 0 | 0 | 0 | 0
F1_Commercial_Other Health_New_Food Preparation_Natural Gas_Fryer_E6 | F1 | Commercial | Other Health | New | Food Preparation | Natural Gas | Fryer | E6 | RVT - Cost of Equipment | 0 | 0 | 0 | 0 | 0 | 0 | 0 | 0 | 0 | 0 | 0 | 0 | 0 | 0 | 0 | 0 | 0 | 0 | 0 | 0 | 0 | 0 | 0 | 0 | 0 | 0 | 0 | 0 | 0 | 0 | 0 | 0 | 0
F1_Commercial_Other Health_New_Food Preparation_Natural Gas_Fryer_E7 | F1 | Commercial | Other Health | New | Food Preparation | Natural Gas | Fryer | E7 | RVT - Cost of Equipment | 0 | 0 | 0 | 0 | 0 | 0 | 0 | 0 | 0 | 0 | 0 | 0 | 0 | 0 | 0 | 0 | 0 | 0 | 0 | 0 | 0 | 0 | 0 | 0 | 0 | 0 | 0 | 0 | 0 | 0 | 0 | 0 | 0
F1_Commercial_Other Health_New_Food Preparation_Natural Gas_Fryer_E8 | F1 | Commercial | Other Health | New | Food Preparation | Natural Gas | Fryer | E8 | RVT - Cost of Equipment | 0 | 0 | 0 | 0 | 0 | 0 | 0 | 0 | 0 | 0 | 0 | 0 | 0 | 0 | 0 | 0 | 0 | 0 | 0 | 0 | 0 | 0 | 0 | 0 | 0 | 0 | 0 | 0 | 0 | 0 | 0 | 0 | 0
F1_Commercial_Other Health_New_Food Preparation_Natural Gas_Fryer_E9 | F1 | Commercial | Other Health | New | Food Preparation | Natural Gas | Fryer | E9 | RVT - Cost of Equipment | 0 | 0 | 0 | 0 | 0 | 0 | 0 | 0 | 0 | 0 | 0 | 0 | 0 | 0 | 0 | 0 | 0 | 0 | 0 | 0 | 0 | 0 | 0 | 0 | 0 | 0 | 0 | 0 | 0 | 0 | 0 | 0 | 0
F1_Commercial_Other Health_New_Food Preparation_Natural Gas_Fryer_E10 | F1 | Commercial | Other Health | New | Food Preparation | Natural Gas | Fryer | E10 | RVT - Cost of Equipment | 0 | 0 | 0 | 0 | 0 | 0 | 0 | 0 | 0 | 0 | 0 | 0 | 0 | 0 | 0 | 0 | 0 | 0 | 0 | 0 | 0 | 0 | 0 | 0 | 0 | 0 | 0 | 0 | 0 | 0 | 0 | 0 | 0
F2_Commercial_Other Health_New_Food Preparation_Natural Gas_Fryer_E1 | F2 | Commercial | Other Health | New | Food Preparation | Natural Gas | Fryer | E1 | RVT - Cost of Operation | 0.25947 | 0.26027 | 0.26176 | 0 | 0 | 0 | 0 | 0 | 0 | 0 | 0 | 0 | 0 | 0 | 0 | 0 | 0 | 0 | 0 | 0 | 0 | 0 | 0 | 0 | 0 | 0 | 0 | 0 | 0 | 0 | 0 | 0 | 0
F2_Commercial_Other Health_New_Food Preparation_Natural Gas_Fryer_E2 | F2 | Commercial | Other Health | New | Food Preparation | Natural Gas | Fryer | E2 | RVT - Cost of Operation | 0.15903 | 0.15952 | 0.16043 | 0.16168 | 0.16349 | 0.16597 | 0.16794 | 0.16989 | 0.17188 | 0.17392 | 0.17565 | 0.17696 | 0.17807 | 0.17907 | 0.18024 | 0.1813 | 0.18261 | 0.18428 | 0.18627 | 0.18856 | 0.19112 | 0.19364 | 0.19603 | 0.19818 | 0.20008 | 0.20181 | 0.20305 | 0.20407 | 0.20503 | 0.20584 | 0.20664 | 0.207 | 0.207
F2_Commercial_Other Health_New_Food Preparation_Natural Gas_Fryer_E3 | F2 | Commercial | Other Health | New | Food Preparation | Natural Gas | Fryer | E3 | RVT - Cost of Operation | 0 | 0 | 0 | 0 | 0 | 0 | 0 | 0 | 0 | 0 | 0 | 0 | 0 | 0 | 0 | 0 | 0 | 0 | 0 | 0 | 0 | 0 | 0 | 0 | 0 | 0 | 0 | 0 | 0 | 0 | 0 | 0 | 0
F2_Commercial_Other Health_New_Food Preparation_Natural Gas_Fryer_E4 | F2 | Commercial | Other Health | New | Food Preparation | Natural Gas | Fryer | E4 | RVT - Cost of Operation | 0 | 0 | 0 | 0 | 0 | 0 | 0 | 0 | 0 | 0 | 0 | 0 | 0 | 0 | 0 | 0 | 0 | 0 | 0 | 0 | 0 | 0 | 0 | 0 | 0 | 0 | 0 | 0 | 0 | 0 | 0 | 0 | 0
F2_Commercial_Other Health_New_Food Preparation_Natural Gas_Fryer_E5 | F2 | Commercial | Other Health | New | Food Preparation | Natural Gas | Fryer | E5 | RVT - Cost of Operation | 0 | 0 | 0 | 0 | 0 | 0 | 0 | 0 | 0 | 0 | 0 | 0 | 0 | 0 | 0 | 0 | 0 | 0 | 0 | 0 | 0 | 0 | 0 | 0 | 0 | 0 | 0 | 0 | 0 | 0 | 0 | 0 | 0
F2_Commercial_Other Health_New_Food Preparation_Natural Gas_Fryer_E6 | F2 | Commercial | Other Health | New | Food Preparation | Natural Gas | Fryer | E6 | RVT - Cost of Operation | 0 | 0 | 0 | 0 | 0 | 0 | 0 | 0 | 0 | 0 | 0 | 0 | 0 | 0 | 0 | 0 | 0 | 0 | 0 | 0 | 0 | 0 | 0 | 0 | 0 | 0 | 0 | 0 | 0 | 0 | 0 | 0 | 0
F2_Commercial_Other Health_New_Food Preparation_Natural Gas_Fryer_E7 | F2 | Commercial | Other Health | New | Food Preparation | Natural Gas | Fryer | E7 | RVT - Cost of Operation | 0 | 0 | 0 | 0 | 0 | 0 | 0 | 0 | 0 | 0 | 0 | 0 | 0 | 0 | 0 | 0 | 0 | 0 | 0 | 0 | 0 | 0 | 0 | 0 | 0 | 0 | 0 | 0 | 0 | 0 | 0 | 0 | 0
F2_Commercial_Other Health_New_Food Preparation_Natural Gas_Fryer_E8 | F2 | Commercial | Other Health | New | Food Preparation | Natural Gas | Fryer | E8 | RVT - Cost of Operation | 0 | 0 | 0 | 0 | 0 | 0 | 0 | 0 | 0 | 0 | 0 | 0 | 0 | 0 | 0 | 0 | 0 | 0 | 0 | 0 | 0 | 0 | 0 | 0 | 0 | 0 | 0 | 0 | 0 | 0 | 0 | 0 | 0
F2_Commercial_Other Health_New_Food Preparation_Natural Gas_Fryer_E9 | F2 | Commercial | Other Health | New | Food Preparation | Natural Gas | Fryer | E9 | RVT - Cost of Operation | 0 | 0 | 0 | 0 | 0 | 0 | 0 | 0 | 0 | 0 | 0 | 0 | 0 | 0 | 0 | 0 | 0 | 0 | 0 | 0 | 0 | 0 | 0 | 0 | 0 | 0 | 0 | 0 | 0 | 0 | 0 | 0 | 0
F2_Commercial_Other Health_New_Food Preparation_Natural Gas_Fryer_E10 | F2 | Commercial | Other Health | New | Food Preparation | Natural Gas | Fryer | E10 | RVT - Cost of Operation | 0 | 0 | 0 | 0 | 0 | 0 | 0 | 0 | 0 | 0 | 0 | 0 | 0 | 0 | 0 | 0 | 0 | 0 | 0 | 0 | 0 | 0 | 0 | 0 | 0 | 0 | 0 | 0 | 0 | 0 | 0 | 0 | 0
F3_Commercial_Other Health_New_Food Preparation_Natural Gas_Fryer_E1 | F3 | Commercial | Other Health | New | Food Preparation | Natural Gas | Fryer | E1 | System - kBTUs of Consumption | 0.10334 | 0.10334 | 0.10334 | 0 | 0 | 0 | 0 | 0 | 0 | 0 | 0 | 0 | 0 | 0 | 0 | 0 | 0 | 0 | 0 | 0 | 0 | 0 | 0 | 0 | 0 | 0 | 0 | 0 | 0 | 0 | 0 | 0 | 0
F3_Commercial_Other Health_New_Food Preparation_Natural Gas_Fryer_E2 | F3 | Commercial | Other Health | New | Food Preparation | Natural Gas | Fryer | E2 | System - kBTUs of Consumption | 0.1299 | 0.1299 | 0.1299 | 0.1299 | 0.1299 | 0.1299 | 0.1299 | 0.1299 | 0.1299 | 0.1299 | 0.1299 | 0.1299 | 0.1299 | 0.1299 | 0.1299 | 0.1299 | 0.1299 | 0.1299 | 0.1299 | 0.1299 | 0.1299 | 0.1299 | 0.1299 | 0.1299 | 0.1299 | 0.1299 | 0.1299 | 0.1299 | 0.1299 | 0.1299 | 0.1299 | 0.1299 | 0.1299
F3_Commercial_Other Health_New_Food Preparation_Natural Gas_Fryer_E3 | F3 | Commercial | Other Health | New | Food Preparation | Natural Gas | Fryer | E3 | System - kBTUs of Consumption | 0 | 0 | 0 | 0 | 0 | 0 | 0 | 0 | 0 | 0 | 0 | 0 | 0 | 0 | 0 | 0 | 0 | 0 | 0 | 0 | 0 | 0 | 0 | 0 | 0 | 0 | 0 | 0 | 0 | 0 | 0 | 0 | 0
F3_Commercial_Other Health_New_Food Preparation_Natural Gas_Fryer_E4 | F3 | Commercial | Other Health | New | Food Preparation | Natural Gas | Fryer | E4 | System - kBTUs of Consumption | 0 | 0 | 0 | 0 | 0 | 0 | 0 | 0 | 0 | 0 | 0 | 0 | 0 | 0 | 0 | 0 | 0 | 0 | 0 | 0 | 0 | 0 | 0 | 0 | 0 | 0 | 0 | 0 | 0 | 0 | 0 | 0 | 0
F3_Commercial_Other Health_New_Food Preparation_Natural Gas_Fryer_E5 | F3 | Commercial | Other Health | New | Food Preparation | Natural Gas | Fryer | E5 | System - kBTUs of Consumption | 0 | 0 | 0 | 0 | 0 | 0 | 0 | 0 | 0 | 0 | 0 | 0 | 0 | 0 | 0 | 0 | 0 | 0 | 0 | 0 | 0 | 0 | 0 | 0 | 0 | 0 | 0 | 0 | 0 | 0 | 0 | 0 | 0
F3_Commercial_Other Health_New_Food Preparation_Natural Gas_Fryer_E6 | F3 | Commercial | Other Health | New | Food Preparation | Natural Gas | Fryer | E6 | System - kBTUs of Consumption | 0 | 0 | 0 | 0 | 0 | 0 | 0 | 0 | 0 | 0 | 0 | 0 | 0 | 0 | 0 | 0 | 0 | 0 | 0 | 0 | 0 | 0 | 0 | 0 | 0 | 0 | 0 | 0 | 0 | 0 | 0 | 0 | 0
F3_Commercial_Other Health_New_Food Preparation_Natural Gas_Fryer_E7 | F3 | Commercial | Other Health | New | Food Preparation | Natural Gas | Fryer | E7 | System - kBTUs of Consumption | 0 | 0 | 0 | 0 | 0 | 0 | 0 | 0 | 0 | 0 | 0 | 0 | 0 | 0 | 0 | 0 | 0 | 0 | 0 | 0 | 0 | 0 | 0 | 0 | 0 | 0 | 0 | 0 | 0 | 0 | 0 | 0 | 0
F3_Commercial_Other Health_New_Food Preparation_Natural Gas_Fryer_E8 | F3 | Commercial | Other Health | New | Food Preparation | Natural Gas | Fryer | E8 | System - kBTUs of Consumption | 0 | 0 | 0 | 0 | 0 | 0 | 0 | 0 | 0 | 0 | 0 | 0 | 0 | 0 | 0 | 0 | 0 | 0 | 0 | 0 | 0 | 0 | 0 | 0 | 0 | 0 | 0 | 0 | 0 | 0 | 0 | 0 | 0
F3_Commercial_Other Health_New_Food Preparation_Natural Gas_Fryer_E9 | F3 | Commercial | Other Health | New | Food Preparation | Natural Gas | Fryer | E9 | System - kBTUs of Consumption | 0 | 0 | 0 | 0 | 0 | 0 | 0 | 0 | 0 | 0 | 0 | 0 | 0 | 0 | 0 | 0 | 0 | 0 | 0 | 0 | 0 | 0 | 0 | 0 | 0 | 0 | 0 | 0 | 0 | 0 | 0 | 0 | 0
F3_Commercial_Other Health_New_Food Preparation_Natural Gas_Fryer_E10 | F3 | Commercial | Other Health | New | Food Preparation | Natural Gas | Fryer | E10 | System - kBTUs of Consumption | 0 | 0 | 0 | 0 | 0 | 0 | 0 | 0 | 0 | 0 | 0 | 0 | 0 | 0 | 0 | 0 | 0 | 0 | 0 | 0 | 0 | 0 | 0 | 0 | 0 | 0 | 0 | 0 | 0 | 0 | 0 | 0 | 0
F4_Commercial_Other Health_New_Food Preparation_Natural Gas_Fryer_E1 | F4 | Commercial | Other Health | New | Food Preparation | Natural Gas | Fryer | E1 | Utility - Cost of Equipment | 0.25947 | 0.26027 | 0.26176 | 0 | 0 | 0 | 0 | 0 | 0 | 0 | 0 | 0 | 0 | 0 | 0 | 0 | 0 | 0 | 0 | 0 | 0 | 0 | 0 | 0 | 0 | 0 | 0 | 0 | 0 | 0 | 0 | 0 | 0
F4_Commercial_Other Health_New_Food Preparation_Natural Gas_Fryer_E2 | F4 | Commercial | Other Health | New | Food Preparation | Natural Gas | Fryer | E2 | Utility - Cost of Equipment | 0.15903 | 0.15952 | 0.16043 | 0.16168 | 0.16349 | 0.16597 | 0.16794 | 0.16989 | 0.17188 | 0.17392 | 0.17565 | 0.17696 | 0.17807 | 0.17907 | 0.18024 | 0.1813 | 0.18261 | 0.18428 | 0.18627 | 0.18856 | 0.19112 | 0.19364 | 0.19603 | 0.19818 | 0.20008 | 0.20181 | 0.20305 | 0.20407 | 0.20503 | 0.20584 | 0.20664 | 0.207 | 0.207
F4_Commercial_Other Health_New_Food Preparation_Natural Gas_Fryer_E3 | F4 | Commercial | Other Health | New | Food Preparation | Natural Gas | Fryer | E3 | Utility - Cost of Equipment | 0 | 0 | 0 | 0 | 0 | 0 | 0 | 0 | 0 | 0 | 0 | 0 | 0 | 0 | 0 | 0 | 0 | 0 | 0 | 0 | 0 | 0 | 0 | 0 | 0 | 0 | 0 | 0 | 0 | 0 | 0 | 0 | 0
F4_Commercial_Other Health_New_Food Preparation_Natural Gas_Fryer_E4 | F4 | Commercial | Other Health | New | Food Preparation | Natural Gas | Fryer | E4 | Utility - Cost of Equipment | 0 | 0 | 0 | 0 | 0 | 0 | 0 | 0 | 0 | 0 | 0 | 0 | 0 | 0 | 0 | 0 | 0 | 0 | 0 | 0 | 0 | 0 | 0 | 0 | 0 | 0 | 0 | 0 | 0 | 0 | 0 | 0 | 0
F4_Commercial_Other Health_New_Food Preparation_Natural Gas_Fryer_E5 | F4 | Commercial | Other Health | New | Food Preparation | Natural Gas | Fryer | E5 | Utility - Cost of Equipment | 0 | 0 | 0 | 0 | 0 | 0 | 0 | 0 | 0 | 0 | 0 | 0 | 0 | 0 | 0 | 0 | 0 | 0 | 0 | 0 | 0 | 0 | 0 | 0 | 0 | 0 | 0 | 0 | 0 | 0 | 0 | 0 | 0
F4_Commercial_Other Health_New_Food Preparation_Natural Gas_Fryer_E6 | F4 | Commercial | Other Health | New | Food Preparation | Natural Gas | Fryer | E6 | Utility - Cost of Equipment | 0 | 0 | 0 | 0 | 0 | 0 | 0 | 0 | 0 | 0 | 0 | 0 | 0 | 0 | 0 | 0 | 0 | 0 | 0 | 0 | 0 | 0 | 0 | 0 | 0 | 0 | 0 | 0 | 0 | 0 | 0 | 0 | 0
F4_Commercial_Other Health_New_Food Preparation_Natural Gas_Fryer_E7 | F4 | Commercial | Other Health | New | Food Preparation | Natural Gas | Fryer | E7 | Utility - Cost of Equipment | 0 | 0 | 0 | 0 | 0 | 0 | 0 | 0 | 0 | 0 | 0 | 0 | 0 | 0 | 0 | 0 | 0 | 0 | 0 | 0 | 0 | 0 | 0 | 0 | 0 | 0 | 0 | 0 | 0 | 0 | 0 | 0 | 0
F4_Commercial_Other Health_New_Food Preparation_Natural Gas_Fryer_E8 | F4 | Commercial | Other Health | New | Food Preparation | Natural Gas | Fryer | E8 | Utility - Cost of Equipment | 0 | 0 | 0 | 0 | 0 | 0 | 0 | 0 | 0 | 0 | 0 | 0 | 0 | 0 | 0 | 0 | 0 | 0 | 0 | 0 | 0 | 0 | 0 | 0 | 0 | 0 | 0 | 0 | 0 | 0 | 0 | 0 | 0
F4_Commercial_Other Health_New_Food Preparation_Natural Gas_Fryer_E9 | F4 | Commercial | Other Health | New | Food Preparation | Natural Gas | Fryer | E9 | Utility - Cost of Equipment | 0 | 0 | 0 | 0 | 0 | 0 | 0 | 0 | 0 | 0 | 0 | 0 | 0 | 0 | 0 | 0 | 0 | 0 | 0 | 0 | 0 | 0 | 0 | 0 | 0 | 0 | 0 | 0 | 0 | 0 | 0 | 0 | 0
F4_Commercial_Other Health_New_Food Preparation_Natural Gas_Fryer_E10 | F4 | Commercial | Other Health | New | Food Preparation | Natural Gas | Fryer | E10 | Utility - Cost of Equipment | 0 | 0 | 0 | 0 | 0 | 0 | 0 | 0 | 0 | 0 | 0 | 0 | 0 | 0 | 0 | 0 | 0 | 0 | 0 | 0 | 0 | 0 | 0 | 0 | 0 | 0 | 0 | 0 | 0 | 0 | 0 | 0 | 0
F5_Commercial_Other Health_New_Food Preparation_Natural Gas_Fryer_E1 | F5 | Commercial | Other Health | New | Food Preparation | Natural Gas | Fryer | E1 | Utility - Cost of Operation | 0.10334 | 0.10334 | 0.10334 | 0 | 0 | 0 | 0 | 0 | 0 | 0 | 0 | 0 | 0 | 0 | 0 | 0 | 0 | 0 | 0 | 0 | 0 | 0 | 0 | 0 | 0 | 0 | 0 | 0 | 0 | 0 | 0 | 0 | 0
F5_Commercial_Other Health_New_Food Preparation_Natural Gas_Fryer_E2 | F5 | Commercial | Other Health | New | Food Preparation | Natural Gas | Fryer | E2 | Utility - Cost of Operation | 0.1299 | 0.1299 | 0.1299 | 0.1299 | 0.1299 | 0.1299 | 0.1299 | 0.1299 | 0.1299 | 0.1299 | 0.1299 | 0.1299 | 0.1299 | 0.1299 | 0.1299 | 0.1299 | 0.1299 | 0.1299 | 0.1299 | 0.1299 | 0.1299 | 0.1299 | 0.1299 | 0.1299 | 0.1299 | 0.1299 | 0.1299 | 0.1299 | 0.1299 | 0.1299 | 0.1299 | 0.1299 | 0.1299
F5_Commercial_Other Health_New_Food Preparation_Natural Gas_Fryer_E3 | F5 | Commercial | Other Health | New | Food Preparation | Natural Gas | Fryer | E3 | Utility - Cost of Operation | 0 | 0 | 0 | 0 | 0 | 0 | 0 | 0 | 0 | 0 | 0 | 0 | 0 | 0 | 0 | 0 | 0 | 0 | 0 | 0 | 0 | 0 | 0 | 0 | 0 | 0 | 0 | 0 | 0 | 0 | 0 | 0 | 0
F5_Commercial_Other Health_New_Food Preparation_Natural Gas_Fryer_E4 | F5 | Commercial | Other Health | New | Food Preparation | Natural Gas | Fryer | E4 | Utility - Cost of Operation | 0 | 0 | 0 | 0 | 0 | 0 | 0 | 0 | 0 | 0 | 0 | 0 | 0 | 0 | 0 | 0 | 0 | 0 | 0 | 0 | 0 | 0 | 0 | 0 | 0 | 0 | 0 | 0 | 0 | 0 | 0 | 0 | 0
F5_Commercial_Other Health_New_Food Preparation_Natural Gas_Fryer_E5 | F5 | Commercial | Other Health | New | Food Preparation | Natural Gas | Fryer | E5 | Utility - Cost of Operation | 0 | 0 | 0 | 0 | 0 | 0 | 0 | 0 | 0 | 0 | 0 | 0 | 0 | 0 | 0 | 0 | 0 | 0 | 0 | 0 | 0 | 0 | 0 | 0 | 0 | 0 | 0 | 0 | 0 | 0 | 0 | 0 | 0
F5_Commercial_Other Health_New_Food Preparation_Natural Gas_Fryer_E6 | F5 | Commercial | Other Health | New | Food Preparation | Natural Gas | Fryer | E6 | Utility - Cost of Operation | 0 | 0 | 0 | 0 | 0 | 0 | 0 | 0 | 0 | 0 | 0 | 0 | 0 | 0 | 0 | 0 | 0 | 0 | 0 | 0 | 0 | 0 | 0 | 0 | 0 | 0 | 0 | 0 | 0 | 0 | 0 | 0 | 0
F5_Commercial_Other Health_New_Food Preparation_Natural Gas_Fryer_E7 | F5 | Commercial | Other Health | New | Food Preparation | Natural Gas | Fryer | E7 | Utility - Cost of Operation | 0 | 0 | 0 | 0 | 0 | 0 | 0 | 0 | 0 | 0 | 0 | 0 | 0 | 0 | 0 | 0 | 0 | 0 | 0 | 0 | 0 | 0 | 0 | 0 | 0 | 0 | 0 | 0 | 0 | 0 | 0 | 0 | 0
F5_Commercial_Other Health_New_Food Preparation_Natural Gas_Fryer_E8 | F5 | Commercial | Other Health | New | Food Preparation | Natural Gas | Fryer | E8 | Utility - Cost of Operation | 0 | 0 | 0 | 0 | 0 | 0 | 0 | 0 | 0 | 0 | 0 | 0 | 0 | 0 | 0 | 0 | 0 | 0 | 0 | 0 | 0 | 0 | 0 | 0 | 0 | 0 | 0 | 0 | 0 | 0 | 0 | 0 | 0
F5_Commercial_Other Health_New_Food Preparation_Natural Gas_Fryer_E9 | F5 | Commercial | Other Health | New | Food Preparation | Natural Gas | Fryer | E9 | Utility - Cost of Operation | 0 | 0 | 0 | 0 | 0 | 0 | 0 | 0 | 0 | 0 | 0 | 0 | 0 | 0 | 0 | 0 | 0 | 0 | 0 | 0 | 0 | 0 | 0 | 0 | 0 | 0 | 0 | 0 | 0 | 0 | 0 | 0 | 0
F5_Commercial_Other Health_New_Food Preparation_Natural Gas_Fryer_E10 | F5 | Commercial | Other Health | New | Food Preparation | Natural Gas | Fryer | E10 | Utility - Cost of Operation | 0 | 0 | 0 | 0 | 0 | 0 | 0 | 0 | 0 | 0 | 0 | 0 | 0 | 0 | 0 | 0 | 0 | 0 | 0 | 0 | 0 | 0 | 0 | 0 | 0 | 0 | 0 | 0 | 0 | 0 | 0 | 0 | 0
F6_Commercial_Other Health_New_Food Preparation_Natural Gas_Fryer_E1 | F6 | Commercial | Other Health | New | Food Preparation | Natural Gas | Fryer | E1 | Utility - Value of Sales | 0.15784 | 0.15784 | 0.15784 | 0 | 0 | 0 | 0 | 0 | 0 | 0 | 0 | 0 | 0 | 0 | 0 | 0 | 0 | 0 | 0 | 0 | 0 | 0 | 0 | 0 | 0 | 0 | 0 | 0 | 0 | 0 | 0 | 0 | 0
F6_Commercial_Other Health_New_Food Preparation_Natural Gas_Fryer_E2 | F6 | Commercial | Other Health | New | Food Preparation | Natural Gas | Fryer | E2 | Utility - Value of Sales | 0.096739 | 0.096739 | 0.096739 | 0.096739 | 0.096739 | 0.096739 | 0.096739 | 0.096739 | 0.096739 | 0.096739 | 0.096739 | 0.096739 | 0.096739 | 0.096739 | 0.096739 | 0.096739 | 0.096739 | 0.096739 | 0.096739 | 0.096739 | 0.096739 | 0.096739 | 0.096739 | 0.096739 | 0.096739 | 0.096739 | 0.096739 | 0.096739 | 0.096739 | 0.096739 | 0.096739 | 0.096739 | 0.096739
F6_Commercial_Other Health_New_Food Preparation_Natural Gas_Fryer_E3 | F6 | Commercial | Other Health | New | Food Preparation | Natural Gas | Fryer | E3 | Utility - Value of Sales | 0 | 0 | 0 | 0 | 0 | 0 | 0 | 0 | 0 | 0 | 0 | 0 | 0 | 0 | 0 | 0 | 0 | 0 | 0 | 0 | 0 | 0 | 0 | 0 | 0 | 0 | 0 | 0 | 0 | 0 | 0 | 0 | 0
F6_Commercial_Other Health_New_Food Preparation_Natural Gas_Fryer_E4 | F6 | Commercial | Other Health | New | Food Preparation | Natural Gas | Fryer | E4 | Utility - Value of Sales | 0 | 0 | 0 | 0 | 0 | 0 | 0 | 0 | 0 | 0 | 0 | 0 | 0 | 0 | 0 | 0 | 0 | 0 | 0 | 0 | 0 | 0 | 0 | 0 | 0 | 0 | 0 | 0 | 0 | 0 | 0 | 0 | 0
F6_Commercial_Other Health_New_Food Preparation_Natural Gas_Fryer_E5 | F6 | Commercial | Other Health | New | Food Preparation | Natural Gas | Fryer | E5 | Utility - Value of Sales | 0 | 0 | 0 | 0 | 0 | 0 | 0 | 0 | 0 | 0 | 0 | 0 | 0 | 0 | 0 | 0 | 0 | 0 | 0 | 0 | 0 | 0 | 0 | 0 | 0 | 0 | 0 | 0 | 0 | 0 | 0 | 0 | 0
F6_Commercial_Other Health_New_Food Preparation_Natural Gas_Fryer_E6 | F6 | Commercial | Other Health | New | Food Preparation | Natural Gas | Fryer | E6 | Utility - Value of Sales | 0 | 0 | 0 | 0 | 0 | 0 | 0 | 0 | 0 | 0 | 0 | 0 | 0 | 0 | 0 | 0 | 0 | 0 | 0 | 0 | 0 | 0 | 0 | 0 | 0 | 0 | 0 | 0 | 0 | 0 | 0 | 0 | 0
F6_Commercial_Other Health_New_Food Preparation_Natural Gas_Fryer_E7 | F6 | Commercial | Other Health | New | Food Preparation | Natural Gas | Fryer | E7 | Utility - Value of Sales | 0 | 0 | 0 | 0 | 0 | 0 | 0 | 0 | 0 | 0 | 0 | 0 | 0 | 0 | 0 | 0 | 0 | 0 | 0 | 0 | 0 | 0 | 0 | 0 | 0 | 0 | 0 | 0 | 0 | 0 | 0 | 0 | 0
F6_Commercial_Other Health_New_Food Preparation_Natural Gas_Fryer_E8 | F6 | Commercial | Other Health | New | Food Preparation | Natural Gas | Fryer | E8 | Utility - Value of Sales | 0 | 0 | 0 | 0 | 0 | 0 | 0 | 0 | 0 | 0 | 0 | 0 | 0 | 0 | 0 | 0 | 0 | 0 | 0 | 0 | 0 | 0 | 0 | 0 | 0 | 0 | 0 | 0 | 0 | 0 | 0 | 0 | 0
F6_Commercial_Other Health_New_Food Preparation_Natural Gas_Fryer_E9 | F6 | Commercial | Other Health | New | Food Preparation | Natural Gas | Fryer | E9 | Utility - Value of Sales | 0 | 0 | 0 | 0 | 0 | 0 | 0 | 0 | 0 | 0 | 0 | 0 | 0 | 0 | 0 | 0 | 0 | 0 | 0 | 0 | 0 | 0 | 0 | 0 | 0 | 0 | 0 | 0 | 0 | 0 | 0 | 0 | 0
F6_Commercial_Other Health_New_Food Preparation_Natural Gas_Fryer_E10 | F6 | Commercial | Other Health | New | Food Preparation | Natural Gas | Fryer | E10 | Utility - Value of Sales | 0 | 0 | 0 | 0 | 0 | 0 | 0 | 0 | 0 | 0 | 0 | 0 | 0 | 0 | 0 | 0 | 0 | 0 | 0 | 0 | 0 | 0 | 0 | 0 | 0 | 0 | 0 | 0 | 0 | 0 | 0 | 0 | 0
F1_Commercial_Other Health_New_Food Preparation_Natural Gas_Broiler_E1 | F1 | Commercial | Other Health | New | Food Preparation | Natural Gas | Broiler | E1 | RVT - Cost of Equipment | 0.24256 | 0.24441 | 0.24648 | 0.24875 | 0.25134 | 0.25434 | 0.25677 | 0.2591 | 0.26147 | 0.26393 | 0.26629 | 0.26845 | 0.27066 | 0.27298 | 0.27554 | 0.27804 | 0.2807 | 0.2835 | 0.28643 | 0.28941 | 0.29242 | 0.29523 | 0.29777 | 0.30001 | 0.30195 | 0.30362 | 0.30478 | 0.30564 | 0.30639 | 0.30703 | 0.30766 | 0.30794 | 0.30794
F1_Commercial_Other Health_New_Food Preparation_Natural Gas_Broiler_E2 | F1 | Commercial | Other Health | New | Food Preparation | Natural Gas | Broiler | E2 | RVT - Cost of Equipment | 0.15593 | 0.15712 | 0.15845 | 0.15991 | 0.16157 | 0.1635 | 0.16506 | 0.16656 | 0.16809 | 0.16967 | 0.17118 | 0.17257 | 0.17399 | 0.17549 | 0.17713 | 0.17874 | 0.18045 | 0.18225 | 0.18413 | 0.18605 | 0.18798 | 0.18979 | 0.19142 | 0.19287 | 0.19411 | 0.19519 | 0.19593 | 0.19648 | 0.19696 | 0.19737 | 0.19778 | 0.19796 | 0.19796
F1_Commercial_Other Health_New_Food Preparation_Natural Gas_Broiler_E3 | F1 | Commercial | Other Health | New | Food Preparation | Natural Gas | Broiler | E3 | RVT - Cost of Equipment | 0 | 0 | 0 | 0 | 0 | 0 | 0 | 0 | 0 | 0 | 0 | 0 | 0 | 0 | 0 | 0 | 0 | 0 | 0 | 0 | 0 | 0 | 0 | 0 | 0 | 0 | 0 | 0 | 0 | 0 | 0 | 0 | 0
F1_Commercial_Other Health_New_Food Preparation_Natural Gas_Broiler_E4 | F1 | Commercial | Other Health | New | Food Preparation | Natural Gas | Broiler | E4 | RVT - Cost of Equipment | 0 | 0 | 0 | 0 | 0 | 0 | 0 | 0 | 0 | 0 | 0 | 0 | 0 | 0 | 0 | 0 | 0 | 0 | 0 | 0 | 0 | 0 | 0 | 0 | 0 | 0 | 0 | 0 | 0 | 0 | 0 | 0 | 0
F1_Commercial_Other Health_New_Food Preparation_Natural Gas_Broiler_E5 | F1 | Commercial | Other Health | New | Food Preparation | Natural Gas | Broiler | E5 | RVT - Cost of Equipment | 0 | 0 | 0 | 0 | 0 | 0 | 0 | 0 | 0 | 0 | 0 | 0 | 0 | 0 | 0 | 0 | 0 | 0 | 0 | 0 | 0 | 0 | 0 | 0 | 0 | 0 | 0 | 0 | 0 | 0 | 0 | 0 | 0
F1_Commercial_Other Health_New_Food Preparation_Natural Gas_Broiler_E6 | F1 | Commercial | Other Health | New | Food Preparation | Natural Gas | Broiler | E6 | RVT - Cost of Equipment | 0 | 0 | 0 | 0 | 0 | 0 | 0 | 0 | 0 | 0 | 0 | 0 | 0 | 0 | 0 | 0 | 0 | 0 | 0 | 0 | 0 | 0 | 0 | 0 | 0 | 0 | 0 | 0 | 0 | 0 | 0 | 0 | 0
F1_Commercial_Other Health_New_Food Preparation_Natural Gas_Broiler_E7 | F1 | Commercial | Other Health | New | Food Preparation | Natural Gas | Broiler | E7 | RVT - Cost of Equipment | 0 | 0 | 0 | 0 | 0 | 0 | 0 | 0 | 0 | 0 | 0 | 0 | 0 | 0 | 0 | 0 | 0 | 0 | 0 | 0 | 0 | 0 | 0 | 0 | 0 | 0 | 0 | 0 | 0 | 0 | 0 | 0 | 0
F1_Commercial_Other Health_New_Food Preparation_Natural Gas_Broiler_E8 | F1 | Commercial | Other Health | New | Food Preparation | Natural Gas | Broiler | E8 | RVT - Cost of Equipment | 0 | 0 | 0 | 0 | 0 | 0 | 0 | 0 | 0 | 0 | 0 | 0 | 0 | 0 | 0 | 0 | 0 | 0 | 0 | 0 | 0 | 0 | 0 | 0 | 0 | 0 | 0 | 0 | 0 | 0 | 0 | 0 | 0
F1_Commercial_Other Health_New_Food Preparation_Natural Gas_Broiler_E9 | F1 | Commercial | Other Health | New | Food Preparation | Natural Gas | Broiler | E9 | RVT - Cost of Equipment | 0 | 0 | 0 | 0 | 0 | 0 | 0 | 0 | 0 | 0 | 0 | 0 | 0 | 0 | 0 | 0 | 0 | 0 | 0 | 0 | 0 | 0 | 0 | 0 | 0 | 0 | 0 | 0 | 0 | 0 | 0 | 0 | 0
F1_Commercial_Other Health_New_Food Preparation_Natural Gas_Broiler_E10 | F1 | Commercial | Other Health | New | Food Preparation | Natural Gas | Broiler | E10 | RVT - Cost of Equipment | 0 | 0 | 0 | 0 | 0 | 0 | 0 | 0 | 0 | 0 | 0 | 0 | 0 | 0 | 0 | 0 | 0 | 0 | 0 | 0 | 0 | 0 | 0 | 0 | 0 | 0 | 0 | 0 | 0 | 0 | 0 | 0 | 0
F2_Commercial_Other Health_New_Food Preparation_Natural Gas_Broiler_E1 | F2 | Commercial | Other Health | New | Food Preparation | Natural Gas | Broiler | E1 | RVT - Cost of Operation | 0.2906 | 0.29282 | 0.29529 | 0.29802 | 0.30112 | 0.30471 | 0.30762 | 0.31042 | 0.31325 | 0.31621 | 0.31903 | 0.32162 | 0.32426 | 0.32704 | 0.33011 | 0.33311 | 0.3363 | 0.33966 | 0.34316 | 0.34674 | 0.35033 | 0.3537 | 0.35675 | 0.35944 | 0.36176 | 0.36376 | 0.36515 | 0.36618 | 0.36707 | 0.36784 | 0.36859 | 0.36893 | 0.36893
F2_Commercial_Other Health_New_Food Preparation_Natural Gas_Broiler_E2 | F2 | Commercial | Other Health | New | Food Preparation | Natural Gas | Broiler | E2 | RVT - Cost of Operation | 0.18682 | 0.18824 | 0.18983 | 0.19158 | 0.19358 | 0.19589 | 0.19776 | 0.19955 | 0.20138 | 0.20328 | 0.20509 | 0.20675 | 0.20846 | 0.21024 | 0.21222 | 0.21414 | 0.21619 | 0.21835 | 0.2206 | 0.2229 | 0.22521 | 0.22738 | 0.22934 | 0.23107 | 0.23256 | 0.23385 | 0.23474 | 0.2354 | 0.23598 | 0.23647 | 0.23695 | 0.23717 | 0.23717
F2_Commercial_Other Health_New_Food Preparation_Natural Gas_Broiler_E3 | F2 | Commercial | Other Health | New | Food Preparation | Natural Gas | Broiler | E3 | RVT - Cost of Operation | 0 | 0 | 0 | 0 | 0 | 0 | 0 | 0 | 0 | 0 | 0 | 0 | 0 | 0 | 0 | 0 | 0 | 0 | 0 | 0 | 0 | 0 | 0 | 0 | 0 | 0 | 0 | 0 | 0 | 0 | 0 | 0 | 0
F2_Commercial_Other Health_New_Food Preparation_Natural Gas_Broiler_E4 | F2 | Commercial | Other Health | New | Food Preparation | Natural Gas | Broiler | E4 | RVT - Cost of Operation | 0 | 0 | 0 | 0 | 0 | 0 | 0 | 0 | 0 | 0 | 0 | 0 | 0 | 0 | 0 | 0 | 0 | 0 | 0 | 0 | 0 | 0 | 0 | 0 | 0 | 0 | 0 | 0 | 0 | 0 | 0 | 0 | 0
F2_Commercial_Other Health_New_Food Preparation_Natural Gas_Broiler_E5 | F2 | Commercial | Other Health | New | Food Preparation | Natural Gas | Broiler | E5 | RVT - Cost of Operation | 0 | 0 | 0 | 0 | 0 | 0 | 0 | 0 | 0 | 0 | 0 | 0 | 0 | 0 | 0 | 0 | 0 | 0 | 0 | 0 | 0 | 0 | 0 | 0 | 0 | 0 | 0 | 0 | 0 | 0 | 0 | 0 | 0
F2_Commercial_Other Health_New_Food Preparation_Natural Gas_Broiler_E6 | F2 | Commercial | Other Health | New | Food Preparation | Natural Gas | Broiler | E6 | RVT - Cost of Operation | 0 | 0 | 0 | 0 | 0 | 0 | 0 | 0 | 0 | 0 | 0 | 0 | 0 | 0 | 0 | 0 | 0 | 0 | 0 | 0 | 0 | 0 | 0 | 0 | 0 | 0 | 0 | 0 | 0 | 0 | 0 | 0 | 0
F2_Commercial_Other Health_New_Food Preparation_Natural Gas_Broiler_E7 | F2 | Commercial | Other Health | New | Food Preparation | Natural Gas | Broiler | E7 | RVT - Cost of Operation | 0 | 0 | 0 | 0 | 0 | 0 | 0 | 0 | 0 | 0 | 0 | 0 | 0 | 0 | 0 | 0 | 0 | 0 | 0 | 0 | 0 | 0 | 0 | 0 | 0 | 0 | 0 | 0 | 0 | 0 | 0 | 0 | 0
F2_Commercial_Other Health_New_Food Preparation_Natural Gas_Broiler_E8 | F2 | Commercial | Other Health | New | Food Preparation | Natural Gas | Broiler | E8 | RVT - Cost of Operation | 0 | 0 | 0 | 0 | 0 | 0 | 0 | 0 | 0 | 0 | 0 | 0 | 0 | 0 | 0 | 0 | 0 | 0 | 0 | 0 | 0 | 0 | 0 | 0 | 0 | 0 | 0 | 0 | 0 | 0 | 0 | 0 | 0
F2_Commercial_Other Health_New_Food Preparation_Natural Gas_Broiler_E9 | F2 | Commercial | Other Health | New | Food Preparation | Natural Gas | Broiler | E9 | RVT - Cost of Operation | 0 | 0 | 0 | 0 | 0 | 0 | 0 | 0 | 0 | 0 | 0 | 0 | 0 | 0 | 0 | 0 | 0 | 0 | 0 | 0 | 0 | 0 | 0 | 0 | 0 | 0 | 0 | 0 | 0 | 0 | 0 | 0 | 0
F2_Commercial_Other Health_New_Food Preparation_Natural Gas_Broiler_E10 | F2 | Commercial | Other Health | New | Food Preparation | Natural Gas | Broiler | E10 | RVT - Cost of Operation | 0 | 0 | 0 | 0 | 0 | 0 | 0 | 0 | 0 | 0 | 0 | 0 | 0 | 0 | 0 | 0 | 0 | 0 | 0 | 0 | 0 | 0 | 0 | 0 | 0 | 0 | 0 | 0 | 0 | 0 | 0 | 0 | 0
F3_Commercial_Other Health_New_Food Preparation_Natural Gas_Broiler_E1 | F3 | Commercial | Other Health | New | Food Preparation | Natural Gas | Broiler | E1 | System - kBTUs of Consumption | 0.080619 | 0.080619 | 0.080619 | 0.080619 | 0.080619 | 0.080619 | 0.080619 | 0.080619 | 0.080619 | 0.080619 | 0.080619 | 0.080619 | 0.080619 | 0.080619 | 0.080619 | 0.080619 | 0.080619 | 0.080619 | 0.080619 | 0.080619 | 0.080619 | 0.080619 | 0.080619 | 0.080619 | 0.080619 | 0.080619 | 0.080619 | 0.080619 | 0.080619 | 0.080619 | 0.080619 | 0.080619 | 0.080619
F3_Commercial_Other Health_New_Food Preparation_Natural Gas_Broiler_E2 | F3 | Commercial | Other Health | New | Food Preparation | Natural Gas | Broiler | E2 | System - kBTUs of Consumption | 0.11287 | 0.11287 | 0.11287 | 0.11287 | 0.11287 | 0.11287 | 0.11287 | 0.11287 | 0.11287 | 0.11287 | 0.11287 | 0.11287 | 0.11287 | 0.11287 | 0.11287 | 0.11287 | 0.11287 | 0.11287 | 0.11287 | 0.11287 | 0.11287 | 0.11287 | 0.11287 | 0.11287 | 0.11287 | 0.11287 | 0.11287 | 0.11287 | 0.11287 | 0.11287 | 0.11287 | 0.11287 | 0.11287
F3_Commercial_Other Health_New_Food Preparation_Natural Gas_Broiler_E3 | F3 | Commercial | Other Health | New | Food Preparation | Natural Gas | Broiler | E3 | System - kBTUs of Consumption | 0 | 0 | 0 | 0 | 0 | 0 | 0 | 0 | 0 | 0 | 0 | 0 | 0 | 0 | 0 | 0 | 0 | 0 | 0 | 0 | 0 | 0 | 0 | 0 | 0 | 0 | 0 | 0 | 0 | 0 | 0 | 0 | 0
F3_Commercial_Other Health_New_Food Preparation_Natural Gas_Broiler_E4 | F3 | Commercial | Other Health | New | Food Preparation | Natural Gas | Broiler | E4 | System - kBTUs of Consumption | 0 | 0 | 0 | 0 | 0 | 0 | 0 | 0 | 0 | 0 | 0 | 0 | 0 | 0 | 0 | 0 | 0 | 0 | 0 | 0 | 0 | 0 | 0 | 0 | 0 | 0 | 0 | 0 | 0 | 0 | 0 | 0 | 0
F3_Commercial_Other Health_New_Food Preparation_Natural Gas_Broiler_E5 | F3 | Commercial | Other Health | New | Food Preparation | Natural Gas | Broiler | E5 | System - kBTUs of Consumption | 0 | 0 | 0 | 0 | 0 | 0 | 0 | 0 | 0 | 0 | 0 | 0 | 0 | 0 | 0 | 0 | 0 | 0 | 0 | 0 | 0 | 0 | 0 | 0 | 0 | 0 | 0 | 0 | 0 | 0 | 0 | 0 | 0
F3_Commercial_Other Health_New_Food Preparation_Natural Gas_Broiler_E6 | F3 | Commercial | Other Health | New | Food Preparation | Natural Gas | Broiler | E6 | System - kBTUs of Consumption | 0 | 0 | 0 | 0 | 0 | 0 | 0 | 0 | 0 | 0 | 0 | 0 | 0 | 0 | 0 | 0 | 0 | 0 | 0 | 0 | 0 | 0 | 0 | 0 | 0 | 0 | 0 | 0 | 0 | 0 | 0 | 0 | 0
F3_Commercial_Other Health_New_Food Preparation_Natural Gas_Broiler_E7 | F3 | Commercial | Other Health | New | Food Preparation | Natural Gas | Broiler | E7 | System - kBTUs of Consumption | 0 | 0 | 0 | 0 | 0 | 0 | 0 | 0 | 0 | 0 | 0 | 0 | 0 | 0 | 0 | 0 | 0 | 0 | 0 | 0 | 0 | 0 | 0 | 0 | 0 | 0 | 0 | 0 | 0 | 0 | 0 | 0 | 0
F3_Commercial_Other Health_New_Food Preparation_Natural Gas_Broiler_E8 | F3 | Commercial | Other Health | New | Food Preparation | Natural Gas | Broiler | E8 | System - kBTUs of Consumption | 0 | 0 | 0 | 0 | 0 | 0 | 0 | 0 | 0 | 0 | 0 | 0 | 0 | 0 | 0 | 0 | 0 | 0 | 0 | 0 | 0 | 0 | 0 | 0 | 0 | 0 | 0 | 0 | 0 | 0 | 0 | 0 | 0
F3_Commercial_Other Health_New_Food Preparation_Natural Gas_Broiler_E9 | F3 | Commercial | Other Health | New | Food Preparation | Natural Gas | Broiler | E9 | System - kBTUs of Consumption | 0 | 0 | 0 | 0 | 0 | 0 | 0 | 0 | 0 | 0 | 0 | 0 | 0 | 0 | 0 | 0 | 0 | 0 | 0 | 0 | 0 | 0 | 0 | 0 | 0 | 0 | 0 | 0 | 0 | 0 | 0 | 0 | 0
F3_Commercial_Other Health_New_Food Preparation_Natural Gas_Broiler_E10 | F3 | Commercial | Other Health | New | Food Preparation | Natural Gas | Broiler | E10 | System - kBTUs of Consumption | 0 | 0 | 0 | 0 | 0 | 0 | 0 | 0 | 0 | 0 | 0 | 0 | 0 | 0 | 0 | 0 | 0 | 0 | 0 | 0 | 0 | 0 | 0 | 0 | 0 | 0 | 0 | 0 | 0 | 0 | 0 | 0 | 0
F4_Commercial_Other Health_New_Food Preparation_Natural Gas_Broiler_E1 | F4 | Commercial | Other Health | New | Food Preparation | Natural Gas | Broiler | E1 | Utility - Cost of Equipment | 0.2906 | 0.29282 | 0.29529 | 0.29802 | 0.30112 | 0.30471 | 0.30762 | 0.31042 | 0.31325 | 0.31621 | 0.31903 | 0.32162 | 0.32426 | 0.32704 | 0.33011 | 0.33311 | 0.3363 | 0.33966 | 0.34316 | 0.34674 | 0.35033 | 0.3537 | 0.35675 | 0.35944 | 0.36176 | 0.36376 | 0.36515 | 0.36618 | 0.36707 | 0.36784 | 0.36859 | 0.36893 | 0.36893
F4_Commercial_Other Health_New_Food Preparation_Natural Gas_Broiler_E2 | F4 | Commercial | Other Health | New | Food Preparation | Natural Gas | Broiler | E2 | Utility - Cost of Equipment | 0.18682 | 0.18824 | 0.18983 | 0.19158 | 0.19358 | 0.19589 | 0.19776 | 0.19955 | 0.20138 | 0.20328 | 0.20509 | 0.20675 | 0.20846 | 0.21024 | 0.21222 | 0.21414 | 0.21619 | 0.21835 | 0.2206 | 0.2229 | 0.22521 | 0.22738 | 0.22934 | 0.23107 | 0.23256 | 0.23385 | 0.23474 | 0.2354 | 0.23598 | 0.23647 | 0.23695 | 0.23717 | 0.23717
F4_Commercial_Other Health_New_Food Preparation_Natural Gas_Broiler_E3 | F4 | Commercial | Other Health | New | Food Preparation | Natural Gas | Broiler | E3 | Utility - Cost of Equipment | 0 | 0 | 0 | 0 | 0 | 0 | 0 | 0 | 0 | 0 | 0 | 0 | 0 | 0 | 0 | 0 | 0 | 0 | 0 | 0 | 0 | 0 | 0 | 0 | 0 | 0 | 0 | 0 | 0 | 0 | 0 | 0 | 0
F4_Commercial_Other Health_New_Food Preparation_Natural Gas_Broiler_E4 | F4 | Commercial | Other Health | New | Food Preparation | Natural Gas | Broiler | E4 | Utility - Cost of Equipment | 0 | 0 | 0 | 0 | 0 | 0 | 0 | 0 | 0 | 0 | 0 | 0 | 0 | 0 | 0 | 0 | 0 | 0 | 0 | 0 | 0 | 0 | 0 | 0 | 0 | 0 | 0 | 0 | 0 | 0 | 0 | 0 | 0
F4_Commercial_Other Health_New_Food Preparation_Natural Gas_Broiler_E5 | F4 | Commercial | Other Health | New | Food Preparation | Natural Gas | Broiler | E5 | Utility - Cost of Equipment | 0 | 0 | 0 | 0 | 0 | 0 | 0 | 0 | 0 | 0 | 0 | 0 | 0 | 0 | 0 | 0 | 0 | 0 | 0 | 0 | 0 | 0 | 0 | 0 | 0 | 0 | 0 | 0 | 0 | 0 | 0 | 0 | 0
F4_Commercial_Other Health_New_Food Preparation_Natural Gas_Broiler_E6 | F4 | Commercial | Other Health | New | Food Preparation | Natural Gas | Broiler | E6 | Utility - Cost of Equipment | 0 | 0 | 0 | 0 | 0 | 0 | 0 | 0 | 0 | 0 | 0 | 0 | 0 | 0 | 0 | 0 | 0 | 0 | 0 | 0 | 0 | 0 | 0 | 0 | 0 | 0 | 0 | 0 | 0 | 0 | 0 | 0 | 0
F4_Commercial_Other Health_New_Food Preparation_Natural Gas_Broiler_E7 | F4 | Commercial | Other Health | New | Food Preparation | Natural Gas | Broiler | E7 | Utility - Cost of Equipment | 0 | 0 | 0 | 0 | 0 | 0 | 0 | 0 | 0 | 0 | 0 | 0 | 0 | 0 | 0 | 0 | 0 | 0 | 0 | 0 | 0 | 0 | 0 | 0 | 0 | 0 | 0 | 0 | 0 | 0 | 0 | 0 | 0
F4_Commercial_Other Health_New_Food Preparation_Natural Gas_Broiler_E8 | F4 | Commercial | Other Health | New | Food Preparation | Natural Gas | Broiler | E8 | Utility - Cost of Equipment | 0 | 0 | 0 | 0 | 0 | 0 | 0 | 0 | 0 | 0 | 0 | 0 | 0 | 0 | 0 | 0 | 0 | 0 | 0 | 0 | 0 | 0 | 0 | 0 | 0 | 0 | 0 | 0 | 0 | 0 | 0 | 0 | 0
F4_Commercial_Other Health_New_Food Preparation_Natural Gas_Broiler_E9 | F4 | Commercial | Other Health | New | Food Preparation | Natural Gas | Broiler | E9 | Utility - Cost of Equipment | 0 | 0 | 0 | 0 | 0 | 0 | 0 | 0 | 0 | 0 | 0 | 0 | 0 | 0 | 0 | 0 | 0 | 0 | 0 | 0 | 0 | 0 | 0 | 0 | 0 | 0 | 0 | 0 | 0 | 0 | 0 | 0 | 0
F4_Commercial_Other Health_New_Food Preparation_Natural Gas_Broiler_E10 | F4 | Commercial | Other Health | New | Food Preparation | Natural Gas | Broiler | E10 | Utility - Cost of Equipment | 0 | 0 | 0 | 0 | 0 | 0 | 0 | 0 | 0 | 0 | 0 | 0 | 0 | 0 | 0 | 0 | 0 | 0 | 0 | 0 | 0 | 0 | 0 | 0 | 0 | 0 | 0 | 0 | 0 | 0 | 0 | 0 | 0
F5_Commercial_Other Health_New_Food Preparation_Natural Gas_Broiler_E1 | F5 | Commercial | Other Health | New | Food Preparation | Natural Gas | Broiler | E1 | Utility - Cost of Operation | 0.080619 | 0.080619 | 0.080619 | 0.080619 | 0.080619 | 0.080619 | 0.080619 | 0.080619 | 0.080619 | 0.080619 | 0.080619 | 0.080619 | 0.080619 | 0.080619 | 0.080619 | 0.080619 | 0.080619 | 0.080619 | 0.080619 | 0.080619 | 0.080619 | 0.080619 | 0.080619 | 0.080619 | 0.080619 | 0.080619 | 0.080619 | 0.080619 | 0.080619 | 0.080619 | 0.080619 | 0.080619 | 0.080619
F5_Commercial_Other Health_New_Food Preparation_Natural Gas_Broiler_E2 | F5 | Commercial | Other Health | New | Food Preparation | Natural Gas | Broiler | E2 | Utility - Cost of Operation | 0.11287 | 0.11287 | 0.11287 | 0.11287 | 0.11287 | 0.11287 | 0.11287 | 0.11287 | 0.11287 | 0.11287 | 0.11287 | 0.11287 | 0.11287 | 0.11287 | 0.11287 | 0.11287 | 0.11287 | 0.11287 | 0.11287 | 0.11287 | 0.11287 | 0.11287 | 0.11287 | 0.11287 | 0.11287 | 0.11287 | 0.11287 | 0.11287 | 0.11287 | 0.11287 | 0.11287 | 0.11287 | 0.11287
F5_Commercial_Other Health_New_Food Preparation_Natural Gas_Broiler_E3 | F5 | Commercial | Other Health | New | Food Preparation | Natural Gas | Broiler | E3 | Utility - Cost of Operation | 0 | 0 | 0 | 0 | 0 | 0 | 0 | 0 | 0 | 0 | 0 | 0 | 0 | 0 | 0 | 0 | 0 | 0 | 0 | 0 | 0 | 0 | 0 | 0 | 0 | 0 | 0 | 0 | 0 | 0 | 0 | 0 | 0
F5_Commercial_Other Health_New_Food Preparation_Natural Gas_Broiler_E4 | F5 | Commercial | Other Health | New | Food Preparation | Natural Gas | Broiler | E4 | Utility - Cost of Operation | 0 | 0 | 0 | 0 | 0 | 0 | 0 | 0 | 0 | 0 | 0 | 0 | 0 | 0 | 0 | 0 | 0 | 0 | 0 | 0 | 0 | 0 | 0 | 0 | 0 | 0 | 0 | 0 | 0 | 0 | 0 | 0 | 0
F5_Commercial_Other Health_New_Food Preparation_Natural Gas_Broiler_E5 | F5 | Commercial | Other Health | New | Food Preparation | Natural Gas | Broiler | E5 | Utility - Cost of Operation | 0 | 0 | 0 | 0 | 0 | 0 | 0 | 0 | 0 | 0 | 0 | 0 | 0 | 0 | 0 | 0 | 0 | 0 | 0 | 0 | 0 | 0 | 0 | 0 | 0 | 0 | 0 | 0 | 0 | 0 | 0 | 0 | 0
F5_Commercial_Other Health_New_Food Preparation_Natural Gas_Broiler_E6 | F5 | Commercial | Other Health | New | Food Preparation | Natural Gas | Broiler | E6 | Utility - Cost of Operation | 0 | 0 | 0 | 0 | 0 | 0 | 0 | 0 | 0 | 0 | 0 | 0 | 0 | 0 | 0 | 0 | 0 | 0 | 0 | 0 | 0 | 0 | 0 | 0 | 0 | 0 | 0 | 0 | 0 | 0 | 0 | 0 | 0
F5_Commercial_Other Health_New_Food Preparation_Natural Gas_Broiler_E7 | F5 | Commercial | Other Health | New | Food Preparation | Natural Gas | Broiler | E7 | Utility - Cost of Operation | 0 | 0 | 0 | 0 | 0 | 0 | 0 | 0 | 0 | 0 | 0 | 0 | 0 | 0 | 0 | 0 | 0 | 0 | 0 | 0 | 0 | 0 | 0 | 0 | 0 | 0 | 0 | 0 | 0 | 0 | 0 | 0 | 0
F5_Commercial_Other Health_New_Food Preparation_Natural Gas_Broiler_E8 | F5 | Commercial | Other Health | New | Food Preparation | Natural Gas | Broiler | E8 | Utility - Cost of Operation | 0 | 0 | 0 | 0 | 0 | 0 | 0 | 0 | 0 | 0 | 0 | 0 | 0 | 0 | 0 | 0 | 0 | 0 | 0 | 0 | 0 | 0 | 0 | 0 | 0 | 0 | 0 | 0 | 0 | 0 | 0 | 0 | 0
F5_Commercial_Other Health_New_Food Preparation_Natural Gas_Broiler_E9 | F5 | Commercial | Other Health | New | Food Preparation | Natural Gas | Broiler | E9 | Utility - Cost of Operation | 0 | 0 | 0 | 0 | 0 | 0 | 0 | 0 | 0 | 0 | 0 | 0 | 0 | 0 | 0 | 0 | 0 | 0 | 0 | 0 | 0 | 0 | 0 | 0 | 0 | 0 | 0 | 0 | 0 | 0 | 0 | 0 | 0
F5_Commercial_Other Health_New_Food Preparation_Natural Gas_Broiler_E10 | F5 | Commercial | Other Health | New | Food Preparation | Natural Gas | Broiler | E10 | Utility - Cost of Operation | 0 | 0 | 0 | 0 | 0 | 0 | 0 | 0 | 0 | 0 | 0 | 0 | 0 | 0 | 0 | 0 | 0 | 0 | 0 | 0 | 0 | 0 | 0 | 0 | 0 | 0 | 0 | 0 | 0 | 0 | 0 | 0 | 0
F6_Commercial_Other Health_New_Food Preparation_Natural Gas_Broiler_E1 | F6 | Commercial | Other Health | New | Food Preparation | Natural Gas | Broiler | E1 | Utility - Value of Sales | 0.17211 | 0.17211 | 0.17211 | 0.17211 | 0.17211 | 0.17211 | 0.17211 | 0.17211 | 0.17211 | 0.17211 | 0.17211 | 0.17211 | 0.17211 | 0.17211 | 0.17211 | 0.17211 | 0.17211 | 0.17211 | 0.17211 | 0.17211 | 0.17211 | 0.17211 | 0.17211 | 0.17211 | 0.17211 | 0.17211 | 0.17211 | 0.17211 | 0.17211 | 0.17211 | 0.17211 | 0.17211 | 0.17211
F6_Commercial_Other Health_New_Food Preparation_Natural Gas_Broiler_E2 | F6 | Commercial | Other Health | New | Food Preparation | Natural Gas | Broiler | E2 | Utility - Value of Sales | 0.11064 | 0.11064 | 0.11064 | 0.11064 | 0.11064 | 0.11064 | 0.11064 | 0.11064 | 0.11064 | 0.11064 | 0.11064 | 0.11064 | 0.11064 | 0.11064 | 0.11064 | 0.11064 | 0.11064 | 0.11064 | 0.11064 | 0.11064 | 0.11064 | 0.11064 | 0.11064 | 0.11064 | 0.11064 | 0.11064 | 0.11064 | 0.11064 | 0.11064 | 0.11064 | 0.11064 | 0.11064 | 0.11064
F6_Commercial_Other Health_New_Food Preparation_Natural Gas_Broiler_E3 | F6 | Commercial | Other Health | New | Food Preparation | Natural Gas | Broiler | E3 | Utility - Value of Sales | 0 | 0 | 0 | 0 | 0 | 0 | 0 | 0 | 0 | 0 | 0 | 0 | 0 | 0 | 0 | 0 | 0 | 0 | 0 | 0 | 0 | 0 | 0 | 0 | 0 | 0 | 0 | 0 | 0 | 0 | 0 | 0 | 0
F6_Commercial_Other Health_New_Food Preparation_Natural Gas_Broiler_E4 | F6 | Commercial | Other Health | New | Food Preparation | Natural Gas | Broiler | E4 | Utility - Value of Sales | 0 | 0 | 0 | 0 | 0 | 0 | 0 | 0 | 0 | 0 | 0 | 0 | 0 | 0 | 0 | 0 | 0 | 0 | 0 | 0 | 0 | 0 | 0 | 0 | 0 | 0 | 0 | 0 | 0 | 0 | 0 | 0 | 0
F6_Commercial_Other Health_New_Food Preparation_Natural Gas_Broiler_E5 | F6 | Commercial | Other Health | New | Food Preparation | Natural Gas | Broiler | E5 | Utility - Value of Sales | 0 | 0 | 0 | 0 | 0 | 0 | 0 | 0 | 0 | 0 | 0 | 0 | 0 | 0 | 0 | 0 | 0 | 0 | 0 | 0 | 0 | 0 | 0 | 0 | 0 | 0 | 0 | 0 | 0 | 0 | 0 | 0 | 0
F6_Commercial_Other Health_New_Food Preparation_Natural Gas_Broiler_E6 | F6 | Commercial | Other Health | New | Food Preparation | Natural Gas | Broiler | E6 | Utility - Value of Sales | 0 | 0 | 0 | 0 | 0 | 0 | 0 | 0 | 0 | 0 | 0 | 0 | 0 | 0 | 0 | 0 | 0 | 0 | 0 | 0 | 0 | 0 | 0 | 0 | 0 | 0 | 0 | 0 | 0 | 0 | 0 | 0 | 0
F6_Commercial_Other Health_New_Food Preparation_Natural Gas_Broiler_E7 | F6 | Commercial | Other Health | New | Food Preparation | Natural Gas | Broiler | E7 | Utility - Value of Sales | 0 | 0 | 0 | 0 | 0 | 0 | 0 | 0 | 0 | 0 | 0 | 0 | 0 | 0 | 0 | 0 | 0 | 0 | 0 | 0 | 0 | 0 | 0 | 0 | 0 | 0 | 0 | 0 | 0 | 0 | 0 | 0 | 0
F6_Commercial_Other Health_New_Food Preparation_Natural Gas_Broiler_E8 | F6 | Commercial | Other Health | New | Food Preparation | Natural Gas | Broiler | E8 | Utility - Value of Sales | 0 | 0 | 0 | 0 | 0 | 0 | 0 | 0 | 0 | 0 | 0 | 0 | 0 | 0 | 0 | 0 | 0 | 0 | 0 | 0 | 0 | 0 | 0 | 0 | 0 | 0 | 0 | 0 | 0 | 0 | 0 | 0 | 0
F6_Commercial_Other Health_New_Food Preparation_Natural Gas_Broiler_E9 | F6 | Commercial | Other Health | New | Food Preparation | Natural Gas | Broiler | E9 | Utility - Value of Sales | 0 | 0 | 0 | 0 | 0 | 0 | 0 | 0 | 0 | 0 | 0 | 0 | 0 | 0 | 0 | 0 | 0 | 0 | 0 | 0 | 0 | 0 | 0 | 0 | 0 | 0 | 0 | 0 | 0 | 0 | 0 | 0 | 0
F6_Commercial_Other Health_New_Food Preparation_Natural Gas_Broiler_E10 | F6 | Commercial | Other Health | New | Food Preparation | Natural Gas | Broiler | E10 | Utility - Value of Sales | 0 | 0 | 0 | 0 | 0 | 0 | 0 | 0 | 0 | 0 | 0 | 0 | 0 | 0 | 0 | 0 | 0 | 0 | 0 | 0 | 0 | 0 | 0 | 0 | 0 | 0 | 0 | 0 | 0 | 0 | 0 | 0 | 0
F1_Commercial_Other Health_New_Food Preparation_Natural Gas_Griddle_E1 | F1 | Commercial | Other Health | New | Food Preparation | Natural Gas | Griddle | E1 | RVT - Cost of Equipment | 0.14968 | 0.15082 | 0.1521 | 0.1535 | 0.1551 | 0.15695 | 0.15845 | 0.15989 | 0.16135 | 0.16287 | 0.16432 | 0.16566 | 0.16702 | 0.16845 | 0.17003 | 0.17158 | 0.17322 | 0.17495 | 0.17675 | 0.1786 | 0.18045 | 0.18218 | 0.18375 | 0.18514 | 0.18633 | 0.18736 | 0.18808 | 0.18861 | 0.18907 | 0.18946 | 0.18985 | 0.19003 | 0.19003
F1_Commercial_Other Health_New_Food Preparation_Natural Gas_Griddle_E2 | F1 | Commercial | Other Health | New | Food Preparation | Natural Gas | Griddle | E2 | RVT - Cost of Equipment | 0.13719 | 0.13823 | 0.1394 | 0.14069 | 0.14215 | 0.14385 | 0.14522 | 0.14654 | 0.14788 | 0.14928 | 0.15061 | 0.15183 | 0.15308 | 0.15439 | 0.15584 | 0.15725 | 0.15876 | 0.16034 | 0.162 | 0.16369 | 0.16538 | 0.16698 | 0.16841 | 0.16968 | 0.17078 | 0.17172 | 0.17238 | 0.17286 | 0.17329 | 0.17365 | 0.174 | 0.17416 | 0.17416
F1_Commercial_Other Health_New_Food Preparation_Natural Gas_Griddle_E3 | F1 | Commercial | Other Health | New | Food Preparation | Natural Gas | Griddle | E3 | RVT - Cost of Equipment | 0 | 0 | 0 | 0 | 0 | 0 | 0 | 0 | 0 | 0 | 0 | 0 | 0 | 0 | 0 | 0 | 0 | 0 | 0 | 0 | 0 | 0 | 0 | 0 | 0 | 0 | 0 | 0 | 0 | 0 | 0 | 0 | 0
F1_Commercial_Other Health_New_Food Preparation_Natural Gas_Griddle_E4 | F1 | Commercial | Other Health | New | Food Preparation | Natural Gas | Griddle | E4 | RVT - Cost of Equipment | 0 | 0 | 0 | 0 | 0 | 0 | 0 | 0 | 0 | 0 | 0 | 0 | 0 | 0 | 0 | 0 | 0 | 0 | 0 | 0 | 0 | 0 | 0 | 0 | 0 | 0 | 0 | 0 | 0 | 0 | 0 | 0 | 0
F1_Commercial_Other Health_New_Food Preparation_Natural Gas_Griddle_E5 | F1 | Commercial | Other Health | New | Food Preparation | Natural Gas | Griddle | E5 | RVT - Cost of Equipment | 0 | 0 | 0 | 0 | 0 | 0 | 0 | 0 | 0 | 0 | 0 | 0 | 0 | 0 | 0 | 0 | 0 | 0 | 0 | 0 | 0 | 0 | 0 | 0 | 0 | 0 | 0 | 0 | 0 | 0 | 0 | 0 | 0
F1_Commercial_Other Health_New_Food Preparation_Natural Gas_Griddle_E6 | F1 | Commercial | Other Health | New | Food Preparation | Natural Gas | Griddle | E6 | RVT - Cost of Equipment | 0 | 0 | 0 | 0 | 0 | 0 | 0 | 0 | 0 | 0 | 0 | 0 | 0 | 0 | 0 | 0 | 0 | 0 | 0 | 0 | 0 | 0 | 0 | 0 | 0 | 0 | 0 | 0 | 0 | 0 | 0 | 0 | 0
F1_Commercial_Other Health_New_Food Preparation_Natural Gas_Griddle_E7 | F1 | Commercial | Other Health | New | Food Preparation | Natural Gas | Griddle | E7 | RVT - Cost of Equipment | 0 | 0 | 0 | 0 | 0 | 0 | 0 | 0 | 0 | 0 | 0 | 0 | 0 | 0 | 0 | 0 | 0 | 0 | 0 | 0 | 0 | 0 | 0 | 0 | 0 | 0 | 0 | 0 | 0 | 0 | 0 | 0 | 0
F1_Commercial_Other Health_New_Food Preparation_Natural Gas_Griddle_E8 | F1 | Commercial | Other Health | New | Food Preparation | Natural Gas | Griddle | E8 | RVT - Cost of Equipment | 0 | 0 | 0 | 0 | 0 | 0 | 0 | 0 | 0 | 0 | 0 | 0 | 0 | 0 | 0 | 0 | 0 | 0 | 0 | 0 | 0 | 0 | 0 | 0 | 0 | 0 | 0 | 0 | 0 | 0 | 0 | 0 | 0
F1_Commercial_Other Health_New_Food Preparation_Natural Gas_Griddle_E9 | F1 | Commercial | Other Health | New | Food Preparation | Natural Gas | Griddle | E9 | RVT - Cost of Equipment | 0 | 0 | 0 | 0 | 0 | 0 | 0 | 0 | 0 | 0 | 0 | 0 | 0 | 0 | 0 | 0 | 0 | 0 | 0 | 0 | 0 | 0 | 0 | 0 | 0 | 0 | 0 | 0 | 0 | 0 | 0 | 0 | 0
F1_Commercial_Other Health_New_Food Preparation_Natural Gas_Griddle_E10 | F1 | Commercial | Other Health | New | Food Preparation | Natural Gas | Griddle | E10 | RVT - Cost of Equipment | 0 | 0 | 0 | 0 | 0 | 0 | 0 | 0 | 0 | 0 | 0 | 0 | 0 | 0 | 0 | 0 | 0 | 0 | 0 | 0 | 0 | 0 | 0 | 0 | 0 | 0 | 0 | 0 | 0 | 0 | 0 | 0 | 0
F2_Commercial_Other Health_New_Food Preparation_Natural Gas_Griddle_E1 | F2 | Commercial | Other Health | New | Food Preparation | Natural Gas | Griddle | E1 | RVT - Cost of Operation | 0.17933 | 0.1807 | 0.18222 | 0.1839 | 0.18582 | 0.18804 | 0.18983 | 0.19156 | 0.19331 | 0.19513 | 0.19687 | 0.19847 | 0.2001 | 0.20182 | 0.20371 | 0.20556 | 0.20753 | 0.2096 | 0.21176 | 0.21397 | 0.21619 | 0.21827 | 0.22015 | 0.22181 | 0.22324 | 0.22448 | 0.22533 | 0.22597 | 0.22652 | 0.22699 | 0.22746 | 0.22766 | 0.22766
F2_Commercial_Other Health_New_Food Preparation_Natural Gas_Griddle_E2 | F2 | Commercial | Other Health | New | Food Preparation | Natural Gas | Griddle | E2 | RVT - Cost of Operation | 0.16436 | 0.16561 | 0.16701 | 0.16855 | 0.17031 | 0.17234 | 0.17398 | 0.17557 | 0.17717 | 0.17884 | 0.18044 | 0.1819 | 0.1834 | 0.18497 | 0.1867 | 0.1884 | 0.1902 | 0.1921 | 0.19408 | 0.19611 | 0.19814 | 0.20005 | 0.20177 | 0.20329 | 0.2046 | 0.20574 | 0.20652 | 0.2071 | 0.20761 | 0.20804 | 0.20847 | 0.20866 | 0.20866
F2_Commercial_Other Health_New_Food Preparation_Natural Gas_Griddle_E3 | F2 | Commercial | Other Health | New | Food Preparation | Natural Gas | Griddle | E3 | RVT - Cost of Operation | 0 | 0 | 0 | 0 | 0 | 0 | 0 | 0 | 0 | 0 | 0 | 0 | 0 | 0 | 0 | 0 | 0 | 0 | 0 | 0 | 0 | 0 | 0 | 0 | 0 | 0 | 0 | 0 | 0 | 0 | 0 | 0 | 0
F2_Commercial_Other Health_New_Food Preparation_Natural Gas_Griddle_E4 | F2 | Commercial | Other Health | New | Food Preparation | Natural Gas | Griddle | E4 | RVT - Cost of Operation | 0 | 0 | 0 | 0 | 0 | 0 | 0 | 0 | 0 | 0 | 0 | 0 | 0 | 0 | 0 | 0 | 0 | 0 | 0 | 0 | 0 | 0 | 0 | 0 | 0 | 0 | 0 | 0 | 0 | 0 | 0 | 0 | 0
F2_Commercial_Other Health_New_Food Preparation_Natural Gas_Griddle_E5 | F2 | Commercial | Other Health | New | Food Preparation | Natural Gas | Griddle | E5 | RVT - Cost of Operation | 0 | 0 | 0 | 0 | 0 | 0 | 0 | 0 | 0 | 0 | 0 | 0 | 0 | 0 | 0 | 0 | 0 | 0 | 0 | 0 | 0 | 0 | 0 | 0 | 0 | 0 | 0 | 0 | 0 | 0 | 0 | 0 | 0
F2_Commercial_Other Health_New_Food Preparation_Natural Gas_Griddle_E6 | F2 | Commercial | Other Health | New | Food Preparation | Natural Gas | Griddle | E6 | RVT - Cost of Operation | 0 | 0 | 0 | 0 | 0 | 0 | 0 | 0 | 0 | 0 | 0 | 0 | 0 | 0 | 0 | 0 | 0 | 0 | 0 | 0 | 0 | 0 | 0 | 0 | 0 | 0 | 0 | 0 | 0 | 0 | 0 | 0 | 0
F2_Commercial_Other Health_New_Food Preparation_Natural Gas_Griddle_E7 | F2 | Commercial | Other Health | New | Food Preparation | Natural Gas | Griddle | E7 | RVT - Cost of Operation | 0 | 0 | 0 | 0 | 0 | 0 | 0 | 0 | 0 | 0 | 0 | 0 | 0 | 0 | 0 | 0 | 0 | 0 | 0 | 0 | 0 | 0 | 0 | 0 | 0 | 0 | 0 | 0 | 0 | 0 | 0 | 0 | 0
F2_Commercial_Other Health_New_Food Preparation_Natural Gas_Griddle_E8 | F2 | Commercial | Other Health | New | Food Preparation | Natural Gas | Griddle | E8 | RVT - Cost of Operation | 0 | 0 | 0 | 0 | 0 | 0 | 0 | 0 | 0 | 0 | 0 | 0 | 0 | 0 | 0 | 0 | 0 | 0 | 0 | 0 | 0 | 0 | 0 | 0 | 0 | 0 | 0 | 0 | 0 | 0 | 0 | 0 | 0
F2_Commercial_Other Health_New_Food Preparation_Natural Gas_Griddle_E9 | F2 | Commercial | Other Health | New | Food Preparation | Natural Gas | Griddle | E9 | RVT - Cost of Operation | 0 | 0 | 0 | 0 | 0 | 0 | 0 | 0 | 0 | 0 | 0 | 0 | 0 | 0 | 0 | 0 | 0 | 0 | 0 | 0 | 0 | 0 | 0 | 0 | 0 | 0 | 0 | 0 | 0 | 0 | 0 | 0 | 0
F2_Commercial_Other Health_New_Food Preparation_Natural Gas_Griddle_E10 | F2 | Commercial | Other Health | New | Food Preparation | Natural Gas | Griddle | E10 | RVT - Cost of Operation | 0 | 0 | 0 | 0 | 0 | 0 | 0 | 0 | 0 | 0 | 0 | 0 | 0 | 0 | 0 | 0 | 0 | 0 | 0 | 0 | 0 | 0 | 0 | 0 | 0 | 0 | 0 | 0 | 0 | 0 | 0 | 0 | 0
F3_Commercial_Other Health_New_Food Preparation_Natural Gas_Griddle_E1 | F3 | Commercial | Other Health | New | Food Preparation | Natural Gas | Griddle | E1 | System - kBTUs of Consumption | 0.053907 | 0.053907 | 0.053907 | 0.053907 | 0.053907 | 0.053907 | 0.053907 | 0.053907 | 0.053907 | 0.053907 | 0.053907 | 0.053907 | 0.053907 | 0.053907 | 0.053907 | 0.053907 | 0.053907 | 0.053907 | 0.053907 | 0.053907 | 0.053907 | 0.053907 | 0.053907 | 0.053907 | 0.053907 | 0.053907 | 0.053907 | 0.053907 | 0.053907 | 0.053907 | 0.053907 | 0.053907 | 0.053907
F3_Commercial_Other Health_New_Food Preparation_Natural Gas_Griddle_E2 | F3 | Commercial | Other Health | New | Food Preparation | Natural Gas | Griddle | E2 | System - kBTUs of Consumption | 0.066991 | 0.066991 | 0.066991 | 0.066991 | 0.066991 | 0.066991 | 0.066991 | 0.066991 | 0.066991 | 0.066991 | 0.066991 | 0.066991 | 0.066991 | 0.066991 | 0.066991 | 0.066991 | 0.066991 | 0.066991 | 0.066991 | 0.066991 | 0.066991 | 0.066991 | 0.066991 | 0.066991 | 0.066991 | 0.066991 | 0.066991 | 0.066991 | 0.066991 | 0.066991 | 0.066991 | 0.066991 | 0.066991
F3_Commercial_Other Health_New_Food Preparation_Natural Gas_Griddle_E3 | F3 | Commercial | Other Health | New | Food Preparation | Natural Gas | Griddle | E3 | System - kBTUs of Consumption | 0 | 0 | 0 | 0 | 0 | 0 | 0 | 0 | 0 | 0 | 0 | 0 | 0 | 0 | 0 | 0 | 0 | 0 | 0 | 0 | 0 | 0 | 0 | 0 | 0 | 0 | 0 | 0 | 0 | 0 | 0 | 0 | 0
F3_Commercial_Other Health_New_Food Preparation_Natural Gas_Griddle_E4 | F3 | Commercial | Other Health | New | Food Preparation | Natural Gas | Griddle | E4 | System - kBTUs of Consumption | 0 | 0 | 0 | 0 | 0 | 0 | 0 | 0 | 0 | 0 | 0 | 0 | 0 | 0 | 0 | 0 | 0 | 0 | 0 | 0 | 0 | 0 | 0 | 0 | 0 | 0 | 0 | 0 | 0 | 0 | 0 | 0 | 0
F3_Commercial_Other Health_New_Food Preparation_Natural Gas_Griddle_E5 | F3 | Commercial | Other Health | New | Food Preparation | Natural Gas | Griddle | E5 | System - kBTUs of Consumption | 0 | 0 | 0 | 0 | 0 | 0 | 0 | 0 | 0 | 0 | 0 | 0 | 0 | 0 | 0 | 0 | 0 | 0 | 0 | 0 | 0 | 0 | 0 | 0 | 0 | 0 | 0 | 0 | 0 | 0 | 0 | 0 | 0
F3_Commercial_Other Health_New_Food Preparation_Natural Gas_Griddle_E6 | F3 | Commercial | Other Health | New | Food Preparation | Natural Gas | Griddle | E6 | System - kBTUs of Consumption | 0 | 0 | 0 | 0 | 0 | 0 | 0 | 0 | 0 | 0 | 0 | 0 | 0 | 0 | 0 | 0 | 0 | 0 | 0 | 0 | 0 | 0 | 0 | 0 | 0 | 0 | 0 | 0 | 0 | 0 | 0 | 0 | 0
F3_Commercial_Other Health_New_Food Preparation_Natural Gas_Griddle_E7 | F3 | Commercial | Other Health | New | Food Preparation | Natural Gas | Griddle | E7 | System - kBTUs of Consumption | 0 | 0 | 0 | 0 | 0 | 0 | 0 | 0 | 0 | 0 | 0 | 0 | 0 | 0 | 0 | 0 | 0 | 0 | 0 | 0 | 0 | 0 | 0 | 0 | 0 | 0 | 0 | 0 | 0 | 0 | 0 | 0 | 0
F3_Commercial_Other Health_New_Food Preparation_Natural Gas_Griddle_E8 | F3 | Commercial | Other Health | New | Food Preparation | Natural Gas | Griddle | E8 | System - kBTUs of Consumption | 0 | 0 | 0 | 0 | 0 | 0 | 0 | 0 | 0 | 0 | 0 | 0 | 0 | 0 | 0 | 0 | 0 | 0 | 0 | 0 | 0 | 0 | 0 | 0 | 0 | 0 | 0 | 0 | 0 | 0 | 0 | 0 | 0
F3_Commercial_Other Health_New_Food Preparation_Natural Gas_Griddle_E9 | F3 | Commercial | Other Health | New | Food Preparation | Natural Gas | Griddle | E9 | System - kBTUs of Consumption | 0 | 0 | 0 | 0 | 0 | 0 | 0 | 0 | 0 | 0 | 0 | 0 | 0 | 0 | 0 | 0 | 0 | 0 | 0 | 0 | 0 | 0 | 0 | 0 | 0 | 0 | 0 | 0 | 0 | 0 | 0 | 0 | 0
F3_Commercial_Other Health_New_Food Preparation_Natural Gas_Griddle_E10 | F3 | Commercial | Other Health | New | Food Preparation | Natural Gas | Griddle | E10 | System - kBTUs of Consumption | 0 | 0 | 0 | 0 | 0 | 0 | 0 | 0 | 0 | 0 | 0 | 0 | 0 | 0 | 0 | 0 | 0 | 0 | 0 | 0 | 0 | 0 | 0 | 0 | 0 | 0 | 0 | 0 | 0 | 0 | 0 | 0 | 0
F4_Commercial_Other Health_New_Food Preparation_Natural Gas_Griddle_E1 | F4 | Commercial | Other Health | New | Food Preparation | Natural Gas | Griddle | E1 | Utility - Cost of Equipment | 0.17933 | 0.1807 | 0.18222 | 0.1839 | 0.18582 | 0.18804 | 0.18983 | 0.19156 | 0.19331 | 0.19513 | 0.19687 | 0.19847 | 0.2001 | 0.20182 | 0.20371 | 0.20556 | 0.20753 | 0.2096 | 0.21176 | 0.21397 | 0.21619 | 0.21827 | 0.22015 | 0.22181 | 0.22324 | 0.22448 | 0.22533 | 0.22597 | 0.22652 | 0.22699 | 0.22746 | 0.22766 | 0.22766
F4_Commercial_Other Health_New_Food Preparation_Natural Gas_Griddle_E2 | F4 | Commercial | Other Health | New | Food Preparation | Natural Gas | Griddle | E2 | Utility - Cost of Equipment | 0.16436 | 0.16561 | 0.16701 | 0.16855 | 0.17031 | 0.17234 | 0.17398 | 0.17557 | 0.17717 | 0.17884 | 0.18044 | 0.1819 | 0.1834 | 0.18497 | 0.1867 | 0.1884 | 0.1902 | 0.1921 | 0.19408 | 0.19611 | 0.19814 | 0.20005 | 0.20177 | 0.20329 | 0.2046 | 0.20574 | 0.20652 | 0.2071 | 0.20761 | 0.20804 | 0.20847 | 0.20866 | 0.20866
F4_Commercial_Other Health_New_Food Preparation_Natural Gas_Griddle_E3 | F4 | Commercial | Other Health | New | Food Preparation | Natural Gas | Griddle | E3 | Utility - Cost of Equipment | 0 | 0 | 0 | 0 | 0 | 0 | 0 | 0 | 0 | 0 | 0 | 0 | 0 | 0 | 0 | 0 | 0 | 0 | 0 | 0 | 0 | 0 | 0 | 0 | 0 | 0 | 0 | 0 | 0 | 0 | 0 | 0 | 0
F4_Commercial_Other Health_New_Food Preparation_Natural Gas_Griddle_E4 | F4 | Commercial | Other Health | New | Food Preparation | Natural Gas | Griddle | E4 | Utility - Cost of Equipment | 0 | 0 | 0 | 0 | 0 | 0 | 0 | 0 | 0 | 0 | 0 | 0 | 0 | 0 | 0 | 0 | 0 | 0 | 0 | 0 | 0 | 0 | 0 | 0 | 0 | 0 | 0 | 0 | 0 | 0 | 0 | 0 | 0
F4_Commercial_Other Health_New_Food Preparation_Natural Gas_Griddle_E5 | F4 | Commercial | Other Health | New | Food Preparation | Natural Gas | Griddle | E5 | Utility - Cost of Equipment | 0 | 0 | 0 | 0 | 0 | 0 | 0 | 0 | 0 | 0 | 0 | 0 | 0 | 0 | 0 | 0 | 0 | 0 | 0 | 0 | 0 | 0 | 0 | 0 | 0 | 0 | 0 | 0 | 0 | 0 | 0 | 0 | 0
F4_Commercial_Other Health_New_Food Preparation_Natural Gas_Griddle_E6 | F4 | Commercial | Other Health | New | Food Preparation | Natural Gas | Griddle | E6 | Utility - Cost of Equipment | 0 | 0 | 0 | 0 | 0 | 0 | 0 | 0 | 0 | 0 | 0 | 0 | 0 | 0 | 0 | 0 | 0 | 0 | 0 | 0 | 0 | 0 | 0 | 0 | 0 | 0 | 0 | 0 | 0 | 0 | 0 | 0 | 0
F4_Commercial_Other Health_New_Food Preparation_Natural Gas_Griddle_E7 | F4 | Commercial | Other Health | New | Food Preparation | Natural Gas | Griddle | E7 | Utility - Cost of Equipment | 0 | 0 | 0 | 0 | 0 | 0 | 0 | 0 | 0 | 0 | 0 | 0 | 0 | 0 | 0 | 0 | 0 | 0 | 0 | 0 | 0 | 0 | 0 | 0 | 0 | 0 | 0 | 0 | 0 | 0 | 0 | 0 | 0
F4_Commercial_Other Health_New_Food Preparation_Natural Gas_Griddle_E8 | F4 | Commercial | Other Health | New | Food Preparation | Natural Gas | Griddle | E8 | Utility - Cost of Equipment | 0 | 0 | 0 | 0 | 0 | 0 | 0 | 0 | 0 | 0 | 0 | 0 | 0 | 0 | 0 | 0 | 0 | 0 | 0 | 0 | 0 | 0 | 0 | 0 | 0 | 0 | 0 | 0 | 0 | 0 | 0 | 0 | 0
F4_Commercial_Other Health_New_Food Preparation_Natural Gas_Griddle_E9 | F4 | Commercial | Other Health | New | Food Preparation | Natural Gas | Griddle | E9 | Utility - Cost of Equipment | 0 | 0 | 0 | 0 | 0 | 0 | 0 | 0 | 0 | 0 | 0 | 0 | 0 | 0 | 0 | 0 | 0 | 0 | 0 | 0 | 0 | 0 | 0 | 0 | 0 | 0 | 0 | 0 | 0 | 0 | 0 | 0 | 0
F4_Commercial_Other Health_New_Food Preparation_Natural Gas_Griddle_E10 | F4 | Commercial | Other Health | New | Food Preparation | Natural Gas | Griddle | E10 | Utility - Cost of Equipment | 0 | 0 | 0 | 0 | 0 | 0 | 0 | 0 | 0 | 0 | 0 | 0 | 0 | 0 | 0 | 0 | 0 | 0 | 0 | 0 | 0 | 0 | 0 | 0 | 0 | 0 | 0 | 0 | 0 | 0 | 0 | 0 | 0
F5_Commercial_Other Health_New_Food Preparation_Natural Gas_Griddle_E1 | F5 | Commercial | Other Health | New | Food Preparation | Natural Gas | Griddle | E1 | Utility - Cost of Operation | 0.053907 | 0.053907 | 0.053907 | 0.053907 | 0.053907 | 0.053907 | 0.053907 | 0.053907 | 0.053907 | 0.053907 | 0.053907 | 0.053907 | 0.053907 | 0.053907 | 0.053907 | 0.053907 | 0.053907 | 0.053907 | 0.053907 | 0.053907 | 0.053907 | 0.053907 | 0.053907 | 0.053907 | 0.053907 | 0.053907 | 0.053907 | 0.053907 | 0.053907 | 0.053907 | 0.053907 | 0.053907 | 0.053907
F5_Commercial_Other Health_New_Food Preparation_Natural Gas_Griddle_E2 | F5 | Commercial | Other Health | New | Food Preparation | Natural Gas | Griddle | E2 | Utility - Cost of Operation | 0.066991 | 0.066991 | 0.066991 | 0.066991 | 0.066991 | 0.066991 | 0.066991 | 0.066991 | 0.066991 | 0.066991 | 0.066991 | 0.066991 | 0.066991 | 0.066991 | 0.066991 | 0.066991 | 0.066991 | 0.066991 | 0.066991 | 0.066991 | 0.066991 | 0.066991 | 0.066991 | 0.066991 | 0.066991 | 0.066991 | 0.066991 | 0.066991 | 0.066991 | 0.066991 | 0.066991 | 0.066991 | 0.066991
F5_Commercial_Other Health_New_Food Preparation_Natural Gas_Griddle_E3 | F5 | Commercial | Other Health | New | Food Preparation | Natural Gas | Griddle | E3 | Utility - Cost of Operation | 0 | 0 | 0 | 0 | 0 | 0 | 0 | 0 | 0 | 0 | 0 | 0 | 0 | 0 | 0 | 0 | 0 | 0 | 0 | 0 | 0 | 0 | 0 | 0 | 0 | 0 | 0 | 0 | 0 | 0 | 0 | 0 | 0
F5_Commercial_Other Health_New_Food Preparation_Natural Gas_Griddle_E4 | F5 | Commercial | Other Health | New | Food Preparation | Natural Gas | Griddle | E4 | Utility - Cost of Operation | 0 | 0 | 0 | 0 | 0 | 0 | 0 | 0 | 0 | 0 | 0 | 0 | 0 | 0 | 0 | 0 | 0 | 0 | 0 | 0 | 0 | 0 | 0 | 0 | 0 | 0 | 0 | 0 | 0 | 0 | 0 | 0 | 0
F5_Commercial_Other Health_New_Food Preparation_Natural Gas_Griddle_E5 | F5 | Commercial | Other Health | New | Food Preparation | Natural Gas | Griddle | E5 | Utility - Cost of Operation | 0 | 0 | 0 | 0 | 0 | 0 | 0 | 0 | 0 | 0 | 0 | 0 | 0 | 0 | 0 | 0 | 0 | 0 | 0 | 0 | 0 | 0 | 0 | 0 | 0 | 0 | 0 | 0 | 0 | 0 | 0 | 0 | 0
F5_Commercial_Other Health_New_Food Preparation_Natural Gas_Griddle_E6 | F5 | Commercial | Other Health | New | Food Preparation | Natural Gas | Griddle | E6 | Utility - Cost of Operation | 0 | 0 | 0 | 0 | 0 | 0 | 0 | 0 | 0 | 0 | 0 | 0 | 0 | 0 | 0 | 0 | 0 | 0 | 0 | 0 | 0 | 0 | 0 | 0 | 0 | 0 | 0 | 0 | 0 | 0 | 0 | 0 | 0
F5_Commercial_Other Health_New_Food Preparation_Natural Gas_Griddle_E7 | F5 | Commercial | Other Health | New | Food Preparation | Natural Gas | Griddle | E7 | Utility - Cost of Operation | 0 | 0 | 0 | 0 | 0 | 0 | 0 | 0 | 0 | 0 | 0 | 0 | 0 | 0 | 0 | 0 | 0 | 0 | 0 | 0 | 0 | 0 | 0 | 0 | 0 | 0 | 0 | 0 | 0 | 0 | 0 | 0 | 0
F5_Commercial_Other Health_New_Food Preparation_Natural Gas_Griddle_E8 | F5 | Commercial | Other Health | New | Food Preparation | Natural Gas | Griddle | E8 | Utility - Cost of Operation | 0 | 0 | 0 | 0 | 0 | 0 | 0 | 0 | 0 | 0 | 0 | 0 | 0 | 0 | 0 | 0 | 0 | 0 | 0 | 0 | 0 | 0 | 0 | 0 | 0 | 0 | 0 | 0 | 0 | 0 | 0 | 0 | 0
F5_Commercial_Other Health_New_Food Preparation_Natural Gas_Griddle_E9 | F5 | Commercial | Other Health | New | Food Preparation | Natural Gas | Griddle | E9 | Utility - Cost of Operation | 0 | 0 | 0 | 0 | 0 | 0 | 0 | 0 | 0 | 0 | 0 | 0 | 0 | 0 | 0 | 0 | 0 | 0 | 0 | 0 | 0 | 0 | 0 | 0 | 0 | 0 | 0 | 0 | 0 | 0 | 0 | 0 | 0
F5_Commercial_Other Health_New_Food Preparation_Natural Gas_Griddle_E10 | F5 | Commercial | Other Health | New | Food Preparation | Natural Gas | Griddle | E10 | Utility - Cost of Operation | 0 | 0 | 0 | 0 | 0 | 0 | 0 | 0 | 0 | 0 | 0 | 0 | 0 | 0 | 0 | 0 | 0 | 0 | 0 | 0 | 0 | 0 | 0 | 0 | 0 | 0 | 0 | 0 | 0 | 0 | 0 | 0 | 0
F6_Commercial_Other Health_New_Food Preparation_Natural Gas_Griddle_E1 | F6 | Commercial | Other Health | New | Food Preparation | Natural Gas | Griddle | E1 | Utility - Value of Sales | 0.10621 | 0.10621 | 0.10621 | 0.10621 | 0.10621 | 0.10621 | 0.10621 | 0.10621 | 0.10621 | 0.10621 | 0.10621 | 0.10621 | 0.10621 | 0.10621 | 0.10621 | 0.10621 | 0.10621 | 0.10621 | 0.10621 | 0.10621 | 0.10621 | 0.10621 | 0.10621 | 0.10621 | 0.10621 | 0.10621 | 0.10621 | 0.10621 | 0.10621 | 0.10621 | 0.10621 | 0.10621 | 0.10621
F6_Commercial_Other Health_New_Food Preparation_Natural Gas_Griddle_E2 | F6 | Commercial | Other Health | New | Food Preparation | Natural Gas | Griddle | E2 | Utility - Value of Sales | 0.097342 | 0.097342 | 0.097342 | 0.097342 | 0.097342 | 0.097342 | 0.097342 | 0.097342 | 0.097342 | 0.097342 | 0.097342 | 0.097342 | 0.097342 | 0.097342 | 0.097342 | 0.097342 | 0.097342 | 0.097342 | 0.097342 | 0.097342 | 0.097342 | 0.097342 | 0.097342 | 0.097342 | 0.097342 | 0.097342 | 0.097342 | 0.097342 | 0.097342 | 0.097342 | 0.097342 | 0.097342 | 0.097342
F6_Commercial_Other Health_New_Food Preparation_Natural Gas_Griddle_E3 | F6 | Commercial | Other Health | New | Food Preparation | Natural Gas | Griddle | E3 | Utility - Value of Sales | 0 | 0 | 0 | 0 | 0 | 0 | 0 | 0 | 0 | 0 | 0 | 0 | 0 | 0 | 0 | 0 | 0 | 0 | 0 | 0 | 0 | 0 | 0 | 0 | 0 | 0 | 0 | 0 | 0 | 0 | 0 | 0 | 0
F6_Commercial_Other Health_New_Food Preparation_Natural Gas_Griddle_E4 | F6 | Commercial | Other Health | New | Food Preparation | Natural Gas | Griddle | E4 | Utility - Value of Sales | 0 | 0 | 0 | 0 | 0 | 0 | 0 | 0 | 0 | 0 | 0 | 0 | 0 | 0 | 0 | 0 | 0 | 0 | 0 | 0 | 0 | 0 | 0 | 0 | 0 | 0 | 0 | 0 | 0 | 0 | 0 | 0 | 0
F6_Commercial_Other Health_New_Food Preparation_Natural Gas_Griddle_E5 | F6 | Commercial | Other Health | New | Food Preparation | Natural Gas | Griddle | E5 | Utility - Value of Sales | 0 | 0 | 0 | 0 | 0 | 0 | 0 | 0 | 0 | 0 | 0 | 0 | 0 | 0 | 0 | 0 | 0 | 0 | 0 | 0 | 0 | 0 | 0 | 0 | 0 | 0 | 0 | 0 | 0 | 0 | 0 | 0 | 0
F6_Commercial_Other Health_New_Food Preparation_Natural Gas_Griddle_E6 | F6 | Commercial | Other Health | New | Food Preparation | Natural Gas | Griddle | E6 | Utility - Value of Sales | 0 | 0 | 0 | 0 | 0 | 0 | 0 | 0 | 0 | 0 | 0 | 0 | 0 | 0 | 0 | 0 | 0 | 0 | 0 | 0 | 0 | 0 | 0 | 0 | 0 | 0 | 0 | 0 | 0 | 0 | 0 | 0 | 0
F6_Commercial_Other Health_New_Food Preparation_Natural Gas_Griddle_E7 | F6 | Commercial | Other Health | New | Food Preparation | Natural Gas | Griddle | E7 | Utility - Value of Sales | 0 | 0 | 0 | 0 | 0 | 0 | 0 | 0 | 0 | 0 | 0 | 0 | 0 | 0 | 0 | 0 | 0 | 0 | 0 | 0 | 0 | 0 | 0 | 0 | 0 | 0 | 0 | 0 | 0 | 0 | 0 | 0 | 0
F6_Commercial_Other Health_New_Food Preparation_Natural Gas_Griddle_E8 | F6 | Commercial | Other Health | New | Food Preparation | Natural Gas | Griddle | E8 | Utility - Value of Sales | 0 | 0 | 0 | 0 | 0 | 0 | 0 | 0 | 0 | 0 | 0 | 0 | 0 | 0 | 0 | 0 | 0 | 0 | 0 | 0 | 0 | 0 | 0 | 0 | 0 | 0 | 0 | 0 | 0 | 0 | 0 | 0 | 0
F6_Commercial_Other Health_New_Food Preparation_Natural Gas_Griddle_E9 | F6 | Commercial | Other Health | New | Food Preparation | Natural Gas | Griddle | E9 | Utility - Value of Sales | 0 | 0 | 0 | 0 | 0 | 0 | 0 | 0 | 0 | 0 | 0 | 0 | 0 | 0 | 0 | 0 | 0 | 0 | 0 | 0 | 0 | 0 | 0 | 0 | 0 | 0 | 0 | 0 | 0 | 0 | 0 | 0 | 0
F6_Commercial_Other Health_New_Food Preparation_Natural Gas_Griddle_E10 | F6 | Commercial | Other Health | New | Food Preparation | Natural Gas | Griddle | E10 | Utility - Value of Sales | 0 | 0 | 0 | 0 | 0 | 0 | 0 | 0 | 0 | 0 | 0 | 0 | 0 | 0 | 0 | 0 | 0 | 0 | 0 | 0 | 0 | 0 | 0 | 0 | 0 | 0 | 0 | 0 | 0 | 0 | 0 | 0 | 0
F1_Commercial_Other Health_New_Food Preparation_Natural Gas_Range_E1 | F1 | Commercial | Other Health | New | Food Preparation | Natural Gas | Range | E1 | RVT - Cost of Equipment | 0.17606 | 0.17729 | 0.17877 | 0.18048 | 0.18249 | 0.18484 | 0.18672 | 0.18852 | 0.19029 | 0.19207 | 0.19371 | 0.19514 | 0.19658 | 0.19811 | 0.19986 | 0.20162 | 0.20357 | 0.20569 | 0.20795 | 0.21028 | 0.21265 | 0.21488 | 0.21692 | 0.21877 | 0.22041 | 0.22181 | 0.22279 | 0.22352 | 0.22414 | 0.22468 | 0.22521 | 0.22545 | 0.22545
F1_Commercial_Other Health_New_Food Preparation_Natural Gas_Range_E2 | F1 | Commercial | Other Health | New | Food Preparation | Natural Gas | Range | E2 | RVT - Cost of Equipment | 0.13204 | 0.13297 | 0.13407 | 0.13536 | 0.13686 | 0.13863 | 0.14004 | 0.14139 | 0.14271 | 0.14405 | 0.14528 | 0.14636 | 0.14743 | 0.14858 | 0.1499 | 0.15122 | 0.15267 | 0.15427 | 0.15596 | 0.15771 | 0.15949 | 0.16116 | 0.16269 | 0.16408 | 0.16531 | 0.16636 | 0.16709 | 0.16764 | 0.16811 | 0.16851 | 0.16891 | 0.16909 | 0.16909
F1_Commercial_Other Health_New_Food Preparation_Natural Gas_Range_E3 | F1 | Commercial | Other Health | New | Food Preparation | Natural Gas | Range | E3 | RVT - Cost of Equipment | 0 | 0 | 0 | 0 | 0 | 0 | 0 | 0 | 0 | 0 | 0 | 0 | 0 | 0 | 0 | 0 | 0 | 0 | 0 | 0 | 0 | 0 | 0 | 0 | 0 | 0 | 0 | 0 | 0 | 0 | 0 | 0 | 0
F1_Commercial_Other Health_New_Food Preparation_Natural Gas_Range_E4 | F1 | Commercial | Other Health | New | Food Preparation | Natural Gas | Range | E4 | RVT - Cost of Equipment | 0 | 0 | 0 | 0 | 0 | 0 | 0 | 0 | 0 | 0 | 0 | 0 | 0 | 0 | 0 | 0 | 0 | 0 | 0 | 0 | 0 | 0 | 0 | 0 | 0 | 0 | 0 | 0 | 0 | 0 | 0 | 0 | 0
F1_Commercial_Other Health_New_Food Preparation_Natural Gas_Range_E5 | F1 | Commercial | Other Health | New | Food Preparation | Natural Gas | Range | E5 | RVT - Cost of Equipment | 0 | 0 | 0 | 0 | 0 | 0 | 0 | 0 | 0 | 0 | 0 | 0 | 0 | 0 | 0 | 0 | 0 | 0 | 0 | 0 | 0 | 0 | 0 | 0 | 0 | 0 | 0 | 0 | 0 | 0 | 0 | 0 | 0
F1_Commercial_Other Health_New_Food Preparation_Natural Gas_Range_E6 | F1 | Commercial | Other Health | New | Food Preparation | Natural Gas | Range | E6 | RVT - Cost of Equipment | 0 | 0 | 0 | 0 | 0 | 0 | 0 | 0 | 0 | 0 | 0 | 0 | 0 | 0 | 0 | 0 | 0 | 0 | 0 | 0 | 0 | 0 | 0 | 0 | 0 | 0 | 0 | 0 | 0 | 0 | 0 | 0 | 0
F1_Commercial_Other Health_New_Food Preparation_Natural Gas_Range_E7 | F1 | Commercial | Other Health | New | Food Preparation | Natural Gas | Range | E7 | RVT - Cost of Equipment | 0 | 0 | 0 | 0 | 0 | 0 | 0 | 0 | 0 | 0 | 0 | 0 | 0 | 0 | 0 | 0 | 0 | 0 | 0 | 0 | 0 | 0 | 0 | 0 | 0 | 0 | 0 | 0 | 0 | 0 | 0 | 0 | 0
F1_Commercial_Other Health_New_Food Preparation_Natural Gas_Range_E8 | F1 | Commercial | Other Health | New | Food Preparation | Natural Gas | Range | E8 | RVT - Cost of Equipment | 0 | 0 | 0 | 0 | 0 | 0 | 0 | 0 | 0 | 0 | 0 | 0 | 0 | 0 | 0 | 0 | 0 | 0 | 0 | 0 | 0 | 0 | 0 | 0 | 0 | 0 | 0 | 0 | 0 | 0 | 0 | 0 | 0
F1_Commercial_Other Health_New_Food Preparation_Natural Gas_Range_E9 | F1 | Commercial | Other Health | New | Food Preparation | Natural Gas | Range | E9 | RVT - Cost of Equipment | 0 | 0 | 0 | 0 | 0 | 0 | 0 | 0 | 0 | 0 | 0 | 0 | 0 | 0 | 0 | 0 | 0 | 0 | 0 | 0 | 0 | 0 | 0 | 0 | 0 | 0 | 0 | 0 | 0 | 0 | 0 | 0 | 0
F1_Commercial_Other Health_New_Food Preparation_Natural Gas_Range_E10 | F1 | Commercial | Other Health | New | Food Preparation | Natural Gas | Range | E10 | RVT - Cost of Equipment | 0 | 0 | 0 | 0 | 0 | 0 | 0 | 0 | 0 | 0 | 0 | 0 | 0 | 0 | 0 | 0 | 0 | 0 | 0 | 0 | 0 | 0 | 0 | 0 | 0 | 0 | 0 | 0 | 0 | 0 | 0 | 0 | 0
F2_Commercial_Other Health_New_Food Preparation_Natural Gas_Range_E1 | F2 | Commercial | Other Health | New | Food Preparation | Natural Gas | Range | E1 | RVT - Cost of Operation | 0.21093 | 0.21241 | 0.21417 | 0.21622 | 0.21863 | 0.22145 | 0.22371 | 0.22586 | 0.22797 | 0.23011 | 0.23208 | 0.23379 | 0.23552 | 0.23734 | 0.23945 | 0.24156 | 0.24389 | 0.24643 | 0.24914 | 0.25193 | 0.25477 | 0.25744 | 0.25988 | 0.26211 | 0.26406 | 0.26575 | 0.26692 | 0.26779 | 0.26854 | 0.26918 | 0.26982 | 0.2701 | 0.2701
F2_Commercial_Other Health_New_Food Preparation_Natural Gas_Range_E2 | F2 | Commercial | Other Health | New | Food Preparation | Natural Gas | Range | E2 | RVT - Cost of Operation | 0.15819 | 0.15931 | 0.16063 | 0.16217 | 0.16397 | 0.16609 | 0.16778 | 0.16939 | 0.17098 | 0.17259 | 0.17406 | 0.17534 | 0.17664 | 0.17801 | 0.17959 | 0.18117 | 0.18291 | 0.18482 | 0.18685 | 0.18895 | 0.19108 | 0.19308 | 0.19491 | 0.19658 | 0.19805 | 0.19931 | 0.20019 | 0.20084 | 0.2014 | 0.20189 | 0.20236 | 0.20258 | 0.20258
F2_Commercial_Other Health_New_Food Preparation_Natural Gas_Range_E3 | F2 | Commercial | Other Health | New | Food Preparation | Natural Gas | Range | E3 | RVT - Cost of Operation | 0 | 0 | 0 | 0 | 0 | 0 | 0 | 0 | 0 | 0 | 0 | 0 | 0 | 0 | 0 | 0 | 0 | 0 | 0 | 0 | 0 | 0 | 0 | 0 | 0 | 0 | 0 | 0 | 0 | 0 | 0 | 0 | 0
F2_Commercial_Other Health_New_Food Preparation_Natural Gas_Range_E4 | F2 | Commercial | Other Health | New | Food Preparation | Natural Gas | Range | E4 | RVT - Cost of Operation | 0 | 0 | 0 | 0 | 0 | 0 | 0 | 0 | 0 | 0 | 0 | 0 | 0 | 0 | 0 | 0 | 0 | 0 | 0 | 0 | 0 | 0 | 0 | 0 | 0 | 0 | 0 | 0 | 0 | 0 | 0 | 0 | 0
F2_Commercial_Other Health_New_Food Preparation_Natural Gas_Range_E5 | F2 | Commercial | Other Health | New | Food Preparation | Natural Gas | Range | E5 | RVT - Cost of Operation | 0 | 0 | 0 | 0 | 0 | 0 | 0 | 0 | 0 | 0 | 0 | 0 | 0 | 0 | 0 | 0 | 0 | 0 | 0 | 0 | 0 | 0 | 0 | 0 | 0 | 0 | 0 | 0 | 0 | 0 | 0 | 0 | 0
F2_Commercial_Other Health_New_Food Preparation_Natural Gas_Range_E6 | F2 | Commercial | Other Health | New | Food Preparation | Natural Gas | Range | E6 | RVT - Cost of Operation | 0 | 0 | 0 | 0 | 0 | 0 | 0 | 0 | 0 | 0 | 0 | 0 | 0 | 0 | 0 | 0 | 0 | 0 | 0 | 0 | 0 | 0 | 0 | 0 | 0 | 0 | 0 | 0 | 0 | 0 | 0 | 0 | 0
F2_Commercial_Other Health_New_Food Preparation_Natural Gas_Range_E7 | F2 | Commercial | Other Health | New | Food Preparation | Natural Gas | Range | E7 | RVT - Cost of Operation | 0 | 0 | 0 | 0 | 0 | 0 | 0 | 0 | 0 | 0 | 0 | 0 | 0 | 0 | 0 | 0 | 0 | 0 | 0 | 0 | 0 | 0 | 0 | 0 | 0 | 0 | 0 | 0 | 0 | 0 | 0 | 0 | 0
F2_Commercial_Other Health_New_Food Preparation_Natural Gas_Range_E8 | F2 | Commercial | Other Health | New | Food Preparation | Natural Gas | Range | E8 | RVT - Cost of Operation | 0 | 0 | 0 | 0 | 0 | 0 | 0 | 0 | 0 | 0 | 0 | 0 | 0 | 0 | 0 | 0 | 0 | 0 | 0 | 0 | 0 | 0 | 0 | 0 | 0 | 0 | 0 | 0 | 0 | 0 | 0 | 0 | 0
F2_Commercial_Other Health_New_Food Preparation_Natural Gas_Range_E9 | F2 | Commercial | Other Health | New | Food Preparation | Natural Gas | Range | E9 | RVT - Cost of Operation | 0 | 0 | 0 | 0 | 0 | 0 | 0 | 0 | 0 | 0 | 0 | 0 | 0 | 0 | 0 | 0 | 0 | 0 | 0 | 0 | 0 | 0 | 0 | 0 | 0 | 0 | 0 | 0 | 0 | 0 | 0 | 0 | 0
F2_Commercial_Other Health_New_Food Preparation_Natural Gas_Range_E10 | F2 | Commercial | Other Health | New | Food Preparation | Natural Gas | Range | E10 | RVT - Cost of Operation | 0 | 0 | 0 | 0 | 0 | 0 | 0 | 0 | 0 | 0 | 0 | 0 | 0 | 0 | 0 | 0 | 0 | 0 | 0 | 0 | 0 | 0 | 0 | 0 | 0 | 0 | 0 | 0 | 0 | 0 | 0 | 0 | 0
F3_Commercial_Other Health_New_Food Preparation_Natural Gas_Range_E1 | F3 | Commercial | Other Health | New | Food Preparation | Natural Gas | Range | E1 | System - kBTUs of Consumption | 0.1032 | 0.1032 | 0.1032 | 0.1032 | 0.1032 | 0.1032 | 0.1032 | 0.1032 | 0.1032 | 0.1032 | 0.1032 | 0.1032 | 0.1032 | 0.1032 | 0.1032 | 0.1032 | 0.1032 | 0.1032 | 0.1032 | 0.1032 | 0.1032 | 0.1032 | 0.1032 | 0.1032 | 0.1032 | 0.1032 | 0.1032 | 0.1032 | 0.1032 | 0.1032 | 0.1032 | 0.1032 | 0.1032
F3_Commercial_Other Health_New_Food Preparation_Natural Gas_Range_E2 | F3 | Commercial | Other Health | New | Food Preparation | Natural Gas | Range | E2 | System - kBTUs of Consumption | 0.10322 | 0.10322 | 0.10322 | 0.10322 | 0.10322 | 0.10322 | 0.10322 | 0.10322 | 0.10322 | 0.10322 | 0.10322 | 0.10322 | 0.10322 | 0.10322 | 0.10322 | 0.10322 | 0.10322 | 0.10322 | 0.10322 | 0.10322 | 0.10322 | 0.10322 | 0.10322 | 0.10322 | 0.10322 | 0.10322 | 0.10322 | 0.10322 | 0.10322 | 0.10322 | 0.10322 | 0.10322 | 0.10322
F3_Commercial_Other Health_New_Food Preparation_Natural Gas_Range_E3 | F3 | Commercial | Other Health | New | Food Preparation | Natural Gas | Range | E3 | System - kBTUs of Consumption | 0 | 0 | 0 | 0 | 0 | 0 | 0 | 0 | 0 | 0 | 0 | 0 | 0 | 0 | 0 | 0 | 0 | 0 | 0 | 0 | 0 | 0 | 0 | 0 | 0 | 0 | 0 | 0 | 0 | 0 | 0 | 0 | 0
F3_Commercial_Other Health_New_Food Preparation_Natural Gas_Range_E4 | F3 | Commercial | Other Health | New | Food Preparation | Natural Gas | Range | E4 | System - kBTUs of Consumption | 0 | 0 | 0 | 0 | 0 | 0 | 0 | 0 | 0 | 0 | 0 | 0 | 0 | 0 | 0 | 0 | 0 | 0 | 0 | 0 | 0 | 0 | 0 | 0 | 0 | 0 | 0 | 0 | 0 | 0 | 0 | 0 | 0
F3_Commercial_Other Health_New_Food Preparation_Natural Gas_Range_E5 | F3 | Commercial | Other Health | New | Food Preparation | Natural Gas | Range | E5 | System - kBTUs of Consumption | 0 | 0 | 0 | 0 | 0 | 0 | 0 | 0 | 0 | 0 | 0 | 0 | 0 | 0 | 0 | 0 | 0 | 0 | 0 | 0 | 0 | 0 | 0 | 0 | 0 | 0 | 0 | 0 | 0 | 0 | 0 | 0 | 0
F3_Commercial_Other Health_New_Food Preparation_Natural Gas_Range_E6 | F3 | Commercial | Other Health | New | Food Preparation | Natural Gas | Range | E6 | System - kBTUs of Consumption | 0 | 0 | 0 | 0 | 0 | 0 | 0 | 0 | 0 | 0 | 0 | 0 | 0 | 0 | 0 | 0 | 0 | 0 | 0 | 0 | 0 | 0 | 0 | 0 | 0 | 0 | 0 | 0 | 0 | 0 | 0 | 0 | 0
F3_Commercial_Other Health_New_Food Preparation_Natural Gas_Range_E7 | F3 | Commercial | Other Health | New | Food Preparation | Natural Gas | Range | E7 | System - kBTUs of Consumption | 0 | 0 | 0 | 0 | 0 | 0 | 0 | 0 | 0 | 0 | 0 | 0 | 0 | 0 | 0 | 0 | 0 | 0 | 0 | 0 | 0 | 0 | 0 | 0 | 0 | 0 | 0 | 0 | 0 | 0 | 0 | 0 | 0
F3_Commercial_Other Health_New_Food Preparation_Natural Gas_Range_E8 | F3 | Commercial | Other Health | New | Food Preparation | Natural Gas | Range | E8 | System - kBTUs of Consumption | 0 | 0 | 0 | 0 | 0 | 0 | 0 | 0 | 0 | 0 | 0 | 0 | 0 | 0 | 0 | 0 | 0 | 0 | 0 | 0 | 0 | 0 | 0 | 0 | 0 | 0 | 0 | 0 | 0 | 0 | 0 | 0 | 0
F3_Commercial_Other Health_New_Food Preparation_Natural Gas_Range_E9 | F3 | Commercial | Other Health | New | Food Preparation | Natural Gas | Range | E9 | System - kBTUs of Consumption | 0 | 0 | 0 | 0 | 0 | 0 | 0 | 0 | 0 | 0 | 0 | 0 | 0 | 0 | 0 | 0 | 0 | 0 | 0 | 0 | 0 | 0 | 0 | 0 | 0 | 0 | 0 | 0 | 0 | 0 | 0 | 0 | 0
F3_Commercial_Other Health_New_Food Preparation_Natural Gas_Range_E10 | F3 | Commercial | Other Health | New | Food Preparation | Natural Gas | Range | E10 | System - kBTUs of Consumption | 0 | 0 | 0 | 0 | 0 | 0 | 0 | 0 | 0 | 0 | 0 | 0 | 0 | 0 | 0 | 0 | 0 | 0 | 0 | 0 | 0 | 0 | 0 | 0 | 0 | 0 | 0 | 0 | 0 | 0 | 0 | 0 | 0
F4_Commercial_Other Health_New_Food Preparation_Natural Gas_Range_E1 | F4 | Commercial | Other Health | New | Food Preparation | Natural Gas | Range | E1 | Utility - Cost of Equipment | 0.21093 | 0.21241 | 0.21417 | 0.21622 | 0.21863 | 0.22145 | 0.22371 | 0.22586 | 0.22797 | 0.23011 | 0.23208 | 0.23379 | 0.23552 | 0.23734 | 0.23945 | 0.24156 | 0.24389 | 0.24643 | 0.24914 | 0.25193 | 0.25477 | 0.25744 | 0.25988 | 0.26211 | 0.26406 | 0.26575 | 0.26692 | 0.26779 | 0.26854 | 0.26918 | 0.26982 | 0.2701 | 0.2701
F4_Commercial_Other Health_New_Food Preparation_Natural Gas_Range_E2 | F4 | Commercial | Other Health | New | Food Preparation | Natural Gas | Range | E2 | Utility - Cost of Equipment | 0.15819 | 0.15931 | 0.16063 | 0.16217 | 0.16397 | 0.16609 | 0.16778 | 0.16939 | 0.17098 | 0.17259 | 0.17406 | 0.17534 | 0.17664 | 0.17801 | 0.17959 | 0.18117 | 0.18291 | 0.18482 | 0.18685 | 0.18895 | 0.19108 | 0.19308 | 0.19491 | 0.19658 | 0.19805 | 0.19931 | 0.20019 | 0.20084 | 0.2014 | 0.20189 | 0.20236 | 0.20258 | 0.20258
F4_Commercial_Other Health_New_Food Preparation_Natural Gas_Range_E3 | F4 | Commercial | Other Health | New | Food Preparation | Natural Gas | Range | E3 | Utility - Cost of Equipment | 0 | 0 | 0 | 0 | 0 | 0 | 0 | 0 | 0 | 0 | 0 | 0 | 0 | 0 | 0 | 0 | 0 | 0 | 0 | 0 | 0 | 0 | 0 | 0 | 0 | 0 | 0 | 0 | 0 | 0 | 0 | 0 | 0
F4_Commercial_Other Health_New_Food Preparation_Natural Gas_Range_E4 | F4 | Commercial | Other Health | New | Food Preparation | Natural Gas | Range | E4 | Utility - Cost of Equipment | 0 | 0 | 0 | 0 | 0 | 0 | 0 | 0 | 0 | 0 | 0 | 0 | 0 | 0 | 0 | 0 | 0 | 0 | 0 | 0 | 0 | 0 | 0 | 0 | 0 | 0 | 0 | 0 | 0 | 0 | 0 | 0 | 0
F4_Commercial_Other Health_New_Food Preparation_Natural Gas_Range_E5 | F4 | Commercial | Other Health | New | Food Preparation | Natural Gas | Range | E5 | Utility - Cost of Equipment | 0 | 0 | 0 | 0 | 0 | 0 | 0 | 0 | 0 | 0 | 0 | 0 | 0 | 0 | 0 | 0 | 0 | 0 | 0 | 0 | 0 | 0 | 0 | 0 | 0 | 0 | 0 | 0 | 0 | 0 | 0 | 0 | 0
F4_Commercial_Other Health_New_Food Preparation_Natural Gas_Range_E6 | F4 | Commercial | Other Health | New | Food Preparation | Natural Gas | Range | E6 | Utility - Cost of Equipment | 0 | 0 | 0 | 0 | 0 | 0 | 0 | 0 | 0 | 0 | 0 | 0 | 0 | 0 | 0 | 0 | 0 | 0 | 0 | 0 | 0 | 0 | 0 | 0 | 0 | 0 | 0 | 0 | 0 | 0 | 0 | 0 | 0
F4_Commercial_Other Health_New_Food Preparation_Natural Gas_Range_E7 | F4 | Commercial | Other Health | New | Food Preparation | Natural Gas | Range | E7 | Utility - Cost of Equipment | 0 | 0 | 0 | 0 | 0 | 0 | 0 | 0 | 0 | 0 | 0 | 0 | 0 | 0 | 0 | 0 | 0 | 0 | 0 | 0 | 0 | 0 | 0 | 0 | 0 | 0 | 0 | 0 | 0 | 0 | 0 | 0 | 0
F4_Commercial_Other Health_New_Food Preparation_Natural Gas_Range_E8 | F4 | Commercial | Other Health | New | Food Preparation | Natural Gas | Range | E8 | Utility - Cost of Equipment | 0 | 0 | 0 | 0 | 0 | 0 | 0 | 0 | 0 | 0 | 0 | 0 | 0 | 0 | 0 | 0 | 0 | 0 | 0 | 0 | 0 | 0 | 0 | 0 | 0 | 0 | 0 | 0 | 0 | 0 | 0 | 0 | 0
F4_Commercial_Other Health_New_Food Preparation_Natural Gas_Range_E9 | F4 | Commercial | Other Health | New | Food Preparation | Natural Gas | Range | E9 | Utility - Cost of Equipment | 0 | 0 | 0 | 0 | 0 | 0 | 0 | 0 | 0 | 0 | 0 | 0 | 0 | 0 | 0 | 0 | 0 | 0 | 0 | 0 | 0 | 0 | 0 | 0 | 0 | 0 | 0 | 0 | 0 | 0 | 0 | 0 | 0
F4_Commercial_Other Health_New_Food Preparation_Natural Gas_Range_E10 | F4 | Commercial | Other Health | New | Food Preparation | Natural Gas | Range | E10 | Utility - Cost of Equipment | 0 | 0 | 0 | 0 | 0 | 0 | 0 | 0 | 0 | 0 | 0 | 0 | 0 | 0 | 0 | 0 | 0 | 0 | 0 | 0 | 0 | 0 | 0 | 0 | 0 | 0 | 0 | 0 | 0 | 0 | 0 | 0 | 0
F5_Commercial_Other Health_New_Food Preparation_Natural Gas_Range_E1 | F5 | Commercial | Other Health | New | Food Preparation | Natural Gas | Range | E1 | Utility - Cost of Operation | 0.1032 | 0.1032 | 0.1032 | 0.1032 | 0.1032 | 0.1032 | 0.1032 | 0.1032 | 0.1032 | 0.1032 | 0.1032 | 0.1032 | 0.1032 | 0.1032 | 0.1032 | 0.1032 | 0.1032 | 0.1032 | 0.1032 | 0.1032 | 0.1032 | 0.1032 | 0.1032 | 0.1032 | 0.1032 | 0.1032 | 0.1032 | 0.1032 | 0.1032 | 0.1032 | 0.1032 | 0.1032 | 0.1032
F5_Commercial_Other Health_New_Food Preparation_Natural Gas_Range_E2 | F5 | Commercial | Other Health | New | Food Preparation | Natural Gas | Range | E2 | Utility - Cost of Operation | 0.10322 | 0.10322 | 0.10322 | 0.10322 | 0.10322 | 0.10322 | 0.10322 | 0.10322 | 0.10322 | 0.10322 | 0.10322 | 0.10322 | 0.10322 | 0.10322 | 0.10322 | 0.10322 | 0.10322 | 0.10322 | 0.10322 | 0.10322 | 0.10322 | 0.10322 | 0.10322 | 0.10322 | 0.10322 | 0.10322 | 0.10322 | 0.10322 | 0.10322 | 0.10322 | 0.10322 | 0.10322 | 0.10322
F5_Commercial_Other Health_New_Food Preparation_Natural Gas_Range_E3 | F5 | Commercial | Other Health | New | Food Preparation | Natural Gas | Range | E3 | Utility - Cost of Operation | 0 | 0 | 0 | 0 | 0 | 0 | 0 | 0 | 0 | 0 | 0 | 0 | 0 | 0 | 0 | 0 | 0 | 0 | 0 | 0 | 0 | 0 | 0 | 0 | 0 | 0 | 0 | 0 | 0 | 0 | 0 | 0 | 0
F5_Commercial_Other Health_New_Food Preparation_Natural Gas_Range_E4 | F5 | Commercial | Other Health | New | Food Preparation | Natural Gas | Range | E4 | Utility - Cost of Operation | 0 | 0 | 0 | 0 | 0 | 0 | 0 | 0 | 0 | 0 | 0 | 0 | 0 | 0 | 0 | 0 | 0 | 0 | 0 | 0 | 0 | 0 | 0 | 0 | 0 | 0 | 0 | 0 | 0 | 0 | 0 | 0 | 0
F5_Commercial_Other Health_New_Food Preparation_Natural Gas_Range_E5 | F5 | Commercial | Other Health | New | Food Preparation | Natural Gas | Range | E5 | Utility - Cost of Operation | 0 | 0 | 0 | 0 | 0 | 0 | 0 | 0 | 0 | 0 | 0 | 0 | 0 | 0 | 0 | 0 | 0 | 0 | 0 | 0 | 0 | 0 | 0 | 0 | 0 | 0 | 0 | 0 | 0 | 0 | 0 | 0 | 0
F5_Commercial_Other Health_New_Food Preparation_Natural Gas_Range_E6 | F5 | Commercial | Other Health | New | Food Preparation | Natural Gas | Range | E6 | Utility - Cost of Operation | 0 | 0 | 0 | 0 | 0 | 0 | 0 | 0 | 0 | 0 | 0 | 0 | 0 | 0 | 0 | 0 | 0 | 0 | 0 | 0 | 0 | 0 | 0 | 0 | 0 | 0 | 0 | 0 | 0 | 0 | 0 | 0 | 0
F5_Commercial_Other Health_New_Food Preparation_Natural Gas_Range_E7 | F5 | Commercial | Other Health | New | Food Preparation | Natural Gas | Range | E7 | Utility - Cost of Operation | 0 | 0 | 0 | 0 | 0 | 0 | 0 | 0 | 0 | 0 | 0 | 0 | 0 | 0 | 0 | 0 | 0 | 0 | 0 | 0 | 0 | 0 | 0 | 0 | 0 | 0 | 0 | 0 | 0 | 0 | 0 | 0 | 0
F5_Commercial_Other Health_New_Food Preparation_Natural Gas_Range_E8 | F5 | Commercial | Other Health | New | Food Preparation | Natural Gas | Range | E8 | Utility - Cost of Operation | 0 | 0 | 0 | 0 | 0 | 0 | 0 | 0 | 0 | 0 | 0 | 0 | 0 | 0 | 0 | 0 | 0 | 0 | 0 | 0 | 0 | 0 | 0 | 0 | 0 | 0 | 0 | 0 | 0 | 0 | 0 | 0 | 0
F5_Commercial_Other Health_New_Food Preparation_Natural Gas_Range_E9 | F5 | Commercial | Other Health | New | Food Preparation | Natural Gas | Range | E9 | Utility - Cost of Operation | 0 | 0 | 0 | 0 | 0 | 0 | 0 | 0 | 0 | 0 | 0 | 0 | 0 | 0 | 0 | 0 | 0 | 0 | 0 | 0 | 0 | 0 | 0 | 0 | 0 | 0 | 0 | 0 | 0 | 0 | 0 | 0 | 0
F5_Commercial_Other Health_New_Food Preparation_Natural Gas_Range_E10 | F5 | Commercial | Other Health | New | Food Preparation | Natural Gas | Range | E10 | Utility - Cost of Operation | 0 | 0 | 0 | 0 | 0 | 0 | 0 | 0 | 0 | 0 | 0 | 0 | 0 | 0 | 0 | 0 | 0 | 0 | 0 | 0 | 0 | 0 | 0 | 0 | 0 | 0 | 0 | 0 | 0 | 0 | 0 | 0 | 0
F6_Commercial_Other Health_New_Food Preparation_Natural Gas_Range_E1 | F6 | Commercial | Other Health | New | Food Preparation | Natural Gas | Range | E1 | Utility - Value of Sales | 0.1261 | 0.1261 | 0.1261 | 0.1261 | 0.1261 | 0.1261 | 0.1261 | 0.1261 | 0.1261 | 0.1261 | 0.1261 | 0.1261 | 0.1261 | 0.1261 | 0.1261 | 0.1261 | 0.1261 | 0.1261 | 0.1261 | 0.1261 | 0.1261 | 0.1261 | 0.1261 | 0.1261 | 0.1261 | 0.1261 | 0.1261 | 0.1261 | 0.1261 | 0.1261 | 0.1261 | 0.1261 | 0.1261
F6_Commercial_Other Health_New_Food Preparation_Natural Gas_Range_E2 | F6 | Commercial | Other Health | New | Food Preparation | Natural Gas | Range | E2 | Utility - Value of Sales | 0.094577 | 0.094577 | 0.094577 | 0.094577 | 0.094577 | 0.094577 | 0.094577 | 0.094577 | 0.094577 | 0.094577 | 0.094577 | 0.094577 | 0.094577 | 0.094577 | 0.094577 | 0.094577 | 0.094577 | 0.094577 | 0.094577 | 0.094577 | 0.094577 | 0.094577 | 0.094577 | 0.094577 | 0.094577 | 0.094577 | 0.094577 | 0.094577 | 0.094577 | 0.094577 | 0.094577 | 0.094577 | 0.094577
F6_Commercial_Other Health_New_Food Preparation_Natural Gas_Range_E3 | F6 | Commercial | Other Health | New | Food Preparation | Natural Gas | Range | E3 | Utility - Value of Sales | 0 | 0 | 0 | 0 | 0 | 0 | 0 | 0 | 0 | 0 | 0 | 0 | 0 | 0 | 0 | 0 | 0 | 0 | 0 | 0 | 0 | 0 | 0 | 0 | 0 | 0 | 0 | 0 | 0 | 0 | 0 | 0 | 0
F6_Commercial_Other Health_New_Food Preparation_Natural Gas_Range_E4 | F6 | Commercial | Other Health | New | Food Preparation | Natural Gas | Range | E4 | Utility - Value of Sales | 0 | 0 | 0 | 0 | 0 | 0 | 0 | 0 | 0 | 0 | 0 | 0 | 0 | 0 | 0 | 0 | 0 | 0 | 0 | 0 | 0 | 0 | 0 | 0 | 0 | 0 | 0 | 0 | 0 | 0 | 0 | 0 | 0
F6_Commercial_Other Health_New_Food Preparation_Natural Gas_Range_E5 | F6 | Commercial | Other Health | New | Food Preparation | Natural Gas | Range | E5 | Utility - Value of Sales | 0 | 0 | 0 | 0 | 0 | 0 | 0 | 0 | 0 | 0 | 0 | 0 | 0 | 0 | 0 | 0 | 0 | 0 | 0 | 0 | 0 | 0 | 0 | 0 | 0 | 0 | 0 | 0 | 0 | 0 | 0 | 0 | 0
F6_Commercial_Other Health_New_Food Preparation_Natural Gas_Range_E6 | F6 | Commercial | Other Health | New | Food Preparation | Natural Gas | Range | E6 | Utility - Value of Sales | 0 | 0 | 0 | 0 | 0 | 0 | 0 | 0 | 0 | 0 | 0 | 0 | 0 | 0 | 0 | 0 | 0 | 0 | 0 | 0 | 0 | 0 | 0 | 0 | 0 | 0 | 0 | 0 | 0 | 0 | 0 | 0 | 0
F6_Commercial_Other Health_New_Food Preparation_Natural Gas_Range_E7 | F6 | Commercial | Other Health | New | Food Preparation | Natural Gas | Range | E7 | Utility - Value of Sales | 0 | 0 | 0 | 0 | 0 | 0 | 0 | 0 | 0 | 0 | 0 | 0 | 0 | 0 | 0 | 0 | 0 | 0 | 0 | 0 | 0 | 0 | 0 | 0 | 0 | 0 | 0 | 0 | 0 | 0 | 0 | 0 | 0
F6_Commercial_Other Health_New_Food Preparation_Natural Gas_Range_E8 | F6 | Commercial | Other Health | New | Food Preparation | Natural Gas | Range | E8 | Utility - Value of Sales | 0 | 0 | 0 | 0 | 0 | 0 | 0 | 0 | 0 | 0 | 0 | 0 | 0 | 0 | 0 | 0 | 0 | 0 | 0 | 0 | 0 | 0 | 0 | 0 | 0 | 0 | 0 | 0 | 0 | 0 | 0 | 0 | 0
F6_Commercial_Other Health_New_Food Preparation_Natural Gas_Range_E9 | F6 | Commercial | Other Health | New | Food Preparation | Natural Gas | Range | E9 | Utility - Value of Sales | 0 | 0 | 0 | 0 | 0 | 0 | 0 | 0 | 0 | 0 | 0 | 0 | 0 | 0 | 0 | 0 | 0 | 0 | 0 | 0 | 0 | 0 | 0 | 0 | 0 | 0 | 0 | 0 | 0 | 0 | 0 | 0 | 0
F6_Commercial_Other Health_New_Food Preparation_Natural Gas_Range_E10 | F6 | Commercial | Other Health | New | Food Preparation | Natural Gas | Range | E10 | Utility - Value of Sales | 0 | 0 | 0 | 0 | 0 | 0 | 0 | 0 | 0 | 0 | 0 | 0 | 0 | 0 | 0 | 0 | 0 | 0 | 0 | 0 | 0 | 0 | 0 | 0 | 0 | 0 | 0 | 0 | 0 | 0 | 0 | 0 | 0
F1_Commercial_Other Health_New_Food Preparation_Natural Gas_Steamer_E1 | F1 | Commercial | Other Health | New | Food Preparation | Natural Gas | Steamer | E1 | RVT - Cost of Equipment | 0.35095 | 0.3535 | 0.35641 | 0 | 0 | 0 | 0 | 0 | 0 | 0 | 0 | 0 | 0 | 0 | 0 | 0 | 0 | 0 | 0 | 0 | 0 | 0 | 0 | 0 | 0 | 0 | 0 | 0 | 0 | 0 | 0 | 0 | 0
F1_Commercial_Other Health_New_Food Preparation_Natural Gas_Steamer_E2 | F1 | Commercial | Other Health | New | Food Preparation | Natural Gas | Steamer | E2 | RVT - Cost of Equipment | 0.15225 | 0.15336 | 0.15462 | 0.15603 | 0.15765 | 0.15954 | 0.16109 | 0.16261 | 0.16414 | 0.16573 | 0.16723 | 0.16859 | 0.16996 | 0.17138 | 0.17294 | 0.17446 | 0.17608 | 0.17782 | 0.17965 | 0.18151 | 0.18337 | 0.1851 | 0.18666 | 0.18806 | 0.18929 | 0.19034 | 0.19107 | 0.19162 | 0.19209 | 0.19249 | 0.19289 | 0.19306 | 0.19306
F1_Commercial_Other Health_New_Food Preparation_Natural Gas_Steamer_E3 | F1 | Commercial | Other Health | New | Food Preparation | Natural Gas | Steamer | E3 | RVT - Cost of Equipment | 0 | 0 | 0 | 0 | 0 | 0 | 0 | 0 | 0 | 0 | 0 | 0 | 0 | 0 | 0 | 0 | 0 | 0 | 0 | 0 | 0 | 0 | 0 | 0 | 0 | 0 | 0 | 0 | 0 | 0 | 0 | 0 | 0
F1_Commercial_Other Health_New_Food Preparation_Natural Gas_Steamer_E4 | F1 | Commercial | Other Health | New | Food Preparation | Natural Gas | Steamer | E4 | RVT - Cost of Equipment | 0 | 0 | 0 | 0 | 0 | 0 | 0 | 0 | 0 | 0 | 0 | 0 | 0 | 0 | 0 | 0 | 0 | 0 | 0 | 0 | 0 | 0 | 0 | 0 | 0 | 0 | 0 | 0 | 0 | 0 | 0 | 0 | 0
F1_Commercial_Other Health_New_Food Preparation_Natural Gas_Steamer_E5 | F1 | Commercial | Other Health | New | Food Preparation | Natural Gas | Steamer | E5 | RVT - Cost of Equipment | 0 | 0 | 0 | 0 | 0 | 0 | 0 | 0 | 0 | 0 | 0 | 0 | 0 | 0 | 0 | 0 | 0 | 0 | 0 | 0 | 0 | 0 | 0 | 0 | 0 | 0 | 0 | 0 | 0 | 0 | 0 | 0 | 0
F1_Commercial_Other Health_New_Food Preparation_Natural Gas_Steamer_E6 | F1 | Commercial | Other Health | New | Food Preparation | Natural Gas | Steamer | E6 | RVT - Cost of Equipment | 0 | 0 | 0 | 0 | 0 | 0 | 0 | 0 | 0 | 0 | 0 | 0 | 0 | 0 | 0 | 0 | 0 | 0 | 0 | 0 | 0 | 0 | 0 | 0 | 0 | 0 | 0 | 0 | 0 | 0 | 0 | 0 | 0
F1_Commercial_Other Health_New_Food Preparation_Natural Gas_Steamer_E7 | F1 | Commercial | Other Health | New | Food Preparation | Natural Gas | Steamer | E7 | RVT - Cost of Equipment | 0 | 0 | 0 | 0 | 0 | 0 | 0 | 0 | 0 | 0 | 0 | 0 | 0 | 0 | 0 | 0 | 0 | 0 | 0 | 0 | 0 | 0 | 0 | 0 | 0 | 0 | 0 | 0 | 0 | 0 | 0 | 0 | 0
F1_Commercial_Other Health_New_Food Preparation_Natural Gas_Steamer_E8 | F1 | Commercial | Other Health | New | Food Preparation | Natural Gas | Steamer | E8 | RVT - Cost of Equipment | 0 | 0 | 0 | 0 | 0 | 0 | 0 | 0 | 0 | 0 | 0 | 0 | 0 | 0 | 0 | 0 | 0 | 0 | 0 | 0 | 0 | 0 | 0 | 0 | 0 | 0 | 0 | 0 | 0 | 0 | 0 | 0 | 0
F1_Commercial_Other Health_New_Food Preparation_Natural Gas_Steamer_E9 | F1 | Commercial | Other Health | New | Food Preparation | Natural Gas | Steamer | E9 | RVT - Cost of Equipment | 0 | 0 | 0 | 0 | 0 | 0 | 0 | 0 | 0 | 0 | 0 | 0 | 0 | 0 | 0 | 0 | 0 | 0 | 0 | 0 | 0 | 0 | 0 | 0 | 0 | 0 | 0 | 0 | 0 | 0 | 0 | 0 | 0
F1_Commercial_Other Health_New_Food Preparation_Natural Gas_Steamer_E10 | F1 | Commercial | Other Health | New | Food Preparation | Natural Gas | Steamer | E10 | RVT - Cost of Equipment | 0 | 0 | 0 | 0 | 0 | 0 | 0 | 0 | 0 | 0 | 0 | 0 | 0 | 0 | 0 | 0 | 0 | 0 | 0 | 0 | 0 | 0 | 0 | 0 | 0 | 0 | 0 | 0 | 0 | 0 | 0 | 0 | 0
F2_Commercial_Other Health_New_Food Preparation_Natural Gas_Steamer_E1 | F2 | Commercial | Other Health | New | Food Preparation | Natural Gas | Steamer | E1 | RVT - Cost of Operation | 0.42046 | 0.42352 | 0.427 | 0 | 0 | 0 | 0 | 0 | 0 | 0 | 0 | 0 | 0 | 0 | 0 | 0 | 0 | 0 | 0 | 0 | 0 | 0 | 0 | 0 | 0 | 0 | 0 | 0 | 0 | 0 | 0 | 0 | 0
F2_Commercial_Other Health_New_Food Preparation_Natural Gas_Steamer_E2 | F2 | Commercial | Other Health | New | Food Preparation | Natural Gas | Steamer | E2 | RVT - Cost of Operation | 0.1824 | 0.18373 | 0.18524 | 0.18693 | 0.18888 | 0.19114 | 0.193 | 0.19481 | 0.19665 | 0.19855 | 0.20035 | 0.20198 | 0.20362 | 0.20533 | 0.20719 | 0.20901 | 0.21096 | 0.21305 | 0.21523 | 0.21746 | 0.21969 | 0.22176 | 0.22363 | 0.22531 | 0.22678 | 0.22804 | 0.22892 | 0.22957 | 0.23013 | 0.23062 | 0.23109 | 0.2313 | 0.2313
F2_Commercial_Other Health_New_Food Preparation_Natural Gas_Steamer_E3 | F2 | Commercial | Other Health | New | Food Preparation | Natural Gas | Steamer | E3 | RVT - Cost of Operation | 0 | 0 | 0 | 0 | 0 | 0 | 0 | 0 | 0 | 0 | 0 | 0 | 0 | 0 | 0 | 0 | 0 | 0 | 0 | 0 | 0 | 0 | 0 | 0 | 0 | 0 | 0 | 0 | 0 | 0 | 0 | 0 | 0
F2_Commercial_Other Health_New_Food Preparation_Natural Gas_Steamer_E4 | F2 | Commercial | Other Health | New | Food Preparation | Natural Gas | Steamer | E4 | RVT - Cost of Operation | 0 | 0 | 0 | 0 | 0 | 0 | 0 | 0 | 0 | 0 | 0 | 0 | 0 | 0 | 0 | 0 | 0 | 0 | 0 | 0 | 0 | 0 | 0 | 0 | 0 | 0 | 0 | 0 | 0 | 0 | 0 | 0 | 0
F2_Commercial_Other Health_New_Food Preparation_Natural Gas_Steamer_E5 | F2 | Commercial | Other Health | New | Food Preparation | Natural Gas | Steamer | E5 | RVT - Cost of Operation | 0 | 0 | 0 | 0 | 0 | 0 | 0 | 0 | 0 | 0 | 0 | 0 | 0 | 0 | 0 | 0 | 0 | 0 | 0 | 0 | 0 | 0 | 0 | 0 | 0 | 0 | 0 | 0 | 0 | 0 | 0 | 0 | 0
F2_Commercial_Other Health_New_Food Preparation_Natural Gas_Steamer_E6 | F2 | Commercial | Other Health | New | Food Preparation | Natural Gas | Steamer | E6 | RVT - Cost of Operation | 0 | 0 | 0 | 0 | 0 | 0 | 0 | 0 | 0 | 0 | 0 | 0 | 0 | 0 | 0 | 0 | 0 | 0 | 0 | 0 | 0 | 0 | 0 | 0 | 0 | 0 | 0 | 0 | 0 | 0 | 0 | 0 | 0
F2_Commercial_Other Health_New_Food Preparation_Natural Gas_Steamer_E7 | F2 | Commercial | Other Health | New | Food Preparation | Natural Gas | Steamer | E7 | RVT - Cost of Operation | 0 | 0 | 0 | 0 | 0 | 0 | 0 | 0 | 0 | 0 | 0 | 0 | 0 | 0 | 0 | 0 | 0 | 0 | 0 | 0 | 0 | 0 | 0 | 0 | 0 | 0 | 0 | 0 | 0 | 0 | 0 | 0 | 0
F2_Commercial_Other Health_New_Food Preparation_Natural Gas_Steamer_E8 | F2 | Commercial | Other Health | New | Food Preparation | Natural Gas | Steamer | E8 | RVT - Cost of Operation | 0 | 0 | 0 | 0 | 0 | 0 | 0 | 0 | 0 | 0 | 0 | 0 | 0 | 0 | 0 | 0 | 0 | 0 | 0 | 0 | 0 | 0 | 0 | 0 | 0 | 0 | 0 | 0 | 0 | 0 | 0 | 0 | 0
F2_Commercial_Other Health_New_Food Preparation_Natural Gas_Steamer_E9 | F2 | Commercial | Other Health | New | Food Preparation | Natural Gas | Steamer | E9 | RVT - Cost of Operation | 0 | 0 | 0 | 0 | 0 | 0 | 0 | 0 | 0 | 0 | 0 | 0 | 0 | 0 | 0 | 0 | 0 | 0 | 0 | 0 | 0 | 0 | 0 | 0 | 0 | 0 | 0 | 0 | 0 | 0 | 0 | 0 | 0
F2_Commercial_Other Health_New_Food Preparation_Natural Gas_Steamer_E10 | F2 | Commercial | Other Health | New | Food Preparation | Natural Gas | Steamer | E10 | RVT - Cost of Operation | 0 | 0 | 0 | 0 | 0 | 0 | 0 | 0 | 0 | 0 | 0 | 0 | 0 | 0 | 0 | 0 | 0 | 0 | 0 | 0 | 0 | 0 | 0 | 0 | 0 | 0 | 0 | 0 | 0 | 0 | 0 | 0 | 0
F3_Commercial_Other Health_New_Food Preparation_Natural Gas_Steamer_E1 | F3 | Commercial | Other Health | New | Food Preparation | Natural Gas | Steamer | E1 | System - kBTUs of Consumption | 0.26598 | 0.26598 | 0.26598 | 0 | 0 | 0 | 0 | 0 | 0 | 0 | 0 | 0 | 0 | 0 | 0 | 0 | 0 | 0 | 0 | 0 | 0 | 0 | 0 | 0 | 0 | 0 | 0 | 0 | 0 | 0 | 0 | 0 | 0
F3_Commercial_Other Health_New_Food Preparation_Natural Gas_Steamer_E2 | F3 | Commercial | Other Health | New | Food Preparation | Natural Gas | Steamer | E2 | System - kBTUs of Consumption | 0.3116 | 0.3116 | 0.3116 | 0.3116 | 0.3116 | 0.3116 | 0.3116 | 0.3116 | 0.3116 | 0.3116 | 0.3116 | 0.3116 | 0.3116 | 0.3116 | 0.3116 | 0.3116 | 0.3116 | 0.3116 | 0.3116 | 0.3116 | 0.3116 | 0.3116 | 0.3116 | 0.3116 | 0.3116 | 0.3116 | 0.3116 | 0.3116 | 0.3116 | 0.3116 | 0.3116 | 0.3116 | 0.3116
F3_Commercial_Other Health_New_Food Preparation_Natural Gas_Steamer_E3 | F3 | Commercial | Other Health | New | Food Preparation | Natural Gas | Steamer | E3 | System - kBTUs of Consumption | 0 | 0 | 0 | 0 | 0 | 0 | 0 | 0 | 0 | 0 | 0 | 0 | 0 | 0 | 0 | 0 | 0 | 0 | 0 | 0 | 0 | 0 | 0 | 0 | 0 | 0 | 0 | 0 | 0 | 0 | 0 | 0 | 0
F3_Commercial_Other Health_New_Food Preparation_Natural Gas_Steamer_E4 | F3 | Commercial | Other Health | New | Food Preparation | Natural Gas | Steamer | E4 | System - kBTUs of Consumption | 0 | 0 | 0 | 0 | 0 | 0 | 0 | 0 | 0 | 0 | 0 | 0 | 0 | 0 | 0 | 0 | 0 | 0 | 0 | 0 | 0 | 0 | 0 | 0 | 0 | 0 | 0 | 0 | 0 | 0 | 0 | 0 | 0
F3_Commercial_Other Health_New_Food Preparation_Natural Gas_Steamer_E5 | F3 | Commercial | Other Health | New | Food Preparation | Natural Gas | Steamer | E5 | System - kBTUs of Consumption | 0 | 0 | 0 | 0 | 0 | 0 | 0 | 0 | 0 | 0 | 0 | 0 | 0 | 0 | 0 | 0 | 0 | 0 | 0 | 0 | 0 | 0 | 0 | 0 | 0 | 0 | 0 | 0 | 0 | 0 | 0 | 0 | 0
F3_Commercial_Other Health_New_Food Preparation_Natural Gas_Steamer_E6 | F3 | Commercial | Other Health | New | Food Preparation | Natural Gas | Steamer | E6 | System - kBTUs of Consumption | 0 | 0 | 0 | 0 | 0 | 0 | 0 | 0 | 0 | 0 | 0 | 0 | 0 | 0 | 0 | 0 | 0 | 0 | 0 | 0 | 0 | 0 | 0 | 0 | 0 | 0 | 0 | 0 | 0 | 0 | 0 | 0 | 0
F3_Commercial_Other Health_New_Food Preparation_Natural Gas_Steamer_E7 | F3 | Commercial | Other Health | New | Food Preparation | Natural Gas | Steamer | E7 | System - kBTUs of Consumption | 0 | 0 | 0 | 0 | 0 | 0 | 0 | 0 | 0 | 0 | 0 | 0 | 0 | 0 | 0 | 0 | 0 | 0 | 0 | 0 | 0 | 0 | 0 | 0 | 0 | 0 | 0 | 0 | 0 | 0 | 0 | 0 | 0
F3_Commercial_Other Health_New_Food Preparation_Natural Gas_Steamer_E8 | F3 | Commercial | Other Health | New | Food Preparation | Natural Gas | Steamer | E8 | System - kBTUs of Consumption | 0 | 0 | 0 | 0 | 0 | 0 | 0 | 0 | 0 | 0 | 0 | 0 | 0 | 0 | 0 | 0 | 0 | 0 | 0 | 0 | 0 | 0 | 0 | 0 | 0 | 0 | 0 | 0 | 0 | 0 | 0 | 0 | 0
F3_Commercial_Other Health_New_Food Preparation_Natural Gas_Steamer_E9 | F3 | Commercial | Other Health | New | Food Preparation | Natural Gas | Steamer | E9 | System - kBTUs of Consumption | 0 | 0 | 0 | 0 | 0 | 0 | 0 | 0 | 0 | 0 | 0 | 0 | 0 | 0 | 0 | 0 | 0 | 0 | 0 | 0 | 0 | 0 | 0 | 0 | 0 | 0 | 0 | 0 | 0 | 0 | 0 | 0 | 0
F3_Commercial_Other Health_New_Food Preparation_Natural Gas_Steamer_E10 | F3 | Commercial | Other Health | New | Food Preparation | Natural Gas | Steamer | E10 | System - kBTUs of Consumption | 0 | 0 | 0 | 0 | 0 | 0 | 0 | 0 | 0 | 0 | 0 | 0 | 0 | 0 | 0 | 0 | 0 | 0 | 0 | 0 | 0 | 0 | 0 | 0 | 0 | 0 | 0 | 0 | 0 | 0 | 0 | 0 | 0
F4_Commercial_Other Health_New_Food Preparation_Natural Gas_Steamer_E1 | F4 | Commercial | Other Health | New | Food Preparation | Natural Gas | Steamer | E1 | Utility - Cost of Equipment | 0.42046 | 0.42352 | 0.427 | 0 | 0 | 0 | 0 | 0 | 0 | 0 | 0 | 0 | 0 | 0 | 0 | 0 | 0 | 0 | 0 | 0 | 0 | 0 | 0 | 0 | 0 | 0 | 0 | 0 | 0 | 0 | 0 | 0 | 0
F4_Commercial_Other Health_New_Food Preparation_Natural Gas_Steamer_E2 | F4 | Commercial | Other Health | New | Food Preparation | Natural Gas | Steamer | E2 | Utility - Cost of Equipment | 0.1824 | 0.18373 | 0.18524 | 0.18693 | 0.18888 | 0.19114 | 0.193 | 0.19481 | 0.19665 | 0.19855 | 0.20035 | 0.20198 | 0.20362 | 0.20533 | 0.20719 | 0.20901 | 0.21096 | 0.21305 | 0.21523 | 0.21746 | 0.21969 | 0.22176 | 0.22363 | 0.22531 | 0.22678 | 0.22804 | 0.22892 | 0.22957 | 0.23013 | 0.23062 | 0.23109 | 0.2313 | 0.2313
F4_Commercial_Other Health_New_Food Preparation_Natural Gas_Steamer_E3 | F4 | Commercial | Other Health | New | Food Preparation | Natural Gas | Steamer | E3 | Utility - Cost of Equipment | 0 | 0 | 0 | 0 | 0 | 0 | 0 | 0 | 0 | 0 | 0 | 0 | 0 | 0 | 0 | 0 | 0 | 0 | 0 | 0 | 0 | 0 | 0 | 0 | 0 | 0 | 0 | 0 | 0 | 0 | 0 | 0 | 0
F4_Commercial_Other Health_New_Food Preparation_Natural Gas_Steamer_E4 | F4 | Commercial | Other Health | New | Food Preparation | Natural Gas | Steamer | E4 | Utility - Cost of Equipment | 0 | 0 | 0 | 0 | 0 | 0 | 0 | 0 | 0 | 0 | 0 | 0 | 0 | 0 | 0 | 0 | 0 | 0 | 0 | 0 | 0 | 0 | 0 | 0 | 0 | 0 | 0 | 0 | 0 | 0 | 0 | 0 | 0
F4_Commercial_Other Health_New_Food Preparation_Natural Gas_Steamer_E5 | F4 | Commercial | Other Health | New | Food Preparation | Natural Gas | Steamer | E5 | Utility - Cost of Equipment | 0 | 0 | 0 | 0 | 0 | 0 | 0 | 0 | 0 | 0 | 0 | 0 | 0 | 0 | 0 | 0 | 0 | 0 | 0 | 0 | 0 | 0 | 0 | 0 | 0 | 0 | 0 | 0 | 0 | 0 | 0 | 0 | 0
F4_Commercial_Other Health_New_Food Preparation_Natural Gas_Steamer_E6 | F4 | Commercial | Other Health | New | Food Preparation | Natural Gas | Steamer | E6 | Utility - Cost of Equipment | 0 | 0 | 0 | 0 | 0 | 0 | 0 | 0 | 0 | 0 | 0 | 0 | 0 | 0 | 0 | 0 | 0 | 0 | 0 | 0 | 0 | 0 | 0 | 0 | 0 | 0 | 0 | 0 | 0 | 0 | 0 | 0 | 0
F4_Commercial_Other Health_New_Food Preparation_Natural Gas_Steamer_E7 | F4 | Commercial | Other Health | New | Food Preparation | Natural Gas | Steamer | E7 | Utility - Cost of Equipment | 0 | 0 | 0 | 0 | 0 | 0 | 0 | 0 | 0 | 0 | 0 | 0 | 0 | 0 | 0 | 0 | 0 | 0 | 0 | 0 | 0 | 0 | 0 | 0 | 0 | 0 | 0 | 0 | 0 | 0 | 0 | 0 | 0
F4_Commercial_Other Health_New_Food Preparation_Natural Gas_Steamer_E8 | F4 | Commercial | Other Health | New | Food Preparation | Natural Gas | Steamer | E8 | Utility - Cost of Equipment | 0 | 0 | 0 | 0 | 0 | 0 | 0 | 0 | 0 | 0 | 0 | 0 | 0 | 0 | 0 | 0 | 0 | 0 | 0 | 0 | 0 | 0 | 0 | 0 | 0 | 0 | 0 | 0 | 0 | 0 | 0 | 0 | 0
F4_Commercial_Other Health_New_Food Preparation_Natural Gas_Steamer_E9 | F4 | Commercial | Other Health | New | Food Preparation | Natural Gas | Steamer | E9 | Utility - Cost of Equipment | 0 | 0 | 0 | 0 | 0 | 0 | 0 | 0 | 0 | 0 | 0 | 0 | 0 | 0 | 0 | 0 | 0 | 0 | 0 | 0 | 0 | 0 | 0 | 0 | 0 | 0 | 0 | 0 | 0 | 0 | 0 | 0 | 0
F4_Commercial_Other Health_New_Food Preparation_Natural Gas_Steamer_E10 | F4 | Commercial | Other Health | New | Food Preparation | Natural Gas | Steamer | E10 | Utility - Cost of Equipment | 0 | 0 | 0 | 0 | 0 | 0 | 0 | 0 | 0 | 0 | 0 | 0 | 0 | 0 | 0 | 0 | 0 | 0 | 0 | 0 | 0 | 0 | 0 | 0 | 0 | 0 | 0 | 0 | 0 | 0 | 0 | 0 | 0
F5_Commercial_Other Health_New_Food Preparation_Natural Gas_Steamer_E1 | F5 | Commercial | Other Health | New | Food Preparation | Natural Gas | Steamer | E1 | Utility - Cost of Operation | 0.26598 | 0.26598 | 0.26598 | 0 | 0 | 0 | 0 | 0 | 0 | 0 | 0 | 0 | 0 | 0 | 0 | 0 | 0 | 0 | 0 | 0 | 0 | 0 | 0 | 0 | 0 | 0 | 0 | 0 | 0 | 0 | 0 | 0 | 0
F5_Commercial_Other Health_New_Food Preparation_Natural Gas_Steamer_E2 | F5 | Commercial | Other Health | New | Food Preparation | Natural Gas | Steamer | E2 | Utility - Cost of Operation | 0.3116 | 0.3116 | 0.3116 | 0.3116 | 0.3116 | 0.3116 | 0.3116 | 0.3116 | 0.3116 | 0.3116 | 0.3116 | 0.3116 | 0.3116 | 0.3116 | 0.3116 | 0.3116 | 0.3116 | 0.3116 | 0.3116 | 0.3116 | 0.3116 | 0.3116 | 0.3116 | 0.3116 | 0.3116 | 0.3116 | 0.3116 | 0.3116 | 0.3116 | 0.3116 | 0.3116 | 0.3116 | 0.3116
F5_Commercial_Other Health_New_Food Preparation_Natural Gas_Steamer_E3 | F5 | Commercial | Other Health | New | Food Preparation | Natural Gas | Steamer | E3 | Utility - Cost of Operation | 0 | 0 | 0 | 0 | 0 | 0 | 0 | 0 | 0 | 0 | 0 | 0 | 0 | 0 | 0 | 0 | 0 | 0 | 0 | 0 | 0 | 0 | 0 | 0 | 0 | 0 | 0 | 0 | 0 | 0 | 0 | 0 | 0
F5_Commercial_Other Health_New_Food Preparation_Natural Gas_Steamer_E4 | F5 | Commercial | Other Health | New | Food Preparation | Natural Gas | Steamer | E4 | Utility - Cost of Operation | 0 | 0 | 0 | 0 | 0 | 0 | 0 | 0 | 0 | 0 | 0 | 0 | 0 | 0 | 0 | 0 | 0 | 0 | 0 | 0 | 0 | 0 | 0 | 0 | 0 | 0 | 0 | 0 | 0 | 0 | 0 | 0 | 0
F5_Commercial_Other Health_New_Food Preparation_Natural Gas_Steamer_E5 | F5 | Commercial | Other Health | New | Food Preparation | Natural Gas | Steamer | E5 | Utility - Cost of Operation | 0 | 0 | 0 | 0 | 0 | 0 | 0 | 0 | 0 | 0 | 0 | 0 | 0 | 0 | 0 | 0 | 0 | 0 | 0 | 0 | 0 | 0 | 0 | 0 | 0 | 0 | 0 | 0 | 0 | 0 | 0 | 0 | 0
F5_Commercial_Other Health_New_Food Preparation_Natural Gas_Steamer_E6 | F5 | Commercial | Other Health | New | Food Preparation | Natural Gas | Steamer | E6 | Utility - Cost of Operation | 0 | 0 | 0 | 0 | 0 | 0 | 0 | 0 | 0 | 0 | 0 | 0 | 0 | 0 | 0 | 0 | 0 | 0 | 0 | 0 | 0 | 0 | 0 | 0 | 0 | 0 | 0 | 0 | 0 | 0 | 0 | 0 | 0
F5_Commercial_Other Health_New_Food Preparation_Natural Gas_Steamer_E7 | F5 | Commercial | Other Health | New | Food Preparation | Natural Gas | Steamer | E7 | Utility - Cost of Operation | 0 | 0 | 0 | 0 | 0 | 0 | 0 | 0 | 0 | 0 | 0 | 0 | 0 | 0 | 0 | 0 | 0 | 0 | 0 | 0 | 0 | 0 | 0 | 0 | 0 | 0 | 0 | 0 | 0 | 0 | 0 | 0 | 0
F5_Commercial_Other Health_New_Food Preparation_Natural Gas_Steamer_E8 | F5 | Commercial | Other Health | New | Food Preparation | Natural Gas | Steamer | E8 | Utility - Cost of Operation | 0 | 0 | 0 | 0 | 0 | 0 | 0 | 0 | 0 | 0 | 0 | 0 | 0 | 0 | 0 | 0 | 0 | 0 | 0 | 0 | 0 | 0 | 0 | 0 | 0 | 0 | 0 | 0 | 0 | 0 | 0 | 0 | 0
F5_Commercial_Other Health_New_Food Preparation_Natural Gas_Steamer_E9 | F5 | Commercial | Other Health | New | Food Preparation | Natural Gas | Steamer | E9 | Utility - Cost of Operation | 0 | 0 | 0 | 0 | 0 | 0 | 0 | 0 | 0 | 0 | 0 | 0 | 0 | 0 | 0 | 0 | 0 | 0 | 0 | 0 | 0 | 0 | 0 | 0 | 0 | 0 | 0 | 0 | 0 | 0 | 0 | 0 | 0
F5_Commercial_Other Health_New_Food Preparation_Natural Gas_Steamer_E10 | F5 | Commercial | Other Health | New | Food Preparation | Natural Gas | Steamer | E10 | Utility - Cost of Operation | 0 | 0 | 0 | 0 | 0 | 0 | 0 | 0 | 0 | 0 | 0 | 0 | 0 | 0 | 0 | 0 | 0 | 0 | 0 | 0 | 0 | 0 | 0 | 0 | 0 | 0 | 0 | 0 | 0 | 0 | 0 | 0 | 0
F6_Commercial_Other Health_New_Food Preparation_Natural Gas_Steamer_E1 | F6 | Commercial | Other Health | New | Food Preparation | Natural Gas | Steamer | E1 | Utility - Value of Sales | 0.25045 | 0.25045 | 0.25045 | 0 | 0 | 0 | 0 | 0 | 0 | 0 | 0 | 0 | 0 | 0 | 0 | 0 | 0 | 0 | 0 | 0 | 0 | 0 | 0 | 0 | 0 | 0 | 0 | 0 | 0 | 0 | 0 | 0 | 0
F6_Commercial_Other Health_New_Food Preparation_Natural Gas_Steamer_E2 | F6 | Commercial | Other Health | New | Food Preparation | Natural Gas | Steamer | E2 | Utility - Value of Sales | 0.10865 | 0.10865 | 0.10865 | 0.10865 | 0.10865 | 0.10865 | 0.10865 | 0.10865 | 0.10865 | 0.10865 | 0.10865 | 0.10865 | 0.10865 | 0.10865 | 0.10865 | 0.10865 | 0.10865 | 0.10865 | 0.10865 | 0.10865 | 0.10865 | 0.10865 | 0.10865 | 0.10865 | 0.10865 | 0.10865 | 0.10865 | 0.10865 | 0.10865 | 0.10865 | 0.10865 | 0.10865 | 0.10865
F6_Commercial_Other Health_New_Food Preparation_Natural Gas_Steamer_E3 | F6 | Commercial | Other Health | New | Food Preparation | Natural Gas | Steamer | E3 | Utility - Value of Sales | 0 | 0 | 0 | 0 | 0 | 0 | 0 | 0 | 0 | 0 | 0 | 0 | 0 | 0 | 0 | 0 | 0 | 0 | 0 | 0 | 0 | 0 | 0 | 0 | 0 | 0 | 0 | 0 | 0 | 0 | 0 | 0 | 0
F6_Commercial_Other Health_New_Food Preparation_Natural Gas_Steamer_E4 | F6 | Commercial | Other Health | New | Food Preparation | Natural Gas | Steamer | E4 | Utility - Value of Sales | 0 | 0 | 0 | 0 | 0 | 0 | 0 | 0 | 0 | 0 | 0 | 0 | 0 | 0 | 0 | 0 | 0 | 0 | 0 | 0 | 0 | 0 | 0 | 0 | 0 | 0 | 0 | 0 | 0 | 0 | 0 | 0 | 0
F6_Commercial_Other Health_New_Food Preparation_Natural Gas_Steamer_E5 | F6 | Commercial | Other Health | New | Food Preparation | Natural Gas | Steamer | E5 | Utility - Value of Sales | 0 | 0 | 0 | 0 | 0 | 0 | 0 | 0 | 0 | 0 | 0 | 0 | 0 | 0 | 0 | 0 | 0 | 0 | 0 | 0 | 0 | 0 | 0 | 0 | 0 | 0 | 0 | 0 | 0 | 0 | 0 | 0 | 0
F6_Commercial_Other Health_New_Food Preparation_Natural Gas_Steamer_E6 | F6 | Commercial | Other Health | New | Food Preparation | Natural Gas | Steamer | E6 | Utility - Value of Sales | 0 | 0 | 0 | 0 | 0 | 0 | 0 | 0 | 0 | 0 | 0 | 0 | 0 | 0 | 0 | 0 | 0 | 0 | 0 | 0 | 0 | 0 | 0 | 0 | 0 | 0 | 0 | 0 | 0 | 0 | 0 | 0 | 0
F6_Commercial_Other Health_New_Food Preparation_Natural Gas_Steamer_E7 | F6 | Commercial | Other Health | New | Food Preparation | Natural Gas | Steamer | E7 | Utility - Value of Sales | 0 | 0 | 0 | 0 | 0 | 0 | 0 | 0 | 0 | 0 | 0 | 0 | 0 | 0 | 0 | 0 | 0 | 0 | 0 | 0 | 0 | 0 | 0 | 0 | 0 | 0 | 0 | 0 | 0 | 0 | 0 | 0 | 0
F6_Commercial_Other Health_New_Food Preparation_Natural Gas_Steamer_E8 | F6 | Commercial | Other Health | New | Food Preparation | Natural Gas | Steamer | E8 | Utility - Value of Sales | 0 | 0 | 0 | 0 | 0 | 0 | 0 | 0 | 0 | 0 | 0 | 0 | 0 | 0 | 0 | 0 | 0 | 0 | 0 | 0 | 0 | 0 | 0 | 0 | 0 | 0 | 0 | 0 | 0 | 0 | 0 | 0 | 0
F6_Commercial_Other Health_New_Food Preparation_Natural Gas_Steamer_E9 | F6 | Commercial | Other Health | New | Food Preparation | Natural Gas | Steamer | E9 | Utility - Value of Sales | 0 | 0 | 0 | 0 | 0 | 0 | 0 | 0 | 0 | 0 | 0 | 0 | 0 | 0 | 0 | 0 | 0 | 0 | 0 | 0 | 0 | 0 | 0 | 0 | 0 | 0 | 0 | 0 | 0 | 0 | 0 | 0 | 0
F6_Commercial_Other Health_New_Food Preparation_Natural Gas_Steamer_E10 | F6 | Commercial | Other Health | New | Food Preparation | Natural Gas | Steamer | E10 | Utility - Value of Sales | 0 | 0 | 0 | 0 | 0 | 0 | 0 | 0 | 0 | 0 | 0 | 0 | 0 | 0 | 0 | 0 | 0 | 0 | 0 | 0 | 0 | 0 | 0 | 0 | 0 | 0 | 0 | 0 | 0 | 0 | 0 | 0 | 0
F1_Commercial_Other Health_New_Food Preparation_Natural Gas_Food Prep Other_E1 | F1 | Commercial | Other Health | New | Food Preparation | Natural Gas | Food Prep Other | E1 | RVT - Cost of Equipment | 0.062636 | 0.063077 | 0.063601 | 0.064209 | 0.064924 | 0.065762 | 0.066432 | 0.067071 | 0.067699 | 0.068335 | 0.068917 | 0.069427 | 0.069939 | 0.070481 | 0.071107 | 0.071733 | 0.072424 | 0.07318 | 0.073984 | 0.074814 | 0.075658 | 0.07645 | 0.077174 | 0.077835 | 0.078417 | 0.078917 | 0.079263 | 0.079522 | 0.079745 | 0.079936 | 0.080125 | 0.080209 | 0.080209
F1_Commercial_Other Health_New_Food Preparation_Natural Gas_Food Prep Other_E2 | F1 | Commercial | Other Health | New | Food Preparation | Natural Gas | Food Prep Other | E2 | RVT - Cost of Equipment | 0.062636 | 0.063077 | 0.063601 | 0.064209 | 0.064924 | 0.065762 | 0.066432 | 0.067071 | 0.067699 | 0.068335 | 0.068917 | 0.069427 | 0.069939 | 0.070481 | 0.071107 | 0.071733 | 0.072424 | 0.07318 | 0.073984 | 0.074814 | 0.075658 | 0.07645 | 0.077174 | 0.077835 | 0.078417 | 0.078917 | 0.079263 | 0.079522 | 0.079745 | 0.079936 | 0.080125 | 0.080209 | 0.080209
F1_Commercial_Other Health_New_Food Preparation_Natural Gas_Food Prep Other_E3 | F1 | Commercial | Other Health | New | Food Preparation | Natural Gas | Food Prep Other | E3 | RVT - Cost of Equipment | 0 | 0 | 0 | 0 | 0 | 0 | 0 | 0 | 0 | 0 | 0 | 0 | 0 | 0 | 0 | 0 | 0 | 0 | 0 | 0 | 0 | 0 | 0 | 0 | 0 | 0 | 0 | 0 | 0 | 0 | 0 | 0 | 0
F1_Commercial_Other Health_New_Food Preparation_Natural Gas_Food Prep Other_E4 | F1 | Commercial | Other Health | New | Food Preparation | Natural Gas | Food Prep Other | E4 | RVT - Cost of Equipment | 0 | 0 | 0 | 0 | 0 | 0 | 0 | 0 | 0 | 0 | 0 | 0 | 0 | 0 | 0 | 0 | 0 | 0 | 0 | 0 | 0 | 0 | 0 | 0 | 0 | 0 | 0 | 0 | 0 | 0 | 0 | 0 | 0
F1_Commercial_Other Health_New_Food Preparation_Natural Gas_Food Prep Other_E5 | F1 | Commercial | Other Health | New | Food Preparation | Natural Gas | Food Prep Other | E5 | RVT - Cost of Equipment | 0 | 0 | 0 | 0 | 0 | 0 | 0 | 0 | 0 | 0 | 0 | 0 | 0 | 0 | 0 | 0 | 0 | 0 | 0 | 0 | 0 | 0 | 0 | 0 | 0 | 0 | 0 | 0 | 0 | 0 | 0 | 0 | 0
F1_Commercial_Other Health_New_Food Preparation_Natural Gas_Food Prep Other_E6 | F1 | Commercial | Other Health | New | Food Preparation | Natural Gas | Food Prep Other | E6 | RVT - Cost of Equipment | 0 | 0 | 0 | 0 | 0 | 0 | 0 | 0 | 0 | 0 | 0 | 0 | 0 | 0 | 0 | 0 | 0 | 0 | 0 | 0 | 0 | 0 | 0 | 0 | 0 | 0 | 0 | 0 | 0 | 0 | 0 | 0 | 0
F1_Commercial_Other Health_New_Food Preparation_Natural Gas_Food Prep Other_E7 | F1 | Commercial | Other Health | New | Food Preparation | Natural Gas | Food Prep Other | E7 | RVT - Cost of Equipment | 0 | 0 | 0 | 0 | 0 | 0 | 0 | 0 | 0 | 0 | 0 | 0 | 0 | 0 | 0 | 0 | 0 | 0 | 0 | 0 | 0 | 0 | 0 | 0 | 0 | 0 | 0 | 0 | 0 | 0 | 0 | 0 | 0
F1_Commercial_Other Health_New_Food Preparation_Natural Gas_Food Prep Other_E8 | F1 | Commercial | Other Health | New | Food Preparation | Natural Gas | Food Prep Other | E8 | RVT - Cost of Equipment | 0 | 0 | 0 | 0 | 0 | 0 | 0 | 0 | 0 | 0 | 0 | 0 | 0 | 0 | 0 | 0 | 0 | 0 | 0 | 0 | 0 | 0 | 0 | 0 | 0 | 0 | 0 | 0 | 0 | 0 | 0 | 0 | 0
F1_Commercial_Other Health_New_Food Preparation_Natural Gas_Food Prep Other_E9 | F1 | Commercial | Other Health | New | Food Preparation | Natural Gas | Food Prep Other | E9 | RVT - Cost of Equipment | 0 | 0 | 0 | 0 | 0 | 0 | 0 | 0 | 0 | 0 | 0 | 0 | 0 | 0 | 0 | 0 | 0 | 0 | 0 | 0 | 0 | 0 | 0 | 0 | 0 | 0 | 0 | 0 | 0 | 0 | 0 | 0 | 0
F1_Commercial_Other Health_New_Food Preparation_Natural Gas_Food Prep Other_E10 | F1 | Commercial | Other Health | New | Food Preparation | Natural Gas | Food Prep Other | E10 | RVT - Cost of Equipment | 0 | 0 | 0 | 0 | 0 | 0 | 0 | 0 | 0 | 0 | 0 | 0 | 0 | 0 | 0 | 0 | 0 | 0 | 0 | 0 | 0 | 0 | 0 | 0 | 0 | 0 | 0 | 0 | 0 | 0 | 0 | 0 | 0
F2_Commercial_Other Health_New_Food Preparation_Natural Gas_Food Prep Other_E1 | F2 | Commercial | Other Health | New | Food Preparation | Natural Gas | Food Prep Other | E1 | RVT - Cost of Operation | 0.075043 | 0.07557 | 0.076198 | 0.076927 | 0.077783 | 0.078787 | 0.07959 | 0.080356 | 0.081108 | 0.08187 | 0.082567 | 0.083178 | 0.083791 | 0.084441 | 0.085191 | 0.085941 | 0.086769 | 0.087674 | 0.088637 | 0.089632 | 0.090643 | 0.091592 | 0.09246 | 0.093252 | 0.093948 | 0.094547 | 0.094963 | 0.095272 | 0.09554 | 0.095769 | 0.095995 | 0.096096 | 0.096096
F2_Commercial_Other Health_New_Food Preparation_Natural Gas_Food Prep Other_E2 | F2 | Commercial | Other Health | New | Food Preparation | Natural Gas | Food Prep Other | E2 | RVT - Cost of Operation | 0.075043 | 0.07557 | 0.076198 | 0.076927 | 0.077783 | 0.078787 | 0.07959 | 0.080356 | 0.081108 | 0.08187 | 0.082567 | 0.083178 | 0.083791 | 0.084441 | 0.085191 | 0.085941 | 0.086769 | 0.087674 | 0.088637 | 0.089632 | 0.090643 | 0.091592 | 0.09246 | 0.093252 | 0.093948 | 0.094547 | 0.094963 | 0.095272 | 0.09554 | 0.095769 | 0.095995 | 0.096096 | 0.096096
F2_Commercial_Other Health_New_Food Preparation_Natural Gas_Food Prep Other_E3 | F2 | Commercial | Other Health | New | Food Preparation | Natural Gas | Food Prep Other | E3 | RVT - Cost of Operation | 0 | 0 | 0 | 0 | 0 | 0 | 0 | 0 | 0 | 0 | 0 | 0 | 0 | 0 | 0 | 0 | 0 | 0 | 0 | 0 | 0 | 0 | 0 | 0 | 0 | 0 | 0 | 0 | 0 | 0 | 0 | 0 | 0
F2_Commercial_Other Health_New_Food Preparation_Natural Gas_Food Prep Other_E4 | F2 | Commercial | Other Health | New | Food Preparation | Natural Gas | Food Prep Other | E4 | RVT - Cost of Operation | 0 | 0 | 0 | 0 | 0 | 0 | 0 | 0 | 0 | 0 | 0 | 0 | 0 | 0 | 0 | 0 | 0 | 0 | 0 | 0 | 0 | 0 | 0 | 0 | 0 | 0 | 0 | 0 | 0 | 0 | 0 | 0 | 0
F2_Commercial_Other Health_New_Food Preparation_Natural Gas_Food Prep Other_E5 | F2 | Commercial | Other Health | New | Food Preparation | Natural Gas | Food Prep Other | E5 | RVT - Cost of Operation | 0 | 0 | 0 | 0 | 0 | 0 | 0 | 0 | 0 | 0 | 0 | 0 | 0 | 0 | 0 | 0 | 0 | 0 | 0 | 0 | 0 | 0 | 0 | 0 | 0 | 0 | 0 | 0 | 0 | 0 | 0 | 0 | 0
F2_Commercial_Other Health_New_Food Preparation_Natural Gas_Food Prep Other_E6 | F2 | Commercial | Other Health | New | Food Preparation | Natural Gas | Food Prep Other | E6 | RVT - Cost of Operation | 0 | 0 | 0 | 0 | 0 | 0 | 0 | 0 | 0 | 0 | 0 | 0 | 0 | 0 | 0 | 0 | 0 | 0 | 0 | 0 | 0 | 0 | 0 | 0 | 0 | 0 | 0 | 0 | 0 | 0 | 0 | 0 | 0
F2_Commercial_Other Health_New_Food Preparation_Natural Gas_Food Prep Other_E7 | F2 | Commercial | Other Health | New | Food Preparation | Natural Gas | Food Prep Other | E7 | RVT - Cost of Operation | 0 | 0 | 0 | 0 | 0 | 0 | 0 | 0 | 0 | 0 | 0 | 0 | 0 | 0 | 0 | 0 | 0 | 0 | 0 | 0 | 0 | 0 | 0 | 0 | 0 | 0 | 0 | 0 | 0 | 0 | 0 | 0 | 0
F2_Commercial_Other Health_New_Food Preparation_Natural Gas_Food Prep Other_E8 | F2 | Commercial | Other Health | New | Food Preparation | Natural Gas | Food Prep Other | E8 | RVT - Cost of Operation | 0 | 0 | 0 | 0 | 0 | 0 | 0 | 0 | 0 | 0 | 0 | 0 | 0 | 0 | 0 | 0 | 0 | 0 | 0 | 0 | 0 | 0 | 0 | 0 | 0 | 0 | 0 | 0 | 0 | 0 | 0 | 0 | 0
F2_Commercial_Other Health_New_Food Preparation_Natural Gas_Food Prep Other_E9 | F2 | Commercial | Other Health | New | Food Preparation | Natural Gas | Food Prep Other | E9 | RVT - Cost of Operation | 0 | 0 | 0 | 0 | 0 | 0 | 0 | 0 | 0 | 0 | 0 | 0 | 0 | 0 | 0 | 0 | 0 | 0 | 0 | 0 | 0 | 0 | 0 | 0 | 0 | 0 | 0 | 0 | 0 | 0 | 0 | 0 | 0
F2_Commercial_Other Health_New_Food Preparation_Natural Gas_Food Prep Other_E10 | F2 | Commercial | Other Health | New | Food Preparation | Natural Gas | Food Prep Other | E10 | RVT - Cost of Operation | 0 | 0 | 0 | 0 | 0 | 0 | 0 | 0 | 0 | 0 | 0 | 0 | 0 | 0 | 0 | 0 | 0 | 0 | 0 | 0 | 0 | 0 | 0 | 0 | 0 | 0 | 0 | 0 | 0 | 0 | 0 | 0 | 0
F3_Commercial_Other Health_New_Food Preparation_Natural Gas_Food Prep Other_E1 | F3 | Commercial | Other Health | New | Food Preparation | Natural Gas | Food Prep Other | E1 | System - kBTUs of Consumption | 0.0046432 | 0.0046432 | 0.0046432 | 0.0046432 | 0.0046432 | 0.0046432 | 0.0046432 | 0.0046432 | 0.0046432 | 0.0046432 | 0.0046432 | 0.0046432 | 0.0046432 | 0.0046432 | 0.0046432 | 0.0046432 | 0.0046432 | 0.0046432 | 0.0046432 | 0.0046432 | 0.0046432 | 0.0046432 | 0.0046432 | 0.0046432 | 0.0046432 | 0.0046432 | 0.0046432 | 0.0046432 | 0.0046432 | 0.0046432 | 0.0046432 | 0.0046432 | 0.0046432
F3_Commercial_Other Health_New_Food Preparation_Natural Gas_Food Prep Other_E2 | F3 | Commercial | Other Health | New | Food Preparation | Natural Gas | Food Prep Other | E2 | System - kBTUs of Consumption | 0.0046478 | 0.0046478 | 0.0046478 | 0.0046478 | 0.0046478 | 0.0046478 | 0.0046478 | 0.0046478 | 0.0046478 | 0.0046478 | 0.0046478 | 0.0046478 | 0.0046478 | 0.0046478 | 0.0046478 | 0.0046478 | 0.0046478 | 0.0046478 | 0.0046478 | 0.0046478 | 0.0046478 | 0.0046478 | 0.0046478 | 0.0046478 | 0.0046478 | 0.0046478 | 0.0046478 | 0.0046478 | 0.0046478 | 0.0046478 | 0.0046478 | 0.0046478 | 0.0046478
F3_Commercial_Other Health_New_Food Preparation_Natural Gas_Food Prep Other_E3 | F3 | Commercial | Other Health | New | Food Preparation | Natural Gas | Food Prep Other | E3 | System - kBTUs of Consumption | 0 | 0 | 0 | 0 | 0 | 0 | 0 | 0 | 0 | 0 | 0 | 0 | 0 | 0 | 0 | 0 | 0 | 0 | 0 | 0 | 0 | 0 | 0 | 0 | 0 | 0 | 0 | 0 | 0 | 0 | 0 | 0 | 0
F3_Commercial_Other Health_New_Food Preparation_Natural Gas_Food Prep Other_E4 | F3 | Commercial | Other Health | New | Food Preparation | Natural Gas | Food Prep Other | E4 | System - kBTUs of Consumption | 0 | 0 | 0 | 0 | 0 | 0 | 0 | 0 | 0 | 0 | 0 | 0 | 0 | 0 | 0 | 0 | 0 | 0 | 0 | 0 | 0 | 0 | 0 | 0 | 0 | 0 | 0 | 0 | 0 | 0 | 0 | 0 | 0
F3_Commercial_Other Health_New_Food Preparation_Natural Gas_Food Prep Other_E5 | F3 | Commercial | Other Health | New | Food Preparation | Natural Gas | Food Prep Other | E5 | System - kBTUs of Consumption | 0 | 0 | 0 | 0 | 0 | 0 | 0 | 0 | 0 | 0 | 0 | 0 | 0 | 0 | 0 | 0 | 0 | 0 | 0 | 0 | 0 | 0 | 0 | 0 | 0 | 0 | 0 | 0 | 0 | 0 | 0 | 0 | 0
F3_Commercial_Other Health_New_Food Preparation_Natural Gas_Food Prep Other_E6 | F3 | Commercial | Other Health | New | Food Preparation | Natural Gas | Food Prep Other | E6 | System - kBTUs of Consumption | 0 | 0 | 0 | 0 | 0 | 0 | 0 | 0 | 0 | 0 | 0 | 0 | 0 | 0 | 0 | 0 | 0 | 0 | 0 | 0 | 0 | 0 | 0 | 0 | 0 | 0 | 0 | 0 | 0 | 0 | 0 | 0 | 0
F3_Commercial_Other Health_New_Food Preparation_Natural Gas_Food Prep Other_E7 | F3 | Commercial | Other Health | New | Food Preparation | Natural Gas | Food Prep Other | E7 | System - kBTUs of Consumption | 0 | 0 | 0 | 0 | 0 | 0 | 0 | 0 | 0 | 0 | 0 | 0 | 0 | 0 | 0 | 0 | 0 | 0 | 0 | 0 | 0 | 0 | 0 | 0 | 0 | 0 | 0 | 0 | 0 | 0 | 0 | 0 | 0
F3_Commercial_Other Health_New_Food Preparation_Natural Gas_Food Prep Other_E8 | F3 | Commercial | Other Health | New | Food Preparation | Natural Gas | Food Prep Other | E8 | System - kBTUs of Consumption | 0 | 0 | 0 | 0 | 0 | 0 | 0 | 0 | 0 | 0 | 0 | 0 | 0 | 0 | 0 | 0 | 0 | 0 | 0 | 0 | 0 | 0 | 0 | 0 | 0 | 0 | 0 | 0 | 0 | 0 | 0 | 0 | 0
F3_Commercial_Other Health_New_Food Preparation_Natural Gas_Food Prep Other_E9 | F3 | Commercial | Other Health | New | Food Preparation | Natural Gas | Food Prep Other | E9 | System - kBTUs of Consumption | 0 | 0 | 0 | 0 | 0 | 0 | 0 | 0 | 0 | 0 | 0 | 0 | 0 | 0 | 0 | 0 | 0 | 0 | 0 | 0 | 0 | 0 | 0 | 0 | 0 | 0 | 0 | 0 | 0 | 0 | 0 | 0 | 0
F3_Commercial_Other Health_New_Food Preparation_Natural Gas_Food Prep Other_E10 | F3 | Commercial | Other Health | New | Food Preparation | Natural Gas | Food Prep Other | E10 | System - kBTUs of Consumption | 0 | 0 | 0 | 0 | 0 | 0 | 0 | 0 | 0 | 0 | 0 | 0 | 0 | 0 | 0 | 0 | 0 | 0 | 0 | 0 | 0 | 0 | 0 | 0 | 0 | 0 | 0 | 0 | 0 | 0 | 0 | 0 | 0
F4_Commercial_Other Health_New_Food Preparation_Natural Gas_Food Prep Other_E1 | F4 | Commercial | Other Health | New | Food Preparation | Natural Gas | Food Prep Other | E1 | Utility - Cost of Equipment | 0.075043 | 0.07557 | 0.076198 | 0.076927 | 0.077783 | 0.078787 | 0.07959 | 0.080356 | 0.081108 | 0.08187 | 0.082567 | 0.083178 | 0.083791 | 0.084441 | 0.085191 | 0.085941 | 0.086769 | 0.087674 | 0.088637 | 0.089632 | 0.090643 | 0.091592 | 0.09246 | 0.093252 | 0.093948 | 0.094547 | 0.094963 | 0.095272 | 0.09554 | 0.095769 | 0.095995 | 0.096096 | 0.096096
F4_Commercial_Other Health_New_Food Preparation_Natural Gas_Food Prep Other_E2 | F4 | Commercial | Other Health | New | Food Preparation | Natural Gas | Food Prep Other | E2 | Utility - Cost of Equipment | 0.075043 | 0.07557 | 0.076198 | 0.076927 | 0.077783 | 0.078787 | 0.07959 | 0.080356 | 0.081108 | 0.08187 | 0.082567 | 0.083178 | 0.083791 | 0.084441 | 0.085191 | 0.085941 | 0.086769 | 0.087674 | 0.088637 | 0.089632 | 0.090643 | 0.091592 | 0.09246 | 0.093252 | 0.093948 | 0.094547 | 0.094963 | 0.095272 | 0.09554 | 0.095769 | 0.095995 | 0.096096 | 0.096096
F4_Commercial_Other Health_New_Food Preparation_Natural Gas_Food Prep Other_E3 | F4 | Commercial | Other Health | New | Food Preparation | Natural Gas | Food Prep Other | E3 | Utility - Cost of Equipment | 0 | 0 | 0 | 0 | 0 | 0 | 0 | 0 | 0 | 0 | 0 | 0 | 0 | 0 | 0 | 0 | 0 | 0 | 0 | 0 | 0 | 0 | 0 | 0 | 0 | 0 | 0 | 0 | 0 | 0 | 0 | 0 | 0
F4_Commercial_Other Health_New_Food Preparation_Natural Gas_Food Prep Other_E4 | F4 | Commercial | Other Health | New | Food Preparation | Natural Gas | Food Prep Other | E4 | Utility - Cost of Equipment | 0 | 0 | 0 | 0 | 0 | 0 | 0 | 0 | 0 | 0 | 0 | 0 | 0 | 0 | 0 | 0 | 0 | 0 | 0 | 0 | 0 | 0 | 0 | 0 | 0 | 0 | 0 | 0 | 0 | 0 | 0 | 0 | 0
F4_Commercial_Other Health_New_Food Preparation_Natural Gas_Food Prep Other_E5 | F4 | Commercial | Other Health | New | Food Preparation | Natural Gas | Food Prep Other | E5 | Utility - Cost of Equipment | 0 | 0 | 0 | 0 | 0 | 0 | 0 | 0 | 0 | 0 | 0 | 0 | 0 | 0 | 0 | 0 | 0 | 0 | 0 | 0 | 0 | 0 | 0 | 0 | 0 | 0 | 0 | 0 | 0 | 0 | 0 | 0 | 0
F4_Commercial_Other Health_New_Food Preparation_Natural Gas_Food Prep Other_E6 | F4 | Commercial | Other Health | New | Food Preparation | Natural Gas | Food Prep Other | E6 | Utility - Cost of Equipment | 0 | 0 | 0 | 0 | 0 | 0 | 0 | 0 | 0 | 0 | 0 | 0 | 0 | 0 | 0 | 0 | 0 | 0 | 0 | 0 | 0 | 0 | 0 | 0 | 0 | 0 | 0 | 0 | 0 | 0 | 0 | 0 | 0
F4_Commercial_Other Health_New_Food Preparation_Natural Gas_Food Prep Other_E7 | F4 | Commercial | Other Health | New | Food Preparation | Natural Gas | Food Prep Other | E7 | Utility - Cost of Equipment | 0 | 0 | 0 | 0 | 0 | 0 | 0 | 0 | 0 | 0 | 0 | 0 | 0 | 0 | 0 | 0 | 0 | 0 | 0 | 0 | 0 | 0 | 0 | 0 | 0 | 0 | 0 | 0 | 0 | 0 | 0 | 0 | 0
F4_Commercial_Other Health_New_Food Preparation_Natural Gas_Food Prep Other_E8 | F4 | Commercial | Other Health | New | Food Preparation | Natural Gas | Food Prep Other | E8 | Utility - Cost of Equipment | 0 | 0 | 0 | 0 | 0 | 0 | 0 | 0 | 0 | 0 | 0 | 0 | 0 | 0 | 0 | 0 | 0 | 0 | 0 | 0 | 0 | 0 | 0 | 0 | 0 | 0 | 0 | 0 | 0 | 0 | 0 | 0 | 0
F4_Commercial_Other Health_New_Food Preparation_Natural Gas_Food Prep Other_E9 | F4 | Commercial | Other Health | New | Food Preparation | Natural Gas | Food Prep Other | E9 | Utility - Cost of Equipment | 0 | 0 | 0 | 0 | 0 | 0 | 0 | 0 | 0 | 0 | 0 | 0 | 0 | 0 | 0 | 0 | 0 | 0 | 0 | 0 | 0 | 0 | 0 | 0 | 0 | 0 | 0 | 0 | 0 | 0 | 0 | 0 | 0
F4_Commercial_Other Health_New_Food Preparation_Natural Gas_Food Prep Other_E10 | F4 | Commercial | Other Health | New | Food Preparation | Natural Gas | Food Prep Other | E10 | Utility - Cost of Equipment | 0 | 0 | 0 | 0 | 0 | 0 | 0 | 0 | 0 | 0 | 0 | 0 | 0 | 0 | 0 | 0 | 0 | 0 | 0 | 0 | 0 | 0 | 0 | 0 | 0 | 0 | 0 | 0 | 0 | 0 | 0 | 0 | 0
F5_Commercial_Other Health_New_Food Preparation_Natural Gas_Food Prep Other_E1 | F5 | Commercial | Other Health | New | Food Preparation | Natural Gas | Food Prep Other | E1 | Utility - Cost of Operation | 0.0046432 | 0.0046432 | 0.0046432 | 0.0046432 | 0.0046432 | 0.0046432 | 0.0046432 | 0.0046432 | 0.0046432 | 0.0046432 | 0.0046432 | 0.0046432 | 0.0046432 | 0.0046432 | 0.0046432 | 0.0046432 | 0.0046432 | 0.0046432 | 0.0046432 | 0.0046432 | 0.0046432 | 0.0046432 | 0.0046432 | 0.0046432 | 0.0046432 | 0.0046432 | 0.0046432 | 0.0046432 | 0.0046432 | 0.0046432 | 0.0046432 | 0.0046432 | 0.0046432
F5_Commercial_Other Health_New_Food Preparation_Natural Gas_Food Prep Other_E2 | F5 | Commercial | Other Health | New | Food Preparation | Natural Gas | Food Prep Other | E2 | Utility - Cost of Operation | 0.0046478 | 0.0046478 | 0.0046478 | 0.0046478 | 0.0046478 | 0.0046478 | 0.0046478 | 0.0046478 | 0.0046478 | 0.0046478 | 0.0046478 | 0.0046478 | 0.0046478 | 0.0046478 | 0.0046478 | 0.0046478 | 0.0046478 | 0.0046478 | 0.0046478 | 0.0046478 | 0.0046478 | 0.0046478 | 0.0046478 | 0.0046478 | 0.0046478 | 0.0046478 | 0.0046478 | 0.0046478 | 0.0046478 | 0.0046478 | 0.0046478 | 0.0046478 | 0.0046478
F5_Commercial_Other Health_New_Food Preparation_Natural Gas_Food Prep Other_E3 | F5 | Commercial | Other Health | New | Food Preparation | Natural Gas | Food Prep Other | E3 | Utility - Cost of Operation | 0 | 0 | 0 | 0 | 0 | 0 | 0 | 0 | 0 | 0 | 0 | 0 | 0 | 0 | 0 | 0 | 0 | 0 | 0 | 0 | 0 | 0 | 0 | 0 | 0 | 0 | 0 | 0 | 0 | 0 | 0 | 0 | 0
F5_Commercial_Other Health_New_Food Preparation_Natural Gas_Food Prep Other_E4 | F5 | Commercial | Other Health | New | Food Preparation | Natural Gas | Food Prep Other | E4 | Utility - Cost of Operation | 0 | 0 | 0 | 0 | 0 | 0 | 0 | 0 | 0 | 0 | 0 | 0 | 0 | 0 | 0 | 0 | 0 | 0 | 0 | 0 | 0 | 0 | 0 | 0 | 0 | 0 | 0 | 0 | 0 | 0 | 0 | 0 | 0
F5_Commercial_Other Health_New_Food Preparation_Natural Gas_Food Prep Other_E5 | F5 | Commercial | Other Health | New | Food Preparation | Natural Gas | Food Prep Other | E5 | Utility - Cost of Operation | 0 | 0 | 0 | 0 | 0 | 0 | 0 | 0 | 0 | 0 | 0 | 0 | 0 | 0 | 0 | 0 | 0 | 0 | 0 | 0 | 0 | 0 | 0 | 0 | 0 | 0 | 0 | 0 | 0 | 0 | 0 | 0 | 0
F5_Commercial_Other Health_New_Food Preparation_Natural Gas_Food Prep Other_E6 | F5 | Commercial | Other Health | New | Food Preparation | Natural Gas | Food Prep Other | E6 | Utility - Cost of Operation | 0 | 0 | 0 | 0 | 0 | 0 | 0 | 0 | 0 | 0 | 0 | 0 | 0 | 0 | 0 | 0 | 0 | 0 | 0 | 0 | 0 | 0 | 0 | 0 | 0 | 0 | 0 | 0 | 0 | 0 | 0 | 0 | 0
F5_Commercial_Other Health_New_Food Preparation_Natural Gas_Food Prep Other_E7 | F5 | Commercial | Other Health | New | Food Preparation | Natural Gas | Food Prep Other | E7 | Utility - Cost of Operation | 0 | 0 | 0 | 0 | 0 | 0 | 0 | 0 | 0 | 0 | 0 | 0 | 0 | 0 | 0 | 0 | 0 | 0 | 0 | 0 | 0 | 0 | 0 | 0 | 0 | 0 | 0 | 0 | 0 | 0 | 0 | 0 | 0
F5_Commercial_Other Health_New_Food Preparation_Natural Gas_Food Prep Other_E8 | F5 | Commercial | Other Health | New | Food Preparation | Natural Gas | Food Prep Other | E8 | Utility - Cost of Operation | 0 | 0 | 0 | 0 | 0 | 0 | 0 | 0 | 0 | 0 | 0 | 0 | 0 | 0 | 0 | 0 | 0 | 0 | 0 | 0 | 0 | 0 | 0 | 0 | 0 | 0 | 0 | 0 | 0 | 0 | 0 | 0 | 0
F5_Commercial_Other Health_New_Food Preparation_Natural Gas_Food Prep Other_E9 | F5 | Commercial | Other Health | New | Food Preparation | Natural Gas | Food Prep Other | E9 | Utility - Cost of Operation | 0 | 0 | 0 | 0 | 0 | 0 | 0 | 0 | 0 | 0 | 0 | 0 | 0 | 0 | 0 | 0 | 0 | 0 | 0 | 0 | 0 | 0 | 0 | 0 | 0 | 0 | 0 | 0 | 0 | 0 | 0 | 0 | 0
F5_Commercial_Other Health_New_Food Preparation_Natural Gas_Food Prep Other_E10 | F5 | Commercial | Other Health | New | Food Preparation | Natural Gas | Food Prep Other | E10 | Utility - Cost of Operation | 0 | 0 | 0 | 0 | 0 | 0 | 0 | 0 | 0 | 0 | 0 | 0 | 0 | 0 | 0 | 0 | 0 | 0 | 0 | 0 | 0 | 0 | 0 | 0 | 0 | 0 | 0 | 0 | 0 | 0 | 0 | 0 | 0
F6_Commercial_Other Health_New_Food Preparation_Natural Gas_Food Prep Other_E1 | F6 | Commercial | Other Health | New | Food Preparation | Natural Gas | Food Prep Other | E1 | Utility - Value of Sales | 0.044865 | 0.044865 | 0.044865 | 0.044865 | 0.044865 | 0.044865 | 0.044865 | 0.044865 | 0.044865 | 0.044865 | 0.044865 | 0.044865 | 0.044865 | 0.044865 | 0.044865 | 0.044865 | 0.044865 | 0.044865 | 0.044865 | 0.044865 | 0.044865 | 0.044865 | 0.044865 | 0.044865 | 0.044865 | 0.044865 | 0.044865 | 0.044865 | 0.044865 | 0.044865 | 0.044865 | 0.044865 | 0.044865
F6_Commercial_Other Health_New_Food Preparation_Natural Gas_Food Prep Other_E2 | F6 | Commercial | Other Health | New | Food Preparation | Natural Gas | Food Prep Other | E2 | Utility - Value of Sales | 0.044865 | 0.044865 | 0.044865 | 0.044865 | 0.044865 | 0.044865 | 0.044865 | 0.044865 | 0.044865 | 0.044865 | 0.044865 | 0.044865 | 0.044865 | 0.044865 | 0.044865 | 0.044865 | 0.044865 | 0.044865 | 0.044865 | 0.044865 | 0.044865 | 0.044865 | 0.044865 | 0.044865 | 0.044865 | 0.044865 | 0.044865 | 0.044865 | 0.044865 | 0.044865 | 0.044865 | 0.044865 | 0.044865
F6_Commercial_Other Health_New_Food Preparation_Natural Gas_Food Prep Other_E3 | F6 | Commercial | Other Health | New | Food Preparation | Natural Gas | Food Prep Other | E3 | Utility - Value of Sales | 0 | 0 | 0 | 0 | 0 | 0 | 0 | 0 | 0 | 0 | 0 | 0 | 0 | 0 | 0 | 0 | 0 | 0 | 0 | 0 | 0 | 0 | 0 | 0 | 0 | 0 | 0 | 0 | 0 | 0 | 0 | 0 | 0
F6_Commercial_Other Health_New_Food Preparation_Natural Gas_Food Prep Other_E4 | F6 | Commercial | Other Health | New | Food Preparation | Natural Gas | Food Prep Other | E4 | Utility - Value of Sales | 0 | 0 | 0 | 0 | 0 | 0 | 0 | 0 | 0 | 0 | 0 | 0 | 0 | 0 | 0 | 0 | 0 | 0 | 0 | 0 | 0 | 0 | 0 | 0 | 0 | 0 | 0 | 0 | 0 | 0 | 0 | 0 | 0
F6_Commercial_Other Health_New_Food Preparation_Natural Gas_Food Prep Other_E5 | F6 | Commercial | Other Health | New | Food Preparation | Natural Gas | Food Prep Other | E5 | Utility - Value of Sales | 0 | 0 | 0 | 0 | 0 | 0 | 0 | 0 | 0 | 0 | 0 | 0 | 0 | 0 | 0 | 0 | 0 | 0 | 0 | 0 | 0 | 0 | 0 | 0 | 0 | 0 | 0 | 0 | 0 | 0 | 0 | 0 | 0
F6_Commercial_Other Health_New_Food Preparation_Natural Gas_Food Prep Other_E6 | F6 | Commercial | Other Health | New | Food Preparation | Natural Gas | Food Prep Other | E6 | Utility - Value of Sales | 0 | 0 | 0 | 0 | 0 | 0 | 0 | 0 | 0 | 0 | 0 | 0 | 0 | 0 | 0 | 0 | 0 | 0 | 0 | 0 | 0 | 0 | 0 | 0 | 0 | 0 | 0 | 0 | 0 | 0 | 0 | 0 | 0
F6_Commercial_Other Health_New_Food Preparation_Natural Gas_Food Prep Other_E7 | F6 | Commercial | Other Health | New | Food Preparation | Natural Gas | Food Prep Other | E7 | Utility - Value of Sales | 0 | 0 | 0 | 0 | 0 | 0 | 0 | 0 | 0 | 0 | 0 | 0 | 0 | 0 | 0 | 0 | 0 | 0 | 0 | 0 | 0 | 0 | 0 | 0 | 0 | 0 | 0 | 0 | 0 | 0 | 0 | 0 | 0
F6_Commercial_Other Health_New_Food Preparation_Natural Gas_Food Prep Other_E8 | F6 | Commercial | Other Health | New | Food Preparation | Natural Gas | Food Prep Other | E8 | Utility - Value of Sales | 0 | 0 | 0 | 0 | 0 | 0 | 0 | 0 | 0 | 0 | 0 | 0 | 0 | 0 | 0 | 0 | 0 | 0 | 0 | 0 | 0 | 0 | 0 | 0 | 0 | 0 | 0 | 0 | 0 | 0 | 0 | 0 | 0
F6_Commercial_Other Health_New_Food Preparation_Natural Gas_Food Prep Other_E9 | F6 | Commercial | Other Health | New | Food Preparation | Natural Gas | Food Prep Other | E9 | Utility - Value of Sales | 0 | 0 | 0 | 0 | 0 | 0 | 0 | 0 | 0 | 0 | 0 | 0 | 0 | 0 | 0 | 0 | 0 | 0 | 0 | 0 | 0 | 0 | 0 | 0 | 0 | 0 | 0 | 0 | 0 | 0 | 0 | 0 | 0
F6_Commercial_Other Health_New_Food Preparation_Natural Gas_Food Prep Other_E10 | F6 | Commercial | Other Health | New | Food Preparation | Natural Gas | Food Prep Other | E10 | Utility - Value of Sales | 0 | 0 | 0 | 0 | 0 | 0 | 0 | 0 | 0 | 0 | 0 | 0 | 0 | 0 | 0 | 0 | 0 | 0 | 0 | 0 | 0 | 0 | 0 | 0 | 0 | 0 | 0 | 0 | 0 | 0 | 0 | 0 | 0
F1_Commercial_Other Health_New_Miscellaneous_Natural Gas_Pool Heater_E1 | F1 | Commercial | Other Health | New | Miscellaneous | Natural Gas | Pool Heater | E1 | RVT - Cost of Equipment | 0 | 0 | 0 | 0 | 0 | 0 | 0 | 0 | 0 | 0 | 0 | 0 | 0 | 0 | 0 | 0 | 0 | 0 | 0 | 0 | 0 | 0 | 0 | 0 | 0 | 0 | 0 | 0 | 0 | 0 | 0 | 0 | 0
F1_Commercial_Other Health_New_Miscellaneous_Natural Gas_Pool Heater_E2 | F1 | Commercial | Other Health | New | Miscellaneous | Natural Gas | Pool Heater | E2 | RVT - Cost of Equipment | 0 | 0 | 0 | 0 | 0 | 0 | 0 | 0 | 0 | 0 | 0 | 0 | 0 | 0 | 0 | 0 | 0 | 0 | 0 | 0 | 0 | 0 | 0 | 0 | 0 | 0 | 0 | 0 | 0 | 0 | 0 | 0 | 0
F1_Commercial_Other Health_New_Miscellaneous_Natural Gas_Pool Heater_E3 | F1 | Commercial | Other Health | New | Miscellaneous | Natural Gas | Pool Heater | E3 | RVT - Cost of Equipment | 0 | 0 | 0 | 0 | 0 | 0 | 0 | 0 | 0 | 0 | 0 | 0 | 0 | 0 | 0 | 0 | 0 | 0 | 0 | 0 | 0 | 0 | 0 | 0 | 0 | 0 | 0 | 0 | 0 | 0 | 0 | 0 | 0
F1_Commercial_Other Health_New_Miscellaneous_Natural Gas_Pool Heater_E4 | F1 | Commercial | Other Health | New | Miscellaneous | Natural Gas | Pool Heater | E4 | RVT - Cost of Equipment | 0 | 0 | 0 | 0 | 0 | 0 | 0 | 0 | 0 | 0 | 0 | 0 | 0 | 0 | 0 | 0 | 0 | 0 | 0 | 0 | 0 | 0 | 0 | 0 | 0 | 0 | 0 | 0 | 0 | 0 | 0 | 0 | 0
F1_Commercial_Other Health_New_Miscellaneous_Natural Gas_Pool Heater_E5 | F1 | Commercial | Other Health | New | Miscellaneous | Natural Gas | Pool Heater | E5 | RVT - Cost of Equipment | 0 | 0 | 0 | 0 | 0 | 0 | 0 | 0 | 0 | 0 | 0 | 0 | 0 | 0 | 0 | 0 | 0 | 0 | 0 | 0 | 0 | 0 | 0 | 0 | 0 | 0 | 0 | 0 | 0 | 0 | 0 | 0 | 0
F1_Commercial_Other Health_New_Miscellaneous_Natural Gas_Pool Heater_E6 | F1 | Commercial | Other Health | New | Miscellaneous | Natural Gas | Pool Heater | E6 | RVT - Cost of Equipment | 0 | 0 | 0 | 0 | 0 | 0 | 0 | 0 | 0 | 0 | 0 | 0 | 0 | 0 | 0 | 0 | 0 | 0 | 0 | 0 | 0 | 0 | 0 | 0 | 0 | 0 | 0 | 0 | 0 | 0 | 0 | 0 | 0
F1_Commercial_Other Health_New_Miscellaneous_Natural Gas_Pool Heater_E7 | F1 | Commercial | Other Health | New | Miscellaneous | Natural Gas | Pool Heater | E7 | RVT - Cost of Equipment | 0 | 0 | 0 | 0 | 0 | 0 | 0 | 0 | 0 | 0 | 0 | 0 | 0 | 0 | 0 | 0 | 0 | 0 | 0 | 0 | 0 | 0 | 0 | 0 | 0 | 0 | 0 | 0 | 0 | 0 | 0 | 0 | 0
F1_Commercial_Other Health_New_Miscellaneous_Natural Gas_Pool Heater_E8 | F1 | Commercial | Other Health | New | Miscellaneous | Natural Gas | Pool Heater | E8 | RVT - Cost of Equipment | 0 | 0 | 0 | 0 | 0 | 0 | 0 | 0 | 0 | 0 | 0 | 0 | 0 | 0 | 0 | 0 | 0 | 0 | 0 | 0 | 0 | 0 | 0 | 0 | 0 | 0 | 0 | 0 | 0 | 0 | 0 | 0 | 0
F1_Commercial_Other Health_New_Miscellaneous_Natural Gas_Pool Heater_E9 | F1 | Commercial | Other Health | New | Miscellaneous | Natural Gas | Pool Heater | E9 | RVT - Cost of Equipment | 0 | 0 | 0 | 0 | 0 | 0 | 0 | 0 | 0 | 0 | 0 | 0 | 0 | 0 | 0 | 0 | 0 | 0 | 0 | 0 | 0 | 0 | 0 | 0 | 0 | 0 | 0 | 0 | 0 | 0 | 0 | 0 | 0
F1_Commercial_Other Health_New_Miscellaneous_Natural Gas_Pool Heater_E10 | F1 | Commercial | Other Health | New | Miscellaneous | Natural Gas | Pool Heater | E10 | RVT - Cost of Equipment | 0 | 0 | 0 | 0 | 0 | 0 | 0 | 0 | 0 | 0 | 0 | 0 | 0 | 0 | 0 | 0 | 0 | 0 | 0 | 0 | 0 | 0 | 0 | 0 | 0 | 0 | 0 | 0 | 0 | 0 | 0 | 0 | 0
F2_Commercial_Other Health_New_Miscellaneous_Natural Gas_Pool Heater_E1 | F2 | Commercial | Other Health | New | Miscellaneous | Natural Gas | Pool Heater | E1 | RVT - Cost of Operation | 0 | 0 | 0 | 0 | 0 | 0 | 0 | 0 | 0 | 0 | 0 | 0 | 0 | 0 | 0 | 0 | 0 | 0 | 0 | 0 | 0 | 0 | 0 | 0 | 0 | 0 | 0 | 0 | 0 | 0 | 0 | 0 | 0
F2_Commercial_Other Health_New_Miscellaneous_Natural Gas_Pool Heater_E2 | F2 | Commercial | Other Health | New | Miscellaneous | Natural Gas | Pool Heater | E2 | RVT - Cost of Operation | 0 | 0 | 0 | 0 | 0 | 0 | 0 | 0 | 0 | 0 | 0 | 0 | 0 | 0 | 0 | 0 | 0 | 0 | 0 | 0 | 0 | 0 | 0 | 0 | 0 | 0 | 0 | 0 | 0 | 0 | 0 | 0 | 0
F2_Commercial_Other Health_New_Miscellaneous_Natural Gas_Pool Heater_E3 | F2 | Commercial | Other Health | New | Miscellaneous | Natural Gas | Pool Heater | E3 | RVT - Cost of Operation | 0 | 0 | 0 | 0 | 0 | 0 | 0 | 0 | 0 | 0 | 0 | 0 | 0 | 0 | 0 | 0 | 0 | 0 | 0 | 0 | 0 | 0 | 0 | 0 | 0 | 0 | 0 | 0 | 0 | 0 | 0 | 0 | 0
F2_Commercial_Other Health_New_Miscellaneous_Natural Gas_Pool Heater_E4 | F2 | Commercial | Other Health | New | Miscellaneous | Natural Gas | Pool Heater | E4 | RVT - Cost of Operation | 0 | 0 | 0 | 0 | 0 | 0 | 0 | 0 | 0 | 0 | 0 | 0 | 0 | 0 | 0 | 0 | 0 | 0 | 0 | 0 | 0 | 0 | 0 | 0 | 0 | 0 | 0 | 0 | 0 | 0 | 0 | 0 | 0
F2_Commercial_Other Health_New_Miscellaneous_Natural Gas_Pool Heater_E5 | F2 | Commercial | Other Health | New | Miscellaneous | Natural Gas | Pool Heater | E5 | RVT - Cost of Operation | 0 | 0 | 0 | 0 | 0 | 0 | 0 | 0 | 0 | 0 | 0 | 0 | 0 | 0 | 0 | 0 | 0 | 0 | 0 | 0 | 0 | 0 | 0 | 0 | 0 | 0 | 0 | 0 | 0 | 0 | 0 | 0 | 0
F2_Commercial_Other Health_New_Miscellaneous_Natural Gas_Pool Heater_E6 | F2 | Commercial | Other Health | New | Miscellaneous | Natural Gas | Pool Heater | E6 | RVT - Cost of Operation | 0 | 0 | 0 | 0 | 0 | 0 | 0 | 0 | 0 | 0 | 0 | 0 | 0 | 0 | 0 | 0 | 0 | 0 | 0 | 0 | 0 | 0 | 0 | 0 | 0 | 0 | 0 | 0 | 0 | 0 | 0 | 0 | 0
F2_Commercial_Other Health_New_Miscellaneous_Natural Gas_Pool Heater_E7 | F2 | Commercial | Other Health | New | Miscellaneous | Natural Gas | Pool Heater | E7 | RVT - Cost of Operation | 0 | 0 | 0 | 0 | 0 | 0 | 0 | 0 | 0 | 0 | 0 | 0 | 0 | 0 | 0 | 0 | 0 | 0 | 0 | 0 | 0 | 0 | 0 | 0 | 0 | 0 | 0 | 0 | 0 | 0 | 0 | 0 | 0
F2_Commercial_Other Health_New_Miscellaneous_Natural Gas_Pool Heater_E8 | F2 | Commercial | Other Health | New | Miscellaneous | Natural Gas | Pool Heater | E8 | RVT - Cost of Operation | 0 | 0 | 0 | 0 | 0 | 0 | 0 | 0 | 0 | 0 | 0 | 0 | 0 | 0 | 0 | 0 | 0 | 0 | 0 | 0 | 0 | 0 | 0 | 0 | 0 | 0 | 0 | 0 | 0 | 0 | 0 | 0 | 0
F2_Commercial_Other Health_New_Miscellaneous_Natural Gas_Pool Heater_E9 | F2 | Commercial | Other Health | New | Miscellaneous | Natural Gas | Pool Heater | E9 | RVT - Cost of Operation | 0 | 0 | 0 | 0 | 0 | 0 | 0 | 0 | 0 | 0 | 0 | 0 | 0 | 0 | 0 | 0 | 0 | 0 | 0 | 0 | 0 | 0 | 0 | 0 | 0 | 0 | 0 | 0 | 0 | 0 | 0 | 0 | 0
F2_Commercial_Other Health_New_Miscellaneous_Natural Gas_Pool Heater_E10 | F2 | Commercial | Other Health | New | Miscellaneous | Natural Gas | Pool Heater | E10 | RVT - Cost of Operation | 0 | 0 | 0 | 0 | 0 | 0 | 0 | 0 | 0 | 0 | 0 | 0 | 0 | 0 | 0 | 0 | 0 | 0 | 0 | 0 | 0 | 0 | 0 | 0 | 0 | 0 | 0 | 0 | 0 | 0 | 0 | 0 | 0
F3_Commercial_Other Health_New_Miscellaneous_Natural Gas_Pool Heater_E1 | F3 | Commercial | Other Health | New | Miscellaneous | Natural Gas | Pool Heater | E1 | System - kBTUs of Consumption | 0.0025602 | 0.0025602 | 0.0025602 | 0.0025602 | 0.0025602 | 0.0025602 | 0.0025602 | 0.0025602 | 0.0025602 | 0.0025602 | 0.0025602 | 0.0025602 | 0.0025602 | 0.0025602 | 0.0025602 | 0.0025602 | 0.0025602 | 0.0025602 | 0.0025602 | 0.0025602 | 0.0025602 | 0.0025602 | 0.0025602 | 0.0025602 | 0.0025602 | 0.0025602 | 0.0025602 | 0.0025602 | 0.0025602 | 0.0025602 | 0.0025602 | 0.0025602 | 0.0025602
F3_Commercial_Other Health_New_Miscellaneous_Natural Gas_Pool Heater_E2 | F3 | Commercial | Other Health | New | Miscellaneous | Natural Gas | Pool Heater | E2 | System - kBTUs of Consumption | 0.004192 | 0.004192 | 0.004192 | 0.004192 | 0.004192 | 0.004192 | 0.004192 | 0.004192 | 0.004192 | 0.004192 | 0.004192 | 0.004192 | 0.004192 | 0.004192 | 0.004192 | 0.004192 | 0.004192 | 0.004192 | 0.004192 | 0.004192 | 0.004192 | 0.004192 | 0.004192 | 0.004192 | 0.004192 | 0.004192 | 0.004192 | 0.004192 | 0.004192 | 0.004192 | 0.004192 | 0.004192 | 0.004192
F3_Commercial_Other Health_New_Miscellaneous_Natural Gas_Pool Heater_E3 | F3 | Commercial | Other Health | New | Miscellaneous | Natural Gas | Pool Heater | E3 | System - kBTUs of Consumption | 0 | 0 | 0 | 0 | 0 | 0 | 0 | 0 | 0 | 0 | 0 | 0 | 0 | 0 | 0 | 0 | 0 | 0 | 0 | 0 | 0 | 0 | 0 | 0 | 0 | 0 | 0 | 0 | 0 | 0 | 0 | 0 | 0
F3_Commercial_Other Health_New_Miscellaneous_Natural Gas_Pool Heater_E4 | F3 | Commercial | Other Health | New | Miscellaneous | Natural Gas | Pool Heater | E4 | System - kBTUs of Consumption | 0 | 0 | 0 | 0 | 0 | 0 | 0 | 0 | 0 | 0 | 0 | 0 | 0 | 0 | 0 | 0 | 0 | 0 | 0 | 0 | 0 | 0 | 0 | 0 | 0 | 0 | 0 | 0 | 0 | 0 | 0 | 0 | 0
F3_Commercial_Other Health_New_Miscellaneous_Natural Gas_Pool Heater_E5 | F3 | Commercial | Other Health | New | Miscellaneous | Natural Gas | Pool Heater | E5 | System - kBTUs of Consumption | 0 | 0 | 0 | 0 | 0 | 0 | 0 | 0 | 0 | 0 | 0 | 0 | 0 | 0 | 0 | 0 | 0 | 0 | 0 | 0 | 0 | 0 | 0 | 0 | 0 | 0 | 0 | 0 | 0 | 0 | 0 | 0 | 0
F3_Commercial_Other Health_New_Miscellaneous_Natural Gas_Pool Heater_E6 | F3 | Commercial | Other Health | New | Miscellaneous | Natural Gas | Pool Heater | E6 | System - kBTUs of Consumption | 0 | 0 | 0 | 0 | 0 | 0 | 0 | 0 | 0 | 0 | 0 | 0 | 0 | 0 | 0 | 0 | 0 | 0 | 0 | 0 | 0 | 0 | 0 | 0 | 0 | 0 | 0 | 0 | 0 | 0 | 0 | 0 | 0
F3_Commercial_Other Health_New_Miscellaneous_Natural Gas_Pool Heater_E7 | F3 | Commercial | Other Health | New | Miscellaneous | Natural Gas | Pool Heater | E7 | System - kBTUs of Consumption | 0 | 0 | 0 | 0 | 0 | 0 | 0 | 0 | 0 | 0 | 0 | 0 | 0 | 0 | 0 | 0 | 0 | 0 | 0 | 0 | 0 | 0 | 0 | 0 | 0 | 0 | 0 | 0 | 0 | 0 | 0 | 0 | 0
F3_Commercial_Other Health_New_Miscellaneous_Natural Gas_Pool Heater_E8 | F3 | Commercial | Other Health | New | Miscellaneous | Natural Gas | Pool Heater | E8 | System - kBTUs of Consumption | 0 | 0 | 0 | 0 | 0 | 0 | 0 | 0 | 0 | 0 | 0 | 0 | 0 | 0 | 0 | 0 | 0 | 0 | 0 | 0 | 0 | 0 | 0 | 0 | 0 | 0 | 0 | 0 | 0 | 0 | 0 | 0 | 0
F3_Commercial_Other Health_New_Miscellaneous_Natural Gas_Pool Heater_E9 | F3 | Commercial | Other Health | New | Miscellaneous | Natural Gas | Pool Heater | E9 | System - kBTUs of Consumption | 0 | 0 | 0 | 0 | 0 | 0 | 0 | 0 | 0 | 0 | 0 | 0 | 0 | 0 | 0 | 0 | 0 | 0 | 0 | 0 | 0 | 0 | 0 | 0 | 0 | 0 | 0 | 0 | 0 | 0 | 0 | 0 | 0
F3_Commercial_Other Health_New_Miscellaneous_Natural Gas_Pool Heater_E10 | F3 | Commercial | Other Health | New | Miscellaneous | Natural Gas | Pool Heater | E10 | System - kBTUs of Consumption | 0 | 0 | 0 | 0 | 0 | 0 | 0 | 0 | 0 | 0 | 0 | 0 | 0 | 0 | 0 | 0 | 0 | 0 | 0 | 0 | 0 | 0 | 0 | 0 | 0 | 0 | 0 | 0 | 0 | 0 | 0 | 0 | 0
F4_Commercial_Other Health_New_Miscellaneous_Natural Gas_Pool Heater_E1 | F4 | Commercial | Other Health | New | Miscellaneous | Natural Gas | Pool Heater | E1 | Utility - Cost of Equipment | 0 | 0 | 0 | 0 | 0 | 0 | 0 | 0 | 0 | 0 | 0 | 0 | 0 | 0 | 0 | 0 | 0 | 0 | 0 | 0 | 0 | 0 | 0 | 0 | 0 | 0 | 0 | 0 | 0 | 0 | 0 | 0 | 0
F4_Commercial_Other Health_New_Miscellaneous_Natural Gas_Pool Heater_E2 | F4 | Commercial | Other Health | New | Miscellaneous | Natural Gas | Pool Heater | E2 | Utility - Cost of Equipment | 0 | 0 | 0 | 0 | 0 | 0 | 0 | 0 | 0 | 0 | 0 | 0 | 0 | 0 | 0 | 0 | 0 | 0 | 0 | 0 | 0 | 0 | 0 | 0 | 0 | 0 | 0 | 0 | 0 | 0 | 0 | 0 | 0
F4_Commercial_Other Health_New_Miscellaneous_Natural Gas_Pool Heater_E3 | F4 | Commercial | Other Health | New | Miscellaneous | Natural Gas | Pool Heater | E3 | Utility - Cost of Equipment | 0 | 0 | 0 | 0 | 0 | 0 | 0 | 0 | 0 | 0 | 0 | 0 | 0 | 0 | 0 | 0 | 0 | 0 | 0 | 0 | 0 | 0 | 0 | 0 | 0 | 0 | 0 | 0 | 0 | 0 | 0 | 0 | 0
F4_Commercial_Other Health_New_Miscellaneous_Natural Gas_Pool Heater_E4 | F4 | Commercial | Other Health | New | Miscellaneous | Natural Gas | Pool Heater | E4 | Utility - Cost of Equipment | 0 | 0 | 0 | 0 | 0 | 0 | 0 | 0 | 0 | 0 | 0 | 0 | 0 | 0 | 0 | 0 | 0 | 0 | 0 | 0 | 0 | 0 | 0 | 0 | 0 | 0 | 0 | 0 | 0 | 0 | 0 | 0 | 0
F4_Commercial_Other Health_New_Miscellaneous_Natural Gas_Pool Heater_E5 | F4 | Commercial | Other Health | New | Miscellaneous | Natural Gas | Pool Heater | E5 | Utility - Cost of Equipment | 0 | 0 | 0 | 0 | 0 | 0 | 0 | 0 | 0 | 0 | 0 | 0 | 0 | 0 | 0 | 0 | 0 | 0 | 0 | 0 | 0 | 0 | 0 | 0 | 0 | 0 | 0 | 0 | 0 | 0 | 0 | 0 | 0
F4_Commercial_Other Health_New_Miscellaneous_Natural Gas_Pool Heater_E6 | F4 | Commercial | Other Health | New | Miscellaneous | Natural Gas | Pool Heater | E6 | Utility - Cost of Equipment | 0 | 0 | 0 | 0 | 0 | 0 | 0 | 0 | 0 | 0 | 0 | 0 | 0 | 0 | 0 | 0 | 0 | 0 | 0 | 0 | 0 | 0 | 0 | 0 | 0 | 0 | 0 | 0 | 0 | 0 | 0 | 0 | 0
F4_Commercial_Other Health_New_Miscellaneous_Natural Gas_Pool Heater_E7 | F4 | Commercial | Other Health | New | Miscellaneous | Natural Gas | Pool Heater | E7 | Utility - Cost of Equipment | 0 | 0 | 0 | 0 | 0 | 0 | 0 | 0 | 0 | 0 | 0 | 0 | 0 | 0 | 0 | 0 | 0 | 0 | 0 | 0 | 0 | 0 | 0 | 0 | 0 | 0 | 0 | 0 | 0 | 0 | 0 | 0 | 0
F4_Commercial_Other Health_New_Miscellaneous_Natural Gas_Pool Heater_E8 | F4 | Commercial | Other Health | New | Miscellaneous | Natural Gas | Pool Heater | E8 | Utility - Cost of Equipment | 0 | 0 | 0 | 0 | 0 | 0 | 0 | 0 | 0 | 0 | 0 | 0 | 0 | 0 | 0 | 0 | 0 | 0 | 0 | 0 | 0 | 0 | 0 | 0 | 0 | 0 | 0 | 0 | 0 | 0 | 0 | 0 | 0
F4_Commercial_Other Health_New_Miscellaneous_Natural Gas_Pool Heater_E9 | F4 | Commercial | Other Health | New | Miscellaneous | Natural Gas | Pool Heater | E9 | Utility - Cost of Equipment | 0 | 0 | 0 | 0 | 0 | 0 | 0 | 0 | 0 | 0 | 0 | 0 | 0 | 0 | 0 | 0 | 0 | 0 | 0 | 0 | 0 | 0 | 0 | 0 | 0 | 0 | 0 | 0 | 0 | 0 | 0 | 0 | 0
F4_Commercial_Other Health_New_Miscellaneous_Natural Gas_Pool Heater_E10 | F4 | Commercial | Other Health | New | Miscellaneous | Natural Gas | Pool Heater | E10 | Utility - Cost of Equipment | 0 | 0 | 0 | 0 | 0 | 0 | 0 | 0 | 0 | 0 | 0 | 0 | 0 | 0 | 0 | 0 | 0 | 0 | 0 | 0 | 0 | 0 | 0 | 0 | 0 | 0 | 0 | 0 | 0 | 0 | 0 | 0 | 0
F5_Commercial_Other Health_New_Miscellaneous_Natural Gas_Pool Heater_E1 | F5 | Commercial | Other Health | New | Miscellaneous | Natural Gas | Pool Heater | E1 | Utility - Cost of Operation | 0.0025602 | 0.0025602 | 0.0025602 | 0.0025602 | 0.0025602 | 0.0025602 | 0.0025602 | 0.0025602 | 0.0025602 | 0.0025602 | 0.0025602 | 0.0025602 | 0.0025602 | 0.0025602 | 0.0025602 | 0.0025602 | 0.0025602 | 0.0025602 | 0.0025602 | 0.0025602 | 0.0025602 | 0.0025602 | 0.0025602 | 0.0025602 | 0.0025602 | 0.0025602 | 0.0025602 | 0.0025602 | 0.0025602 | 0.0025602 | 0.0025602 | 0.0025602 | 0.0025602
F5_Commercial_Other Health_New_Miscellaneous_Natural Gas_Pool Heater_E2 | F5 | Commercial | Other Health | New | Miscellaneous | Natural Gas | Pool Heater | E2 | Utility - Cost of Operation | 0.004192 | 0.004192 | 0.004192 | 0.004192 | 0.004192 | 0.004192 | 0.004192 | 0.004192 | 0.004192 | 0.004192 | 0.004192 | 0.004192 | 0.004192 | 0.004192 | 0.004192 | 0.004192 | 0.004192 | 0.004192 | 0.004192 | 0.004192 | 0.004192 | 0.004192 | 0.004192 | 0.004192 | 0.004192 | 0.004192 | 0.004192 | 0.004192 | 0.004192 | 0.004192 | 0.004192 | 0.004192 | 0.004192
F5_Commercial_Other Health_New_Miscellaneous_Natural Gas_Pool Heater_E3 | F5 | Commercial | Other Health | New | Miscellaneous | Natural Gas | Pool Heater | E3 | Utility - Cost of Operation | 0 | 0 | 0 | 0 | 0 | 0 | 0 | 0 | 0 | 0 | 0 | 0 | 0 | 0 | 0 | 0 | 0 | 0 | 0 | 0 | 0 | 0 | 0 | 0 | 0 | 0 | 0 | 0 | 0 | 0 | 0 | 0 | 0
F5_Commercial_Other Health_New_Miscellaneous_Natural Gas_Pool Heater_E4 | F5 | Commercial | Other Health | New | Miscellaneous | Natural Gas | Pool Heater | E4 | Utility - Cost of Operation | 0 | 0 | 0 | 0 | 0 | 0 | 0 | 0 | 0 | 0 | 0 | 0 | 0 | 0 | 0 | 0 | 0 | 0 | 0 | 0 | 0 | 0 | 0 | 0 | 0 | 0 | 0 | 0 | 0 | 0 | 0 | 0 | 0
F5_Commercial_Other Health_New_Miscellaneous_Natural Gas_Pool Heater_E5 | F5 | Commercial | Other Health | New | Miscellaneous | Natural Gas | Pool Heater | E5 | Utility - Cost of Operation | 0 | 0 | 0 | 0 | 0 | 0 | 0 | 0 | 0 | 0 | 0 | 0 | 0 | 0 | 0 | 0 | 0 | 0 | 0 | 0 | 0 | 0 | 0 | 0 | 0 | 0 | 0 | 0 | 0 | 0 | 0 | 0 | 0
F5_Commercial_Other Health_New_Miscellaneous_Natural Gas_Pool Heater_E6 | F5 | Commercial | Other Health | New | Miscellaneous | Natural Gas | Pool Heater | E6 | Utility - Cost of Operation | 0 | 0 | 0 | 0 | 0 | 0 | 0 | 0 | 0 | 0 | 0 | 0 | 0 | 0 | 0 | 0 | 0 | 0 | 0 | 0 | 0 | 0 | 0 | 0 | 0 | 0 | 0 | 0 | 0 | 0 | 0 | 0 | 0
F5_Commercial_Other Health_New_Miscellaneous_Natural Gas_Pool Heater_E7 | F5 | Commercial | Other Health | New | Miscellaneous | Natural Gas | Pool Heater | E7 | Utility - Cost of Operation | 0 | 0 | 0 | 0 | 0 | 0 | 0 | 0 | 0 | 0 | 0 | 0 | 0 | 0 | 0 | 0 | 0 | 0 | 0 | 0 | 0 | 0 | 0 | 0 | 0 | 0 | 0 | 0 | 0 | 0 | 0 | 0 | 0
F5_Commercial_Other Health_New_Miscellaneous_Natural Gas_Pool Heater_E8 | F5 | Commercial | Other Health | New | Miscellaneous | Natural Gas | Pool Heater | E8 | Utility - Cost of Operation | 0 | 0 | 0 | 0 | 0 | 0 | 0 | 0 | 0 | 0 | 0 | 0 | 0 | 0 | 0 | 0 | 0 | 0 | 0 | 0 | 0 | 0 | 0 | 0 | 0 | 0 | 0 | 0 | 0 | 0 | 0 | 0 | 0
F5_Commercial_Other Health_New_Miscellaneous_Natural Gas_Pool Heater_E9 | F5 | Commercial | Other Health | New | Miscellaneous | Natural Gas | Pool Heater | E9 | Utility - Cost of Operation | 0 | 0 | 0 | 0 | 0 | 0 | 0 | 0 | 0 | 0 | 0 | 0 | 0 | 0 | 0 | 0 | 0 | 0 | 0 | 0 | 0 | 0 | 0 | 0 | 0 | 0 | 0 | 0 | 0 | 0 | 0 | 0 | 0
F5_Commercial_Other Health_New_Miscellaneous_Natural Gas_Pool Heater_E10 | F5 | Commercial | Other Health | New | Miscellaneous | Natural Gas | Pool Heater | E10 | Utility - Cost of Operation | 0 | 0 | 0 | 0 | 0 | 0 | 0 | 0 | 0 | 0 | 0 | 0 | 0 | 0 | 0 | 0 | 0 | 0 | 0 | 0 | 0 | 0 | 0 | 0 | 0 | 0 | 0 | 0 | 0 | 0 | 0 | 0 | 0
F6_Commercial_Other Health_New_Miscellaneous_Natural Gas_Pool Heater_E1 | F6 | Commercial | Other Health | New | Miscellaneous | Natural Gas | Pool Heater | E1 | Utility - Value of Sales | 0.010152 | 0.010152 | 0.010152 | 0.010152 | 0.010152 | 0.010152 | 0.010152 | 0.010152 | 0.010152 | 0.010152 | 0.010152 | 0.010152 | 0.010152 | 0.010152 | 0.010152 | 0.010152 | 0.010152 | 0.010152 | 0.010152 | 0.010152 | 0.010152 | 0.010152 | 0.010152 | 0.010152 | 0.010152 | 0.010152 | 0.010152 | 0.010152 | 0.010152 | 0.010152 | 0.010152 | 0.010152 | 0.010152
F6_Commercial_Other Health_New_Miscellaneous_Natural Gas_Pool Heater_E2 | F6 | Commercial | Other Health | New | Miscellaneous | Natural Gas | Pool Heater | E2 | Utility - Value of Sales | 0.0086294 | 0.0086294 | 0.0086294 | 0.0086294 | 0.0086294 | 0.0086294 | 0.0086294 | 0.0086294 | 0.0086294 | 0.0086294 | 0.0086294 | 0.0086294 | 0.0086294 | 0.0086294 | 0.0086294 | 0.0086294 | 0.0086294 | 0.0086294 | 0.0086294 | 0.0086294 | 0.0086294 | 0.0086294 | 0.0086294 | 0.0086294 | 0.0086294 | 0.0086294 | 0.0086294 | 0.0086294 | 0.0086294 | 0.0086294 | 0.0086294 | 0.0086294 | 0.0086294
F6_Commercial_Other Health_New_Miscellaneous_Natural Gas_Pool Heater_E3 | F6 | Commercial | Other Health | New | Miscellaneous | Natural Gas | Pool Heater | E3 | Utility - Value of Sales | 0 | 0 | 0 | 0 | 0 | 0 | 0 | 0 | 0 | 0 | 0 | 0 | 0 | 0 | 0 | 0 | 0 | 0 | 0 | 0 | 0 | 0 | 0 | 0 | 0 | 0 | 0 | 0 | 0 | 0 | 0 | 0 | 0
F6_Commercial_Other Health_New_Miscellaneous_Natural Gas_Pool Heater_E4 | F6 | Commercial | Other Health | New | Miscellaneous | Natural Gas | Pool Heater | E4 | Utility - Value of Sales | 0 | 0 | 0 | 0 | 0 | 0 | 0 | 0 | 0 | 0 | 0 | 0 | 0 | 0 | 0 | 0 | 0 | 0 | 0 | 0 | 0 | 0 | 0 | 0 | 0 | 0 | 0 | 0 | 0 | 0 | 0 | 0 | 0
F6_Commercial_Other Health_New_Miscellaneous_Natural Gas_Pool Heater_E5 | F6 | Commercial | Other Health | New | Miscellaneous | Natural Gas | Pool Heater | E5 | Utility - Value of Sales | 0 | 0 | 0 | 0 | 0 | 0 | 0 | 0 | 0 | 0 | 0 | 0 | 0 | 0 | 0 | 0 | 0 | 0 | 0 | 0 | 0 | 0 | 0 | 0 | 0 | 0 | 0 | 0 | 0 | 0 | 0 | 0 | 0
F6_Commercial_Other Health_New_Miscellaneous_Natural Gas_Pool Heater_E6 | F6 | Commercial | Other Health | New | Miscellaneous | Natural Gas | Pool Heater | E6 | Utility - Value of Sales | 0 | 0 | 0 | 0 | 0 | 0 | 0 | 0 | 0 | 0 | 0 | 0 | 0 | 0 | 0 | 0 | 0 | 0 | 0 | 0 | 0 | 0 | 0 | 0 | 0 | 0 | 0 | 0 | 0 | 0 | 0 | 0 | 0
F6_Commercial_Other Health_New_Miscellaneous_Natural Gas_Pool Heater_E7 | F6 | Commercial | Other Health | New | Miscellaneous | Natural Gas | Pool Heater | E7 | Utility - Value of Sales | 0 | 0 | 0 | 0 | 0 | 0 | 0 | 0 | 0 | 0 | 0 | 0 | 0 | 0 | 0 | 0 | 0 | 0 | 0 | 0 | 0 | 0 | 0 | 0 | 0 | 0 | 0 | 0 | 0 | 0 | 0 | 0 | 0
F6_Commercial_Other Health_New_Miscellaneous_Natural Gas_Pool Heater_E8 | F6 | Commercial | Other Health | New | Miscellaneous | Natural Gas | Pool Heater | E8 | Utility - Value of Sales | 0 | 0 | 0 | 0 | 0 | 0 | 0 | 0 | 0 | 0 | 0 | 0 | 0 | 0 | 0 | 0 | 0 | 0 | 0 | 0 | 0 | 0 | 0 | 0 | 0 | 0 | 0 | 0 | 0 | 0 | 0 | 0 | 0
F6_Commercial_Other Health_New_Miscellaneous_Natural Gas_Pool Heater_E9 | F6 | Commercial | Other Health | New | Miscellaneous | Natural Gas | Pool Heater | E9 | Utility - Value of Sales | 0 | 0 | 0 | 0 | 0 | 0 | 0 | 0 | 0 | 0 | 0 | 0 | 0 | 0 | 0 | 0 | 0 | 0 | 0 | 0 | 0 | 0 | 0 | 0 | 0 | 0 | 0 | 0 | 0 | 0 | 0 | 0 | 0
F6_Commercial_Other Health_New_Miscellaneous_Natural Gas_Pool Heater_E10 | F6 | Commercial | Other Health | New | Miscellaneous | Natural Gas | Pool Heater | E10 | Utility - Value of Sales | 0 | 0 | 0 | 0 | 0 | 0 | 0 | 0 | 0 | 0 | 0 | 0 | 0 | 0 | 0 | 0 | 0 | 0 | 0 | 0 | 0 | 0 | 0 | 0 | 0 | 0 | 0 | 0 | 0 | 0 | 0 | 0 | 0
F1_Commercial_Other Health_New_Miscellaneous_Natural Gas_Miscellaneous_E1 | F1 | Commercial | Other Health | New | Miscellaneous | Natural Gas | Miscellaneous | E1 | RVT - Cost of Equipment | 0 | 0 | 0 | 0 | 0 | 0 | 0 | 0 | 0 | 0 | 0 | 0 | 0 | 0 | 0 | 0 | 0 | 0 | 0 | 0 | 0 | 0 | 0 | 0 | 0 | 0 | 0 | 0 | 0 | 0 | 0 | 0 | 0
F1_Commercial_Other Health_New_Miscellaneous_Natural Gas_Miscellaneous_E2 | F1 | Commercial | Other Health | New | Miscellaneous | Natural Gas | Miscellaneous | E2 | RVT - Cost of Equipment | 0 | 0 | 0 | 0 | 0 | 0 | 0 | 0 | 0 | 0 | 0 | 0 | 0 | 0 | 0 | 0 | 0 | 0 | 0 | 0 | 0 | 0 | 0 | 0 | 0 | 0 | 0 | 0 | 0 | 0 | 0 | 0 | 0
F1_Commercial_Other Health_New_Miscellaneous_Natural Gas_Miscellaneous_E3 | F1 | Commercial | Other Health | New | Miscellaneous | Natural Gas | Miscellaneous | E3 | RVT - Cost of Equipment | 0 | 0 | 0 | 0 | 0 | 0 | 0 | 0 | 0 | 0 | 0 | 0 | 0 | 0 | 0 | 0 | 0 | 0 | 0 | 0 | 0 | 0 | 0 | 0 | 0 | 0 | 0 | 0 | 0 | 0 | 0 | 0 | 0
F1_Commercial_Other Health_New_Miscellaneous_Natural Gas_Miscellaneous_E4 | F1 | Commercial | Other Health | New | Miscellaneous | Natural Gas | Miscellaneous | E4 | RVT - Cost of Equipment | 0 | 0 | 0 | 0 | 0 | 0 | 0 | 0 | 0 | 0 | 0 | 0 | 0 | 0 | 0 | 0 | 0 | 0 | 0 | 0 | 0 | 0 | 0 | 0 | 0 | 0 | 0 | 0 | 0 | 0 | 0 | 0 | 0
F1_Commercial_Other Health_New_Miscellaneous_Natural Gas_Miscellaneous_E5 | F1 | Commercial | Other Health | New | Miscellaneous | Natural Gas | Miscellaneous | E5 | RVT - Cost of Equipment | 0 | 0 | 0 | 0 | 0 | 0 | 0 | 0 | 0 | 0 | 0 | 0 | 0 | 0 | 0 | 0 | 0 | 0 | 0 | 0 | 0 | 0 | 0 | 0 | 0 | 0 | 0 | 0 | 0 | 0 | 0 | 0 | 0
F1_Commercial_Other Health_New_Miscellaneous_Natural Gas_Miscellaneous_E6 | F1 | Commercial | Other Health | New | Miscellaneous | Natural Gas | Miscellaneous | E6 | RVT - Cost of Equipment | 0 | 0 | 0 | 0 | 0 | 0 | 0 | 0 | 0 | 0 | 0 | 0 | 0 | 0 | 0 | 0 | 0 | 0 | 0 | 0 | 0 | 0 | 0 | 0 | 0 | 0 | 0 | 0 | 0 | 0 | 0 | 0 | 0
F1_Commercial_Other Health_New_Miscellaneous_Natural Gas_Miscellaneous_E7 | F1 | Commercial | Other Health | New | Miscellaneous | Natural Gas | Miscellaneous | E7 | RVT - Cost of Equipment | 0 | 0 | 0 | 0 | 0 | 0 | 0 | 0 | 0 | 0 | 0 | 0 | 0 | 0 | 0 | 0 | 0 | 0 | 0 | 0 | 0 | 0 | 0 | 0 | 0 | 0 | 0 | 0 | 0 | 0 | 0 | 0 | 0
F1_Commercial_Other Health_New_Miscellaneous_Natural Gas_Miscellaneous_E8 | F1 | Commercial | Other Health | New | Miscellaneous | Natural Gas | Miscellaneous | E8 | RVT - Cost of Equipment | 0 | 0 | 0 | 0 | 0 | 0 | 0 | 0 | 0 | 0 | 0 | 0 | 0 | 0 | 0 | 0 | 0 | 0 | 0 | 0 | 0 | 0 | 0 | 0 | 0 | 0 | 0 | 0 | 0 | 0 | 0 | 0 | 0
F1_Commercial_Other Health_New_Miscellaneous_Natural Gas_Miscellaneous_E9 | F1 | Commercial | Other Health | New | Miscellaneous | Natural Gas | Miscellaneous | E9 | RVT - Cost of Equipment | 0 | 0 | 0 | 0 | 0 | 0 | 0 | 0 | 0 | 0 | 0 | 0 | 0 | 0 | 0 | 0 | 0 | 0 | 0 | 0 | 0 | 0 | 0 | 0 | 0 | 0 | 0 | 0 | 0 | 0 | 0 | 0 | 0
F1_Commercial_Other Health_New_Miscellaneous_Natural Gas_Miscellaneous_E10 | F1 | Commercial | Other Health | New | Miscellaneous | Natural Gas | Miscellaneous | E10 | RVT - Cost of Equipment | 0 | 0 | 0 | 0 | 0 | 0 | 0 | 0 | 0 | 0 | 0 | 0 | 0 | 0 | 0 | 0 | 0 | 0 | 0 | 0 | 0 | 0 | 0 | 0 | 0 | 0 | 0 | 0 | 0 | 0 | 0 | 0 | 0
F2_Commercial_Other Health_New_Miscellaneous_Natural Gas_Miscellaneous_E1 | F2 | Commercial | Other Health | New | Miscellaneous | Natural Gas | Miscellaneous | E1 | RVT - Cost of Operation | 0 | 0 | 0 | 0 | 0 | 0 | 0 | 0 | 0 | 0 | 0 | 0 | 0 | 0 | 0 | 0 | 0 | 0 | 0 | 0 | 0 | 0 | 0 | 0 | 0 | 0 | 0 | 0 | 0 | 0 | 0 | 0 | 0
F2_Commercial_Other Health_New_Miscellaneous_Natural Gas_Miscellaneous_E2 | F2 | Commercial | Other Health | New | Miscellaneous | Natural Gas | Miscellaneous | E2 | RVT - Cost of Operation | 0 | 0 | 0 | 0 | 0 | 0 | 0 | 0 | 0 | 0 | 0 | 0 | 0 | 0 | 0 | 0 | 0 | 0 | 0 | 0 | 0 | 0 | 0 | 0 | 0 | 0 | 0 | 0 | 0 | 0 | 0 | 0 | 0
F2_Commercial_Other Health_New_Miscellaneous_Natural Gas_Miscellaneous_E3 | F2 | Commercial | Other Health | New | Miscellaneous | Natural Gas | Miscellaneous | E3 | RVT - Cost of Operation | 0 | 0 | 0 | 0 | 0 | 0 | 0 | 0 | 0 | 0 | 0 | 0 | 0 | 0 | 0 | 0 | 0 | 0 | 0 | 0 | 0 | 0 | 0 | 0 | 0 | 0 | 0 | 0 | 0 | 0 | 0 | 0 | 0
F2_Commercial_Other Health_New_Miscellaneous_Natural Gas_Miscellaneous_E4 | F2 | Commercial | Other Health | New | Miscellaneous | Natural Gas | Miscellaneous | E4 | RVT - Cost of Operation | 0 | 0 | 0 | 0 | 0 | 0 | 0 | 0 | 0 | 0 | 0 | 0 | 0 | 0 | 0 | 0 | 0 | 0 | 0 | 0 | 0 | 0 | 0 | 0 | 0 | 0 | 0 | 0 | 0 | 0 | 0 | 0 | 0
F2_Commercial_Other Health_New_Miscellaneous_Natural Gas_Miscellaneous_E5 | F2 | Commercial | Other Health | New | Miscellaneous | Natural Gas | Miscellaneous | E5 | RVT - Cost of Operation | 0 | 0 | 0 | 0 | 0 | 0 | 0 | 0 | 0 | 0 | 0 | 0 | 0 | 0 | 0 | 0 | 0 | 0 | 0 | 0 | 0 | 0 | 0 | 0 | 0 | 0 | 0 | 0 | 0 | 0 | 0 | 0 | 0
F2_Commercial_Other Health_New_Miscellaneous_Natural Gas_Miscellaneous_E6 | F2 | Commercial | Other Health | New | Miscellaneous | Natural Gas | Miscellaneous | E6 | RVT - Cost of Operation | 0 | 0 | 0 | 0 | 0 | 0 | 0 | 0 | 0 | 0 | 0 | 0 | 0 | 0 | 0 | 0 | 0 | 0 | 0 | 0 | 0 | 0 | 0 | 0 | 0 | 0 | 0 | 0 | 0 | 0 | 0 | 0 | 0
F2_Commercial_Other Health_New_Miscellaneous_Natural Gas_Miscellaneous_E7 | F2 | Commercial | Other Health | New | Miscellaneous | Natural Gas | Miscellaneous | E7 | RVT - Cost of Operation | 0 | 0 | 0 | 0 | 0 | 0 | 0 | 0 | 0 | 0 | 0 | 0 | 0 | 0 | 0 | 0 | 0 | 0 | 0 | 0 | 0 | 0 | 0 | 0 | 0 | 0 | 0 | 0 | 0 | 0 | 0 | 0 | 0
F2_Commercial_Other Health_New_Miscellaneous_Natural Gas_Miscellaneous_E8 | F2 | Commercial | Other Health | New | Miscellaneous | Natural Gas | Miscellaneous | E8 | RVT - Cost of Operation | 0 | 0 | 0 | 0 | 0 | 0 | 0 | 0 | 0 | 0 | 0 | 0 | 0 | 0 | 0 | 0 | 0 | 0 | 0 | 0 | 0 | 0 | 0 | 0 | 0 | 0 | 0 | 0 | 0 | 0 | 0 | 0 | 0
F2_Commercial_Other Health_New_Miscellaneous_Natural Gas_Miscellaneous_E9 | F2 | Commercial | Other Health | New | Miscellaneous | Natural Gas | Miscellaneous | E9 | RVT - Cost of Operation | 0 | 0 | 0 | 0 | 0 | 0 | 0 | 0 | 0 | 0 | 0 | 0 | 0 | 0 | 0 | 0 | 0 | 0 | 0 | 0 | 0 | 0 | 0 | 0 | 0 | 0 | 0 | 0 | 0 | 0 | 0 | 0 | 0
F2_Commercial_Other Health_New_Miscellaneous_Natural Gas_Miscellaneous_E10 | F2 | Commercial | Other Health | New | Miscellaneous | Natural Gas | Miscellaneous | E10 | RVT - Cost of Operation | 0 | 0 | 0 | 0 | 0 | 0 | 0 | 0 | 0 | 0 | 0 | 0 | 0 | 0 | 0 | 0 | 0 | 0 | 0 | 0 | 0 | 0 | 0 | 0 | 0 | 0 | 0 | 0 | 0 | 0 | 0 | 0 | 0
F3_Commercial_Other Health_New_Miscellaneous_Natural Gas_Miscellaneous_E1 | F3 | Commercial | Other Health | New | Miscellaneous | Natural Gas | Miscellaneous | E1 | System - kBTUs of Consumption | 0.23859 | 0.23859 | 0.23859 | 0.23859 | 0.23859 | 0.23859 | 0.23859 | 0.23859 | 0.23859 | 0.23859 | 0.23859 | 0.23859 | 0.23859 | 0.23859 | 0.23859 | 0.23859 | 0.23859 | 0.23859 | 0.23859 | 0.23859 | 0.23859 | 0.23859 | 0.23859 | 0.23859 | 0.23859 | 0.23859 | 0.23859 | 0.23859 | 0.23859 | 0.23859 | 0.23859 | 0.23859 | 0.23859
F3_Commercial_Other Health_New_Miscellaneous_Natural Gas_Miscellaneous_E2 | F3 | Commercial | Other Health | New | Miscellaneous | Natural Gas | Miscellaneous | E2 | System - kBTUs of Consumption | 0 | 0 | 0 | 0 | 0 | 0 | 0 | 0 | 0 | 0 | 0 | 0 | 0 | 0 | 0 | 0 | 0 | 0 | 0 | 0 | 0 | 0 | 0 | 0 | 0 | 0 | 0 | 0 | 0 | 0 | 0 | 0 | 0
F3_Commercial_Other Health_New_Miscellaneous_Natural Gas_Miscellaneous_E3 | F3 | Commercial | Other Health | New | Miscellaneous | Natural Gas | Miscellaneous | E3 | System - kBTUs of Consumption | 0 | 0 | 0 | 0 | 0 | 0 | 0 | 0 | 0 | 0 | 0 | 0 | 0 | 0 | 0 | 0 | 0 | 0 | 0 | 0 | 0 | 0 | 0 | 0 | 0 | 0 | 0 | 0 | 0 | 0 | 0 | 0 | 0
F3_Commercial_Other Health_New_Miscellaneous_Natural Gas_Miscellaneous_E4 | F3 | Commercial | Other Health | New | Miscellaneous | Natural Gas | Miscellaneous | E4 | System - kBTUs of Consumption | 0 | 0 | 0 | 0 | 0 | 0 | 0 | 0 | 0 | 0 | 0 | 0 | 0 | 0 | 0 | 0 | 0 | 0 | 0 | 0 | 0 | 0 | 0 | 0 | 0 | 0 | 0 | 0 | 0 | 0 | 0 | 0 | 0
F3_Commercial_Other Health_New_Miscellaneous_Natural Gas_Miscellaneous_E5 | F3 | Commercial | Other Health | New | Miscellaneous | Natural Gas | Miscellaneous | E5 | System - kBTUs of Consumption | 0 | 0 | 0 | 0 | 0 | 0 | 0 | 0 | 0 | 0 | 0 | 0 | 0 | 0 | 0 | 0 | 0 | 0 | 0 | 0 | 0 | 0 | 0 | 0 | 0 | 0 | 0 | 0 | 0 | 0 | 0 | 0 | 0
F3_Commercial_Other Health_New_Miscellaneous_Natural Gas_Miscellaneous_E6 | F3 | Commercial | Other Health | New | Miscellaneous | Natural Gas | Miscellaneous | E6 | System - kBTUs of Consumption | 0 | 0 | 0 | 0 | 0 | 0 | 0 | 0 | 0 | 0 | 0 | 0 | 0 | 0 | 0 | 0 | 0 | 0 | 0 | 0 | 0 | 0 | 0 | 0 | 0 | 0 | 0 | 0 | 0 | 0 | 0 | 0 | 0
F3_Commercial_Other Health_New_Miscellaneous_Natural Gas_Miscellaneous_E7 | F3 | Commercial | Other Health | New | Miscellaneous | Natural Gas | Miscellaneous | E7 | System - kBTUs of Consumption | 0 | 0 | 0 | 0 | 0 | 0 | 0 | 0 | 0 | 0 | 0 | 0 | 0 | 0 | 0 | 0 | 0 | 0 | 0 | 0 | 0 | 0 | 0 | 0 | 0 | 0 | 0 | 0 | 0 | 0 | 0 | 0 | 0
F3_Commercial_Other Health_New_Miscellaneous_Natural Gas_Miscellaneous_E8 | F3 | Commercial | Other Health | New | Miscellaneous | Natural Gas | Miscellaneous | E8 | System - kBTUs of Consumption | 0 | 0 | 0 | 0 | 0 | 0 | 0 | 0 | 0 | 0 | 0 | 0 | 0 | 0 | 0 | 0 | 0 | 0 | 0 | 0 | 0 | 0 | 0 | 0 | 0 | 0 | 0 | 0 | 0 | 0 | 0 | 0 | 0
F3_Commercial_Other Health_New_Miscellaneous_Natural Gas_Miscellaneous_E9 | F3 | Commercial | Other Health | New | Miscellaneous | Natural Gas | Miscellaneous | E9 | System - kBTUs of Consumption | 0 | 0 | 0 | 0 | 0 | 0 | 0 | 0 | 0 | 0 | 0 | 0 | 0 | 0 | 0 | 0 | 0 | 0 | 0 | 0 | 0 | 0 | 0 | 0 | 0 | 0 | 0 | 0 | 0 | 0 | 0 | 0 | 0
F3_Commercial_Other Health_New_Miscellaneous_Natural Gas_Miscellaneous_E10 | F3 | Commercial | Other Health | New | Miscellaneous | Natural Gas | Miscellaneous | E10 | System - kBTUs of Consumption | 0 | 0 | 0 | 0 | 0 | 0 | 0 | 0 | 0 | 0 | 0 | 0 | 0 | 0 | 0 | 0 | 0 | 0 | 0 | 0 | 0 | 0 | 0 | 0 | 0 | 0 | 0 | 0 | 0 | 0 | 0 | 0 | 0
F4_Commercial_Other Health_New_Miscellaneous_Natural Gas_Miscellaneous_E1 | F4 | Commercial | Other Health | New | Miscellaneous | Natural Gas | Miscellaneous | E1 | Utility - Cost of Equipment | 0 | 0 | 0 | 0 | 0 | 0 | 0 | 0 | 0 | 0 | 0 | 0 | 0 | 0 | 0 | 0 | 0 | 0 | 0 | 0 | 0 | 0 | 0 | 0 | 0 | 0 | 0 | 0 | 0 | 0 | 0 | 0 | 0
F4_Commercial_Other Health_New_Miscellaneous_Natural Gas_Miscellaneous_E2 | F4 | Commercial | Other Health | New | Miscellaneous | Natural Gas | Miscellaneous | E2 | Utility - Cost of Equipment | 0 | 0 | 0 | 0 | 0 | 0 | 0 | 0 | 0 | 0 | 0 | 0 | 0 | 0 | 0 | 0 | 0 | 0 | 0 | 0 | 0 | 0 | 0 | 0 | 0 | 0 | 0 | 0 | 0 | 0 | 0 | 0 | 0
F4_Commercial_Other Health_New_Miscellaneous_Natural Gas_Miscellaneous_E3 | F4 | Commercial | Other Health | New | Miscellaneous | Natural Gas | Miscellaneous | E3 | Utility - Cost of Equipment | 0 | 0 | 0 | 0 | 0 | 0 | 0 | 0 | 0 | 0 | 0 | 0 | 0 | 0 | 0 | 0 | 0 | 0 | 0 | 0 | 0 | 0 | 0 | 0 | 0 | 0 | 0 | 0 | 0 | 0 | 0 | 0 | 0
F4_Commercial_Other Health_New_Miscellaneous_Natural Gas_Miscellaneous_E4 | F4 | Commercial | Other Health | New | Miscellaneous | Natural Gas | Miscellaneous | E4 | Utility - Cost of Equipment | 0 | 0 | 0 | 0 | 0 | 0 | 0 | 0 | 0 | 0 | 0 | 0 | 0 | 0 | 0 | 0 | 0 | 0 | 0 | 0 | 0 | 0 | 0 | 0 | 0 | 0 | 0 | 0 | 0 | 0 | 0 | 0 | 0
F4_Commercial_Other Health_New_Miscellaneous_Natural Gas_Miscellaneous_E5 | F4 | Commercial | Other Health | New | Miscellaneous | Natural Gas | Miscellaneous | E5 | Utility - Cost of Equipment | 0 | 0 | 0 | 0 | 0 | 0 | 0 | 0 | 0 | 0 | 0 | 0 | 0 | 0 | 0 | 0 | 0 | 0 | 0 | 0 | 0 | 0 | 0 | 0 | 0 | 0 | 0 | 0 | 0 | 0 | 0 | 0 | 0
F4_Commercial_Other Health_New_Miscellaneous_Natural Gas_Miscellaneous_E6 | F4 | Commercial | Other Health | New | Miscellaneous | Natural Gas | Miscellaneous | E6 | Utility - Cost of Equipment | 0 | 0 | 0 | 0 | 0 | 0 | 0 | 0 | 0 | 0 | 0 | 0 | 0 | 0 | 0 | 0 | 0 | 0 | 0 | 0 | 0 | 0 | 0 | 0 | 0 | 0 | 0 | 0 | 0 | 0 | 0 | 0 | 0
F4_Commercial_Other Health_New_Miscellaneous_Natural Gas_Miscellaneous_E7 | F4 | Commercial | Other Health | New | Miscellaneous | Natural Gas | Miscellaneous | E7 | Utility - Cost of Equipment | 0 | 0 | 0 | 0 | 0 | 0 | 0 | 0 | 0 | 0 | 0 | 0 | 0 | 0 | 0 | 0 | 0 | 0 | 0 | 0 | 0 | 0 | 0 | 0 | 0 | 0 | 0 | 0 | 0 | 0 | 0 | 0 | 0
F4_Commercial_Other Health_New_Miscellaneous_Natural Gas_Miscellaneous_E8 | F4 | Commercial | Other Health | New | Miscellaneous | Natural Gas | Miscellaneous | E8 | Utility - Cost of Equipment | 0 | 0 | 0 | 0 | 0 | 0 | 0 | 0 | 0 | 0 | 0 | 0 | 0 | 0 | 0 | 0 | 0 | 0 | 0 | 0 | 0 | 0 | 0 | 0 | 0 | 0 | 0 | 0 | 0 | 0 | 0 | 0 | 0
F4_Commercial_Other Health_New_Miscellaneous_Natural Gas_Miscellaneous_E9 | F4 | Commercial | Other Health | New | Miscellaneous | Natural Gas | Miscellaneous | E9 | Utility - Cost of Equipment | 0 | 0 | 0 | 0 | 0 | 0 | 0 | 0 | 0 | 0 | 0 | 0 | 0 | 0 | 0 | 0 | 0 | 0 | 0 | 0 | 0 | 0 | 0 | 0 | 0 | 0 | 0 | 0 | 0 | 0 | 0 | 0 | 0
F4_Commercial_Other Health_New_Miscellaneous_Natural Gas_Miscellaneous_E10 | F4 | Commercial | Other Health | New | Miscellaneous | Natural Gas | Miscellaneous | E10 | Utility - Cost of Equipment | 0 | 0 | 0 | 0 | 0 | 0 | 0 | 0 | 0 | 0 | 0 | 0 | 0 | 0 | 0 | 0 | 0 | 0 | 0 | 0 | 0 | 0 | 0 | 0 | 0 | 0 | 0 | 0 | 0 | 0 | 0 | 0 | 0
F5_Commercial_Other Health_New_Miscellaneous_Natural Gas_Miscellaneous_E1 | F5 | Commercial | Other Health | New | Miscellaneous | Natural Gas | Miscellaneous | E1 | Utility - Cost of Operation | 0.23859 | 0.23859 | 0.23859 | 0.23859 | 0.23859 | 0.23859 | 0.23859 | 0.23859 | 0.23859 | 0.23859 | 0.23859 | 0.23859 | 0.23859 | 0.23859 | 0.23859 | 0.23859 | 0.23859 | 0.23859 | 0.23859 | 0.23859 | 0.23859 | 0.23859 | 0.23859 | 0.23859 | 0.23859 | 0.23859 | 0.23859 | 0.23859 | 0.23859 | 0.23859 | 0.23859 | 0.23859 | 0.23859
F5_Commercial_Other Health_New_Miscellaneous_Natural Gas_Miscellaneous_E2 | F5 | Commercial | Other Health | New | Miscellaneous | Natural Gas | Miscellaneous | E2 | Utility - Cost of Operation | 0 | 0 | 0 | 0 | 0 | 0 | 0 | 0 | 0 | 0 | 0 | 0 | 0 | 0 | 0 | 0 | 0 | 0 | 0 | 0 | 0 | 0 | 0 | 0 | 0 | 0 | 0 | 0 | 0 | 0 | 0 | 0 | 0
F5_Commercial_Other Health_New_Miscellaneous_Natural Gas_Miscellaneous_E3 | F5 | Commercial | Other Health | New | Miscellaneous | Natural Gas | Miscellaneous | E3 | Utility - Cost of Operation | 0 | 0 | 0 | 0 | 0 | 0 | 0 | 0 | 0 | 0 | 0 | 0 | 0 | 0 | 0 | 0 | 0 | 0 | 0 | 0 | 0 | 0 | 0 | 0 | 0 | 0 | 0 | 0 | 0 | 0 | 0 | 0 | 0
F5_Commercial_Other Health_New_Miscellaneous_Natural Gas_Miscellaneous_E4 | F5 | Commercial | Other Health | New | Miscellaneous | Natural Gas | Miscellaneous | E4 | Utility - Cost of Operation | 0 | 0 | 0 | 0 | 0 | 0 | 0 | 0 | 0 | 0 | 0 | 0 | 0 | 0 | 0 | 0 | 0 | 0 | 0 | 0 | 0 | 0 | 0 | 0 | 0 | 0 | 0 | 0 | 0 | 0 | 0 | 0 | 0
F5_Commercial_Other Health_New_Miscellaneous_Natural Gas_Miscellaneous_E5 | F5 | Commercial | Other Health | New | Miscellaneous | Natural Gas | Miscellaneous | E5 | Utility - Cost of Operation | 0 | 0 | 0 | 0 | 0 | 0 | 0 | 0 | 0 | 0 | 0 | 0 | 0 | 0 | 0 | 0 | 0 | 0 | 0 | 0 | 0 | 0 | 0 | 0 | 0 | 0 | 0 | 0 | 0 | 0 | 0 | 0 | 0
F5_Commercial_Other Health_New_Miscellaneous_Natural Gas_Miscellaneous_E6 | F5 | Commercial | Other Health | New | Miscellaneous | Natural Gas | Miscellaneous | E6 | Utility - Cost of Operation | 0 | 0 | 0 | 0 | 0 | 0 | 0 | 0 | 0 | 0 | 0 | 0 | 0 | 0 | 0 | 0 | 0 | 0 | 0 | 0 | 0 | 0 | 0 | 0 | 0 | 0 | 0 | 0 | 0 | 0 | 0 | 0 | 0
F5_Commercial_Other Health_New_Miscellaneous_Natural Gas_Miscellaneous_E7 | F5 | Commercial | Other Health | New | Miscellaneous | Natural Gas | Miscellaneous | E7 | Utility - Cost of Operation | 0 | 0 | 0 | 0 | 0 | 0 | 0 | 0 | 0 | 0 | 0 | 0 | 0 | 0 | 0 | 0 | 0 | 0 | 0 | 0 | 0 | 0 | 0 | 0 | 0 | 0 | 0 | 0 | 0 | 0 | 0 | 0 | 0
F5_Commercial_Other Health_New_Miscellaneous_Natural Gas_Miscellaneous_E8 | F5 | Commercial | Other Health | New | Miscellaneous | Natural Gas | Miscellaneous | E8 | Utility - Cost of Operation | 0 | 0 | 0 | 0 | 0 | 0 | 0 | 0 | 0 | 0 | 0 | 0 | 0 | 0 | 0 | 0 | 0 | 0 | 0 | 0 | 0 | 0 | 0 | 0 | 0 | 0 | 0 | 0 | 0 | 0 | 0 | 0 | 0
F5_Commercial_Other Health_New_Miscellaneous_Natural Gas_Miscellaneous_E9 | F5 | Commercial | Other Health | New | Miscellaneous | Natural Gas | Miscellaneous | E9 | Utility - Cost of Operation | 0 | 0 | 0 | 0 | 0 | 0 | 0 | 0 | 0 | 0 | 0 | 0 | 0 | 0 | 0 | 0 | 0 | 0 | 0 | 0 | 0 | 0 | 0 | 0 | 0 | 0 | 0 | 0 | 0 | 0 | 0 | 0 | 0
F5_Commercial_Other Health_New_Miscellaneous_Natural Gas_Miscellaneous_E10 | F5 | Commercial | Other Health | New | Miscellaneous | Natural Gas | Miscellaneous | E10 | Utility - Cost of Operation | 0 | 0 | 0 | 0 | 0 | 0 | 0 | 0 | 0 | 0 | 0 | 0 | 0 | 0 | 0 | 0 | 0 | 0 | 0 | 0 | 0 | 0 | 0 | 0 | 0 | 0 | 0 | 0 | 0 | 0 | 0 | 0 | 0
F6_Commercial_Other Health_New_Miscellaneous_Natural Gas_Miscellaneous_E1 | F6 | Commercial | Other Health | New | Miscellaneous | Natural Gas | Miscellaneous | E1 | Utility - Value of Sales | 0.0078991 | 0.0078991 | 0.0078991 | 0.0078991 | 0.0078991 | 0.0078991 | 0.0078991 | 0.0078991 | 0.0078991 | 0.0078991 | 0.0078991 | 0.0078991 | 0.0078991 | 0.0078991 | 0.0078991 | 0.0078991 | 0.0078991 | 0.0078991 | 0.0078991 | 0.0078991 | 0.0078991 | 0.0078991 | 0.0078991 | 0.0078991 | 0.0078991 | 0.0078991 | 0.0078991 | 0.0078991 | 0.0078991 | 0.0078991 | 0.0078991 | 0.0078991 | 0.0078991
F6_Commercial_Other Health_New_Miscellaneous_Natural Gas_Miscellaneous_E2 | F6 | Commercial | Other Health | New | Miscellaneous | Natural Gas | Miscellaneous | E2 | Utility - Value of Sales | 0 | 0 | 0 | 0 | 0 | 0 | 0 | 0 | 0 | 0 | 0 | 0 | 0 | 0 | 0 | 0 | 0 | 0 | 0 | 0 | 0 | 0 | 0 | 0 | 0 | 0 | 0 | 0 | 0 | 0 | 0 | 0 | 0
F6_Commercial_Other Health_New_Miscellaneous_Natural Gas_Miscellaneous_E3 | F6 | Commercial | Other Health | New | Miscellaneous | Natural Gas | Miscellaneous | E3 | Utility - Value of Sales | 0 | 0 | 0 | 0 | 0 | 0 | 0 | 0 | 0 | 0 | 0 | 0 | 0 | 0 | 0 | 0 | 0 | 0 | 0 | 0 | 0 | 0 | 0 | 0 | 0 | 0 | 0 | 0 | 0 | 0 | 0 | 0 | 0
F6_Commercial_Other Health_New_Miscellaneous_Natural Gas_Miscellaneous_E4 | F6 | Commercial | Other Health | New | Miscellaneous | Natural Gas | Miscellaneous | E4 | Utility - Value of Sales | 0 | 0 | 0 | 0 | 0 | 0 | 0 | 0 | 0 | 0 | 0 | 0 | 0 | 0 | 0 | 0 | 0 | 0 | 0 | 0 | 0 | 0 | 0 | 0 | 0 | 0 | 0 | 0 | 0 | 0 | 0 | 0 | 0
F6_Commercial_Other Health_New_Miscellaneous_Natural Gas_Miscellaneous_E5 | F6 | Commercial | Other Health | New | Miscellaneous | Natural Gas | Miscellaneous | E5 | Utility - Value of Sales | 0 | 0 | 0 | 0 | 0 | 0 | 0 | 0 | 0 | 0 | 0 | 0 | 0 | 0 | 0 | 0 | 0 | 0 | 0 | 0 | 0 | 0 | 0 | 0 | 0 | 0 | 0 | 0 | 0 | 0 | 0 | 0 | 0
F6_Commercial_Other Health_New_Miscellaneous_Natural Gas_Miscellaneous_E6 | F6 | Commercial | Other Health | New | Miscellaneous | Natural Gas | Miscellaneous | E6 | Utility - Value of Sales | 0 | 0 | 0 | 0 | 0 | 0 | 0 | 0 | 0 | 0 | 0 | 0 | 0 | 0 | 0 | 0 | 0 | 0 | 0 | 0 | 0 | 0 | 0 | 0 | 0 | 0 | 0 | 0 | 0 | 0 | 0 | 0 | 0
F6_Commercial_Other Health_New_Miscellaneous_Natural Gas_Miscellaneous_E7 | F6 | Commercial | Other Health | New | Miscellaneous | Natural Gas | Miscellaneous | E7 | Utility - Value of Sales | 0 | 0 | 0 | 0 | 0 | 0 | 0 | 0 | 0 | 0 | 0 | 0 | 0 | 0 | 0 | 0 | 0 | 0 | 0 | 0 | 0 | 0 | 0 | 0 | 0 | 0 | 0 | 0 | 0 | 0 | 0 | 0 | 0
F6_Commercial_Other Health_New_Miscellaneous_Natural Gas_Miscellaneous_E8 | F6 | Commercial | Other Health | New | Miscellaneous | Natural Gas | Miscellaneous | E8 | Utility - Value of Sales | 0 | 0 | 0 | 0 | 0 | 0 | 0 | 0 | 0 | 0 | 0 | 0 | 0 | 0 | 0 | 0 | 0 | 0 | 0 | 0 | 0 | 0 | 0 | 0 | 0 | 0 | 0 | 0 | 0 | 0 | 0 | 0 | 0
F6_Commercial_Other Health_New_Miscellaneous_Natural Gas_Miscellaneous_E9 | F6 | Commercial | Other Health | New | Miscellaneous | Natural Gas | Miscellaneous | E9 | Utility - Value of Sales | 0 | 0 | 0 | 0 | 0 | 0 | 0 | 0 | 0 | 0 | 0 | 0 | 0 | 0 | 0 | 0 | 0 | 0 | 0 | 0 | 0 | 0 | 0 | 0 | 0 | 0 | 0 | 0 | 0 | 0 | 0 | 0 | 0
F6_Commercial_Other Health_New_Miscellaneous_Natural Gas_Miscellaneous_E10 | F6 | Commercial | Other Health | New | Miscellaneous | Natural Gas | Miscellaneous | E10 | Utility - Value of Sales | 0 | 0 | 0 | 0 | 0 | 0 | 0 | 0 | 0 | 0 | 0 | 0 | 0 | 0 | 0 | 0 | 0 | 0 | 0 | 0 | 0 | 0 | 0 | 0 | 0 | 0 | 0 | 0 | 0 | 0 | 0 | 0 | 0
F1_Commercial_Lodging_Existing_Space Heating_Natural Gas_Furnace_E1 | F1 | Commercial | Lodging | Existing | Space Heating | Natural Gas | Furnace | E1 | RVT - Cost of Equipment | 0.83638 | 0.83713 | 0.83794 | 0.83916 | 0.84088 | 0.84352 | 0.84536 | 0.84678 | 0.84837 | 0.84983 | 0.85084 | 0.85146 | 0.85202 | 0.85252 | 0.85317 | 0.85344 | 0.85391 | 0.85479 | 0.85572 | 0.8568 | 0.85808 | 0.85915 | 0.85999 | 0.86063 | 0.86105 | 0.86117 | 0.86095 | 0.86048 | 0.86012 | 0.85994 | 0.86007 | 0.86012 | 0.86012
F1_Commercial_Lodging_Existing_Space Heating_Natural Gas_Furnace_E2 | F1 | Commercial | Lodging | Existing | Space Heating | Natural Gas | Furnace | E2 | RVT - Cost of Equipment | 0.74347 | 0.74413 | 0.74485 | 0.74593 | 0.74747 | 0.74981 | 0.75145 | 0.75272 | 0.75412 | 0.75542 | 0.75632 | 0.75687 | 0.75737 | 0.75781 | 0.75839 | 0.75863 | 0.75905 | 0.75983 | 0.76065 | 0.76162 | 0.76276 | 0.76371 | 0.76446 | 0.76502 | 0.7654 | 0.7655 | 0.76531 | 0.76489 | 0.76457 | 0.76441 | 0.76453 | 0.76457 | 0.76457
F1_Commercial_Lodging_Existing_Space Heating_Natural Gas_Furnace_E3 | F1 | Commercial | Lodging | Existing | Space Heating | Natural Gas | Furnace | E3 | RVT - Cost of Equipment | 0.69699 | 0.69761 | 0.69828 | 0.6993 | 0.70074 | 0.70293 | 0.70446 | 0.70565 | 0.70697 | 0.70819 | 0.70903 | 0.70955 | 0.71001 | 0.71043 | 0.71098 | 0.7112 | 0.71159 | 0.71232 | 0.7131 | 0.714 | 0.71507 | 0.71596 | 0.71666 | 0.71719 | 0.71754 | 0.71764 | 0.71746 | 0.71707 | 0.71677 | 0.71662 | 0.71673 | 0.71677 | 0.71677
F1_Commercial_Lodging_Existing_Space Heating_Natural Gas_Furnace_E4 | F1 | Commercial | Lodging | Existing | Space Heating | Natural Gas | Furnace | E4 | RVT - Cost of Equipment | 0.51098 | 0.51143 | 0.5119 | 0.51266 | 0.51381 | 0.51566 | 0.51686 | 0.51773 | 0.51875 | 0.51971 | 0.52035 | 0.52074 | 0.52113 | 0.52153 | 0.52208 | 0.52233 | 0.52275 | 0.52349 | 0.52426 | 0.52513 | 0.52615 | 0.52701 | 0.52769 | 0.5282 | 0.52854 | 0.52863 | 0.52845 | 0.52808 | 0.52779 | 0.52765 | 0.52775 | 0.52779 | 0.52779
F1_Commercial_Lodging_Existing_Space Heating_Natural Gas_Furnace_E5 | F1 | Commercial | Lodging | Existing | Space Heating | Natural Gas | Furnace | E5 | RVT - Cost of Equipment | 0 | 0 | 0 | 0 | 0 | 0 | 0 | 0 | 0 | 0 | 0 | 0 | 0 | 0 | 0 | 0 | 0 | 0 | 0 | 0 | 0 | 0 | 0 | 0 | 0 | 0 | 0 | 0 | 0 | 0 | 0 | 0 | 0
F1_Commercial_Lodging_Existing_Space Heating_Natural Gas_Furnace_E6 | F1 | Commercial | Lodging | Existing | Space Heating | Natural Gas | Furnace | E6 | RVT - Cost of Equipment | 0 | 0 | 0 | 0 | 0 | 0 | 0 | 0 | 0 | 0 | 0 | 0 | 0 | 0 | 0 | 0 | 0 | 0 | 0 | 0 | 0 | 0 | 0 | 0 | 0 | 0 | 0 | 0 | 0 | 0 | 0 | 0 | 0
F1_Commercial_Lodging_Existing_Space Heating_Natural Gas_Furnace_E7 | F1 | Commercial | Lodging | Existing | Space Heating | Natural Gas | Furnace | E7 | RVT - Cost of Equipment | 0 | 0 | 0 | 0 | 0 | 0 | 0 | 0 | 0 | 0 | 0 | 0 | 0 | 0 | 0 | 0 | 0 | 0 | 0 | 0 | 0 | 0 | 0 | 0 | 0 | 0 | 0 | 0 | 0 | 0 | 0 | 0 | 0
F1_Commercial_Lodging_Existing_Space Heating_Natural Gas_Furnace_E8 | F1 | Commercial | Lodging | Existing | Space Heating | Natural Gas | Furnace | E8 | RVT - Cost of Equipment | 0 | 0 | 0 | 0 | 0 | 0 | 0 | 0 | 0 | 0 | 0 | 0 | 0 | 0 | 0 | 0 | 0 | 0 | 0 | 0 | 0 | 0 | 0 | 0 | 0 | 0 | 0 | 0 | 0 | 0 | 0 | 0 | 0
F1_Commercial_Lodging_Existing_Space Heating_Natural Gas_Furnace_E9 | F1 | Commercial | Lodging | Existing | Space Heating | Natural Gas | Furnace | E9 | RVT - Cost of Equipment | 0 | 0 | 0 | 0 | 0 | 0 | 0 | 0 | 0 | 0 | 0 | 0 | 0 | 0 | 0 | 0 | 0 | 0 | 0 | 0 | 0 | 0 | 0 | 0 | 0 | 0 | 0 | 0 | 0 | 0 | 0 | 0 | 0
F1_Commercial_Lodging_Existing_Space Heating_Natural Gas_Furnace_E10 | F1 | Commercial | Lodging | Existing | Space Heating | Natural Gas | Furnace | E10 | RVT - Cost of Equipment | 0 | 0 | 0 | 0 | 0 | 0 | 0 | 0 | 0 | 0 | 0 | 0 | 0 | 0 | 0 | 0 | 0 | 0 | 0 | 0 | 0 | 0 | 0 | 0 | 0 | 0 | 0 | 0 | 0 | 0 | 0 | 0 | 0
F2_Commercial_Lodging_Existing_Space Heating_Natural Gas_Furnace_E1 | F2 | Commercial | Lodging | Existing | Space Heating | Natural Gas | Furnace | E1 | RVT - Cost of Operation | 1.002 | 1.0029 | 1.0039 | 1.0054 | 1.0074 | 1.0106 | 1.0128 | 1.0145 | 1.0164 | 1.0182 | 1.0194 | 1.0201 | 1.0208 | 1.0214 | 1.0222 | 1.0225 | 1.023 | 1.0241 | 1.0252 | 1.0265 | 1.028 | 1.0293 | 1.0303 | 1.0311 | 1.0316 | 1.0317 | 1.0315 | 1.0309 | 1.0305 | 1.0303 | 1.0304 | 1.0305 | 1.0305
F2_Commercial_Lodging_Existing_Space Heating_Natural Gas_Furnace_E2 | F2 | Commercial | Lodging | Existing | Space Heating | Natural Gas | Furnace | E2 | RVT - Cost of Operation | 0.89073 | 0.89152 | 0.89238 | 0.89368 | 0.89552 | 0.89832 | 0.90028 | 0.9018 | 0.90349 | 0.90505 | 0.90612 | 0.90678 | 0.90737 | 0.90791 | 0.90861 | 0.90889 | 0.90939 | 0.91032 | 0.91131 | 0.91247 | 0.91383 | 0.91498 | 0.91587 | 0.91654 | 0.91699 | 0.91712 | 0.91689 | 0.91639 | 0.916 | 0.91582 | 0.91595 | 0.91601 | 0.91601
F2_Commercial_Lodging_Existing_Space Heating_Natural Gas_Furnace_E3 | F2 | Commercial | Lodging | Existing | Space Heating | Natural Gas | Furnace | E3 | RVT - Cost of Operation | 0.83504 | 0.83578 | 0.83659 | 0.8378 | 0.83953 | 0.84216 | 0.84399 | 0.84542 | 0.847 | 0.84846 | 0.84947 | 0.85009 | 0.85064 | 0.85114 | 0.8518 | 0.85206 | 0.85253 | 0.85341 | 0.85434 | 0.85542 | 0.8567 | 0.85777 | 0.85861 | 0.85924 | 0.85966 | 0.85978 | 0.85956 | 0.8591 | 0.85873 | 0.85856 | 0.85869 | 0.85873 | 0.85873
F2_Commercial_Lodging_Existing_Space Heating_Natural Gas_Furnace_E4 | F2 | Commercial | Lodging | Existing | Space Heating | Natural Gas | Furnace | E4 | RVT - Cost of Operation | 0.61219 | 0.61272 | 0.61329 | 0.61421 | 0.61557 | 0.61779 | 0.61923 | 0.62027 | 0.62149 | 0.62264 | 0.62341 | 0.62388 | 0.62435 | 0.62483 | 0.62548 | 0.62578 | 0.62629 | 0.62718 | 0.6281 | 0.62914 | 0.63036 | 0.63139 | 0.6322 | 0.63281 | 0.63322 | 0.63334 | 0.63312 | 0.63268 | 0.63233 | 0.63215 | 0.63228 | 0.63233 | 0.63233
F2_Commercial_Lodging_Existing_Space Heating_Natural Gas_Furnace_E5 | F2 | Commercial | Lodging | Existing | Space Heating | Natural Gas | Furnace | E5 | RVT - Cost of Operation | 0 | 0 | 0 | 0 | 0 | 0 | 0 | 0 | 0 | 0 | 0 | 0 | 0 | 0 | 0 | 0 | 0 | 0 | 0 | 0 | 0 | 0 | 0 | 0 | 0 | 0 | 0 | 0 | 0 | 0 | 0 | 0 | 0
F2_Commercial_Lodging_Existing_Space Heating_Natural Gas_Furnace_E6 | F2 | Commercial | Lodging | Existing | Space Heating | Natural Gas | Furnace | E6 | RVT - Cost of Operation | 0 | 0 | 0 | 0 | 0 | 0 | 0 | 0 | 0 | 0 | 0 | 0 | 0 | 0 | 0 | 0 | 0 | 0 | 0 | 0 | 0 | 0 | 0 | 0 | 0 | 0 | 0 | 0 | 0 | 0 | 0 | 0 | 0
F2_Commercial_Lodging_Existing_Space Heating_Natural Gas_Furnace_E7 | F2 | Commercial | Lodging | Existing | Space Heating | Natural Gas | Furnace | E7 | RVT - Cost of Operation | 0 | 0 | 0 | 0 | 0 | 0 | 0 | 0 | 0 | 0 | 0 | 0 | 0 | 0 | 0 | 0 | 0 | 0 | 0 | 0 | 0 | 0 | 0 | 0 | 0 | 0 | 0 | 0 | 0 | 0 | 0 | 0 | 0
F2_Commercial_Lodging_Existing_Space Heating_Natural Gas_Furnace_E8 | F2 | Commercial | Lodging | Existing | Space Heating | Natural Gas | Furnace | E8 | RVT - Cost of Operation | 0 | 0 | 0 | 0 | 0 | 0 | 0 | 0 | 0 | 0 | 0 | 0 | 0 | 0 | 0 | 0 | 0 | 0 | 0 | 0 | 0 | 0 | 0 | 0 | 0 | 0 | 0 | 0 | 0 | 0 | 0 | 0 | 0
F2_Commercial_Lodging_Existing_Space Heating_Natural Gas_Furnace_E9 | F2 | Commercial | Lodging | Existing | Space Heating | Natural Gas | Furnace | E9 | RVT - Cost of Operation | 0 | 0 | 0 | 0 | 0 | 0 | 0 | 0 | 0 | 0 | 0 | 0 | 0 | 0 | 0 | 0 | 0 | 0 | 0 | 0 | 0 | 0 | 0 | 0 | 0 | 0 | 0 | 0 | 0 | 0 | 0 | 0 | 0
F2_Commercial_Lodging_Existing_Space Heating_Natural Gas_Furnace_E10 | F2 | Commercial | Lodging | Existing | Space Heating | Natural Gas | Furnace | E10 | RVT - Cost of Operation | 0 | 0 | 0 | 0 | 0 | 0 | 0 | 0 | 0 | 0 | 0 | 0 | 0 | 0 | 0 | 0 | 0 | 0 | 0 | 0 | 0 | 0 | 0 | 0 | 0 | 0 | 0 | 0 | 0 | 0 | 0 | 0 | 0
F3_Commercial_Lodging_Existing_Space Heating_Natural Gas_Furnace_E1 | F3 | Commercial | Lodging | Existing | Space Heating | Natural Gas | Furnace | E1 | System - kBTUs of Consumption | 0.027306 | 0.027306 | 0.027306 | 0.027306 | 0.027306 | 0.027306 | 0.027306 | 0.027306 | 0.027306 | 0.027306 | 0.027306 | 0.027306 | 0.027306 | 0.027306 | 0.027306 | 0.027306 | 0.027306 | 0.027306 | 0.027306 | 0.027306 | 0.027306 | 0.027306 | 0.027306 | 0.027306 | 0.027306 | 0.027306 | 0.027306 | 0.027306 | 0.027306 | 0.027306 | 0.027306 | 0.027306 | 0.027306
F3_Commercial_Lodging_Existing_Space Heating_Natural Gas_Furnace_E2 | F3 | Commercial | Lodging | Existing | Space Heating | Natural Gas | Furnace | E2 | System - kBTUs of Consumption | 0.033223 | 0.033223 | 0.033223 | 0.033223 | 0.033223 | 0.033223 | 0.033223 | 0.033223 | 0.033223 | 0.033223 | 0.033223 | 0.033223 | 0.033223 | 0.033223 | 0.033223 | 0.033223 | 0.033223 | 0.033223 | 0.033223 | 0.033223 | 0.033223 | 0.033223 | 0.033223 | 0.033223 | 0.033223 | 0.033223 | 0.033223 | 0.033223 | 0.033223 | 0.033223 | 0.033223 | 0.033223 | 0.033223
F3_Commercial_Lodging_Existing_Space Heating_Natural Gas_Furnace_E3 | F3 | Commercial | Lodging | Existing | Space Heating | Natural Gas | Furnace | E3 | System - kBTUs of Consumption | 0.03914 | 0.03914 | 0.03914 | 0.03914 | 0.03914 | 0.03914 | 0.03914 | 0.03914 | 0.03914 | 0.03914 | 0.03914 | 0.03914 | 0.03914 | 0.03914 | 0.03914 | 0.03914 | 0.03914 | 0.03914 | 0.03914 | 0.03914 | 0.03914 | 0.03914 | 0.03914 | 0.03914 | 0.03914 | 0.03914 | 0.03914 | 0.03914 | 0.03914 | 0.03914 | 0.03914 | 0.03914 | 0.03914
F3_Commercial_Lodging_Existing_Space Heating_Natural Gas_Furnace_E4 | F3 | Commercial | Lodging | Existing | Space Heating | Natural Gas | Furnace | E4 | System - kBTUs of Consumption | 0.77393 | 0.77393 | 0.77393 | 0.77393 | 0.77393 | 0.77393 | 0.77393 | 0.77393 | 0.77393 | 0.77393 | 0.77393 | 0.77393 | 0.77393 | 0.77393 | 0.77393 | 0.77393 | 0.77393 | 0.77393 | 0.77393 | 0.77393 | 0.77393 | 0.77393 | 0.77393 | 0.77393 | 0.77393 | 0.77393 | 0.77393 | 0.77393 | 0.77393 | 0.77393 | 0.77393 | 0.77393 | 0.77393
F3_Commercial_Lodging_Existing_Space Heating_Natural Gas_Furnace_E5 | F3 | Commercial | Lodging | Existing | Space Heating | Natural Gas | Furnace | E5 | System - kBTUs of Consumption | 0 | 0 | 0 | 0 | 0 | 0 | 0 | 0 | 0 | 0 | 0 | 0 | 0 | 0 | 0 | 0 | 0 | 0 | 0 | 0 | 0 | 0 | 0 | 0 | 0 | 0 | 0 | 0 | 0 | 0 | 0 | 0 | 0
F3_Commercial_Lodging_Existing_Space Heating_Natural Gas_Furnace_E6 | F3 | Commercial | Lodging | Existing | Space Heating | Natural Gas | Furnace | E6 | System - kBTUs of Consumption | 0 | 0 | 0 | 0 | 0 | 0 | 0 | 0 | 0 | 0 | 0 | 0 | 0 | 0 | 0 | 0 | 0 | 0 | 0 | 0 | 0 | 0 | 0 | 0 | 0 | 0 | 0 | 0 | 0 | 0 | 0 | 0 | 0
F3_Commercial_Lodging_Existing_Space Heating_Natural Gas_Furnace_E7 | F3 | Commercial | Lodging | Existing | Space Heating | Natural Gas | Furnace | E7 | System - kBTUs of Consumption | 0 | 0 | 0 | 0 | 0 | 0 | 0 | 0 | 0 | 0 | 0 | 0 | 0 | 0 | 0 | 0 | 0 | 0 | 0 | 0 | 0 | 0 | 0 | 0 | 0 | 0 | 0 | 0 | 0 | 0 | 0 | 0 | 0
F3_Commercial_Lodging_Existing_Space Heating_Natural Gas_Furnace_E8 | F3 | Commercial | Lodging | Existing | Space Heating | Natural Gas | Furnace | E8 | System - kBTUs of Consumption | 0 | 0 | 0 | 0 | 0 | 0 | 0 | 0 | 0 | 0 | 0 | 0 | 0 | 0 | 0 | 0 | 0 | 0 | 0 | 0 | 0 | 0 | 0 | 0 | 0 | 0 | 0 | 0 | 0 | 0 | 0 | 0 | 0
F3_Commercial_Lodging_Existing_Space Heating_Natural Gas_Furnace_E9 | F3 | Commercial | Lodging | Existing | Space Heating | Natural Gas | Furnace | E9 | System - kBTUs of Consumption | 0 | 0 | 0 | 0 | 0 | 0 | 0 | 0 | 0 | 0 | 0 | 0 | 0 | 0 | 0 | 0 | 0 | 0 | 0 | 0 | 0 | 0 | 0 | 0 | 0 | 0 | 0 | 0 | 0 | 0 | 0 | 0 | 0
F3_Commercial_Lodging_Existing_Space Heating_Natural Gas_Furnace_E10 | F3 | Commercial | Lodging | Existing | Space Heating | Natural Gas | Furnace | E10 | System - kBTUs of Consumption | 0 | 0 | 0 | 0 | 0 | 0 | 0 | 0 | 0 | 0 | 0 | 0 | 0 | 0 | 0 | 0 | 0 | 0 | 0 | 0 | 0 | 0 | 0 | 0 | 0 | 0 | 0 | 0 | 0 | 0 | 0 | 0 | 0
F4_Commercial_Lodging_Existing_Space Heating_Natural Gas_Furnace_E1 | F4 | Commercial | Lodging | Existing | Space Heating | Natural Gas | Furnace | E1 | Utility - Cost of Equipment | 1.002 | 1.0029 | 1.0039 | 1.0054 | 1.0074 | 1.0106 | 1.0128 | 1.0145 | 1.0164 | 1.0182 | 1.0194 | 1.0201 | 1.0208 | 1.0214 | 1.0222 | 1.0225 | 1.023 | 1.0241 | 1.0252 | 1.0265 | 1.028 | 1.0293 | 1.0303 | 1.0311 | 1.0316 | 1.0317 | 1.0315 | 1.0309 | 1.0305 | 1.0303 | 1.0304 | 1.0305 | 1.0305
F4_Commercial_Lodging_Existing_Space Heating_Natural Gas_Furnace_E2 | F4 | Commercial | Lodging | Existing | Space Heating | Natural Gas | Furnace | E2 | Utility - Cost of Equipment | 0.89073 | 0.89152 | 0.89238 | 0.89368 | 0.89552 | 0.89832 | 0.90028 | 0.9018 | 0.90349 | 0.90505 | 0.90612 | 0.90678 | 0.90737 | 0.90791 | 0.90861 | 0.90889 | 0.90939 | 0.91032 | 0.91131 | 0.91247 | 0.91383 | 0.91498 | 0.91587 | 0.91654 | 0.91699 | 0.91712 | 0.91689 | 0.91639 | 0.916 | 0.91582 | 0.91595 | 0.91601 | 0.91601
F4_Commercial_Lodging_Existing_Space Heating_Natural Gas_Furnace_E3 | F4 | Commercial | Lodging | Existing | Space Heating | Natural Gas | Furnace | E3 | Utility - Cost of Equipment | 0.83504 | 0.83578 | 0.83659 | 0.8378 | 0.83953 | 0.84216 | 0.84399 | 0.84542 | 0.847 | 0.84846 | 0.84947 | 0.85009 | 0.85064 | 0.85114 | 0.8518 | 0.85206 | 0.85253 | 0.85341 | 0.85434 | 0.85542 | 0.8567 | 0.85777 | 0.85861 | 0.85924 | 0.85966 | 0.85978 | 0.85956 | 0.8591 | 0.85873 | 0.85856 | 0.85869 | 0.85873 | 0.85873
F4_Commercial_Lodging_Existing_Space Heating_Natural Gas_Furnace_E4 | F4 | Commercial | Lodging | Existing | Space Heating | Natural Gas | Furnace | E4 | Utility - Cost of Equipment | 0.61219 | 0.61272 | 0.61329 | 0.61421 | 0.61557 | 0.61779 | 0.61923 | 0.62027 | 0.62149 | 0.62264 | 0.62341 | 0.62388 | 0.62435 | 0.62483 | 0.62548 | 0.62578 | 0.62629 | 0.62718 | 0.6281 | 0.62914 | 0.63036 | 0.63139 | 0.6322 | 0.63281 | 0.63322 | 0.63334 | 0.63312 | 0.63268 | 0.63233 | 0.63215 | 0.63228 | 0.63233 | 0.63233
F4_Commercial_Lodging_Existing_Space Heating_Natural Gas_Furnace_E5 | F4 | Commercial | Lodging | Existing | Space Heating | Natural Gas | Furnace | E5 | Utility - Cost of Equipment | 0 | 0 | 0 | 0 | 0 | 0 | 0 | 0 | 0 | 0 | 0 | 0 | 0 | 0 | 0 | 0 | 0 | 0 | 0 | 0 | 0 | 0 | 0 | 0 | 0 | 0 | 0 | 0 | 0 | 0 | 0 | 0 | 0
F4_Commercial_Lodging_Existing_Space Heating_Natural Gas_Furnace_E6 | F4 | Commercial | Lodging | Existing | Space Heating | Natural Gas | Furnace | E6 | Utility - Cost of Equipment | 0 | 0 | 0 | 0 | 0 | 0 | 0 | 0 | 0 | 0 | 0 | 0 | 0 | 0 | 0 | 0 | 0 | 0 | 0 | 0 | 0 | 0 | 0 | 0 | 0 | 0 | 0 | 0 | 0 | 0 | 0 | 0 | 0
F4_Commercial_Lodging_Existing_Space Heating_Natural Gas_Furnace_E7 | F4 | Commercial | Lodging | Existing | Space Heating | Natural Gas | Furnace | E7 | Utility - Cost of Equipment | 0 | 0 | 0 | 0 | 0 | 0 | 0 | 0 | 0 | 0 | 0 | 0 | 0 | 0 | 0 | 0 | 0 | 0 | 0 | 0 | 0 | 0 | 0 | 0 | 0 | 0 | 0 | 0 | 0 | 0 | 0 | 0 | 0
F4_Commercial_Lodging_Existing_Space Heating_Natural Gas_Furnace_E8 | F4 | Commercial | Lodging | Existing | Space Heating | Natural Gas | Furnace | E8 | Utility - Cost of Equipment | 0 | 0 | 0 | 0 | 0 | 0 | 0 | 0 | 0 | 0 | 0 | 0 | 0 | 0 | 0 | 0 | 0 | 0 | 0 | 0 | 0 | 0 | 0 | 0 | 0 | 0 | 0 | 0 | 0 | 0 | 0 | 0 | 0
F4_Commercial_Lodging_Existing_Space Heating_Natural Gas_Furnace_E9 | F4 | Commercial | Lodging | Existing | Space Heating | Natural Gas | Furnace | E9 | Utility - Cost of Equipment | 0 | 0 | 0 | 0 | 0 | 0 | 0 | 0 | 0 | 0 | 0 | 0 | 0 | 0 | 0 | 0 | 0 | 0 | 0 | 0 | 0 | 0 | 0 | 0 | 0 | 0 | 0 | 0 | 0 | 0 | 0 | 0 | 0
F4_Commercial_Lodging_Existing_Space Heating_Natural Gas_Furnace_E10 | F4 | Commercial | Lodging | Existing | Space Heating | Natural Gas | Furnace | E10 | Utility - Cost of Equipment | 0 | 0 | 0 | 0 | 0 | 0 | 0 | 0 | 0 | 0 | 0 | 0 | 0 | 0 | 0 | 0 | 0 | 0 | 0 | 0 | 0 | 0 | 0 | 0 | 0 | 0 | 0 | 0 | 0 | 0 | 0 | 0 | 0
F5_Commercial_Lodging_Existing_Space Heating_Natural Gas_Furnace_E1 | F5 | Commercial | Lodging | Existing | Space Heating | Natural Gas | Furnace | E1 | Utility - Cost of Operation | 0.027306 | 0.027306 | 0.027306 | 0.027306 | 0.027306 | 0.027306 | 0.027306 | 0.027306 | 0.027306 | 0.027306 | 0.027306 | 0.027306 | 0.027306 | 0.027306 | 0.027306 | 0.027306 | 0.027306 | 0.027306 | 0.027306 | 0.027306 | 0.027306 | 0.027306 | 0.027306 | 0.027306 | 0.027306 | 0.027306 | 0.027306 | 0.027306 | 0.027306 | 0.027306 | 0.027306 | 0.027306 | 0.027306
F5_Commercial_Lodging_Existing_Space Heating_Natural Gas_Furnace_E2 | F5 | Commercial | Lodging | Existing | Space Heating | Natural Gas | Furnace | E2 | Utility - Cost of Operation | 0.033223 | 0.033223 | 0.033223 | 0.033223 | 0.033223 | 0.033223 | 0.033223 | 0.033223 | 0.033223 | 0.033223 | 0.033223 | 0.033223 | 0.033223 | 0.033223 | 0.033223 | 0.033223 | 0.033223 | 0.033223 | 0.033223 | 0.033223 | 0.033223 | 0.033223 | 0.033223 | 0.033223 | 0.033223 | 0.033223 | 0.033223 | 0.033223 | 0.033223 | 0.033223 | 0.033223 | 0.033223 | 0.033223
F5_Commercial_Lodging_Existing_Space Heating_Natural Gas_Furnace_E3 | F5 | Commercial | Lodging | Existing | Space Heating | Natural Gas | Furnace | E3 | Utility - Cost of Operation | 0.03914 | 0.03914 | 0.03914 | 0.03914 | 0.03914 | 0.03914 | 0.03914 | 0.03914 | 0.03914 | 0.03914 | 0.03914 | 0.03914 | 0.03914 | 0.03914 | 0.03914 | 0.03914 | 0.03914 | 0.03914 | 0.03914 | 0.03914 | 0.03914 | 0.03914 | 0.03914 | 0.03914 | 0.03914 | 0.03914 | 0.03914 | 0.03914 | 0.03914 | 0.03914 | 0.03914 | 0.03914 | 0.03914
F5_Commercial_Lodging_Existing_Space Heating_Natural Gas_Furnace_E4 | F5 | Commercial | Lodging | Existing | Space Heating | Natural Gas | Furnace | E4 | Utility - Cost of Operation | 0.77393 | 0.77393 | 0.77393 | 0.77393 | 0.77393 | 0.77393 | 0.77393 | 0.77393 | 0.77393 | 0.77393 | 0.77393 | 0.77393 | 0.77393 | 0.77393 | 0.77393 | 0.77393 | 0.77393 | 0.77393 | 0.77393 | 0.77393 | 0.77393 | 0.77393 | 0.77393 | 0.77393 | 0.77393 | 0.77393 | 0.77393 | 0.77393 | 0.77393 | 0.77393 | 0.77393 | 0.77393 | 0.77393
F5_Commercial_Lodging_Existing_Space Heating_Natural Gas_Furnace_E5 | F5 | Commercial | Lodging | Existing | Space Heating | Natural Gas | Furnace | E5 | Utility - Cost of Operation | 0 | 0 | 0 | 0 | 0 | 0 | 0 | 0 | 0 | 0 | 0 | 0 | 0 | 0 | 0 | 0 | 0 | 0 | 0 | 0 | 0 | 0 | 0 | 0 | 0 | 0 | 0 | 0 | 0 | 0 | 0 | 0 | 0
F5_Commercial_Lodging_Existing_Space Heating_Natural Gas_Furnace_E6 | F5 | Commercial | Lodging | Existing | Space Heating | Natural Gas | Furnace | E6 | Utility - Cost of Operation | 0 | 0 | 0 | 0 | 0 | 0 | 0 | 0 | 0 | 0 | 0 | 0 | 0 | 0 | 0 | 0 | 0 | 0 | 0 | 0 | 0 | 0 | 0 | 0 | 0 | 0 | 0 | 0 | 0 | 0 | 0 | 0 | 0
F5_Commercial_Lodging_Existing_Space Heating_Natural Gas_Furnace_E7 | F5 | Commercial | Lodging | Existing | Space Heating | Natural Gas | Furnace | E7 | Utility - Cost of Operation | 0 | 0 | 0 | 0 | 0 | 0 | 0 | 0 | 0 | 0 | 0 | 0 | 0 | 0 | 0 | 0 | 0 | 0 | 0 | 0 | 0 | 0 | 0 | 0 | 0 | 0 | 0 | 0 | 0 | 0 | 0 | 0 | 0
F5_Commercial_Lodging_Existing_Space Heating_Natural Gas_Furnace_E8 | F5 | Commercial | Lodging | Existing | Space Heating | Natural Gas | Furnace | E8 | Utility - Cost of Operation | 0 | 0 | 0 | 0 | 0 | 0 | 0 | 0 | 0 | 0 | 0 | 0 | 0 | 0 | 0 | 0 | 0 | 0 | 0 | 0 | 0 | 0 | 0 | 0 | 0 | 0 | 0 | 0 | 0 | 0 | 0 | 0 | 0
F5_Commercial_Lodging_Existing_Space Heating_Natural Gas_Furnace_E9 | F5 | Commercial | Lodging | Existing | Space Heating | Natural Gas | Furnace | E9 | Utility - Cost of Operation | 0 | 0 | 0 | 0 | 0 | 0 | 0 | 0 | 0 | 0 | 0 | 0 | 0 | 0 | 0 | 0 | 0 | 0 | 0 | 0 | 0 | 0 | 0 | 0 | 0 | 0 | 0 | 0 | 0 | 0 | 0 | 0 | 0
F5_Commercial_Lodging_Existing_Space Heating_Natural Gas_Furnace_E10 | F5 | Commercial | Lodging | Existing | Space Heating | Natural Gas | Furnace | E10 | Utility - Cost of Operation | 0 | 0 | 0 | 0 | 0 | 0 | 0 | 0 | 0 | 0 | 0 | 0 | 0 | 0 | 0 | 0 | 0 | 0 | 0 | 0 | 0 | 0 | 0 | 0 | 0 | 0 | 0 | 0 | 0 | 0 | 0 | 0 | 0
F6_Commercial_Lodging_Existing_Space Heating_Natural Gas_Furnace_E1 | F6 | Commercial | Lodging | Existing | Space Heating | Natural Gas | Furnace | E1 | Utility - Value of Sales | 0.44068 | 0.43832 | 0.43586 | 0.43339 | 0.43093 | 0.42849 | 0.42607 | 0.42369 | 0.42135 | 0.41905 | 0.41682 | 0.41465 | 0.41255 | 0.41054 | 0.40862 | 0.4068 | 0.40508 | 0.40347 | 0.40197 | 0.40058 | 0.39929 | 0.39811 | 0.39704 | 0.39608 | 0.39522 | 0.39447 | 0.39382 | 0.39329 | 0.39286 | 0.39254 | 0.39232 | 0.39222 | 0.39222
F6_Commercial_Lodging_Existing_Space Heating_Natural Gas_Furnace_E2 | F6 | Commercial | Lodging | Existing | Space Heating | Natural Gas | Furnace | E2 | Utility - Value of Sales | 0.39173 | 0.38963 | 0.38744 | 0.38525 | 0.38306 | 0.38089 | 0.37874 | 0.37662 | 0.37454 | 0.3725 | 0.37051 | 0.36858 | 0.36672 | 0.36493 | 0.36323 | 0.36161 | 0.36008 | 0.35865 | 0.35732 | 0.35608 | 0.35493 | 0.35389 | 0.35293 | 0.35208 | 0.35131 | 0.35065 | 0.35007 | 0.3496 | 0.34922 | 0.34893 | 0.34874 | 0.34864 | 0.34864
F6_Commercial_Lodging_Existing_Space Heating_Natural Gas_Furnace_E3 | F6 | Commercial | Lodging | Existing | Space Heating | Natural Gas | Furnace | E3 | Utility - Value of Sales | 0.36724 | 0.36527 | 0.36321 | 0.36116 | 0.35911 | 0.35707 | 0.35506 | 0.35307 | 0.35112 | 0.34921 | 0.34735 | 0.34554 | 0.34379 | 0.34212 | 0.34052 | 0.339 | 0.33757 | 0.33623 | 0.33498 | 0.33381 | 0.33274 | 0.33176 | 0.33087 | 0.33006 | 0.32935 | 0.32872 | 0.32819 | 0.32774 | 0.32738 | 0.32711 | 0.32694 | 0.32685 | 0.32685
F6_Commercial_Lodging_Existing_Space Heating_Natural Gas_Furnace_E4 | F6 | Commercial | Lodging | Existing | Space Heating | Natural Gas | Furnace | E4 | Utility - Value of Sales | 0.27718 | 0.27577 | 0.27425 | 0.27273 | 0.27121 | 0.26969 | 0.26817 | 0.26666 | 0.26514 | 0.26362 | 0.2621 | 0.26058 | 0.25907 | 0.25756 | 0.25607 | 0.25461 | 0.25318 | 0.2518 | 0.25048 | 0.24922 | 0.24803 | 0.24693 | 0.24592 | 0.24501 | 0.2442 | 0.24349 | 0.24288 | 0.24238 | 0.24197 | 0.24167 | 0.24146 | 0.24136 | 0.24136
F6_Commercial_Lodging_Existing_Space Heating_Natural Gas_Furnace_E5 | F6 | Commercial | Lodging | Existing | Space Heating | Natural Gas | Furnace | E5 | Utility - Value of Sales | 0 | 0 | 0 | 0 | 0 | 0 | 0 | 0 | 0 | 0 | 0 | 0 | 0 | 0 | 0 | 0 | 0 | 0 | 0 | 0 | 0 | 0 | 0 | 0 | 0 | 0 | 0 | 0 | 0 | 0 | 0 | 0 | 0
F6_Commercial_Lodging_Existing_Space Heating_Natural Gas_Furnace_E6 | F6 | Commercial | Lodging | Existing | Space Heating | Natural Gas | Furnace | E6 | Utility - Value of Sales | 0 | 0 | 0 | 0 | 0 | 0 | 0 | 0 | 0 | 0 | 0 | 0 | 0 | 0 | 0 | 0 | 0 | 0 | 0 | 0 | 0 | 0 | 0 | 0 | 0 | 0 | 0 | 0 | 0 | 0 | 0 | 0 | 0
F6_Commercial_Lodging_Existing_Space Heating_Natural Gas_Furnace_E7 | F6 | Commercial | Lodging | Existing | Space Heating | Natural Gas | Furnace | E7 | Utility - Value of Sales | 0 | 0 | 0 | 0 | 0 | 0 | 0 | 0 | 0 | 0 | 0 | 0 | 0 | 0 | 0 | 0 | 0 | 0 | 0 | 0 | 0 | 0 | 0 | 0 | 0 | 0 | 0 | 0 | 0 | 0 | 0 | 0 | 0
F6_Commercial_Lodging_Existing_Space Heating_Natural Gas_Furnace_E8 | F6 | Commercial | Lodging | Existing | Space Heating | Natural Gas | Furnace | E8 | Utility - Value of Sales | 0 | 0 | 0 | 0 | 0 | 0 | 0 | 0 | 0 | 0 | 0 | 0 | 0 | 0 | 0 | 0 | 0 | 0 | 0 | 0 | 0 | 0 | 0 | 0 | 0 | 0 | 0 | 0 | 0 | 0 | 0 | 0 | 0
F6_Commercial_Lodging_Existing_Space Heating_Natural Gas_Furnace_E9 | F6 | Commercial | Lodging | Existing | Space Heating | Natural Gas | Furnace | E9 | Utility - Value of Sales | 0 | 0 | 0 | 0 | 0 | 0 | 0 | 0 | 0 | 0 | 0 | 0 | 0 | 0 | 0 | 0 | 0 | 0 | 0 | 0 | 0 | 0 | 0 | 0 | 0 | 0 | 0 | 0 | 0 | 0 | 0 | 0 | 0
F6_Commercial_Lodging_Existing_Space Heating_Natural Gas_Furnace_E10 | F6 | Commercial | Lodging | Existing | Space Heating | Natural Gas | Furnace | E10 | Utility - Value of Sales | 0 | 0 | 0 | 0 | 0 | 0 | 0 | 0 | 0 | 0 | 0 | 0 | 0 | 0 | 0 | 0 | 0 | 0 | 0 | 0 | 0 | 0 | 0 | 0 | 0 | 0 | 0 | 0 | 0 | 0 | 0 | 0 | 0
F1_Commercial_Lodging_Existing_Space Heating_Natural Gas_Boiler_E1 | F1 | Commercial | Lodging | Existing | Space Heating | Natural Gas | Boiler | E1 | RVT - Cost of Equipment | 2.1091 | 2.1111 | 2.1133 | 2.1165 | 2.1208 | 2.1273 | 2.1318 | 2.1353 | 2.1391 | 2.1425 | 2.1448 | 2.1463 | 2.1476 | 2.1489 | 2.1504 | 2.1511 | 2.1522 | 2.1543 | 2.1565 | 2.1591 | 2.1622 | 2.1648 | 2.1668 | 2.1683 | 2.1693 | 2.1696 | 2.1691 | 2.168 | 2.1671 | 2.1667 | 2.167 | 2.1671 | 2.1671
F1_Commercial_Lodging_Existing_Space Heating_Natural Gas_Boiler_E2 | F1 | Commercial | Lodging | Existing | Space Heating | Natural Gas | Boiler | E2 | RVT - Cost of Equipment | 1.985 | 1.9869 | 1.989 | 1.992 | 1.9961 | 2.0022 | 2.0064 | 2.0097 | 2.0132 | 2.0165 | 2.0187 | 2.0201 | 2.0213 | 2.0225 | 2.0239 | 2.0245 | 2.0256 | 2.0276 | 2.0297 | 2.0321 | 2.035 | 2.0375 | 2.0393 | 2.0408 | 2.0417 | 2.042 | 2.0415 | 2.0405 | 2.0396 | 2.0392 | 2.0395 | 2.0396 | 2.0396
F1_Commercial_Lodging_Existing_Space Heating_Natural Gas_Boiler_E3 | F1 | Commercial | Lodging | Existing | Space Heating | Natural Gas | Boiler | E3 | RVT - Cost of Equipment | 1.7394 | 1.7411 | 1.7429 | 1.7455 | 1.7491 | 1.7545 | 1.7582 | 1.7611 | 1.7642 | 1.767 | 1.7689 | 1.7701 | 1.7712 | 1.7723 | 1.7736 | 1.7741 | 1.775 | 1.7767 | 1.7786 | 1.7807 | 1.7833 | 1.7854 | 1.7871 | 1.7883 | 1.7892 | 1.7894 | 1.7889 | 1.788 | 1.7873 | 1.787 | 1.7872 | 1.7873 | 1.7873
F1_Commercial_Lodging_Existing_Space Heating_Natural Gas_Boiler_E4 | F1 | Commercial | Lodging | Existing | Space Heating | Natural Gas | Boiler | E4 | RVT - Cost of Equipment | 1.2835 | 1.2847 | 1.2858 | 1.2878 | 1.2906 | 1.2953 | 1.2983 | 1.3005 | 1.303 | 1.3055 | 1.3071 | 1.308 | 1.309 | 1.31 | 1.3114 | 1.312 | 1.3131 | 1.315 | 1.3169 | 1.3191 | 1.3216 | 1.3238 | 1.3255 | 1.3268 | 1.3276 | 1.3279 | 1.3274 | 1.3265 | 1.3257 | 1.3254 | 1.3257 | 1.3258 | 1.3258
F1_Commercial_Lodging_Existing_Space Heating_Natural Gas_Boiler_E5 | F1 | Commercial | Lodging | Existing | Space Heating | Natural Gas | Boiler | E5 | RVT - Cost of Equipment | 0 | 0 | 0 | 0 | 0 | 0 | 0 | 0 | 0 | 0 | 0 | 0 | 0 | 0 | 0 | 0 | 0 | 0 | 0 | 0 | 0 | 0 | 0 | 0 | 0 | 0 | 0 | 0 | 0 | 0 | 0 | 0 | 0
F1_Commercial_Lodging_Existing_Space Heating_Natural Gas_Boiler_E6 | F1 | Commercial | Lodging | Existing | Space Heating | Natural Gas | Boiler | E6 | RVT - Cost of Equipment | 0 | 0 | 0 | 0 | 0 | 0 | 0 | 0 | 0 | 0 | 0 | 0 | 0 | 0 | 0 | 0 | 0 | 0 | 0 | 0 | 0 | 0 | 0 | 0 | 0 | 0 | 0 | 0 | 0 | 0 | 0 | 0 | 0
F1_Commercial_Lodging_Existing_Space Heating_Natural Gas_Boiler_E7 | F1 | Commercial | Lodging | Existing | Space Heating | Natural Gas | Boiler | E7 | RVT - Cost of Equipment | 0 | 0 | 0 | 0 | 0 | 0 | 0 | 0 | 0 | 0 | 0 | 0 | 0 | 0 | 0 | 0 | 0 | 0 | 0 | 0 | 0 | 0 | 0 | 0 | 0 | 0 | 0 | 0 | 0 | 0 | 0 | 0 | 0
F1_Commercial_Lodging_Existing_Space Heating_Natural Gas_Boiler_E8 | F1 | Commercial | Lodging | Existing | Space Heating | Natural Gas | Boiler | E8 | RVT - Cost of Equipment | 0 | 0 | 0 | 0 | 0 | 0 | 0 | 0 | 0 | 0 | 0 | 0 | 0 | 0 | 0 | 0 | 0 | 0 | 0 | 0 | 0 | 0 | 0 | 0 | 0 | 0 | 0 | 0 | 0 | 0 | 0 | 0 | 0
F1_Commercial_Lodging_Existing_Space Heating_Natural Gas_Boiler_E9 | F1 | Commercial | Lodging | Existing | Space Heating | Natural Gas | Boiler | E9 | RVT - Cost of Equipment | 0 | 0 | 0 | 0 | 0 | 0 | 0 | 0 | 0 | 0 | 0 | 0 | 0 | 0 | 0 | 0 | 0 | 0 | 0 | 0 | 0 | 0 | 0 | 0 | 0 | 0 | 0 | 0 | 0 | 0 | 0 | 0 | 0
F1_Commercial_Lodging_Existing_Space Heating_Natural Gas_Boiler_E10 | F1 | Commercial | Lodging | Existing | Space Heating | Natural Gas | Boiler | E10 | RVT - Cost of Equipment | 0 | 0 | 0 | 0 | 0 | 0 | 0 | 0 | 0 | 0 | 0 | 0 | 0 | 0 | 0 | 0 | 0 | 0 | 0 | 0 | 0 | 0 | 0 | 0 | 0 | 0 | 0 | 0 | 0 | 0 | 0 | 0 | 0
F2_Commercial_Lodging_Existing_Space Heating_Natural Gas_Boiler_E1 | F2 | Commercial | Lodging | Existing | Space Heating | Natural Gas | Boiler | E1 | RVT - Cost of Operation | 2.5268 | 2.5292 | 2.5319 | 2.5357 | 2.5409 | 2.5487 | 2.5541 | 2.5582 | 2.5628 | 2.5669 | 2.5697 | 2.5714 | 2.573 | 2.5745 | 2.5764 | 2.5771 | 2.5785 | 2.581 | 2.5837 | 2.5868 | 2.5905 | 2.5936 | 2.596 | 2.5978 | 2.599 | 2.5994 | 2.5987 | 2.5974 | 2.5963 | 2.5958 | 2.5962 | 2.5963 | 2.5963
F2_Commercial_Lodging_Existing_Space Heating_Natural Gas_Boiler_E2 | F2 | Commercial | Lodging | Existing | Space Heating | Natural Gas | Boiler | E2 | RVT - Cost of Operation | 2.3782 | 2.3805 | 2.3829 | 2.3865 | 2.3914 | 2.3987 | 2.4039 | 2.4078 | 2.412 | 2.4159 | 2.4185 | 2.4202 | 2.4217 | 2.423 | 2.4248 | 2.4255 | 2.4268 | 2.4292 | 2.4317 | 2.4346 | 2.4381 | 2.441 | 2.4433 | 2.445 | 2.4461 | 2.4465 | 2.4459 | 2.4446 | 2.4436 | 2.4431 | 2.4435 | 2.4436 | 2.4436
F2_Commercial_Lodging_Existing_Space Heating_Natural Gas_Boiler_E3 | F2 | Commercial | Lodging | Existing | Space Heating | Natural Gas | Boiler | E3 | RVT - Cost of Operation | 2.084 | 2.086 | 2.0881 | 2.0913 | 2.0956 | 2.102 | 2.1065 | 2.1099 | 2.1136 | 2.117 | 2.1193 | 2.1208 | 2.1221 | 2.1233 | 2.1248 | 2.1255 | 2.1266 | 2.1287 | 2.1309 | 2.1334 | 2.1365 | 2.139 | 2.141 | 2.1425 | 2.1435 | 2.1438 | 2.1433 | 2.1422 | 2.1413 | 2.1409 | 2.1412 | 2.1413 | 2.1413
F2_Commercial_Lodging_Existing_Space Heating_Natural Gas_Boiler_E4 | F2 | Commercial | Lodging | Existing | Space Heating | Natural Gas | Boiler | E4 | RVT - Cost of Operation | 1.5378 | 1.5391 | 1.5405 | 1.5428 | 1.5463 | 1.5518 | 1.5554 | 1.5581 | 1.5611 | 1.564 | 1.5659 | 1.5671 | 1.5683 | 1.5695 | 1.5711 | 1.5719 | 1.5732 | 1.5754 | 1.5777 | 1.5803 | 1.5834 | 1.586 | 1.588 | 1.5896 | 1.5906 | 1.5909 | 1.5903 | 1.5892 | 1.5883 | 1.5879 | 1.5882 | 1.5883 | 1.5883
F2_Commercial_Lodging_Existing_Space Heating_Natural Gas_Boiler_E5 | F2 | Commercial | Lodging | Existing | Space Heating | Natural Gas | Boiler | E5 | RVT - Cost of Operation | 0 | 0 | 0 | 0 | 0 | 0 | 0 | 0 | 0 | 0 | 0 | 0 | 0 | 0 | 0 | 0 | 0 | 0 | 0 | 0 | 0 | 0 | 0 | 0 | 0 | 0 | 0 | 0 | 0 | 0 | 0 | 0 | 0
F2_Commercial_Lodging_Existing_Space Heating_Natural Gas_Boiler_E6 | F2 | Commercial | Lodging | Existing | Space Heating | Natural Gas | Boiler | E6 | RVT - Cost of Operation | 0 | 0 | 0 | 0 | 0 | 0 | 0 | 0 | 0 | 0 | 0 | 0 | 0 | 0 | 0 | 0 | 0 | 0 | 0 | 0 | 0 | 0 | 0 | 0 | 0 | 0 | 0 | 0 | 0 | 0 | 0 | 0 | 0
F2_Commercial_Lodging_Existing_Space Heating_Natural Gas_Boiler_E7 | F2 | Commercial | Lodging | Existing | Space Heating | Natural Gas | Boiler | E7 | RVT - Cost of Operation | 0 | 0 | 0 | 0 | 0 | 0 | 0 | 0 | 0 | 0 | 0 | 0 | 0 | 0 | 0 | 0 | 0 | 0 | 0 | 0 | 0 | 0 | 0 | 0 | 0 | 0 | 0 | 0 | 0 | 0 | 0 | 0 | 0
F2_Commercial_Lodging_Existing_Space Heating_Natural Gas_Boiler_E8 | F2 | Commercial | Lodging | Existing | Space Heating | Natural Gas | Boiler | E8 | RVT - Cost of Operation | 0 | 0 | 0 | 0 | 0 | 0 | 0 | 0 | 0 | 0 | 0 | 0 | 0 | 0 | 0 | 0 | 0 | 0 | 0 | 0 | 0 | 0 | 0 | 0 | 0 | 0 | 0 | 0 | 0 | 0 | 0 | 0 | 0
F2_Commercial_Lodging_Existing_Space Heating_Natural Gas_Boiler_E9 | F2 | Commercial | Lodging | Existing | Space Heating | Natural Gas | Boiler | E9 | RVT - Cost of Operation | 0 | 0 | 0 | 0 | 0 | 0 | 0 | 0 | 0 | 0 | 0 | 0 | 0 | 0 | 0 | 0 | 0 | 0 | 0 | 0 | 0 | 0 | 0 | 0 | 0 | 0 | 0 | 0 | 0 | 0 | 0 | 0 | 0
F2_Commercial_Lodging_Existing_Space Heating_Natural Gas_Boiler_E10 | F2 | Commercial | Lodging | Existing | Space Heating | Natural Gas | Boiler | E10 | RVT - Cost of Operation | 0 | 0 | 0 | 0 | 0 | 0 | 0 | 0 | 0 | 0 | 0 | 0 | 0 | 0 | 0 | 0 | 0 | 0 | 0 | 0 | 0 | 0 | 0 | 0 | 0 | 0 | 0 | 0 | 0 | 0 | 0 | 0 | 0
F3_Commercial_Lodging_Existing_Space Heating_Natural Gas_Boiler_E1 | F3 | Commercial | Lodging | Existing | Space Heating | Natural Gas | Boiler | E1 | System - kBTUs of Consumption | 0.15059 | 0.15059 | 0.15059 | 0.15059 | 0.15059 | 0.15059 | 0.15059 | 0.15059 | 0.15059 | 0.15059 | 0.15059 | 0.15059 | 0.15059 | 0.15059 | 0.15059 | 0.15059 | 0.15059 | 0.15059 | 0.15059 | 0.15059 | 0.15059 | 0.15059 | 0.15059 | 0.15059 | 0.15059 | 0.15059 | 0.15059 | 0.15059 | 0.15059 | 0.15059 | 0.15059 | 0.15059 | 0.15059
F3_Commercial_Lodging_Existing_Space Heating_Natural Gas_Boiler_E2 | F3 | Commercial | Lodging | Existing | Space Heating | Natural Gas | Boiler | E2 | System - kBTUs of Consumption | 0.17001 | 0.17001 | 0.17001 | 0.17001 | 0.17001 | 0.17001 | 0.17001 | 0.17001 | 0.17001 | 0.17001 | 0.17001 | 0.17001 | 0.17001 | 0.17001 | 0.17001 | 0.17001 | 0.17001 | 0.17001 | 0.17001 | 0.17001 | 0.17001 | 0.17001 | 0.17001 | 0.17001 | 0.17001 | 0.17001 | 0.17001 | 0.17001 | 0.17001 | 0.17001 | 0.17001 | 0.17001 | 0.17001
F3_Commercial_Lodging_Existing_Space Heating_Natural Gas_Boiler_E3 | F3 | Commercial | Lodging | Existing | Space Heating | Natural Gas | Boiler | E3 | System - kBTUs of Consumption | 0.20903 | 0.20903 | 0.20903 | 0.20903 | 0.20903 | 0.20903 | 0.20903 | 0.20903 | 0.20903 | 0.20903 | 0.20903 | 0.20903 | 0.20903 | 0.20903 | 0.20903 | 0.20903 | 0.20903 | 0.20903 | 0.20903 | 0.20903 | 0.20903 | 0.20903 | 0.20903 | 0.20903 | 0.20903 | 0.20903 | 0.20903 | 0.20903 | 0.20903 | 0.20903 | 0.20903 | 0.20903 | 0.20903
F3_Commercial_Lodging_Existing_Space Heating_Natural Gas_Boiler_E4 | F3 | Commercial | Lodging | Existing | Space Heating | Natural Gas | Boiler | E4 | System - kBTUs of Consumption | 0.80188 | 0.80188 | 0.80188 | 0.80188 | 0.80188 | 0.80188 | 0.80188 | 0.80188 | 0.80188 | 0.80188 | 0.80188 | 0.80188 | 0.80188 | 0.80188 | 0.80188 | 0.80188 | 0.80188 | 0.80188 | 0.80188 | 0.80188 | 0.80188 | 0.80188 | 0.80188 | 0.80188 | 0.80188 | 0.80188 | 0.80188 | 0.80188 | 0.80188 | 0.80188 | 0.80188 | 0.80188 | 0.80188
F3_Commercial_Lodging_Existing_Space Heating_Natural Gas_Boiler_E5 | F3 | Commercial | Lodging | Existing | Space Heating | Natural Gas | Boiler | E5 | System - kBTUs of Consumption | 0 | 0 | 0 | 0 | 0 | 0 | 0 | 0 | 0 | 0 | 0 | 0 | 0 | 0 | 0 | 0 | 0 | 0 | 0 | 0 | 0 | 0 | 0 | 0 | 0 | 0 | 0 | 0 | 0 | 0 | 0 | 0 | 0
F3_Commercial_Lodging_Existing_Space Heating_Natural Gas_Boiler_E6 | F3 | Commercial | Lodging | Existing | Space Heating | Natural Gas | Boiler | E6 | System - kBTUs of Consumption | 0 | 0 | 0 | 0 | 0 | 0 | 0 | 0 | 0 | 0 | 0 | 0 | 0 | 0 | 0 | 0 | 0 | 0 | 0 | 0 | 0 | 0 | 0 | 0 | 0 | 0 | 0 | 0 | 0 | 0 | 0 | 0 | 0
F3_Commercial_Lodging_Existing_Space Heating_Natural Gas_Boiler_E7 | F3 | Commercial | Lodging | Existing | Space Heating | Natural Gas | Boiler | E7 | System - kBTUs of Consumption | 0 | 0 | 0 | 0 | 0 | 0 | 0 | 0 | 0 | 0 | 0 | 0 | 0 | 0 | 0 | 0 | 0 | 0 | 0 | 0 | 0 | 0 | 0 | 0 | 0 | 0 | 0 | 0 | 0 | 0 | 0 | 0 | 0
F3_Commercial_Lodging_Existing_Space Heating_Natural Gas_Boiler_E8 | F3 | Commercial | Lodging | Existing | Space Heating | Natural Gas | Boiler | E8 | System - kBTUs of Consumption | 0 | 0 | 0 | 0 | 0 | 0 | 0 | 0 | 0 | 0 | 0 | 0 | 0 | 0 | 0 | 0 | 0 | 0 | 0 | 0 | 0 | 0 | 0 | 0 | 0 | 0 | 0 | 0 | 0 | 0 | 0 | 0 | 0
F3_Commercial_Lodging_Existing_Space Heating_Natural Gas_Boiler_E9 | F3 | Commercial | Lodging | Existing | Space Heating | Natural Gas | Boiler | E9 | System - kBTUs of Consumption | 0 | 0 | 0 | 0 | 0 | 0 | 0 | 0 | 0 | 0 | 0 | 0 | 0 | 0 | 0 | 0 | 0 | 0 | 0 | 0 | 0 | 0 | 0 | 0 | 0 | 0 | 0 | 0 | 0 | 0 | 0 | 0 | 0
F3_Commercial_Lodging_Existing_Space Heating_Natural Gas_Boiler_E10 | F3 | Commercial | Lodging | Existing | Space Heating | Natural Gas | Boiler | E10 | System - kBTUs of Consumption | 0 | 0 | 0 | 0 | 0 | 0 | 0 | 0 | 0 | 0 | 0 | 0 | 0 | 0 | 0 | 0 | 0 | 0 | 0 | 0 | 0 | 0 | 0 | 0 | 0 | 0 | 0 | 0 | 0 | 0 | 0 | 0 | 0
F4_Commercial_Lodging_Existing_Space Heating_Natural Gas_Boiler_E1 | F4 | Commercial | Lodging | Existing | Space Heating | Natural Gas | Boiler | E1 | Utility - Cost of Equipment | 2.5268 | 2.5292 | 2.5319 | 2.5357 | 2.5409 | 2.5487 | 2.5541 | 2.5582 | 2.5628 | 2.5669 | 2.5697 | 2.5714 | 2.573 | 2.5745 | 2.5764 | 2.5771 | 2.5785 | 2.581 | 2.5837 | 2.5868 | 2.5905 | 2.5936 | 2.596 | 2.5978 | 2.599 | 2.5994 | 2.5987 | 2.5974 | 2.5963 | 2.5958 | 2.5962 | 2.5963 | 2.5963
F4_Commercial_Lodging_Existing_Space Heating_Natural Gas_Boiler_E2 | F4 | Commercial | Lodging | Existing | Space Heating | Natural Gas | Boiler | E2 | Utility - Cost of Equipment | 2.3782 | 2.3805 | 2.3829 | 2.3865 | 2.3914 | 2.3987 | 2.4039 | 2.4078 | 2.412 | 2.4159 | 2.4185 | 2.4202 | 2.4217 | 2.423 | 2.4248 | 2.4255 | 2.4268 | 2.4292 | 2.4317 | 2.4346 | 2.4381 | 2.441 | 2.4433 | 2.445 | 2.4461 | 2.4465 | 2.4459 | 2.4446 | 2.4436 | 2.4431 | 2.4435 | 2.4436 | 2.4436
F4_Commercial_Lodging_Existing_Space Heating_Natural Gas_Boiler_E3 | F4 | Commercial | Lodging | Existing | Space Heating | Natural Gas | Boiler | E3 | Utility - Cost of Equipment | 2.084 | 2.086 | 2.0881 | 2.0913 | 2.0956 | 2.102 | 2.1065 | 2.1099 | 2.1136 | 2.117 | 2.1193 | 2.1208 | 2.1221 | 2.1233 | 2.1248 | 2.1255 | 2.1266 | 2.1287 | 2.1309 | 2.1334 | 2.1365 | 2.139 | 2.141 | 2.1425 | 2.1435 | 2.1438 | 2.1433 | 2.1422 | 2.1413 | 2.1409 | 2.1412 | 2.1413 | 2.1413
F4_Commercial_Lodging_Existing_Space Heating_Natural Gas_Boiler_E4 | F4 | Commercial | Lodging | Existing | Space Heating | Natural Gas | Boiler | E4 | Utility - Cost of Equipment | 1.5378 | 1.5391 | 1.5405 | 1.5428 | 1.5463 | 1.5518 | 1.5554 | 1.5581 | 1.5611 | 1.564 | 1.5659 | 1.5671 | 1.5683 | 1.5695 | 1.5711 | 1.5719 | 1.5732 | 1.5754 | 1.5777 | 1.5803 | 1.5834 | 1.586 | 1.588 | 1.5896 | 1.5906 | 1.5909 | 1.5903 | 1.5892 | 1.5883 | 1.5879 | 1.5882 | 1.5883 | 1.5883
F4_Commercial_Lodging_Existing_Space Heating_Natural Gas_Boiler_E5 | F4 | Commercial | Lodging | Existing | Space Heating | Natural Gas | Boiler | E5 | Utility - Cost of Equipment | 0 | 0 | 0 | 0 | 0 | 0 | 0 | 0 | 0 | 0 | 0 | 0 | 0 | 0 | 0 | 0 | 0 | 0 | 0 | 0 | 0 | 0 | 0 | 0 | 0 | 0 | 0 | 0 | 0 | 0 | 0 | 0 | 0
F4_Commercial_Lodging_Existing_Space Heating_Natural Gas_Boiler_E6 | F4 | Commercial | Lodging | Existing | Space Heating | Natural Gas | Boiler | E6 | Utility - Cost of Equipment | 0 | 0 | 0 | 0 | 0 | 0 | 0 | 0 | 0 | 0 | 0 | 0 | 0 | 0 | 0 | 0 | 0 | 0 | 0 | 0 | 0 | 0 | 0 | 0 | 0 | 0 | 0 | 0 | 0 | 0 | 0 | 0 | 0
F4_Commercial_Lodging_Existing_Space Heating_Natural Gas_Boiler_E7 | F4 | Commercial | Lodging | Existing | Space Heating | Natural Gas | Boiler | E7 | Utility - Cost of Equipment | 0 | 0 | 0 | 0 | 0 | 0 | 0 | 0 | 0 | 0 | 0 | 0 | 0 | 0 | 0 | 0 | 0 | 0 | 0 | 0 | 0 | 0 | 0 | 0 | 0 | 0 | 0 | 0 | 0 | 0 | 0 | 0 | 0
F4_Commercial_Lodging_Existing_Space Heating_Natural Gas_Boiler_E8 | F4 | Commercial | Lodging | Existing | Space Heating | Natural Gas | Boiler | E8 | Utility - Cost of Equipment | 0 | 0 | 0 | 0 | 0 | 0 | 0 | 0 | 0 | 0 | 0 | 0 | 0 | 0 | 0 | 0 | 0 | 0 | 0 | 0 | 0 | 0 | 0 | 0 | 0 | 0 | 0 | 0 | 0 | 0 | 0 | 0 | 0
F4_Commercial_Lodging_Existing_Space Heating_Natural Gas_Boiler_E9 | F4 | Commercial | Lodging | Existing | Space Heating | Natural Gas | Boiler | E9 | Utility - Cost of Equipment | 0 | 0 | 0 | 0 | 0 | 0 | 0 | 0 | 0 | 0 | 0 | 0 | 0 | 0 | 0 | 0 | 0 | 0 | 0 | 0 | 0 | 0 | 0 | 0 | 0 | 0 | 0 | 0 | 0 | 0 | 0 | 0 | 0
F4_Commercial_Lodging_Existing_Space Heating_Natural Gas_Boiler_E10 | F4 | Commercial | Lodging | Existing | Space Heating | Natural Gas | Boiler | E10 | Utility - Cost of Equipment | 0 | 0 | 0 | 0 | 0 | 0 | 0 | 0 | 0 | 0 | 0 | 0 | 0 | 0 | 0 | 0 | 0 | 0 | 0 | 0 | 0 | 0 | 0 | 0 | 0 | 0 | 0 | 0 | 0 | 0 | 0 | 0 | 0
F5_Commercial_Lodging_Existing_Space Heating_Natural Gas_Boiler_E1 | F5 | Commercial | Lodging | Existing | Space Heating | Natural Gas | Boiler | E1 | Utility - Cost of Operation | 0.15059 | 0.15059 | 0.15059 | 0.15059 | 0.15059 | 0.15059 | 0.15059 | 0.15059 | 0.15059 | 0.15059 | 0.15059 | 0.15059 | 0.15059 | 0.15059 | 0.15059 | 0.15059 | 0.15059 | 0.15059 | 0.15059 | 0.15059 | 0.15059 | 0.15059 | 0.15059 | 0.15059 | 0.15059 | 0.15059 | 0.15059 | 0.15059 | 0.15059 | 0.15059 | 0.15059 | 0.15059 | 0.15059
F5_Commercial_Lodging_Existing_Space Heating_Natural Gas_Boiler_E2 | F5 | Commercial | Lodging | Existing | Space Heating | Natural Gas | Boiler | E2 | Utility - Cost of Operation | 0.17001 | 0.17001 | 0.17001 | 0.17001 | 0.17001 | 0.17001 | 0.17001 | 0.17001 | 0.17001 | 0.17001 | 0.17001 | 0.17001 | 0.17001 | 0.17001 | 0.17001 | 0.17001 | 0.17001 | 0.17001 | 0.17001 | 0.17001 | 0.17001 | 0.17001 | 0.17001 | 0.17001 | 0.17001 | 0.17001 | 0.17001 | 0.17001 | 0.17001 | 0.17001 | 0.17001 | 0.17001 | 0.17001
F5_Commercial_Lodging_Existing_Space Heating_Natural Gas_Boiler_E3 | F5 | Commercial | Lodging | Existing | Space Heating | Natural Gas | Boiler | E3 | Utility - Cost of Operation | 0.20903 | 0.20903 | 0.20903 | 0.20903 | 0.20903 | 0.20903 | 0.20903 | 0.20903 | 0.20903 | 0.20903 | 0.20903 | 0.20903 | 0.20903 | 0.20903 | 0.20903 | 0.20903 | 0.20903 | 0.20903 | 0.20903 | 0.20903 | 0.20903 | 0.20903 | 0.20903 | 0.20903 | 0.20903 | 0.20903 | 0.20903 | 0.20903 | 0.20903 | 0.20903 | 0.20903 | 0.20903 | 0.20903
F5_Commercial_Lodging_Existing_Space Heating_Natural Gas_Boiler_E4 | F5 | Commercial | Lodging | Existing | Space Heating | Natural Gas | Boiler | E4 | Utility - Cost of Operation | 0.80188 | 0.80188 | 0.80188 | 0.80188 | 0.80188 | 0.80188 | 0.80188 | 0.80188 | 0.80188 | 0.80188 | 0.80188 | 0.80188 | 0.80188 | 0.80188 | 0.80188 | 0.80188 | 0.80188 | 0.80188 | 0.80188 | 0.80188 | 0.80188 | 0.80188 | 0.80188 | 0.80188 | 0.80188 | 0.80188 | 0.80188 | 0.80188 | 0.80188 | 0.80188 | 0.80188 | 0.80188 | 0.80188
F5_Commercial_Lodging_Existing_Space Heating_Natural Gas_Boiler_E5 | F5 | Commercial | Lodging | Existing | Space Heating | Natural Gas | Boiler | E5 | Utility - Cost of Operation | 0 | 0 | 0 | 0 | 0 | 0 | 0 | 0 | 0 | 0 | 0 | 0 | 0 | 0 | 0 | 0 | 0 | 0 | 0 | 0 | 0 | 0 | 0 | 0 | 0 | 0 | 0 | 0 | 0 | 0 | 0 | 0 | 0
F5_Commercial_Lodging_Existing_Space Heating_Natural Gas_Boiler_E6 | F5 | Commercial | Lodging | Existing | Space Heating | Natural Gas | Boiler | E6 | Utility - Cost of Operation | 0 | 0 | 0 | 0 | 0 | 0 | 0 | 0 | 0 | 0 | 0 | 0 | 0 | 0 | 0 | 0 | 0 | 0 | 0 | 0 | 0 | 0 | 0 | 0 | 0 | 0 | 0 | 0 | 0 | 0 | 0 | 0 | 0
F5_Commercial_Lodging_Existing_Space Heating_Natural Gas_Boiler_E7 | F5 | Commercial | Lodging | Existing | Space Heating | Natural Gas | Boiler | E7 | Utility - Cost of Operation | 0 | 0 | 0 | 0 | 0 | 0 | 0 | 0 | 0 | 0 | 0 | 0 | 0 | 0 | 0 | 0 | 0 | 0 | 0 | 0 | 0 | 0 | 0 | 0 | 0 | 0 | 0 | 0 | 0 | 0 | 0 | 0 | 0
F5_Commercial_Lodging_Existing_Space Heating_Natural Gas_Boiler_E8 | F5 | Commercial | Lodging | Existing | Space Heating | Natural Gas | Boiler | E8 | Utility - Cost of Operation | 0 | 0 | 0 | 0 | 0 | 0 | 0 | 0 | 0 | 0 | 0 | 0 | 0 | 0 | 0 | 0 | 0 | 0 | 0 | 0 | 0 | 0 | 0 | 0 | 0 | 0 | 0 | 0 | 0 | 0 | 0 | 0 | 0
F5_Commercial_Lodging_Existing_Space Heating_Natural Gas_Boiler_E9 | F5 | Commercial | Lodging | Existing | Space Heating | Natural Gas | Boiler | E9 | Utility - Cost of Operation | 0 | 0 | 0 | 0 | 0 | 0 | 0 | 0 | 0 | 0 | 0 | 0 | 0 | 0 | 0 | 0 | 0 | 0 | 0 | 0 | 0 | 0 | 0 | 0 | 0 | 0 | 0 | 0 | 0 | 0 | 0 | 0 | 0
F5_Commercial_Lodging_Existing_Space Heating_Natural Gas_Boiler_E10 | F5 | Commercial | Lodging | Existing | Space Heating | Natural Gas | Boiler | E10 | Utility - Cost of Operation | 0 | 0 | 0 | 0 | 0 | 0 | 0 | 0 | 0 | 0 | 0 | 0 | 0 | 0 | 0 | 0 | 0 | 0 | 0 | 0 | 0 | 0 | 0 | 0 | 0 | 0 | 0 | 0 | 0 | 0 | 0 | 0 | 0
F6_Commercial_Lodging_Existing_Space Heating_Natural Gas_Boiler_E1 | F6 | Commercial | Lodging | Existing | Space Heating | Natural Gas | Boiler | E1 | Utility - Value of Sales | 1.1014 | 1.0955 | 1.0893 | 1.0831 | 1.077 | 1.0709 | 1.0649 | 1.0591 | 1.0534 | 1.0478 | 1.0424 | 1.0372 | 1.0323 | 1.0276 | 1.0231 | 1.0189 | 1.0149 | 1.0112 | 1.0077 | 1.0045 | 1.0016 | 0.99883 | 0.99635 | 0.99412 | 0.99214 | 0.99041 | 0.98892 | 0.98768 | 0.98669 | 0.98595 | 0.98545 | 0.9852 | 0.9852
F6_Commercial_Lodging_Existing_Space Heating_Natural Gas_Boiler_E2 | F6 | Commercial | Lodging | Existing | Space Heating | Natural Gas | Boiler | E2 | Utility - Value of Sales | 1.0366 | 1.031 | 1.0252 | 1.0194 | 1.0136 | 1.0079 | 1.0023 | 0.99679 | 0.9914 | 0.98616 | 0.9811 | 0.97622 | 0.97156 | 0.96713 | 0.96293 | 0.95896 | 0.95523 | 0.95173 | 0.94847 | 0.94544 | 0.94264 | 0.94008 | 0.93774 | 0.93564 | 0.93378 | 0.93215 | 0.93075 | 0.92958 | 0.92865 | 0.92795 | 0.92748 | 0.92725 | 0.92725
F6_Commercial_Lodging_Existing_Space Heating_Natural Gas_Boiler_E3 | F6 | Commercial | Lodging | Existing | Space Heating | Natural Gas | Boiler | E3 | Utility - Value of Sales | 0.90839 | 0.90348 | 0.89837 | 0.89328 | 0.88823 | 0.88323 | 0.8783 | 0.87347 | 0.86875 | 0.86416 | 0.85972 | 0.85545 | 0.85136 | 0.84748 | 0.8438 | 0.84033 | 0.83706 | 0.83399 | 0.83113 | 0.82848 | 0.82602 | 0.82378 | 0.82173 | 0.81989 | 0.81826 | 0.81683 | 0.8156 | 0.81458 | 0.81376 | 0.81315 | 0.81274 | 0.81254 | 0.81254
F6_Commercial_Lodging_Existing_Space Heating_Natural Gas_Boiler_E4 | F6 | Commercial | Lodging | Existing | Space Heating | Natural Gas | Boiler | E4 | Utility - Value of Sales | 0.69626 | 0.6927 | 0.68888 | 0.68507 | 0.68125 | 0.67744 | 0.67363 | 0.66981 | 0.666 | 0.66219 | 0.65837 | 0.65456 | 0.65075 | 0.64696 | 0.64322 | 0.63954 | 0.63596 | 0.6325 | 0.62917 | 0.62601 | 0.62303 | 0.62026 | 0.61771 | 0.61543 | 0.61339 | 0.61162 | 0.61009 | 0.60882 | 0.6078 | 0.60704 | 0.60653 | 0.60628 | 0.60628
F6_Commercial_Lodging_Existing_Space Heating_Natural Gas_Boiler_E5 | F6 | Commercial | Lodging | Existing | Space Heating | Natural Gas | Boiler | E5 | Utility - Value of Sales | 0 | 0 | 0 | 0 | 0 | 0 | 0 | 0 | 0 | 0 | 0 | 0 | 0 | 0 | 0 | 0 | 0 | 0 | 0 | 0 | 0 | 0 | 0 | 0 | 0 | 0 | 0 | 0 | 0 | 0 | 0 | 0 | 0
F6_Commercial_Lodging_Existing_Space Heating_Natural Gas_Boiler_E6 | F6 | Commercial | Lodging | Existing | Space Heating | Natural Gas | Boiler | E6 | Utility - Value of Sales | 0 | 0 | 0 | 0 | 0 | 0 | 0 | 0 | 0 | 0 | 0 | 0 | 0 | 0 | 0 | 0 | 0 | 0 | 0 | 0 | 0 | 0 | 0 | 0 | 0 | 0 | 0 | 0 | 0 | 0 | 0 | 0 | 0
F6_Commercial_Lodging_Existing_Space Heating_Natural Gas_Boiler_E7 | F6 | Commercial | Lodging | Existing | Space Heating | Natural Gas | Boiler | E7 | Utility - Value of Sales | 0 | 0 | 0 | 0 | 0 | 0 | 0 | 0 | 0 | 0 | 0 | 0 | 0 | 0 | 0 | 0 | 0 | 0 | 0 | 0 | 0 | 0 | 0 | 0 | 0 | 0 | 0 | 0 | 0 | 0 | 0 | 0 | 0
F6_Commercial_Lodging_Existing_Space Heating_Natural Gas_Boiler_E8 | F6 | Commercial | Lodging | Existing | Space Heating | Natural Gas | Boiler | E8 | Utility - Value of Sales | 0 | 0 | 0 | 0 | 0 | 0 | 0 | 0 | 0 | 0 | 0 | 0 | 0 | 0 | 0 | 0 | 0 | 0 | 0 | 0 | 0 | 0 | 0 | 0 | 0 | 0 | 0 | 0 | 0 | 0 | 0 | 0 | 0
F6_Commercial_Lodging_Existing_Space Heating_Natural Gas_Boiler_E9 | F6 | Commercial | Lodging | Existing | Space Heating | Natural Gas | Boiler | E9 | Utility - Value of Sales | 0 | 0 | 0 | 0 | 0 | 0 | 0 | 0 | 0 | 0 | 0 | 0 | 0 | 0 | 0 | 0 | 0 | 0 | 0 | 0 | 0 | 0 | 0 | 0 | 0 | 0 | 0 | 0 | 0 | 0 | 0 | 0 | 0
F6_Commercial_Lodging_Existing_Space Heating_Natural Gas_Boiler_E10 | F6 | Commercial | Lodging | Existing | Space Heating | Natural Gas | Boiler | E10 | Utility - Value of Sales | 0 | 0 | 0 | 0 | 0 | 0 | 0 | 0 | 0 | 0 | 0 | 0 | 0 | 0 | 0 | 0 | 0 | 0 | 0 | 0 | 0 | 0 | 0 | 0 | 0 | 0 | 0 | 0 | 0 | 0 | 0 | 0 | 0
F1_Commercial_Lodging_Existing_Space Heating_Natural Gas_Unit Heater_E1 | F1 | Commercial | Lodging | Existing | Space Heating | Natural Gas | Unit Heater | E1 | RVT - Cost of Equipment | 0.47691 | 0.47745 | 0.47804 | 0.47893 | 0.4802 | 0.48218 | 0.48335 | 0.48407 | 0.48491 | 0.48566 | 0.48609 | 0.4863 | 0.48659 | 0.48698 | 0.48759 | 0.48793 | 0.48846 | 0.48932 | 0.49017 | 0.49112 | 0.49223 | 0.49316 | 0.4939 | 0.49445 | 0.49482 | 0.49493 | 0.49473 | 0.49433 | 0.49401 | 0.49385 | 0.49397 | 0.49401 | 0.49401
F1_Commercial_Lodging_Existing_Space Heating_Natural Gas_Unit Heater_E2 | F1 | Commercial | Lodging | Existing | Space Heating | Natural Gas | Unit Heater | E2 | RVT - Cost of Equipment | 0.45421 | 0.45473 | 0.45529 | 0.45614 | 0.45734 | 0.45923 | 0.46035 | 0.46103 | 0.46183 | 0.46255 | 0.46295 | 0.46315 | 0.46343 | 0.4638 | 0.46439 | 0.46471 | 0.46521 | 0.46603 | 0.46684 | 0.46775 | 0.4688 | 0.46969 | 0.47039 | 0.47092 | 0.47127 | 0.47137 | 0.47119 | 0.4708 | 0.47049 | 0.47035 | 0.47045 | 0.4705 | 0.4705
F1_Commercial_Lodging_Existing_Space Heating_Natural Gas_Unit Heater_E3 | F1 | Commercial | Lodging | Existing | Space Heating | Natural Gas | Unit Heater | E3 | RVT - Cost of Equipment | 0.40483 | 0.40519 | 0.40556 | 0.40615 | 0.40704 | 0.40846 | 0.40937 | 0.41004 | 0.41083 | 0.4116 | 0.41214 | 0.41248 | 0.41282 | 0.41316 | 0.41361 | 0.41382 | 0.41415 | 0.41473 | 0.41532 | 0.416 | 0.41681 | 0.41749 | 0.41802 | 0.41842 | 0.41869 | 0.41877 | 0.41863 | 0.41833 | 0.4181 | 0.41799 | 0.41807 | 0.4181 | 0.4181
F1_Commercial_Lodging_Existing_Space Heating_Natural Gas_Unit Heater_E4 | F1 | Commercial | Lodging | Existing | Space Heating | Natural Gas | Unit Heater | E4 | RVT - Cost of Equipment | 0 | 0 | 0 | 0 | 0 | 0 | 0 | 0 | 0 | 0 | 0 | 0 | 0 | 0 | 0 | 0 | 0 | 0 | 0 | 0 | 0 | 0 | 0 | 0 | 0 | 0 | 0 | 0 | 0 | 0 | 0 | 0 | 0
F1_Commercial_Lodging_Existing_Space Heating_Natural Gas_Unit Heater_E5 | F1 | Commercial | Lodging | Existing | Space Heating | Natural Gas | Unit Heater | E5 | RVT - Cost of Equipment | 0 | 0 | 0 | 0 | 0 | 0 | 0 | 0 | 0 | 0 | 0 | 0 | 0 | 0 | 0 | 0 | 0 | 0 | 0 | 0 | 0 | 0 | 0 | 0 | 0 | 0 | 0 | 0 | 0 | 0 | 0 | 0 | 0
F1_Commercial_Lodging_Existing_Space Heating_Natural Gas_Unit Heater_E6 | F1 | Commercial | Lodging | Existing | Space Heating | Natural Gas | Unit Heater | E6 | RVT - Cost of Equipment | 0 | 0 | 0 | 0 | 0 | 0 | 0 | 0 | 0 | 0 | 0 | 0 | 0 | 0 | 0 | 0 | 0 | 0 | 0 | 0 | 0 | 0 | 0 | 0 | 0 | 0 | 0 | 0 | 0 | 0 | 0 | 0 | 0
F1_Commercial_Lodging_Existing_Space Heating_Natural Gas_Unit Heater_E7 | F1 | Commercial | Lodging | Existing | Space Heating | Natural Gas | Unit Heater | E7 | RVT - Cost of Equipment | 0 | 0 | 0 | 0 | 0 | 0 | 0 | 0 | 0 | 0 | 0 | 0 | 0 | 0 | 0 | 0 | 0 | 0 | 0 | 0 | 0 | 0 | 0 | 0 | 0 | 0 | 0 | 0 | 0 | 0 | 0 | 0 | 0
F1_Commercial_Lodging_Existing_Space Heating_Natural Gas_Unit Heater_E8 | F1 | Commercial | Lodging | Existing | Space Heating | Natural Gas | Unit Heater | E8 | RVT - Cost of Equipment | 0 | 0 | 0 | 0 | 0 | 0 | 0 | 0 | 0 | 0 | 0 | 0 | 0 | 0 | 0 | 0 | 0 | 0 | 0 | 0 | 0 | 0 | 0 | 0 | 0 | 0 | 0 | 0 | 0 | 0 | 0 | 0 | 0
F1_Commercial_Lodging_Existing_Space Heating_Natural Gas_Unit Heater_E9 | F1 | Commercial | Lodging | Existing | Space Heating | Natural Gas | Unit Heater | E9 | RVT - Cost of Equipment | 0 | 0 | 0 | 0 | 0 | 0 | 0 | 0 | 0 | 0 | 0 | 0 | 0 | 0 | 0 | 0 | 0 | 0 | 0 | 0 | 0 | 0 | 0 | 0 | 0 | 0 | 0 | 0 | 0 | 0 | 0 | 0 | 0
F1_Commercial_Lodging_Existing_Space Heating_Natural Gas_Unit Heater_E10 | F1 | Commercial | Lodging | Existing | Space Heating | Natural Gas | Unit Heater | E10 | RVT - Cost of Equipment | 0 | 0 | 0 | 0 | 0 | 0 | 0 | 0 | 0 | 0 | 0 | 0 | 0 | 0 | 0 | 0 | 0 | 0 | 0 | 0 | 0 | 0 | 0 | 0 | 0 | 0 | 0 | 0 | 0 | 0 | 0 | 0 | 0
F2_Commercial_Lodging_Existing_Space Heating_Natural Gas_Unit Heater_E1 | F2 | Commercial | Lodging | Existing | Space Heating | Natural Gas | Unit Heater | E1 | RVT - Cost of Operation | 0.57137 | 0.57202 | 0.57273 | 0.57379 | 0.57531 | 0.57769 | 0.57909 | 0.57995 | 0.58095 | 0.58186 | 0.58236 | 0.58262 | 0.58297 | 0.58343 | 0.58417 | 0.58458 | 0.5852 | 0.58623 | 0.58726 | 0.5884 | 0.58972 | 0.59084 | 0.59172 | 0.59239 | 0.59283 | 0.59296 | 0.59272 | 0.59224 | 0.59185 | 0.59167 | 0.5918 | 0.59186 | 0.59186
F2_Commercial_Lodging_Existing_Space Heating_Natural Gas_Unit Heater_E2 | F2 | Commercial | Lodging | Existing | Space Heating | Natural Gas | Unit Heater | E2 | RVT - Cost of Operation | 0.54417 | 0.54479 | 0.54547 | 0.54648 | 0.54793 | 0.55019 | 0.55152 | 0.55234 | 0.5533 | 0.55416 | 0.55465 | 0.55489 | 0.55522 | 0.55566 | 0.55636 | 0.55675 | 0.55735 | 0.55833 | 0.55931 | 0.56039 | 0.56165 | 0.56272 | 0.56356 | 0.56419 | 0.56461 | 0.56474 | 0.56451 | 0.56405 | 0.56368 | 0.56351 | 0.56364 | 0.56368 | 0.56368
F2_Commercial_Lodging_Existing_Space Heating_Natural Gas_Unit Heater_E3 | F2 | Commercial | Lodging | Existing | Space Heating | Natural Gas | Unit Heater | E3 | RVT - Cost of Operation | 0.48502 | 0.48545 | 0.48589 | 0.48659 | 0.48766 | 0.48936 | 0.49045 | 0.49125 | 0.49221 | 0.49313 | 0.49377 | 0.49418 | 0.49459 | 0.49499 | 0.49553 | 0.49579 | 0.49618 | 0.49687 | 0.49758 | 0.49839 | 0.49936 | 0.50018 | 0.50082 | 0.5013 | 0.50162 | 0.50171 | 0.50154 | 0.50119 | 0.50091 | 0.50078 | 0.50088 | 0.50091 | 0.50091
F2_Commercial_Lodging_Existing_Space Heating_Natural Gas_Unit Heater_E4 | F2 | Commercial | Lodging | Existing | Space Heating | Natural Gas | Unit Heater | E4 | RVT - Cost of Operation | 0 | 0 | 0 | 0 | 0 | 0 | 0 | 0 | 0 | 0 | 0 | 0 | 0 | 0 | 0 | 0 | 0 | 0 | 0 | 0 | 0 | 0 | 0 | 0 | 0 | 0 | 0 | 0 | 0 | 0 | 0 | 0 | 0
F2_Commercial_Lodging_Existing_Space Heating_Natural Gas_Unit Heater_E5 | F2 | Commercial | Lodging | Existing | Space Heating | Natural Gas | Unit Heater | E5 | RVT - Cost of Operation | 0 | 0 | 0 | 0 | 0 | 0 | 0 | 0 | 0 | 0 | 0 | 0 | 0 | 0 | 0 | 0 | 0 | 0 | 0 | 0 | 0 | 0 | 0 | 0 | 0 | 0 | 0 | 0 | 0 | 0 | 0 | 0 | 0
F2_Commercial_Lodging_Existing_Space Heating_Natural Gas_Unit Heater_E6 | F2 | Commercial | Lodging | Existing | Space Heating | Natural Gas | Unit Heater | E6 | RVT - Cost of Operation | 0 | 0 | 0 | 0 | 0 | 0 | 0 | 0 | 0 | 0 | 0 | 0 | 0 | 0 | 0 | 0 | 0 | 0 | 0 | 0 | 0 | 0 | 0 | 0 | 0 | 0 | 0 | 0 | 0 | 0 | 0 | 0 | 0
F2_Commercial_Lodging_Existing_Space Heating_Natural Gas_Unit Heater_E7 | F2 | Commercial | Lodging | Existing | Space Heating | Natural Gas | Unit Heater | E7 | RVT - Cost of Operation | 0 | 0 | 0 | 0 | 0 | 0 | 0 | 0 | 0 | 0 | 0 | 0 | 0 | 0 | 0 | 0 | 0 | 0 | 0 | 0 | 0 | 0 | 0 | 0 | 0 | 0 | 0 | 0 | 0 | 0 | 0 | 0 | 0
F2_Commercial_Lodging_Existing_Space Heating_Natural Gas_Unit Heater_E8 | F2 | Commercial | Lodging | Existing | Space Heating | Natural Gas | Unit Heater | E8 | RVT - Cost of Operation | 0 | 0 | 0 | 0 | 0 | 0 | 0 | 0 | 0 | 0 | 0 | 0 | 0 | 0 | 0 | 0 | 0 | 0 | 0 | 0 | 0 | 0 | 0 | 0 | 0 | 0 | 0 | 0 | 0 | 0 | 0 | 0 | 0
F2_Commercial_Lodging_Existing_Space Heating_Natural Gas_Unit Heater_E9 | F2 | Commercial | Lodging | Existing | Space Heating | Natural Gas | Unit Heater | E9 | RVT - Cost of Operation | 0 | 0 | 0 | 0 | 0 | 0 | 0 | 0 | 0 | 0 | 0 | 0 | 0 | 0 | 0 | 0 | 0 | 0 | 0 | 0 | 0 | 0 | 0 | 0 | 0 | 0 | 0 | 0 | 0 | 0 | 0 | 0 | 0
F2_Commercial_Lodging_Existing_Space Heating_Natural Gas_Unit Heater_E10 | F2 | Commercial | Lodging | Existing | Space Heating | Natural Gas | Unit Heater | E10 | RVT - Cost of Operation | 0 | 0 | 0 | 0 | 0 | 0 | 0 | 0 | 0 | 0 | 0 | 0 | 0 | 0 | 0 | 0 | 0 | 0 | 0 | 0 | 0 | 0 | 0 | 0 | 0 | 0 | 0 | 0 | 0 | 0 | 0 | 0 | 0
F3_Commercial_Lodging_Existing_Space Heating_Natural Gas_Unit Heater_E1 | F3 | Commercial | Lodging | Existing | Space Heating | Natural Gas | Unit Heater | E1 | System - kBTUs of Consumption | 0.021984 | 0.021984 | 0.021984 | 0.021984 | 0.021984 | 0.021984 | 0.021984 | 0.021984 | 0.021984 | 0.021984 | 0.021984 | 0.021984 | 0.021984 | 0.021984 | 0.021984 | 0.021984 | 0.021984 | 0.021984 | 0.021984 | 0.021984 | 0.021984 | 0.021984 | 0.021984 | 0.021984 | 0.021984 | 0.021984 | 0.021984 | 0.021984 | 0.021984 | 0.021984 | 0.021984 | 0.021984 | 0.021984
F3_Commercial_Lodging_Existing_Space Heating_Natural Gas_Unit Heater_E2 | F3 | Commercial | Lodging | Existing | Space Heating | Natural Gas | Unit Heater | E2 | System - kBTUs of Consumption | 0.035197 | 0.035197 | 0.035197 | 0.035197 | 0.035197 | 0.035197 | 0.035197 | 0.035197 | 0.035197 | 0.035197 | 0.035197 | 0.035197 | 0.035197 | 0.035197 | 0.035197 | 0.035197 | 0.035197 | 0.035197 | 0.035197 | 0.035197 | 0.035197 | 0.035197 | 0.035197 | 0.035197 | 0.035197 | 0.035197 | 0.035197 | 0.035197 | 0.035197 | 0.035197 | 0.035197 | 0.035197 | 0.035197
F3_Commercial_Lodging_Existing_Space Heating_Natural Gas_Unit Heater_E3 | F3 | Commercial | Lodging | Existing | Space Heating | Natural Gas | Unit Heater | E3 | System - kBTUs of Consumption | 0.026132 | 0.026132 | 0.026132 | 0.026132 | 0.026132 | 0.026132 | 0.026132 | 0.026132 | 0.026132 | 0.026132 | 0.026132 | 0.026132 | 0.026132 | 0.026132 | 0.026132 | 0.026132 | 0.026132 | 0.026132 | 0.026132 | 0.026132 | 0.026132 | 0.026132 | 0.026132 | 0.026132 | 0.026132 | 0.026132 | 0.026132 | 0.026132 | 0.026132 | 0.026132 | 0.026132 | 0.026132 | 0.026132
F3_Commercial_Lodging_Existing_Space Heating_Natural Gas_Unit Heater_E4 | F3 | Commercial | Lodging | Existing | Space Heating | Natural Gas | Unit Heater | E4 | System - kBTUs of Consumption | 0 | 0 | 0 | 0 | 0 | 0 | 0 | 0 | 0 | 0 | 0 | 0 | 0 | 0 | 0 | 0 | 0 | 0 | 0 | 0 | 0 | 0 | 0 | 0 | 0 | 0 | 0 | 0 | 0 | 0 | 0 | 0 | 0
F3_Commercial_Lodging_Existing_Space Heating_Natural Gas_Unit Heater_E5 | F3 | Commercial | Lodging | Existing | Space Heating | Natural Gas | Unit Heater | E5 | System - kBTUs of Consumption | 0 | 0 | 0 | 0 | 0 | 0 | 0 | 0 | 0 | 0 | 0 | 0 | 0 | 0 | 0 | 0 | 0 | 0 | 0 | 0 | 0 | 0 | 0 | 0 | 0 | 0 | 0 | 0 | 0 | 0 | 0 | 0 | 0
F3_Commercial_Lodging_Existing_Space Heating_Natural Gas_Unit Heater_E6 | F3 | Commercial | Lodging | Existing | Space Heating | Natural Gas | Unit Heater | E6 | System - kBTUs of Consumption | 0 | 0 | 0 | 0 | 0 | 0 | 0 | 0 | 0 | 0 | 0 | 0 | 0 | 0 | 0 | 0 | 0 | 0 | 0 | 0 | 0 | 0 | 0 | 0 | 0 | 0 | 0 | 0 | 0 | 0 | 0 | 0 | 0
F3_Commercial_Lodging_Existing_Space Heating_Natural Gas_Unit Heater_E7 | F3 | Commercial | Lodging | Existing | Space Heating | Natural Gas | Unit Heater | E7 | System - kBTUs of Consumption | 0 | 0 | 0 | 0 | 0 | 0 | 0 | 0 | 0 | 0 | 0 | 0 | 0 | 0 | 0 | 0 | 0 | 0 | 0 | 0 | 0 | 0 | 0 | 0 | 0 | 0 | 0 | 0 | 0 | 0 | 0 | 0 | 0
F3_Commercial_Lodging_Existing_Space Heating_Natural Gas_Unit Heater_E8 | F3 | Commercial | Lodging | Existing | Space Heating | Natural Gas | Unit Heater | E8 | System - kBTUs of Consumption | 0 | 0 | 0 | 0 | 0 | 0 | 0 | 0 | 0 | 0 | 0 | 0 | 0 | 0 | 0 | 0 | 0 | 0 | 0 | 0 | 0 | 0 | 0 | 0 | 0 | 0 | 0 | 0 | 0 | 0 | 0 | 0 | 0
F3_Commercial_Lodging_Existing_Space Heating_Natural Gas_Unit Heater_E9 | F3 | Commercial | Lodging | Existing | Space Heating | Natural Gas | Unit Heater | E9 | System - kBTUs of Consumption | 0 | 0 | 0 | 0 | 0 | 0 | 0 | 0 | 0 | 0 | 0 | 0 | 0 | 0 | 0 | 0 | 0 | 0 | 0 | 0 | 0 | 0 | 0 | 0 | 0 | 0 | 0 | 0 | 0 | 0 | 0 | 0 | 0
F3_Commercial_Lodging_Existing_Space Heating_Natural Gas_Unit Heater_E10 | F3 | Commercial | Lodging | Existing | Space Heating | Natural Gas | Unit Heater | E10 | System - kBTUs of Consumption | 0 | 0 | 0 | 0 | 0 | 0 | 0 | 0 | 0 | 0 | 0 | 0 | 0 | 0 | 0 | 0 | 0 | 0 | 0 | 0 | 0 | 0 | 0 | 0 | 0 | 0 | 0 | 0 | 0 | 0 | 0 | 0 | 0
F4_Commercial_Lodging_Existing_Space Heating_Natural Gas_Unit Heater_E1 | F4 | Commercial | Lodging | Existing | Space Heating | Natural Gas | Unit Heater | E1 | Utility - Cost of Equipment | 0.57137 | 0.57202 | 0.57273 | 0.57379 | 0.57531 | 0.57769 | 0.57909 | 0.57995 | 0.58095 | 0.58186 | 0.58236 | 0.58262 | 0.58297 | 0.58343 | 0.58417 | 0.58458 | 0.5852 | 0.58623 | 0.58726 | 0.5884 | 0.58972 | 0.59084 | 0.59172 | 0.59239 | 0.59283 | 0.59296 | 0.59272 | 0.59224 | 0.59185 | 0.59167 | 0.5918 | 0.59186 | 0.59186
F4_Commercial_Lodging_Existing_Space Heating_Natural Gas_Unit Heater_E2 | F4 | Commercial | Lodging | Existing | Space Heating | Natural Gas | Unit Heater | E2 | Utility - Cost of Equipment | 0.54417 | 0.54479 | 0.54547 | 0.54648 | 0.54793 | 0.55019 | 0.55152 | 0.55234 | 0.5533 | 0.55416 | 0.55465 | 0.55489 | 0.55522 | 0.55566 | 0.55636 | 0.55675 | 0.55735 | 0.55833 | 0.55931 | 0.56039 | 0.56165 | 0.56272 | 0.56356 | 0.56419 | 0.56461 | 0.56474 | 0.56451 | 0.56405 | 0.56368 | 0.56351 | 0.56364 | 0.56368 | 0.56368
F4_Commercial_Lodging_Existing_Space Heating_Natural Gas_Unit Heater_E3 | F4 | Commercial | Lodging | Existing | Space Heating | Natural Gas | Unit Heater | E3 | Utility - Cost of Equipment | 0.48502 | 0.48545 | 0.48589 | 0.48659 | 0.48766 | 0.48936 | 0.49045 | 0.49125 | 0.49221 | 0.49313 | 0.49377 | 0.49418 | 0.49459 | 0.49499 | 0.49553 | 0.49579 | 0.49618 | 0.49687 | 0.49758 | 0.49839 | 0.49936 | 0.50018 | 0.50082 | 0.5013 | 0.50162 | 0.50171 | 0.50154 | 0.50119 | 0.50091 | 0.50078 | 0.50088 | 0.50091 | 0.50091
F4_Commercial_Lodging_Existing_Space Heating_Natural Gas_Unit Heater_E4 | F4 | Commercial | Lodging | Existing | Space Heating | Natural Gas | Unit Heater | E4 | Utility - Cost of Equipment | 0 | 0 | 0 | 0 | 0 | 0 | 0 | 0 | 0 | 0 | 0 | 0 | 0 | 0 | 0 | 0 | 0 | 0 | 0 | 0 | 0 | 0 | 0 | 0 | 0 | 0 | 0 | 0 | 0 | 0 | 0 | 0 | 0
F4_Commercial_Lodging_Existing_Space Heating_Natural Gas_Unit Heater_E5 | F4 | Commercial | Lodging | Existing | Space Heating | Natural Gas | Unit Heater | E5 | Utility - Cost of Equipment | 0 | 0 | 0 | 0 | 0 | 0 | 0 | 0 | 0 | 0 | 0 | 0 | 0 | 0 | 0 | 0 | 0 | 0 | 0 | 0 | 0 | 0 | 0 | 0 | 0 | 0 | 0 | 0 | 0 | 0 | 0 | 0 | 0
F4_Commercial_Lodging_Existing_Space Heating_Natural Gas_Unit Heater_E6 | F4 | Commercial | Lodging | Existing | Space Heating | Natural Gas | Unit Heater | E6 | Utility - Cost of Equipment | 0 | 0 | 0 | 0 | 0 | 0 | 0 | 0 | 0 | 0 | 0 | 0 | 0 | 0 | 0 | 0 | 0 | 0 | 0 | 0 | 0 | 0 | 0 | 0 | 0 | 0 | 0 | 0 | 0 | 0 | 0 | 0 | 0
F4_Commercial_Lodging_Existing_Space Heating_Natural Gas_Unit Heater_E7 | F4 | Commercial | Lodging | Existing | Space Heating | Natural Gas | Unit Heater | E7 | Utility - Cost of Equipment | 0 | 0 | 0 | 0 | 0 | 0 | 0 | 0 | 0 | 0 | 0 | 0 | 0 | 0 | 0 | 0 | 0 | 0 | 0 | 0 | 0 | 0 | 0 | 0 | 0 | 0 | 0 | 0 | 0 | 0 | 0 | 0 | 0
F4_Commercial_Lodging_Existing_Space Heating_Natural Gas_Unit Heater_E8 | F4 | Commercial | Lodging | Existing | Space Heating | Natural Gas | Unit Heater | E8 | Utility - Cost of Equipment | 0 | 0 | 0 | 0 | 0 | 0 | 0 | 0 | 0 | 0 | 0 | 0 | 0 | 0 | 0 | 0 | 0 | 0 | 0 | 0 | 0 | 0 | 0 | 0 | 0 | 0 | 0 | 0 | 0 | 0 | 0 | 0 | 0
F4_Commercial_Lodging_Existing_Space Heating_Natural Gas_Unit Heater_E9 | F4 | Commercial | Lodging | Existing | Space Heating | Natural Gas | Unit Heater | E9 | Utility - Cost of Equipment | 0 | 0 | 0 | 0 | 0 | 0 | 0 | 0 | 0 | 0 | 0 | 0 | 0 | 0 | 0 | 0 | 0 | 0 | 0 | 0 | 0 | 0 | 0 | 0 | 0 | 0 | 0 | 0 | 0 | 0 | 0 | 0 | 0
F4_Commercial_Lodging_Existing_Space Heating_Natural Gas_Unit Heater_E10 | F4 | Commercial | Lodging | Existing | Space Heating | Natural Gas | Unit Heater | E10 | Utility - Cost of Equipment | 0 | 0 | 0 | 0 | 0 | 0 | 0 | 0 | 0 | 0 | 0 | 0 | 0 | 0 | 0 | 0 | 0 | 0 | 0 | 0 | 0 | 0 | 0 | 0 | 0 | 0 | 0 | 0 | 0 | 0 | 0 | 0 | 0
F5_Commercial_Lodging_Existing_Space Heating_Natural Gas_Unit Heater_E1 | F5 | Commercial | Lodging | Existing | Space Heating | Natural Gas | Unit Heater | E1 | Utility - Cost of Operation | 0.021984 | 0.021984 | 0.021984 | 0.021984 | 0.021984 | 0.021984 | 0.021984 | 0.021984 | 0.021984 | 0.021984 | 0.021984 | 0.021984 | 0.021984 | 0.021984 | 0.021984 | 0.021984 | 0.021984 | 0.021984 | 0.021984 | 0.021984 | 0.021984 | 0.021984 | 0.021984 | 0.021984 | 0.021984 | 0.021984 | 0.021984 | 0.021984 | 0.021984 | 0.021984 | 0.021984 | 0.021984 | 0.021984
F5_Commercial_Lodging_Existing_Space Heating_Natural Gas_Unit Heater_E2 | F5 | Commercial | Lodging | Existing | Space Heating | Natural Gas | Unit Heater | E2 | Utility - Cost of Operation | 0.035197 | 0.035197 | 0.035197 | 0.035197 | 0.035197 | 0.035197 | 0.035197 | 0.035197 | 0.035197 | 0.035197 | 0.035197 | 0.035197 | 0.035197 | 0.035197 | 0.035197 | 0.035197 | 0.035197 | 0.035197 | 0.035197 | 0.035197 | 0.035197 | 0.035197 | 0.035197 | 0.035197 | 0.035197 | 0.035197 | 0.035197 | 0.035197 | 0.035197 | 0.035197 | 0.035197 | 0.035197 | 0.035197
F5_Commercial_Lodging_Existing_Space Heating_Natural Gas_Unit Heater_E3 | F5 | Commercial | Lodging | Existing | Space Heating | Natural Gas | Unit Heater | E3 | Utility - Cost of Operation | 0.026132 | 0.026132 | 0.026132 | 0.026132 | 0.026132 | 0.026132 | 0.026132 | 0.026132 | 0.026132 | 0.026132 | 0.026132 | 0.026132 | 0.026132 | 0.026132 | 0.026132 | 0.026132 | 0.026132 | 0.026132 | 0.026132 | 0.026132 | 0.026132 | 0.026132 | 0.026132 | 0.026132 | 0.026132 | 0.026132 | 0.026132 | 0.026132 | 0.026132 | 0.026132 | 0.026132 | 0.026132 | 0.026132
F5_Commercial_Lodging_Existing_Space Heating_Natural Gas_Unit Heater_E4 | F5 | Commercial | Lodging | Existing | Space Heating | Natural Gas | Unit Heater | E4 | Utility - Cost of Operation | 0 | 0 | 0 | 0 | 0 | 0 | 0 | 0 | 0 | 0 | 0 | 0 | 0 | 0 | 0 | 0 | 0 | 0 | 0 | 0 | 0 | 0 | 0 | 0 | 0 | 0 | 0 | 0 | 0 | 0 | 0 | 0 | 0
F5_Commercial_Lodging_Existing_Space Heating_Natural Gas_Unit Heater_E5 | F5 | Commercial | Lodging | Existing | Space Heating | Natural Gas | Unit Heater | E5 | Utility - Cost of Operation | 0 | 0 | 0 | 0 | 0 | 0 | 0 | 0 | 0 | 0 | 0 | 0 | 0 | 0 | 0 | 0 | 0 | 0 | 0 | 0 | 0 | 0 | 0 | 0 | 0 | 0 | 0 | 0 | 0 | 0 | 0 | 0 | 0
F5_Commercial_Lodging_Existing_Space Heating_Natural Gas_Unit Heater_E6 | F5 | Commercial | Lodging | Existing | Space Heating | Natural Gas | Unit Heater | E6 | Utility - Cost of Operation | 0 | 0 | 0 | 0 | 0 | 0 | 0 | 0 | 0 | 0 | 0 | 0 | 0 | 0 | 0 | 0 | 0 | 0 | 0 | 0 | 0 | 0 | 0 | 0 | 0 | 0 | 0 | 0 | 0 | 0 | 0 | 0 | 0
F5_Commercial_Lodging_Existing_Space Heating_Natural Gas_Unit Heater_E7 | F5 | Commercial | Lodging | Existing | Space Heating | Natural Gas | Unit Heater | E7 | Utility - Cost of Operation | 0 | 0 | 0 | 0 | 0 | 0 | 0 | 0 | 0 | 0 | 0 | 0 | 0 | 0 | 0 | 0 | 0 | 0 | 0 | 0 | 0 | 0 | 0 | 0 | 0 | 0 | 0 | 0 | 0 | 0 | 0 | 0 | 0
F5_Commercial_Lodging_Existing_Space Heating_Natural Gas_Unit Heater_E8 | F5 | Commercial | Lodging | Existing | Space Heating | Natural Gas | Unit Heater | E8 | Utility - Cost of Operation | 0 | 0 | 0 | 0 | 0 | 0 | 0 | 0 | 0 | 0 | 0 | 0 | 0 | 0 | 0 | 0 | 0 | 0 | 0 | 0 | 0 | 0 | 0 | 0 | 0 | 0 | 0 | 0 | 0 | 0 | 0 | 0 | 0
F5_Commercial_Lodging_Existing_Space Heating_Natural Gas_Unit Heater_E9 | F5 | Commercial | Lodging | Existing | Space Heating | Natural Gas | Unit Heater | E9 | Utility - Cost of Operation | 0 | 0 | 0 | 0 | 0 | 0 | 0 | 0 | 0 | 0 | 0 | 0 | 0 | 0 | 0 | 0 | 0 | 0 | 0 | 0 | 0 | 0 | 0 | 0 | 0 | 0 | 0 | 0 | 0 | 0 | 0 | 0 | 0
F5_Commercial_Lodging_Existing_Space Heating_Natural Gas_Unit Heater_E10 | F5 | Commercial | Lodging | Existing | Space Heating | Natural Gas | Unit Heater | E10 | Utility - Cost of Operation | 0 | 0 | 0 | 0 | 0 | 0 | 0 | 0 | 0 | 0 | 0 | 0 | 0 | 0 | 0 | 0 | 0 | 0 | 0 | 0 | 0 | 0 | 0 | 0 | 0 | 0 | 0 | 0 | 0 | 0 | 0 | 0 | 0
F6_Commercial_Lodging_Existing_Space Heating_Natural Gas_Unit Heater_E1 | F6 | Commercial | Lodging | Existing | Space Heating | Natural Gas | Unit Heater | E1 | Utility - Value of Sales | 0.25983 | 0.25854 | 0.25713 | 0.25572 | 0.25431 | 0.2529 | 0.25149 | 0.25008 | 0.24867 | 0.24726 | 0.24585 | 0.24444 | 0.24303 | 0.24162 | 0.24021 | 0.2388 | 0.23739 | 0.23599 | 0.23458 | 0.23319 | 0.23185 | 0.23058 | 0.22941 | 0.22835 | 0.22741 | 0.22659 | 0.22589 | 0.2253 | 0.22483 | 0.22448 | 0.22424 | 0.22413 | 0.22413
F6_Commercial_Lodging_Existing_Space Heating_Natural Gas_Unit Heater_E2 | F6 | Commercial | Lodging | Existing | Space Heating | Natural Gas | Unit Heater | E2 | Utility - Value of Sales | 0.24746 | 0.24623 | 0.24489 | 0.24355 | 0.2422 | 0.24086 | 0.23952 | 0.23818 | 0.23683 | 0.23549 | 0.23415 | 0.23281 | 0.23146 | 0.23012 | 0.22878 | 0.22744 | 0.22609 | 0.22475 | 0.22341 | 0.22209 | 0.22082 | 0.21961 | 0.21849 | 0.21748 | 0.21659 | 0.21581 | 0.21514 | 0.21458 | 0.21413 | 0.21379 | 0.21357 | 0.21346 | 0.21346
F6_Commercial_Lodging_Existing_Space Heating_Natural Gas_Unit Heater_E3 | F6 | Commercial | Lodging | Existing | Space Heating | Natural Gas | Unit Heater | E3 | Utility - Value of Sales | 0.21891 | 0.21779 | 0.2166 | 0.2154 | 0.2142 | 0.213 | 0.2118 | 0.2106 | 0.20941 | 0.20821 | 0.20701 | 0.20581 | 0.20461 | 0.20342 | 0.20223 | 0.20106 | 0.19991 | 0.1988 | 0.19774 | 0.19673 | 0.19578 | 0.1949 | 0.1941 | 0.19338 | 0.19274 | 0.19218 | 0.1917 | 0.19131 | 0.19099 | 0.19075 | 0.19059 | 0.19051 | 0.19051
F6_Commercial_Lodging_Existing_Space Heating_Natural Gas_Unit Heater_E4 | F6 | Commercial | Lodging | Existing | Space Heating | Natural Gas | Unit Heater | E4 | Utility - Value of Sales | 0 | 0 | 0 | 0 | 0 | 0 | 0 | 0 | 0 | 0 | 0 | 0 | 0 | 0 | 0 | 0 | 0 | 0 | 0 | 0 | 0 | 0 | 0 | 0 | 0 | 0 | 0 | 0 | 0 | 0 | 0 | 0 | 0
F6_Commercial_Lodging_Existing_Space Heating_Natural Gas_Unit Heater_E5 | F6 | Commercial | Lodging | Existing | Space Heating | Natural Gas | Unit Heater | E5 | Utility - Value of Sales | 0 | 0 | 0 | 0 | 0 | 0 | 0 | 0 | 0 | 0 | 0 | 0 | 0 | 0 | 0 | 0 | 0 | 0 | 0 | 0 | 0 | 0 | 0 | 0 | 0 | 0 | 0 | 0 | 0 | 0 | 0 | 0 | 0
F6_Commercial_Lodging_Existing_Space Heating_Natural Gas_Unit Heater_E6 | F6 | Commercial | Lodging | Existing | Space Heating | Natural Gas | Unit Heater | E6 | Utility - Value of Sales | 0 | 0 | 0 | 0 | 0 | 0 | 0 | 0 | 0 | 0 | 0 | 0 | 0 | 0 | 0 | 0 | 0 | 0 | 0 | 0 | 0 | 0 | 0 | 0 | 0 | 0 | 0 | 0 | 0 | 0 | 0 | 0 | 0
F6_Commercial_Lodging_Existing_Space Heating_Natural Gas_Unit Heater_E7 | F6 | Commercial | Lodging | Existing | Space Heating | Natural Gas | Unit Heater | E7 | Utility - Value of Sales | 0 | 0 | 0 | 0 | 0 | 0 | 0 | 0 | 0 | 0 | 0 | 0 | 0 | 0 | 0 | 0 | 0 | 0 | 0 | 0 | 0 | 0 | 0 | 0 | 0 | 0 | 0 | 0 | 0 | 0 | 0 | 0 | 0
F6_Commercial_Lodging_Existing_Space Heating_Natural Gas_Unit Heater_E8 | F6 | Commercial | Lodging | Existing | Space Heating | Natural Gas | Unit Heater | E8 | Utility - Value of Sales | 0 | 0 | 0 | 0 | 0 | 0 | 0 | 0 | 0 | 0 | 0 | 0 | 0 | 0 | 0 | 0 | 0 | 0 | 0 | 0 | 0 | 0 | 0 | 0 | 0 | 0 | 0 | 0 | 0 | 0 | 0 | 0 | 0
F6_Commercial_Lodging_Existing_Space Heating_Natural Gas_Unit Heater_E9 | F6 | Commercial | Lodging | Existing | Space Heating | Natural Gas | Unit Heater | E9 | Utility - Value of Sales | 0 | 0 | 0 | 0 | 0 | 0 | 0 | 0 | 0 | 0 | 0 | 0 | 0 | 0 | 0 | 0 | 0 | 0 | 0 | 0 | 0 | 0 | 0 | 0 | 0 | 0 | 0 | 0 | 0 | 0 | 0 | 0 | 0
F6_Commercial_Lodging_Existing_Space Heating_Natural Gas_Unit Heater_E10 | F6 | Commercial | Lodging | Existing | Space Heating | Natural Gas | Unit Heater | E10 | Utility - Value of Sales | 0 | 0 | 0 | 0 | 0 | 0 | 0 | 0 | 0 | 0 | 0 | 0 | 0 | 0 | 0 | 0 | 0 | 0 | 0 | 0 | 0 | 0 | 0 | 0 | 0 | 0 | 0 | 0 | 0 | 0 | 0 | 0 | 0
F1_Commercial_Lodging_Existing_Water Heating_Natural Gas_Water Heater_E1 | F1 | Commercial | Lodging | Existing | Water Heating | Natural Gas | Water Heater | E1 | RVT - Cost of Equipment | 0.76002 | 0.76696 | 0.77523 | 0.78482 | 0.79601 | 0.80925 | 0.81996 | 0.83003 | 0.83999 | 0.84999 | 0.85912 | 0.86714 | 0.87521 | 0.88372 | 0.89355 | 0.90331 | 0.91406 | 0.92592 | 0.93849 | 0.95145 | 0.9647 | 0.97713 | 0.98852 | 0.9989 | 1.0081 | 1.0159 | 1.0214 | 1.0254 | 1.0289 | 1.0318 | 1.0348 | 1.0361 | 1.0361
F1_Commercial_Lodging_Existing_Water Heating_Natural Gas_Water Heater_E2 | F1 | Commercial | Lodging | Existing | Water Heating | Natural Gas | Water Heater | E2 | RVT - Cost of Equipment | 0.75063 | 0.75749 | 0.76566 | 0.77513 | 0.78618 | 0.79926 | 0.80983 | 0.81979 | 0.82962 | 0.83949 | 0.84851 | 0.85644 | 0.8644 | 0.87281 | 0.88252 | 0.89215 | 0.90277 | 0.91449 | 0.9269 | 0.9397 | 0.95279 | 0.96506 | 0.97632 | 0.98657 | 0.99563 | 1.0033 | 1.0088 | 1.0127 | 1.0162 | 1.0191 | 1.022 | 1.0233 | 1.0233
F1_Commercial_Lodging_Existing_Water Heating_Natural Gas_Water Heater_E3 | F1 | Commercial | Lodging | Existing | Water Heating | Natural Gas | Water Heater | E3 | RVT - Cost of Equipment | 0.69093 | 0.69724 | 0.70475 | 0.71347 | 0.72364 | 0.73568 | 0.74542 | 0.75458 | 0.76362 | 0.77272 | 0.78102 | 0.78831 | 0.79564 | 0.80338 | 0.81232 | 0.82119 | 0.83096 | 0.84175 | 0.85317 | 0.86495 | 0.877 | 0.8883 | 0.89865 | 0.90809 | 0.91643 | 0.92353 | 0.92851 | 0.93219 | 0.93535 | 0.93804 | 0.94071 | 0.94192 | 0.94192
F1_Commercial_Lodging_Existing_Water Heating_Natural Gas_Water Heater_E4 | F1 | Commercial | Lodging | Existing | Water Heating | Natural Gas | Water Heater | E4 | RVT - Cost of Equipment | 0.64682 | 0.65273 | 0.65977 | 0.66793 | 0.67745 | 0.68872 | 0.69784 | 0.70641 | 0.71488 | 0.72339 | 0.73117 | 0.73799 | 0.74486 | 0.7521 | 0.76047 | 0.76877 | 0.77792 | 0.78802 | 0.79871 | 0.80974 | 0.82102 | 0.8316 | 0.84129 | 0.85013 | 0.85793 | 0.86458 | 0.86925 | 0.87268 | 0.87564 | 0.87817 | 0.88067 | 0.8818 | 0.8818
F1_Commercial_Lodging_Existing_Water Heating_Natural Gas_Water Heater_E5 | F1 | Commercial | Lodging | Existing | Water Heating | Natural Gas | Water Heater | E5 | RVT - Cost of Equipment | 0.63335 | 0.63914 | 0.64602 | 0.65401 | 0.66334 | 0.67438 | 0.6833 | 0.69169 | 0.69999 | 0.70832 | 0.71593 | 0.72262 | 0.72934 | 0.73644 | 0.74463 | 0.75275 | 0.76172 | 0.7716 | 0.78207 | 0.79287 | 0.80391 | 0.81427 | 0.82377 | 0.83242 | 0.84006 | 0.84657 | 0.85114 | 0.8545 | 0.8574 | 0.85987 | 0.86232 | 0.86343 | 0.86343
F1_Commercial_Lodging_Existing_Water Heating_Natural Gas_Water Heater_E6 | F1 | Commercial | Lodging | Existing | Water Heating | Natural Gas | Water Heater | E6 | RVT - Cost of Equipment | 0.62042 | 0.62609 | 0.63284 | 0.64067 | 0.6498 | 0.66061 | 0.66935 | 0.67758 | 0.6857 | 0.69387 | 0.70132 | 0.70787 | 0.71445 | 0.72141 | 0.72943 | 0.73739 | 0.74617 | 0.75585 | 0.76611 | 0.77669 | 0.78751 | 0.79765 | 0.80696 | 0.81543 | 0.82292 | 0.82929 | 0.83377 | 0.83706 | 0.8399 | 0.84232 | 0.84472 | 0.8458 | 0.8458
F1_Commercial_Lodging_Existing_Water Heating_Natural Gas_Water Heater_E7 | F1 | Commercial | Lodging | Existing | Water Heating | Natural Gas | Water Heater | E7 | RVT - Cost of Equipment | 0.58261 | 0.58832 | 0.59462 | 0.60151 | 0.60928 | 0.61837 | 0.62596 | 0.63328 | 0.64079 | 0.64859 | 0.65607 | 0.66304 | 0.67009 | 0.67733 | 0.68516 | 0.69272 | 0.70074 | 0.70921 | 0.71791 | 0.72672 | 0.73555 | 0.74376 | 0.75117 | 0.75771 | 0.76339 | 0.76822 | 0.77161 | 0.77411 | 0.77627 | 0.7781 | 0.77992 | 0.78074 | 0.78074
F1_Commercial_Lodging_Existing_Water Heating_Natural Gas_Water Heater_E8 | F1 | Commercial | Lodging | Existing | Water Heating | Natural Gas | Water Heater | E8 | RVT - Cost of Equipment | 0 | 0 | 0 | 0 | 0 | 0 | 0 | 0 | 0 | 0 | 0 | 0 | 0 | 0 | 0 | 0 | 0 | 0 | 0 | 0 | 0 | 0 | 0 | 0 | 0 | 0 | 0 | 0 | 0 | 0 | 0 | 0 | 0
F1_Commercial_Lodging_Existing_Water Heating_Natural Gas_Water Heater_E9 | F1 | Commercial | Lodging | Existing | Water Heating | Natural Gas | Water Heater | E9 | RVT - Cost of Equipment | 0 | 0 | 0 | 0 | 0 | 0 | 0 | 0 | 0 | 0 | 0 | 0 | 0 | 0 | 0 | 0 | 0 | 0 | 0 | 0 | 0 | 0 | 0 | 0 | 0 | 0 | 0 | 0 | 0 | 0 | 0 | 0 | 0
F1_Commercial_Lodging_Existing_Water Heating_Natural Gas_Water Heater_E10 | F1 | Commercial | Lodging | Existing | Water Heating | Natural Gas | Water Heater | E10 | RVT - Cost of Equipment | 0 | 0 | 0 | 0 | 0 | 0 | 0 | 0 | 0 | 0 | 0 | 0 | 0 | 0 | 0 | 0 | 0 | 0 | 0 | 0 | 0 | 0 | 0 | 0 | 0 | 0 | 0 | 0 | 0 | 0 | 0 | 0 | 0
F2_Commercial_Lodging_Existing_Water Heating_Natural Gas_Water Heater_E1 | F2 | Commercial | Lodging | Existing | Water Heating | Natural Gas | Water Heater | E1 | RVT - Cost of Operation | 0.91055 | 0.91887 | 0.92877 | 0.94026 | 0.95367 | 0.96954 | 0.98236 | 0.99443 | 1.0064 | 1.0183 | 1.0293 | 1.0389 | 1.0486 | 1.0588 | 1.0705 | 1.0822 | 1.0951 | 1.1093 | 1.1244 | 1.1399 | 1.1558 | 1.1707 | 1.1843 | 1.1968 | 1.2077 | 1.2171 | 1.2237 | 1.2285 | 1.2327 | 1.2362 | 1.2397 | 1.2413 | 1.2413
F2_Commercial_Lodging_Existing_Water Heating_Natural Gas_Water Heater_E2 | F2 | Commercial | Lodging | Existing | Water Heating | Natural Gas | Water Heater | E2 | RVT - Cost of Operation | 0.89931 | 0.90753 | 0.91731 | 0.92865 | 0.94189 | 0.95757 | 0.97023 | 0.98216 | 0.99393 | 1.0058 | 1.0166 | 1.0261 | 1.0356 | 1.0457 | 1.0573 | 1.0689 | 1.0816 | 1.0956 | 1.1105 | 1.1258 | 1.1415 | 1.1562 | 1.1697 | 1.182 | 1.1928 | 1.2021 | 1.2086 | 1.2133 | 1.2175 | 1.221 | 1.2244 | 1.226 | 1.226
F2_Commercial_Lodging_Existing_Water Heating_Natural Gas_Water Heater_E3 | F2 | Commercial | Lodging | Existing | Water Heating | Natural Gas | Water Heater | E3 | RVT - Cost of Operation | 0.82777 | 0.83534 | 0.84434 | 0.85478 | 0.86697 | 0.8814 | 0.89306 | 0.90403 | 0.91487 | 0.92576 | 0.93571 | 0.94445 | 0.95323 | 0.96251 | 0.97321 | 0.98384 | 0.99555 | 1.0085 | 1.0222 | 1.0363 | 1.0507 | 1.0642 | 1.0766 | 1.088 | 1.0979 | 1.1064 | 1.1124 | 1.1168 | 1.1206 | 1.1238 | 1.127 | 1.1285 | 1.1285
F2_Commercial_Lodging_Existing_Water Heating_Natural Gas_Water Heater_E4 | F2 | Commercial | Lodging | Existing | Water Heating | Natural Gas | Water Heater | E4 | RVT - Cost of Operation | 0.77494 | 0.78202 | 0.79044 | 0.80022 | 0.81163 | 0.82514 | 0.83605 | 0.84633 | 0.85647 | 0.86667 | 0.87598 | 0.88416 | 0.89239 | 0.90107 | 0.91109 | 0.92104 | 0.932 | 0.9441 | 0.95691 | 0.97012 | 0.98363 | 0.99631 | 1.0079 | 1.0185 | 1.0279 | 1.0358 | 1.0414 | 1.0455 | 1.0491 | 1.0521 | 1.0551 | 1.0564 | 1.0564
F2_Commercial_Lodging_Existing_Water Heating_Natural Gas_Water Heater_E5 | F2 | Commercial | Lodging | Existing | Water Heating | Natural Gas | Water Heater | E5 | RVT - Cost of Operation | 0.75879 | 0.76573 | 0.77398 | 0.78355 | 0.79472 | 0.80795 | 0.81864 | 0.8287 | 0.83863 | 0.84862 | 0.85774 | 0.86574 | 0.8738 | 0.8823 | 0.89211 | 0.90185 | 0.91259 | 0.92443 | 0.93697 | 0.94991 | 0.96314 | 0.97555 | 0.98693 | 0.99729 | 1.0064 | 1.0142 | 1.0197 | 1.0238 | 1.0272 | 1.0302 | 1.0331 | 1.0344 | 1.0344
F2_Commercial_Lodging_Existing_Water Heating_Natural Gas_Water Heater_E6 | F2 | Commercial | Lodging | Existing | Water Heating | Natural Gas | Water Heater | E6 | RVT - Cost of Operation | 0.74331 | 0.7501 | 0.75818 | 0.76756 | 0.7785 | 0.79146 | 0.80193 | 0.81178 | 0.82152 | 0.8313 | 0.84023 | 0.84807 | 0.85596 | 0.86429 | 0.8739 | 0.88344 | 0.89396 | 0.90556 | 0.91785 | 0.93053 | 0.94348 | 0.95564 | 0.96679 | 0.97694 | 0.98591 | 0.99354 | 0.99891 | 1.0029 | 1.0063 | 1.0092 | 1.012 | 1.0133 | 1.0133
F2_Commercial_Lodging_Existing_Water Heating_Natural Gas_Water Heater_E7 | F2 | Commercial | Lodging | Existing | Water Heating | Natural Gas | Water Heater | E7 | RVT - Cost of Operation | 0.69801 | 0.70484 | 0.71239 | 0.72064 | 0.72996 | 0.74084 | 0.74994 | 0.75871 | 0.76771 | 0.77705 | 0.78601 | 0.79437 | 0.80281 | 0.81149 | 0.82087 | 0.82993 | 0.83953 | 0.84968 | 0.86011 | 0.87065 | 0.88123 | 0.89107 | 0.89995 | 0.90779 | 0.91459 | 0.92038 | 0.92444 | 0.92744 | 0.93002 | 0.93221 | 0.93439 | 0.93538 | 0.93538
F2_Commercial_Lodging_Existing_Water Heating_Natural Gas_Water Heater_E8 | F2 | Commercial | Lodging | Existing | Water Heating | Natural Gas | Water Heater | E8 | RVT - Cost of Operation | 0 | 0 | 0 | 0 | 0 | 0 | 0 | 0 | 0 | 0 | 0 | 0 | 0 | 0 | 0 | 0 | 0 | 0 | 0 | 0 | 0 | 0 | 0 | 0 | 0 | 0 | 0 | 0 | 0 | 0 | 0 | 0 | 0
F2_Commercial_Lodging_Existing_Water Heating_Natural Gas_Water Heater_E9 | F2 | Commercial | Lodging | Existing | Water Heating | Natural Gas | Water Heater | E9 | RVT - Cost of Operation | 0 | 0 | 0 | 0 | 0 | 0 | 0 | 0 | 0 | 0 | 0 | 0 | 0 | 0 | 0 | 0 | 0 | 0 | 0 | 0 | 0 | 0 | 0 | 0 | 0 | 0 | 0 | 0 | 0 | 0 | 0 | 0 | 0
F2_Commercial_Lodging_Existing_Water Heating_Natural Gas_Water Heater_E10 | F2 | Commercial | Lodging | Existing | Water Heating | Natural Gas | Water Heater | E10 | RVT - Cost of Operation | 0 | 0 | 0 | 0 | 0 | 0 | 0 | 0 | 0 | 0 | 0 | 0 | 0 | 0 | 0 | 0 | 0 | 0 | 0 | 0 | 0 | 0 | 0 | 0 | 0 | 0 | 0 | 0 | 0 | 0 | 0 | 0 | 0
F3_Commercial_Lodging_Existing_Water Heating_Natural Gas_Water Heater_E1 | F3 | Commercial | Lodging | Existing | Water Heating | Natural Gas | Water Heater | E1 | System - kBTUs of Consumption | 0.1677 | 0.1677 | 0.1677 | 0.1677 | 0.1677 | 0.1677 | 0.1677 | 0.1677 | 0.1677 | 0.1677 | 0.1677 | 0.1677 | 0.1677 | 0.1677 | 0.1677 | 0.1677 | 0.1677 | 0.1677 | 0.1677 | 0.1677 | 0.1677 | 0.1677 | 0.1677 | 0.1677 | 0.1677 | 0.1677 | 0.1677 | 0.1677 | 0.1677 | 0.1677 | 0.1677 | 0.1677 | 0.1677
F3_Commercial_Lodging_Existing_Water Heating_Natural Gas_Water Heater_E2 | F3 | Commercial | Lodging | Existing | Water Heating | Natural Gas | Water Heater | E2 | System - kBTUs of Consumption | 0.16766 | 0.16766 | 0.16766 | 0.16766 | 0.16766 | 0.16766 | 0.16766 | 0.16766 | 0.16766 | 0.16766 | 0.16766 | 0.16766 | 0.16766 | 0.16766 | 0.16766 | 0.16766 | 0.16766 | 0.16766 | 0.16766 | 0.16766 | 0.16766 | 0.16766 | 0.16766 | 0.16766 | 0.16766 | 0.16766 | 0.16766 | 0.16766 | 0.16766 | 0.16766 | 0.16766 | 0.16766 | 0.16766
F3_Commercial_Lodging_Existing_Water Heating_Natural Gas_Water Heater_E3 | F3 | Commercial | Lodging | Existing | Water Heating | Natural Gas | Water Heater | E3 | System - kBTUs of Consumption | 0.17044 | 0.17044 | 0.17044 | 0.17044 | 0.17044 | 0.17044 | 0.17044 | 0.17044 | 0.17044 | 0.17044 | 0.17044 | 0.17044 | 0.17044 | 0.17044 | 0.17044 | 0.17044 | 0.17044 | 0.17044 | 0.17044 | 0.17044 | 0.17044 | 0.17044 | 0.17044 | 0.17044 | 0.17044 | 0.17044 | 0.17044 | 0.17044 | 0.17044 | 0.17044 | 0.17044 | 0.17044 | 0.17044
F3_Commercial_Lodging_Existing_Water Heating_Natural Gas_Water Heater_E4 | F3 | Commercial | Lodging | Existing | Water Heating | Natural Gas | Water Heater | E4 | System - kBTUs of Consumption | 0.17322 | 0.17322 | 0.17322 | 0.17322 | 0.17322 | 0.17322 | 0.17322 | 0.17322 | 0.17322 | 0.17322 | 0.17322 | 0.17322 | 0.17322 | 0.17322 | 0.17322 | 0.17322 | 0.17322 | 0.17322 | 0.17322 | 0.17322 | 0.17322 | 0.17322 | 0.17322 | 0.17322 | 0.17322 | 0.17322 | 0.17322 | 0.17322 | 0.17322 | 0.17322 | 0.17322 | 0.17322 | 0.17322
F3_Commercial_Lodging_Existing_Water Heating_Natural Gas_Water Heater_E5 | F3 | Commercial | Lodging | Existing | Water Heating | Natural Gas | Water Heater | E5 | System - kBTUs of Consumption | 0.17691 | 0.17691 | 0.17691 | 0.17691 | 0.17691 | 0.17691 | 0.17691 | 0.17691 | 0.17691 | 0.17691 | 0.17691 | 0.17691 | 0.17691 | 0.17691 | 0.17691 | 0.17691 | 0.17691 | 0.17691 | 0.17691 | 0.17691 | 0.17691 | 0.17691 | 0.17691 | 0.17691 | 0.17691 | 0.17691 | 0.17691 | 0.17691 | 0.17691 | 0.17691 | 0.17691 | 0.17691 | 0.17691
F3_Commercial_Lodging_Existing_Water Heating_Natural Gas_Water Heater_E6 | F3 | Commercial | Lodging | Existing | Water Heating | Natural Gas | Water Heater | E6 | System - kBTUs of Consumption | 0.14945 | 0.14945 | 0.14945 | 0.14945 | 0.14945 | 0.14945 | 0.14945 | 0.14945 | 0.14945 | 0.14945 | 0.14945 | 0.14945 | 0.14945 | 0.14945 | 0.14945 | 0.14945 | 0.14945 | 0.14945 | 0.14945 | 0.14945 | 0.14945 | 0.14945 | 0.14945 | 0.14945 | 0.14945 | 0.14945 | 0.14945 | 0.14945 | 0.14945 | 0.14945 | 0.14945 | 0.14945 | 0.14945
F3_Commercial_Lodging_Existing_Water Heating_Natural Gas_Water Heater_E7 | F3 | Commercial | Lodging | Existing | Water Heating | Natural Gas | Water Heater | E7 | System - kBTUs of Consumption | 0.18871 | 0.18871 | 0.18871 | 0.18871 | 0.18871 | 0.18871 | 0.18871 | 0.18871 | 0.18871 | 0.18871 | 0.18871 | 0.18871 | 0.18871 | 0.18871 | 0.18871 | 0.18871 | 0.18871 | 0.18871 | 0.18871 | 0.18871 | 0.18871 | 0.18871 | 0.18871 | 0.18871 | 0.18871 | 0.18871 | 0.18871 | 0.18871 | 0.18871 | 0.18871 | 0.18871 | 0.18871 | 0.18871
F3_Commercial_Lodging_Existing_Water Heating_Natural Gas_Water Heater_E8 | F3 | Commercial | Lodging | Existing | Water Heating | Natural Gas | Water Heater | E8 | System - kBTUs of Consumption | 0 | 0 | 0 | 0 | 0 | 0 | 0 | 0 | 0 | 0 | 0 | 0 | 0 | 0 | 0 | 0 | 0 | 0 | 0 | 0 | 0 | 0 | 0 | 0 | 0 | 0 | 0 | 0 | 0 | 0 | 0 | 0 | 0
F3_Commercial_Lodging_Existing_Water Heating_Natural Gas_Water Heater_E9 | F3 | Commercial | Lodging | Existing | Water Heating | Natural Gas | Water Heater | E9 | System - kBTUs of Consumption | 0 | 0 | 0 | 0 | 0 | 0 | 0 | 0 | 0 | 0 | 0 | 0 | 0 | 0 | 0 | 0 | 0 | 0 | 0 | 0 | 0 | 0 | 0 | 0 | 0 | 0 | 0 | 0 | 0 | 0 | 0 | 0 | 0
F3_Commercial_Lodging_Existing_Water Heating_Natural Gas_Water Heater_E10 | F3 | Commercial | Lodging | Existing | Water Heating | Natural Gas | Water Heater | E10 | System - kBTUs of Consumption | 0 | 0 | 0 | 0 | 0 | 0 | 0 | 0 | 0 | 0 | 0 | 0 | 0 | 0 | 0 | 0 | 0 | 0 | 0 | 0 | 0 | 0 | 0 | 0 | 0 | 0 | 0 | 0 | 0 | 0 | 0 | 0 | 0
F4_Commercial_Lodging_Existing_Water Heating_Natural Gas_Water Heater_E1 | F4 | Commercial | Lodging | Existing | Water Heating | Natural Gas | Water Heater | E1 | Utility - Cost of Equipment | 0.91055 | 0.91887 | 0.92877 | 0.94026 | 0.95367 | 0.96954 | 0.98236 | 0.99443 | 1.0064 | 1.0183 | 1.0293 | 1.0389 | 1.0486 | 1.0588 | 1.0705 | 1.0822 | 1.0951 | 1.1093 | 1.1244 | 1.1399 | 1.1558 | 1.1707 | 1.1843 | 1.1968 | 1.2077 | 1.2171 | 1.2237 | 1.2285 | 1.2327 | 1.2362 | 1.2397 | 1.2413 | 1.2413
F4_Commercial_Lodging_Existing_Water Heating_Natural Gas_Water Heater_E2 | F4 | Commercial | Lodging | Existing | Water Heating | Natural Gas | Water Heater | E2 | Utility - Cost of Equipment | 0.89931 | 0.90753 | 0.91731 | 0.92865 | 0.94189 | 0.95757 | 0.97023 | 0.98216 | 0.99393 | 1.0058 | 1.0166 | 1.0261 | 1.0356 | 1.0457 | 1.0573 | 1.0689 | 1.0816 | 1.0956 | 1.1105 | 1.1258 | 1.1415 | 1.1562 | 1.1697 | 1.182 | 1.1928 | 1.2021 | 1.2086 | 1.2133 | 1.2175 | 1.221 | 1.2244 | 1.226 | 1.226
F4_Commercial_Lodging_Existing_Water Heating_Natural Gas_Water Heater_E3 | F4 | Commercial | Lodging | Existing | Water Heating | Natural Gas | Water Heater | E3 | Utility - Cost of Equipment | 0.82777 | 0.83534 | 0.84434 | 0.85478 | 0.86697 | 0.8814 | 0.89306 | 0.90403 | 0.91487 | 0.92576 | 0.93571 | 0.94445 | 0.95323 | 0.96251 | 0.97321 | 0.98384 | 0.99555 | 1.0085 | 1.0222 | 1.0363 | 1.0507 | 1.0642 | 1.0766 | 1.088 | 1.0979 | 1.1064 | 1.1124 | 1.1168 | 1.1206 | 1.1238 | 1.127 | 1.1285 | 1.1285
F4_Commercial_Lodging_Existing_Water Heating_Natural Gas_Water Heater_E4 | F4 | Commercial | Lodging | Existing | Water Heating | Natural Gas | Water Heater | E4 | Utility - Cost of Equipment | 0.77494 | 0.78202 | 0.79044 | 0.80022 | 0.81163 | 0.82514 | 0.83605 | 0.84633 | 0.85647 | 0.86667 | 0.87598 | 0.88416 | 0.89239 | 0.90107 | 0.91109 | 0.92104 | 0.932 | 0.9441 | 0.95691 | 0.97012 | 0.98363 | 0.99631 | 1.0079 | 1.0185 | 1.0279 | 1.0358 | 1.0414 | 1.0455 | 1.0491 | 1.0521 | 1.0551 | 1.0564 | 1.0564
F4_Commercial_Lodging_Existing_Water Heating_Natural Gas_Water Heater_E5 | F4 | Commercial | Lodging | Existing | Water Heating | Natural Gas | Water Heater | E5 | Utility - Cost of Equipment | 0.75879 | 0.76573 | 0.77398 | 0.78355 | 0.79472 | 0.80795 | 0.81864 | 0.8287 | 0.83863 | 0.84862 | 0.85774 | 0.86574 | 0.8738 | 0.8823 | 0.89211 | 0.90185 | 0.91259 | 0.92443 | 0.93697 | 0.94991 | 0.96314 | 0.97555 | 0.98693 | 0.99729 | 1.0064 | 1.0142 | 1.0197 | 1.0238 | 1.0272 | 1.0302 | 1.0331 | 1.0344 | 1.0344
F4_Commercial_Lodging_Existing_Water Heating_Natural Gas_Water Heater_E6 | F4 | Commercial | Lodging | Existing | Water Heating | Natural Gas | Water Heater | E6 | Utility - Cost of Equipment | 0.74331 | 0.7501 | 0.75818 | 0.76756 | 0.7785 | 0.79146 | 0.80193 | 0.81178 | 0.82152 | 0.8313 | 0.84023 | 0.84807 | 0.85596 | 0.86429 | 0.8739 | 0.88344 | 0.89396 | 0.90556 | 0.91785 | 0.93053 | 0.94348 | 0.95564 | 0.96679 | 0.97694 | 0.98591 | 0.99354 | 0.99891 | 1.0029 | 1.0063 | 1.0092 | 1.012 | 1.0133 | 1.0133
F4_Commercial_Lodging_Existing_Water Heating_Natural Gas_Water Heater_E7 | F4 | Commercial | Lodging | Existing | Water Heating | Natural Gas | Water Heater | E7 | Utility - Cost of Equipment | 0.69801 | 0.70484 | 0.71239 | 0.72064 | 0.72996 | 0.74084 | 0.74994 | 0.75871 | 0.76771 | 0.77705 | 0.78601 | 0.79437 | 0.80281 | 0.81149 | 0.82087 | 0.82993 | 0.83953 | 0.84968 | 0.86011 | 0.87065 | 0.88123 | 0.89107 | 0.89995 | 0.90779 | 0.91459 | 0.92038 | 0.92444 | 0.92744 | 0.93002 | 0.93221 | 0.93439 | 0.93538 | 0.93538
F4_Commercial_Lodging_Existing_Water Heating_Natural Gas_Water Heater_E8 | F4 | Commercial | Lodging | Existing | Water Heating | Natural Gas | Water Heater | E8 | Utility - Cost of Equipment | 0 | 0 | 0 | 0 | 0 | 0 | 0 | 0 | 0 | 0 | 0 | 0 | 0 | 0 | 0 | 0 | 0 | 0 | 0 | 0 | 0 | 0 | 0 | 0 | 0 | 0 | 0 | 0 | 0 | 0 | 0 | 0 | 0
F4_Commercial_Lodging_Existing_Water Heating_Natural Gas_Water Heater_E9 | F4 | Commercial | Lodging | Existing | Water Heating | Natural Gas | Water Heater | E9 | Utility - Cost of Equipment | 0 | 0 | 0 | 0 | 0 | 0 | 0 | 0 | 0 | 0 | 0 | 0 | 0 | 0 | 0 | 0 | 0 | 0 | 0 | 0 | 0 | 0 | 0 | 0 | 0 | 0 | 0 | 0 | 0 | 0 | 0 | 0 | 0
F4_Commercial_Lodging_Existing_Water Heating_Natural Gas_Water Heater_E10 | F4 | Commercial | Lodging | Existing | Water Heating | Natural Gas | Water Heater | E10 | Utility - Cost of Equipment | 0 | 0 | 0 | 0 | 0 | 0 | 0 | 0 | 0 | 0 | 0 | 0 | 0 | 0 | 0 | 0 | 0 | 0 | 0 | 0 | 0 | 0 | 0 | 0 | 0 | 0 | 0 | 0 | 0 | 0 | 0 | 0 | 0
F5_Commercial_Lodging_Existing_Water Heating_Natural Gas_Water Heater_E1 | F5 | Commercial | Lodging | Existing | Water Heating | Natural Gas | Water Heater | E1 | Utility - Cost of Operation | 0.1677 | 0.1677 | 0.1677 | 0.1677 | 0.1677 | 0.1677 | 0.1677 | 0.1677 | 0.1677 | 0.1677 | 0.1677 | 0.1677 | 0.1677 | 0.1677 | 0.1677 | 0.1677 | 0.1677 | 0.1677 | 0.1677 | 0.1677 | 0.1677 | 0.1677 | 0.1677 | 0.1677 | 0.1677 | 0.1677 | 0.1677 | 0.1677 | 0.1677 | 0.1677 | 0.1677 | 0.1677 | 0.1677
F5_Commercial_Lodging_Existing_Water Heating_Natural Gas_Water Heater_E2 | F5 | Commercial | Lodging | Existing | Water Heating | Natural Gas | Water Heater | E2 | Utility - Cost of Operation | 0.16766 | 0.16766 | 0.16766 | 0.16766 | 0.16766 | 0.16766 | 0.16766 | 0.16766 | 0.16766 | 0.16766 | 0.16766 | 0.16766 | 0.16766 | 0.16766 | 0.16766 | 0.16766 | 0.16766 | 0.16766 | 0.16766 | 0.16766 | 0.16766 | 0.16766 | 0.16766 | 0.16766 | 0.16766 | 0.16766 | 0.16766 | 0.16766 | 0.16766 | 0.16766 | 0.16766 | 0.16766 | 0.16766
F5_Commercial_Lodging_Existing_Water Heating_Natural Gas_Water Heater_E3 | F5 | Commercial | Lodging | Existing | Water Heating | Natural Gas | Water Heater | E3 | Utility - Cost of Operation | 0.17044 | 0.17044 | 0.17044 | 0.17044 | 0.17044 | 0.17044 | 0.17044 | 0.17044 | 0.17044 | 0.17044 | 0.17044 | 0.17044 | 0.17044 | 0.17044 | 0.17044 | 0.17044 | 0.17044 | 0.17044 | 0.17044 | 0.17044 | 0.17044 | 0.17044 | 0.17044 | 0.17044 | 0.17044 | 0.17044 | 0.17044 | 0.17044 | 0.17044 | 0.17044 | 0.17044 | 0.17044 | 0.17044
F5_Commercial_Lodging_Existing_Water Heating_Natural Gas_Water Heater_E4 | F5 | Commercial | Lodging | Existing | Water Heating | Natural Gas | Water Heater | E4 | Utility - Cost of Operation | 0.17322 | 0.17322 | 0.17322 | 0.17322 | 0.17322 | 0.17322 | 0.17322 | 0.17322 | 0.17322 | 0.17322 | 0.17322 | 0.17322 | 0.17322 | 0.17322 | 0.17322 | 0.17322 | 0.17322 | 0.17322 | 0.17322 | 0.17322 | 0.17322 | 0.17322 | 0.17322 | 0.17322 | 0.17322 | 0.17322 | 0.17322 | 0.17322 | 0.17322 | 0.17322 | 0.17322 | 0.17322 | 0.17322
F5_Commercial_Lodging_Existing_Water Heating_Natural Gas_Water Heater_E5 | F5 | Commercial | Lodging | Existing | Water Heating | Natural Gas | Water Heater | E5 | Utility - Cost of Operation | 0.17691 | 0.17691 | 0.17691 | 0.17691 | 0.17691 | 0.17691 | 0.17691 | 0.17691 | 0.17691 | 0.17691 | 0.17691 | 0.17691 | 0.17691 | 0.17691 | 0.17691 | 0.17691 | 0.17691 | 0.17691 | 0.17691 | 0.17691 | 0.17691 | 0.17691 | 0.17691 | 0.17691 | 0.17691 | 0.17691 | 0.17691 | 0.17691 | 0.17691 | 0.17691 | 0.17691 | 0.17691 | 0.17691
F5_Commercial_Lodging_Existing_Water Heating_Natural Gas_Water Heater_E6 | F5 | Commercial | Lodging | Existing | Water Heating | Natural Gas | Water Heater | E6 | Utility - Cost of Operation | 0.14945 | 0.14945 | 0.14945 | 0.14945 | 0.14945 | 0.14945 | 0.14945 | 0.14945 | 0.14945 | 0.14945 | 0.14945 | 0.14945 | 0.14945 | 0.14945 | 0.14945 | 0.14945 | 0.14945 | 0.14945 | 0.14945 | 0.14945 | 0.14945 | 0.14945 | 0.14945 | 0.14945 | 0.14945 | 0.14945 | 0.14945 | 0.14945 | 0.14945 | 0.14945 | 0.14945 | 0.14945 | 0.14945
F5_Commercial_Lodging_Existing_Water Heating_Natural Gas_Water Heater_E7 | F5 | Commercial | Lodging | Existing | Water Heating | Natural Gas | Water Heater | E7 | Utility - Cost of Operation | 0.18871 | 0.18871 | 0.18871 | 0.18871 | 0.18871 | 0.18871 | 0.18871 | 0.18871 | 0.18871 | 0.18871 | 0.18871 | 0.18871 | 0.18871 | 0.18871 | 0.18871 | 0.18871 | 0.18871 | 0.18871 | 0.18871 | 0.18871 | 0.18871 | 0.18871 | 0.18871 | 0.18871 | 0.18871 | 0.18871 | 0.18871 | 0.18871 | 0.18871 | 0.18871 | 0.18871 | 0.18871 | 0.18871
F5_Commercial_Lodging_Existing_Water Heating_Natural Gas_Water Heater_E8 | F5 | Commercial | Lodging | Existing | Water Heating | Natural Gas | Water Heater | E8 | Utility - Cost of Operation | 0 | 0 | 0 | 0 | 0 | 0 | 0 | 0 | 0 | 0 | 0 | 0 | 0 | 0 | 0 | 0 | 0 | 0 | 0 | 0 | 0 | 0 | 0 | 0 | 0 | 0 | 0 | 0 | 0 | 0 | 0 | 0 | 0
F5_Commercial_Lodging_Existing_Water Heating_Natural Gas_Water Heater_E9 | F5 | Commercial | Lodging | Existing | Water Heating | Natural Gas | Water Heater | E9 | Utility - Cost of Operation | 0 | 0 | 0 | 0 | 0 | 0 | 0 | 0 | 0 | 0 | 0 | 0 | 0 | 0 | 0 | 0 | 0 | 0 | 0 | 0 | 0 | 0 | 0 | 0 | 0 | 0 | 0 | 0 | 0 | 0 | 0 | 0 | 0
F5_Commercial_Lodging_Existing_Water Heating_Natural Gas_Water Heater_E10 | F5 | Commercial | Lodging | Existing | Water Heating | Natural Gas | Water Heater | E10 | Utility - Cost of Operation | 0 | 0 | 0 | 0 | 0 | 0 | 0 | 0 | 0 | 0 | 0 | 0 | 0 | 0 | 0 | 0 | 0 | 0 | 0 | 0 | 0 | 0 | 0 | 0 | 0 | 0 | 0 | 0 | 0 | 0 | 0 | 0 | 0
F6_Commercial_Lodging_Existing_Water Heating_Natural Gas_Water Heater_E1 | F6 | Commercial | Lodging | Existing | Water Heating | Natural Gas | Water Heater | E1 | Utility - Value of Sales | 0.7063 | 0.7063 | 0.7063 | 0.7063 | 0.7063 | 0.7063 | 0.7063 | 0.7063 | 0.7063 | 0.7063 | 0.7063 | 0.7063 | 0.7063 | 0.7063 | 0.7063 | 0.7063 | 0.7063 | 0.7063 | 0.7063 | 0.7063 | 0.7063 | 0.7063 | 0.7063 | 0.7063 | 0.7063 | 0.7063 | 0.7063 | 0.7063 | 0.7063 | 0.7063 | 0.7063 | 0.7063 | 0.7063
F6_Commercial_Lodging_Existing_Water Heating_Natural Gas_Water Heater_E2 | F6 | Commercial | Lodging | Existing | Water Heating | Natural Gas | Water Heater | E2 | Utility - Value of Sales | 0.69758 | 0.69758 | 0.69758 | 0.69758 | 0.69758 | 0.69758 | 0.69758 | 0.69758 | 0.69758 | 0.69758 | 0.69758 | 0.69758 | 0.69758 | 0.69758 | 0.69758 | 0.69758 | 0.69758 | 0.69758 | 0.69758 | 0.69758 | 0.69758 | 0.69758 | 0.69758 | 0.69758 | 0.69758 | 0.69758 | 0.69758 | 0.69758 | 0.69758 | 0.69758 | 0.69758 | 0.69758 | 0.69758
F6_Commercial_Lodging_Existing_Water Heating_Natural Gas_Water Heater_E3 | F6 | Commercial | Lodging | Existing | Water Heating | Natural Gas | Water Heater | E3 | Utility - Value of Sales | 0.64209 | 0.64209 | 0.64209 | 0.64209 | 0.64209 | 0.64209 | 0.64209 | 0.64209 | 0.64209 | 0.64209 | 0.64209 | 0.64209 | 0.64209 | 0.64209 | 0.64209 | 0.64209 | 0.64209 | 0.64209 | 0.64209 | 0.64209 | 0.64209 | 0.64209 | 0.64209 | 0.64209 | 0.64209 | 0.64209 | 0.64209 | 0.64209 | 0.64209 | 0.64209 | 0.64209 | 0.64209 | 0.64209
F6_Commercial_Lodging_Existing_Water Heating_Natural Gas_Water Heater_E4 | F6 | Commercial | Lodging | Existing | Water Heating | Natural Gas | Water Heater | E4 | Utility - Value of Sales | 0.60111 | 0.60111 | 0.60111 | 0.60111 | 0.60111 | 0.60111 | 0.60111 | 0.60111 | 0.60111 | 0.60111 | 0.60111 | 0.60111 | 0.60111 | 0.60111 | 0.60111 | 0.60111 | 0.60111 | 0.60111 | 0.60111 | 0.60111 | 0.60111 | 0.60111 | 0.60111 | 0.60111 | 0.60111 | 0.60111 | 0.60111 | 0.60111 | 0.60111 | 0.60111 | 0.60111 | 0.60111 | 0.60111
F6_Commercial_Lodging_Existing_Water Heating_Natural Gas_Water Heater_E5 | F6 | Commercial | Lodging | Existing | Water Heating | Natural Gas | Water Heater | E5 | Utility - Value of Sales | 0.58859 | 0.58859 | 0.58859 | 0.58859 | 0.58859 | 0.58859 | 0.58859 | 0.58859 | 0.58859 | 0.58859 | 0.58859 | 0.58859 | 0.58859 | 0.58859 | 0.58859 | 0.58859 | 0.58859 | 0.58859 | 0.58859 | 0.58859 | 0.58859 | 0.58859 | 0.58859 | 0.58859 | 0.58859 | 0.58859 | 0.58859 | 0.58859 | 0.58859 | 0.58859 | 0.58859 | 0.58859 | 0.58859
F6_Commercial_Lodging_Existing_Water Heating_Natural Gas_Water Heater_E6 | F6 | Commercial | Lodging | Existing | Water Heating | Natural Gas | Water Heater | E6 | Utility - Value of Sales | 0.57657 | 0.57657 | 0.57657 | 0.57657 | 0.57657 | 0.57657 | 0.57657 | 0.57657 | 0.57657 | 0.57657 | 0.57657 | 0.57657 | 0.57657 | 0.57657 | 0.57657 | 0.57657 | 0.57657 | 0.57657 | 0.57657 | 0.57657 | 0.57657 | 0.57657 | 0.57657 | 0.57657 | 0.57657 | 0.57657 | 0.57657 | 0.57657 | 0.57657 | 0.57657 | 0.57657 | 0.57657 | 0.57657
F6_Commercial_Lodging_Existing_Water Heating_Natural Gas_Water Heater_E7 | F6 | Commercial | Lodging | Existing | Water Heating | Natural Gas | Water Heater | E7 | Utility - Value of Sales | 0.53306 | 0.53306 | 0.53306 | 0.53306 | 0.53306 | 0.53306 | 0.53306 | 0.53306 | 0.53306 | 0.53306 | 0.53306 | 0.53306 | 0.53306 | 0.53306 | 0.53306 | 0.53306 | 0.53306 | 0.53306 | 0.53306 | 0.53306 | 0.53306 | 0.53306 | 0.53306 | 0.53306 | 0.53306 | 0.53306 | 0.53306 | 0.53306 | 0.53306 | 0.53306 | 0.53306 | 0.53306 | 0.53306
F6_Commercial_Lodging_Existing_Water Heating_Natural Gas_Water Heater_E8 | F6 | Commercial | Lodging | Existing | Water Heating | Natural Gas | Water Heater | E8 | Utility - Value of Sales | 0 | 0 | 0 | 0 | 0 | 0 | 0 | 0 | 0 | 0 | 0 | 0 | 0 | 0 | 0 | 0 | 0 | 0 | 0 | 0 | 0 | 0 | 0 | 0 | 0 | 0 | 0 | 0 | 0 | 0 | 0 | 0 | 0
F6_Commercial_Lodging_Existing_Water Heating_Natural Gas_Water Heater_E9 | F6 | Commercial | Lodging | Existing | Water Heating | Natural Gas | Water Heater | E9 | Utility - Value of Sales | 0 | 0 | 0 | 0 | 0 | 0 | 0 | 0 | 0 | 0 | 0 | 0 | 0 | 0 | 0 | 0 | 0 | 0 | 0 | 0 | 0 | 0 | 0 | 0 | 0 | 0 | 0 | 0 | 0 | 0 | 0 | 0 | 0
F6_Commercial_Lodging_Existing_Water Heating_Natural Gas_Water Heater_E10 | F6 | Commercial | Lodging | Existing | Water Heating | Natural Gas | Water Heater | E10 | Utility - Value of Sales | 0 | 0 | 0 | 0 | 0 | 0 | 0 | 0 | 0 | 0 | 0 | 0 | 0 | 0 | 0 | 0 | 0 | 0 | 0 | 0 | 0 | 0 | 0 | 0 | 0 | 0 | 0 | 0 | 0 | 0 | 0 | 0 | 0
F1_Commercial_Lodging_Existing_Food Preparation_Natural Gas_Oven_E1 | F1 | Commercial | Lodging | Existing | Food Preparation | Natural Gas | Oven | E1 | RVT - Cost of Equipment | 0.14393 | 0.14503 | 0.14626 | 0.1476 | 0.14914 | 0.15092 | 0.15236 | 0.15375 | 0.15515 | 0.15662 | 0.15801 | 0.15929 | 0.1606 | 0.16198 | 0.1635 | 0.16499 | 0.16656 | 0.16823 | 0.16996 | 0.17173 | 0.17352 | 0.17519 | 0.17669 | 0.17802 | 0.17918 | 0.18017 | 0.18085 | 0.18136 | 0.18181 | 0.18219 | 0.18256 | 0.18273 | 0.18273
F1_Commercial_Lodging_Existing_Food Preparation_Natural Gas_Oven_E2 | F1 | Commercial | Lodging | Existing | Food Preparation | Natural Gas | Oven | E2 | RVT - Cost of Equipment | 0.12506 | 0.12601 | 0.12708 | 0.12825 | 0.12958 | 0.13113 | 0.13238 | 0.13358 | 0.1348 | 0.13608 | 0.13729 | 0.1384 | 0.13954 | 0.14074 | 0.14206 | 0.14335 | 0.14472 | 0.14617 | 0.14767 | 0.14921 | 0.15076 | 0.15221 | 0.15352 | 0.15468 | 0.15568 | 0.15654 | 0.15713 | 0.15758 | 0.15796 | 0.15829 | 0.15862 | 0.15876 | 0.15876
F1_Commercial_Lodging_Existing_Food Preparation_Natural Gas_Oven_E3 | F1 | Commercial | Lodging | Existing | Food Preparation | Natural Gas | Oven | E3 | RVT - Cost of Equipment | 0 | 0 | 0 | 0 | 0 | 0 | 0 | 0 | 0 | 0 | 0 | 0 | 0 | 0 | 0 | 0 | 0 | 0 | 0 | 0 | 0 | 0 | 0 | 0 | 0 | 0 | 0 | 0 | 0 | 0 | 0 | 0 | 0
F1_Commercial_Lodging_Existing_Food Preparation_Natural Gas_Oven_E4 | F1 | Commercial | Lodging | Existing | Food Preparation | Natural Gas | Oven | E4 | RVT - Cost of Equipment | 0 | 0 | 0 | 0 | 0 | 0 | 0 | 0 | 0 | 0 | 0 | 0 | 0 | 0 | 0 | 0 | 0 | 0 | 0 | 0 | 0 | 0 | 0 | 0 | 0 | 0 | 0 | 0 | 0 | 0 | 0 | 0 | 0
F1_Commercial_Lodging_Existing_Food Preparation_Natural Gas_Oven_E5 | F1 | Commercial | Lodging | Existing | Food Preparation | Natural Gas | Oven | E5 | RVT - Cost of Equipment | 0 | 0 | 0 | 0 | 0 | 0 | 0 | 0 | 0 | 0 | 0 | 0 | 0 | 0 | 0 | 0 | 0 | 0 | 0 | 0 | 0 | 0 | 0 | 0 | 0 | 0 | 0 | 0 | 0 | 0 | 0 | 0 | 0
F1_Commercial_Lodging_Existing_Food Preparation_Natural Gas_Oven_E6 | F1 | Commercial | Lodging | Existing | Food Preparation | Natural Gas | Oven | E6 | RVT - Cost of Equipment | 0 | 0 | 0 | 0 | 0 | 0 | 0 | 0 | 0 | 0 | 0 | 0 | 0 | 0 | 0 | 0 | 0 | 0 | 0 | 0 | 0 | 0 | 0 | 0 | 0 | 0 | 0 | 0 | 0 | 0 | 0 | 0 | 0
F1_Commercial_Lodging_Existing_Food Preparation_Natural Gas_Oven_E7 | F1 | Commercial | Lodging | Existing | Food Preparation | Natural Gas | Oven | E7 | RVT - Cost of Equipment | 0 | 0 | 0 | 0 | 0 | 0 | 0 | 0 | 0 | 0 | 0 | 0 | 0 | 0 | 0 | 0 | 0 | 0 | 0 | 0 | 0 | 0 | 0 | 0 | 0 | 0 | 0 | 0 | 0 | 0 | 0 | 0 | 0
F1_Commercial_Lodging_Existing_Food Preparation_Natural Gas_Oven_E8 | F1 | Commercial | Lodging | Existing | Food Preparation | Natural Gas | Oven | E8 | RVT - Cost of Equipment | 0 | 0 | 0 | 0 | 0 | 0 | 0 | 0 | 0 | 0 | 0 | 0 | 0 | 0 | 0 | 0 | 0 | 0 | 0 | 0 | 0 | 0 | 0 | 0 | 0 | 0 | 0 | 0 | 0 | 0 | 0 | 0 | 0
F1_Commercial_Lodging_Existing_Food Preparation_Natural Gas_Oven_E9 | F1 | Commercial | Lodging | Existing | Food Preparation | Natural Gas | Oven | E9 | RVT - Cost of Equipment | 0 | 0 | 0 | 0 | 0 | 0 | 0 | 0 | 0 | 0 | 0 | 0 | 0 | 0 | 0 | 0 | 0 | 0 | 0 | 0 | 0 | 0 | 0 | 0 | 0 | 0 | 0 | 0 | 0 | 0 | 0 | 0 | 0
F1_Commercial_Lodging_Existing_Food Preparation_Natural Gas_Oven_E10 | F1 | Commercial | Lodging | Existing | Food Preparation | Natural Gas | Oven | E10 | RVT - Cost of Equipment | 0 | 0 | 0 | 0 | 0 | 0 | 0 | 0 | 0 | 0 | 0 | 0 | 0 | 0 | 0 | 0 | 0 | 0 | 0 | 0 | 0 | 0 | 0 | 0 | 0 | 0 | 0 | 0 | 0 | 0 | 0 | 0 | 0
F2_Commercial_Lodging_Existing_Food Preparation_Natural Gas_Oven_E1 | F2 | Commercial | Lodging | Existing | Food Preparation | Natural Gas | Oven | E1 | RVT - Cost of Operation | 0.17244 | 0.17375 | 0.17522 | 0.17684 | 0.17868 | 0.18081 | 0.18254 | 0.1842 | 0.18588 | 0.18764 | 0.18931 | 0.19084 | 0.19241 | 0.19406 | 0.19588 | 0.19767 | 0.19955 | 0.20155 | 0.20363 | 0.20575 | 0.20788 | 0.20988 | 0.21169 | 0.21328 | 0.21466 | 0.21585 | 0.21667 | 0.21729 | 0.21782 | 0.21827 | 0.21872 | 0.21892 | 0.21892
F2_Commercial_Lodging_Existing_Food Preparation_Natural Gas_Oven_E2 | F2 | Commercial | Lodging | Existing | Food Preparation | Natural Gas | Oven | E2 | RVT - Cost of Operation | 0.14983 | 0.15097 | 0.15224 | 0.15365 | 0.15525 | 0.1571 | 0.1586 | 0.16004 | 0.1615 | 0.16303 | 0.16448 | 0.16582 | 0.16718 | 0.16861 | 0.1702 | 0.17174 | 0.17338 | 0.17512 | 0.17692 | 0.17877 | 0.18062 | 0.18236 | 0.18393 | 0.18531 | 0.18651 | 0.18754 | 0.18826 | 0.18879 | 0.18925 | 0.18964 | 0.19003 | 0.19021 | 0.19021
F2_Commercial_Lodging_Existing_Food Preparation_Natural Gas_Oven_E3 | F2 | Commercial | Lodging | Existing | Food Preparation | Natural Gas | Oven | E3 | RVT - Cost of Operation | 0 | 0 | 0 | 0 | 0 | 0 | 0 | 0 | 0 | 0 | 0 | 0 | 0 | 0 | 0 | 0 | 0 | 0 | 0 | 0 | 0 | 0 | 0 | 0 | 0 | 0 | 0 | 0 | 0 | 0 | 0 | 0 | 0
F2_Commercial_Lodging_Existing_Food Preparation_Natural Gas_Oven_E4 | F2 | Commercial | Lodging | Existing | Food Preparation | Natural Gas | Oven | E4 | RVT - Cost of Operation | 0 | 0 | 0 | 0 | 0 | 0 | 0 | 0 | 0 | 0 | 0 | 0 | 0 | 0 | 0 | 0 | 0 | 0 | 0 | 0 | 0 | 0 | 0 | 0 | 0 | 0 | 0 | 0 | 0 | 0 | 0 | 0 | 0
F2_Commercial_Lodging_Existing_Food Preparation_Natural Gas_Oven_E5 | F2 | Commercial | Lodging | Existing | Food Preparation | Natural Gas | Oven | E5 | RVT - Cost of Operation | 0 | 0 | 0 | 0 | 0 | 0 | 0 | 0 | 0 | 0 | 0 | 0 | 0 | 0 | 0 | 0 | 0 | 0 | 0 | 0 | 0 | 0 | 0 | 0 | 0 | 0 | 0 | 0 | 0 | 0 | 0 | 0 | 0
F2_Commercial_Lodging_Existing_Food Preparation_Natural Gas_Oven_E6 | F2 | Commercial | Lodging | Existing | Food Preparation | Natural Gas | Oven | E6 | RVT - Cost of Operation | 0 | 0 | 0 | 0 | 0 | 0 | 0 | 0 | 0 | 0 | 0 | 0 | 0 | 0 | 0 | 0 | 0 | 0 | 0 | 0 | 0 | 0 | 0 | 0 | 0 | 0 | 0 | 0 | 0 | 0 | 0 | 0 | 0
F2_Commercial_Lodging_Existing_Food Preparation_Natural Gas_Oven_E7 | F2 | Commercial | Lodging | Existing | Food Preparation | Natural Gas | Oven | E7 | RVT - Cost of Operation | 0 | 0 | 0 | 0 | 0 | 0 | 0 | 0 | 0 | 0 | 0 | 0 | 0 | 0 | 0 | 0 | 0 | 0 | 0 | 0 | 0 | 0 | 0 | 0 | 0 | 0 | 0 | 0 | 0 | 0 | 0 | 0 | 0
F2_Commercial_Lodging_Existing_Food Preparation_Natural Gas_Oven_E8 | F2 | Commercial | Lodging | Existing | Food Preparation | Natural Gas | Oven | E8 | RVT - Cost of Operation | 0 | 0 | 0 | 0 | 0 | 0 | 0 | 0 | 0 | 0 | 0 | 0 | 0 | 0 | 0 | 0 | 0 | 0 | 0 | 0 | 0 | 0 | 0 | 0 | 0 | 0 | 0 | 0 | 0 | 0 | 0 | 0 | 0
F2_Commercial_Lodging_Existing_Food Preparation_Natural Gas_Oven_E9 | F2 | Commercial | Lodging | Existing | Food Preparation | Natural Gas | Oven | E9 | RVT - Cost of Operation | 0 | 0 | 0 | 0 | 0 | 0 | 0 | 0 | 0 | 0 | 0 | 0 | 0 | 0 | 0 | 0 | 0 | 0 | 0 | 0 | 0 | 0 | 0 | 0 | 0 | 0 | 0 | 0 | 0 | 0 | 0 | 0 | 0
F2_Commercial_Lodging_Existing_Food Preparation_Natural Gas_Oven_E10 | F2 | Commercial | Lodging | Existing | Food Preparation | Natural Gas | Oven | E10 | RVT - Cost of Operation | 0 | 0 | 0 | 0 | 0 | 0 | 0 | 0 | 0 | 0 | 0 | 0 | 0 | 0 | 0 | 0 | 0 | 0 | 0 | 0 | 0 | 0 | 0 | 0 | 0 | 0 | 0 | 0 | 0 | 0 | 0 | 0 | 0
F3_Commercial_Lodging_Existing_Food Preparation_Natural Gas_Oven_E1 | F3 | Commercial | Lodging | Existing | Food Preparation | Natural Gas | Oven | E1 | System - kBTUs of Consumption | 0.1107 | 0.1107 | 0.1107 | 0.1107 | 0.1107 | 0.1107 | 0.1107 | 0.1107 | 0.1107 | 0.1107 | 0.1107 | 0.1107 | 0.1107 | 0.1107 | 0.1107 | 0.1107 | 0.1107 | 0.1107 | 0.1107 | 0.1107 | 0.1107 | 0.1107 | 0.1107 | 0.1107 | 0.1107 | 0.1107 | 0.1107 | 0.1107 | 0.1107 | 0.1107 | 0.1107 | 0.1107 | 0.1107
F3_Commercial_Lodging_Existing_Food Preparation_Natural Gas_Oven_E2 | F3 | Commercial | Lodging | Existing | Food Preparation | Natural Gas | Oven | E2 | System - kBTUs of Consumption | 0.11661 | 0.11661 | 0.11661 | 0.11661 | 0.11661 | 0.11661 | 0.11661 | 0.11661 | 0.11661 | 0.11661 | 0.11661 | 0.11661 | 0.11661 | 0.11661 | 0.11661 | 0.11661 | 0.11661 | 0.11661 | 0.11661 | 0.11661 | 0.11661 | 0.11661 | 0.11661 | 0.11661 | 0.11661 | 0.11661 | 0.11661 | 0.11661 | 0.11661 | 0.11661 | 0.11661 | 0.11661 | 0.11661
F3_Commercial_Lodging_Existing_Food Preparation_Natural Gas_Oven_E3 | F3 | Commercial | Lodging | Existing | Food Preparation | Natural Gas | Oven | E3 | System - kBTUs of Consumption | 0 | 0 | 0 | 0 | 0 | 0 | 0 | 0 | 0 | 0 | 0 | 0 | 0 | 0 | 0 | 0 | 0 | 0 | 0 | 0 | 0 | 0 | 0 | 0 | 0 | 0 | 0 | 0 | 0 | 0 | 0 | 0 | 0
F3_Commercial_Lodging_Existing_Food Preparation_Natural Gas_Oven_E4 | F3 | Commercial | Lodging | Existing | Food Preparation | Natural Gas | Oven | E4 | System - kBTUs of Consumption | 0 | 0 | 0 | 0 | 0 | 0 | 0 | 0 | 0 | 0 | 0 | 0 | 0 | 0 | 0 | 0 | 0 | 0 | 0 | 0 | 0 | 0 | 0 | 0 | 0 | 0 | 0 | 0 | 0 | 0 | 0 | 0 | 0
F3_Commercial_Lodging_Existing_Food Preparation_Natural Gas_Oven_E5 | F3 | Commercial | Lodging | Existing | Food Preparation | Natural Gas | Oven | E5 | System - kBTUs of Consumption | 0 | 0 | 0 | 0 | 0 | 0 | 0 | 0 | 0 | 0 | 0 | 0 | 0 | 0 | 0 | 0 | 0 | 0 | 0 | 0 | 0 | 0 | 0 | 0 | 0 | 0 | 0 | 0 | 0 | 0 | 0 | 0 | 0
F3_Commercial_Lodging_Existing_Food Preparation_Natural Gas_Oven_E6 | F3 | Commercial | Lodging | Existing | Food Preparation | Natural Gas | Oven | E6 | System - kBTUs of Consumption | 0 | 0 | 0 | 0 | 0 | 0 | 0 | 0 | 0 | 0 | 0 | 0 | 0 | 0 | 0 | 0 | 0 | 0 | 0 | 0 | 0 | 0 | 0 | 0 | 0 | 0 | 0 | 0 | 0 | 0 | 0 | 0 | 0
F3_Commercial_Lodging_Existing_Food Preparation_Natural Gas_Oven_E7 | F3 | Commercial | Lodging | Existing | Food Preparation | Natural Gas | Oven | E7 | System - kBTUs of Consumption | 0 | 0 | 0 | 0 | 0 | 0 | 0 | 0 | 0 | 0 | 0 | 0 | 0 | 0 | 0 | 0 | 0 | 0 | 0 | 0 | 0 | 0 | 0 | 0 | 0 | 0 | 0 | 0 | 0 | 0 | 0 | 0 | 0
F3_Commercial_Lodging_Existing_Food Preparation_Natural Gas_Oven_E8 | F3 | Commercial | Lodging | Existing | Food Preparation | Natural Gas | Oven | E8 | System - kBTUs of Consumption | 0 | 0 | 0 | 0 | 0 | 0 | 0 | 0 | 0 | 0 | 0 | 0 | 0 | 0 | 0 | 0 | 0 | 0 | 0 | 0 | 0 | 0 | 0 | 0 | 0 | 0 | 0 | 0 | 0 | 0 | 0 | 0 | 0
F3_Commercial_Lodging_Existing_Food Preparation_Natural Gas_Oven_E9 | F3 | Commercial | Lodging | Existing | Food Preparation | Natural Gas | Oven | E9 | System - kBTUs of Consumption | 0 | 0 | 0 | 0 | 0 | 0 | 0 | 0 | 0 | 0 | 0 | 0 | 0 | 0 | 0 | 0 | 0 | 0 | 0 | 0 | 0 | 0 | 0 | 0 | 0 | 0 | 0 | 0 | 0 | 0 | 0 | 0 | 0
F3_Commercial_Lodging_Existing_Food Preparation_Natural Gas_Oven_E10 | F3 | Commercial | Lodging | Existing | Food Preparation | Natural Gas | Oven | E10 | System - kBTUs of Consumption | 0 | 0 | 0 | 0 | 0 | 0 | 0 | 0 | 0 | 0 | 0 | 0 | 0 | 0 | 0 | 0 | 0 | 0 | 0 | 0 | 0 | 0 | 0 | 0 | 0 | 0 | 0 | 0 | 0 | 0 | 0 | 0 | 0
F4_Commercial_Lodging_Existing_Food Preparation_Natural Gas_Oven_E1 | F4 | Commercial | Lodging | Existing | Food Preparation | Natural Gas | Oven | E1 | Utility - Cost of Equipment | 0.17244 | 0.17375 | 0.17522 | 0.17684 | 0.17868 | 0.18081 | 0.18254 | 0.1842 | 0.18588 | 0.18764 | 0.18931 | 0.19084 | 0.19241 | 0.19406 | 0.19588 | 0.19767 | 0.19955 | 0.20155 | 0.20363 | 0.20575 | 0.20788 | 0.20988 | 0.21169 | 0.21328 | 0.21466 | 0.21585 | 0.21667 | 0.21729 | 0.21782 | 0.21827 | 0.21872 | 0.21892 | 0.21892
F4_Commercial_Lodging_Existing_Food Preparation_Natural Gas_Oven_E2 | F4 | Commercial | Lodging | Existing | Food Preparation | Natural Gas | Oven | E2 | Utility - Cost of Equipment | 0.14983 | 0.15097 | 0.15224 | 0.15365 | 0.15525 | 0.1571 | 0.1586 | 0.16004 | 0.1615 | 0.16303 | 0.16448 | 0.16582 | 0.16718 | 0.16861 | 0.1702 | 0.17174 | 0.17338 | 0.17512 | 0.17692 | 0.17877 | 0.18062 | 0.18236 | 0.18393 | 0.18531 | 0.18651 | 0.18754 | 0.18826 | 0.18879 | 0.18925 | 0.18964 | 0.19003 | 0.19021 | 0.19021
F4_Commercial_Lodging_Existing_Food Preparation_Natural Gas_Oven_E3 | F4 | Commercial | Lodging | Existing | Food Preparation | Natural Gas | Oven | E3 | Utility - Cost of Equipment | 0 | 0 | 0 | 0 | 0 | 0 | 0 | 0 | 0 | 0 | 0 | 0 | 0 | 0 | 0 | 0 | 0 | 0 | 0 | 0 | 0 | 0 | 0 | 0 | 0 | 0 | 0 | 0 | 0 | 0 | 0 | 0 | 0
F4_Commercial_Lodging_Existing_Food Preparation_Natural Gas_Oven_E4 | F4 | Commercial | Lodging | Existing | Food Preparation | Natural Gas | Oven | E4 | Utility - Cost of Equipment | 0 | 0 | 0 | 0 | 0 | 0 | 0 | 0 | 0 | 0 | 0 | 0 | 0 | 0 | 0 | 0 | 0 | 0 | 0 | 0 | 0 | 0 | 0 | 0 | 0 | 0 | 0 | 0 | 0 | 0 | 0 | 0 | 0
F4_Commercial_Lodging_Existing_Food Preparation_Natural Gas_Oven_E5 | F4 | Commercial | Lodging | Existing | Food Preparation | Natural Gas | Oven | E5 | Utility - Cost of Equipment | 0 | 0 | 0 | 0 | 0 | 0 | 0 | 0 | 0 | 0 | 0 | 0 | 0 | 0 | 0 | 0 | 0 | 0 | 0 | 0 | 0 | 0 | 0 | 0 | 0 | 0 | 0 | 0 | 0 | 0 | 0 | 0 | 0
F4_Commercial_Lodging_Existing_Food Preparation_Natural Gas_Oven_E6 | F4 | Commercial | Lodging | Existing | Food Preparation | Natural Gas | Oven | E6 | Utility - Cost of Equipment | 0 | 0 | 0 | 0 | 0 | 0 | 0 | 0 | 0 | 0 | 0 | 0 | 0 | 0 | 0 | 0 | 0 | 0 | 0 | 0 | 0 | 0 | 0 | 0 | 0 | 0 | 0 | 0 | 0 | 0 | 0 | 0 | 0
F4_Commercial_Lodging_Existing_Food Preparation_Natural Gas_Oven_E7 | F4 | Commercial | Lodging | Existing | Food Preparation | Natural Gas | Oven | E7 | Utility - Cost of Equipment | 0 | 0 | 0 | 0 | 0 | 0 | 0 | 0 | 0 | 0 | 0 | 0 | 0 | 0 | 0 | 0 | 0 | 0 | 0 | 0 | 0 | 0 | 0 | 0 | 0 | 0 | 0 | 0 | 0 | 0 | 0 | 0 | 0
F4_Commercial_Lodging_Existing_Food Preparation_Natural Gas_Oven_E8 | F4 | Commercial | Lodging | Existing | Food Preparation | Natural Gas | Oven | E8 | Utility - Cost of Equipment | 0 | 0 | 0 | 0 | 0 | 0 | 0 | 0 | 0 | 0 | 0 | 0 | 0 | 0 | 0 | 0 | 0 | 0 | 0 | 0 | 0 | 0 | 0 | 0 | 0 | 0 | 0 | 0 | 0 | 0 | 0 | 0 | 0
F4_Commercial_Lodging_Existing_Food Preparation_Natural Gas_Oven_E9 | F4 | Commercial | Lodging | Existing | Food Preparation | Natural Gas | Oven | E9 | Utility - Cost of Equipment | 0 | 0 | 0 | 0 | 0 | 0 | 0 | 0 | 0 | 0 | 0 | 0 | 0 | 0 | 0 | 0 | 0 | 0 | 0 | 0 | 0 | 0 | 0 | 0 | 0 | 0 | 0 | 0 | 0 | 0 | 0 | 0 | 0
F4_Commercial_Lodging_Existing_Food Preparation_Natural Gas_Oven_E10 | F4 | Commercial | Lodging | Existing | Food Preparation | Natural Gas | Oven | E10 | Utility - Cost of Equipment | 0 | 0 | 0 | 0 | 0 | 0 | 0 | 0 | 0 | 0 | 0 | 0 | 0 | 0 | 0 | 0 | 0 | 0 | 0 | 0 | 0 | 0 | 0 | 0 | 0 | 0 | 0 | 0 | 0 | 0 | 0 | 0 | 0
F5_Commercial_Lodging_Existing_Food Preparation_Natural Gas_Oven_E1 | F5 | Commercial | Lodging | Existing | Food Preparation | Natural Gas | Oven | E1 | Utility - Cost of Operation | 0.1107 | 0.1107 | 0.1107 | 0.1107 | 0.1107 | 0.1107 | 0.1107 | 0.1107 | 0.1107 | 0.1107 | 0.1107 | 0.1107 | 0.1107 | 0.1107 | 0.1107 | 0.1107 | 0.1107 | 0.1107 | 0.1107 | 0.1107 | 0.1107 | 0.1107 | 0.1107 | 0.1107 | 0.1107 | 0.1107 | 0.1107 | 0.1107 | 0.1107 | 0.1107 | 0.1107 | 0.1107 | 0.1107
F5_Commercial_Lodging_Existing_Food Preparation_Natural Gas_Oven_E2 | F5 | Commercial | Lodging | Existing | Food Preparation | Natural Gas | Oven | E2 | Utility - Cost of Operation | 0.11661 | 0.11661 | 0.11661 | 0.11661 | 0.11661 | 0.11661 | 0.11661 | 0.11661 | 0.11661 | 0.11661 | 0.11661 | 0.11661 | 0.11661 | 0.11661 | 0.11661 | 0.11661 | 0.11661 | 0.11661 | 0.11661 | 0.11661 | 0.11661 | 0.11661 | 0.11661 | 0.11661 | 0.11661 | 0.11661 | 0.11661 | 0.11661 | 0.11661 | 0.11661 | 0.11661 | 0.11661 | 0.11661
F5_Commercial_Lodging_Existing_Food Preparation_Natural Gas_Oven_E3 | F5 | Commercial | Lodging | Existing | Food Preparation | Natural Gas | Oven | E3 | Utility - Cost of Operation | 0 | 0 | 0 | 0 | 0 | 0 | 0 | 0 | 0 | 0 | 0 | 0 | 0 | 0 | 0 | 0 | 0 | 0 | 0 | 0 | 0 | 0 | 0 | 0 | 0 | 0 | 0 | 0 | 0 | 0 | 0 | 0 | 0
F5_Commercial_Lodging_Existing_Food Preparation_Natural Gas_Oven_E4 | F5 | Commercial | Lodging | Existing | Food Preparation | Natural Gas | Oven | E4 | Utility - Cost of Operation | 0 | 0 | 0 | 0 | 0 | 0 | 0 | 0 | 0 | 0 | 0 | 0 | 0 | 0 | 0 | 0 | 0 | 0 | 0 | 0 | 0 | 0 | 0 | 0 | 0 | 0 | 0 | 0 | 0 | 0 | 0 | 0 | 0
F5_Commercial_Lodging_Existing_Food Preparation_Natural Gas_Oven_E5 | F5 | Commercial | Lodging | Existing | Food Preparation | Natural Gas | Oven | E5 | Utility - Cost of Operation | 0 | 0 | 0 | 0 | 0 | 0 | 0 | 0 | 0 | 0 | 0 | 0 | 0 | 0 | 0 | 0 | 0 | 0 | 0 | 0 | 0 | 0 | 0 | 0 | 0 | 0 | 0 | 0 | 0 | 0 | 0 | 0 | 0
F5_Commercial_Lodging_Existing_Food Preparation_Natural Gas_Oven_E6 | F5 | Commercial | Lodging | Existing | Food Preparation | Natural Gas | Oven | E6 | Utility - Cost of Operation | 0 | 0 | 0 | 0 | 0 | 0 | 0 | 0 | 0 | 0 | 0 | 0 | 0 | 0 | 0 | 0 | 0 | 0 | 0 | 0 | 0 | 0 | 0 | 0 | 0 | 0 | 0 | 0 | 0 | 0 | 0 | 0 | 0
F5_Commercial_Lodging_Existing_Food Preparation_Natural Gas_Oven_E7 | F5 | Commercial | Lodging | Existing | Food Preparation | Natural Gas | Oven | E7 | Utility - Cost of Operation | 0 | 0 | 0 | 0 | 0 | 0 | 0 | 0 | 0 | 0 | 0 | 0 | 0 | 0 | 0 | 0 | 0 | 0 | 0 | 0 | 0 | 0 | 0 | 0 | 0 | 0 | 0 | 0 | 0 | 0 | 0 | 0 | 0
F5_Commercial_Lodging_Existing_Food Preparation_Natural Gas_Oven_E8 | F5 | Commercial | Lodging | Existing | Food Preparation | Natural Gas | Oven | E8 | Utility - Cost of Operation | 0 | 0 | 0 | 0 | 0 | 0 | 0 | 0 | 0 | 0 | 0 | 0 | 0 | 0 | 0 | 0 | 0 | 0 | 0 | 0 | 0 | 0 | 0 | 0 | 0 | 0 | 0 | 0 | 0 | 0 | 0 | 0 | 0
F5_Commercial_Lodging_Existing_Food Preparation_Natural Gas_Oven_E9 | F5 | Commercial | Lodging | Existing | Food Preparation | Natural Gas | Oven | E9 | Utility - Cost of Operation | 0 | 0 | 0 | 0 | 0 | 0 | 0 | 0 | 0 | 0 | 0 | 0 | 0 | 0 | 0 | 0 | 0 | 0 | 0 | 0 | 0 | 0 | 0 | 0 | 0 | 0 | 0 | 0 | 0 | 0 | 0 | 0 | 0
F5_Commercial_Lodging_Existing_Food Preparation_Natural Gas_Oven_E10 | F5 | Commercial | Lodging | Existing | Food Preparation | Natural Gas | Oven | E10 | Utility - Cost of Operation | 0 | 0 | 0 | 0 | 0 | 0 | 0 | 0 | 0 | 0 | 0 | 0 | 0 | 0 | 0 | 0 | 0 | 0 | 0 | 0 | 0 | 0 | 0 | 0 | 0 | 0 | 0 | 0 | 0 | 0 | 0 | 0 | 0
F6_Commercial_Lodging_Existing_Food Preparation_Natural Gas_Oven_E1 | F6 | Commercial | Lodging | Existing | Food Preparation | Natural Gas | Oven | E1 | Utility - Value of Sales | 0.10213 | 0.10213 | 0.10213 | 0.10213 | 0.10213 | 0.10213 | 0.10213 | 0.10213 | 0.10213 | 0.10213 | 0.10213 | 0.10213 | 0.10213 | 0.10213 | 0.10213 | 0.10213 | 0.10213 | 0.10213 | 0.10213 | 0.10213 | 0.10213 | 0.10213 | 0.10213 | 0.10213 | 0.10213 | 0.10213 | 0.10213 | 0.10213 | 0.10213 | 0.10213 | 0.10213 | 0.10213 | 0.10213
F6_Commercial_Lodging_Existing_Food Preparation_Natural Gas_Oven_E2 | F6 | Commercial | Lodging | Existing | Food Preparation | Natural Gas | Oven | E2 | Utility - Value of Sales | 0.088735 | 0.088735 | 0.088735 | 0.088735 | 0.088735 | 0.088735 | 0.088735 | 0.088735 | 0.088735 | 0.088735 | 0.088735 | 0.088735 | 0.088735 | 0.088735 | 0.088735 | 0.088735 | 0.088735 | 0.088735 | 0.088735 | 0.088735 | 0.088735 | 0.088735 | 0.088735 | 0.088735 | 0.088735 | 0.088735 | 0.088735 | 0.088735 | 0.088735 | 0.088735 | 0.088735 | 0.088735 | 0.088735
F6_Commercial_Lodging_Existing_Food Preparation_Natural Gas_Oven_E3 | F6 | Commercial | Lodging | Existing | Food Preparation | Natural Gas | Oven | E3 | Utility - Value of Sales | 0 | 0 | 0 | 0 | 0 | 0 | 0 | 0 | 0 | 0 | 0 | 0 | 0 | 0 | 0 | 0 | 0 | 0 | 0 | 0 | 0 | 0 | 0 | 0 | 0 | 0 | 0 | 0 | 0 | 0 | 0 | 0 | 0
F6_Commercial_Lodging_Existing_Food Preparation_Natural Gas_Oven_E4 | F6 | Commercial | Lodging | Existing | Food Preparation | Natural Gas | Oven | E4 | Utility - Value of Sales | 0 | 0 | 0 | 0 | 0 | 0 | 0 | 0 | 0 | 0 | 0 | 0 | 0 | 0 | 0 | 0 | 0 | 0 | 0 | 0 | 0 | 0 | 0 | 0 | 0 | 0 | 0 | 0 | 0 | 0 | 0 | 0 | 0
F6_Commercial_Lodging_Existing_Food Preparation_Natural Gas_Oven_E5 | F6 | Commercial | Lodging | Existing | Food Preparation | Natural Gas | Oven | E5 | Utility - Value of Sales | 0 | 0 | 0 | 0 | 0 | 0 | 0 | 0 | 0 | 0 | 0 | 0 | 0 | 0 | 0 | 0 | 0 | 0 | 0 | 0 | 0 | 0 | 0 | 0 | 0 | 0 | 0 | 0 | 0 | 0 | 0 | 0 | 0
F6_Commercial_Lodging_Existing_Food Preparation_Natural Gas_Oven_E6 | F6 | Commercial | Lodging | Existing | Food Preparation | Natural Gas | Oven | E6 | Utility - Value of Sales | 0 | 0 | 0 | 0 | 0 | 0 | 0 | 0 | 0 | 0 | 0 | 0 | 0 | 0 | 0 | 0 | 0 | 0 | 0 | 0 | 0 | 0 | 0 | 0 | 0 | 0 | 0 | 0 | 0 | 0 | 0 | 0 | 0
F6_Commercial_Lodging_Existing_Food Preparation_Natural Gas_Oven_E7 | F6 | Commercial | Lodging | Existing | Food Preparation | Natural Gas | Oven | E7 | Utility - Value of Sales | 0 | 0 | 0 | 0 | 0 | 0 | 0 | 0 | 0 | 0 | 0 | 0 | 0 | 0 | 0 | 0 | 0 | 0 | 0 | 0 | 0 | 0 | 0 | 0 | 0 | 0 | 0 | 0 | 0 | 0 | 0 | 0 | 0
F6_Commercial_Lodging_Existing_Food Preparation_Natural Gas_Oven_E8 | F6 | Commercial | Lodging | Existing | Food Preparation | Natural Gas | Oven | E8 | Utility - Value of Sales | 0 | 0 | 0 | 0 | 0 | 0 | 0 | 0 | 0 | 0 | 0 | 0 | 0 | 0 | 0 | 0 | 0 | 0 | 0 | 0 | 0 | 0 | 0 | 0 | 0 | 0 | 0 | 0 | 0 | 0 | 0 | 0 | 0
F6_Commercial_Lodging_Existing_Food Preparation_Natural Gas_Oven_E9 | F6 | Commercial | Lodging | Existing | Food Preparation | Natural Gas | Oven | E9 | Utility - Value of Sales | 0 | 0 | 0 | 0 | 0 | 0 | 0 | 0 | 0 | 0 | 0 | 0 | 0 | 0 | 0 | 0 | 0 | 0 | 0 | 0 | 0 | 0 | 0 | 0 | 0 | 0 | 0 | 0 | 0 | 0 | 0 | 0 | 0
F6_Commercial_Lodging_Existing_Food Preparation_Natural Gas_Oven_E10 | F6 | Commercial | Lodging | Existing | Food Preparation | Natural Gas | Oven | E10 | Utility - Value of Sales | 0 | 0 | 0 | 0 | 0 | 0 | 0 | 0 | 0 | 0 | 0 | 0 | 0 | 0 | 0 | 0 | 0 | 0 | 0 | 0 | 0 | 0 | 0 | 0 | 0 | 0 | 0 | 0 | 0 | 0 | 0 | 0 | 0
F1_Commercial_Lodging_Existing_Food Preparation_Natural Gas_Conveyor Oven_E1 | F1 | Commercial | Lodging | Existing | Food Preparation | Natural Gas | Conveyor Oven | E1 | RVT - Cost of Equipment | 0.2701 | 0.27207 | 0.27421 | 0.27655 | 0.27924 | 0.28235 | 0.28508 | 0.28785 | 0.29071 | 0.29368 | 0.29654 | 0.29919 | 0.30177 | 0.30436 | 0.30706 | 0.30963 | 0.31227 | 0.31498 | 0.31772 | 0.32043 | 0.32309 | 0.32553 | 0.3277 | 0.32961 | 0.33127 | 0.3327 | 0.33369 | 0.33443 | 0.33506 | 0.33561 | 0.33615 | 0.33639 | 0.33639
F1_Commercial_Lodging_Existing_Food Preparation_Natural Gas_Conveyor Oven_E2 | F1 | Commercial | Lodging | Existing | Food Preparation | Natural Gas | Conveyor Oven | E2 | RVT - Cost of Equipment | 0.20532 | 0.20682 | 0.20844 | 0.21022 | 0.21226 | 0.21463 | 0.21671 | 0.21881 | 0.22098 | 0.22324 | 0.22542 | 0.22743 | 0.22939 | 0.23136 | 0.23341 | 0.23536 | 0.23738 | 0.23944 | 0.24151 | 0.24358 | 0.2456 | 0.24745 | 0.2491 | 0.25056 | 0.25182 | 0.2529 | 0.25366 | 0.25421 | 0.2547 | 0.25511 | 0.25552 | 0.25571 | 0.25571
F1_Commercial_Lodging_Existing_Food Preparation_Natural Gas_Conveyor Oven_E3 | F1 | Commercial | Lodging | Existing | Food Preparation | Natural Gas | Conveyor Oven | E3 | RVT - Cost of Equipment | 0 | 0 | 0 | 0 | 0 | 0 | 0 | 0 | 0 | 0 | 0 | 0 | 0 | 0 | 0 | 0 | 0 | 0 | 0 | 0 | 0 | 0 | 0 | 0 | 0 | 0 | 0 | 0 | 0 | 0 | 0 | 0 | 0
F1_Commercial_Lodging_Existing_Food Preparation_Natural Gas_Conveyor Oven_E4 | F1 | Commercial | Lodging | Existing | Food Preparation | Natural Gas | Conveyor Oven | E4 | RVT - Cost of Equipment | 0 | 0 | 0 | 0 | 0 | 0 | 0 | 0 | 0 | 0 | 0 | 0 | 0 | 0 | 0 | 0 | 0 | 0 | 0 | 0 | 0 | 0 | 0 | 0 | 0 | 0 | 0 | 0 | 0 | 0 | 0 | 0 | 0
F1_Commercial_Lodging_Existing_Food Preparation_Natural Gas_Conveyor Oven_E5 | F1 | Commercial | Lodging | Existing | Food Preparation | Natural Gas | Conveyor Oven | E5 | RVT - Cost of Equipment | 0 | 0 | 0 | 0 | 0 | 0 | 0 | 0 | 0 | 0 | 0 | 0 | 0 | 0 | 0 | 0 | 0 | 0 | 0 | 0 | 0 | 0 | 0 | 0 | 0 | 0 | 0 | 0 | 0 | 0 | 0 | 0 | 0
F1_Commercial_Lodging_Existing_Food Preparation_Natural Gas_Conveyor Oven_E6 | F1 | Commercial | Lodging | Existing | Food Preparation | Natural Gas | Conveyor Oven | E6 | RVT - Cost of Equipment | 0 | 0 | 0 | 0 | 0 | 0 | 0 | 0 | 0 | 0 | 0 | 0 | 0 | 0 | 0 | 0 | 0 | 0 | 0 | 0 | 0 | 0 | 0 | 0 | 0 | 0 | 0 | 0 | 0 | 0 | 0 | 0 | 0
F1_Commercial_Lodging_Existing_Food Preparation_Natural Gas_Conveyor Oven_E7 | F1 | Commercial | Lodging | Existing | Food Preparation | Natural Gas | Conveyor Oven | E7 | RVT - Cost of Equipment | 0 | 0 | 0 | 0 | 0 | 0 | 0 | 0 | 0 | 0 | 0 | 0 | 0 | 0 | 0 | 0 | 0 | 0 | 0 | 0 | 0 | 0 | 0 | 0 | 0 | 0 | 0 | 0 | 0 | 0 | 0 | 0 | 0
F1_Commercial_Lodging_Existing_Food Preparation_Natural Gas_Conveyor Oven_E8 | F1 | Commercial | Lodging | Existing | Food Preparation | Natural Gas | Conveyor Oven | E8 | RVT - Cost of Equipment | 0 | 0 | 0 | 0 | 0 | 0 | 0 | 0 | 0 | 0 | 0 | 0 | 0 | 0 | 0 | 0 | 0 | 0 | 0 | 0 | 0 | 0 | 0 | 0 | 0 | 0 | 0 | 0 | 0 | 0 | 0 | 0 | 0
F1_Commercial_Lodging_Existing_Food Preparation_Natural Gas_Conveyor Oven_E9 | F1 | Commercial | Lodging | Existing | Food Preparation | Natural Gas | Conveyor Oven | E9 | RVT - Cost of Equipment | 0 | 0 | 0 | 0 | 0 | 0 | 0 | 0 | 0 | 0 | 0 | 0 | 0 | 0 | 0 | 0 | 0 | 0 | 0 | 0 | 0 | 0 | 0 | 0 | 0 | 0 | 0 | 0 | 0 | 0 | 0 | 0 | 0
F1_Commercial_Lodging_Existing_Food Preparation_Natural Gas_Conveyor Oven_E10 | F1 | Commercial | Lodging | Existing | Food Preparation | Natural Gas | Conveyor Oven | E10 | RVT - Cost of Equipment | 0 | 0 | 0 | 0 | 0 | 0 | 0 | 0 | 0 | 0 | 0 | 0 | 0 | 0 | 0 | 0 | 0 | 0 | 0 | 0 | 0 | 0 | 0 | 0 | 0 | 0 | 0 | 0 | 0 | 0 | 0 | 0 | 0
F2_Commercial_Lodging_Existing_Food Preparation_Natural Gas_Conveyor Oven_E1 | F2 | Commercial | Lodging | Existing | Food Preparation | Natural Gas | Conveyor Oven | E1 | RVT - Cost of Operation | 0.3236 | 0.32596 | 0.32852 | 0.33133 | 0.33454 | 0.33827 | 0.34155 | 0.34486 | 0.34829 | 0.35185 | 0.35528 | 0.35844 | 0.36154 | 0.36464 | 0.36787 | 0.37095 | 0.37412 | 0.37737 | 0.38065 | 0.38389 | 0.38708 | 0.39 | 0.3926 | 0.3949 | 0.39689 | 0.3986 | 0.39978 | 0.40066 | 0.40143 | 0.40208 | 0.40273 | 0.40301 | 0.40301
F2_Commercial_Lodging_Existing_Food Preparation_Natural Gas_Conveyor Oven_E2 | F2 | Commercial | Lodging | Existing | Food Preparation | Natural Gas | Conveyor Oven | E2 | RVT - Cost of Operation | 0.24599 | 0.24778 | 0.24973 | 0.25186 | 0.25431 | 0.25714 | 0.25963 | 0.26215 | 0.26475 | 0.26746 | 0.27007 | 0.27247 | 0.27483 | 0.27718 | 0.27964 | 0.28198 | 0.28439 | 0.28686 | 0.28935 | 0.29182 | 0.29424 | 0.29646 | 0.29844 | 0.30019 | 0.3017 | 0.30299 | 0.3039 | 0.30457 | 0.30515 | 0.30564 | 0.30613 | 0.30635 | 0.30635
F2_Commercial_Lodging_Existing_Food Preparation_Natural Gas_Conveyor Oven_E3 | F2 | Commercial | Lodging | Existing | Food Preparation | Natural Gas | Conveyor Oven | E3 | RVT - Cost of Operation | 0 | 0 | 0 | 0 | 0 | 0 | 0 | 0 | 0 | 0 | 0 | 0 | 0 | 0 | 0 | 0 | 0 | 0 | 0 | 0 | 0 | 0 | 0 | 0 | 0 | 0 | 0 | 0 | 0 | 0 | 0 | 0 | 0
F2_Commercial_Lodging_Existing_Food Preparation_Natural Gas_Conveyor Oven_E4 | F2 | Commercial | Lodging | Existing | Food Preparation | Natural Gas | Conveyor Oven | E4 | RVT - Cost of Operation | 0 | 0 | 0 | 0 | 0 | 0 | 0 | 0 | 0 | 0 | 0 | 0 | 0 | 0 | 0 | 0 | 0 | 0 | 0 | 0 | 0 | 0 | 0 | 0 | 0 | 0 | 0 | 0 | 0 | 0 | 0 | 0 | 0
F2_Commercial_Lodging_Existing_Food Preparation_Natural Gas_Conveyor Oven_E5 | F2 | Commercial | Lodging | Existing | Food Preparation | Natural Gas | Conveyor Oven | E5 | RVT - Cost of Operation | 0 | 0 | 0 | 0 | 0 | 0 | 0 | 0 | 0 | 0 | 0 | 0 | 0 | 0 | 0 | 0 | 0 | 0 | 0 | 0 | 0 | 0 | 0 | 0 | 0 | 0 | 0 | 0 | 0 | 0 | 0 | 0 | 0
F2_Commercial_Lodging_Existing_Food Preparation_Natural Gas_Conveyor Oven_E6 | F2 | Commercial | Lodging | Existing | Food Preparation | Natural Gas | Conveyor Oven | E6 | RVT - Cost of Operation | 0 | 0 | 0 | 0 | 0 | 0 | 0 | 0 | 0 | 0 | 0 | 0 | 0 | 0 | 0 | 0 | 0 | 0 | 0 | 0 | 0 | 0 | 0 | 0 | 0 | 0 | 0 | 0 | 0 | 0 | 0 | 0 | 0
F2_Commercial_Lodging_Existing_Food Preparation_Natural Gas_Conveyor Oven_E7 | F2 | Commercial | Lodging | Existing | Food Preparation | Natural Gas | Conveyor Oven | E7 | RVT - Cost of Operation | 0 | 0 | 0 | 0 | 0 | 0 | 0 | 0 | 0 | 0 | 0 | 0 | 0 | 0 | 0 | 0 | 0 | 0 | 0 | 0 | 0 | 0 | 0 | 0 | 0 | 0 | 0 | 0 | 0 | 0 | 0 | 0 | 0
F2_Commercial_Lodging_Existing_Food Preparation_Natural Gas_Conveyor Oven_E8 | F2 | Commercial | Lodging | Existing | Food Preparation | Natural Gas | Conveyor Oven | E8 | RVT - Cost of Operation | 0 | 0 | 0 | 0 | 0 | 0 | 0 | 0 | 0 | 0 | 0 | 0 | 0 | 0 | 0 | 0 | 0 | 0 | 0 | 0 | 0 | 0 | 0 | 0 | 0 | 0 | 0 | 0 | 0 | 0 | 0 | 0 | 0
F2_Commercial_Lodging_Existing_Food Preparation_Natural Gas_Conveyor Oven_E9 | F2 | Commercial | Lodging | Existing | Food Preparation | Natural Gas | Conveyor Oven | E9 | RVT - Cost of Operation | 0 | 0 | 0 | 0 | 0 | 0 | 0 | 0 | 0 | 0 | 0 | 0 | 0 | 0 | 0 | 0 | 0 | 0 | 0 | 0 | 0 | 0 | 0 | 0 | 0 | 0 | 0 | 0 | 0 | 0 | 0 | 0 | 0
F2_Commercial_Lodging_Existing_Food Preparation_Natural Gas_Conveyor Oven_E10 | F2 | Commercial | Lodging | Existing | Food Preparation | Natural Gas | Conveyor Oven | E10 | RVT - Cost of Operation | 0 | 0 | 0 | 0 | 0 | 0 | 0 | 0 | 0 | 0 | 0 | 0 | 0 | 0 | 0 | 0 | 0 | 0 | 0 | 0 | 0 | 0 | 0 | 0 | 0 | 0 | 0 | 0 | 0 | 0 | 0 | 0 | 0
F3_Commercial_Lodging_Existing_Food Preparation_Natural Gas_Conveyor Oven_E1 | F3 | Commercial | Lodging | Existing | Food Preparation | Natural Gas | Conveyor Oven | E1 | System - kBTUs of Consumption | 0.060867 | 0.060867 | 0.060867 | 0.060867 | 0.060867 | 0.060867 | 0.060867 | 0.060867 | 0.060867 | 0.060867 | 0.060867 | 0.060867 | 0.060867 | 0.060867 | 0.060867 | 0.060867 | 0.060867 | 0.060867 | 0.060867 | 0.060867 | 0.060867 | 0.060867 | 0.060867 | 0.060867 | 0.060867 | 0.060867 | 0.060867 | 0.060867 | 0.060867 | 0.060867 | 0.060867 | 0.060867 | 0.060867
F3_Commercial_Lodging_Existing_Food Preparation_Natural Gas_Conveyor Oven_E2 | F3 | Commercial | Lodging | Existing | Food Preparation | Natural Gas | Conveyor Oven | E2 | System - kBTUs of Consumption | 0.074205 | 0.074205 | 0.074205 | 0.074205 | 0.074205 | 0.074205 | 0.074205 | 0.074205 | 0.074205 | 0.074205 | 0.074205 | 0.074205 | 0.074205 | 0.074205 | 0.074205 | 0.074205 | 0.074205 | 0.074205 | 0.074205 | 0.074205 | 0.074205 | 0.074205 | 0.074205 | 0.074205 | 0.074205 | 0.074205 | 0.074205 | 0.074205 | 0.074205 | 0.074205 | 0.074205 | 0.074205 | 0.074205
F3_Commercial_Lodging_Existing_Food Preparation_Natural Gas_Conveyor Oven_E3 | F3 | Commercial | Lodging | Existing | Food Preparation | Natural Gas | Conveyor Oven | E3 | System - kBTUs of Consumption | 0 | 0 | 0 | 0 | 0 | 0 | 0 | 0 | 0 | 0 | 0 | 0 | 0 | 0 | 0 | 0 | 0 | 0 | 0 | 0 | 0 | 0 | 0 | 0 | 0 | 0 | 0 | 0 | 0 | 0 | 0 | 0 | 0
F3_Commercial_Lodging_Existing_Food Preparation_Natural Gas_Conveyor Oven_E4 | F3 | Commercial | Lodging | Existing | Food Preparation | Natural Gas | Conveyor Oven | E4 | System - kBTUs of Consumption | 0 | 0 | 0 | 0 | 0 | 0 | 0 | 0 | 0 | 0 | 0 | 0 | 0 | 0 | 0 | 0 | 0 | 0 | 0 | 0 | 0 | 0 | 0 | 0 | 0 | 0 | 0 | 0 | 0 | 0 | 0 | 0 | 0
F3_Commercial_Lodging_Existing_Food Preparation_Natural Gas_Conveyor Oven_E5 | F3 | Commercial | Lodging | Existing | Food Preparation | Natural Gas | Conveyor Oven | E5 | System - kBTUs of Consumption | 0 | 0 | 0 | 0 | 0 | 0 | 0 | 0 | 0 | 0 | 0 | 0 | 0 | 0 | 0 | 0 | 0 | 0 | 0 | 0 | 0 | 0 | 0 | 0 | 0 | 0 | 0 | 0 | 0 | 0 | 0 | 0 | 0
F3_Commercial_Lodging_Existing_Food Preparation_Natural Gas_Conveyor Oven_E6 | F3 | Commercial | Lodging | Existing | Food Preparation | Natural Gas | Conveyor Oven | E6 | System - kBTUs of Consumption | 0 | 0 | 0 | 0 | 0 | 0 | 0 | 0 | 0 | 0 | 0 | 0 | 0 | 0 | 0 | 0 | 0 | 0 | 0 | 0 | 0 | 0 | 0 | 0 | 0 | 0 | 0 | 0 | 0 | 0 | 0 | 0 | 0
F3_Commercial_Lodging_Existing_Food Preparation_Natural Gas_Conveyor Oven_E7 | F3 | Commercial | Lodging | Existing | Food Preparation | Natural Gas | Conveyor Oven | E7 | System - kBTUs of Consumption | 0 | 0 | 0 | 0 | 0 | 0 | 0 | 0 | 0 | 0 | 0 | 0 | 0 | 0 | 0 | 0 | 0 | 0 | 0 | 0 | 0 | 0 | 0 | 0 | 0 | 0 | 0 | 0 | 0 | 0 | 0 | 0 | 0
F3_Commercial_Lodging_Existing_Food Preparation_Natural Gas_Conveyor Oven_E8 | F3 | Commercial | Lodging | Existing | Food Preparation | Natural Gas | Conveyor Oven | E8 | System - kBTUs of Consumption | 0 | 0 | 0 | 0 | 0 | 0 | 0 | 0 | 0 | 0 | 0 | 0 | 0 | 0 | 0 | 0 | 0 | 0 | 0 | 0 | 0 | 0 | 0 | 0 | 0 | 0 | 0 | 0 | 0 | 0 | 0 | 0 | 0
F3_Commercial_Lodging_Existing_Food Preparation_Natural Gas_Conveyor Oven_E9 | F3 | Commercial | Lodging | Existing | Food Preparation | Natural Gas | Conveyor Oven | E9 | System - kBTUs of Consumption | 0 | 0 | 0 | 0 | 0 | 0 | 0 | 0 | 0 | 0 | 0 | 0 | 0 | 0 | 0 | 0 | 0 | 0 | 0 | 0 | 0 | 0 | 0 | 0 | 0 | 0 | 0 | 0 | 0 | 0 | 0 | 0 | 0
F3_Commercial_Lodging_Existing_Food Preparation_Natural Gas_Conveyor Oven_E10 | F3 | Commercial | Lodging | Existing | Food Preparation | Natural Gas | Conveyor Oven | E10 | System - kBTUs of Consumption | 0 | 0 | 0 | 0 | 0 | 0 | 0 | 0 | 0 | 0 | 0 | 0 | 0 | 0 | 0 | 0 | 0 | 0 | 0 | 0 | 0 | 0 | 0 | 0 | 0 | 0 | 0 | 0 | 0 | 0 | 0 | 0 | 0
F4_Commercial_Lodging_Existing_Food Preparation_Natural Gas_Conveyor Oven_E1 | F4 | Commercial | Lodging | Existing | Food Preparation | Natural Gas | Conveyor Oven | E1 | Utility - Cost of Equipment | 0.3236 | 0.32596 | 0.32852 | 0.33133 | 0.33454 | 0.33827 | 0.34155 | 0.34486 | 0.34829 | 0.35185 | 0.35528 | 0.35844 | 0.36154 | 0.36464 | 0.36787 | 0.37095 | 0.37412 | 0.37737 | 0.38065 | 0.38389 | 0.38708 | 0.39 | 0.3926 | 0.3949 | 0.39689 | 0.3986 | 0.39978 | 0.40066 | 0.40143 | 0.40208 | 0.40273 | 0.40301 | 0.40301
F4_Commercial_Lodging_Existing_Food Preparation_Natural Gas_Conveyor Oven_E2 | F4 | Commercial | Lodging | Existing | Food Preparation | Natural Gas | Conveyor Oven | E2 | Utility - Cost of Equipment | 0.24599 | 0.24778 | 0.24973 | 0.25186 | 0.25431 | 0.25714 | 0.25963 | 0.26215 | 0.26475 | 0.26746 | 0.27007 | 0.27247 | 0.27483 | 0.27718 | 0.27964 | 0.28198 | 0.28439 | 0.28686 | 0.28935 | 0.29182 | 0.29424 | 0.29646 | 0.29844 | 0.30019 | 0.3017 | 0.30299 | 0.3039 | 0.30457 | 0.30515 | 0.30564 | 0.30613 | 0.30635 | 0.30635
F4_Commercial_Lodging_Existing_Food Preparation_Natural Gas_Conveyor Oven_E3 | F4 | Commercial | Lodging | Existing | Food Preparation | Natural Gas | Conveyor Oven | E3 | Utility - Cost of Equipment | 0 | 0 | 0 | 0 | 0 | 0 | 0 | 0 | 0 | 0 | 0 | 0 | 0 | 0 | 0 | 0 | 0 | 0 | 0 | 0 | 0 | 0 | 0 | 0 | 0 | 0 | 0 | 0 | 0 | 0 | 0 | 0 | 0
F4_Commercial_Lodging_Existing_Food Preparation_Natural Gas_Conveyor Oven_E4 | F4 | Commercial | Lodging | Existing | Food Preparation | Natural Gas | Conveyor Oven | E4 | Utility - Cost of Equipment | 0 | 0 | 0 | 0 | 0 | 0 | 0 | 0 | 0 | 0 | 0 | 0 | 0 | 0 | 0 | 0 | 0 | 0 | 0 | 0 | 0 | 0 | 0 | 0 | 0 | 0 | 0 | 0 | 0 | 0 | 0 | 0 | 0
F4_Commercial_Lodging_Existing_Food Preparation_Natural Gas_Conveyor Oven_E5 | F4 | Commercial | Lodging | Existing | Food Preparation | Natural Gas | Conveyor Oven | E5 | Utility - Cost of Equipment | 0 | 0 | 0 | 0 | 0 | 0 | 0 | 0 | 0 | 0 | 0 | 0 | 0 | 0 | 0 | 0 | 0 | 0 | 0 | 0 | 0 | 0 | 0 | 0 | 0 | 0 | 0 | 0 | 0 | 0 | 0 | 0 | 0
F4_Commercial_Lodging_Existing_Food Preparation_Natural Gas_Conveyor Oven_E6 | F4 | Commercial | Lodging | Existing | Food Preparation | Natural Gas | Conveyor Oven | E6 | Utility - Cost of Equipment | 0 | 0 | 0 | 0 | 0 | 0 | 0 | 0 | 0 | 0 | 0 | 0 | 0 | 0 | 0 | 0 | 0 | 0 | 0 | 0 | 0 | 0 | 0 | 0 | 0 | 0 | 0 | 0 | 0 | 0 | 0 | 0 | 0
F4_Commercial_Lodging_Existing_Food Preparation_Natural Gas_Conveyor Oven_E7 | F4 | Commercial | Lodging | Existing | Food Preparation | Natural Gas | Conveyor Oven | E7 | Utility - Cost of Equipment | 0 | 0 | 0 | 0 | 0 | 0 | 0 | 0 | 0 | 0 | 0 | 0 | 0 | 0 | 0 | 0 | 0 | 0 | 0 | 0 | 0 | 0 | 0 | 0 | 0 | 0 | 0 | 0 | 0 | 0 | 0 | 0 | 0
F4_Commercial_Lodging_Existing_Food Preparation_Natural Gas_Conveyor Oven_E8 | F4 | Commercial | Lodging | Existing | Food Preparation | Natural Gas | Conveyor Oven | E8 | Utility - Cost of Equipment | 0 | 0 | 0 | 0 | 0 | 0 | 0 | 0 | 0 | 0 | 0 | 0 | 0 | 0 | 0 | 0 | 0 | 0 | 0 | 0 | 0 | 0 | 0 | 0 | 0 | 0 | 0 | 0 | 0 | 0 | 0 | 0 | 0
F4_Commercial_Lodging_Existing_Food Preparation_Natural Gas_Conveyor Oven_E9 | F4 | Commercial | Lodging | Existing | Food Preparation | Natural Gas | Conveyor Oven | E9 | Utility - Cost of Equipment | 0 | 0 | 0 | 0 | 0 | 0 | 0 | 0 | 0 | 0 | 0 | 0 | 0 | 0 | 0 | 0 | 0 | 0 | 0 | 0 | 0 | 0 | 0 | 0 | 0 | 0 | 0 | 0 | 0 | 0 | 0 | 0 | 0
F4_Commercial_Lodging_Existing_Food Preparation_Natural Gas_Conveyor Oven_E10 | F4 | Commercial | Lodging | Existing | Food Preparation | Natural Gas | Conveyor Oven | E10 | Utility - Cost of Equipment | 0 | 0 | 0 | 0 | 0 | 0 | 0 | 0 | 0 | 0 | 0 | 0 | 0 | 0 | 0 | 0 | 0 | 0 | 0 | 0 | 0 | 0 | 0 | 0 | 0 | 0 | 0 | 0 | 0 | 0 | 0 | 0 | 0
F5_Commercial_Lodging_Existing_Food Preparation_Natural Gas_Conveyor Oven_E1 | F5 | Commercial | Lodging | Existing | Food Preparation | Natural Gas | Conveyor Oven | E1 | Utility - Cost of Operation | 0.060867 | 0.060867 | 0.060867 | 0.060867 | 0.060867 | 0.060867 | 0.060867 | 0.060867 | 0.060867 | 0.060867 | 0.060867 | 0.060867 | 0.060867 | 0.060867 | 0.060867 | 0.060867 | 0.060867 | 0.060867 | 0.060867 | 0.060867 | 0.060867 | 0.060867 | 0.060867 | 0.060867 | 0.060867 | 0.060867 | 0.060867 | 0.060867 | 0.060867 | 0.060867 | 0.060867 | 0.060867 | 0.060867
F5_Commercial_Lodging_Existing_Food Preparation_Natural Gas_Conveyor Oven_E2 | F5 | Commercial | Lodging | Existing | Food Preparation | Natural Gas | Conveyor Oven | E2 | Utility - Cost of Operation | 0.074205 | 0.074205 | 0.074205 | 0.074205 | 0.074205 | 0.074205 | 0.074205 | 0.074205 | 0.074205 | 0.074205 | 0.074205 | 0.074205 | 0.074205 | 0.074205 | 0.074205 | 0.074205 | 0.074205 | 0.074205 | 0.074205 | 0.074205 | 0.074205 | 0.074205 | 0.074205 | 0.074205 | 0.074205 | 0.074205 | 0.074205 | 0.074205 | 0.074205 | 0.074205 | 0.074205 | 0.074205 | 0.074205
F5_Commercial_Lodging_Existing_Food Preparation_Natural Gas_Conveyor Oven_E3 | F5 | Commercial | Lodging | Existing | Food Preparation | Natural Gas | Conveyor Oven | E3 | Utility - Cost of Operation | 0 | 0 | 0 | 0 | 0 | 0 | 0 | 0 | 0 | 0 | 0 | 0 | 0 | 0 | 0 | 0 | 0 | 0 | 0 | 0 | 0 | 0 | 0 | 0 | 0 | 0 | 0 | 0 | 0 | 0 | 0 | 0 | 0
F5_Commercial_Lodging_Existing_Food Preparation_Natural Gas_Conveyor Oven_E4 | F5 | Commercial | Lodging | Existing | Food Preparation | Natural Gas | Conveyor Oven | E4 | Utility - Cost of Operation | 0 | 0 | 0 | 0 | 0 | 0 | 0 | 0 | 0 | 0 | 0 | 0 | 0 | 0 | 0 | 0 | 0 | 0 | 0 | 0 | 0 | 0 | 0 | 0 | 0 | 0 | 0 | 0 | 0 | 0 | 0 | 0 | 0
F5_Commercial_Lodging_Existing_Food Preparation_Natural Gas_Conveyor Oven_E5 | F5 | Commercial | Lodging | Existing | Food Preparation | Natural Gas | Conveyor Oven | E5 | Utility - Cost of Operation | 0 | 0 | 0 | 0 | 0 | 0 | 0 | 0 | 0 | 0 | 0 | 0 | 0 | 0 | 0 | 0 | 0 | 0 | 0 | 0 | 0 | 0 | 0 | 0 | 0 | 0 | 0 | 0 | 0 | 0 | 0 | 0 | 0
F5_Commercial_Lodging_Existing_Food Preparation_Natural Gas_Conveyor Oven_E6 | F5 | Commercial | Lodging | Existing | Food Preparation | Natural Gas | Conveyor Oven | E6 | Utility - Cost of Operation | 0 | 0 | 0 | 0 | 0 | 0 | 0 | 0 | 0 | 0 | 0 | 0 | 0 | 0 | 0 | 0 | 0 | 0 | 0 | 0 | 0 | 0 | 0 | 0 | 0 | 0 | 0 | 0 | 0 | 0 | 0 | 0 | 0
F5_Commercial_Lodging_Existing_Food Preparation_Natural Gas_Conveyor Oven_E7 | F5 | Commercial | Lodging | Existing | Food Preparation | Natural Gas | Conveyor Oven | E7 | Utility - Cost of Operation | 0 | 0 | 0 | 0 | 0 | 0 | 0 | 0 | 0 | 0 | 0 | 0 | 0 | 0 | 0 | 0 | 0 | 0 | 0 | 0 | 0 | 0 | 0 | 0 | 0 | 0 | 0 | 0 | 0 | 0 | 0 | 0 | 0
F5_Commercial_Lodging_Existing_Food Preparation_Natural Gas_Conveyor Oven_E8 | F5 | Commercial | Lodging | Existing | Food Preparation | Natural Gas | Conveyor Oven | E8 | Utility - Cost of Operation | 0 | 0 | 0 | 0 | 0 | 0 | 0 | 0 | 0 | 0 | 0 | 0 | 0 | 0 | 0 | 0 | 0 | 0 | 0 | 0 | 0 | 0 | 0 | 0 | 0 | 0 | 0 | 0 | 0 | 0 | 0 | 0 | 0
F5_Commercial_Lodging_Existing_Food Preparation_Natural Gas_Conveyor Oven_E9 | F5 | Commercial | Lodging | Existing | Food Preparation | Natural Gas | Conveyor Oven | E9 | Utility - Cost of Operation | 0 | 0 | 0 | 0 | 0 | 0 | 0 | 0 | 0 | 0 | 0 | 0 | 0 | 0 | 0 | 0 | 0 | 0 | 0 | 0 | 0 | 0 | 0 | 0 | 0 | 0 | 0 | 0 | 0 | 0 | 0 | 0 | 0
F5_Commercial_Lodging_Existing_Food Preparation_Natural Gas_Conveyor Oven_E10 | F5 | Commercial | Lodging | Existing | Food Preparation | Natural Gas | Conveyor Oven | E10 | Utility - Cost of Operation | 0 | 0 | 0 | 0 | 0 | 0 | 0 | 0 | 0 | 0 | 0 | 0 | 0 | 0 | 0 | 0 | 0 | 0 | 0 | 0 | 0 | 0 | 0 | 0 | 0 | 0 | 0 | 0 | 0 | 0 | 0 | 0 | 0
F6_Commercial_Lodging_Existing_Food Preparation_Natural Gas_Conveyor Oven_E1 | F6 | Commercial | Lodging | Existing | Food Preparation | Natural Gas | Conveyor Oven | E1 | Utility - Value of Sales | 0.1878 | 0.1878 | 0.1878 | 0.1878 | 0.1878 | 0.1878 | 0.1878 | 0.1878 | 0.1878 | 0.1878 | 0.1878 | 0.1878 | 0.1878 | 0.1878 | 0.1878 | 0.1878 | 0.1878 | 0.1878 | 0.1878 | 0.1878 | 0.1878 | 0.1878 | 0.1878 | 0.1878 | 0.1878 | 0.1878 | 0.1878 | 0.1878 | 0.1878 | 0.1878 | 0.1878 | 0.1878 | 0.1878
F6_Commercial_Lodging_Existing_Food Preparation_Natural Gas_Conveyor Oven_E2 | F6 | Commercial | Lodging | Existing | Food Preparation | Natural Gas | Conveyor Oven | E2 | Utility - Value of Sales | 0.14276 | 0.14276 | 0.14276 | 0.14276 | 0.14276 | 0.14276 | 0.14276 | 0.14276 | 0.14276 | 0.14276 | 0.14276 | 0.14276 | 0.14276 | 0.14276 | 0.14276 | 0.14276 | 0.14276 | 0.14276 | 0.14276 | 0.14276 | 0.14276 | 0.14276 | 0.14276 | 0.14276 | 0.14276 | 0.14276 | 0.14276 | 0.14276 | 0.14276 | 0.14276 | 0.14276 | 0.14276 | 0.14276
F6_Commercial_Lodging_Existing_Food Preparation_Natural Gas_Conveyor Oven_E3 | F6 | Commercial | Lodging | Existing | Food Preparation | Natural Gas | Conveyor Oven | E3 | Utility - Value of Sales | 0 | 0 | 0 | 0 | 0 | 0 | 0 | 0 | 0 | 0 | 0 | 0 | 0 | 0 | 0 | 0 | 0 | 0 | 0 | 0 | 0 | 0 | 0 | 0 | 0 | 0 | 0 | 0 | 0 | 0 | 0 | 0 | 0
F6_Commercial_Lodging_Existing_Food Preparation_Natural Gas_Conveyor Oven_E4 | F6 | Commercial | Lodging | Existing | Food Preparation | Natural Gas | Conveyor Oven | E4 | Utility - Value of Sales | 0 | 0 | 0 | 0 | 0 | 0 | 0 | 0 | 0 | 0 | 0 | 0 | 0 | 0 | 0 | 0 | 0 | 0 | 0 | 0 | 0 | 0 | 0 | 0 | 0 | 0 | 0 | 0 | 0 | 0 | 0 | 0 | 0
F6_Commercial_Lodging_Existing_Food Preparation_Natural Gas_Conveyor Oven_E5 | F6 | Commercial | Lodging | Existing | Food Preparation | Natural Gas | Conveyor Oven | E5 | Utility - Value of Sales | 0 | 0 | 0 | 0 | 0 | 0 | 0 | 0 | 0 | 0 | 0 | 0 | 0 | 0 | 0 | 0 | 0 | 0 | 0 | 0 | 0 | 0 | 0 | 0 | 0 | 0 | 0 | 0 | 0 | 0 | 0 | 0 | 0
F6_Commercial_Lodging_Existing_Food Preparation_Natural Gas_Conveyor Oven_E6 | F6 | Commercial | Lodging | Existing | Food Preparation | Natural Gas | Conveyor Oven | E6 | Utility - Value of Sales | 0 | 0 | 0 | 0 | 0 | 0 | 0 | 0 | 0 | 0 | 0 | 0 | 0 | 0 | 0 | 0 | 0 | 0 | 0 | 0 | 0 | 0 | 0 | 0 | 0 | 0 | 0 | 0 | 0 | 0 | 0 | 0 | 0
F6_Commercial_Lodging_Existing_Food Preparation_Natural Gas_Conveyor Oven_E7 | F6 | Commercial | Lodging | Existing | Food Preparation | Natural Gas | Conveyor Oven | E7 | Utility - Value of Sales | 0 | 0 | 0 | 0 | 0 | 0 | 0 | 0 | 0 | 0 | 0 | 0 | 0 | 0 | 0 | 0 | 0 | 0 | 0 | 0 | 0 | 0 | 0 | 0 | 0 | 0 | 0 | 0 | 0 | 0 | 0 | 0 | 0
F6_Commercial_Lodging_Existing_Food Preparation_Natural Gas_Conveyor Oven_E8 | F6 | Commercial | Lodging | Existing | Food Preparation | Natural Gas | Conveyor Oven | E8 | Utility - Value of Sales | 0 | 0 | 0 | 0 | 0 | 0 | 0 | 0 | 0 | 0 | 0 | 0 | 0 | 0 | 0 | 0 | 0 | 0 | 0 | 0 | 0 | 0 | 0 | 0 | 0 | 0 | 0 | 0 | 0 | 0 | 0 | 0 | 0
F6_Commercial_Lodging_Existing_Food Preparation_Natural Gas_Conveyor Oven_E9 | F6 | Commercial | Lodging | Existing | Food Preparation | Natural Gas | Conveyor Oven | E9 | Utility - Value of Sales | 0 | 0 | 0 | 0 | 0 | 0 | 0 | 0 | 0 | 0 | 0 | 0 | 0 | 0 | 0 | 0 | 0 | 0 | 0 | 0 | 0 | 0 | 0 | 0 | 0 | 0 | 0 | 0 | 0 | 0 | 0 | 0 | 0
F6_Commercial_Lodging_Existing_Food Preparation_Natural Gas_Conveyor Oven_E10 | F6 | Commercial | Lodging | Existing | Food Preparation | Natural Gas | Conveyor Oven | E10 | Utility - Value of Sales | 0 | 0 | 0 | 0 | 0 | 0 | 0 | 0 | 0 | 0 | 0 | 0 | 0 | 0 | 0 | 0 | 0 | 0 | 0 | 0 | 0 | 0 | 0 | 0 | 0 | 0 | 0 | 0 | 0 | 0 | 0 | 0 | 0
F1_Commercial_Lodging_Existing_Food Preparation_Natural Gas_Double Rack Oven_E1 | F1 | Commercial | Lodging | Existing | Food Preparation | Natural Gas | Double Rack Oven | E1 | RVT - Cost of Equipment | 0.47169 | 0.47529 | 0.47931 | 0.48372 | 0.48876 | 0.49459 | 0.49931 | 0.50385 | 0.50846 | 0.51325 | 0.51783 | 0.52203 | 0.52633 | 0.53084 | 0.53582 | 0.54069 | 0.54586 | 0.55131 | 0.557 | 0.5628 | 0.56864 | 0.57411 | 0.57905 | 0.58342 | 0.58719 | 0.59044 | 0.59269 | 0.59436 | 0.59581 | 0.59705 | 0.59828 | 0.59882 | 0.59882
F1_Commercial_Lodging_Existing_Food Preparation_Natural Gas_Double Rack Oven_E2 | F1 | Commercial | Lodging | Existing | Food Preparation | Natural Gas | Double Rack Oven | E2 | RVT - Cost of Equipment | 0.25729 | 0.25925 | 0.26144 | 0.26385 | 0.2666 | 0.26978 | 0.27235 | 0.27483 | 0.27734 | 0.27996 | 0.28245 | 0.28474 | 0.28709 | 0.28955 | 0.29227 | 0.29492 | 0.29774 | 0.30071 | 0.30382 | 0.30698 | 0.31017 | 0.31315 | 0.31585 | 0.31823 | 0.32029 | 0.32206 | 0.32328 | 0.3242 | 0.32499 | 0.32566 | 0.32633 | 0.32663 | 0.32663
F1_Commercial_Lodging_Existing_Food Preparation_Natural Gas_Double Rack Oven_E3 | F1 | Commercial | Lodging | Existing | Food Preparation | Natural Gas | Double Rack Oven | E3 | RVT - Cost of Equipment | 0 | 0 | 0 | 0 | 0 | 0 | 0 | 0 | 0 | 0 | 0 | 0 | 0 | 0 | 0 | 0 | 0 | 0 | 0 | 0 | 0 | 0 | 0 | 0 | 0 | 0 | 0 | 0 | 0 | 0 | 0 | 0 | 0
F1_Commercial_Lodging_Existing_Food Preparation_Natural Gas_Double Rack Oven_E4 | F1 | Commercial | Lodging | Existing | Food Preparation | Natural Gas | Double Rack Oven | E4 | RVT - Cost of Equipment | 0 | 0 | 0 | 0 | 0 | 0 | 0 | 0 | 0 | 0 | 0 | 0 | 0 | 0 | 0 | 0 | 0 | 0 | 0 | 0 | 0 | 0 | 0 | 0 | 0 | 0 | 0 | 0 | 0 | 0 | 0 | 0 | 0
F1_Commercial_Lodging_Existing_Food Preparation_Natural Gas_Double Rack Oven_E5 | F1 | Commercial | Lodging | Existing | Food Preparation | Natural Gas | Double Rack Oven | E5 | RVT - Cost of Equipment | 0 | 0 | 0 | 0 | 0 | 0 | 0 | 0 | 0 | 0 | 0 | 0 | 0 | 0 | 0 | 0 | 0 | 0 | 0 | 0 | 0 | 0 | 0 | 0 | 0 | 0 | 0 | 0 | 0 | 0 | 0 | 0 | 0
F1_Commercial_Lodging_Existing_Food Preparation_Natural Gas_Double Rack Oven_E6 | F1 | Commercial | Lodging | Existing | Food Preparation | Natural Gas | Double Rack Oven | E6 | RVT - Cost of Equipment | 0 | 0 | 0 | 0 | 0 | 0 | 0 | 0 | 0 | 0 | 0 | 0 | 0 | 0 | 0 | 0 | 0 | 0 | 0 | 0 | 0 | 0 | 0 | 0 | 0 | 0 | 0 | 0 | 0 | 0 | 0 | 0 | 0
F1_Commercial_Lodging_Existing_Food Preparation_Natural Gas_Double Rack Oven_E7 | F1 | Commercial | Lodging | Existing | Food Preparation | Natural Gas | Double Rack Oven | E7 | RVT - Cost of Equipment | 0 | 0 | 0 | 0 | 0 | 0 | 0 | 0 | 0 | 0 | 0 | 0 | 0 | 0 | 0 | 0 | 0 | 0 | 0 | 0 | 0 | 0 | 0 | 0 | 0 | 0 | 0 | 0 | 0 | 0 | 0 | 0 | 0
F1_Commercial_Lodging_Existing_Food Preparation_Natural Gas_Double Rack Oven_E8 | F1 | Commercial | Lodging | Existing | Food Preparation | Natural Gas | Double Rack Oven | E8 | RVT - Cost of Equipment | 0 | 0 | 0 | 0 | 0 | 0 | 0 | 0 | 0 | 0 | 0 | 0 | 0 | 0 | 0 | 0 | 0 | 0 | 0 | 0 | 0 | 0 | 0 | 0 | 0 | 0 | 0 | 0 | 0 | 0 | 0 | 0 | 0
F1_Commercial_Lodging_Existing_Food Preparation_Natural Gas_Double Rack Oven_E9 | F1 | Commercial | Lodging | Existing | Food Preparation | Natural Gas | Double Rack Oven | E9 | RVT - Cost of Equipment | 0 | 0 | 0 | 0 | 0 | 0 | 0 | 0 | 0 | 0 | 0 | 0 | 0 | 0 | 0 | 0 | 0 | 0 | 0 | 0 | 0 | 0 | 0 | 0 | 0 | 0 | 0 | 0 | 0 | 0 | 0 | 0 | 0
F1_Commercial_Lodging_Existing_Food Preparation_Natural Gas_Double Rack Oven_E10 | F1 | Commercial | Lodging | Existing | Food Preparation | Natural Gas | Double Rack Oven | E10 | RVT - Cost of Equipment | 0 | 0 | 0 | 0 | 0 | 0 | 0 | 0 | 0 | 0 | 0 | 0 | 0 | 0 | 0 | 0 | 0 | 0 | 0 | 0 | 0 | 0 | 0 | 0 | 0 | 0 | 0 | 0 | 0 | 0 | 0 | 0 | 0
F2_Commercial_Lodging_Existing_Food Preparation_Natural Gas_Double Rack Oven_E1 | F2 | Commercial | Lodging | Existing | Food Preparation | Natural Gas | Double Rack Oven | E1 | RVT - Cost of Operation | 0.56512 | 0.56942 | 0.57424 | 0.57953 | 0.58557 | 0.59255 | 0.59821 | 0.60365 | 0.60916 | 0.61491 | 0.62039 | 0.62543 | 0.63057 | 0.63598 | 0.64195 | 0.64778 | 0.65397 | 0.6605 | 0.66732 | 0.67427 | 0.68127 | 0.68782 | 0.69374 | 0.69897 | 0.70349 | 0.70738 | 0.71008 | 0.71208 | 0.71382 | 0.71531 | 0.71678 | 0.71743 | 0.71743
F2_Commercial_Lodging_Existing_Food Preparation_Natural Gas_Double Rack Oven_E2 | F2 | Commercial | Lodging | Existing | Food Preparation | Natural Gas | Double Rack Oven | E2 | RVT - Cost of Operation | 0.30825 | 0.3106 | 0.31322 | 0.31611 | 0.3194 | 0.32321 | 0.3263 | 0.32926 | 0.33227 | 0.33541 | 0.3384 | 0.34114 | 0.34395 | 0.3469 | 0.35015 | 0.35334 | 0.35671 | 0.36028 | 0.36399 | 0.36779 | 0.3716 | 0.37518 | 0.37841 | 0.38126 | 0.38372 | 0.38584 | 0.38731 | 0.38841 | 0.38936 | 0.39017 | 0.39097 | 0.39132 | 0.39132
F2_Commercial_Lodging_Existing_Food Preparation_Natural Gas_Double Rack Oven_E3 | F2 | Commercial | Lodging | Existing | Food Preparation | Natural Gas | Double Rack Oven | E3 | RVT - Cost of Operation | 0 | 0 | 0 | 0 | 0 | 0 | 0 | 0 | 0 | 0 | 0 | 0 | 0 | 0 | 0 | 0 | 0 | 0 | 0 | 0 | 0 | 0 | 0 | 0 | 0 | 0 | 0 | 0 | 0 | 0 | 0 | 0 | 0
F2_Commercial_Lodging_Existing_Food Preparation_Natural Gas_Double Rack Oven_E4 | F2 | Commercial | Lodging | Existing | Food Preparation | Natural Gas | Double Rack Oven | E4 | RVT - Cost of Operation | 0 | 0 | 0 | 0 | 0 | 0 | 0 | 0 | 0 | 0 | 0 | 0 | 0 | 0 | 0 | 0 | 0 | 0 | 0 | 0 | 0 | 0 | 0 | 0 | 0 | 0 | 0 | 0 | 0 | 0 | 0 | 0 | 0
F2_Commercial_Lodging_Existing_Food Preparation_Natural Gas_Double Rack Oven_E5 | F2 | Commercial | Lodging | Existing | Food Preparation | Natural Gas | Double Rack Oven | E5 | RVT - Cost of Operation | 0 | 0 | 0 | 0 | 0 | 0 | 0 | 0 | 0 | 0 | 0 | 0 | 0 | 0 | 0 | 0 | 0 | 0 | 0 | 0 | 0 | 0 | 0 | 0 | 0 | 0 | 0 | 0 | 0 | 0 | 0 | 0 | 0
F2_Commercial_Lodging_Existing_Food Preparation_Natural Gas_Double Rack Oven_E6 | F2 | Commercial | Lodging | Existing | Food Preparation | Natural Gas | Double Rack Oven | E6 | RVT - Cost of Operation | 0 | 0 | 0 | 0 | 0 | 0 | 0 | 0 | 0 | 0 | 0 | 0 | 0 | 0 | 0 | 0 | 0 | 0 | 0 | 0 | 0 | 0 | 0 | 0 | 0 | 0 | 0 | 0 | 0 | 0 | 0 | 0 | 0
F2_Commercial_Lodging_Existing_Food Preparation_Natural Gas_Double Rack Oven_E7 | F2 | Commercial | Lodging | Existing | Food Preparation | Natural Gas | Double Rack Oven | E7 | RVT - Cost of Operation | 0 | 0 | 0 | 0 | 0 | 0 | 0 | 0 | 0 | 0 | 0 | 0 | 0 | 0 | 0 | 0 | 0 | 0 | 0 | 0 | 0 | 0 | 0 | 0 | 0 | 0 | 0 | 0 | 0 | 0 | 0 | 0 | 0
F2_Commercial_Lodging_Existing_Food Preparation_Natural Gas_Double Rack Oven_E8 | F2 | Commercial | Lodging | Existing | Food Preparation | Natural Gas | Double Rack Oven | E8 | RVT - Cost of Operation | 0 | 0 | 0 | 0 | 0 | 0 | 0 | 0 | 0 | 0 | 0 | 0 | 0 | 0 | 0 | 0 | 0 | 0 | 0 | 0 | 0 | 0 | 0 | 0 | 0 | 0 | 0 | 0 | 0 | 0 | 0 | 0 | 0
F2_Commercial_Lodging_Existing_Food Preparation_Natural Gas_Double Rack Oven_E9 | F2 | Commercial | Lodging | Existing | Food Preparation | Natural Gas | Double Rack Oven | E9 | RVT - Cost of Operation | 0 | 0 | 0 | 0 | 0 | 0 | 0 | 0 | 0 | 0 | 0 | 0 | 0 | 0 | 0 | 0 | 0 | 0 | 0 | 0 | 0 | 0 | 0 | 0 | 0 | 0 | 0 | 0 | 0 | 0 | 0 | 0 | 0
F2_Commercial_Lodging_Existing_Food Preparation_Natural Gas_Double Rack Oven_E10 | F2 | Commercial | Lodging | Existing | Food Preparation | Natural Gas | Double Rack Oven | E10 | RVT - Cost of Operation | 0 | 0 | 0 | 0 | 0 | 0 | 0 | 0 | 0 | 0 | 0 | 0 | 0 | 0 | 0 | 0 | 0 | 0 | 0 | 0 | 0 | 0 | 0 | 0 | 0 | 0 | 0 | 0 | 0 | 0 | 0 | 0 | 0
F3_Commercial_Lodging_Existing_Food Preparation_Natural Gas_Double Rack Oven_E1 | F3 | Commercial | Lodging | Existing | Food Preparation | Natural Gas | Double Rack Oven | E1 | System - kBTUs of Consumption | 0.11427 | 0.11427 | 0.11427 | 0.11427 | 0.11427 | 0.11427 | 0.11427 | 0.11427 | 0.11427 | 0.11427 | 0.11427 | 0.11427 | 0.11427 | 0.11427 | 0.11427 | 0.11427 | 0.11427 | 0.11427 | 0.11427 | 0.11427 | 0.11427 | 0.11427 | 0.11427 | 0.11427 | 0.11427 | 0.11427 | 0.11427 | 0.11427 | 0.11427 | 0.11427 | 0.11427 | 0.11427 | 0.11427
F3_Commercial_Lodging_Existing_Food Preparation_Natural Gas_Double Rack Oven_E2 | F3 | Commercial | Lodging | Existing | Food Preparation | Natural Gas | Double Rack Oven | E2 | System - kBTUs of Consumption | 0.15197 | 0.15197 | 0.15197 | 0.15197 | 0.15197 | 0.15197 | 0.15197 | 0.15197 | 0.15197 | 0.15197 | 0.15197 | 0.15197 | 0.15197 | 0.15197 | 0.15197 | 0.15197 | 0.15197 | 0.15197 | 0.15197 | 0.15197 | 0.15197 | 0.15197 | 0.15197 | 0.15197 | 0.15197 | 0.15197 | 0.15197 | 0.15197 | 0.15197 | 0.15197 | 0.15197 | 0.15197 | 0.15197
F3_Commercial_Lodging_Existing_Food Preparation_Natural Gas_Double Rack Oven_E3 | F3 | Commercial | Lodging | Existing | Food Preparation | Natural Gas | Double Rack Oven | E3 | System - kBTUs of Consumption | 0 | 0 | 0 | 0 | 0 | 0 | 0 | 0 | 0 | 0 | 0 | 0 | 0 | 0 | 0 | 0 | 0 | 0 | 0 | 0 | 0 | 0 | 0 | 0 | 0 | 0 | 0 | 0 | 0 | 0 | 0 | 0 | 0
F3_Commercial_Lodging_Existing_Food Preparation_Natural Gas_Double Rack Oven_E4 | F3 | Commercial | Lodging | Existing | Food Preparation | Natural Gas | Double Rack Oven | E4 | System - kBTUs of Consumption | 0 | 0 | 0 | 0 | 0 | 0 | 0 | 0 | 0 | 0 | 0 | 0 | 0 | 0 | 0 | 0 | 0 | 0 | 0 | 0 | 0 | 0 | 0 | 0 | 0 | 0 | 0 | 0 | 0 | 0 | 0 | 0 | 0
F3_Commercial_Lodging_Existing_Food Preparation_Natural Gas_Double Rack Oven_E5 | F3 | Commercial | Lodging | Existing | Food Preparation | Natural Gas | Double Rack Oven | E5 | System - kBTUs of Consumption | 0 | 0 | 0 | 0 | 0 | 0 | 0 | 0 | 0 | 0 | 0 | 0 | 0 | 0 | 0 | 0 | 0 | 0 | 0 | 0 | 0 | 0 | 0 | 0 | 0 | 0 | 0 | 0 | 0 | 0 | 0 | 0 | 0
F3_Commercial_Lodging_Existing_Food Preparation_Natural Gas_Double Rack Oven_E6 | F3 | Commercial | Lodging | Existing | Food Preparation | Natural Gas | Double Rack Oven | E6 | System - kBTUs of Consumption | 0 | 0 | 0 | 0 | 0 | 0 | 0 | 0 | 0 | 0 | 0 | 0 | 0 | 0 | 0 | 0 | 0 | 0 | 0 | 0 | 0 | 0 | 0 | 0 | 0 | 0 | 0 | 0 | 0 | 0 | 0 | 0 | 0
F3_Commercial_Lodging_Existing_Food Preparation_Natural Gas_Double Rack Oven_E7 | F3 | Commercial | Lodging | Existing | Food Preparation | Natural Gas | Double Rack Oven | E7 | System - kBTUs of Consumption | 0 | 0 | 0 | 0 | 0 | 0 | 0 | 0 | 0 | 0 | 0 | 0 | 0 | 0 | 0 | 0 | 0 | 0 | 0 | 0 | 0 | 0 | 0 | 0 | 0 | 0 | 0 | 0 | 0 | 0 | 0 | 0 | 0
F3_Commercial_Lodging_Existing_Food Preparation_Natural Gas_Double Rack Oven_E8 | F3 | Commercial | Lodging | Existing | Food Preparation | Natural Gas | Double Rack Oven | E8 | System - kBTUs of Consumption | 0 | 0 | 0 | 0 | 0 | 0 | 0 | 0 | 0 | 0 | 0 | 0 | 0 | 0 | 0 | 0 | 0 | 0 | 0 | 0 | 0 | 0 | 0 | 0 | 0 | 0 | 0 | 0 | 0 | 0 | 0 | 0 | 0
F3_Commercial_Lodging_Existing_Food Preparation_Natural Gas_Double Rack Oven_E9 | F3 | Commercial | Lodging | Existing | Food Preparation | Natural Gas | Double Rack Oven | E9 | System - kBTUs of Consumption | 0 | 0 | 0 | 0 | 0 | 0 | 0 | 0 | 0 | 0 | 0 | 0 | 0 | 0 | 0 | 0 | 0 | 0 | 0 | 0 | 0 | 0 | 0 | 0 | 0 | 0 | 0 | 0 | 0 | 0 | 0 | 0 | 0
F3_Commercial_Lodging_Existing_Food Preparation_Natural Gas_Double Rack Oven_E10 | F3 | Commercial | Lodging | Existing | Food Preparation | Natural Gas | Double Rack Oven | E10 | System - kBTUs of Consumption | 0 | 0 | 0 | 0 | 0 | 0 | 0 | 0 | 0 | 0 | 0 | 0 | 0 | 0 | 0 | 0 | 0 | 0 | 0 | 0 | 0 | 0 | 0 | 0 | 0 | 0 | 0 | 0 | 0 | 0 | 0 | 0 | 0
F4_Commercial_Lodging_Existing_Food Preparation_Natural Gas_Double Rack Oven_E1 | F4 | Commercial | Lodging | Existing | Food Preparation | Natural Gas | Double Rack Oven | E1 | Utility - Cost of Equipment | 0.56512 | 0.56942 | 0.57424 | 0.57953 | 0.58557 | 0.59255 | 0.59821 | 0.60365 | 0.60916 | 0.61491 | 0.62039 | 0.62543 | 0.63057 | 0.63598 | 0.64195 | 0.64778 | 0.65397 | 0.6605 | 0.66732 | 0.67427 | 0.68127 | 0.68782 | 0.69374 | 0.69897 | 0.70349 | 0.70738 | 0.71008 | 0.71208 | 0.71382 | 0.71531 | 0.71678 | 0.71743 | 0.71743
F4_Commercial_Lodging_Existing_Food Preparation_Natural Gas_Double Rack Oven_E2 | F4 | Commercial | Lodging | Existing | Food Preparation | Natural Gas | Double Rack Oven | E2 | Utility - Cost of Equipment | 0.30825 | 0.3106 | 0.31322 | 0.31611 | 0.3194 | 0.32321 | 0.3263 | 0.32926 | 0.33227 | 0.33541 | 0.3384 | 0.34114 | 0.34395 | 0.3469 | 0.35015 | 0.35334 | 0.35671 | 0.36028 | 0.36399 | 0.36779 | 0.3716 | 0.37518 | 0.37841 | 0.38126 | 0.38372 | 0.38584 | 0.38731 | 0.38841 | 0.38936 | 0.39017 | 0.39097 | 0.39132 | 0.39132
F4_Commercial_Lodging_Existing_Food Preparation_Natural Gas_Double Rack Oven_E3 | F4 | Commercial | Lodging | Existing | Food Preparation | Natural Gas | Double Rack Oven | E3 | Utility - Cost of Equipment | 0 | 0 | 0 | 0 | 0 | 0 | 0 | 0 | 0 | 0 | 0 | 0 | 0 | 0 | 0 | 0 | 0 | 0 | 0 | 0 | 0 | 0 | 0 | 0 | 0 | 0 | 0 | 0 | 0 | 0 | 0 | 0 | 0
F4_Commercial_Lodging_Existing_Food Preparation_Natural Gas_Double Rack Oven_E4 | F4 | Commercial | Lodging | Existing | Food Preparation | Natural Gas | Double Rack Oven | E4 | Utility - Cost of Equipment | 0 | 0 | 0 | 0 | 0 | 0 | 0 | 0 | 0 | 0 | 0 | 0 | 0 | 0 | 0 | 0 | 0 | 0 | 0 | 0 | 0 | 0 | 0 | 0 | 0 | 0 | 0 | 0 | 0 | 0 | 0 | 0 | 0
F4_Commercial_Lodging_Existing_Food Preparation_Natural Gas_Double Rack Oven_E5 | F4 | Commercial | Lodging | Existing | Food Preparation | Natural Gas | Double Rack Oven | E5 | Utility - Cost of Equipment | 0 | 0 | 0 | 0 | 0 | 0 | 0 | 0 | 0 | 0 | 0 | 0 | 0 | 0 | 0 | 0 | 0 | 0 | 0 | 0 | 0 | 0 | 0 | 0 | 0 | 0 | 0 | 0 | 0 | 0 | 0 | 0 | 0
F4_Commercial_Lodging_Existing_Food Preparation_Natural Gas_Double Rack Oven_E6 | F4 | Commercial | Lodging | Existing | Food Preparation | Natural Gas | Double Rack Oven | E6 | Utility - Cost of Equipment | 0 | 0 | 0 | 0 | 0 | 0 | 0 | 0 | 0 | 0 | 0 | 0 | 0 | 0 | 0 | 0 | 0 | 0 | 0 | 0 | 0 | 0 | 0 | 0 | 0 | 0 | 0 | 0 | 0 | 0 | 0 | 0 | 0
F4_Commercial_Lodging_Existing_Food Preparation_Natural Gas_Double Rack Oven_E7 | F4 | Commercial | Lodging | Existing | Food Preparation | Natural Gas | Double Rack Oven | E7 | Utility - Cost of Equipment | 0 | 0 | 0 | 0 | 0 | 0 | 0 | 0 | 0 | 0 | 0 | 0 | 0 | 0 | 0 | 0 | 0 | 0 | 0 | 0 | 0 | 0 | 0 | 0 | 0 | 0 | 0 | 0 | 0 | 0 | 0 | 0 | 0
F4_Commercial_Lodging_Existing_Food Preparation_Natural Gas_Double Rack Oven_E8 | F4 | Commercial | Lodging | Existing | Food Preparation | Natural Gas | Double Rack Oven | E8 | Utility - Cost of Equipment | 0 | 0 | 0 | 0 | 0 | 0 | 0 | 0 | 0 | 0 | 0 | 0 | 0 | 0 | 0 | 0 | 0 | 0 | 0 | 0 | 0 | 0 | 0 | 0 | 0 | 0 | 0 | 0 | 0 | 0 | 0 | 0 | 0
F4_Commercial_Lodging_Existing_Food Preparation_Natural Gas_Double Rack Oven_E9 | F4 | Commercial | Lodging | Existing | Food Preparation | Natural Gas | Double Rack Oven | E9 | Utility - Cost of Equipment | 0 | 0 | 0 | 0 | 0 | 0 | 0 | 0 | 0 | 0 | 0 | 0 | 0 | 0 | 0 | 0 | 0 | 0 | 0 | 0 | 0 | 0 | 0 | 0 | 0 | 0 | 0 | 0 | 0 | 0 | 0 | 0 | 0
F4_Commercial_Lodging_Existing_Food Preparation_Natural Gas_Double Rack Oven_E10 | F4 | Commercial | Lodging | Existing | Food Preparation | Natural Gas | Double Rack Oven | E10 | Utility - Cost of Equipment | 0 | 0 | 0 | 0 | 0 | 0 | 0 | 0 | 0 | 0 | 0 | 0 | 0 | 0 | 0 | 0 | 0 | 0 | 0 | 0 | 0 | 0 | 0 | 0 | 0 | 0 | 0 | 0 | 0 | 0 | 0 | 0 | 0
F5_Commercial_Lodging_Existing_Food Preparation_Natural Gas_Double Rack Oven_E1 | F5 | Commercial | Lodging | Existing | Food Preparation | Natural Gas | Double Rack Oven | E1 | Utility - Cost of Operation | 0.11427 | 0.11427 | 0.11427 | 0.11427 | 0.11427 | 0.11427 | 0.11427 | 0.11427 | 0.11427 | 0.11427 | 0.11427 | 0.11427 | 0.11427 | 0.11427 | 0.11427 | 0.11427 | 0.11427 | 0.11427 | 0.11427 | 0.11427 | 0.11427 | 0.11427 | 0.11427 | 0.11427 | 0.11427 | 0.11427 | 0.11427 | 0.11427 | 0.11427 | 0.11427 | 0.11427 | 0.11427 | 0.11427
F5_Commercial_Lodging_Existing_Food Preparation_Natural Gas_Double Rack Oven_E2 | F5 | Commercial | Lodging | Existing | Food Preparation | Natural Gas | Double Rack Oven | E2 | Utility - Cost of Operation | 0.15197 | 0.15197 | 0.15197 | 0.15197 | 0.15197 | 0.15197 | 0.15197 | 0.15197 | 0.15197 | 0.15197 | 0.15197 | 0.15197 | 0.15197 | 0.15197 | 0.15197 | 0.15197 | 0.15197 | 0.15197 | 0.15197 | 0.15197 | 0.15197 | 0.15197 | 0.15197 | 0.15197 | 0.15197 | 0.15197 | 0.15197 | 0.15197 | 0.15197 | 0.15197 | 0.15197 | 0.15197 | 0.15197
F5_Commercial_Lodging_Existing_Food Preparation_Natural Gas_Double Rack Oven_E3 | F5 | Commercial | Lodging | Existing | Food Preparation | Natural Gas | Double Rack Oven | E3 | Utility - Cost of Operation | 0 | 0 | 0 | 0 | 0 | 0 | 0 | 0 | 0 | 0 | 0 | 0 | 0 | 0 | 0 | 0 | 0 | 0 | 0 | 0 | 0 | 0 | 0 | 0 | 0 | 0 | 0 | 0 | 0 | 0 | 0 | 0 | 0
F5_Commercial_Lodging_Existing_Food Preparation_Natural Gas_Double Rack Oven_E4 | F5 | Commercial | Lodging | Existing | Food Preparation | Natural Gas | Double Rack Oven | E4 | Utility - Cost of Operation | 0 | 0 | 0 | 0 | 0 | 0 | 0 | 0 | 0 | 0 | 0 | 0 | 0 | 0 | 0 | 0 | 0 | 0 | 0 | 0 | 0 | 0 | 0 | 0 | 0 | 0 | 0 | 0 | 0 | 0 | 0 | 0 | 0
F5_Commercial_Lodging_Existing_Food Preparation_Natural Gas_Double Rack Oven_E5 | F5 | Commercial | Lodging | Existing | Food Preparation | Natural Gas | Double Rack Oven | E5 | Utility - Cost of Operation | 0 | 0 | 0 | 0 | 0 | 0 | 0 | 0 | 0 | 0 | 0 | 0 | 0 | 0 | 0 | 0 | 0 | 0 | 0 | 0 | 0 | 0 | 0 | 0 | 0 | 0 | 0 | 0 | 0 | 0 | 0 | 0 | 0
F5_Commercial_Lodging_Existing_Food Preparation_Natural Gas_Double Rack Oven_E6 | F5 | Commercial | Lodging | Existing | Food Preparation | Natural Gas | Double Rack Oven | E6 | Utility - Cost of Operation | 0 | 0 | 0 | 0 | 0 | 0 | 0 | 0 | 0 | 0 | 0 | 0 | 0 | 0 | 0 | 0 | 0 | 0 | 0 | 0 | 0 | 0 | 0 | 0 | 0 | 0 | 0 | 0 | 0 | 0 | 0 | 0 | 0
F5_Commercial_Lodging_Existing_Food Preparation_Natural Gas_Double Rack Oven_E7 | F5 | Commercial | Lodging | Existing | Food Preparation | Natural Gas | Double Rack Oven | E7 | Utility - Cost of Operation | 0 | 0 | 0 | 0 | 0 | 0 | 0 | 0 | 0 | 0 | 0 | 0 | 0 | 0 | 0 | 0 | 0 | 0 | 0 | 0 | 0 | 0 | 0 | 0 | 0 | 0 | 0 | 0 | 0 | 0 | 0 | 0 | 0
F5_Commercial_Lodging_Existing_Food Preparation_Natural Gas_Double Rack Oven_E8 | F5 | Commercial | Lodging | Existing | Food Preparation | Natural Gas | Double Rack Oven | E8 | Utility - Cost of Operation | 0 | 0 | 0 | 0 | 0 | 0 | 0 | 0 | 0 | 0 | 0 | 0 | 0 | 0 | 0 | 0 | 0 | 0 | 0 | 0 | 0 | 0 | 0 | 0 | 0 | 0 | 0 | 0 | 0 | 0 | 0 | 0 | 0
F5_Commercial_Lodging_Existing_Food Preparation_Natural Gas_Double Rack Oven_E9 | F5 | Commercial | Lodging | Existing | Food Preparation | Natural Gas | Double Rack Oven | E9 | Utility - Cost of Operation | 0 | 0 | 0 | 0 | 0 | 0 | 0 | 0 | 0 | 0 | 0 | 0 | 0 | 0 | 0 | 0 | 0 | 0 | 0 | 0 | 0 | 0 | 0 | 0 | 0 | 0 | 0 | 0 | 0 | 0 | 0 | 0 | 0
F5_Commercial_Lodging_Existing_Food Preparation_Natural Gas_Double Rack Oven_E10 | F5 | Commercial | Lodging | Existing | Food Preparation | Natural Gas | Double Rack Oven | E10 | Utility - Cost of Operation | 0 | 0 | 0 | 0 | 0 | 0 | 0 | 0 | 0 | 0 | 0 | 0 | 0 | 0 | 0 | 0 | 0 | 0 | 0 | 0 | 0 | 0 | 0 | 0 | 0 | 0 | 0 | 0 | 0 | 0 | 0 | 0 | 0
F6_Commercial_Lodging_Existing_Food Preparation_Natural Gas_Double Rack Oven_E1 | F6 | Commercial | Lodging | Existing | Food Preparation | Natural Gas | Double Rack Oven | E1 | Utility - Value of Sales | 0.33469 | 0.33469 | 0.33469 | 0.33469 | 0.33469 | 0.33469 | 0.33469 | 0.33469 | 0.33469 | 0.33469 | 0.33469 | 0.33469 | 0.33469 | 0.33469 | 0.33469 | 0.33469 | 0.33469 | 0.33469 | 0.33469 | 0.33469 | 0.33469 | 0.33469 | 0.33469 | 0.33469 | 0.33469 | 0.33469 | 0.33469 | 0.33469 | 0.33469 | 0.33469 | 0.33469 | 0.33469 | 0.33469
F6_Commercial_Lodging_Existing_Food Preparation_Natural Gas_Double Rack Oven_E2 | F6 | Commercial | Lodging | Existing | Food Preparation | Natural Gas | Double Rack Oven | E2 | Utility - Value of Sales | 0.18256 | 0.18256 | 0.18256 | 0.18256 | 0.18256 | 0.18256 | 0.18256 | 0.18256 | 0.18256 | 0.18256 | 0.18256 | 0.18256 | 0.18256 | 0.18256 | 0.18256 | 0.18256 | 0.18256 | 0.18256 | 0.18256 | 0.18256 | 0.18256 | 0.18256 | 0.18256 | 0.18256 | 0.18256 | 0.18256 | 0.18256 | 0.18256 | 0.18256 | 0.18256 | 0.18256 | 0.18256 | 0.18256
F6_Commercial_Lodging_Existing_Food Preparation_Natural Gas_Double Rack Oven_E3 | F6 | Commercial | Lodging | Existing | Food Preparation | Natural Gas | Double Rack Oven | E3 | Utility - Value of Sales | 0 | 0 | 0 | 0 | 0 | 0 | 0 | 0 | 0 | 0 | 0 | 0 | 0 | 0 | 0 | 0 | 0 | 0 | 0 | 0 | 0 | 0 | 0 | 0 | 0 | 0 | 0 | 0 | 0 | 0 | 0 | 0 | 0
F6_Commercial_Lodging_Existing_Food Preparation_Natural Gas_Double Rack Oven_E4 | F6 | Commercial | Lodging | Existing | Food Preparation | Natural Gas | Double Rack Oven | E4 | Utility - Value of Sales | 0 | 0 | 0 | 0 | 0 | 0 | 0 | 0 | 0 | 0 | 0 | 0 | 0 | 0 | 0 | 0 | 0 | 0 | 0 | 0 | 0 | 0 | 0 | 0 | 0 | 0 | 0 | 0 | 0 | 0 | 0 | 0 | 0
F6_Commercial_Lodging_Existing_Food Preparation_Natural Gas_Double Rack Oven_E5 | F6 | Commercial | Lodging | Existing | Food Preparation | Natural Gas | Double Rack Oven | E5 | Utility - Value of Sales | 0 | 0 | 0 | 0 | 0 | 0 | 0 | 0 | 0 | 0 | 0 | 0 | 0 | 0 | 0 | 0 | 0 | 0 | 0 | 0 | 0 | 0 | 0 | 0 | 0 | 0 | 0 | 0 | 0 | 0 | 0 | 0 | 0
F6_Commercial_Lodging_Existing_Food Preparation_Natural Gas_Double Rack Oven_E6 | F6 | Commercial | Lodging | Existing | Food Preparation | Natural Gas | Double Rack Oven | E6 | Utility - Value of Sales | 0 | 0 | 0 | 0 | 0 | 0 | 0 | 0 | 0 | 0 | 0 | 0 | 0 | 0 | 0 | 0 | 0 | 0 | 0 | 0 | 0 | 0 | 0 | 0 | 0 | 0 | 0 | 0 | 0 | 0 | 0 | 0 | 0
F6_Commercial_Lodging_Existing_Food Preparation_Natural Gas_Double Rack Oven_E7 | F6 | Commercial | Lodging | Existing | Food Preparation | Natural Gas | Double Rack Oven | E7 | Utility - Value of Sales | 0 | 0 | 0 | 0 | 0 | 0 | 0 | 0 | 0 | 0 | 0 | 0 | 0 | 0 | 0 | 0 | 0 | 0 | 0 | 0 | 0 | 0 | 0 | 0 | 0 | 0 | 0 | 0 | 0 | 0 | 0 | 0 | 0
F6_Commercial_Lodging_Existing_Food Preparation_Natural Gas_Double Rack Oven_E8 | F6 | Commercial | Lodging | Existing | Food Preparation | Natural Gas | Double Rack Oven | E8 | Utility - Value of Sales | 0 | 0 | 0 | 0 | 0 | 0 | 0 | 0 | 0 | 0 | 0 | 0 | 0 | 0 | 0 | 0 | 0 | 0 | 0 | 0 | 0 | 0 | 0 | 0 | 0 | 0 | 0 | 0 | 0 | 0 | 0 | 0 | 0
F6_Commercial_Lodging_Existing_Food Preparation_Natural Gas_Double Rack Oven_E9 | F6 | Commercial | Lodging | Existing | Food Preparation | Natural Gas | Double Rack Oven | E9 | Utility - Value of Sales | 0 | 0 | 0 | 0 | 0 | 0 | 0 | 0 | 0 | 0 | 0 | 0 | 0 | 0 | 0 | 0 | 0 | 0 | 0 | 0 | 0 | 0 | 0 | 0 | 0 | 0 | 0 | 0 | 0 | 0 | 0 | 0 | 0
F6_Commercial_Lodging_Existing_Food Preparation_Natural Gas_Double Rack Oven_E10 | F6 | Commercial | Lodging | Existing | Food Preparation | Natural Gas | Double Rack Oven | E10 | Utility - Value of Sales | 0 | 0 | 0 | 0 | 0 | 0 | 0 | 0 | 0 | 0 | 0 | 0 | 0 | 0 | 0 | 0 | 0 | 0 | 0 | 0 | 0 | 0 | 0 | 0 | 0 | 0 | 0 | 0 | 0 | 0 | 0 | 0 | 0
F1_Commercial_Lodging_Existing_Food Preparation_Natural Gas_Fryer_E1 | F1 | Commercial | Lodging | Existing | Food Preparation | Natural Gas | Fryer | E1 | RVT - Cost of Equipment | 0.23254 | 0.23326 | 0.2346 | 0 | 0 | 0 | 0 | 0 | 0 | 0 | 0 | 0 | 0 | 0 | 0 | 0 | 0 | 0 | 0 | 0 | 0 | 0 | 0 | 0 | 0 | 0 | 0 | 0 | 0 | 0 | 0 | 0 | 0
F1_Commercial_Lodging_Existing_Food Preparation_Natural Gas_Fryer_E2 | F1 | Commercial | Lodging | Existing | Food Preparation | Natural Gas | Fryer | E2 | RVT - Cost of Equipment | 0.14252 | 0.14297 | 0.14378 | 0.1449 | 0.14652 | 0.14874 | 0.15051 | 0.15226 | 0.15405 | 0.15587 | 0.15743 | 0.1586 | 0.15959 | 0.16049 | 0.16154 | 0.16248 | 0.16366 | 0.16516 | 0.16694 | 0.16899 | 0.17129 | 0.17355 | 0.17569 | 0.17761 | 0.17932 | 0.18087 | 0.18198 | 0.1829 | 0.18375 | 0.18448 | 0.1852 | 0.18552 | 0.18552
F1_Commercial_Lodging_Existing_Food Preparation_Natural Gas_Fryer_E3 | F1 | Commercial | Lodging | Existing | Food Preparation | Natural Gas | Fryer | E3 | RVT - Cost of Equipment | 0 | 0 | 0 | 0 | 0 | 0 | 0 | 0 | 0 | 0 | 0 | 0 | 0 | 0 | 0 | 0 | 0 | 0 | 0 | 0 | 0 | 0 | 0 | 0 | 0 | 0 | 0 | 0 | 0 | 0 | 0 | 0 | 0
F1_Commercial_Lodging_Existing_Food Preparation_Natural Gas_Fryer_E4 | F1 | Commercial | Lodging | Existing | Food Preparation | Natural Gas | Fryer | E4 | RVT - Cost of Equipment | 0 | 0 | 0 | 0 | 0 | 0 | 0 | 0 | 0 | 0 | 0 | 0 | 0 | 0 | 0 | 0 | 0 | 0 | 0 | 0 | 0 | 0 | 0 | 0 | 0 | 0 | 0 | 0 | 0 | 0 | 0 | 0 | 0
F1_Commercial_Lodging_Existing_Food Preparation_Natural Gas_Fryer_E5 | F1 | Commercial | Lodging | Existing | Food Preparation | Natural Gas | Fryer | E5 | RVT - Cost of Equipment | 0 | 0 | 0 | 0 | 0 | 0 | 0 | 0 | 0 | 0 | 0 | 0 | 0 | 0 | 0 | 0 | 0 | 0 | 0 | 0 | 0 | 0 | 0 | 0 | 0 | 0 | 0 | 0 | 0 | 0 | 0 | 0 | 0
F1_Commercial_Lodging_Existing_Food Preparation_Natural Gas_Fryer_E6 | F1 | Commercial | Lodging | Existing | Food Preparation | Natural Gas | Fryer | E6 | RVT - Cost of Equipment | 0 | 0 | 0 | 0 | 0 | 0 | 0 | 0 | 0 | 0 | 0 | 0 | 0 | 0 | 0 | 0 | 0 | 0 | 0 | 0 | 0 | 0 | 0 | 0 | 0 | 0 | 0 | 0 | 0 | 0 | 0 | 0 | 0
F1_Commercial_Lodging_Existing_Food Preparation_Natural Gas_Fryer_E7 | F1 | Commercial | Lodging | Existing | Food Preparation | Natural Gas | Fryer | E7 | RVT - Cost of Equipment | 0 | 0 | 0 | 0 | 0 | 0 | 0 | 0 | 0 | 0 | 0 | 0 | 0 | 0 | 0 | 0 | 0 | 0 | 0 | 0 | 0 | 0 | 0 | 0 | 0 | 0 | 0 | 0 | 0 | 0 | 0 | 0 | 0
F1_Commercial_Lodging_Existing_Food Preparation_Natural Gas_Fryer_E8 | F1 | Commercial | Lodging | Existing | Food Preparation | Natural Gas | Fryer | E8 | RVT - Cost of Equipment | 0 | 0 | 0 | 0 | 0 | 0 | 0 | 0 | 0 | 0 | 0 | 0 | 0 | 0 | 0 | 0 | 0 | 0 | 0 | 0 | 0 | 0 | 0 | 0 | 0 | 0 | 0 | 0 | 0 | 0 | 0 | 0 | 0
F1_Commercial_Lodging_Existing_Food Preparation_Natural Gas_Fryer_E9 | F1 | Commercial | Lodging | Existing | Food Preparation | Natural Gas | Fryer | E9 | RVT - Cost of Equipment | 0 | 0 | 0 | 0 | 0 | 0 | 0 | 0 | 0 | 0 | 0 | 0 | 0 | 0 | 0 | 0 | 0 | 0 | 0 | 0 | 0 | 0 | 0 | 0 | 0 | 0 | 0 | 0 | 0 | 0 | 0 | 0 | 0
F1_Commercial_Lodging_Existing_Food Preparation_Natural Gas_Fryer_E10 | F1 | Commercial | Lodging | Existing | Food Preparation | Natural Gas | Fryer | E10 | RVT - Cost of Equipment | 0 | 0 | 0 | 0 | 0 | 0 | 0 | 0 | 0 | 0 | 0 | 0 | 0 | 0 | 0 | 0 | 0 | 0 | 0 | 0 | 0 | 0 | 0 | 0 | 0 | 0 | 0 | 0 | 0 | 0 | 0 | 0 | 0
F2_Commercial_Lodging_Existing_Food Preparation_Natural Gas_Fryer_E1 | F2 | Commercial | Lodging | Existing | Food Preparation | Natural Gas | Fryer | E1 | RVT - Cost of Operation | 0.2786 | 0.27946 | 0.28106 | 0 | 0 | 0 | 0 | 0 | 0 | 0 | 0 | 0 | 0 | 0 | 0 | 0 | 0 | 0 | 0 | 0 | 0 | 0 | 0 | 0 | 0 | 0 | 0 | 0 | 0 | 0 | 0 | 0 | 0
F2_Commercial_Lodging_Existing_Food Preparation_Natural Gas_Fryer_E2 | F2 | Commercial | Lodging | Existing | Food Preparation | Natural Gas | Fryer | E2 | RVT - Cost of Operation | 0.17075 | 0.17128 | 0.17226 | 0.17361 | 0.17554 | 0.17821 | 0.18032 | 0.18242 | 0.18456 | 0.18674 | 0.18861 | 0.19001 | 0.1912 | 0.19228 | 0.19353 | 0.19467 | 0.19608 | 0.19787 | 0.2 | 0.20247 | 0.20522 | 0.20792 | 0.21049 | 0.21279 | 0.21483 | 0.21669 | 0.21802 | 0.21912 | 0.22014 | 0.22102 | 0.22188 | 0.22226 | 0.22226
F2_Commercial_Lodging_Existing_Food Preparation_Natural Gas_Fryer_E3 | F2 | Commercial | Lodging | Existing | Food Preparation | Natural Gas | Fryer | E3 | RVT - Cost of Operation | 0 | 0 | 0 | 0 | 0 | 0 | 0 | 0 | 0 | 0 | 0 | 0 | 0 | 0 | 0 | 0 | 0 | 0 | 0 | 0 | 0 | 0 | 0 | 0 | 0 | 0 | 0 | 0 | 0 | 0 | 0 | 0 | 0
F2_Commercial_Lodging_Existing_Food Preparation_Natural Gas_Fryer_E4 | F2 | Commercial | Lodging | Existing | Food Preparation | Natural Gas | Fryer | E4 | RVT - Cost of Operation | 0 | 0 | 0 | 0 | 0 | 0 | 0 | 0 | 0 | 0 | 0 | 0 | 0 | 0 | 0 | 0 | 0 | 0 | 0 | 0 | 0 | 0 | 0 | 0 | 0 | 0 | 0 | 0 | 0 | 0 | 0 | 0 | 0
F2_Commercial_Lodging_Existing_Food Preparation_Natural Gas_Fryer_E5 | F2 | Commercial | Lodging | Existing | Food Preparation | Natural Gas | Fryer | E5 | RVT - Cost of Operation | 0 | 0 | 0 | 0 | 0 | 0 | 0 | 0 | 0 | 0 | 0 | 0 | 0 | 0 | 0 | 0 | 0 | 0 | 0 | 0 | 0 | 0 | 0 | 0 | 0 | 0 | 0 | 0 | 0 | 0 | 0 | 0 | 0
F2_Commercial_Lodging_Existing_Food Preparation_Natural Gas_Fryer_E6 | F2 | Commercial | Lodging | Existing | Food Preparation | Natural Gas | Fryer | E6 | RVT - Cost of Operation | 0 | 0 | 0 | 0 | 0 | 0 | 0 | 0 | 0 | 0 | 0 | 0 | 0 | 0 | 0 | 0 | 0 | 0 | 0 | 0 | 0 | 0 | 0 | 0 | 0 | 0 | 0 | 0 | 0 | 0 | 0 | 0 | 0
F2_Commercial_Lodging_Existing_Food Preparation_Natural Gas_Fryer_E7 | F2 | Commercial | Lodging | Existing | Food Preparation | Natural Gas | Fryer | E7 | RVT - Cost of Operation | 0 | 0 | 0 | 0 | 0 | 0 | 0 | 0 | 0 | 0 | 0 | 0 | 0 | 0 | 0 | 0 | 0 | 0 | 0 | 0 | 0 | 0 | 0 | 0 | 0 | 0 | 0 | 0 | 0 | 0 | 0 | 0 | 0
F2_Commercial_Lodging_Existing_Food Preparation_Natural Gas_Fryer_E8 | F2 | Commercial | Lodging | Existing | Food Preparation | Natural Gas | Fryer | E8 | RVT - Cost of Operation | 0 | 0 | 0 | 0 | 0 | 0 | 0 | 0 | 0 | 0 | 0 | 0 | 0 | 0 | 0 | 0 | 0 | 0 | 0 | 0 | 0 | 0 | 0 | 0 | 0 | 0 | 0 | 0 | 0 | 0 | 0 | 0 | 0
F2_Commercial_Lodging_Existing_Food Preparation_Natural Gas_Fryer_E9 | F2 | Commercial | Lodging | Existing | Food Preparation | Natural Gas | Fryer | E9 | RVT - Cost of Operation | 0 | 0 | 0 | 0 | 0 | 0 | 0 | 0 | 0 | 0 | 0 | 0 | 0 | 0 | 0 | 0 | 0 | 0 | 0 | 0 | 0 | 0 | 0 | 0 | 0 | 0 | 0 | 0 | 0 | 0 | 0 | 0 | 0
F2_Commercial_Lodging_Existing_Food Preparation_Natural Gas_Fryer_E10 | F2 | Commercial | Lodging | Existing | Food Preparation | Natural Gas | Fryer | E10 | RVT - Cost of Operation | 0 | 0 | 0 | 0 | 0 | 0 | 0 | 0 | 0 | 0 | 0 | 0 | 0 | 0 | 0 | 0 | 0 | 0 | 0 | 0 | 0 | 0 | 0 | 0 | 0 | 0 | 0 | 0 | 0 | 0 | 0 | 0 | 0
F3_Commercial_Lodging_Existing_Food Preparation_Natural Gas_Fryer_E1 | F3 | Commercial | Lodging | Existing | Food Preparation | Natural Gas | Fryer | E1 | System - kBTUs of Consumption | 0.11097 | 0.11097 | 0.11097 | 0 | 0 | 0 | 0 | 0 | 0 | 0 | 0 | 0 | 0 | 0 | 0 | 0 | 0 | 0 | 0 | 0 | 0 | 0 | 0 | 0 | 0 | 0 | 0 | 0 | 0 | 0 | 0 | 0 | 0
F3_Commercial_Lodging_Existing_Food Preparation_Natural Gas_Fryer_E2 | F3 | Commercial | Lodging | Existing | Food Preparation | Natural Gas | Fryer | E2 | System - kBTUs of Consumption | 0.13948 | 0.13948 | 0.13948 | 0.13948 | 0.13948 | 0.13948 | 0.13948 | 0.13948 | 0.13948 | 0.13948 | 0.13948 | 0.13948 | 0.13948 | 0.13948 | 0.13948 | 0.13948 | 0.13948 | 0.13948 | 0.13948 | 0.13948 | 0.13948 | 0.13948 | 0.13948 | 0.13948 | 0.13948 | 0.13948 | 0.13948 | 0.13948 | 0.13948 | 0.13948 | 0.13948 | 0.13948 | 0.13948
F3_Commercial_Lodging_Existing_Food Preparation_Natural Gas_Fryer_E3 | F3 | Commercial | Lodging | Existing | Food Preparation | Natural Gas | Fryer | E3 | System - kBTUs of Consumption | 0 | 0 | 0 | 0 | 0 | 0 | 0 | 0 | 0 | 0 | 0 | 0 | 0 | 0 | 0 | 0 | 0 | 0 | 0 | 0 | 0 | 0 | 0 | 0 | 0 | 0 | 0 | 0 | 0 | 0 | 0 | 0 | 0
F3_Commercial_Lodging_Existing_Food Preparation_Natural Gas_Fryer_E4 | F3 | Commercial | Lodging | Existing | Food Preparation | Natural Gas | Fryer | E4 | System - kBTUs of Consumption | 0 | 0 | 0 | 0 | 0 | 0 | 0 | 0 | 0 | 0 | 0 | 0 | 0 | 0 | 0 | 0 | 0 | 0 | 0 | 0 | 0 | 0 | 0 | 0 | 0 | 0 | 0 | 0 | 0 | 0 | 0 | 0 | 0
F3_Commercial_Lodging_Existing_Food Preparation_Natural Gas_Fryer_E5 | F3 | Commercial | Lodging | Existing | Food Preparation | Natural Gas | Fryer | E5 | System - kBTUs of Consumption | 0 | 0 | 0 | 0 | 0 | 0 | 0 | 0 | 0 | 0 | 0 | 0 | 0 | 0 | 0 | 0 | 0 | 0 | 0 | 0 | 0 | 0 | 0 | 0 | 0 | 0 | 0 | 0 | 0 | 0 | 0 | 0 | 0
F3_Commercial_Lodging_Existing_Food Preparation_Natural Gas_Fryer_E6 | F3 | Commercial | Lodging | Existing | Food Preparation | Natural Gas | Fryer | E6 | System - kBTUs of Consumption | 0 | 0 | 0 | 0 | 0 | 0 | 0 | 0 | 0 | 0 | 0 | 0 | 0 | 0 | 0 | 0 | 0 | 0 | 0 | 0 | 0 | 0 | 0 | 0 | 0 | 0 | 0 | 0 | 0 | 0 | 0 | 0 | 0
F3_Commercial_Lodging_Existing_Food Preparation_Natural Gas_Fryer_E7 | F3 | Commercial | Lodging | Existing | Food Preparation | Natural Gas | Fryer | E7 | System - kBTUs of Consumption | 0 | 0 | 0 | 0 | 0 | 0 | 0 | 0 | 0 | 0 | 0 | 0 | 0 | 0 | 0 | 0 | 0 | 0 | 0 | 0 | 0 | 0 | 0 | 0 | 0 | 0 | 0 | 0 | 0 | 0 | 0 | 0 | 0
F3_Commercial_Lodging_Existing_Food Preparation_Natural Gas_Fryer_E8 | F3 | Commercial | Lodging | Existing | Food Preparation | Natural Gas | Fryer | E8 | System - kBTUs of Consumption | 0 | 0 | 0 | 0 | 0 | 0 | 0 | 0 | 0 | 0 | 0 | 0 | 0 | 0 | 0 | 0 | 0 | 0 | 0 | 0 | 0 | 0 | 0 | 0 | 0 | 0 | 0 | 0 | 0 | 0 | 0 | 0 | 0
F3_Commercial_Lodging_Existing_Food Preparation_Natural Gas_Fryer_E9 | F3 | Commercial | Lodging | Existing | Food Preparation | Natural Gas | Fryer | E9 | System - kBTUs of Consumption | 0 | 0 | 0 | 0 | 0 | 0 | 0 | 0 | 0 | 0 | 0 | 0 | 0 | 0 | 0 | 0 | 0 | 0 | 0 | 0 | 0 | 0 | 0 | 0 | 0 | 0 | 0 | 0 | 0 | 0 | 0 | 0 | 0
F3_Commercial_Lodging_Existing_Food Preparation_Natural Gas_Fryer_E10 | F3 | Commercial | Lodging | Existing | Food Preparation | Natural Gas | Fryer | E10 | System - kBTUs of Consumption | 0 | 0 | 0 | 0 | 0 | 0 | 0 | 0 | 0 | 0 | 0 | 0 | 0 | 0 | 0 | 0 | 0 | 0 | 0 | 0 | 0 | 0 | 0 | 0 | 0 | 0 | 0 | 0 | 0 | 0 | 0 | 0 | 0
F4_Commercial_Lodging_Existing_Food Preparation_Natural Gas_Fryer_E1 | F4 | Commercial | Lodging | Existing | Food Preparation | Natural Gas | Fryer | E1 | Utility - Cost of Equipment | 0.2786 | 0.27946 | 0.28106 | 0 | 0 | 0 | 0 | 0 | 0 | 0 | 0 | 0 | 0 | 0 | 0 | 0 | 0 | 0 | 0 | 0 | 0 | 0 | 0 | 0 | 0 | 0 | 0 | 0 | 0 | 0 | 0 | 0 | 0
F4_Commercial_Lodging_Existing_Food Preparation_Natural Gas_Fryer_E2 | F4 | Commercial | Lodging | Existing | Food Preparation | Natural Gas | Fryer | E2 | Utility - Cost of Equipment | 0.17075 | 0.17128 | 0.17226 | 0.17361 | 0.17554 | 0.17821 | 0.18032 | 0.18242 | 0.18456 | 0.18674 | 0.18861 | 0.19001 | 0.1912 | 0.19228 | 0.19353 | 0.19467 | 0.19608 | 0.19787 | 0.2 | 0.20247 | 0.20522 | 0.20792 | 0.21049 | 0.21279 | 0.21483 | 0.21669 | 0.21802 | 0.21912 | 0.22014 | 0.22102 | 0.22188 | 0.22226 | 0.22226
F4_Commercial_Lodging_Existing_Food Preparation_Natural Gas_Fryer_E3 | F4 | Commercial | Lodging | Existing | Food Preparation | Natural Gas | Fryer | E3 | Utility - Cost of Equipment | 0 | 0 | 0 | 0 | 0 | 0 | 0 | 0 | 0 | 0 | 0 | 0 | 0 | 0 | 0 | 0 | 0 | 0 | 0 | 0 | 0 | 0 | 0 | 0 | 0 | 0 | 0 | 0 | 0 | 0 | 0 | 0 | 0
F4_Commercial_Lodging_Existing_Food Preparation_Natural Gas_Fryer_E4 | F4 | Commercial | Lodging | Existing | Food Preparation | Natural Gas | Fryer | E4 | Utility - Cost of Equipment | 0 | 0 | 0 | 0 | 0 | 0 | 0 | 0 | 0 | 0 | 0 | 0 | 0 | 0 | 0 | 0 | 0 | 0 | 0 | 0 | 0 | 0 | 0 | 0 | 0 | 0 | 0 | 0 | 0 | 0 | 0 | 0 | 0
F4_Commercial_Lodging_Existing_Food Preparation_Natural Gas_Fryer_E5 | F4 | Commercial | Lodging | Existing | Food Preparation | Natural Gas | Fryer | E5 | Utility - Cost of Equipment | 0 | 0 | 0 | 0 | 0 | 0 | 0 | 0 | 0 | 0 | 0 | 0 | 0 | 0 | 0 | 0 | 0 | 0 | 0 | 0 | 0 | 0 | 0 | 0 | 0 | 0 | 0 | 0 | 0 | 0 | 0 | 0 | 0
F4_Commercial_Lodging_Existing_Food Preparation_Natural Gas_Fryer_E6 | F4 | Commercial | Lodging | Existing | Food Preparation | Natural Gas | Fryer | E6 | Utility - Cost of Equipment | 0 | 0 | 0 | 0 | 0 | 0 | 0 | 0 | 0 | 0 | 0 | 0 | 0 | 0 | 0 | 0 | 0 | 0 | 0 | 0 | 0 | 0 | 0 | 0 | 0 | 0 | 0 | 0 | 0 | 0 | 0 | 0 | 0
F4_Commercial_Lodging_Existing_Food Preparation_Natural Gas_Fryer_E7 | F4 | Commercial | Lodging | Existing | Food Preparation | Natural Gas | Fryer | E7 | Utility - Cost of Equipment | 0 | 0 | 0 | 0 | 0 | 0 | 0 | 0 | 0 | 0 | 0 | 0 | 0 | 0 | 0 | 0 | 0 | 0 | 0 | 0 | 0 | 0 | 0 | 0 | 0 | 0 | 0 | 0 | 0 | 0 | 0 | 0 | 0
F4_Commercial_Lodging_Existing_Food Preparation_Natural Gas_Fryer_E8 | F4 | Commercial | Lodging | Existing | Food Preparation | Natural Gas | Fryer | E8 | Utility - Cost of Equipment | 0 | 0 | 0 | 0 | 0 | 0 | 0 | 0 | 0 | 0 | 0 | 0 | 0 | 0 | 0 | 0 | 0 | 0 | 0 | 0 | 0 | 0 | 0 | 0 | 0 | 0 | 0 | 0 | 0 | 0 | 0 | 0 | 0
F4_Commercial_Lodging_Existing_Food Preparation_Natural Gas_Fryer_E9 | F4 | Commercial | Lodging | Existing | Food Preparation | Natural Gas | Fryer | E9 | Utility - Cost of Equipment | 0 | 0 | 0 | 0 | 0 | 0 | 0 | 0 | 0 | 0 | 0 | 0 | 0 | 0 | 0 | 0 | 0 | 0 | 0 | 0 | 0 | 0 | 0 | 0 | 0 | 0 | 0 | 0 | 0 | 0 | 0 | 0 | 0
F4_Commercial_Lodging_Existing_Food Preparation_Natural Gas_Fryer_E10 | F4 | Commercial | Lodging | Existing | Food Preparation | Natural Gas | Fryer | E10 | Utility - Cost of Equipment | 0 | 0 | 0 | 0 | 0 | 0 | 0 | 0 | 0 | 0 | 0 | 0 | 0 | 0 | 0 | 0 | 0 | 0 | 0 | 0 | 0 | 0 | 0 | 0 | 0 | 0 | 0 | 0 | 0 | 0 | 0 | 0 | 0
F5_Commercial_Lodging_Existing_Food Preparation_Natural Gas_Fryer_E1 | F5 | Commercial | Lodging | Existing | Food Preparation | Natural Gas | Fryer | E1 | Utility - Cost of Operation | 0.11097 | 0.11097 | 0.11097 | 0 | 0 | 0 | 0 | 0 | 0 | 0 | 0 | 0 | 0 | 0 | 0 | 0 | 0 | 0 | 0 | 0 | 0 | 0 | 0 | 0 | 0 | 0 | 0 | 0 | 0 | 0 | 0 | 0 | 0
F5_Commercial_Lodging_Existing_Food Preparation_Natural Gas_Fryer_E2 | F5 | Commercial | Lodging | Existing | Food Preparation | Natural Gas | Fryer | E2 | Utility - Cost of Operation | 0.13948 | 0.13948 | 0.13948 | 0.13948 | 0.13948 | 0.13948 | 0.13948 | 0.13948 | 0.13948 | 0.13948 | 0.13948 | 0.13948 | 0.13948 | 0.13948 | 0.13948 | 0.13948 | 0.13948 | 0.13948 | 0.13948 | 0.13948 | 0.13948 | 0.13948 | 0.13948 | 0.13948 | 0.13948 | 0.13948 | 0.13948 | 0.13948 | 0.13948 | 0.13948 | 0.13948 | 0.13948 | 0.13948
F5_Commercial_Lodging_Existing_Food Preparation_Natural Gas_Fryer_E3 | F5 | Commercial | Lodging | Existing | Food Preparation | Natural Gas | Fryer | E3 | Utility - Cost of Operation | 0 | 0 | 0 | 0 | 0 | 0 | 0 | 0 | 0 | 0 | 0 | 0 | 0 | 0 | 0 | 0 | 0 | 0 | 0 | 0 | 0 | 0 | 0 | 0 | 0 | 0 | 0 | 0 | 0 | 0 | 0 | 0 | 0
F5_Commercial_Lodging_Existing_Food Preparation_Natural Gas_Fryer_E4 | F5 | Commercial | Lodging | Existing | Food Preparation | Natural Gas | Fryer | E4 | Utility - Cost of Operation | 0 | 0 | 0 | 0 | 0 | 0 | 0 | 0 | 0 | 0 | 0 | 0 | 0 | 0 | 0 | 0 | 0 | 0 | 0 | 0 | 0 | 0 | 0 | 0 | 0 | 0 | 0 | 0 | 0 | 0 | 0 | 0 | 0
F5_Commercial_Lodging_Existing_Food Preparation_Natural Gas_Fryer_E5 | F5 | Commercial | Lodging | Existing | Food Preparation | Natural Gas | Fryer | E5 | Utility - Cost of Operation | 0 | 0 | 0 | 0 | 0 | 0 | 0 | 0 | 0 | 0 | 0 | 0 | 0 | 0 | 0 | 0 | 0 | 0 | 0 | 0 | 0 | 0 | 0 | 0 | 0 | 0 | 0 | 0 | 0 | 0 | 0 | 0 | 0
F5_Commercial_Lodging_Existing_Food Preparation_Natural Gas_Fryer_E6 | F5 | Commercial | Lodging | Existing | Food Preparation | Natural Gas | Fryer | E6 | Utility - Cost of Operation | 0 | 0 | 0 | 0 | 0 | 0 | 0 | 0 | 0 | 0 | 0 | 0 | 0 | 0 | 0 | 0 | 0 | 0 | 0 | 0 | 0 | 0 | 0 | 0 | 0 | 0 | 0 | 0 | 0 | 0 | 0 | 0 | 0
F5_Commercial_Lodging_Existing_Food Preparation_Natural Gas_Fryer_E7 | F5 | Commercial | Lodging | Existing | Food Preparation | Natural Gas | Fryer | E7 | Utility - Cost of Operation | 0 | 0 | 0 | 0 | 0 | 0 | 0 | 0 | 0 | 0 | 0 | 0 | 0 | 0 | 0 | 0 | 0 | 0 | 0 | 0 | 0 | 0 | 0 | 0 | 0 | 0 | 0 | 0 | 0 | 0 | 0 | 0 | 0
F5_Commercial_Lodging_Existing_Food Preparation_Natural Gas_Fryer_E8 | F5 | Commercial | Lodging | Existing | Food Preparation | Natural Gas | Fryer | E8 | Utility - Cost of Operation | 0 | 0 | 0 | 0 | 0 | 0 | 0 | 0 | 0 | 0 | 0 | 0 | 0 | 0 | 0 | 0 | 0 | 0 | 0 | 0 | 0 | 0 | 0 | 0 | 0 | 0 | 0 | 0 | 0 | 0 | 0 | 0 | 0
F5_Commercial_Lodging_Existing_Food Preparation_Natural Gas_Fryer_E9 | F5 | Commercial | Lodging | Existing | Food Preparation | Natural Gas | Fryer | E9 | Utility - Cost of Operation | 0 | 0 | 0 | 0 | 0 | 0 | 0 | 0 | 0 | 0 | 0 | 0 | 0 | 0 | 0 | 0 | 0 | 0 | 0 | 0 | 0 | 0 | 0 | 0 | 0 | 0 | 0 | 0 | 0 | 0 | 0 | 0 | 0
F5_Commercial_Lodging_Existing_Food Preparation_Natural Gas_Fryer_E10 | F5 | Commercial | Lodging | Existing | Food Preparation | Natural Gas | Fryer | E10 | Utility - Cost of Operation | 0 | 0 | 0 | 0 | 0 | 0 | 0 | 0 | 0 | 0 | 0 | 0 | 0 | 0 | 0 | 0 | 0 | 0 | 0 | 0 | 0 | 0 | 0 | 0 | 0 | 0 | 0 | 0 | 0 | 0 | 0 | 0 | 0
F6_Commercial_Lodging_Existing_Food Preparation_Natural Gas_Fryer_E1 | F6 | Commercial | Lodging | Existing | Food Preparation | Natural Gas | Fryer | E1 | Utility - Value of Sales | 0.16948 | 0.16948 | 0.16948 | 0 | 0 | 0 | 0 | 0 | 0 | 0 | 0 | 0 | 0 | 0 | 0 | 0 | 0 | 0 | 0 | 0 | 0 | 0 | 0 | 0 | 0 | 0 | 0 | 0 | 0 | 0 | 0 | 0 | 0
F6_Commercial_Lodging_Existing_Food Preparation_Natural Gas_Fryer_E2 | F6 | Commercial | Lodging | Existing | Food Preparation | Natural Gas | Fryer | E2 | Utility - Value of Sales | 0.10387 | 0.10387 | 0.10387 | 0.10387 | 0.10387 | 0.10387 | 0.10387 | 0.10387 | 0.10387 | 0.10387 | 0.10387 | 0.10387 | 0.10387 | 0.10387 | 0.10387 | 0.10387 | 0.10387 | 0.10387 | 0.10387 | 0.10387 | 0.10387 | 0.10387 | 0.10387 | 0.10387 | 0.10387 | 0.10387 | 0.10387 | 0.10387 | 0.10387 | 0.10387 | 0.10387 | 0.10387 | 0.10387
F6_Commercial_Lodging_Existing_Food Preparation_Natural Gas_Fryer_E3 | F6 | Commercial | Lodging | Existing | Food Preparation | Natural Gas | Fryer | E3 | Utility - Value of Sales | 0 | 0 | 0 | 0 | 0 | 0 | 0 | 0 | 0 | 0 | 0 | 0 | 0 | 0 | 0 | 0 | 0 | 0 | 0 | 0 | 0 | 0 | 0 | 0 | 0 | 0 | 0 | 0 | 0 | 0 | 0 | 0 | 0
F6_Commercial_Lodging_Existing_Food Preparation_Natural Gas_Fryer_E4 | F6 | Commercial | Lodging | Existing | Food Preparation | Natural Gas | Fryer | E4 | Utility - Value of Sales | 0 | 0 | 0 | 0 | 0 | 0 | 0 | 0 | 0 | 0 | 0 | 0 | 0 | 0 | 0 | 0 | 0 | 0 | 0 | 0 | 0 | 0 | 0 | 0 | 0 | 0 | 0 | 0 | 0 | 0 | 0 | 0 | 0
F6_Commercial_Lodging_Existing_Food Preparation_Natural Gas_Fryer_E5 | F6 | Commercial | Lodging | Existing | Food Preparation | Natural Gas | Fryer | E5 | Utility - Value of Sales | 0 | 0 | 0 | 0 | 0 | 0 | 0 | 0 | 0 | 0 | 0 | 0 | 0 | 0 | 0 | 0 | 0 | 0 | 0 | 0 | 0 | 0 | 0 | 0 | 0 | 0 | 0 | 0 | 0 | 0 | 0 | 0 | 0
F6_Commercial_Lodging_Existing_Food Preparation_Natural Gas_Fryer_E6 | F6 | Commercial | Lodging | Existing | Food Preparation | Natural Gas | Fryer | E6 | Utility - Value of Sales | 0 | 0 | 0 | 0 | 0 | 0 | 0 | 0 | 0 | 0 | 0 | 0 | 0 | 0 | 0 | 0 | 0 | 0 | 0 | 0 | 0 | 0 | 0 | 0 | 0 | 0 | 0 | 0 | 0 | 0 | 0 | 0 | 0
F6_Commercial_Lodging_Existing_Food Preparation_Natural Gas_Fryer_E7 | F6 | Commercial | Lodging | Existing | Food Preparation | Natural Gas | Fryer | E7 | Utility - Value of Sales | 0 | 0 | 0 | 0 | 0 | 0 | 0 | 0 | 0 | 0 | 0 | 0 | 0 | 0 | 0 | 0 | 0 | 0 | 0 | 0 | 0 | 0 | 0 | 0 | 0 | 0 | 0 | 0 | 0 | 0 | 0 | 0 | 0
F6_Commercial_Lodging_Existing_Food Preparation_Natural Gas_Fryer_E8 | F6 | Commercial | Lodging | Existing | Food Preparation | Natural Gas | Fryer | E8 | Utility - Value of Sales | 0 | 0 | 0 | 0 | 0 | 0 | 0 | 0 | 0 | 0 | 0 | 0 | 0 | 0 | 0 | 0 | 0 | 0 | 0 | 0 | 0 | 0 | 0 | 0 | 0 | 0 | 0 | 0 | 0 | 0 | 0 | 0 | 0
F6_Commercial_Lodging_Existing_Food Preparation_Natural Gas_Fryer_E9 | F6 | Commercial | Lodging | Existing | Food Preparation | Natural Gas | Fryer | E9 | Utility - Value of Sales | 0 | 0 | 0 | 0 | 0 | 0 | 0 | 0 | 0 | 0 | 0 | 0 | 0 | 0 | 0 | 0 | 0 | 0 | 0 | 0 | 0 | 0 | 0 | 0 | 0 | 0 | 0 | 0 | 0 | 0 | 0 | 0 | 0
F6_Commercial_Lodging_Existing_Food Preparation_Natural Gas_Fryer_E10 | F6 | Commercial | Lodging | Existing | Food Preparation | Natural Gas | Fryer | E10 | Utility - Value of Sales | 0 | 0 | 0 | 0 | 0 | 0 | 0 | 0 | 0 | 0 | 0 | 0 | 0 | 0 | 0 | 0 | 0 | 0 | 0 | 0 | 0 | 0 | 0 | 0 | 0 | 0 | 0 | 0 | 0 | 0 | 0 | 0 | 0
F1_Commercial_Lodging_Existing_Food Preparation_Natural Gas_Broiler_E1 | F1 | Commercial | Lodging | Existing | Food Preparation | Natural Gas | Broiler | E1 | RVT - Cost of Equipment | 0.26045 | 0.26243 | 0.26465 | 0.26709 | 0.26987 | 0.27309 | 0.2757 | 0.2782 | 0.28075 | 0.2834 | 0.28592 | 0.28824 | 0.29061 | 0.29311 | 0.29586 | 0.29854 | 0.3014 | 0.30441 | 0.30755 | 0.31075 | 0.31398 | 0.317 | 0.31973 | 0.32214 | 0.32422 | 0.32601 | 0.32725 | 0.32818 | 0.32898 | 0.32967 | 0.33034 | 0.33064 | 0.33064
F1_Commercial_Lodging_Existing_Food Preparation_Natural Gas_Broiler_E2 | F1 | Commercial | Lodging | Existing | Food Preparation | Natural Gas | Broiler | E2 | RVT - Cost of Equipment | 0.16743 | 0.16871 | 0.17013 | 0.1717 | 0.17349 | 0.17556 | 0.17724 | 0.17885 | 0.18048 | 0.18218 | 0.18381 | 0.1853 | 0.18682 | 0.18842 | 0.19019 | 0.19192 | 0.19376 | 0.19569 | 0.19771 | 0.19977 | 0.20184 | 0.20379 | 0.20554 | 0.20709 | 0.20843 | 0.20958 | 0.21038 | 0.21097 | 0.21149 | 0.21193 | 0.21236 | 0.21256 | 0.21256
F1_Commercial_Lodging_Existing_Food Preparation_Natural Gas_Broiler_E3 | F1 | Commercial | Lodging | Existing | Food Preparation | Natural Gas | Broiler | E3 | RVT - Cost of Equipment | 0 | 0 | 0 | 0 | 0 | 0 | 0 | 0 | 0 | 0 | 0 | 0 | 0 | 0 | 0 | 0 | 0 | 0 | 0 | 0 | 0 | 0 | 0 | 0 | 0 | 0 | 0 | 0 | 0 | 0 | 0 | 0 | 0
F1_Commercial_Lodging_Existing_Food Preparation_Natural Gas_Broiler_E4 | F1 | Commercial | Lodging | Existing | Food Preparation | Natural Gas | Broiler | E4 | RVT - Cost of Equipment | 0 | 0 | 0 | 0 | 0 | 0 | 0 | 0 | 0 | 0 | 0 | 0 | 0 | 0 | 0 | 0 | 0 | 0 | 0 | 0 | 0 | 0 | 0 | 0 | 0 | 0 | 0 | 0 | 0 | 0 | 0 | 0 | 0
F1_Commercial_Lodging_Existing_Food Preparation_Natural Gas_Broiler_E5 | F1 | Commercial | Lodging | Existing | Food Preparation | Natural Gas | Broiler | E5 | RVT - Cost of Equipment | 0 | 0 | 0 | 0 | 0 | 0 | 0 | 0 | 0 | 0 | 0 | 0 | 0 | 0 | 0 | 0 | 0 | 0 | 0 | 0 | 0 | 0 | 0 | 0 | 0 | 0 | 0 | 0 | 0 | 0 | 0 | 0 | 0
F1_Commercial_Lodging_Existing_Food Preparation_Natural Gas_Broiler_E6 | F1 | Commercial | Lodging | Existing | Food Preparation | Natural Gas | Broiler | E6 | RVT - Cost of Equipment | 0 | 0 | 0 | 0 | 0 | 0 | 0 | 0 | 0 | 0 | 0 | 0 | 0 | 0 | 0 | 0 | 0 | 0 | 0 | 0 | 0 | 0 | 0 | 0 | 0 | 0 | 0 | 0 | 0 | 0 | 0 | 0 | 0
F1_Commercial_Lodging_Existing_Food Preparation_Natural Gas_Broiler_E7 | F1 | Commercial | Lodging | Existing | Food Preparation | Natural Gas | Broiler | E7 | RVT - Cost of Equipment | 0 | 0 | 0 | 0 | 0 | 0 | 0 | 0 | 0 | 0 | 0 | 0 | 0 | 0 | 0 | 0 | 0 | 0 | 0 | 0 | 0 | 0 | 0 | 0 | 0 | 0 | 0 | 0 | 0 | 0 | 0 | 0 | 0
F1_Commercial_Lodging_Existing_Food Preparation_Natural Gas_Broiler_E8 | F1 | Commercial | Lodging | Existing | Food Preparation | Natural Gas | Broiler | E8 | RVT - Cost of Equipment | 0 | 0 | 0 | 0 | 0 | 0 | 0 | 0 | 0 | 0 | 0 | 0 | 0 | 0 | 0 | 0 | 0 | 0 | 0 | 0 | 0 | 0 | 0 | 0 | 0 | 0 | 0 | 0 | 0 | 0 | 0 | 0 | 0
F1_Commercial_Lodging_Existing_Food Preparation_Natural Gas_Broiler_E9 | F1 | Commercial | Lodging | Existing | Food Preparation | Natural Gas | Broiler | E9 | RVT - Cost of Equipment | 0 | 0 | 0 | 0 | 0 | 0 | 0 | 0 | 0 | 0 | 0 | 0 | 0 | 0 | 0 | 0 | 0 | 0 | 0 | 0 | 0 | 0 | 0 | 0 | 0 | 0 | 0 | 0 | 0 | 0 | 0 | 0 | 0
F1_Commercial_Lodging_Existing_Food Preparation_Natural Gas_Broiler_E10 | F1 | Commercial | Lodging | Existing | Food Preparation | Natural Gas | Broiler | E10 | RVT - Cost of Equipment | 0 | 0 | 0 | 0 | 0 | 0 | 0 | 0 | 0 | 0 | 0 | 0 | 0 | 0 | 0 | 0 | 0 | 0 | 0 | 0 | 0 | 0 | 0 | 0 | 0 | 0 | 0 | 0 | 0 | 0 | 0 | 0 | 0
F2_Commercial_Lodging_Existing_Food Preparation_Natural Gas_Broiler_E1 | F2 | Commercial | Lodging | Existing | Food Preparation | Natural Gas | Broiler | E1 | RVT - Cost of Operation | 0.31203 | 0.31441 | 0.31707 | 0.31999 | 0.32332 | 0.32718 | 0.33031 | 0.33331 | 0.33635 | 0.33953 | 0.34255 | 0.34533 | 0.34817 | 0.35116 | 0.35445 | 0.35768 | 0.36109 | 0.3647 | 0.36846 | 0.3723 | 0.37617 | 0.37979 | 0.38305 | 0.38594 | 0.38844 | 0.39058 | 0.39207 | 0.39318 | 0.39414 | 0.39496 | 0.39577 | 0.39613 | 0.39613
F2_Commercial_Lodging_Existing_Food Preparation_Natural Gas_Broiler_E2 | F2 | Commercial | Lodging | Existing | Food Preparation | Natural Gas | Broiler | E2 | RVT - Cost of Operation | 0.20059 | 0.20212 | 0.20383 | 0.20571 | 0.20785 | 0.21033 | 0.21234 | 0.21427 | 0.21623 | 0.21827 | 0.22021 | 0.222 | 0.22383 | 0.22575 | 0.22786 | 0.22993 | 0.23213 | 0.23445 | 0.23687 | 0.23934 | 0.24182 | 0.24415 | 0.24625 | 0.2481 | 0.24971 | 0.25109 | 0.25205 | 0.25276 | 0.25338 | 0.2539 | 0.25442 | 0.25466 | 0.25466
F2_Commercial_Lodging_Existing_Food Preparation_Natural Gas_Broiler_E3 | F2 | Commercial | Lodging | Existing | Food Preparation | Natural Gas | Broiler | E3 | RVT - Cost of Operation | 0 | 0 | 0 | 0 | 0 | 0 | 0 | 0 | 0 | 0 | 0 | 0 | 0 | 0 | 0 | 0 | 0 | 0 | 0 | 0 | 0 | 0 | 0 | 0 | 0 | 0 | 0 | 0 | 0 | 0 | 0 | 0 | 0
F2_Commercial_Lodging_Existing_Food Preparation_Natural Gas_Broiler_E4 | F2 | Commercial | Lodging | Existing | Food Preparation | Natural Gas | Broiler | E4 | RVT - Cost of Operation | 0 | 0 | 0 | 0 | 0 | 0 | 0 | 0 | 0 | 0 | 0 | 0 | 0 | 0 | 0 | 0 | 0 | 0 | 0 | 0 | 0 | 0 | 0 | 0 | 0 | 0 | 0 | 0 | 0 | 0 | 0 | 0 | 0
F2_Commercial_Lodging_Existing_Food Preparation_Natural Gas_Broiler_E5 | F2 | Commercial | Lodging | Existing | Food Preparation | Natural Gas | Broiler | E5 | RVT - Cost of Operation | 0 | 0 | 0 | 0 | 0 | 0 | 0 | 0 | 0 | 0 | 0 | 0 | 0 | 0 | 0 | 0 | 0 | 0 | 0 | 0 | 0 | 0 | 0 | 0 | 0 | 0 | 0 | 0 | 0 | 0 | 0 | 0 | 0
F2_Commercial_Lodging_Existing_Food Preparation_Natural Gas_Broiler_E6 | F2 | Commercial | Lodging | Existing | Food Preparation | Natural Gas | Broiler | E6 | RVT - Cost of Operation | 0 | 0 | 0 | 0 | 0 | 0 | 0 | 0 | 0 | 0 | 0 | 0 | 0 | 0 | 0 | 0 | 0 | 0 | 0 | 0 | 0 | 0 | 0 | 0 | 0 | 0 | 0 | 0 | 0 | 0 | 0 | 0 | 0
F2_Commercial_Lodging_Existing_Food Preparation_Natural Gas_Broiler_E7 | F2 | Commercial | Lodging | Existing | Food Preparation | Natural Gas | Broiler | E7 | RVT - Cost of Operation | 0 | 0 | 0 | 0 | 0 | 0 | 0 | 0 | 0 | 0 | 0 | 0 | 0 | 0 | 0 | 0 | 0 | 0 | 0 | 0 | 0 | 0 | 0 | 0 | 0 | 0 | 0 | 0 | 0 | 0 | 0 | 0 | 0
F2_Commercial_Lodging_Existing_Food Preparation_Natural Gas_Broiler_E8 | F2 | Commercial | Lodging | Existing | Food Preparation | Natural Gas | Broiler | E8 | RVT - Cost of Operation | 0 | 0 | 0 | 0 | 0 | 0 | 0 | 0 | 0 | 0 | 0 | 0 | 0 | 0 | 0 | 0 | 0 | 0 | 0 | 0 | 0 | 0 | 0 | 0 | 0 | 0 | 0 | 0 | 0 | 0 | 0 | 0 | 0
F2_Commercial_Lodging_Existing_Food Preparation_Natural Gas_Broiler_E9 | F2 | Commercial | Lodging | Existing | Food Preparation | Natural Gas | Broiler | E9 | RVT - Cost of Operation | 0 | 0 | 0 | 0 | 0 | 0 | 0 | 0 | 0 | 0 | 0 | 0 | 0 | 0 | 0 | 0 | 0 | 0 | 0 | 0 | 0 | 0 | 0 | 0 | 0 | 0 | 0 | 0 | 0 | 0 | 0 | 0 | 0
F2_Commercial_Lodging_Existing_Food Preparation_Natural Gas_Broiler_E10 | F2 | Commercial | Lodging | Existing | Food Preparation | Natural Gas | Broiler | E10 | RVT - Cost of Operation | 0 | 0 | 0 | 0 | 0 | 0 | 0 | 0 | 0 | 0 | 0 | 0 | 0 | 0 | 0 | 0 | 0 | 0 | 0 | 0 | 0 | 0 | 0 | 0 | 0 | 0 | 0 | 0 | 0 | 0 | 0 | 0 | 0
F3_Commercial_Lodging_Existing_Food Preparation_Natural Gas_Broiler_E1 | F3 | Commercial | Lodging | Existing | Food Preparation | Natural Gas | Broiler | E1 | System - kBTUs of Consumption | 0.086564 | 0.086564 | 0.086564 | 0.086564 | 0.086564 | 0.086564 | 0.086564 | 0.086564 | 0.086564 | 0.086564 | 0.086564 | 0.086564 | 0.086564 | 0.086564 | 0.086564 | 0.086564 | 0.086564 | 0.086564 | 0.086564 | 0.086564 | 0.086564 | 0.086564 | 0.086564 | 0.086564 | 0.086564 | 0.086564 | 0.086564 | 0.086564 | 0.086564 | 0.086564 | 0.086564 | 0.086564 | 0.086564
F3_Commercial_Lodging_Existing_Food Preparation_Natural Gas_Broiler_E2 | F3 | Commercial | Lodging | Existing | Food Preparation | Natural Gas | Broiler | E2 | System - kBTUs of Consumption | 0.12119 | 0.12119 | 0.12119 | 0.12119 | 0.12119 | 0.12119 | 0.12119 | 0.12119 | 0.12119 | 0.12119 | 0.12119 | 0.12119 | 0.12119 | 0.12119 | 0.12119 | 0.12119 | 0.12119 | 0.12119 | 0.12119 | 0.12119 | 0.12119 | 0.12119 | 0.12119 | 0.12119 | 0.12119 | 0.12119 | 0.12119 | 0.12119 | 0.12119 | 0.12119 | 0.12119 | 0.12119 | 0.12119
F3_Commercial_Lodging_Existing_Food Preparation_Natural Gas_Broiler_E3 | F3 | Commercial | Lodging | Existing | Food Preparation | Natural Gas | Broiler | E3 | System - kBTUs of Consumption | 0 | 0 | 0 | 0 | 0 | 0 | 0 | 0 | 0 | 0 | 0 | 0 | 0 | 0 | 0 | 0 | 0 | 0 | 0 | 0 | 0 | 0 | 0 | 0 | 0 | 0 | 0 | 0 | 0 | 0 | 0 | 0 | 0
F3_Commercial_Lodging_Existing_Food Preparation_Natural Gas_Broiler_E4 | F3 | Commercial | Lodging | Existing | Food Preparation | Natural Gas | Broiler | E4 | System - kBTUs of Consumption | 0 | 0 | 0 | 0 | 0 | 0 | 0 | 0 | 0 | 0 | 0 | 0 | 0 | 0 | 0 | 0 | 0 | 0 | 0 | 0 | 0 | 0 | 0 | 0 | 0 | 0 | 0 | 0 | 0 | 0 | 0 | 0 | 0
F3_Commercial_Lodging_Existing_Food Preparation_Natural Gas_Broiler_E5 | F3 | Commercial | Lodging | Existing | Food Preparation | Natural Gas | Broiler | E5 | System - kBTUs of Consumption | 0 | 0 | 0 | 0 | 0 | 0 | 0 | 0 | 0 | 0 | 0 | 0 | 0 | 0 | 0 | 0 | 0 | 0 | 0 | 0 | 0 | 0 | 0 | 0 | 0 | 0 | 0 | 0 | 0 | 0 | 0 | 0 | 0
F3_Commercial_Lodging_Existing_Food Preparation_Natural Gas_Broiler_E6 | F3 | Commercial | Lodging | Existing | Food Preparation | Natural Gas | Broiler | E6 | System - kBTUs of Consumption | 0 | 0 | 0 | 0 | 0 | 0 | 0 | 0 | 0 | 0 | 0 | 0 | 0 | 0 | 0 | 0 | 0 | 0 | 0 | 0 | 0 | 0 | 0 | 0 | 0 | 0 | 0 | 0 | 0 | 0 | 0 | 0 | 0
F3_Commercial_Lodging_Existing_Food Preparation_Natural Gas_Broiler_E7 | F3 | Commercial | Lodging | Existing | Food Preparation | Natural Gas | Broiler | E7 | System - kBTUs of Consumption | 0 | 0 | 0 | 0 | 0 | 0 | 0 | 0 | 0 | 0 | 0 | 0 | 0 | 0 | 0 | 0 | 0 | 0 | 0 | 0 | 0 | 0 | 0 | 0 | 0 | 0 | 0 | 0 | 0 | 0 | 0 | 0 | 0
F3_Commercial_Lodging_Existing_Food Preparation_Natural Gas_Broiler_E8 | F3 | Commercial | Lodging | Existing | Food Preparation | Natural Gas | Broiler | E8 | System - kBTUs of Consumption | 0 | 0 | 0 | 0 | 0 | 0 | 0 | 0 | 0 | 0 | 0 | 0 | 0 | 0 | 0 | 0 | 0 | 0 | 0 | 0 | 0 | 0 | 0 | 0 | 0 | 0 | 0 | 0 | 0 | 0 | 0 | 0 | 0
F3_Commercial_Lodging_Existing_Food Preparation_Natural Gas_Broiler_E9 | F3 | Commercial | Lodging | Existing | Food Preparation | Natural Gas | Broiler | E9 | System - kBTUs of Consumption | 0 | 0 | 0 | 0 | 0 | 0 | 0 | 0 | 0 | 0 | 0 | 0 | 0 | 0 | 0 | 0 | 0 | 0 | 0 | 0 | 0 | 0 | 0 | 0 | 0 | 0 | 0 | 0 | 0 | 0 | 0 | 0 | 0
F3_Commercial_Lodging_Existing_Food Preparation_Natural Gas_Broiler_E10 | F3 | Commercial | Lodging | Existing | Food Preparation | Natural Gas | Broiler | E10 | System - kBTUs of Consumption | 0 | 0 | 0 | 0 | 0 | 0 | 0 | 0 | 0 | 0 | 0 | 0 | 0 | 0 | 0 | 0 | 0 | 0 | 0 | 0 | 0 | 0 | 0 | 0 | 0 | 0 | 0 | 0 | 0 | 0 | 0 | 0 | 0
F4_Commercial_Lodging_Existing_Food Preparation_Natural Gas_Broiler_E1 | F4 | Commercial | Lodging | Existing | Food Preparation | Natural Gas | Broiler | E1 | Utility - Cost of Equipment | 0.31203 | 0.31441 | 0.31707 | 0.31999 | 0.32332 | 0.32718 | 0.33031 | 0.33331 | 0.33635 | 0.33953 | 0.34255 | 0.34533 | 0.34817 | 0.35116 | 0.35445 | 0.35768 | 0.36109 | 0.3647 | 0.36846 | 0.3723 | 0.37617 | 0.37979 | 0.38305 | 0.38594 | 0.38844 | 0.39058 | 0.39207 | 0.39318 | 0.39414 | 0.39496 | 0.39577 | 0.39613 | 0.39613
F4_Commercial_Lodging_Existing_Food Preparation_Natural Gas_Broiler_E2 | F4 | Commercial | Lodging | Existing | Food Preparation | Natural Gas | Broiler | E2 | Utility - Cost of Equipment | 0.20059 | 0.20212 | 0.20383 | 0.20571 | 0.20785 | 0.21033 | 0.21234 | 0.21427 | 0.21623 | 0.21827 | 0.22021 | 0.222 | 0.22383 | 0.22575 | 0.22786 | 0.22993 | 0.23213 | 0.23445 | 0.23687 | 0.23934 | 0.24182 | 0.24415 | 0.24625 | 0.2481 | 0.24971 | 0.25109 | 0.25205 | 0.25276 | 0.25338 | 0.2539 | 0.25442 | 0.25466 | 0.25466
F4_Commercial_Lodging_Existing_Food Preparation_Natural Gas_Broiler_E3 | F4 | Commercial | Lodging | Existing | Food Preparation | Natural Gas | Broiler | E3 | Utility - Cost of Equipment | 0 | 0 | 0 | 0 | 0 | 0 | 0 | 0 | 0 | 0 | 0 | 0 | 0 | 0 | 0 | 0 | 0 | 0 | 0 | 0 | 0 | 0 | 0 | 0 | 0 | 0 | 0 | 0 | 0 | 0 | 0 | 0 | 0
F4_Commercial_Lodging_Existing_Food Preparation_Natural Gas_Broiler_E4 | F4 | Commercial | Lodging | Existing | Food Preparation | Natural Gas | Broiler | E4 | Utility - Cost of Equipment | 0 | 0 | 0 | 0 | 0 | 0 | 0 | 0 | 0 | 0 | 0 | 0 | 0 | 0 | 0 | 0 | 0 | 0 | 0 | 0 | 0 | 0 | 0 | 0 | 0 | 0 | 0 | 0 | 0 | 0 | 0 | 0 | 0
F4_Commercial_Lodging_Existing_Food Preparation_Natural Gas_Broiler_E5 | F4 | Commercial | Lodging | Existing | Food Preparation | Natural Gas | Broiler | E5 | Utility - Cost of Equipment | 0 | 0 | 0 | 0 | 0 | 0 | 0 | 0 | 0 | 0 | 0 | 0 | 0 | 0 | 0 | 0 | 0 | 0 | 0 | 0 | 0 | 0 | 0 | 0 | 0 | 0 | 0 | 0 | 0 | 0 | 0 | 0 | 0
F4_Commercial_Lodging_Existing_Food Preparation_Natural Gas_Broiler_E6 | F4 | Commercial | Lodging | Existing | Food Preparation | Natural Gas | Broiler | E6 | Utility - Cost of Equipment | 0 | 0 | 0 | 0 | 0 | 0 | 0 | 0 | 0 | 0 | 0 | 0 | 0 | 0 | 0 | 0 | 0 | 0 | 0 | 0 | 0 | 0 | 0 | 0 | 0 | 0 | 0 | 0 | 0 | 0 | 0 | 0 | 0
F4_Commercial_Lodging_Existing_Food Preparation_Natural Gas_Broiler_E7 | F4 | Commercial | Lodging | Existing | Food Preparation | Natural Gas | Broiler | E7 | Utility - Cost of Equipment | 0 | 0 | 0 | 0 | 0 | 0 | 0 | 0 | 0 | 0 | 0 | 0 | 0 | 0 | 0 | 0 | 0 | 0 | 0 | 0 | 0 | 0 | 0 | 0 | 0 | 0 | 0 | 0 | 0 | 0 | 0 | 0 | 0
F4_Commercial_Lodging_Existing_Food Preparation_Natural Gas_Broiler_E8 | F4 | Commercial | Lodging | Existing | Food Preparation | Natural Gas | Broiler | E8 | Utility - Cost of Equipment | 0 | 0 | 0 | 0 | 0 | 0 | 0 | 0 | 0 | 0 | 0 | 0 | 0 | 0 | 0 | 0 | 0 | 0 | 0 | 0 | 0 | 0 | 0 | 0 | 0 | 0 | 0 | 0 | 0 | 0 | 0 | 0 | 0
F4_Commercial_Lodging_Existing_Food Preparation_Natural Gas_Broiler_E9 | F4 | Commercial | Lodging | Existing | Food Preparation | Natural Gas | Broiler | E9 | Utility - Cost of Equipment | 0 | 0 | 0 | 0 | 0 | 0 | 0 | 0 | 0 | 0 | 0 | 0 | 0 | 0 | 0 | 0 | 0 | 0 | 0 | 0 | 0 | 0 | 0 | 0 | 0 | 0 | 0 | 0 | 0 | 0 | 0 | 0 | 0
F4_Commercial_Lodging_Existing_Food Preparation_Natural Gas_Broiler_E10 | F4 | Commercial | Lodging | Existing | Food Preparation | Natural Gas | Broiler | E10 | Utility - Cost of Equipment | 0 | 0 | 0 | 0 | 0 | 0 | 0 | 0 | 0 | 0 | 0 | 0 | 0 | 0 | 0 | 0 | 0 | 0 | 0 | 0 | 0 | 0 | 0 | 0 | 0 | 0 | 0 | 0 | 0 | 0 | 0 | 0 | 0
F5_Commercial_Lodging_Existing_Food Preparation_Natural Gas_Broiler_E1 | F5 | Commercial | Lodging | Existing | Food Preparation | Natural Gas | Broiler | E1 | Utility - Cost of Operation | 0.086564 | 0.086564 | 0.086564 | 0.086564 | 0.086564 | 0.086564 | 0.086564 | 0.086564 | 0.086564 | 0.086564 | 0.086564 | 0.086564 | 0.086564 | 0.086564 | 0.086564 | 0.086564 | 0.086564 | 0.086564 | 0.086564 | 0.086564 | 0.086564 | 0.086564 | 0.086564 | 0.086564 | 0.086564 | 0.086564 | 0.086564 | 0.086564 | 0.086564 | 0.086564 | 0.086564 | 0.086564 | 0.086564
F5_Commercial_Lodging_Existing_Food Preparation_Natural Gas_Broiler_E2 | F5 | Commercial | Lodging | Existing | Food Preparation | Natural Gas | Broiler | E2 | Utility - Cost of Operation | 0.12119 | 0.12119 | 0.12119 | 0.12119 | 0.12119 | 0.12119 | 0.12119 | 0.12119 | 0.12119 | 0.12119 | 0.12119 | 0.12119 | 0.12119 | 0.12119 | 0.12119 | 0.12119 | 0.12119 | 0.12119 | 0.12119 | 0.12119 | 0.12119 | 0.12119 | 0.12119 | 0.12119 | 0.12119 | 0.12119 | 0.12119 | 0.12119 | 0.12119 | 0.12119 | 0.12119 | 0.12119 | 0.12119
F5_Commercial_Lodging_Existing_Food Preparation_Natural Gas_Broiler_E3 | F5 | Commercial | Lodging | Existing | Food Preparation | Natural Gas | Broiler | E3 | Utility - Cost of Operation | 0 | 0 | 0 | 0 | 0 | 0 | 0 | 0 | 0 | 0 | 0 | 0 | 0 | 0 | 0 | 0 | 0 | 0 | 0 | 0 | 0 | 0 | 0 | 0 | 0 | 0 | 0 | 0 | 0 | 0 | 0 | 0 | 0
F5_Commercial_Lodging_Existing_Food Preparation_Natural Gas_Broiler_E4 | F5 | Commercial | Lodging | Existing | Food Preparation | Natural Gas | Broiler | E4 | Utility - Cost of Operation | 0 | 0 | 0 | 0 | 0 | 0 | 0 | 0 | 0 | 0 | 0 | 0 | 0 | 0 | 0 | 0 | 0 | 0 | 0 | 0 | 0 | 0 | 0 | 0 | 0 | 0 | 0 | 0 | 0 | 0 | 0 | 0 | 0
F5_Commercial_Lodging_Existing_Food Preparation_Natural Gas_Broiler_E5 | F5 | Commercial | Lodging | Existing | Food Preparation | Natural Gas | Broiler | E5 | Utility - Cost of Operation | 0 | 0 | 0 | 0 | 0 | 0 | 0 | 0 | 0 | 0 | 0 | 0 | 0 | 0 | 0 | 0 | 0 | 0 | 0 | 0 | 0 | 0 | 0 | 0 | 0 | 0 | 0 | 0 | 0 | 0 | 0 | 0 | 0
F5_Commercial_Lodging_Existing_Food Preparation_Natural Gas_Broiler_E6 | F5 | Commercial | Lodging | Existing | Food Preparation | Natural Gas | Broiler | E6 | Utility - Cost of Operation | 0 | 0 | 0 | 0 | 0 | 0 | 0 | 0 | 0 | 0 | 0 | 0 | 0 | 0 | 0 | 0 | 0 | 0 | 0 | 0 | 0 | 0 | 0 | 0 | 0 | 0 | 0 | 0 | 0 | 0 | 0 | 0 | 0
F5_Commercial_Lodging_Existing_Food Preparation_Natural Gas_Broiler_E7 | F5 | Commercial | Lodging | Existing | Food Preparation | Natural Gas | Broiler | E7 | Utility - Cost of Operation | 0 | 0 | 0 | 0 | 0 | 0 | 0 | 0 | 0 | 0 | 0 | 0 | 0 | 0 | 0 | 0 | 0 | 0 | 0 | 0 | 0 | 0 | 0 | 0 | 0 | 0 | 0 | 0 | 0 | 0 | 0 | 0 | 0
F5_Commercial_Lodging_Existing_Food Preparation_Natural Gas_Broiler_E8 | F5 | Commercial | Lodging | Existing | Food Preparation | Natural Gas | Broiler | E8 | Utility - Cost of Operation | 0 | 0 | 0 | 0 | 0 | 0 | 0 | 0 | 0 | 0 | 0 | 0 | 0 | 0 | 0 | 0 | 0 | 0 | 0 | 0 | 0 | 0 | 0 | 0 | 0 | 0 | 0 | 0 | 0 | 0 | 0 | 0 | 0
F5_Commercial_Lodging_Existing_Food Preparation_Natural Gas_Broiler_E9 | F5 | Commercial | Lodging | Existing | Food Preparation | Natural Gas | Broiler | E9 | Utility - Cost of Operation | 0 | 0 | 0 | 0 | 0 | 0 | 0 | 0 | 0 | 0 | 0 | 0 | 0 | 0 | 0 | 0 | 0 | 0 | 0 | 0 | 0 | 0 | 0 | 0 | 0 | 0 | 0 | 0 | 0 | 0 | 0 | 0 | 0
F5_Commercial_Lodging_Existing_Food Preparation_Natural Gas_Broiler_E10 | F5 | Commercial | Lodging | Existing | Food Preparation | Natural Gas | Broiler | E10 | Utility - Cost of Operation | 0 | 0 | 0 | 0 | 0 | 0 | 0 | 0 | 0 | 0 | 0 | 0 | 0 | 0 | 0 | 0 | 0 | 0 | 0 | 0 | 0 | 0 | 0 | 0 | 0 | 0 | 0 | 0 | 0 | 0 | 0 | 0 | 0
F6_Commercial_Lodging_Existing_Food Preparation_Natural Gas_Broiler_E1 | F6 | Commercial | Lodging | Existing | Food Preparation | Natural Gas | Broiler | E1 | Utility - Value of Sales | 0.1848 | 0.1848 | 0.1848 | 0.1848 | 0.1848 | 0.1848 | 0.1848 | 0.1848 | 0.1848 | 0.1848 | 0.1848 | 0.1848 | 0.1848 | 0.1848 | 0.1848 | 0.1848 | 0.1848 | 0.1848 | 0.1848 | 0.1848 | 0.1848 | 0.1848 | 0.1848 | 0.1848 | 0.1848 | 0.1848 | 0.1848 | 0.1848 | 0.1848 | 0.1848 | 0.1848 | 0.1848 | 0.1848
F6_Commercial_Lodging_Existing_Food Preparation_Natural Gas_Broiler_E2 | F6 | Commercial | Lodging | Existing | Food Preparation | Natural Gas | Broiler | E2 | Utility - Value of Sales | 0.1188 | 0.1188 | 0.1188 | 0.1188 | 0.1188 | 0.1188 | 0.1188 | 0.1188 | 0.1188 | 0.1188 | 0.1188 | 0.1188 | 0.1188 | 0.1188 | 0.1188 | 0.1188 | 0.1188 | 0.1188 | 0.1188 | 0.1188 | 0.1188 | 0.1188 | 0.1188 | 0.1188 | 0.1188 | 0.1188 | 0.1188 | 0.1188 | 0.1188 | 0.1188 | 0.1188 | 0.1188 | 0.1188
F6_Commercial_Lodging_Existing_Food Preparation_Natural Gas_Broiler_E3 | F6 | Commercial | Lodging | Existing | Food Preparation | Natural Gas | Broiler | E3 | Utility - Value of Sales | 0 | 0 | 0 | 0 | 0 | 0 | 0 | 0 | 0 | 0 | 0 | 0 | 0 | 0 | 0 | 0 | 0 | 0 | 0 | 0 | 0 | 0 | 0 | 0 | 0 | 0 | 0 | 0 | 0 | 0 | 0 | 0 | 0
F6_Commercial_Lodging_Existing_Food Preparation_Natural Gas_Broiler_E4 | F6 | Commercial | Lodging | Existing | Food Preparation | Natural Gas | Broiler | E4 | Utility - Value of Sales | 0 | 0 | 0 | 0 | 0 | 0 | 0 | 0 | 0 | 0 | 0 | 0 | 0 | 0 | 0 | 0 | 0 | 0 | 0 | 0 | 0 | 0 | 0 | 0 | 0 | 0 | 0 | 0 | 0 | 0 | 0 | 0 | 0
F6_Commercial_Lodging_Existing_Food Preparation_Natural Gas_Broiler_E5 | F6 | Commercial | Lodging | Existing | Food Preparation | Natural Gas | Broiler | E5 | Utility - Value of Sales | 0 | 0 | 0 | 0 | 0 | 0 | 0 | 0 | 0 | 0 | 0 | 0 | 0 | 0 | 0 | 0 | 0 | 0 | 0 | 0 | 0 | 0 | 0 | 0 | 0 | 0 | 0 | 0 | 0 | 0 | 0 | 0 | 0
F6_Commercial_Lodging_Existing_Food Preparation_Natural Gas_Broiler_E6 | F6 | Commercial | Lodging | Existing | Food Preparation | Natural Gas | Broiler | E6 | Utility - Value of Sales | 0 | 0 | 0 | 0 | 0 | 0 | 0 | 0 | 0 | 0 | 0 | 0 | 0 | 0 | 0 | 0 | 0 | 0 | 0 | 0 | 0 | 0 | 0 | 0 | 0 | 0 | 0 | 0 | 0 | 0 | 0 | 0 | 0
F6_Commercial_Lodging_Existing_Food Preparation_Natural Gas_Broiler_E7 | F6 | Commercial | Lodging | Existing | Food Preparation | Natural Gas | Broiler | E7 | Utility - Value of Sales | 0 | 0 | 0 | 0 | 0 | 0 | 0 | 0 | 0 | 0 | 0 | 0 | 0 | 0 | 0 | 0 | 0 | 0 | 0 | 0 | 0 | 0 | 0 | 0 | 0 | 0 | 0 | 0 | 0 | 0 | 0 | 0 | 0
F6_Commercial_Lodging_Existing_Food Preparation_Natural Gas_Broiler_E8 | F6 | Commercial | Lodging | Existing | Food Preparation | Natural Gas | Broiler | E8 | Utility - Value of Sales | 0 | 0 | 0 | 0 | 0 | 0 | 0 | 0 | 0 | 0 | 0 | 0 | 0 | 0 | 0 | 0 | 0 | 0 | 0 | 0 | 0 | 0 | 0 | 0 | 0 | 0 | 0 | 0 | 0 | 0 | 0 | 0 | 0
F6_Commercial_Lodging_Existing_Food Preparation_Natural Gas_Broiler_E9 | F6 | Commercial | Lodging | Existing | Food Preparation | Natural Gas | Broiler | E9 | Utility - Value of Sales | 0 | 0 | 0 | 0 | 0 | 0 | 0 | 0 | 0 | 0 | 0 | 0 | 0 | 0 | 0 | 0 | 0 | 0 | 0 | 0 | 0 | 0 | 0 | 0 | 0 | 0 | 0 | 0 | 0 | 0 | 0 | 0 | 0
F6_Commercial_Lodging_Existing_Food Preparation_Natural Gas_Broiler_E10 | F6 | Commercial | Lodging | Existing | Food Preparation | Natural Gas | Broiler | E10 | Utility - Value of Sales | 0 | 0 | 0 | 0 | 0 | 0 | 0 | 0 | 0 | 0 | 0 | 0 | 0 | 0 | 0 | 0 | 0 | 0 | 0 | 0 | 0 | 0 | 0 | 0 | 0 | 0 | 0 | 0 | 0 | 0 | 0 | 0 | 0
F1_Commercial_Lodging_Existing_Food Preparation_Natural Gas_Griddle_E1 | F1 | Commercial | Lodging | Existing | Food Preparation | Natural Gas | Griddle | E1 | RVT - Cost of Equipment | 0.16072 | 0.16195 | 0.16331 | 0.16482 | 0.16654 | 0.16852 | 0.17013 | 0.17168 | 0.17325 | 0.17488 | 0.17644 | 0.17787 | 0.17934 | 0.18087 | 0.18257 | 0.18423 | 0.18599 | 0.18785 | 0.18979 | 0.19176 | 0.19375 | 0.19562 | 0.1973 | 0.19879 | 0.20007 | 0.20118 | 0.20195 | 0.20252 | 0.20301 | 0.20343 | 0.20385 | 0.20404 | 0.20404
F1_Commercial_Lodging_Existing_Food Preparation_Natural Gas_Griddle_E2 | F1 | Commercial | Lodging | Existing | Food Preparation | Natural Gas | Griddle | E2 | RVT - Cost of Equipment | 0.1473 | 0.14843 | 0.14968 | 0.15106 | 0.15263 | 0.15445 | 0.15593 | 0.15735 | 0.15878 | 0.16028 | 0.16171 | 0.16302 | 0.16436 | 0.16577 | 0.16733 | 0.16885 | 0.17046 | 0.17217 | 0.17394 | 0.17576 | 0.17758 | 0.17929 | 0.18083 | 0.18219 | 0.18337 | 0.18439 | 0.18509 | 0.18561 | 0.18606 | 0.18645 | 0.18683 | 0.187 | 0.187
F1_Commercial_Lodging_Existing_Food Preparation_Natural Gas_Griddle_E3 | F1 | Commercial | Lodging | Existing | Food Preparation | Natural Gas | Griddle | E3 | RVT - Cost of Equipment | 0 | 0 | 0 | 0 | 0 | 0 | 0 | 0 | 0 | 0 | 0 | 0 | 0 | 0 | 0 | 0 | 0 | 0 | 0 | 0 | 0 | 0 | 0 | 0 | 0 | 0 | 0 | 0 | 0 | 0 | 0 | 0 | 0
F1_Commercial_Lodging_Existing_Food Preparation_Natural Gas_Griddle_E4 | F1 | Commercial | Lodging | Existing | Food Preparation | Natural Gas | Griddle | E4 | RVT - Cost of Equipment | 0 | 0 | 0 | 0 | 0 | 0 | 0 | 0 | 0 | 0 | 0 | 0 | 0 | 0 | 0 | 0 | 0 | 0 | 0 | 0 | 0 | 0 | 0 | 0 | 0 | 0 | 0 | 0 | 0 | 0 | 0 | 0 | 0
F1_Commercial_Lodging_Existing_Food Preparation_Natural Gas_Griddle_E5 | F1 | Commercial | Lodging | Existing | Food Preparation | Natural Gas | Griddle | E5 | RVT - Cost of Equipment | 0 | 0 | 0 | 0 | 0 | 0 | 0 | 0 | 0 | 0 | 0 | 0 | 0 | 0 | 0 | 0 | 0 | 0 | 0 | 0 | 0 | 0 | 0 | 0 | 0 | 0 | 0 | 0 | 0 | 0 | 0 | 0 | 0
F1_Commercial_Lodging_Existing_Food Preparation_Natural Gas_Griddle_E6 | F1 | Commercial | Lodging | Existing | Food Preparation | Natural Gas | Griddle | E6 | RVT - Cost of Equipment | 0 | 0 | 0 | 0 | 0 | 0 | 0 | 0 | 0 | 0 | 0 | 0 | 0 | 0 | 0 | 0 | 0 | 0 | 0 | 0 | 0 | 0 | 0 | 0 | 0 | 0 | 0 | 0 | 0 | 0 | 0 | 0 | 0
F1_Commercial_Lodging_Existing_Food Preparation_Natural Gas_Griddle_E7 | F1 | Commercial | Lodging | Existing | Food Preparation | Natural Gas | Griddle | E7 | RVT - Cost of Equipment | 0 | 0 | 0 | 0 | 0 | 0 | 0 | 0 | 0 | 0 | 0 | 0 | 0 | 0 | 0 | 0 | 0 | 0 | 0 | 0 | 0 | 0 | 0 | 0 | 0 | 0 | 0 | 0 | 0 | 0 | 0 | 0 | 0
F1_Commercial_Lodging_Existing_Food Preparation_Natural Gas_Griddle_E8 | F1 | Commercial | Lodging | Existing | Food Preparation | Natural Gas | Griddle | E8 | RVT - Cost of Equipment | 0 | 0 | 0 | 0 | 0 | 0 | 0 | 0 | 0 | 0 | 0 | 0 | 0 | 0 | 0 | 0 | 0 | 0 | 0 | 0 | 0 | 0 | 0 | 0 | 0 | 0 | 0 | 0 | 0 | 0 | 0 | 0 | 0
F1_Commercial_Lodging_Existing_Food Preparation_Natural Gas_Griddle_E9 | F1 | Commercial | Lodging | Existing | Food Preparation | Natural Gas | Griddle | E9 | RVT - Cost of Equipment | 0 | 0 | 0 | 0 | 0 | 0 | 0 | 0 | 0 | 0 | 0 | 0 | 0 | 0 | 0 | 0 | 0 | 0 | 0 | 0 | 0 | 0 | 0 | 0 | 0 | 0 | 0 | 0 | 0 | 0 | 0 | 0 | 0
F1_Commercial_Lodging_Existing_Food Preparation_Natural Gas_Griddle_E10 | F1 | Commercial | Lodging | Existing | Food Preparation | Natural Gas | Griddle | E10 | RVT - Cost of Equipment | 0 | 0 | 0 | 0 | 0 | 0 | 0 | 0 | 0 | 0 | 0 | 0 | 0 | 0 | 0 | 0 | 0 | 0 | 0 | 0 | 0 | 0 | 0 | 0 | 0 | 0 | 0 | 0 | 0 | 0 | 0 | 0 | 0
F2_Commercial_Lodging_Existing_Food Preparation_Natural Gas_Griddle_E1 | F2 | Commercial | Lodging | Existing | Food Preparation | Natural Gas | Griddle | E1 | RVT - Cost of Operation | 0.19255 | 0.19402 | 0.19566 | 0.19746 | 0.19952 | 0.2019 | 0.20383 | 0.20568 | 0.20756 | 0.20952 | 0.21139 | 0.2131 | 0.21486 | 0.2167 | 0.21873 | 0.22072 | 0.22283 | 0.22506 | 0.22738 | 0.22975 | 0.23213 | 0.23436 | 0.23638 | 0.23816 | 0.2397 | 0.24103 | 0.24195 | 0.24263 | 0.24322 | 0.24373 | 0.24423 | 0.24445 | 0.24445
F2_Commercial_Lodging_Existing_Food Preparation_Natural Gas_Griddle_E2 | F2 | Commercial | Lodging | Existing | Food Preparation | Natural Gas | Griddle | E2 | RVT - Cost of Operation | 0.17648 | 0.17782 | 0.17933 | 0.18098 | 0.18286 | 0.18505 | 0.18681 | 0.18851 | 0.19023 | 0.19203 | 0.19374 | 0.19531 | 0.19692 | 0.19861 | 0.20047 | 0.20229 | 0.20423 | 0.20627 | 0.20839 | 0.21057 | 0.21275 | 0.2148 | 0.21665 | 0.21828 | 0.21969 | 0.22091 | 0.22175 | 0.22237 | 0.22292 | 0.22338 | 0.22384 | 0.22404 | 0.22404
F2_Commercial_Lodging_Existing_Food Preparation_Natural Gas_Griddle_E3 | F2 | Commercial | Lodging | Existing | Food Preparation | Natural Gas | Griddle | E3 | RVT - Cost of Operation | 0 | 0 | 0 | 0 | 0 | 0 | 0 | 0 | 0 | 0 | 0 | 0 | 0 | 0 | 0 | 0 | 0 | 0 | 0 | 0 | 0 | 0 | 0 | 0 | 0 | 0 | 0 | 0 | 0 | 0 | 0 | 0 | 0
F2_Commercial_Lodging_Existing_Food Preparation_Natural Gas_Griddle_E4 | F2 | Commercial | Lodging | Existing | Food Preparation | Natural Gas | Griddle | E4 | RVT - Cost of Operation | 0 | 0 | 0 | 0 | 0 | 0 | 0 | 0 | 0 | 0 | 0 | 0 | 0 | 0 | 0 | 0 | 0 | 0 | 0 | 0 | 0 | 0 | 0 | 0 | 0 | 0 | 0 | 0 | 0 | 0 | 0 | 0 | 0
F2_Commercial_Lodging_Existing_Food Preparation_Natural Gas_Griddle_E5 | F2 | Commercial | Lodging | Existing | Food Preparation | Natural Gas | Griddle | E5 | RVT - Cost of Operation | 0 | 0 | 0 | 0 | 0 | 0 | 0 | 0 | 0 | 0 | 0 | 0 | 0 | 0 | 0 | 0 | 0 | 0 | 0 | 0 | 0 | 0 | 0 | 0 | 0 | 0 | 0 | 0 | 0 | 0 | 0 | 0 | 0
F2_Commercial_Lodging_Existing_Food Preparation_Natural Gas_Griddle_E6 | F2 | Commercial | Lodging | Existing | Food Preparation | Natural Gas | Griddle | E6 | RVT - Cost of Operation | 0 | 0 | 0 | 0 | 0 | 0 | 0 | 0 | 0 | 0 | 0 | 0 | 0 | 0 | 0 | 0 | 0 | 0 | 0 | 0 | 0 | 0 | 0 | 0 | 0 | 0 | 0 | 0 | 0 | 0 | 0 | 0 | 0
F2_Commercial_Lodging_Existing_Food Preparation_Natural Gas_Griddle_E7 | F2 | Commercial | Lodging | Existing | Food Preparation | Natural Gas | Griddle | E7 | RVT - Cost of Operation | 0 | 0 | 0 | 0 | 0 | 0 | 0 | 0 | 0 | 0 | 0 | 0 | 0 | 0 | 0 | 0 | 0 | 0 | 0 | 0 | 0 | 0 | 0 | 0 | 0 | 0 | 0 | 0 | 0 | 0 | 0 | 0 | 0
F2_Commercial_Lodging_Existing_Food Preparation_Natural Gas_Griddle_E8 | F2 | Commercial | Lodging | Existing | Food Preparation | Natural Gas | Griddle | E8 | RVT - Cost of Operation | 0 | 0 | 0 | 0 | 0 | 0 | 0 | 0 | 0 | 0 | 0 | 0 | 0 | 0 | 0 | 0 | 0 | 0 | 0 | 0 | 0 | 0 | 0 | 0 | 0 | 0 | 0 | 0 | 0 | 0 | 0 | 0 | 0
F2_Commercial_Lodging_Existing_Food Preparation_Natural Gas_Griddle_E9 | F2 | Commercial | Lodging | Existing | Food Preparation | Natural Gas | Griddle | E9 | RVT - Cost of Operation | 0 | 0 | 0 | 0 | 0 | 0 | 0 | 0 | 0 | 0 | 0 | 0 | 0 | 0 | 0 | 0 | 0 | 0 | 0 | 0 | 0 | 0 | 0 | 0 | 0 | 0 | 0 | 0 | 0 | 0 | 0 | 0 | 0
F2_Commercial_Lodging_Existing_Food Preparation_Natural Gas_Griddle_E10 | F2 | Commercial | Lodging | Existing | Food Preparation | Natural Gas | Griddle | E10 | RVT - Cost of Operation | 0 | 0 | 0 | 0 | 0 | 0 | 0 | 0 | 0 | 0 | 0 | 0 | 0 | 0 | 0 | 0 | 0 | 0 | 0 | 0 | 0 | 0 | 0 | 0 | 0 | 0 | 0 | 0 | 0 | 0 | 0 | 0 | 0
F3_Commercial_Lodging_Existing_Food Preparation_Natural Gas_Griddle_E1 | F3 | Commercial | Lodging | Existing | Food Preparation | Natural Gas | Griddle | E1 | System - kBTUs of Consumption | 0.057882 | 0.057882 | 0.057882 | 0.057882 | 0.057882 | 0.057882 | 0.057882 | 0.057882 | 0.057882 | 0.057882 | 0.057882 | 0.057882 | 0.057882 | 0.057882 | 0.057882 | 0.057882 | 0.057882 | 0.057882 | 0.057882 | 0.057882 | 0.057882 | 0.057882 | 0.057882 | 0.057882 | 0.057882 | 0.057882 | 0.057882 | 0.057882 | 0.057882 | 0.057882 | 0.057882 | 0.057882 | 0.057882
F3_Commercial_Lodging_Existing_Food Preparation_Natural Gas_Griddle_E2 | F3 | Commercial | Lodging | Existing | Food Preparation | Natural Gas | Griddle | E2 | System - kBTUs of Consumption | 0.071931 | 0.071931 | 0.071931 | 0.071931 | 0.071931 | 0.071931 | 0.071931 | 0.071931 | 0.071931 | 0.071931 | 0.071931 | 0.071931 | 0.071931 | 0.071931 | 0.071931 | 0.071931 | 0.071931 | 0.071931 | 0.071931 | 0.071931 | 0.071931 | 0.071931 | 0.071931 | 0.071931 | 0.071931 | 0.071931 | 0.071931 | 0.071931 | 0.071931 | 0.071931 | 0.071931 | 0.071931 | 0.071931
F3_Commercial_Lodging_Existing_Food Preparation_Natural Gas_Griddle_E3 | F3 | Commercial | Lodging | Existing | Food Preparation | Natural Gas | Griddle | E3 | System - kBTUs of Consumption | 0 | 0 | 0 | 0 | 0 | 0 | 0 | 0 | 0 | 0 | 0 | 0 | 0 | 0 | 0 | 0 | 0 | 0 | 0 | 0 | 0 | 0 | 0 | 0 | 0 | 0 | 0 | 0 | 0 | 0 | 0 | 0 | 0
F3_Commercial_Lodging_Existing_Food Preparation_Natural Gas_Griddle_E4 | F3 | Commercial | Lodging | Existing | Food Preparation | Natural Gas | Griddle | E4 | System - kBTUs of Consumption | 0 | 0 | 0 | 0 | 0 | 0 | 0 | 0 | 0 | 0 | 0 | 0 | 0 | 0 | 0 | 0 | 0 | 0 | 0 | 0 | 0 | 0 | 0 | 0 | 0 | 0 | 0 | 0 | 0 | 0 | 0 | 0 | 0
F3_Commercial_Lodging_Existing_Food Preparation_Natural Gas_Griddle_E5 | F3 | Commercial | Lodging | Existing | Food Preparation | Natural Gas | Griddle | E5 | System - kBTUs of Consumption | 0 | 0 | 0 | 0 | 0 | 0 | 0 | 0 | 0 | 0 | 0 | 0 | 0 | 0 | 0 | 0 | 0 | 0 | 0 | 0 | 0 | 0 | 0 | 0 | 0 | 0 | 0 | 0 | 0 | 0 | 0 | 0 | 0
F3_Commercial_Lodging_Existing_Food Preparation_Natural Gas_Griddle_E6 | F3 | Commercial | Lodging | Existing | Food Preparation | Natural Gas | Griddle | E6 | System - kBTUs of Consumption | 0 | 0 | 0 | 0 | 0 | 0 | 0 | 0 | 0 | 0 | 0 | 0 | 0 | 0 | 0 | 0 | 0 | 0 | 0 | 0 | 0 | 0 | 0 | 0 | 0 | 0 | 0 | 0 | 0 | 0 | 0 | 0 | 0
F3_Commercial_Lodging_Existing_Food Preparation_Natural Gas_Griddle_E7 | F3 | Commercial | Lodging | Existing | Food Preparation | Natural Gas | Griddle | E7 | System - kBTUs of Consumption | 0 | 0 | 0 | 0 | 0 | 0 | 0 | 0 | 0 | 0 | 0 | 0 | 0 | 0 | 0 | 0 | 0 | 0 | 0 | 0 | 0 | 0 | 0 | 0 | 0 | 0 | 0 | 0 | 0 | 0 | 0 | 0 | 0
F3_Commercial_Lodging_Existing_Food Preparation_Natural Gas_Griddle_E8 | F3 | Commercial | Lodging | Existing | Food Preparation | Natural Gas | Griddle | E8 | System - kBTUs of Consumption | 0 | 0 | 0 | 0 | 0 | 0 | 0 | 0 | 0 | 0 | 0 | 0 | 0 | 0 | 0 | 0 | 0 | 0 | 0 | 0 | 0 | 0 | 0 | 0 | 0 | 0 | 0 | 0 | 0 | 0 | 0 | 0 | 0
F3_Commercial_Lodging_Existing_Food Preparation_Natural Gas_Griddle_E9 | F3 | Commercial | Lodging | Existing | Food Preparation | Natural Gas | Griddle | E9 | System - kBTUs of Consumption | 0 | 0 | 0 | 0 | 0 | 0 | 0 | 0 | 0 | 0 | 0 | 0 | 0 | 0 | 0 | 0 | 0 | 0 | 0 | 0 | 0 | 0 | 0 | 0 | 0 | 0 | 0 | 0 | 0 | 0 | 0 | 0 | 0
F3_Commercial_Lodging_Existing_Food Preparation_Natural Gas_Griddle_E10 | F3 | Commercial | Lodging | Existing | Food Preparation | Natural Gas | Griddle | E10 | System - kBTUs of Consumption | 0 | 0 | 0 | 0 | 0 | 0 | 0 | 0 | 0 | 0 | 0 | 0 | 0 | 0 | 0 | 0 | 0 | 0 | 0 | 0 | 0 | 0 | 0 | 0 | 0 | 0 | 0 | 0 | 0 | 0 | 0 | 0 | 0
F4_Commercial_Lodging_Existing_Food Preparation_Natural Gas_Griddle_E1 | F4 | Commercial | Lodging | Existing | Food Preparation | Natural Gas | Griddle | E1 | Utility - Cost of Equipment | 0.19255 | 0.19402 | 0.19566 | 0.19746 | 0.19952 | 0.2019 | 0.20383 | 0.20568 | 0.20756 | 0.20952 | 0.21139 | 0.2131 | 0.21486 | 0.2167 | 0.21873 | 0.22072 | 0.22283 | 0.22506 | 0.22738 | 0.22975 | 0.23213 | 0.23436 | 0.23638 | 0.23816 | 0.2397 | 0.24103 | 0.24195 | 0.24263 | 0.24322 | 0.24373 | 0.24423 | 0.24445 | 0.24445
F4_Commercial_Lodging_Existing_Food Preparation_Natural Gas_Griddle_E2 | F4 | Commercial | Lodging | Existing | Food Preparation | Natural Gas | Griddle | E2 | Utility - Cost of Equipment | 0.17648 | 0.17782 | 0.17933 | 0.18098 | 0.18286 | 0.18505 | 0.18681 | 0.18851 | 0.19023 | 0.19203 | 0.19374 | 0.19531 | 0.19692 | 0.19861 | 0.20047 | 0.20229 | 0.20423 | 0.20627 | 0.20839 | 0.21057 | 0.21275 | 0.2148 | 0.21665 | 0.21828 | 0.21969 | 0.22091 | 0.22175 | 0.22237 | 0.22292 | 0.22338 | 0.22384 | 0.22404 | 0.22404
F4_Commercial_Lodging_Existing_Food Preparation_Natural Gas_Griddle_E3 | F4 | Commercial | Lodging | Existing | Food Preparation | Natural Gas | Griddle | E3 | Utility - Cost of Equipment | 0 | 0 | 0 | 0 | 0 | 0 | 0 | 0 | 0 | 0 | 0 | 0 | 0 | 0 | 0 | 0 | 0 | 0 | 0 | 0 | 0 | 0 | 0 | 0 | 0 | 0 | 0 | 0 | 0 | 0 | 0 | 0 | 0
F4_Commercial_Lodging_Existing_Food Preparation_Natural Gas_Griddle_E4 | F4 | Commercial | Lodging | Existing | Food Preparation | Natural Gas | Griddle | E4 | Utility - Cost of Equipment | 0 | 0 | 0 | 0 | 0 | 0 | 0 | 0 | 0 | 0 | 0 | 0 | 0 | 0 | 0 | 0 | 0 | 0 | 0 | 0 | 0 | 0 | 0 | 0 | 0 | 0 | 0 | 0 | 0 | 0 | 0 | 0 | 0
F4_Commercial_Lodging_Existing_Food Preparation_Natural Gas_Griddle_E5 | F4 | Commercial | Lodging | Existing | Food Preparation | Natural Gas | Griddle | E5 | Utility - Cost of Equipment | 0 | 0 | 0 | 0 | 0 | 0 | 0 | 0 | 0 | 0 | 0 | 0 | 0 | 0 | 0 | 0 | 0 | 0 | 0 | 0 | 0 | 0 | 0 | 0 | 0 | 0 | 0 | 0 | 0 | 0 | 0 | 0 | 0
F4_Commercial_Lodging_Existing_Food Preparation_Natural Gas_Griddle_E6 | F4 | Commercial | Lodging | Existing | Food Preparation | Natural Gas | Griddle | E6 | Utility - Cost of Equipment | 0 | 0 | 0 | 0 | 0 | 0 | 0 | 0 | 0 | 0 | 0 | 0 | 0 | 0 | 0 | 0 | 0 | 0 | 0 | 0 | 0 | 0 | 0 | 0 | 0 | 0 | 0 | 0 | 0 | 0 | 0 | 0 | 0
F4_Commercial_Lodging_Existing_Food Preparation_Natural Gas_Griddle_E7 | F4 | Commercial | Lodging | Existing | Food Preparation | Natural Gas | Griddle | E7 | Utility - Cost of Equipment | 0 | 0 | 0 | 0 | 0 | 0 | 0 | 0 | 0 | 0 | 0 | 0 | 0 | 0 | 0 | 0 | 0 | 0 | 0 | 0 | 0 | 0 | 0 | 0 | 0 | 0 | 0 | 0 | 0 | 0 | 0 | 0 | 0
F4_Commercial_Lodging_Existing_Food Preparation_Natural Gas_Griddle_E8 | F4 | Commercial | Lodging | Existing | Food Preparation | Natural Gas | Griddle | E8 | Utility - Cost of Equipment | 0 | 0 | 0 | 0 | 0 | 0 | 0 | 0 | 0 | 0 | 0 | 0 | 0 | 0 | 0 | 0 | 0 | 0 | 0 | 0 | 0 | 0 | 0 | 0 | 0 | 0 | 0 | 0 | 0 | 0 | 0 | 0 | 0
F4_Commercial_Lodging_Existing_Food Preparation_Natural Gas_Griddle_E9 | F4 | Commercial | Lodging | Existing | Food Preparation | Natural Gas | Griddle | E9 | Utility - Cost of Equipment | 0 | 0 | 0 | 0 | 0 | 0 | 0 | 0 | 0 | 0 | 0 | 0 | 0 | 0 | 0 | 0 | 0 | 0 | 0 | 0 | 0 | 0 | 0 | 0 | 0 | 0 | 0 | 0 | 0 | 0 | 0 | 0 | 0
F4_Commercial_Lodging_Existing_Food Preparation_Natural Gas_Griddle_E10 | F4 | Commercial | Lodging | Existing | Food Preparation | Natural Gas | Griddle | E10 | Utility - Cost of Equipment | 0 | 0 | 0 | 0 | 0 | 0 | 0 | 0 | 0 | 0 | 0 | 0 | 0 | 0 | 0 | 0 | 0 | 0 | 0 | 0 | 0 | 0 | 0 | 0 | 0 | 0 | 0 | 0 | 0 | 0 | 0 | 0 | 0
F5_Commercial_Lodging_Existing_Food Preparation_Natural Gas_Griddle_E1 | F5 | Commercial | Lodging | Existing | Food Preparation | Natural Gas | Griddle | E1 | Utility - Cost of Operation | 0.057882 | 0.057882 | 0.057882 | 0.057882 | 0.057882 | 0.057882 | 0.057882 | 0.057882 | 0.057882 | 0.057882 | 0.057882 | 0.057882 | 0.057882 | 0.057882 | 0.057882 | 0.057882 | 0.057882 | 0.057882 | 0.057882 | 0.057882 | 0.057882 | 0.057882 | 0.057882 | 0.057882 | 0.057882 | 0.057882 | 0.057882 | 0.057882 | 0.057882 | 0.057882 | 0.057882 | 0.057882 | 0.057882
F5_Commercial_Lodging_Existing_Food Preparation_Natural Gas_Griddle_E2 | F5 | Commercial | Lodging | Existing | Food Preparation | Natural Gas | Griddle | E2 | Utility - Cost of Operation | 0.071931 | 0.071931 | 0.071931 | 0.071931 | 0.071931 | 0.071931 | 0.071931 | 0.071931 | 0.071931 | 0.071931 | 0.071931 | 0.071931 | 0.071931 | 0.071931 | 0.071931 | 0.071931 | 0.071931 | 0.071931 | 0.071931 | 0.071931 | 0.071931 | 0.071931 | 0.071931 | 0.071931 | 0.071931 | 0.071931 | 0.071931 | 0.071931 | 0.071931 | 0.071931 | 0.071931 | 0.071931 | 0.071931
F5_Commercial_Lodging_Existing_Food Preparation_Natural Gas_Griddle_E3 | F5 | Commercial | Lodging | Existing | Food Preparation | Natural Gas | Griddle | E3 | Utility - Cost of Operation | 0 | 0 | 0 | 0 | 0 | 0 | 0 | 0 | 0 | 0 | 0 | 0 | 0 | 0 | 0 | 0 | 0 | 0 | 0 | 0 | 0 | 0 | 0 | 0 | 0 | 0 | 0 | 0 | 0 | 0 | 0 | 0 | 0
F5_Commercial_Lodging_Existing_Food Preparation_Natural Gas_Griddle_E4 | F5 | Commercial | Lodging | Existing | Food Preparation | Natural Gas | Griddle | E4 | Utility - Cost of Operation | 0 | 0 | 0 | 0 | 0 | 0 | 0 | 0 | 0 | 0 | 0 | 0 | 0 | 0 | 0 | 0 | 0 | 0 | 0 | 0 | 0 | 0 | 0 | 0 | 0 | 0 | 0 | 0 | 0 | 0 | 0 | 0 | 0
F5_Commercial_Lodging_Existing_Food Preparation_Natural Gas_Griddle_E5 | F5 | Commercial | Lodging | Existing | Food Preparation | Natural Gas | Griddle | E5 | Utility - Cost of Operation | 0 | 0 | 0 | 0 | 0 | 0 | 0 | 0 | 0 | 0 | 0 | 0 | 0 | 0 | 0 | 0 | 0 | 0 | 0 | 0 | 0 | 0 | 0 | 0 | 0 | 0 | 0 | 0 | 0 | 0 | 0 | 0 | 0
F5_Commercial_Lodging_Existing_Food Preparation_Natural Gas_Griddle_E6 | F5 | Commercial | Lodging | Existing | Food Preparation | Natural Gas | Griddle | E6 | Utility - Cost of Operation | 0 | 0 | 0 | 0 | 0 | 0 | 0 | 0 | 0 | 0 | 0 | 0 | 0 | 0 | 0 | 0 | 0 | 0 | 0 | 0 | 0 | 0 | 0 | 0 | 0 | 0 | 0 | 0 | 0 | 0 | 0 | 0 | 0
F5_Commercial_Lodging_Existing_Food Preparation_Natural Gas_Griddle_E7 | F5 | Commercial | Lodging | Existing | Food Preparation | Natural Gas | Griddle | E7 | Utility - Cost of Operation | 0 | 0 | 0 | 0 | 0 | 0 | 0 | 0 | 0 | 0 | 0 | 0 | 0 | 0 | 0 | 0 | 0 | 0 | 0 | 0 | 0 | 0 | 0 | 0 | 0 | 0 | 0 | 0 | 0 | 0 | 0 | 0 | 0
F5_Commercial_Lodging_Existing_Food Preparation_Natural Gas_Griddle_E8 | F5 | Commercial | Lodging | Existing | Food Preparation | Natural Gas | Griddle | E8 | Utility - Cost of Operation | 0 | 0 | 0 | 0 | 0 | 0 | 0 | 0 | 0 | 0 | 0 | 0 | 0 | 0 | 0 | 0 | 0 | 0 | 0 | 0 | 0 | 0 | 0 | 0 | 0 | 0 | 0 | 0 | 0 | 0 | 0 | 0 | 0
F5_Commercial_Lodging_Existing_Food Preparation_Natural Gas_Griddle_E9 | F5 | Commercial | Lodging | Existing | Food Preparation | Natural Gas | Griddle | E9 | Utility - Cost of Operation | 0 | 0 | 0 | 0 | 0 | 0 | 0 | 0 | 0 | 0 | 0 | 0 | 0 | 0 | 0 | 0 | 0 | 0 | 0 | 0 | 0 | 0 | 0 | 0 | 0 | 0 | 0 | 0 | 0 | 0 | 0 | 0 | 0
F5_Commercial_Lodging_Existing_Food Preparation_Natural Gas_Griddle_E10 | F5 | Commercial | Lodging | Existing | Food Preparation | Natural Gas | Griddle | E10 | Utility - Cost of Operation | 0 | 0 | 0 | 0 | 0 | 0 | 0 | 0 | 0 | 0 | 0 | 0 | 0 | 0 | 0 | 0 | 0 | 0 | 0 | 0 | 0 | 0 | 0 | 0 | 0 | 0 | 0 | 0 | 0 | 0 | 0 | 0 | 0
F6_Commercial_Lodging_Existing_Food Preparation_Natural Gas_Griddle_E1 | F6 | Commercial | Lodging | Existing | Food Preparation | Natural Gas | Griddle | E1 | Utility - Value of Sales | 0.11404 | 0.11404 | 0.11404 | 0.11404 | 0.11404 | 0.11404 | 0.11404 | 0.11404 | 0.11404 | 0.11404 | 0.11404 | 0.11404 | 0.11404 | 0.11404 | 0.11404 | 0.11404 | 0.11404 | 0.11404 | 0.11404 | 0.11404 | 0.11404 | 0.11404 | 0.11404 | 0.11404 | 0.11404 | 0.11404 | 0.11404 | 0.11404 | 0.11404 | 0.11404 | 0.11404 | 0.11404 | 0.11404
F6_Commercial_Lodging_Existing_Food Preparation_Natural Gas_Griddle_E2 | F6 | Commercial | Lodging | Existing | Food Preparation | Natural Gas | Griddle | E2 | Utility - Value of Sales | 0.10452 | 0.10452 | 0.10452 | 0.10452 | 0.10452 | 0.10452 | 0.10452 | 0.10452 | 0.10452 | 0.10452 | 0.10452 | 0.10452 | 0.10452 | 0.10452 | 0.10452 | 0.10452 | 0.10452 | 0.10452 | 0.10452 | 0.10452 | 0.10452 | 0.10452 | 0.10452 | 0.10452 | 0.10452 | 0.10452 | 0.10452 | 0.10452 | 0.10452 | 0.10452 | 0.10452 | 0.10452 | 0.10452
F6_Commercial_Lodging_Existing_Food Preparation_Natural Gas_Griddle_E3 | F6 | Commercial | Lodging | Existing | Food Preparation | Natural Gas | Griddle | E3 | Utility - Value of Sales | 0 | 0 | 0 | 0 | 0 | 0 | 0 | 0 | 0 | 0 | 0 | 0 | 0 | 0 | 0 | 0 | 0 | 0 | 0 | 0 | 0 | 0 | 0 | 0 | 0 | 0 | 0 | 0 | 0 | 0 | 0 | 0 | 0
F6_Commercial_Lodging_Existing_Food Preparation_Natural Gas_Griddle_E4 | F6 | Commercial | Lodging | Existing | Food Preparation | Natural Gas | Griddle | E4 | Utility - Value of Sales | 0 | 0 | 0 | 0 | 0 | 0 | 0 | 0 | 0 | 0 | 0 | 0 | 0 | 0 | 0 | 0 | 0 | 0 | 0 | 0 | 0 | 0 | 0 | 0 | 0 | 0 | 0 | 0 | 0 | 0 | 0 | 0 | 0
F6_Commercial_Lodging_Existing_Food Preparation_Natural Gas_Griddle_E5 | F6 | Commercial | Lodging | Existing | Food Preparation | Natural Gas | Griddle | E5 | Utility - Value of Sales | 0 | 0 | 0 | 0 | 0 | 0 | 0 | 0 | 0 | 0 | 0 | 0 | 0 | 0 | 0 | 0 | 0 | 0 | 0 | 0 | 0 | 0 | 0 | 0 | 0 | 0 | 0 | 0 | 0 | 0 | 0 | 0 | 0
F6_Commercial_Lodging_Existing_Food Preparation_Natural Gas_Griddle_E6 | F6 | Commercial | Lodging | Existing | Food Preparation | Natural Gas | Griddle | E6 | Utility - Value of Sales | 0 | 0 | 0 | 0 | 0 | 0 | 0 | 0 | 0 | 0 | 0 | 0 | 0 | 0 | 0 | 0 | 0 | 0 | 0 | 0 | 0 | 0 | 0 | 0 | 0 | 0 | 0 | 0 | 0 | 0 | 0 | 0 | 0
F6_Commercial_Lodging_Existing_Food Preparation_Natural Gas_Griddle_E7 | F6 | Commercial | Lodging | Existing | Food Preparation | Natural Gas | Griddle | E7 | Utility - Value of Sales | 0 | 0 | 0 | 0 | 0 | 0 | 0 | 0 | 0 | 0 | 0 | 0 | 0 | 0 | 0 | 0 | 0 | 0 | 0 | 0 | 0 | 0 | 0 | 0 | 0 | 0 | 0 | 0 | 0 | 0 | 0 | 0 | 0
F6_Commercial_Lodging_Existing_Food Preparation_Natural Gas_Griddle_E8 | F6 | Commercial | Lodging | Existing | Food Preparation | Natural Gas | Griddle | E8 | Utility - Value of Sales | 0 | 0 | 0 | 0 | 0 | 0 | 0 | 0 | 0 | 0 | 0 | 0 | 0 | 0 | 0 | 0 | 0 | 0 | 0 | 0 | 0 | 0 | 0 | 0 | 0 | 0 | 0 | 0 | 0 | 0 | 0 | 0 | 0
F6_Commercial_Lodging_Existing_Food Preparation_Natural Gas_Griddle_E9 | F6 | Commercial | Lodging | Existing | Food Preparation | Natural Gas | Griddle | E9 | Utility - Value of Sales | 0 | 0 | 0 | 0 | 0 | 0 | 0 | 0 | 0 | 0 | 0 | 0 | 0 | 0 | 0 | 0 | 0 | 0 | 0 | 0 | 0 | 0 | 0 | 0 | 0 | 0 | 0 | 0 | 0 | 0 | 0 | 0 | 0
F6_Commercial_Lodging_Existing_Food Preparation_Natural Gas_Griddle_E10 | F6 | Commercial | Lodging | Existing | Food Preparation | Natural Gas | Griddle | E10 | Utility - Value of Sales | 0 | 0 | 0 | 0 | 0 | 0 | 0 | 0 | 0 | 0 | 0 | 0 | 0 | 0 | 0 | 0 | 0 | 0 | 0 | 0 | 0 | 0 | 0 | 0 | 0 | 0 | 0 | 0 | 0 | 0 | 0 | 0 | 0
F1_Commercial_Lodging_Existing_Food Preparation_Natural Gas_Range_E1 | F1 | Commercial | Lodging | Existing | Food Preparation | Natural Gas | Range | E1 | RVT - Cost of Equipment | 0.18904 | 0.19037 | 0.19195 | 0.19378 | 0.19594 | 0.19847 | 0.20049 | 0.20242 | 0.20432 | 0.20623 | 0.20799 | 0.20953 | 0.21107 | 0.21271 | 0.2146 | 0.21649 | 0.21858 | 0.22086 | 0.22328 | 0.22579 | 0.22834 | 0.23073 | 0.23291 | 0.23491 | 0.23666 | 0.23817 | 0.23922 | 0.24 | 0.24067 | 0.24125 | 0.24182 | 0.24207 | 0.24207
F1_Commercial_Lodging_Existing_Food Preparation_Natural Gas_Range_E2 | F1 | Commercial | Lodging | Existing | Food Preparation | Natural Gas | Range | E2 | RVT - Cost of Equipment | 0.14178 | 0.14277 | 0.14396 | 0.14534 | 0.14696 | 0.14885 | 0.15037 | 0.15182 | 0.15324 | 0.15468 | 0.15599 | 0.15715 | 0.15831 | 0.15953 | 0.16095 | 0.16237 | 0.16393 | 0.16564 | 0.16746 | 0.16934 | 0.17125 | 0.17304 | 0.17468 | 0.17618 | 0.1775 | 0.17863 | 0.17941 | 0.18 | 0.1805 | 0.18094 | 0.18136 | 0.18155 | 0.18155
F1_Commercial_Lodging_Existing_Food Preparation_Natural Gas_Range_E3 | F1 | Commercial | Lodging | Existing | Food Preparation | Natural Gas | Range | E3 | RVT - Cost of Equipment | 0 | 0 | 0 | 0 | 0 | 0 | 0 | 0 | 0 | 0 | 0 | 0 | 0 | 0 | 0 | 0 | 0 | 0 | 0 | 0 | 0 | 0 | 0 | 0 | 0 | 0 | 0 | 0 | 0 | 0 | 0 | 0 | 0
F1_Commercial_Lodging_Existing_Food Preparation_Natural Gas_Range_E4 | F1 | Commercial | Lodging | Existing | Food Preparation | Natural Gas | Range | E4 | RVT - Cost of Equipment | 0 | 0 | 0 | 0 | 0 | 0 | 0 | 0 | 0 | 0 | 0 | 0 | 0 | 0 | 0 | 0 | 0 | 0 | 0 | 0 | 0 | 0 | 0 | 0 | 0 | 0 | 0 | 0 | 0 | 0 | 0 | 0 | 0
F1_Commercial_Lodging_Existing_Food Preparation_Natural Gas_Range_E5 | F1 | Commercial | Lodging | Existing | Food Preparation | Natural Gas | Range | E5 | RVT - Cost of Equipment | 0 | 0 | 0 | 0 | 0 | 0 | 0 | 0 | 0 | 0 | 0 | 0 | 0 | 0 | 0 | 0 | 0 | 0 | 0 | 0 | 0 | 0 | 0 | 0 | 0 | 0 | 0 | 0 | 0 | 0 | 0 | 0 | 0
F1_Commercial_Lodging_Existing_Food Preparation_Natural Gas_Range_E6 | F1 | Commercial | Lodging | Existing | Food Preparation | Natural Gas | Range | E6 | RVT - Cost of Equipment | 0 | 0 | 0 | 0 | 0 | 0 | 0 | 0 | 0 | 0 | 0 | 0 | 0 | 0 | 0 | 0 | 0 | 0 | 0 | 0 | 0 | 0 | 0 | 0 | 0 | 0 | 0 | 0 | 0 | 0 | 0 | 0 | 0
F1_Commercial_Lodging_Existing_Food Preparation_Natural Gas_Range_E7 | F1 | Commercial | Lodging | Existing | Food Preparation | Natural Gas | Range | E7 | RVT - Cost of Equipment | 0 | 0 | 0 | 0 | 0 | 0 | 0 | 0 | 0 | 0 | 0 | 0 | 0 | 0 | 0 | 0 | 0 | 0 | 0 | 0 | 0 | 0 | 0 | 0 | 0 | 0 | 0 | 0 | 0 | 0 | 0 | 0 | 0
F1_Commercial_Lodging_Existing_Food Preparation_Natural Gas_Range_E8 | F1 | Commercial | Lodging | Existing | Food Preparation | Natural Gas | Range | E8 | RVT - Cost of Equipment | 0 | 0 | 0 | 0 | 0 | 0 | 0 | 0 | 0 | 0 | 0 | 0 | 0 | 0 | 0 | 0 | 0 | 0 | 0 | 0 | 0 | 0 | 0 | 0 | 0 | 0 | 0 | 0 | 0 | 0 | 0 | 0 | 0
F1_Commercial_Lodging_Existing_Food Preparation_Natural Gas_Range_E9 | F1 | Commercial | Lodging | Existing | Food Preparation | Natural Gas | Range | E9 | RVT - Cost of Equipment | 0 | 0 | 0 | 0 | 0 | 0 | 0 | 0 | 0 | 0 | 0 | 0 | 0 | 0 | 0 | 0 | 0 | 0 | 0 | 0 | 0 | 0 | 0 | 0 | 0 | 0 | 0 | 0 | 0 | 0 | 0 | 0 | 0
F1_Commercial_Lodging_Existing_Food Preparation_Natural Gas_Range_E10 | F1 | Commercial | Lodging | Existing | Food Preparation | Natural Gas | Range | E10 | RVT - Cost of Equipment | 0 | 0 | 0 | 0 | 0 | 0 | 0 | 0 | 0 | 0 | 0 | 0 | 0 | 0 | 0 | 0 | 0 | 0 | 0 | 0 | 0 | 0 | 0 | 0 | 0 | 0 | 0 | 0 | 0 | 0 | 0 | 0 | 0
F2_Commercial_Lodging_Existing_Food Preparation_Natural Gas_Range_E1 | F2 | Commercial | Lodging | Existing | Food Preparation | Natural Gas | Range | E1 | RVT - Cost of Operation | 0.22648 | 0.22807 | 0.22996 | 0.23216 | 0.23475 | 0.23778 | 0.2402 | 0.24251 | 0.24478 | 0.24708 | 0.24919 | 0.25103 | 0.25288 | 0.25484 | 0.25711 | 0.25937 | 0.26187 | 0.2646 | 0.26751 | 0.27051 | 0.27356 | 0.27642 | 0.27904 | 0.28143 | 0.28354 | 0.28534 | 0.2866 | 0.28753 | 0.28834 | 0.28903 | 0.28971 | 0.29002 | 0.29002
F2_Commercial_Lodging_Existing_Food Preparation_Natural Gas_Range_E2 | F2 | Commercial | Lodging | Existing | Food Preparation | Natural Gas | Range | E2 | RVT - Cost of Operation | 0.16986 | 0.17105 | 0.17247 | 0.17412 | 0.17606 | 0.17833 | 0.18015 | 0.18189 | 0.18359 | 0.18531 | 0.18689 | 0.18827 | 0.18966 | 0.19113 | 0.19283 | 0.19453 | 0.1964 | 0.19845 | 0.20063 | 0.20288 | 0.20517 | 0.20732 | 0.20928 | 0.21107 | 0.21265 | 0.21401 | 0.21495 | 0.21565 | 0.21626 | 0.21677 | 0.21729 | 0.21751 | 0.21751
F2_Commercial_Lodging_Existing_Food Preparation_Natural Gas_Range_E3 | F2 | Commercial | Lodging | Existing | Food Preparation | Natural Gas | Range | E3 | RVT - Cost of Operation | 0 | 0 | 0 | 0 | 0 | 0 | 0 | 0 | 0 | 0 | 0 | 0 | 0 | 0 | 0 | 0 | 0 | 0 | 0 | 0 | 0 | 0 | 0 | 0 | 0 | 0 | 0 | 0 | 0 | 0 | 0 | 0 | 0
F2_Commercial_Lodging_Existing_Food Preparation_Natural Gas_Range_E4 | F2 | Commercial | Lodging | Existing | Food Preparation | Natural Gas | Range | E4 | RVT - Cost of Operation | 0 | 0 | 0 | 0 | 0 | 0 | 0 | 0 | 0 | 0 | 0 | 0 | 0 | 0 | 0 | 0 | 0 | 0 | 0 | 0 | 0 | 0 | 0 | 0 | 0 | 0 | 0 | 0 | 0 | 0 | 0 | 0 | 0
F2_Commercial_Lodging_Existing_Food Preparation_Natural Gas_Range_E5 | F2 | Commercial | Lodging | Existing | Food Preparation | Natural Gas | Range | E5 | RVT - Cost of Operation | 0 | 0 | 0 | 0 | 0 | 0 | 0 | 0 | 0 | 0 | 0 | 0 | 0 | 0 | 0 | 0 | 0 | 0 | 0 | 0 | 0 | 0 | 0 | 0 | 0 | 0 | 0 | 0 | 0 | 0 | 0 | 0 | 0
F2_Commercial_Lodging_Existing_Food Preparation_Natural Gas_Range_E6 | F2 | Commercial | Lodging | Existing | Food Preparation | Natural Gas | Range | E6 | RVT - Cost of Operation | 0 | 0 | 0 | 0 | 0 | 0 | 0 | 0 | 0 | 0 | 0 | 0 | 0 | 0 | 0 | 0 | 0 | 0 | 0 | 0 | 0 | 0 | 0 | 0 | 0 | 0 | 0 | 0 | 0 | 0 | 0 | 0 | 0
F2_Commercial_Lodging_Existing_Food Preparation_Natural Gas_Range_E7 | F2 | Commercial | Lodging | Existing | Food Preparation | Natural Gas | Range | E7 | RVT - Cost of Operation | 0 | 0 | 0 | 0 | 0 | 0 | 0 | 0 | 0 | 0 | 0 | 0 | 0 | 0 | 0 | 0 | 0 | 0 | 0 | 0 | 0 | 0 | 0 | 0 | 0 | 0 | 0 | 0 | 0 | 0 | 0 | 0 | 0
F2_Commercial_Lodging_Existing_Food Preparation_Natural Gas_Range_E8 | F2 | Commercial | Lodging | Existing | Food Preparation | Natural Gas | Range | E8 | RVT - Cost of Operation | 0 | 0 | 0 | 0 | 0 | 0 | 0 | 0 | 0 | 0 | 0 | 0 | 0 | 0 | 0 | 0 | 0 | 0 | 0 | 0 | 0 | 0 | 0 | 0 | 0 | 0 | 0 | 0 | 0 | 0 | 0 | 0 | 0
F2_Commercial_Lodging_Existing_Food Preparation_Natural Gas_Range_E9 | F2 | Commercial | Lodging | Existing | Food Preparation | Natural Gas | Range | E9 | RVT - Cost of Operation | 0 | 0 | 0 | 0 | 0 | 0 | 0 | 0 | 0 | 0 | 0 | 0 | 0 | 0 | 0 | 0 | 0 | 0 | 0 | 0 | 0 | 0 | 0 | 0 | 0 | 0 | 0 | 0 | 0 | 0 | 0 | 0 | 0
F2_Commercial_Lodging_Existing_Food Preparation_Natural Gas_Range_E10 | F2 | Commercial | Lodging | Existing | Food Preparation | Natural Gas | Range | E10 | RVT - Cost of Operation | 0 | 0 | 0 | 0 | 0 | 0 | 0 | 0 | 0 | 0 | 0 | 0 | 0 | 0 | 0 | 0 | 0 | 0 | 0 | 0 | 0 | 0 | 0 | 0 | 0 | 0 | 0 | 0 | 0 | 0 | 0 | 0 | 0
F3_Commercial_Lodging_Existing_Food Preparation_Natural Gas_Range_E1 | F3 | Commercial | Lodging | Existing | Food Preparation | Natural Gas | Range | E1 | System - kBTUs of Consumption | 0.11081 | 0.11081 | 0.11081 | 0.11081 | 0.11081 | 0.11081 | 0.11081 | 0.11081 | 0.11081 | 0.11081 | 0.11081 | 0.11081 | 0.11081 | 0.11081 | 0.11081 | 0.11081 | 0.11081 | 0.11081 | 0.11081 | 0.11081 | 0.11081 | 0.11081 | 0.11081 | 0.11081 | 0.11081 | 0.11081 | 0.11081 | 0.11081 | 0.11081 | 0.11081 | 0.11081 | 0.11081 | 0.11081
F3_Commercial_Lodging_Existing_Food Preparation_Natural Gas_Range_E2 | F3 | Commercial | Lodging | Existing | Food Preparation | Natural Gas | Range | E2 | System - kBTUs of Consumption | 0.11083 | 0.11083 | 0.11083 | 0.11083 | 0.11083 | 0.11083 | 0.11083 | 0.11083 | 0.11083 | 0.11083 | 0.11083 | 0.11083 | 0.11083 | 0.11083 | 0.11083 | 0.11083 | 0.11083 | 0.11083 | 0.11083 | 0.11083 | 0.11083 | 0.11083 | 0.11083 | 0.11083 | 0.11083 | 0.11083 | 0.11083 | 0.11083 | 0.11083 | 0.11083 | 0.11083 | 0.11083 | 0.11083
F3_Commercial_Lodging_Existing_Food Preparation_Natural Gas_Range_E3 | F3 | Commercial | Lodging | Existing | Food Preparation | Natural Gas | Range | E3 | System - kBTUs of Consumption | 0 | 0 | 0 | 0 | 0 | 0 | 0 | 0 | 0 | 0 | 0 | 0 | 0 | 0 | 0 | 0 | 0 | 0 | 0 | 0 | 0 | 0 | 0 | 0 | 0 | 0 | 0 | 0 | 0 | 0 | 0 | 0 | 0
F3_Commercial_Lodging_Existing_Food Preparation_Natural Gas_Range_E4 | F3 | Commercial | Lodging | Existing | Food Preparation | Natural Gas | Range | E4 | System - kBTUs of Consumption | 0 | 0 | 0 | 0 | 0 | 0 | 0 | 0 | 0 | 0 | 0 | 0 | 0 | 0 | 0 | 0 | 0 | 0 | 0 | 0 | 0 | 0 | 0 | 0 | 0 | 0 | 0 | 0 | 0 | 0 | 0 | 0 | 0
F3_Commercial_Lodging_Existing_Food Preparation_Natural Gas_Range_E5 | F3 | Commercial | Lodging | Existing | Food Preparation | Natural Gas | Range | E5 | System - kBTUs of Consumption | 0 | 0 | 0 | 0 | 0 | 0 | 0 | 0 | 0 | 0 | 0 | 0 | 0 | 0 | 0 | 0 | 0 | 0 | 0 | 0 | 0 | 0 | 0 | 0 | 0 | 0 | 0 | 0 | 0 | 0 | 0 | 0 | 0
F3_Commercial_Lodging_Existing_Food Preparation_Natural Gas_Range_E6 | F3 | Commercial | Lodging | Existing | Food Preparation | Natural Gas | Range | E6 | System - kBTUs of Consumption | 0 | 0 | 0 | 0 | 0 | 0 | 0 | 0 | 0 | 0 | 0 | 0 | 0 | 0 | 0 | 0 | 0 | 0 | 0 | 0 | 0 | 0 | 0 | 0 | 0 | 0 | 0 | 0 | 0 | 0 | 0 | 0 | 0
F3_Commercial_Lodging_Existing_Food Preparation_Natural Gas_Range_E7 | F3 | Commercial | Lodging | Existing | Food Preparation | Natural Gas | Range | E7 | System - kBTUs of Consumption | 0 | 0 | 0 | 0 | 0 | 0 | 0 | 0 | 0 | 0 | 0 | 0 | 0 | 0 | 0 | 0 | 0 | 0 | 0 | 0 | 0 | 0 | 0 | 0 | 0 | 0 | 0 | 0 | 0 | 0 | 0 | 0 | 0
F3_Commercial_Lodging_Existing_Food Preparation_Natural Gas_Range_E8 | F3 | Commercial | Lodging | Existing | Food Preparation | Natural Gas | Range | E8 | System - kBTUs of Consumption | 0 | 0 | 0 | 0 | 0 | 0 | 0 | 0 | 0 | 0 | 0 | 0 | 0 | 0 | 0 | 0 | 0 | 0 | 0 | 0 | 0 | 0 | 0 | 0 | 0 | 0 | 0 | 0 | 0 | 0 | 0 | 0 | 0
F3_Commercial_Lodging_Existing_Food Preparation_Natural Gas_Range_E9 | F3 | Commercial | Lodging | Existing | Food Preparation | Natural Gas | Range | E9 | System - kBTUs of Consumption | 0 | 0 | 0 | 0 | 0 | 0 | 0 | 0 | 0 | 0 | 0 | 0 | 0 | 0 | 0 | 0 | 0 | 0 | 0 | 0 | 0 | 0 | 0 | 0 | 0 | 0 | 0 | 0 | 0 | 0 | 0 | 0 | 0
F3_Commercial_Lodging_Existing_Food Preparation_Natural Gas_Range_E10 | F3 | Commercial | Lodging | Existing | Food Preparation | Natural Gas | Range | E10 | System - kBTUs of Consumption | 0 | 0 | 0 | 0 | 0 | 0 | 0 | 0 | 0 | 0 | 0 | 0 | 0 | 0 | 0 | 0 | 0 | 0 | 0 | 0 | 0 | 0 | 0 | 0 | 0 | 0 | 0 | 0 | 0 | 0 | 0 | 0 | 0
F4_Commercial_Lodging_Existing_Food Preparation_Natural Gas_Range_E1 | F4 | Commercial | Lodging | Existing | Food Preparation | Natural Gas | Range | E1 | Utility - Cost of Equipment | 0.22648 | 0.22807 | 0.22996 | 0.23216 | 0.23475 | 0.23778 | 0.2402 | 0.24251 | 0.24478 | 0.24708 | 0.24919 | 0.25103 | 0.25288 | 0.25484 | 0.25711 | 0.25937 | 0.26187 | 0.2646 | 0.26751 | 0.27051 | 0.27356 | 0.27642 | 0.27904 | 0.28143 | 0.28354 | 0.28534 | 0.2866 | 0.28753 | 0.28834 | 0.28903 | 0.28971 | 0.29002 | 0.29002
F4_Commercial_Lodging_Existing_Food Preparation_Natural Gas_Range_E2 | F4 | Commercial | Lodging | Existing | Food Preparation | Natural Gas | Range | E2 | Utility - Cost of Equipment | 0.16986 | 0.17105 | 0.17247 | 0.17412 | 0.17606 | 0.17833 | 0.18015 | 0.18189 | 0.18359 | 0.18531 | 0.18689 | 0.18827 | 0.18966 | 0.19113 | 0.19283 | 0.19453 | 0.1964 | 0.19845 | 0.20063 | 0.20288 | 0.20517 | 0.20732 | 0.20928 | 0.21107 | 0.21265 | 0.21401 | 0.21495 | 0.21565 | 0.21626 | 0.21677 | 0.21729 | 0.21751 | 0.21751
F4_Commercial_Lodging_Existing_Food Preparation_Natural Gas_Range_E3 | F4 | Commercial | Lodging | Existing | Food Preparation | Natural Gas | Range | E3 | Utility - Cost of Equipment | 0 | 0 | 0 | 0 | 0 | 0 | 0 | 0 | 0 | 0 | 0 | 0 | 0 | 0 | 0 | 0 | 0 | 0 | 0 | 0 | 0 | 0 | 0 | 0 | 0 | 0 | 0 | 0 | 0 | 0 | 0 | 0 | 0
F4_Commercial_Lodging_Existing_Food Preparation_Natural Gas_Range_E4 | F4 | Commercial | Lodging | Existing | Food Preparation | Natural Gas | Range | E4 | Utility - Cost of Equipment | 0 | 0 | 0 | 0 | 0 | 0 | 0 | 0 | 0 | 0 | 0 | 0 | 0 | 0 | 0 | 0 | 0 | 0 | 0 | 0 | 0 | 0 | 0 | 0 | 0 | 0 | 0 | 0 | 0 | 0 | 0 | 0 | 0
F4_Commercial_Lodging_Existing_Food Preparation_Natural Gas_Range_E5 | F4 | Commercial | Lodging | Existing | Food Preparation | Natural Gas | Range | E5 | Utility - Cost of Equipment | 0 | 0 | 0 | 0 | 0 | 0 | 0 | 0 | 0 | 0 | 0 | 0 | 0 | 0 | 0 | 0 | 0 | 0 | 0 | 0 | 0 | 0 | 0 | 0 | 0 | 0 | 0 | 0 | 0 | 0 | 0 | 0 | 0
F4_Commercial_Lodging_Existing_Food Preparation_Natural Gas_Range_E6 | F4 | Commercial | Lodging | Existing | Food Preparation | Natural Gas | Range | E6 | Utility - Cost of Equipment | 0 | 0 | 0 | 0 | 0 | 0 | 0 | 0 | 0 | 0 | 0 | 0 | 0 | 0 | 0 | 0 | 0 | 0 | 0 | 0 | 0 | 0 | 0 | 0 | 0 | 0 | 0 | 0 | 0 | 0 | 0 | 0 | 0
F4_Commercial_Lodging_Existing_Food Preparation_Natural Gas_Range_E7 | F4 | Commercial | Lodging | Existing | Food Preparation | Natural Gas | Range | E7 | Utility - Cost of Equipment | 0 | 0 | 0 | 0 | 0 | 0 | 0 | 0 | 0 | 0 | 0 | 0 | 0 | 0 | 0 | 0 | 0 | 0 | 0 | 0 | 0 | 0 | 0 | 0 | 0 | 0 | 0 | 0 | 0 | 0 | 0 | 0 | 0
F4_Commercial_Lodging_Existing_Food Preparation_Natural Gas_Range_E8 | F4 | Commercial | Lodging | Existing | Food Preparation | Natural Gas | Range | E8 | Utility - Cost of Equipment | 0 | 0 | 0 | 0 | 0 | 0 | 0 | 0 | 0 | 0 | 0 | 0 | 0 | 0 | 0 | 0 | 0 | 0 | 0 | 0 | 0 | 0 | 0 | 0 | 0 | 0 | 0 | 0 | 0 | 0 | 0 | 0 | 0
F4_Commercial_Lodging_Existing_Food Preparation_Natural Gas_Range_E9 | F4 | Commercial | Lodging | Existing | Food Preparation | Natural Gas | Range | E9 | Utility - Cost of Equipment | 0 | 0 | 0 | 0 | 0 | 0 | 0 | 0 | 0 | 0 | 0 | 0 | 0 | 0 | 0 | 0 | 0 | 0 | 0 | 0 | 0 | 0 | 0 | 0 | 0 | 0 | 0 | 0 | 0 | 0 | 0 | 0 | 0
F4_Commercial_Lodging_Existing_Food Preparation_Natural Gas_Range_E10 | F4 | Commercial | Lodging | Existing | Food Preparation | Natural Gas | Range | E10 | Utility - Cost of Equipment | 0 | 0 | 0 | 0 | 0 | 0 | 0 | 0 | 0 | 0 | 0 | 0 | 0 | 0 | 0 | 0 | 0 | 0 | 0 | 0 | 0 | 0 | 0 | 0 | 0 | 0 | 0 | 0 | 0 | 0 | 0 | 0 | 0
F5_Commercial_Lodging_Existing_Food Preparation_Natural Gas_Range_E1 | F5 | Commercial | Lodging | Existing | Food Preparation | Natural Gas | Range | E1 | Utility - Cost of Operation | 0.11081 | 0.11081 | 0.11081 | 0.11081 | 0.11081 | 0.11081 | 0.11081 | 0.11081 | 0.11081 | 0.11081 | 0.11081 | 0.11081 | 0.11081 | 0.11081 | 0.11081 | 0.11081 | 0.11081 | 0.11081 | 0.11081 | 0.11081 | 0.11081 | 0.11081 | 0.11081 | 0.11081 | 0.11081 | 0.11081 | 0.11081 | 0.11081 | 0.11081 | 0.11081 | 0.11081 | 0.11081 | 0.11081
F5_Commercial_Lodging_Existing_Food Preparation_Natural Gas_Range_E2 | F5 | Commercial | Lodging | Existing | Food Preparation | Natural Gas | Range | E2 | Utility - Cost of Operation | 0.11083 | 0.11083 | 0.11083 | 0.11083 | 0.11083 | 0.11083 | 0.11083 | 0.11083 | 0.11083 | 0.11083 | 0.11083 | 0.11083 | 0.11083 | 0.11083 | 0.11083 | 0.11083 | 0.11083 | 0.11083 | 0.11083 | 0.11083 | 0.11083 | 0.11083 | 0.11083 | 0.11083 | 0.11083 | 0.11083 | 0.11083 | 0.11083 | 0.11083 | 0.11083 | 0.11083 | 0.11083 | 0.11083
F5_Commercial_Lodging_Existing_Food Preparation_Natural Gas_Range_E3 | F5 | Commercial | Lodging | Existing | Food Preparation | Natural Gas | Range | E3 | Utility - Cost of Operation | 0 | 0 | 0 | 0 | 0 | 0 | 0 | 0 | 0 | 0 | 0 | 0 | 0 | 0 | 0 | 0 | 0 | 0 | 0 | 0 | 0 | 0 | 0 | 0 | 0 | 0 | 0 | 0 | 0 | 0 | 0 | 0 | 0
F5_Commercial_Lodging_Existing_Food Preparation_Natural Gas_Range_E4 | F5 | Commercial | Lodging | Existing | Food Preparation | Natural Gas | Range | E4 | Utility - Cost of Operation | 0 | 0 | 0 | 0 | 0 | 0 | 0 | 0 | 0 | 0 | 0 | 0 | 0 | 0 | 0 | 0 | 0 | 0 | 0 | 0 | 0 | 0 | 0 | 0 | 0 | 0 | 0 | 0 | 0 | 0 | 0 | 0 | 0
F5_Commercial_Lodging_Existing_Food Preparation_Natural Gas_Range_E5 | F5 | Commercial | Lodging | Existing | Food Preparation | Natural Gas | Range | E5 | Utility - Cost of Operation | 0 | 0 | 0 | 0 | 0 | 0 | 0 | 0 | 0 | 0 | 0 | 0 | 0 | 0 | 0 | 0 | 0 | 0 | 0 | 0 | 0 | 0 | 0 | 0 | 0 | 0 | 0 | 0 | 0 | 0 | 0 | 0 | 0
F5_Commercial_Lodging_Existing_Food Preparation_Natural Gas_Range_E6 | F5 | Commercial | Lodging | Existing | Food Preparation | Natural Gas | Range | E6 | Utility - Cost of Operation | 0 | 0 | 0 | 0 | 0 | 0 | 0 | 0 | 0 | 0 | 0 | 0 | 0 | 0 | 0 | 0 | 0 | 0 | 0 | 0 | 0 | 0 | 0 | 0 | 0 | 0 | 0 | 0 | 0 | 0 | 0 | 0 | 0
F5_Commercial_Lodging_Existing_Food Preparation_Natural Gas_Range_E7 | F5 | Commercial | Lodging | Existing | Food Preparation | Natural Gas | Range | E7 | Utility - Cost of Operation | 0 | 0 | 0 | 0 | 0 | 0 | 0 | 0 | 0 | 0 | 0 | 0 | 0 | 0 | 0 | 0 | 0 | 0 | 0 | 0 | 0 | 0 | 0 | 0 | 0 | 0 | 0 | 0 | 0 | 0 | 0 | 0 | 0
F5_Commercial_Lodging_Existing_Food Preparation_Natural Gas_Range_E8 | F5 | Commercial | Lodging | Existing | Food Preparation | Natural Gas | Range | E8 | Utility - Cost of Operation | 0 | 0 | 0 | 0 | 0 | 0 | 0 | 0 | 0 | 0 | 0 | 0 | 0 | 0 | 0 | 0 | 0 | 0 | 0 | 0 | 0 | 0 | 0 | 0 | 0 | 0 | 0 | 0 | 0 | 0 | 0 | 0 | 0
F5_Commercial_Lodging_Existing_Food Preparation_Natural Gas_Range_E9 | F5 | Commercial | Lodging | Existing | Food Preparation | Natural Gas | Range | E9 | Utility - Cost of Operation | 0 | 0 | 0 | 0 | 0 | 0 | 0 | 0 | 0 | 0 | 0 | 0 | 0 | 0 | 0 | 0 | 0 | 0 | 0 | 0 | 0 | 0 | 0 | 0 | 0 | 0 | 0 | 0 | 0 | 0 | 0 | 0 | 0
F5_Commercial_Lodging_Existing_Food Preparation_Natural Gas_Range_E10 | F5 | Commercial | Lodging | Existing | Food Preparation | Natural Gas | Range | E10 | Utility - Cost of Operation | 0 | 0 | 0 | 0 | 0 | 0 | 0 | 0 | 0 | 0 | 0 | 0 | 0 | 0 | 0 | 0 | 0 | 0 | 0 | 0 | 0 | 0 | 0 | 0 | 0 | 0 | 0 | 0 | 0 | 0 | 0 | 0 | 0
F6_Commercial_Lodging_Existing_Food Preparation_Natural Gas_Range_E1 | F6 | Commercial | Lodging | Existing | Food Preparation | Natural Gas | Range | E1 | Utility - Value of Sales | 0.1354 | 0.1354 | 0.1354 | 0.1354 | 0.1354 | 0.1354 | 0.1354 | 0.1354 | 0.1354 | 0.1354 | 0.1354 | 0.1354 | 0.1354 | 0.1354 | 0.1354 | 0.1354 | 0.1354 | 0.1354 | 0.1354 | 0.1354 | 0.1354 | 0.1354 | 0.1354 | 0.1354 | 0.1354 | 0.1354 | 0.1354 | 0.1354 | 0.1354 | 0.1354 | 0.1354 | 0.1354 | 0.1354
F6_Commercial_Lodging_Existing_Food Preparation_Natural Gas_Range_E2 | F6 | Commercial | Lodging | Existing | Food Preparation | Natural Gas | Range | E2 | Utility - Value of Sales | 0.10155 | 0.10155 | 0.10155 | 0.10155 | 0.10155 | 0.10155 | 0.10155 | 0.10155 | 0.10155 | 0.10155 | 0.10155 | 0.10155 | 0.10155 | 0.10155 | 0.10155 | 0.10155 | 0.10155 | 0.10155 | 0.10155 | 0.10155 | 0.10155 | 0.10155 | 0.10155 | 0.10155 | 0.10155 | 0.10155 | 0.10155 | 0.10155 | 0.10155 | 0.10155 | 0.10155 | 0.10155 | 0.10155
F6_Commercial_Lodging_Existing_Food Preparation_Natural Gas_Range_E3 | F6 | Commercial | Lodging | Existing | Food Preparation | Natural Gas | Range | E3 | Utility - Value of Sales | 0 | 0 | 0 | 0 | 0 | 0 | 0 | 0 | 0 | 0 | 0 | 0 | 0 | 0 | 0 | 0 | 0 | 0 | 0 | 0 | 0 | 0 | 0 | 0 | 0 | 0 | 0 | 0 | 0 | 0 | 0 | 0 | 0
F6_Commercial_Lodging_Existing_Food Preparation_Natural Gas_Range_E4 | F6 | Commercial | Lodging | Existing | Food Preparation | Natural Gas | Range | E4 | Utility - Value of Sales | 0 | 0 | 0 | 0 | 0 | 0 | 0 | 0 | 0 | 0 | 0 | 0 | 0 | 0 | 0 | 0 | 0 | 0 | 0 | 0 | 0 | 0 | 0 | 0 | 0 | 0 | 0 | 0 | 0 | 0 | 0 | 0 | 0
F6_Commercial_Lodging_Existing_Food Preparation_Natural Gas_Range_E5 | F6 | Commercial | Lodging | Existing | Food Preparation | Natural Gas | Range | E5 | Utility - Value of Sales | 0 | 0 | 0 | 0 | 0 | 0 | 0 | 0 | 0 | 0 | 0 | 0 | 0 | 0 | 0 | 0 | 0 | 0 | 0 | 0 | 0 | 0 | 0 | 0 | 0 | 0 | 0 | 0 | 0 | 0 | 0 | 0 | 0
F6_Commercial_Lodging_Existing_Food Preparation_Natural Gas_Range_E6 | F6 | Commercial | Lodging | Existing | Food Preparation | Natural Gas | Range | E6 | Utility - Value of Sales | 0 | 0 | 0 | 0 | 0 | 0 | 0 | 0 | 0 | 0 | 0 | 0 | 0 | 0 | 0 | 0 | 0 | 0 | 0 | 0 | 0 | 0 | 0 | 0 | 0 | 0 | 0 | 0 | 0 | 0 | 0 | 0 | 0
F6_Commercial_Lodging_Existing_Food Preparation_Natural Gas_Range_E7 | F6 | Commercial | Lodging | Existing | Food Preparation | Natural Gas | Range | E7 | Utility - Value of Sales | 0 | 0 | 0 | 0 | 0 | 0 | 0 | 0 | 0 | 0 | 0 | 0 | 0 | 0 | 0 | 0 | 0 | 0 | 0 | 0 | 0 | 0 | 0 | 0 | 0 | 0 | 0 | 0 | 0 | 0 | 0 | 0 | 0
F6_Commercial_Lodging_Existing_Food Preparation_Natural Gas_Range_E8 | F6 | Commercial | Lodging | Existing | Food Preparation | Natural Gas | Range | E8 | Utility - Value of Sales | 0 | 0 | 0 | 0 | 0 | 0 | 0 | 0 | 0 | 0 | 0 | 0 | 0 | 0 | 0 | 0 | 0 | 0 | 0 | 0 | 0 | 0 | 0 | 0 | 0 | 0 | 0 | 0 | 0 | 0 | 0 | 0 | 0
F6_Commercial_Lodging_Existing_Food Preparation_Natural Gas_Range_E9 | F6 | Commercial | Lodging | Existing | Food Preparation | Natural Gas | Range | E9 | Utility - Value of Sales | 0 | 0 | 0 | 0 | 0 | 0 | 0 | 0 | 0 | 0 | 0 | 0 | 0 | 0 | 0 | 0 | 0 | 0 | 0 | 0 | 0 | 0 | 0 | 0 | 0 | 0 | 0 | 0 | 0 | 0 | 0 | 0 | 0
F6_Commercial_Lodging_Existing_Food Preparation_Natural Gas_Range_E10 | F6 | Commercial | Lodging | Existing | Food Preparation | Natural Gas | Range | E10 | Utility - Value of Sales | 0 | 0 | 0 | 0 | 0 | 0 | 0 | 0 | 0 | 0 | 0 | 0 | 0 | 0 | 0 | 0 | 0 | 0 | 0 | 0 | 0 | 0 | 0 | 0 | 0 | 0 | 0 | 0 | 0 | 0 | 0 | 0 | 0
F1_Commercial_Lodging_Existing_Food Preparation_Natural Gas_Steamer_E1 | F1 | Commercial | Lodging | Existing | Food Preparation | Natural Gas | Steamer | E1 | RVT - Cost of Equipment | 0.37682 | 0.37957 | 0.38269 | 0 | 0 | 0 | 0 | 0 | 0 | 0 | 0 | 0 | 0 | 0 | 0 | 0 | 0 | 0 | 0 | 0 | 0 | 0 | 0 | 0 | 0 | 0 | 0 | 0 | 0 | 0 | 0 | 0 | 0
F1_Commercial_Lodging_Existing_Food Preparation_Natural Gas_Steamer_E2 | F1 | Commercial | Lodging | Existing | Food Preparation | Natural Gas | Steamer | E2 | RVT - Cost of Equipment | 0.16347 | 0.16466 | 0.16602 | 0.16753 | 0.16928 | 0.1713 | 0.17297 | 0.1746 | 0.17625 | 0.17795 | 0.17956 | 0.18102 | 0.18249 | 0.18402 | 0.18569 | 0.18732 | 0.18907 | 0.19094 | 0.1929 | 0.1949 | 0.1969 | 0.19875 | 0.20042 | 0.20193 | 0.20325 | 0.20438 | 0.20516 | 0.20575 | 0.20625 | 0.20668 | 0.20711 | 0.2073 | 0.2073
F1_Commercial_Lodging_Existing_Food Preparation_Natural Gas_Steamer_E3 | F1 | Commercial | Lodging | Existing | Food Preparation | Natural Gas | Steamer | E3 | RVT - Cost of Equipment | 0 | 0 | 0 | 0 | 0 | 0 | 0 | 0 | 0 | 0 | 0 | 0 | 0 | 0 | 0 | 0 | 0 | 0 | 0 | 0 | 0 | 0 | 0 | 0 | 0 | 0 | 0 | 0 | 0 | 0 | 0 | 0 | 0
F1_Commercial_Lodging_Existing_Food Preparation_Natural Gas_Steamer_E4 | F1 | Commercial | Lodging | Existing | Food Preparation | Natural Gas | Steamer | E4 | RVT - Cost of Equipment | 0 | 0 | 0 | 0 | 0 | 0 | 0 | 0 | 0 | 0 | 0 | 0 | 0 | 0 | 0 | 0 | 0 | 0 | 0 | 0 | 0 | 0 | 0 | 0 | 0 | 0 | 0 | 0 | 0 | 0 | 0 | 0 | 0
F1_Commercial_Lodging_Existing_Food Preparation_Natural Gas_Steamer_E5 | F1 | Commercial | Lodging | Existing | Food Preparation | Natural Gas | Steamer | E5 | RVT - Cost of Equipment | 0 | 0 | 0 | 0 | 0 | 0 | 0 | 0 | 0 | 0 | 0 | 0 | 0 | 0 | 0 | 0 | 0 | 0 | 0 | 0 | 0 | 0 | 0 | 0 | 0 | 0 | 0 | 0 | 0 | 0 | 0 | 0 | 0
F1_Commercial_Lodging_Existing_Food Preparation_Natural Gas_Steamer_E6 | F1 | Commercial | Lodging | Existing | Food Preparation | Natural Gas | Steamer | E6 | RVT - Cost of Equipment | 0 | 0 | 0 | 0 | 0 | 0 | 0 | 0 | 0 | 0 | 0 | 0 | 0 | 0 | 0 | 0 | 0 | 0 | 0 | 0 | 0 | 0 | 0 | 0 | 0 | 0 | 0 | 0 | 0 | 0 | 0 | 0 | 0
F1_Commercial_Lodging_Existing_Food Preparation_Natural Gas_Steamer_E7 | F1 | Commercial | Lodging | Existing | Food Preparation | Natural Gas | Steamer | E7 | RVT - Cost of Equipment | 0 | 0 | 0 | 0 | 0 | 0 | 0 | 0 | 0 | 0 | 0 | 0 | 0 | 0 | 0 | 0 | 0 | 0 | 0 | 0 | 0 | 0 | 0 | 0 | 0 | 0 | 0 | 0 | 0 | 0 | 0 | 0 | 0
F1_Commercial_Lodging_Existing_Food Preparation_Natural Gas_Steamer_E8 | F1 | Commercial | Lodging | Existing | Food Preparation | Natural Gas | Steamer | E8 | RVT - Cost of Equipment | 0 | 0 | 0 | 0 | 0 | 0 | 0 | 0 | 0 | 0 | 0 | 0 | 0 | 0 | 0 | 0 | 0 | 0 | 0 | 0 | 0 | 0 | 0 | 0 | 0 | 0 | 0 | 0 | 0 | 0 | 0 | 0 | 0
F1_Commercial_Lodging_Existing_Food Preparation_Natural Gas_Steamer_E9 | F1 | Commercial | Lodging | Existing | Food Preparation | Natural Gas | Steamer | E9 | RVT - Cost of Equipment | 0 | 0 | 0 | 0 | 0 | 0 | 0 | 0 | 0 | 0 | 0 | 0 | 0 | 0 | 0 | 0 | 0 | 0 | 0 | 0 | 0 | 0 | 0 | 0 | 0 | 0 | 0 | 0 | 0 | 0 | 0 | 0 | 0
F1_Commercial_Lodging_Existing_Food Preparation_Natural Gas_Steamer_E10 | F1 | Commercial | Lodging | Existing | Food Preparation | Natural Gas | Steamer | E10 | RVT - Cost of Equipment | 0 | 0 | 0 | 0 | 0 | 0 | 0 | 0 | 0 | 0 | 0 | 0 | 0 | 0 | 0 | 0 | 0 | 0 | 0 | 0 | 0 | 0 | 0 | 0 | 0 | 0 | 0 | 0 | 0 | 0 | 0 | 0 | 0
F2_Commercial_Lodging_Existing_Food Preparation_Natural Gas_Steamer_E1 | F2 | Commercial | Lodging | Existing | Food Preparation | Natural Gas | Steamer | E1 | RVT - Cost of Operation | 0.45146 | 0.45475 | 0.45849 | 0 | 0 | 0 | 0 | 0 | 0 | 0 | 0 | 0 | 0 | 0 | 0 | 0 | 0 | 0 | 0 | 0 | 0 | 0 | 0 | 0 | 0 | 0 | 0 | 0 | 0 | 0 | 0 | 0 | 0
F2_Commercial_Lodging_Existing_Food Preparation_Natural Gas_Steamer_E2 | F2 | Commercial | Lodging | Existing | Food Preparation | Natural Gas | Steamer | E2 | RVT - Cost of Operation | 0.19585 | 0.19728 | 0.1989 | 0.20072 | 0.2028 | 0.20523 | 0.20723 | 0.20918 | 0.21115 | 0.21319 | 0.21512 | 0.21687 | 0.21864 | 0.22046 | 0.22247 | 0.22442 | 0.22652 | 0.22875 | 0.2311 | 0.2335 | 0.23589 | 0.23811 | 0.24012 | 0.24193 | 0.2435 | 0.24486 | 0.2458 | 0.2465 | 0.2471 | 0.24762 | 0.24813 | 0.24836 | 0.24836
F2_Commercial_Lodging_Existing_Food Preparation_Natural Gas_Steamer_E3 | F2 | Commercial | Lodging | Existing | Food Preparation | Natural Gas | Steamer | E3 | RVT - Cost of Operation | 0 | 0 | 0 | 0 | 0 | 0 | 0 | 0 | 0 | 0 | 0 | 0 | 0 | 0 | 0 | 0 | 0 | 0 | 0 | 0 | 0 | 0 | 0 | 0 | 0 | 0 | 0 | 0 | 0 | 0 | 0 | 0 | 0
F2_Commercial_Lodging_Existing_Food Preparation_Natural Gas_Steamer_E4 | F2 | Commercial | Lodging | Existing | Food Preparation | Natural Gas | Steamer | E4 | RVT - Cost of Operation | 0 | 0 | 0 | 0 | 0 | 0 | 0 | 0 | 0 | 0 | 0 | 0 | 0 | 0 | 0 | 0 | 0 | 0 | 0 | 0 | 0 | 0 | 0 | 0 | 0 | 0 | 0 | 0 | 0 | 0 | 0 | 0 | 0
F2_Commercial_Lodging_Existing_Food Preparation_Natural Gas_Steamer_E5 | F2 | Commercial | Lodging | Existing | Food Preparation | Natural Gas | Steamer | E5 | RVT - Cost of Operation | 0 | 0 | 0 | 0 | 0 | 0 | 0 | 0 | 0 | 0 | 0 | 0 | 0 | 0 | 0 | 0 | 0 | 0 | 0 | 0 | 0 | 0 | 0 | 0 | 0 | 0 | 0 | 0 | 0 | 0 | 0 | 0 | 0
F2_Commercial_Lodging_Existing_Food Preparation_Natural Gas_Steamer_E6 | F2 | Commercial | Lodging | Existing | Food Preparation | Natural Gas | Steamer | E6 | RVT - Cost of Operation | 0 | 0 | 0 | 0 | 0 | 0 | 0 | 0 | 0 | 0 | 0 | 0 | 0 | 0 | 0 | 0 | 0 | 0 | 0 | 0 | 0 | 0 | 0 | 0 | 0 | 0 | 0 | 0 | 0 | 0 | 0 | 0 | 0
F2_Commercial_Lodging_Existing_Food Preparation_Natural Gas_Steamer_E7 | F2 | Commercial | Lodging | Existing | Food Preparation | Natural Gas | Steamer | E7 | RVT - Cost of Operation | 0 | 0 | 0 | 0 | 0 | 0 | 0 | 0 | 0 | 0 | 0 | 0 | 0 | 0 | 0 | 0 | 0 | 0 | 0 | 0 | 0 | 0 | 0 | 0 | 0 | 0 | 0 | 0 | 0 | 0 | 0 | 0 | 0
F2_Commercial_Lodging_Existing_Food Preparation_Natural Gas_Steamer_E8 | F2 | Commercial | Lodging | Existing | Food Preparation | Natural Gas | Steamer | E8 | RVT - Cost of Operation | 0 | 0 | 0 | 0 | 0 | 0 | 0 | 0 | 0 | 0 | 0 | 0 | 0 | 0 | 0 | 0 | 0 | 0 | 0 | 0 | 0 | 0 | 0 | 0 | 0 | 0 | 0 | 0 | 0 | 0 | 0 | 0 | 0
F2_Commercial_Lodging_Existing_Food Preparation_Natural Gas_Steamer_E9 | F2 | Commercial | Lodging | Existing | Food Preparation | Natural Gas | Steamer | E9 | RVT - Cost of Operation | 0 | 0 | 0 | 0 | 0 | 0 | 0 | 0 | 0 | 0 | 0 | 0 | 0 | 0 | 0 | 0 | 0 | 0 | 0 | 0 | 0 | 0 | 0 | 0 | 0 | 0 | 0 | 0 | 0 | 0 | 0 | 0 | 0
F2_Commercial_Lodging_Existing_Food Preparation_Natural Gas_Steamer_E10 | F2 | Commercial | Lodging | Existing | Food Preparation | Natural Gas | Steamer | E10 | RVT - Cost of Operation | 0 | 0 | 0 | 0 | 0 | 0 | 0 | 0 | 0 | 0 | 0 | 0 | 0 | 0 | 0 | 0 | 0 | 0 | 0 | 0 | 0 | 0 | 0 | 0 | 0 | 0 | 0 | 0 | 0 | 0 | 0 | 0 | 0
F3_Commercial_Lodging_Existing_Food Preparation_Natural Gas_Steamer_E1 | F3 | Commercial | Lodging | Existing | Food Preparation | Natural Gas | Steamer | E1 | System - kBTUs of Consumption | 0.2856 | 0.2856 | 0.2856 | 0 | 0 | 0 | 0 | 0 | 0 | 0 | 0 | 0 | 0 | 0 | 0 | 0 | 0 | 0 | 0 | 0 | 0 | 0 | 0 | 0 | 0 | 0 | 0 | 0 | 0 | 0 | 0 | 0 | 0
F3_Commercial_Lodging_Existing_Food Preparation_Natural Gas_Steamer_E2 | F3 | Commercial | Lodging | Existing | Food Preparation | Natural Gas | Steamer | E2 | System - kBTUs of Consumption | 0.33458 | 0.33458 | 0.33458 | 0.33458 | 0.33458 | 0.33458 | 0.33458 | 0.33458 | 0.33458 | 0.33458 | 0.33458 | 0.33458 | 0.33458 | 0.33458 | 0.33458 | 0.33458 | 0.33458 | 0.33458 | 0.33458 | 0.33458 | 0.33458 | 0.33458 | 0.33458 | 0.33458 | 0.33458 | 0.33458 | 0.33458 | 0.33458 | 0.33458 | 0.33458 | 0.33458 | 0.33458 | 0.33458
F3_Commercial_Lodging_Existing_Food Preparation_Natural Gas_Steamer_E3 | F3 | Commercial | Lodging | Existing | Food Preparation | Natural Gas | Steamer | E3 | System - kBTUs of Consumption | 0 | 0 | 0 | 0 | 0 | 0 | 0 | 0 | 0 | 0 | 0 | 0 | 0 | 0 | 0 | 0 | 0 | 0 | 0 | 0 | 0 | 0 | 0 | 0 | 0 | 0 | 0 | 0 | 0 | 0 | 0 | 0 | 0
F3_Commercial_Lodging_Existing_Food Preparation_Natural Gas_Steamer_E4 | F3 | Commercial | Lodging | Existing | Food Preparation | Natural Gas | Steamer | E4 | System - kBTUs of Consumption | 0 | 0 | 0 | 0 | 0 | 0 | 0 | 0 | 0 | 0 | 0 | 0 | 0 | 0 | 0 | 0 | 0 | 0 | 0 | 0 | 0 | 0 | 0 | 0 | 0 | 0 | 0 | 0 | 0 | 0 | 0 | 0 | 0
F3_Commercial_Lodging_Existing_Food Preparation_Natural Gas_Steamer_E5 | F3 | Commercial | Lodging | Existing | Food Preparation | Natural Gas | Steamer | E5 | System - kBTUs of Consumption | 0 | 0 | 0 | 0 | 0 | 0 | 0 | 0 | 0 | 0 | 0 | 0 | 0 | 0 | 0 | 0 | 0 | 0 | 0 | 0 | 0 | 0 | 0 | 0 | 0 | 0 | 0 | 0 | 0 | 0 | 0 | 0 | 0
F3_Commercial_Lodging_Existing_Food Preparation_Natural Gas_Steamer_E6 | F3 | Commercial | Lodging | Existing | Food Preparation | Natural Gas | Steamer | E6 | System - kBTUs of Consumption | 0 | 0 | 0 | 0 | 0 | 0 | 0 | 0 | 0 | 0 | 0 | 0 | 0 | 0 | 0 | 0 | 0 | 0 | 0 | 0 | 0 | 0 | 0 | 0 | 0 | 0 | 0 | 0 | 0 | 0 | 0 | 0 | 0
F3_Commercial_Lodging_Existing_Food Preparation_Natural Gas_Steamer_E7 | F3 | Commercial | Lodging | Existing | Food Preparation | Natural Gas | Steamer | E7 | System - kBTUs of Consumption | 0 | 0 | 0 | 0 | 0 | 0 | 0 | 0 | 0 | 0 | 0 | 0 | 0 | 0 | 0 | 0 | 0 | 0 | 0 | 0 | 0 | 0 | 0 | 0 | 0 | 0 | 0 | 0 | 0 | 0 | 0 | 0 | 0
F3_Commercial_Lodging_Existing_Food Preparation_Natural Gas_Steamer_E8 | F3 | Commercial | Lodging | Existing | Food Preparation | Natural Gas | Steamer | E8 | System - kBTUs of Consumption | 0 | 0 | 0 | 0 | 0 | 0 | 0 | 0 | 0 | 0 | 0 | 0 | 0 | 0 | 0 | 0 | 0 | 0 | 0 | 0 | 0 | 0 | 0 | 0 | 0 | 0 | 0 | 0 | 0 | 0 | 0 | 0 | 0
F3_Commercial_Lodging_Existing_Food Preparation_Natural Gas_Steamer_E9 | F3 | Commercial | Lodging | Existing | Food Preparation | Natural Gas | Steamer | E9 | System - kBTUs of Consumption | 0 | 0 | 0 | 0 | 0 | 0 | 0 | 0 | 0 | 0 | 0 | 0 | 0 | 0 | 0 | 0 | 0 | 0 | 0 | 0 | 0 | 0 | 0 | 0 | 0 | 0 | 0 | 0 | 0 | 0 | 0 | 0 | 0
F3_Commercial_Lodging_Existing_Food Preparation_Natural Gas_Steamer_E10 | F3 | Commercial | Lodging | Existing | Food Preparation | Natural Gas | Steamer | E10 | System - kBTUs of Consumption | 0 | 0 | 0 | 0 | 0 | 0 | 0 | 0 | 0 | 0 | 0 | 0 | 0 | 0 | 0 | 0 | 0 | 0 | 0 | 0 | 0 | 0 | 0 | 0 | 0 | 0 | 0 | 0 | 0 | 0 | 0 | 0 | 0
F4_Commercial_Lodging_Existing_Food Preparation_Natural Gas_Steamer_E1 | F4 | Commercial | Lodging | Existing | Food Preparation | Natural Gas | Steamer | E1 | Utility - Cost of Equipment | 0.45146 | 0.45475 | 0.45849 | 0 | 0 | 0 | 0 | 0 | 0 | 0 | 0 | 0 | 0 | 0 | 0 | 0 | 0 | 0 | 0 | 0 | 0 | 0 | 0 | 0 | 0 | 0 | 0 | 0 | 0 | 0 | 0 | 0 | 0
F4_Commercial_Lodging_Existing_Food Preparation_Natural Gas_Steamer_E2 | F4 | Commercial | Lodging | Existing | Food Preparation | Natural Gas | Steamer | E2 | Utility - Cost of Equipment | 0.19585 | 0.19728 | 0.1989 | 0.20072 | 0.2028 | 0.20523 | 0.20723 | 0.20918 | 0.21115 | 0.21319 | 0.21512 | 0.21687 | 0.21864 | 0.22046 | 0.22247 | 0.22442 | 0.22652 | 0.22875 | 0.2311 | 0.2335 | 0.23589 | 0.23811 | 0.24012 | 0.24193 | 0.2435 | 0.24486 | 0.2458 | 0.2465 | 0.2471 | 0.24762 | 0.24813 | 0.24836 | 0.24836
F4_Commercial_Lodging_Existing_Food Preparation_Natural Gas_Steamer_E3 | F4 | Commercial | Lodging | Existing | Food Preparation | Natural Gas | Steamer | E3 | Utility - Cost of Equipment | 0 | 0 | 0 | 0 | 0 | 0 | 0 | 0 | 0 | 0 | 0 | 0 | 0 | 0 | 0 | 0 | 0 | 0 | 0 | 0 | 0 | 0 | 0 | 0 | 0 | 0 | 0 | 0 | 0 | 0 | 0 | 0 | 0
F4_Commercial_Lodging_Existing_Food Preparation_Natural Gas_Steamer_E4 | F4 | Commercial | Lodging | Existing | Food Preparation | Natural Gas | Steamer | E4 | Utility - Cost of Equipment | 0 | 0 | 0 | 0 | 0 | 0 | 0 | 0 | 0 | 0 | 0 | 0 | 0 | 0 | 0 | 0 | 0 | 0 | 0 | 0 | 0 | 0 | 0 | 0 | 0 | 0 | 0 | 0 | 0 | 0 | 0 | 0 | 0
F4_Commercial_Lodging_Existing_Food Preparation_Natural Gas_Steamer_E5 | F4 | Commercial | Lodging | Existing | Food Preparation | Natural Gas | Steamer | E5 | Utility - Cost of Equipment | 0 | 0 | 0 | 0 | 0 | 0 | 0 | 0 | 0 | 0 | 0 | 0 | 0 | 0 | 0 | 0 | 0 | 0 | 0 | 0 | 0 | 0 | 0 | 0 | 0 | 0 | 0 | 0 | 0 | 0 | 0 | 0 | 0
F4_Commercial_Lodging_Existing_Food Preparation_Natural Gas_Steamer_E6 | F4 | Commercial | Lodging | Existing | Food Preparation | Natural Gas | Steamer | E6 | Utility - Cost of Equipment | 0 | 0 | 0 | 0 | 0 | 0 | 0 | 0 | 0 | 0 | 0 | 0 | 0 | 0 | 0 | 0 | 0 | 0 | 0 | 0 | 0 | 0 | 0 | 0 | 0 | 0 | 0 | 0 | 0 | 0 | 0 | 0 | 0
F4_Commercial_Lodging_Existing_Food Preparation_Natural Gas_Steamer_E7 | F4 | Commercial | Lodging | Existing | Food Preparation | Natural Gas | Steamer | E7 | Utility - Cost of Equipment | 0 | 0 | 0 | 0 | 0 | 0 | 0 | 0 | 0 | 0 | 0 | 0 | 0 | 0 | 0 | 0 | 0 | 0 | 0 | 0 | 0 | 0 | 0 | 0 | 0 | 0 | 0 | 0 | 0 | 0 | 0 | 0 | 0
F4_Commercial_Lodging_Existing_Food Preparation_Natural Gas_Steamer_E8 | F4 | Commercial | Lodging | Existing | Food Preparation | Natural Gas | Steamer | E8 | Utility - Cost of Equipment | 0 | 0 | 0 | 0 | 0 | 0 | 0 | 0 | 0 | 0 | 0 | 0 | 0 | 0 | 0 | 0 | 0 | 0 | 0 | 0 | 0 | 0 | 0 | 0 | 0 | 0 | 0 | 0 | 0 | 0 | 0 | 0 | 0
F4_Commercial_Lodging_Existing_Food Preparation_Natural Gas_Steamer_E9 | F4 | Commercial | Lodging | Existing | Food Preparation | Natural Gas | Steamer | E9 | Utility - Cost of Equipment | 0 | 0 | 0 | 0 | 0 | 0 | 0 | 0 | 0 | 0 | 0 | 0 | 0 | 0 | 0 | 0 | 0 | 0 | 0 | 0 | 0 | 0 | 0 | 0 | 0 | 0 | 0 | 0 | 0 | 0 | 0 | 0 | 0
F4_Commercial_Lodging_Existing_Food Preparation_Natural Gas_Steamer_E10 | F4 | Commercial | Lodging | Existing | Food Preparation | Natural Gas | Steamer | E10 | Utility - Cost of Equipment | 0 | 0 | 0 | 0 | 0 | 0 | 0 | 0 | 0 | 0 | 0 | 0 | 0 | 0 | 0 | 0 | 0 | 0 | 0 | 0 | 0 | 0 | 0 | 0 | 0 | 0 | 0 | 0 | 0 | 0 | 0 | 0 | 0
F5_Commercial_Lodging_Existing_Food Preparation_Natural Gas_Steamer_E1 | F5 | Commercial | Lodging | Existing | Food Preparation | Natural Gas | Steamer | E1 | Utility - Cost of Operation | 0.2856 | 0.2856 | 0.2856 | 0 | 0 | 0 | 0 | 0 | 0 | 0 | 0 | 0 | 0 | 0 | 0 | 0 | 0 | 0 | 0 | 0 | 0 | 0 | 0 | 0 | 0 | 0 | 0 | 0 | 0 | 0 | 0 | 0 | 0
F5_Commercial_Lodging_Existing_Food Preparation_Natural Gas_Steamer_E2 | F5 | Commercial | Lodging | Existing | Food Preparation | Natural Gas | Steamer | E2 | Utility - Cost of Operation | 0.33458 | 0.33458 | 0.33458 | 0.33458 | 0.33458 | 0.33458 | 0.33458 | 0.33458 | 0.33458 | 0.33458 | 0.33458 | 0.33458 | 0.33458 | 0.33458 | 0.33458 | 0.33458 | 0.33458 | 0.33458 | 0.33458 | 0.33458 | 0.33458 | 0.33458 | 0.33458 | 0.33458 | 0.33458 | 0.33458 | 0.33458 | 0.33458 | 0.33458 | 0.33458 | 0.33458 | 0.33458 | 0.33458
F5_Commercial_Lodging_Existing_Food Preparation_Natural Gas_Steamer_E3 | F5 | Commercial | Lodging | Existing | Food Preparation | Natural Gas | Steamer | E3 | Utility - Cost of Operation | 0 | 0 | 0 | 0 | 0 | 0 | 0 | 0 | 0 | 0 | 0 | 0 | 0 | 0 | 0 | 0 | 0 | 0 | 0 | 0 | 0 | 0 | 0 | 0 | 0 | 0 | 0 | 0 | 0 | 0 | 0 | 0 | 0
F5_Commercial_Lodging_Existing_Food Preparation_Natural Gas_Steamer_E4 | F5 | Commercial | Lodging | Existing | Food Preparation | Natural Gas | Steamer | E4 | Utility - Cost of Operation | 0 | 0 | 0 | 0 | 0 | 0 | 0 | 0 | 0 | 0 | 0 | 0 | 0 | 0 | 0 | 0 | 0 | 0 | 0 | 0 | 0 | 0 | 0 | 0 | 0 | 0 | 0 | 0 | 0 | 0 | 0 | 0 | 0
F5_Commercial_Lodging_Existing_Food Preparation_Natural Gas_Steamer_E5 | F5 | Commercial | Lodging | Existing | Food Preparation | Natural Gas | Steamer | E5 | Utility - Cost of Operation | 0 | 0 | 0 | 0 | 0 | 0 | 0 | 0 | 0 | 0 | 0 | 0 | 0 | 0 | 0 | 0 | 0 | 0 | 0 | 0 | 0 | 0 | 0 | 0 | 0 | 0 | 0 | 0 | 0 | 0 | 0 | 0 | 0
F5_Commercial_Lodging_Existing_Food Preparation_Natural Gas_Steamer_E6 | F5 | Commercial | Lodging | Existing | Food Preparation | Natural Gas | Steamer | E6 | Utility - Cost of Operation | 0 | 0 | 0 | 0 | 0 | 0 | 0 | 0 | 0 | 0 | 0 | 0 | 0 | 0 | 0 | 0 | 0 | 0 | 0 | 0 | 0 | 0 | 0 | 0 | 0 | 0 | 0 | 0 | 0 | 0 | 0 | 0 | 0
F5_Commercial_Lodging_Existing_Food Preparation_Natural Gas_Steamer_E7 | F5 | Commercial | Lodging | Existing | Food Preparation | Natural Gas | Steamer | E7 | Utility - Cost of Operation | 0 | 0 | 0 | 0 | 0 | 0 | 0 | 0 | 0 | 0 | 0 | 0 | 0 | 0 | 0 | 0 | 0 | 0 | 0 | 0 | 0 | 0 | 0 | 0 | 0 | 0 | 0 | 0 | 0 | 0 | 0 | 0 | 0
F5_Commercial_Lodging_Existing_Food Preparation_Natural Gas_Steamer_E8 | F5 | Commercial | Lodging | Existing | Food Preparation | Natural Gas | Steamer | E8 | Utility - Cost of Operation | 0 | 0 | 0 | 0 | 0 | 0 | 0 | 0 | 0 | 0 | 0 | 0 | 0 | 0 | 0 | 0 | 0 | 0 | 0 | 0 | 0 | 0 | 0 | 0 | 0 | 0 | 0 | 0 | 0 | 0 | 0 | 0 | 0
F5_Commercial_Lodging_Existing_Food Preparation_Natural Gas_Steamer_E9 | F5 | Commercial | Lodging | Existing | Food Preparation | Natural Gas | Steamer | E9 | Utility - Cost of Operation | 0 | 0 | 0 | 0 | 0 | 0 | 0 | 0 | 0 | 0 | 0 | 0 | 0 | 0 | 0 | 0 | 0 | 0 | 0 | 0 | 0 | 0 | 0 | 0 | 0 | 0 | 0 | 0 | 0 | 0 | 0 | 0 | 0
F5_Commercial_Lodging_Existing_Food Preparation_Natural Gas_Steamer_E10 | F5 | Commercial | Lodging | Existing | Food Preparation | Natural Gas | Steamer | E10 | Utility - Cost of Operation | 0 | 0 | 0 | 0 | 0 | 0 | 0 | 0 | 0 | 0 | 0 | 0 | 0 | 0 | 0 | 0 | 0 | 0 | 0 | 0 | 0 | 0 | 0 | 0 | 0 | 0 | 0 | 0 | 0 | 0 | 0 | 0 | 0
F6_Commercial_Lodging_Existing_Food Preparation_Natural Gas_Steamer_E1 | F6 | Commercial | Lodging | Existing | Food Preparation | Natural Gas | Steamer | E1 | Utility - Value of Sales | 0.26891 | 0.26891 | 0.26891 | 0 | 0 | 0 | 0 | 0 | 0 | 0 | 0 | 0 | 0 | 0 | 0 | 0 | 0 | 0 | 0 | 0 | 0 | 0 | 0 | 0 | 0 | 0 | 0 | 0 | 0 | 0 | 0 | 0 | 0
F6_Commercial_Lodging_Existing_Food Preparation_Natural Gas_Steamer_E2 | F6 | Commercial | Lodging | Existing | Food Preparation | Natural Gas | Steamer | E2 | Utility - Value of Sales | 0.11666 | 0.11666 | 0.11666 | 0.11666 | 0.11666 | 0.11666 | 0.11666 | 0.11666 | 0.11666 | 0.11666 | 0.11666 | 0.11666 | 0.11666 | 0.11666 | 0.11666 | 0.11666 | 0.11666 | 0.11666 | 0.11666 | 0.11666 | 0.11666 | 0.11666 | 0.11666 | 0.11666 | 0.11666 | 0.11666 | 0.11666 | 0.11666 | 0.11666 | 0.11666 | 0.11666 | 0.11666 | 0.11666
F6_Commercial_Lodging_Existing_Food Preparation_Natural Gas_Steamer_E3 | F6 | Commercial | Lodging | Existing | Food Preparation | Natural Gas | Steamer | E3 | Utility - Value of Sales | 0 | 0 | 0 | 0 | 0 | 0 | 0 | 0 | 0 | 0 | 0 | 0 | 0 | 0 | 0 | 0 | 0 | 0 | 0 | 0 | 0 | 0 | 0 | 0 | 0 | 0 | 0 | 0 | 0 | 0 | 0 | 0 | 0
F6_Commercial_Lodging_Existing_Food Preparation_Natural Gas_Steamer_E4 | F6 | Commercial | Lodging | Existing | Food Preparation | Natural Gas | Steamer | E4 | Utility - Value of Sales | 0 | 0 | 0 | 0 | 0 | 0 | 0 | 0 | 0 | 0 | 0 | 0 | 0 | 0 | 0 | 0 | 0 | 0 | 0 | 0 | 0 | 0 | 0 | 0 | 0 | 0 | 0 | 0 | 0 | 0 | 0 | 0 | 0
F6_Commercial_Lodging_Existing_Food Preparation_Natural Gas_Steamer_E5 | F6 | Commercial | Lodging | Existing | Food Preparation | Natural Gas | Steamer | E5 | Utility - Value of Sales | 0 | 0 | 0 | 0 | 0 | 0 | 0 | 0 | 0 | 0 | 0 | 0 | 0 | 0 | 0 | 0 | 0 | 0 | 0 | 0 | 0 | 0 | 0 | 0 | 0 | 0 | 0 | 0 | 0 | 0 | 0 | 0 | 0
F6_Commercial_Lodging_Existing_Food Preparation_Natural Gas_Steamer_E6 | F6 | Commercial | Lodging | Existing | Food Preparation | Natural Gas | Steamer | E6 | Utility - Value of Sales | 0 | 0 | 0 | 0 | 0 | 0 | 0 | 0 | 0 | 0 | 0 | 0 | 0 | 0 | 0 | 0 | 0 | 0 | 0 | 0 | 0 | 0 | 0 | 0 | 0 | 0 | 0 | 0 | 0 | 0 | 0 | 0 | 0
F6_Commercial_Lodging_Existing_Food Preparation_Natural Gas_Steamer_E7 | F6 | Commercial | Lodging | Existing | Food Preparation | Natural Gas | Steamer | E7 | Utility - Value of Sales | 0 | 0 | 0 | 0 | 0 | 0 | 0 | 0 | 0 | 0 | 0 | 0 | 0 | 0 | 0 | 0 | 0 | 0 | 0 | 0 | 0 | 0 | 0 | 0 | 0 | 0 | 0 | 0 | 0 | 0 | 0 | 0 | 0
F6_Commercial_Lodging_Existing_Food Preparation_Natural Gas_Steamer_E8 | F6 | Commercial | Lodging | Existing | Food Preparation | Natural Gas | Steamer | E8 | Utility - Value of Sales | 0 | 0 | 0 | 0 | 0 | 0 | 0 | 0 | 0 | 0 | 0 | 0 | 0 | 0 | 0 | 0 | 0 | 0 | 0 | 0 | 0 | 0 | 0 | 0 | 0 | 0 | 0 | 0 | 0 | 0 | 0 | 0 | 0
F6_Commercial_Lodging_Existing_Food Preparation_Natural Gas_Steamer_E9 | F6 | Commercial | Lodging | Existing | Food Preparation | Natural Gas | Steamer | E9 | Utility - Value of Sales | 0 | 0 | 0 | 0 | 0 | 0 | 0 | 0 | 0 | 0 | 0 | 0 | 0 | 0 | 0 | 0 | 0 | 0 | 0 | 0 | 0 | 0 | 0 | 0 | 0 | 0 | 0 | 0 | 0 | 0 | 0 | 0 | 0
F6_Commercial_Lodging_Existing_Food Preparation_Natural Gas_Steamer_E10 | F6 | Commercial | Lodging | Existing | Food Preparation | Natural Gas | Steamer | E10 | Utility - Value of Sales | 0 | 0 | 0 | 0 | 0 | 0 | 0 | 0 | 0 | 0 | 0 | 0 | 0 | 0 | 0 | 0 | 0 | 0 | 0 | 0 | 0 | 0 | 0 | 0 | 0 | 0 | 0 | 0 | 0 | 0 | 0 | 0 | 0
F1_Commercial_Lodging_Existing_Food Preparation_Natural Gas_Food Prep Other_E1 | F1 | Commercial | Lodging | Existing | Food Preparation | Natural Gas | Food Prep Other | E1 | RVT - Cost of Equipment | 0.067255 | 0.067728 | 0.06829 | 0.068944 | 0.069711 | 0.070611 | 0.071331 | 0.072017 | 0.072691 | 0.073374 | 0.073999 | 0.074546 | 0.075096 | 0.075678 | 0.076351 | 0.077023 | 0.077765 | 0.078576 | 0.079439 | 0.08033 | 0.081237 | 0.082087 | 0.082865 | 0.083574 | 0.084199 | 0.084736 | 0.085108 | 0.085385 | 0.085626 | 0.085831 | 0.086034 | 0.086123 | 0.086123
F1_Commercial_Lodging_Existing_Food Preparation_Natural Gas_Food Prep Other_E2 | F1 | Commercial | Lodging | Existing | Food Preparation | Natural Gas | Food Prep Other | E2 | RVT - Cost of Equipment | 0.067255 | 0.067728 | 0.06829 | 0.068944 | 0.069711 | 0.070611 | 0.071331 | 0.072017 | 0.072691 | 0.073374 | 0.073999 | 0.074546 | 0.075096 | 0.075678 | 0.076351 | 0.077023 | 0.077765 | 0.078576 | 0.079439 | 0.08033 | 0.081237 | 0.082087 | 0.082865 | 0.083574 | 0.084199 | 0.084736 | 0.085108 | 0.085385 | 0.085626 | 0.085831 | 0.086034 | 0.086123 | 0.086123
F1_Commercial_Lodging_Existing_Food Preparation_Natural Gas_Food Prep Other_E3 | F1 | Commercial | Lodging | Existing | Food Preparation | Natural Gas | Food Prep Other | E3 | RVT - Cost of Equipment | 0 | 0 | 0 | 0 | 0 | 0 | 0 | 0 | 0 | 0 | 0 | 0 | 0 | 0 | 0 | 0 | 0 | 0 | 0 | 0 | 0 | 0 | 0 | 0 | 0 | 0 | 0 | 0 | 0 | 0 | 0 | 0 | 0
F1_Commercial_Lodging_Existing_Food Preparation_Natural Gas_Food Prep Other_E4 | F1 | Commercial | Lodging | Existing | Food Preparation | Natural Gas | Food Prep Other | E4 | RVT - Cost of Equipment | 0 | 0 | 0 | 0 | 0 | 0 | 0 | 0 | 0 | 0 | 0 | 0 | 0 | 0 | 0 | 0 | 0 | 0 | 0 | 0 | 0 | 0 | 0 | 0 | 0 | 0 | 0 | 0 | 0 | 0 | 0 | 0 | 0
F1_Commercial_Lodging_Existing_Food Preparation_Natural Gas_Food Prep Other_E5 | F1 | Commercial | Lodging | Existing | Food Preparation | Natural Gas | Food Prep Other | E5 | RVT - Cost of Equipment | 0 | 0 | 0 | 0 | 0 | 0 | 0 | 0 | 0 | 0 | 0 | 0 | 0 | 0 | 0 | 0 | 0 | 0 | 0 | 0 | 0 | 0 | 0 | 0 | 0 | 0 | 0 | 0 | 0 | 0 | 0 | 0 | 0
F1_Commercial_Lodging_Existing_Food Preparation_Natural Gas_Food Prep Other_E6 | F1 | Commercial | Lodging | Existing | Food Preparation | Natural Gas | Food Prep Other | E6 | RVT - Cost of Equipment | 0 | 0 | 0 | 0 | 0 | 0 | 0 | 0 | 0 | 0 | 0 | 0 | 0 | 0 | 0 | 0 | 0 | 0 | 0 | 0 | 0 | 0 | 0 | 0 | 0 | 0 | 0 | 0 | 0 | 0 | 0 | 0 | 0
F1_Commercial_Lodging_Existing_Food Preparation_Natural Gas_Food Prep Other_E7 | F1 | Commercial | Lodging | Existing | Food Preparation | Natural Gas | Food Prep Other | E7 | RVT - Cost of Equipment | 0 | 0 | 0 | 0 | 0 | 0 | 0 | 0 | 0 | 0 | 0 | 0 | 0 | 0 | 0 | 0 | 0 | 0 | 0 | 0 | 0 | 0 | 0 | 0 | 0 | 0 | 0 | 0 | 0 | 0 | 0 | 0 | 0
F1_Commercial_Lodging_Existing_Food Preparation_Natural Gas_Food Prep Other_E8 | F1 | Commercial | Lodging | Existing | Food Preparation | Natural Gas | Food Prep Other | E8 | RVT - Cost of Equipment | 0 | 0 | 0 | 0 | 0 | 0 | 0 | 0 | 0 | 0 | 0 | 0 | 0 | 0 | 0 | 0 | 0 | 0 | 0 | 0 | 0 | 0 | 0 | 0 | 0 | 0 | 0 | 0 | 0 | 0 | 0 | 0 | 0
F1_Commercial_Lodging_Existing_Food Preparation_Natural Gas_Food Prep Other_E9 | F1 | Commercial | Lodging | Existing | Food Preparation | Natural Gas | Food Prep Other | E9 | RVT - Cost of Equipment | 0 | 0 | 0 | 0 | 0 | 0 | 0 | 0 | 0 | 0 | 0 | 0 | 0 | 0 | 0 | 0 | 0 | 0 | 0 | 0 | 0 | 0 | 0 | 0 | 0 | 0 | 0 | 0 | 0 | 0 | 0 | 0 | 0
F1_Commercial_Lodging_Existing_Food Preparation_Natural Gas_Food Prep Other_E10 | F1 | Commercial | Lodging | Existing | Food Preparation | Natural Gas | Food Prep Other | E10 | RVT - Cost of Equipment | 0 | 0 | 0 | 0 | 0 | 0 | 0 | 0 | 0 | 0 | 0 | 0 | 0 | 0 | 0 | 0 | 0 | 0 | 0 | 0 | 0 | 0 | 0 | 0 | 0 | 0 | 0 | 0 | 0 | 0 | 0 | 0 | 0
F2_Commercial_Lodging_Existing_Food Preparation_Natural Gas_Food Prep Other_E1 | F2 | Commercial | Lodging | Existing | Food Preparation | Natural Gas | Food Prep Other | E1 | RVT - Cost of Operation | 0.080576 | 0.081142 | 0.081816 | 0.082599 | 0.083519 | 0.084596 | 0.085459 | 0.086281 | 0.087089 | 0.087906 | 0.088655 | 0.089311 | 0.08997 | 0.090668 | 0.091473 | 0.092278 | 0.093167 | 0.094139 | 0.095173 | 0.096241 | 0.097327 | 0.098346 | 0.099277 | 0.10013 | 0.10088 | 0.10152 | 0.10197 | 0.1023 | 0.10258 | 0.10283 | 0.10307 | 0.10318 | 0.10318
F2_Commercial_Lodging_Existing_Food Preparation_Natural Gas_Food Prep Other_E2 | F2 | Commercial | Lodging | Existing | Food Preparation | Natural Gas | Food Prep Other | E2 | RVT - Cost of Operation | 0.080576 | 0.081142 | 0.081816 | 0.082599 | 0.083519 | 0.084596 | 0.085459 | 0.086281 | 0.087089 | 0.087906 | 0.088655 | 0.089311 | 0.08997 | 0.090668 | 0.091473 | 0.092278 | 0.093167 | 0.094139 | 0.095173 | 0.096241 | 0.097327 | 0.098346 | 0.099277 | 0.10013 | 0.10088 | 0.10152 | 0.10197 | 0.1023 | 0.10258 | 0.10283 | 0.10307 | 0.10318 | 0.10318
F2_Commercial_Lodging_Existing_Food Preparation_Natural Gas_Food Prep Other_E3 | F2 | Commercial | Lodging | Existing | Food Preparation | Natural Gas | Food Prep Other | E3 | RVT - Cost of Operation | 0 | 0 | 0 | 0 | 0 | 0 | 0 | 0 | 0 | 0 | 0 | 0 | 0 | 0 | 0 | 0 | 0 | 0 | 0 | 0 | 0 | 0 | 0 | 0 | 0 | 0 | 0 | 0 | 0 | 0 | 0 | 0 | 0
F2_Commercial_Lodging_Existing_Food Preparation_Natural Gas_Food Prep Other_E4 | F2 | Commercial | Lodging | Existing | Food Preparation | Natural Gas | Food Prep Other | E4 | RVT - Cost of Operation | 0 | 0 | 0 | 0 | 0 | 0 | 0 | 0 | 0 | 0 | 0 | 0 | 0 | 0 | 0 | 0 | 0 | 0 | 0 | 0 | 0 | 0 | 0 | 0 | 0 | 0 | 0 | 0 | 0 | 0 | 0 | 0 | 0
F2_Commercial_Lodging_Existing_Food Preparation_Natural Gas_Food Prep Other_E5 | F2 | Commercial | Lodging | Existing | Food Preparation | Natural Gas | Food Prep Other | E5 | RVT - Cost of Operation | 0 | 0 | 0 | 0 | 0 | 0 | 0 | 0 | 0 | 0 | 0 | 0 | 0 | 0 | 0 | 0 | 0 | 0 | 0 | 0 | 0 | 0 | 0 | 0 | 0 | 0 | 0 | 0 | 0 | 0 | 0 | 0 | 0
F2_Commercial_Lodging_Existing_Food Preparation_Natural Gas_Food Prep Other_E6 | F2 | Commercial | Lodging | Existing | Food Preparation | Natural Gas | Food Prep Other | E6 | RVT - Cost of Operation | 0 | 0 | 0 | 0 | 0 | 0 | 0 | 0 | 0 | 0 | 0 | 0 | 0 | 0 | 0 | 0 | 0 | 0 | 0 | 0 | 0 | 0 | 0 | 0 | 0 | 0 | 0 | 0 | 0 | 0 | 0 | 0 | 0
F2_Commercial_Lodging_Existing_Food Preparation_Natural Gas_Food Prep Other_E7 | F2 | Commercial | Lodging | Existing | Food Preparation | Natural Gas | Food Prep Other | E7 | RVT - Cost of Operation | 0 | 0 | 0 | 0 | 0 | 0 | 0 | 0 | 0 | 0 | 0 | 0 | 0 | 0 | 0 | 0 | 0 | 0 | 0 | 0 | 0 | 0 | 0 | 0 | 0 | 0 | 0 | 0 | 0 | 0 | 0 | 0 | 0
F2_Commercial_Lodging_Existing_Food Preparation_Natural Gas_Food Prep Other_E8 | F2 | Commercial | Lodging | Existing | Food Preparation | Natural Gas | Food Prep Other | E8 | RVT - Cost of Operation | 0 | 0 | 0 | 0 | 0 | 0 | 0 | 0 | 0 | 0 | 0 | 0 | 0 | 0 | 0 | 0 | 0 | 0 | 0 | 0 | 0 | 0 | 0 | 0 | 0 | 0 | 0 | 0 | 0 | 0 | 0 | 0 | 0
F2_Commercial_Lodging_Existing_Food Preparation_Natural Gas_Food Prep Other_E9 | F2 | Commercial | Lodging | Existing | Food Preparation | Natural Gas | Food Prep Other | E9 | RVT - Cost of Operation | 0 | 0 | 0 | 0 | 0 | 0 | 0 | 0 | 0 | 0 | 0 | 0 | 0 | 0 | 0 | 0 | 0 | 0 | 0 | 0 | 0 | 0 | 0 | 0 | 0 | 0 | 0 | 0 | 0 | 0 | 0 | 0 | 0
F2_Commercial_Lodging_Existing_Food Preparation_Natural Gas_Food Prep Other_E10 | F2 | Commercial | Lodging | Existing | Food Preparation | Natural Gas | Food Prep Other | E10 | RVT - Cost of Operation | 0 | 0 | 0 | 0 | 0 | 0 | 0 | 0 | 0 | 0 | 0 | 0 | 0 | 0 | 0 | 0 | 0 | 0 | 0 | 0 | 0 | 0 | 0 | 0 | 0 | 0 | 0 | 0 | 0 | 0 | 0 | 0 | 0
F3_Commercial_Lodging_Existing_Food Preparation_Natural Gas_Food Prep Other_E1 | F3 | Commercial | Lodging | Existing | Food Preparation | Natural Gas | Food Prep Other | E1 | System - kBTUs of Consumption | 0.0049855 | 0.0049855 | 0.0049855 | 0.0049855 | 0.0049855 | 0.0049855 | 0.0049855 | 0.0049855 | 0.0049855 | 0.0049855 | 0.0049855 | 0.0049855 | 0.0049855 | 0.0049855 | 0.0049855 | 0.0049855 | 0.0049855 | 0.0049855 | 0.0049855 | 0.0049855 | 0.0049855 | 0.0049855 | 0.0049855 | 0.0049855 | 0.0049855 | 0.0049855 | 0.0049855 | 0.0049855 | 0.0049855 | 0.0049855 | 0.0049855 | 0.0049855 | 0.0049855
F3_Commercial_Lodging_Existing_Food Preparation_Natural Gas_Food Prep Other_E2 | F3 | Commercial | Lodging | Existing | Food Preparation | Natural Gas | Food Prep Other | E2 | System - kBTUs of Consumption | 0.0049905 | 0.0049905 | 0.0049905 | 0.0049905 | 0.0049905 | 0.0049905 | 0.0049905 | 0.0049905 | 0.0049905 | 0.0049905 | 0.0049905 | 0.0049905 | 0.0049905 | 0.0049905 | 0.0049905 | 0.0049905 | 0.0049905 | 0.0049905 | 0.0049905 | 0.0049905 | 0.0049905 | 0.0049905 | 0.0049905 | 0.0049905 | 0.0049905 | 0.0049905 | 0.0049905 | 0.0049905 | 0.0049905 | 0.0049905 | 0.0049905 | 0.0049905 | 0.0049905
F3_Commercial_Lodging_Existing_Food Preparation_Natural Gas_Food Prep Other_E3 | F3 | Commercial | Lodging | Existing | Food Preparation | Natural Gas | Food Prep Other | E3 | System - kBTUs of Consumption | 0 | 0 | 0 | 0 | 0 | 0 | 0 | 0 | 0 | 0 | 0 | 0 | 0 | 0 | 0 | 0 | 0 | 0 | 0 | 0 | 0 | 0 | 0 | 0 | 0 | 0 | 0 | 0 | 0 | 0 | 0 | 0 | 0
F3_Commercial_Lodging_Existing_Food Preparation_Natural Gas_Food Prep Other_E4 | F3 | Commercial | Lodging | Existing | Food Preparation | Natural Gas | Food Prep Other | E4 | System - kBTUs of Consumption | 0 | 0 | 0 | 0 | 0 | 0 | 0 | 0 | 0 | 0 | 0 | 0 | 0 | 0 | 0 | 0 | 0 | 0 | 0 | 0 | 0 | 0 | 0 | 0 | 0 | 0 | 0 | 0 | 0 | 0 | 0 | 0 | 0
F3_Commercial_Lodging_Existing_Food Preparation_Natural Gas_Food Prep Other_E5 | F3 | Commercial | Lodging | Existing | Food Preparation | Natural Gas | Food Prep Other | E5 | System - kBTUs of Consumption | 0 | 0 | 0 | 0 | 0 | 0 | 0 | 0 | 0 | 0 | 0 | 0 | 0 | 0 | 0 | 0 | 0 | 0 | 0 | 0 | 0 | 0 | 0 | 0 | 0 | 0 | 0 | 0 | 0 | 0 | 0 | 0 | 0
F3_Commercial_Lodging_Existing_Food Preparation_Natural Gas_Food Prep Other_E6 | F3 | Commercial | Lodging | Existing | Food Preparation | Natural Gas | Food Prep Other | E6 | System - kBTUs of Consumption | 0 | 0 | 0 | 0 | 0 | 0 | 0 | 0 | 0 | 0 | 0 | 0 | 0 | 0 | 0 | 0 | 0 | 0 | 0 | 0 | 0 | 0 | 0 | 0 | 0 | 0 | 0 | 0 | 0 | 0 | 0 | 0 | 0
F3_Commercial_Lodging_Existing_Food Preparation_Natural Gas_Food Prep Other_E7 | F3 | Commercial | Lodging | Existing | Food Preparation | Natural Gas | Food Prep Other | E7 | System - kBTUs of Consumption | 0 | 0 | 0 | 0 | 0 | 0 | 0 | 0 | 0 | 0 | 0 | 0 | 0 | 0 | 0 | 0 | 0 | 0 | 0 | 0 | 0 | 0 | 0 | 0 | 0 | 0 | 0 | 0 | 0 | 0 | 0 | 0 | 0
F3_Commercial_Lodging_Existing_Food Preparation_Natural Gas_Food Prep Other_E8 | F3 | Commercial | Lodging | Existing | Food Preparation | Natural Gas | Food Prep Other | E8 | System - kBTUs of Consumption | 0 | 0 | 0 | 0 | 0 | 0 | 0 | 0 | 0 | 0 | 0 | 0 | 0 | 0 | 0 | 0 | 0 | 0 | 0 | 0 | 0 | 0 | 0 | 0 | 0 | 0 | 0 | 0 | 0 | 0 | 0 | 0 | 0
F3_Commercial_Lodging_Existing_Food Preparation_Natural Gas_Food Prep Other_E9 | F3 | Commercial | Lodging | Existing | Food Preparation | Natural Gas | Food Prep Other | E9 | System - kBTUs of Consumption | 0 | 0 | 0 | 0 | 0 | 0 | 0 | 0 | 0 | 0 | 0 | 0 | 0 | 0 | 0 | 0 | 0 | 0 | 0 | 0 | 0 | 0 | 0 | 0 | 0 | 0 | 0 | 0 | 0 | 0 | 0 | 0 | 0
F3_Commercial_Lodging_Existing_Food Preparation_Natural Gas_Food Prep Other_E10 | F3 | Commercial | Lodging | Existing | Food Preparation | Natural Gas | Food Prep Other | E10 | System - kBTUs of Consumption | 0 | 0 | 0 | 0 | 0 | 0 | 0 | 0 | 0 | 0 | 0 | 0 | 0 | 0 | 0 | 0 | 0 | 0 | 0 | 0 | 0 | 0 | 0 | 0 | 0 | 0 | 0 | 0 | 0 | 0 | 0 | 0 | 0
F4_Commercial_Lodging_Existing_Food Preparation_Natural Gas_Food Prep Other_E1 | F4 | Commercial | Lodging | Existing | Food Preparation | Natural Gas | Food Prep Other | E1 | Utility - Cost of Equipment | 0.080576 | 0.081142 | 0.081816 | 0.082599 | 0.083519 | 0.084596 | 0.085459 | 0.086281 | 0.087089 | 0.087906 | 0.088655 | 0.089311 | 0.08997 | 0.090668 | 0.091473 | 0.092278 | 0.093167 | 0.094139 | 0.095173 | 0.096241 | 0.097327 | 0.098346 | 0.099277 | 0.10013 | 0.10088 | 0.10152 | 0.10197 | 0.1023 | 0.10258 | 0.10283 | 0.10307 | 0.10318 | 0.10318
F4_Commercial_Lodging_Existing_Food Preparation_Natural Gas_Food Prep Other_E2 | F4 | Commercial | Lodging | Existing | Food Preparation | Natural Gas | Food Prep Other | E2 | Utility - Cost of Equipment | 0.080576 | 0.081142 | 0.081816 | 0.082599 | 0.083519 | 0.084596 | 0.085459 | 0.086281 | 0.087089 | 0.087906 | 0.088655 | 0.089311 | 0.08997 | 0.090668 | 0.091473 | 0.092278 | 0.093167 | 0.094139 | 0.095173 | 0.096241 | 0.097327 | 0.098346 | 0.099277 | 0.10013 | 0.10088 | 0.10152 | 0.10197 | 0.1023 | 0.10258 | 0.10283 | 0.10307 | 0.10318 | 0.10318
F4_Commercial_Lodging_Existing_Food Preparation_Natural Gas_Food Prep Other_E3 | F4 | Commercial | Lodging | Existing | Food Preparation | Natural Gas | Food Prep Other | E3 | Utility - Cost of Equipment | 0 | 0 | 0 | 0 | 0 | 0 | 0 | 0 | 0 | 0 | 0 | 0 | 0 | 0 | 0 | 0 | 0 | 0 | 0 | 0 | 0 | 0 | 0 | 0 | 0 | 0 | 0 | 0 | 0 | 0 | 0 | 0 | 0
F4_Commercial_Lodging_Existing_Food Preparation_Natural Gas_Food Prep Other_E4 | F4 | Commercial | Lodging | Existing | Food Preparation | Natural Gas | Food Prep Other | E4 | Utility - Cost of Equipment | 0 | 0 | 0 | 0 | 0 | 0 | 0 | 0 | 0 | 0 | 0 | 0 | 0 | 0 | 0 | 0 | 0 | 0 | 0 | 0 | 0 | 0 | 0 | 0 | 0 | 0 | 0 | 0 | 0 | 0 | 0 | 0 | 0
F4_Commercial_Lodging_Existing_Food Preparation_Natural Gas_Food Prep Other_E5 | F4 | Commercial | Lodging | Existing | Food Preparation | Natural Gas | Food Prep Other | E5 | Utility - Cost of Equipment | 0 | 0 | 0 | 0 | 0 | 0 | 0 | 0 | 0 | 0 | 0 | 0 | 0 | 0 | 0 | 0 | 0 | 0 | 0 | 0 | 0 | 0 | 0 | 0 | 0 | 0 | 0 | 0 | 0 | 0 | 0 | 0 | 0
F4_Commercial_Lodging_Existing_Food Preparation_Natural Gas_Food Prep Other_E6 | F4 | Commercial | Lodging | Existing | Food Preparation | Natural Gas | Food Prep Other | E6 | Utility - Cost of Equipment | 0 | 0 | 0 | 0 | 0 | 0 | 0 | 0 | 0 | 0 | 0 | 0 | 0 | 0 | 0 | 0 | 0 | 0 | 0 | 0 | 0 | 0 | 0 | 0 | 0 | 0 | 0 | 0 | 0 | 0 | 0 | 0 | 0
F4_Commercial_Lodging_Existing_Food Preparation_Natural Gas_Food Prep Other_E7 | F4 | Commercial | Lodging | Existing | Food Preparation | Natural Gas | Food Prep Other | E7 | Utility - Cost of Equipment | 0 | 0 | 0 | 0 | 0 | 0 | 0 | 0 | 0 | 0 | 0 | 0 | 0 | 0 | 0 | 0 | 0 | 0 | 0 | 0 | 0 | 0 | 0 | 0 | 0 | 0 | 0 | 0 | 0 | 0 | 0 | 0 | 0
F4_Commercial_Lodging_Existing_Food Preparation_Natural Gas_Food Prep Other_E8 | F4 | Commercial | Lodging | Existing | Food Preparation | Natural Gas | Food Prep Other | E8 | Utility - Cost of Equipment | 0 | 0 | 0 | 0 | 0 | 0 | 0 | 0 | 0 | 0 | 0 | 0 | 0 | 0 | 0 | 0 | 0 | 0 | 0 | 0 | 0 | 0 | 0 | 0 | 0 | 0 | 0 | 0 | 0 | 0 | 0 | 0 | 0
F4_Commercial_Lodging_Existing_Food Preparation_Natural Gas_Food Prep Other_E9 | F4 | Commercial | Lodging | Existing | Food Preparation | Natural Gas | Food Prep Other | E9 | Utility - Cost of Equipment | 0 | 0 | 0 | 0 | 0 | 0 | 0 | 0 | 0 | 0 | 0 | 0 | 0 | 0 | 0 | 0 | 0 | 0 | 0 | 0 | 0 | 0 | 0 | 0 | 0 | 0 | 0 | 0 | 0 | 0 | 0 | 0 | 0
F4_Commercial_Lodging_Existing_Food Preparation_Natural Gas_Food Prep Other_E10 | F4 | Commercial | Lodging | Existing | Food Preparation | Natural Gas | Food Prep Other | E10 | Utility - Cost of Equipment | 0 | 0 | 0 | 0 | 0 | 0 | 0 | 0 | 0 | 0 | 0 | 0 | 0 | 0 | 0 | 0 | 0 | 0 | 0 | 0 | 0 | 0 | 0 | 0 | 0 | 0 | 0 | 0 | 0 | 0 | 0 | 0 | 0
F5_Commercial_Lodging_Existing_Food Preparation_Natural Gas_Food Prep Other_E1 | F5 | Commercial | Lodging | Existing | Food Preparation | Natural Gas | Food Prep Other | E1 | Utility - Cost of Operation | 0.0049855 | 0.0049855 | 0.0049855 | 0.0049855 | 0.0049855 | 0.0049855 | 0.0049855 | 0.0049855 | 0.0049855 | 0.0049855 | 0.0049855 | 0.0049855 | 0.0049855 | 0.0049855 | 0.0049855 | 0.0049855 | 0.0049855 | 0.0049855 | 0.0049855 | 0.0049855 | 0.0049855 | 0.0049855 | 0.0049855 | 0.0049855 | 0.0049855 | 0.0049855 | 0.0049855 | 0.0049855 | 0.0049855 | 0.0049855 | 0.0049855 | 0.0049855 | 0.0049855
F5_Commercial_Lodging_Existing_Food Preparation_Natural Gas_Food Prep Other_E2 | F5 | Commercial | Lodging | Existing | Food Preparation | Natural Gas | Food Prep Other | E2 | Utility - Cost of Operation | 0.0049905 | 0.0049905 | 0.0049905 | 0.0049905 | 0.0049905 | 0.0049905 | 0.0049905 | 0.0049905 | 0.0049905 | 0.0049905 | 0.0049905 | 0.0049905 | 0.0049905 | 0.0049905 | 0.0049905 | 0.0049905 | 0.0049905 | 0.0049905 | 0.0049905 | 0.0049905 | 0.0049905 | 0.0049905 | 0.0049905 | 0.0049905 | 0.0049905 | 0.0049905 | 0.0049905 | 0.0049905 | 0.0049905 | 0.0049905 | 0.0049905 | 0.0049905 | 0.0049905
F5_Commercial_Lodging_Existing_Food Preparation_Natural Gas_Food Prep Other_E3 | F5 | Commercial | Lodging | Existing | Food Preparation | Natural Gas | Food Prep Other | E3 | Utility - Cost of Operation | 0 | 0 | 0 | 0 | 0 | 0 | 0 | 0 | 0 | 0 | 0 | 0 | 0 | 0 | 0 | 0 | 0 | 0 | 0 | 0 | 0 | 0 | 0 | 0 | 0 | 0 | 0 | 0 | 0 | 0 | 0 | 0 | 0
F5_Commercial_Lodging_Existing_Food Preparation_Natural Gas_Food Prep Other_E4 | F5 | Commercial | Lodging | Existing | Food Preparation | Natural Gas | Food Prep Other | E4 | Utility - Cost of Operation | 0 | 0 | 0 | 0 | 0 | 0 | 0 | 0 | 0 | 0 | 0 | 0 | 0 | 0 | 0 | 0 | 0 | 0 | 0 | 0 | 0 | 0 | 0 | 0 | 0 | 0 | 0 | 0 | 0 | 0 | 0 | 0 | 0
F5_Commercial_Lodging_Existing_Food Preparation_Natural Gas_Food Prep Other_E5 | F5 | Commercial | Lodging | Existing | Food Preparation | Natural Gas | Food Prep Other | E5 | Utility - Cost of Operation | 0 | 0 | 0 | 0 | 0 | 0 | 0 | 0 | 0 | 0 | 0 | 0 | 0 | 0 | 0 | 0 | 0 | 0 | 0 | 0 | 0 | 0 | 0 | 0 | 0 | 0 | 0 | 0 | 0 | 0 | 0 | 0 | 0
F5_Commercial_Lodging_Existing_Food Preparation_Natural Gas_Food Prep Other_E6 | F5 | Commercial | Lodging | Existing | Food Preparation | Natural Gas | Food Prep Other | E6 | Utility - Cost of Operation | 0 | 0 | 0 | 0 | 0 | 0 | 0 | 0 | 0 | 0 | 0 | 0 | 0 | 0 | 0 | 0 | 0 | 0 | 0 | 0 | 0 | 0 | 0 | 0 | 0 | 0 | 0 | 0 | 0 | 0 | 0 | 0 | 0
F5_Commercial_Lodging_Existing_Food Preparation_Natural Gas_Food Prep Other_E7 | F5 | Commercial | Lodging | Existing | Food Preparation | Natural Gas | Food Prep Other | E7 | Utility - Cost of Operation | 0 | 0 | 0 | 0 | 0 | 0 | 0 | 0 | 0 | 0 | 0 | 0 | 0 | 0 | 0 | 0 | 0 | 0 | 0 | 0 | 0 | 0 | 0 | 0 | 0 | 0 | 0 | 0 | 0 | 0 | 0 | 0 | 0
F5_Commercial_Lodging_Existing_Food Preparation_Natural Gas_Food Prep Other_E8 | F5 | Commercial | Lodging | Existing | Food Preparation | Natural Gas | Food Prep Other | E8 | Utility - Cost of Operation | 0 | 0 | 0 | 0 | 0 | 0 | 0 | 0 | 0 | 0 | 0 | 0 | 0 | 0 | 0 | 0 | 0 | 0 | 0 | 0 | 0 | 0 | 0 | 0 | 0 | 0 | 0 | 0 | 0 | 0 | 0 | 0 | 0
F5_Commercial_Lodging_Existing_Food Preparation_Natural Gas_Food Prep Other_E9 | F5 | Commercial | Lodging | Existing | Food Preparation | Natural Gas | Food Prep Other | E9 | Utility - Cost of Operation | 0 | 0 | 0 | 0 | 0 | 0 | 0 | 0 | 0 | 0 | 0 | 0 | 0 | 0 | 0 | 0 | 0 | 0 | 0 | 0 | 0 | 0 | 0 | 0 | 0 | 0 | 0 | 0 | 0 | 0 | 0 | 0 | 0
F5_Commercial_Lodging_Existing_Food Preparation_Natural Gas_Food Prep Other_E10 | F5 | Commercial | Lodging | Existing | Food Preparation | Natural Gas | Food Prep Other | E10 | Utility - Cost of Operation | 0 | 0 | 0 | 0 | 0 | 0 | 0 | 0 | 0 | 0 | 0 | 0 | 0 | 0 | 0 | 0 | 0 | 0 | 0 | 0 | 0 | 0 | 0 | 0 | 0 | 0 | 0 | 0 | 0 | 0 | 0 | 0 | 0
F6_Commercial_Lodging_Existing_Food Preparation_Natural Gas_Food Prep Other_E1 | F6 | Commercial | Lodging | Existing | Food Preparation | Natural Gas | Food Prep Other | E1 | Utility - Value of Sales | 0.048173 | 0.048173 | 0.048173 | 0.048173 | 0.048173 | 0.048173 | 0.048173 | 0.048173 | 0.048173 | 0.048173 | 0.048173 | 0.048173 | 0.048173 | 0.048173 | 0.048173 | 0.048173 | 0.048173 | 0.048173 | 0.048173 | 0.048173 | 0.048173 | 0.048173 | 0.048173 | 0.048173 | 0.048173 | 0.048173 | 0.048173 | 0.048173 | 0.048173 | 0.048173 | 0.048173 | 0.048173 | 0.048173
F6_Commercial_Lodging_Existing_Food Preparation_Natural Gas_Food Prep Other_E2 | F6 | Commercial | Lodging | Existing | Food Preparation | Natural Gas | Food Prep Other | E2 | Utility - Value of Sales | 0.048173 | 0.048173 | 0.048173 | 0.048173 | 0.048173 | 0.048173 | 0.048173 | 0.048173 | 0.048173 | 0.048173 | 0.048173 | 0.048173 | 0.048173 | 0.048173 | 0.048173 | 0.048173 | 0.048173 | 0.048173 | 0.048173 | 0.048173 | 0.048173 | 0.048173 | 0.048173 | 0.048173 | 0.048173 | 0.048173 | 0.048173 | 0.048173 | 0.048173 | 0.048173 | 0.048173 | 0.048173 | 0.048173
F6_Commercial_Lodging_Existing_Food Preparation_Natural Gas_Food Prep Other_E3 | F6 | Commercial | Lodging | Existing | Food Preparation | Natural Gas | Food Prep Other | E3 | Utility - Value of Sales | 0 | 0 | 0 | 0 | 0 | 0 | 0 | 0 | 0 | 0 | 0 | 0 | 0 | 0 | 0 | 0 | 0 | 0 | 0 | 0 | 0 | 0 | 0 | 0 | 0 | 0 | 0 | 0 | 0 | 0 | 0 | 0 | 0
F6_Commercial_Lodging_Existing_Food Preparation_Natural Gas_Food Prep Other_E4 | F6 | Commercial | Lodging | Existing | Food Preparation | Natural Gas | Food Prep Other | E4 | Utility - Value of Sales | 0 | 0 | 0 | 0 | 0 | 0 | 0 | 0 | 0 | 0 | 0 | 0 | 0 | 0 | 0 | 0 | 0 | 0 | 0 | 0 | 0 | 0 | 0 | 0 | 0 | 0 | 0 | 0 | 0 | 0 | 0 | 0 | 0
F6_Commercial_Lodging_Existing_Food Preparation_Natural Gas_Food Prep Other_E5 | F6 | Commercial | Lodging | Existing | Food Preparation | Natural Gas | Food Prep Other | E5 | Utility - Value of Sales | 0 | 0 | 0 | 0 | 0 | 0 | 0 | 0 | 0 | 0 | 0 | 0 | 0 | 0 | 0 | 0 | 0 | 0 | 0 | 0 | 0 | 0 | 0 | 0 | 0 | 0 | 0 | 0 | 0 | 0 | 0 | 0 | 0
F6_Commercial_Lodging_Existing_Food Preparation_Natural Gas_Food Prep Other_E6 | F6 | Commercial | Lodging | Existing | Food Preparation | Natural Gas | Food Prep Other | E6 | Utility - Value of Sales | 0 | 0 | 0 | 0 | 0 | 0 | 0 | 0 | 0 | 0 | 0 | 0 | 0 | 0 | 0 | 0 | 0 | 0 | 0 | 0 | 0 | 0 | 0 | 0 | 0 | 0 | 0 | 0 | 0 | 0 | 0 | 0 | 0
F6_Commercial_Lodging_Existing_Food Preparation_Natural Gas_Food Prep Other_E7 | F6 | Commercial | Lodging | Existing | Food Preparation | Natural Gas | Food Prep Other | E7 | Utility - Value of Sales | 0 | 0 | 0 | 0 | 0 | 0 | 0 | 0 | 0 | 0 | 0 | 0 | 0 | 0 | 0 | 0 | 0 | 0 | 0 | 0 | 0 | 0 | 0 | 0 | 0 | 0 | 0 | 0 | 0 | 0 | 0 | 0 | 0
F6_Commercial_Lodging_Existing_Food Preparation_Natural Gas_Food Prep Other_E8 | F6 | Commercial | Lodging | Existing | Food Preparation | Natural Gas | Food Prep Other | E8 | Utility - Value of Sales | 0 | 0 | 0 | 0 | 0 | 0 | 0 | 0 | 0 | 0 | 0 | 0 | 0 | 0 | 0 | 0 | 0 | 0 | 0 | 0 | 0 | 0 | 0 | 0 | 0 | 0 | 0 | 0 | 0 | 0 | 0 | 0 | 0
F6_Commercial_Lodging_Existing_Food Preparation_Natural Gas_Food Prep Other_E9 | F6 | Commercial | Lodging | Existing | Food Preparation | Natural Gas | Food Prep Other | E9 | Utility - Value of Sales | 0 | 0 | 0 | 0 | 0 | 0 | 0 | 0 | 0 | 0 | 0 | 0 | 0 | 0 | 0 | 0 | 0 | 0 | 0 | 0 | 0 | 0 | 0 | 0 | 0 | 0 | 0 | 0 | 0 | 0 | 0 | 0 | 0
F6_Commercial_Lodging_Existing_Food Preparation_Natural Gas_Food Prep Other_E10 | F6 | Commercial | Lodging | Existing | Food Preparation | Natural Gas | Food Prep Other | E10 | Utility - Value of Sales | 0 | 0 | 0 | 0 | 0 | 0 | 0 | 0 | 0 | 0 | 0 | 0 | 0 | 0 | 0 | 0 | 0 | 0 | 0 | 0 | 0 | 0 | 0 | 0 | 0 | 0 | 0 | 0 | 0 | 0 | 0 | 0 | 0
F1_Commercial_Lodging_Existing_Miscellaneous_Natural Gas_Pool Heater_E1 | F1 | Commercial | Lodging | Existing | Miscellaneous | Natural Gas | Pool Heater | E1 | RVT - Cost of Equipment | 0 | 0 | 0 | 0 | 0 | 0 | 0 | 0 | 0 | 0 | 0 | 0 | 0 | 0 | 0 | 0 | 0 | 0 | 0 | 0 | 0 | 0 | 0 | 0 | 0 | 0 | 0 | 0 | 0 | 0 | 0 | 0 | 0
F1_Commercial_Lodging_Existing_Miscellaneous_Natural Gas_Pool Heater_E2 | F1 | Commercial | Lodging | Existing | Miscellaneous | Natural Gas | Pool Heater | E2 | RVT - Cost of Equipment | 0 | 0 | 0 | 0 | 0 | 0 | 0 | 0 | 0 | 0 | 0 | 0 | 0 | 0 | 0 | 0 | 0 | 0 | 0 | 0 | 0 | 0 | 0 | 0 | 0 | 0 | 0 | 0 | 0 | 0 | 0 | 0 | 0
F1_Commercial_Lodging_Existing_Miscellaneous_Natural Gas_Pool Heater_E3 | F1 | Commercial | Lodging | Existing | Miscellaneous | Natural Gas | Pool Heater | E3 | RVT - Cost of Equipment | 0 | 0 | 0 | 0 | 0 | 0 | 0 | 0 | 0 | 0 | 0 | 0 | 0 | 0 | 0 | 0 | 0 | 0 | 0 | 0 | 0 | 0 | 0 | 0 | 0 | 0 | 0 | 0 | 0 | 0 | 0 | 0 | 0
F1_Commercial_Lodging_Existing_Miscellaneous_Natural Gas_Pool Heater_E4 | F1 | Commercial | Lodging | Existing | Miscellaneous | Natural Gas | Pool Heater | E4 | RVT - Cost of Equipment | 0 | 0 | 0 | 0 | 0 | 0 | 0 | 0 | 0 | 0 | 0 | 0 | 0 | 0 | 0 | 0 | 0 | 0 | 0 | 0 | 0 | 0 | 0 | 0 | 0 | 0 | 0 | 0 | 0 | 0 | 0 | 0 | 0
F1_Commercial_Lodging_Existing_Miscellaneous_Natural Gas_Pool Heater_E5 | F1 | Commercial | Lodging | Existing | Miscellaneous | Natural Gas | Pool Heater | E5 | RVT - Cost of Equipment | 0 | 0 | 0 | 0 | 0 | 0 | 0 | 0 | 0 | 0 | 0 | 0 | 0 | 0 | 0 | 0 | 0 | 0 | 0 | 0 | 0 | 0 | 0 | 0 | 0 | 0 | 0 | 0 | 0 | 0 | 0 | 0 | 0
F1_Commercial_Lodging_Existing_Miscellaneous_Natural Gas_Pool Heater_E6 | F1 | Commercial | Lodging | Existing | Miscellaneous | Natural Gas | Pool Heater | E6 | RVT - Cost of Equipment | 0 | 0 | 0 | 0 | 0 | 0 | 0 | 0 | 0 | 0 | 0 | 0 | 0 | 0 | 0 | 0 | 0 | 0 | 0 | 0 | 0 | 0 | 0 | 0 | 0 | 0 | 0 | 0 | 0 | 0 | 0 | 0 | 0
F1_Commercial_Lodging_Existing_Miscellaneous_Natural Gas_Pool Heater_E7 | F1 | Commercial | Lodging | Existing | Miscellaneous | Natural Gas | Pool Heater | E7 | RVT - Cost of Equipment | 0 | 0 | 0 | 0 | 0 | 0 | 0 | 0 | 0 | 0 | 0 | 0 | 0 | 0 | 0 | 0 | 0 | 0 | 0 | 0 | 0 | 0 | 0 | 0 | 0 | 0 | 0 | 0 | 0 | 0 | 0 | 0 | 0
F1_Commercial_Lodging_Existing_Miscellaneous_Natural Gas_Pool Heater_E8 | F1 | Commercial | Lodging | Existing | Miscellaneous | Natural Gas | Pool Heater | E8 | RVT - Cost of Equipment | 0 | 0 | 0 | 0 | 0 | 0 | 0 | 0 | 0 | 0 | 0 | 0 | 0 | 0 | 0 | 0 | 0 | 0 | 0 | 0 | 0 | 0 | 0 | 0 | 0 | 0 | 0 | 0 | 0 | 0 | 0 | 0 | 0
F1_Commercial_Lodging_Existing_Miscellaneous_Natural Gas_Pool Heater_E9 | F1 | Commercial | Lodging | Existing | Miscellaneous | Natural Gas | Pool Heater | E9 | RVT - Cost of Equipment | 0 | 0 | 0 | 0 | 0 | 0 | 0 | 0 | 0 | 0 | 0 | 0 | 0 | 0 | 0 | 0 | 0 | 0 | 0 | 0 | 0 | 0 | 0 | 0 | 0 | 0 | 0 | 0 | 0 | 0 | 0 | 0 | 0
F1_Commercial_Lodging_Existing_Miscellaneous_Natural Gas_Pool Heater_E10 | F1 | Commercial | Lodging | Existing | Miscellaneous | Natural Gas | Pool Heater | E10 | RVT - Cost of Equipment | 0 | 0 | 0 | 0 | 0 | 0 | 0 | 0 | 0 | 0 | 0 | 0 | 0 | 0 | 0 | 0 | 0 | 0 | 0 | 0 | 0 | 0 | 0 | 0 | 0 | 0 | 0 | 0 | 0 | 0 | 0 | 0 | 0
F2_Commercial_Lodging_Existing_Miscellaneous_Natural Gas_Pool Heater_E1 | F2 | Commercial | Lodging | Existing | Miscellaneous | Natural Gas | Pool Heater | E1 | RVT - Cost of Operation | 0 | 0 | 0 | 0 | 0 | 0 | 0 | 0 | 0 | 0 | 0 | 0 | 0 | 0 | 0 | 0 | 0 | 0 | 0 | 0 | 0 | 0 | 0 | 0 | 0 | 0 | 0 | 0 | 0 | 0 | 0 | 0 | 0
F2_Commercial_Lodging_Existing_Miscellaneous_Natural Gas_Pool Heater_E2 | F2 | Commercial | Lodging | Existing | Miscellaneous | Natural Gas | Pool Heater | E2 | RVT - Cost of Operation | 0 | 0 | 0 | 0 | 0 | 0 | 0 | 0 | 0 | 0 | 0 | 0 | 0 | 0 | 0 | 0 | 0 | 0 | 0 | 0 | 0 | 0 | 0 | 0 | 0 | 0 | 0 | 0 | 0 | 0 | 0 | 0 | 0
F2_Commercial_Lodging_Existing_Miscellaneous_Natural Gas_Pool Heater_E3 | F2 | Commercial | Lodging | Existing | Miscellaneous | Natural Gas | Pool Heater | E3 | RVT - Cost of Operation | 0 | 0 | 0 | 0 | 0 | 0 | 0 | 0 | 0 | 0 | 0 | 0 | 0 | 0 | 0 | 0 | 0 | 0 | 0 | 0 | 0 | 0 | 0 | 0 | 0 | 0 | 0 | 0 | 0 | 0 | 0 | 0 | 0
F2_Commercial_Lodging_Existing_Miscellaneous_Natural Gas_Pool Heater_E4 | F2 | Commercial | Lodging | Existing | Miscellaneous | Natural Gas | Pool Heater | E4 | RVT - Cost of Operation | 0 | 0 | 0 | 0 | 0 | 0 | 0 | 0 | 0 | 0 | 0 | 0 | 0 | 0 | 0 | 0 | 0 | 0 | 0 | 0 | 0 | 0 | 0 | 0 | 0 | 0 | 0 | 0 | 0 | 0 | 0 | 0 | 0
F2_Commercial_Lodging_Existing_Miscellaneous_Natural Gas_Pool Heater_E5 | F2 | Commercial | Lodging | Existing | Miscellaneous | Natural Gas | Pool Heater | E5 | RVT - Cost of Operation | 0 | 0 | 0 | 0 | 0 | 0 | 0 | 0 | 0 | 0 | 0 | 0 | 0 | 0 | 0 | 0 | 0 | 0 | 0 | 0 | 0 | 0 | 0 | 0 | 0 | 0 | 0 | 0 | 0 | 0 | 0 | 0 | 0
F2_Commercial_Lodging_Existing_Miscellaneous_Natural Gas_Pool Heater_E6 | F2 | Commercial | Lodging | Existing | Miscellaneous | Natural Gas | Pool Heater | E6 | RVT - Cost of Operation | 0 | 0 | 0 | 0 | 0 | 0 | 0 | 0 | 0 | 0 | 0 | 0 | 0 | 0 | 0 | 0 | 0 | 0 | 0 | 0 | 0 | 0 | 0 | 0 | 0 | 0 | 0 | 0 | 0 | 0 | 0 | 0 | 0
F2_Commercial_Lodging_Existing_Miscellaneous_Natural Gas_Pool Heater_E7 | F2 | Commercial | Lodging | Existing | Miscellaneous | Natural Gas | Pool Heater | E7 | RVT - Cost of Operation | 0 | 0 | 0 | 0 | 0 | 0 | 0 | 0 | 0 | 0 | 0 | 0 | 0 | 0 | 0 | 0 | 0 | 0 | 0 | 0 | 0 | 0 | 0 | 0 | 0 | 0 | 0 | 0 | 0 | 0 | 0 | 0 | 0
F2_Commercial_Lodging_Existing_Miscellaneous_Natural Gas_Pool Heater_E8 | F2 | Commercial | Lodging | Existing | Miscellaneous | Natural Gas | Pool Heater | E8 | RVT - Cost of Operation | 0 | 0 | 0 | 0 | 0 | 0 | 0 | 0 | 0 | 0 | 0 | 0 | 0 | 0 | 0 | 0 | 0 | 0 | 0 | 0 | 0 | 0 | 0 | 0 | 0 | 0 | 0 | 0 | 0 | 0 | 0 | 0 | 0
F2_Commercial_Lodging_Existing_Miscellaneous_Natural Gas_Pool Heater_E9 | F2 | Commercial | Lodging | Existing | Miscellaneous | Natural Gas | Pool Heater | E9 | RVT - Cost of Operation | 0 | 0 | 0 | 0 | 0 | 0 | 0 | 0 | 0 | 0 | 0 | 0 | 0 | 0 | 0 | 0 | 0 | 0 | 0 | 0 | 0 | 0 | 0 | 0 | 0 | 0 | 0 | 0 | 0 | 0 | 0 | 0 | 0
F2_Commercial_Lodging_Existing_Miscellaneous_Natural Gas_Pool Heater_E10 | F2 | Commercial | Lodging | Existing | Miscellaneous | Natural Gas | Pool Heater | E10 | RVT - Cost of Operation | 0 | 0 | 0 | 0 | 0 | 0 | 0 | 0 | 0 | 0 | 0 | 0 | 0 | 0 | 0 | 0 | 0 | 0 | 0 | 0 | 0 | 0 | 0 | 0 | 0 | 0 | 0 | 0 | 0 | 0 | 0 | 0 | 0
F3_Commercial_Lodging_Existing_Miscellaneous_Natural Gas_Pool Heater_E1 | F3 | Commercial | Lodging | Existing | Miscellaneous | Natural Gas | Pool Heater | E1 | System - kBTUs of Consumption | 0.0023003 | 0.0023003 | 0.0023003 | 0.0023003 | 0.0023003 | 0.0023003 | 0.0023003 | 0.0023003 | 0.0023003 | 0.0023003 | 0.0023003 | 0.0023003 | 0.0023003 | 0.0023003 | 0.0023003 | 0.0023003 | 0.0023003 | 0.0023003 | 0.0023003 | 0.0023003 | 0.0023003 | 0.0023003 | 0.0023003 | 0.0023003 | 0.0023003 | 0.0023003 | 0.0023003 | 0.0023003 | 0.0023003 | 0.0023003 | 0.0023003 | 0.0023003 | 0.0023003
F3_Commercial_Lodging_Existing_Miscellaneous_Natural Gas_Pool Heater_E2 | F3 | Commercial | Lodging | Existing | Miscellaneous | Natural Gas | Pool Heater | E2 | System - kBTUs of Consumption | 0.0037664 | 0.0037664 | 0.0037664 | 0.0037664 | 0.0037664 | 0.0037664 | 0.0037664 | 0.0037664 | 0.0037664 | 0.0037664 | 0.0037664 | 0.0037664 | 0.0037664 | 0.0037664 | 0.0037664 | 0.0037664 | 0.0037664 | 0.0037664 | 0.0037664 | 0.0037664 | 0.0037664 | 0.0037664 | 0.0037664 | 0.0037664 | 0.0037664 | 0.0037664 | 0.0037664 | 0.0037664 | 0.0037664 | 0.0037664 | 0.0037664 | 0.0037664 | 0.0037664
F3_Commercial_Lodging_Existing_Miscellaneous_Natural Gas_Pool Heater_E3 | F3 | Commercial | Lodging | Existing | Miscellaneous | Natural Gas | Pool Heater | E3 | System - kBTUs of Consumption | 0 | 0 | 0 | 0 | 0 | 0 | 0 | 0 | 0 | 0 | 0 | 0 | 0 | 0 | 0 | 0 | 0 | 0 | 0 | 0 | 0 | 0 | 0 | 0 | 0 | 0 | 0 | 0 | 0 | 0 | 0 | 0 | 0
F3_Commercial_Lodging_Existing_Miscellaneous_Natural Gas_Pool Heater_E4 | F3 | Commercial | Lodging | Existing | Miscellaneous | Natural Gas | Pool Heater | E4 | System - kBTUs of Consumption | 0 | 0 | 0 | 0 | 0 | 0 | 0 | 0 | 0 | 0 | 0 | 0 | 0 | 0 | 0 | 0 | 0 | 0 | 0 | 0 | 0 | 0 | 0 | 0 | 0 | 0 | 0 | 0 | 0 | 0 | 0 | 0 | 0
F3_Commercial_Lodging_Existing_Miscellaneous_Natural Gas_Pool Heater_E5 | F3 | Commercial | Lodging | Existing | Miscellaneous | Natural Gas | Pool Heater | E5 | System - kBTUs of Consumption | 0 | 0 | 0 | 0 | 0 | 0 | 0 | 0 | 0 | 0 | 0 | 0 | 0 | 0 | 0 | 0 | 0 | 0 | 0 | 0 | 0 | 0 | 0 | 0 | 0 | 0 | 0 | 0 | 0 | 0 | 0 | 0 | 0
F3_Commercial_Lodging_Existing_Miscellaneous_Natural Gas_Pool Heater_E6 | F3 | Commercial | Lodging | Existing | Miscellaneous | Natural Gas | Pool Heater | E6 | System - kBTUs of Consumption | 0 | 0 | 0 | 0 | 0 | 0 | 0 | 0 | 0 | 0 | 0 | 0 | 0 | 0 | 0 | 0 | 0 | 0 | 0 | 0 | 0 | 0 | 0 | 0 | 0 | 0 | 0 | 0 | 0 | 0 | 0 | 0 | 0
F3_Commercial_Lodging_Existing_Miscellaneous_Natural Gas_Pool Heater_E7 | F3 | Commercial | Lodging | Existing | Miscellaneous | Natural Gas | Pool Heater | E7 | System - kBTUs of Consumption | 0 | 0 | 0 | 0 | 0 | 0 | 0 | 0 | 0 | 0 | 0 | 0 | 0 | 0 | 0 | 0 | 0 | 0 | 0 | 0 | 0 | 0 | 0 | 0 | 0 | 0 | 0 | 0 | 0 | 0 | 0 | 0 | 0
F3_Commercial_Lodging_Existing_Miscellaneous_Natural Gas_Pool Heater_E8 | F3 | Commercial | Lodging | Existing | Miscellaneous | Natural Gas | Pool Heater | E8 | System - kBTUs of Consumption | 0 | 0 | 0 | 0 | 0 | 0 | 0 | 0 | 0 | 0 | 0 | 0 | 0 | 0 | 0 | 0 | 0 | 0 | 0 | 0 | 0 | 0 | 0 | 0 | 0 | 0 | 0 | 0 | 0 | 0 | 0 | 0 | 0
F3_Commercial_Lodging_Existing_Miscellaneous_Natural Gas_Pool Heater_E9 | F3 | Commercial | Lodging | Existing | Miscellaneous | Natural Gas | Pool Heater | E9 | System - kBTUs of Consumption | 0 | 0 | 0 | 0 | 0 | 0 | 0 | 0 | 0 | 0 | 0 | 0 | 0 | 0 | 0 | 0 | 0 | 0 | 0 | 0 | 0 | 0 | 0 | 0 | 0 | 0 | 0 | 0 | 0 | 0 | 0 | 0 | 0
F3_Commercial_Lodging_Existing_Miscellaneous_Natural Gas_Pool Heater_E10 | F3 | Commercial | Lodging | Existing | Miscellaneous | Natural Gas | Pool Heater | E10 | System - kBTUs of Consumption | 0 | 0 | 0 | 0 | 0 | 0 | 0 | 0 | 0 | 0 | 0 | 0 | 0 | 0 | 0 | 0 | 0 | 0 | 0 | 0 | 0 | 0 | 0 | 0 | 0 | 0 | 0 | 0 | 0 | 0 | 0 | 0 | 0
F4_Commercial_Lodging_Existing_Miscellaneous_Natural Gas_Pool Heater_E1 | F4 | Commercial | Lodging | Existing | Miscellaneous | Natural Gas | Pool Heater | E1 | Utility - Cost of Equipment | 0 | 0 | 0 | 0 | 0 | 0 | 0 | 0 | 0 | 0 | 0 | 0 | 0 | 0 | 0 | 0 | 0 | 0 | 0 | 0 | 0 | 0 | 0 | 0 | 0 | 0 | 0 | 0 | 0 | 0 | 0 | 0 | 0
F4_Commercial_Lodging_Existing_Miscellaneous_Natural Gas_Pool Heater_E2 | F4 | Commercial | Lodging | Existing | Miscellaneous | Natural Gas | Pool Heater | E2 | Utility - Cost of Equipment | 0 | 0 | 0 | 0 | 0 | 0 | 0 | 0 | 0 | 0 | 0 | 0 | 0 | 0 | 0 | 0 | 0 | 0 | 0 | 0 | 0 | 0 | 0 | 0 | 0 | 0 | 0 | 0 | 0 | 0 | 0 | 0 | 0
F4_Commercial_Lodging_Existing_Miscellaneous_Natural Gas_Pool Heater_E3 | F4 | Commercial | Lodging | Existing | Miscellaneous | Natural Gas | Pool Heater | E3 | Utility - Cost of Equipment | 0 | 0 | 0 | 0 | 0 | 0 | 0 | 0 | 0 | 0 | 0 | 0 | 0 | 0 | 0 | 0 | 0 | 0 | 0 | 0 | 0 | 0 | 0 | 0 | 0 | 0 | 0 | 0 | 0 | 0 | 0 | 0 | 0
F4_Commercial_Lodging_Existing_Miscellaneous_Natural Gas_Pool Heater_E4 | F4 | Commercial | Lodging | Existing | Miscellaneous | Natural Gas | Pool Heater | E4 | Utility - Cost of Equipment | 0 | 0 | 0 | 0 | 0 | 0 | 0 | 0 | 0 | 0 | 0 | 0 | 0 | 0 | 0 | 0 | 0 | 0 | 0 | 0 | 0 | 0 | 0 | 0 | 0 | 0 | 0 | 0 | 0 | 0 | 0 | 0 | 0
F4_Commercial_Lodging_Existing_Miscellaneous_Natural Gas_Pool Heater_E5 | F4 | Commercial | Lodging | Existing | Miscellaneous | Natural Gas | Pool Heater | E5 | Utility - Cost of Equipment | 0 | 0 | 0 | 0 | 0 | 0 | 0 | 0 | 0 | 0 | 0 | 0 | 0 | 0 | 0 | 0 | 0 | 0 | 0 | 0 | 0 | 0 | 0 | 0 | 0 | 0 | 0 | 0 | 0 | 0 | 0 | 0 | 0
F4_Commercial_Lodging_Existing_Miscellaneous_Natural Gas_Pool Heater_E6 | F4 | Commercial | Lodging | Existing | Miscellaneous | Natural Gas | Pool Heater | E6 | Utility - Cost of Equipment | 0 | 0 | 0 | 0 | 0 | 0 | 0 | 0 | 0 | 0 | 0 | 0 | 0 | 0 | 0 | 0 | 0 | 0 | 0 | 0 | 0 | 0 | 0 | 0 | 0 | 0 | 0 | 0 | 0 | 0 | 0 | 0 | 0
F4_Commercial_Lodging_Existing_Miscellaneous_Natural Gas_Pool Heater_E7 | F4 | Commercial | Lodging | Existing | Miscellaneous | Natural Gas | Pool Heater | E7 | Utility - Cost of Equipment | 0 | 0 | 0 | 0 | 0 | 0 | 0 | 0 | 0 | 0 | 0 | 0 | 0 | 0 | 0 | 0 | 0 | 0 | 0 | 0 | 0 | 0 | 0 | 0 | 0 | 0 | 0 | 0 | 0 | 0 | 0 | 0 | 0
F4_Commercial_Lodging_Existing_Miscellaneous_Natural Gas_Pool Heater_E8 | F4 | Commercial | Lodging | Existing | Miscellaneous | Natural Gas | Pool Heater | E8 | Utility - Cost of Equipment | 0 | 0 | 0 | 0 | 0 | 0 | 0 | 0 | 0 | 0 | 0 | 0 | 0 | 0 | 0 | 0 | 0 | 0 | 0 | 0 | 0 | 0 | 0 | 0 | 0 | 0 | 0 | 0 | 0 | 0 | 0 | 0 | 0
F4_Commercial_Lodging_Existing_Miscellaneous_Natural Gas_Pool Heater_E9 | F4 | Commercial | Lodging | Existing | Miscellaneous | Natural Gas | Pool Heater | E9 | Utility - Cost of Equipment | 0 | 0 | 0 | 0 | 0 | 0 | 0 | 0 | 0 | 0 | 0 | 0 | 0 | 0 | 0 | 0 | 0 | 0 | 0 | 0 | 0 | 0 | 0 | 0 | 0 | 0 | 0 | 0 | 0 | 0 | 0 | 0 | 0
F4_Commercial_Lodging_Existing_Miscellaneous_Natural Gas_Pool Heater_E10 | F4 | Commercial | Lodging | Existing | Miscellaneous | Natural Gas | Pool Heater | E10 | Utility - Cost of Equipment | 0 | 0 | 0 | 0 | 0 | 0 | 0 | 0 | 0 | 0 | 0 | 0 | 0 | 0 | 0 | 0 | 0 | 0 | 0 | 0 | 0 | 0 | 0 | 0 | 0 | 0 | 0 | 0 | 0 | 0 | 0 | 0 | 0
F5_Commercial_Lodging_Existing_Miscellaneous_Natural Gas_Pool Heater_E1 | F5 | Commercial | Lodging | Existing | Miscellaneous | Natural Gas | Pool Heater | E1 | Utility - Cost of Operation | 0.0023003 | 0.0023003 | 0.0023003 | 0.0023003 | 0.0023003 | 0.0023003 | 0.0023003 | 0.0023003 | 0.0023003 | 0.0023003 | 0.0023003 | 0.0023003 | 0.0023003 | 0.0023003 | 0.0023003 | 0.0023003 | 0.0023003 | 0.0023003 | 0.0023003 | 0.0023003 | 0.0023003 | 0.0023003 | 0.0023003 | 0.0023003 | 0.0023003 | 0.0023003 | 0.0023003 | 0.0023003 | 0.0023003 | 0.0023003 | 0.0023003 | 0.0023003 | 0.0023003
F5_Commercial_Lodging_Existing_Miscellaneous_Natural Gas_Pool Heater_E2 | F5 | Commercial | Lodging | Existing | Miscellaneous | Natural Gas | Pool Heater | E2 | Utility - Cost of Operation | 0.0037664 | 0.0037664 | 0.0037664 | 0.0037664 | 0.0037664 | 0.0037664 | 0.0037664 | 0.0037664 | 0.0037664 | 0.0037664 | 0.0037664 | 0.0037664 | 0.0037664 | 0.0037664 | 0.0037664 | 0.0037664 | 0.0037664 | 0.0037664 | 0.0037664 | 0.0037664 | 0.0037664 | 0.0037664 | 0.0037664 | 0.0037664 | 0.0037664 | 0.0037664 | 0.0037664 | 0.0037664 | 0.0037664 | 0.0037664 | 0.0037664 | 0.0037664 | 0.0037664
F5_Commercial_Lodging_Existing_Miscellaneous_Natural Gas_Pool Heater_E3 | F5 | Commercial | Lodging | Existing | Miscellaneous | Natural Gas | Pool Heater | E3 | Utility - Cost of Operation | 0 | 0 | 0 | 0 | 0 | 0 | 0 | 0 | 0 | 0 | 0 | 0 | 0 | 0 | 0 | 0 | 0 | 0 | 0 | 0 | 0 | 0 | 0 | 0 | 0 | 0 | 0 | 0 | 0 | 0 | 0 | 0 | 0
F5_Commercial_Lodging_Existing_Miscellaneous_Natural Gas_Pool Heater_E4 | F5 | Commercial | Lodging | Existing | Miscellaneous | Natural Gas | Pool Heater | E4 | Utility - Cost of Operation | 0 | 0 | 0 | 0 | 0 | 0 | 0 | 0 | 0 | 0 | 0 | 0 | 0 | 0 | 0 | 0 | 0 | 0 | 0 | 0 | 0 | 0 | 0 | 0 | 0 | 0 | 0 | 0 | 0 | 0 | 0 | 0 | 0
F5_Commercial_Lodging_Existing_Miscellaneous_Natural Gas_Pool Heater_E5 | F5 | Commercial | Lodging | Existing | Miscellaneous | Natural Gas | Pool Heater | E5 | Utility - Cost of Operation | 0 | 0 | 0 | 0 | 0 | 0 | 0 | 0 | 0 | 0 | 0 | 0 | 0 | 0 | 0 | 0 | 0 | 0 | 0 | 0 | 0 | 0 | 0 | 0 | 0 | 0 | 0 | 0 | 0 | 0 | 0 | 0 | 0
F5_Commercial_Lodging_Existing_Miscellaneous_Natural Gas_Pool Heater_E6 | F5 | Commercial | Lodging | Existing | Miscellaneous | Natural Gas | Pool Heater | E6 | Utility - Cost of Operation | 0 | 0 | 0 | 0 | 0 | 0 | 0 | 0 | 0 | 0 | 0 | 0 | 0 | 0 | 0 | 0 | 0 | 0 | 0 | 0 | 0 | 0 | 0 | 0 | 0 | 0 | 0 | 0 | 0 | 0 | 0 | 0 | 0
F5_Commercial_Lodging_Existing_Miscellaneous_Natural Gas_Pool Heater_E7 | F5 | Commercial | Lodging | Existing | Miscellaneous | Natural Gas | Pool Heater | E7 | Utility - Cost of Operation | 0 | 0 | 0 | 0 | 0 | 0 | 0 | 0 | 0 | 0 | 0 | 0 | 0 | 0 | 0 | 0 | 0 | 0 | 0 | 0 | 0 | 0 | 0 | 0 | 0 | 0 | 0 | 0 | 0 | 0 | 0 | 0 | 0
F5_Commercial_Lodging_Existing_Miscellaneous_Natural Gas_Pool Heater_E8 | F5 | Commercial | Lodging | Existing | Miscellaneous | Natural Gas | Pool Heater | E8 | Utility - Cost of Operation | 0 | 0 | 0 | 0 | 0 | 0 | 0 | 0 | 0 | 0 | 0 | 0 | 0 | 0 | 0 | 0 | 0 | 0 | 0 | 0 | 0 | 0 | 0 | 0 | 0 | 0 | 0 | 0 | 0 | 0 | 0 | 0 | 0
F5_Commercial_Lodging_Existing_Miscellaneous_Natural Gas_Pool Heater_E9 | F5 | Commercial | Lodging | Existing | Miscellaneous | Natural Gas | Pool Heater | E9 | Utility - Cost of Operation | 0 | 0 | 0 | 0 | 0 | 0 | 0 | 0 | 0 | 0 | 0 | 0 | 0 | 0 | 0 | 0 | 0 | 0 | 0 | 0 | 0 | 0 | 0 | 0 | 0 | 0 | 0 | 0 | 0 | 0 | 0 | 0 | 0
F5_Commercial_Lodging_Existing_Miscellaneous_Natural Gas_Pool Heater_E10 | F5 | Commercial | Lodging | Existing | Miscellaneous | Natural Gas | Pool Heater | E10 | Utility - Cost of Operation | 0 | 0 | 0 | 0 | 0 | 0 | 0 | 0 | 0 | 0 | 0 | 0 | 0 | 0 | 0 | 0 | 0 | 0 | 0 | 0 | 0 | 0 | 0 | 0 | 0 | 0 | 0 | 0 | 0 | 0 | 0 | 0 | 0
F6_Commercial_Lodging_Existing_Miscellaneous_Natural Gas_Pool Heater_E1 | F6 | Commercial | Lodging | Existing | Miscellaneous | Natural Gas | Pool Heater | E1 | Utility - Value of Sales | 0.0091216 | 0.0091216 | 0.0091216 | 0.0091216 | 0.0091216 | 0.0091216 | 0.0091216 | 0.0091216 | 0.0091216 | 0.0091216 | 0.0091216 | 0.0091216 | 0.0091216 | 0.0091216 | 0.0091216 | 0.0091216 | 0.0091216 | 0.0091216 | 0.0091216 | 0.0091216 | 0.0091216 | 0.0091216 | 0.0091216 | 0.0091216 | 0.0091216 | 0.0091216 | 0.0091216 | 0.0091216 | 0.0091216 | 0.0091216 | 0.0091216 | 0.0091216 | 0.0091216
F6_Commercial_Lodging_Existing_Miscellaneous_Natural Gas_Pool Heater_E2 | F6 | Commercial | Lodging | Existing | Miscellaneous | Natural Gas | Pool Heater | E2 | Utility - Value of Sales | 0.0077533 | 0.0077533 | 0.0077533 | 0.0077533 | 0.0077533 | 0.0077533 | 0.0077533 | 0.0077533 | 0.0077533 | 0.0077533 | 0.0077533 | 0.0077533 | 0.0077533 | 0.0077533 | 0.0077533 | 0.0077533 | 0.0077533 | 0.0077533 | 0.0077533 | 0.0077533 | 0.0077533 | 0.0077533 | 0.0077533 | 0.0077533 | 0.0077533 | 0.0077533 | 0.0077533 | 0.0077533 | 0.0077533 | 0.0077533 | 0.0077533 | 0.0077533 | 0.0077533
F6_Commercial_Lodging_Existing_Miscellaneous_Natural Gas_Pool Heater_E3 | F6 | Commercial | Lodging | Existing | Miscellaneous | Natural Gas | Pool Heater | E3 | Utility - Value of Sales | 0 | 0 | 0 | 0 | 0 | 0 | 0 | 0 | 0 | 0 | 0 | 0 | 0 | 0 | 0 | 0 | 0 | 0 | 0 | 0 | 0 | 0 | 0 | 0 | 0 | 0 | 0 | 0 | 0 | 0 | 0 | 0 | 0
F6_Commercial_Lodging_Existing_Miscellaneous_Natural Gas_Pool Heater_E4 | F6 | Commercial | Lodging | Existing | Miscellaneous | Natural Gas | Pool Heater | E4 | Utility - Value of Sales | 0 | 0 | 0 | 0 | 0 | 0 | 0 | 0 | 0 | 0 | 0 | 0 | 0 | 0 | 0 | 0 | 0 | 0 | 0 | 0 | 0 | 0 | 0 | 0 | 0 | 0 | 0 | 0 | 0 | 0 | 0 | 0 | 0
F6_Commercial_Lodging_Existing_Miscellaneous_Natural Gas_Pool Heater_E5 | F6 | Commercial | Lodging | Existing | Miscellaneous | Natural Gas | Pool Heater | E5 | Utility - Value of Sales | 0 | 0 | 0 | 0 | 0 | 0 | 0 | 0 | 0 | 0 | 0 | 0 | 0 | 0 | 0 | 0 | 0 | 0 | 0 | 0 | 0 | 0 | 0 | 0 | 0 | 0 | 0 | 0 | 0 | 0 | 0 | 0 | 0
F6_Commercial_Lodging_Existing_Miscellaneous_Natural Gas_Pool Heater_E6 | F6 | Commercial | Lodging | Existing | Miscellaneous | Natural Gas | Pool Heater | E6 | Utility - Value of Sales | 0 | 0 | 0 | 0 | 0 | 0 | 0 | 0 | 0 | 0 | 0 | 0 | 0 | 0 | 0 | 0 | 0 | 0 | 0 | 0 | 0 | 0 | 0 | 0 | 0 | 0 | 0 | 0 | 0 | 0 | 0 | 0 | 0
F6_Commercial_Lodging_Existing_Miscellaneous_Natural Gas_Pool Heater_E7 | F6 | Commercial | Lodging | Existing | Miscellaneous | Natural Gas | Pool Heater | E7 | Utility - Value of Sales | 0 | 0 | 0 | 0 | 0 | 0 | 0 | 0 | 0 | 0 | 0 | 0 | 0 | 0 | 0 | 0 | 0 | 0 | 0 | 0 | 0 | 0 | 0 | 0 | 0 | 0 | 0 | 0 | 0 | 0 | 0 | 0 | 0
F6_Commercial_Lodging_Existing_Miscellaneous_Natural Gas_Pool Heater_E8 | F6 | Commercial | Lodging | Existing | Miscellaneous | Natural Gas | Pool Heater | E8 | Utility - Value of Sales | 0 | 0 | 0 | 0 | 0 | 0 | 0 | 0 | 0 | 0 | 0 | 0 | 0 | 0 | 0 | 0 | 0 | 0 | 0 | 0 | 0 | 0 | 0 | 0 | 0 | 0 | 0 | 0 | 0 | 0 | 0 | 0 | 0
F6_Commercial_Lodging_Existing_Miscellaneous_Natural Gas_Pool Heater_E9 | F6 | Commercial | Lodging | Existing | Miscellaneous | Natural Gas | Pool Heater | E9 | Utility - Value of Sales | 0 | 0 | 0 | 0 | 0 | 0 | 0 | 0 | 0 | 0 | 0 | 0 | 0 | 0 | 0 | 0 | 0 | 0 | 0 | 0 | 0 | 0 | 0 | 0 | 0 | 0 | 0 | 0 | 0 | 0 | 0 | 0 | 0
F6_Commercial_Lodging_Existing_Miscellaneous_Natural Gas_Pool Heater_E10 | F6 | Commercial | Lodging | Existing | Miscellaneous | Natural Gas | Pool Heater | E10 | Utility - Value of Sales | 0 | 0 | 0 | 0 | 0 | 0 | 0 | 0 | 0 | 0 | 0 | 0 | 0 | 0 | 0 | 0 | 0 | 0 | 0 | 0 | 0 | 0 | 0 | 0 | 0 | 0 | 0 | 0 | 0 | 0 | 0 | 0 | 0
F1_Commercial_Lodging_Existing_Miscellaneous_Natural Gas_Miscellaneous_E1 | F1 | Commercial | Lodging | Existing | Miscellaneous | Natural Gas | Miscellaneous | E1 | RVT - Cost of Equipment | 0 | 0 | 0 | 0 | 0 | 0 | 0 | 0 | 0 | 0 | 0 | 0 | 0 | 0 | 0 | 0 | 0 | 0 | 0 | 0 | 0 | 0 | 0 | 0 | 0 | 0 | 0 | 0 | 0 | 0 | 0 | 0 | 0
F1_Commercial_Lodging_Existing_Miscellaneous_Natural Gas_Miscellaneous_E2 | F1 | Commercial | Lodging | Existing | Miscellaneous | Natural Gas | Miscellaneous | E2 | RVT - Cost of Equipment | 0 | 0 | 0 | 0 | 0 | 0 | 0 | 0 | 0 | 0 | 0 | 0 | 0 | 0 | 0 | 0 | 0 | 0 | 0 | 0 | 0 | 0 | 0 | 0 | 0 | 0 | 0 | 0 | 0 | 0 | 0 | 0 | 0
F1_Commercial_Lodging_Existing_Miscellaneous_Natural Gas_Miscellaneous_E3 | F1 | Commercial | Lodging | Existing | Miscellaneous | Natural Gas | Miscellaneous | E3 | RVT - Cost of Equipment | 0 | 0 | 0 | 0 | 0 | 0 | 0 | 0 | 0 | 0 | 0 | 0 | 0 | 0 | 0 | 0 | 0 | 0 | 0 | 0 | 0 | 0 | 0 | 0 | 0 | 0 | 0 | 0 | 0 | 0 | 0 | 0 | 0
F1_Commercial_Lodging_Existing_Miscellaneous_Natural Gas_Miscellaneous_E4 | F1 | Commercial | Lodging | Existing | Miscellaneous | Natural Gas | Miscellaneous | E4 | RVT - Cost of Equipment | 0 | 0 | 0 | 0 | 0 | 0 | 0 | 0 | 0 | 0 | 0 | 0 | 0 | 0 | 0 | 0 | 0 | 0 | 0 | 0 | 0 | 0 | 0 | 0 | 0 | 0 | 0 | 0 | 0 | 0 | 0 | 0 | 0
F1_Commercial_Lodging_Existing_Miscellaneous_Natural Gas_Miscellaneous_E5 | F1 | Commercial | Lodging | Existing | Miscellaneous | Natural Gas | Miscellaneous | E5 | RVT - Cost of Equipment | 0 | 0 | 0 | 0 | 0 | 0 | 0 | 0 | 0 | 0 | 0 | 0 | 0 | 0 | 0 | 0 | 0 | 0 | 0 | 0 | 0 | 0 | 0 | 0 | 0 | 0 | 0 | 0 | 0 | 0 | 0 | 0 | 0
F1_Commercial_Lodging_Existing_Miscellaneous_Natural Gas_Miscellaneous_E6 | F1 | Commercial | Lodging | Existing | Miscellaneous | Natural Gas | Miscellaneous | E6 | RVT - Cost of Equipment | 0 | 0 | 0 | 0 | 0 | 0 | 0 | 0 | 0 | 0 | 0 | 0 | 0 | 0 | 0 | 0 | 0 | 0 | 0 | 0 | 0 | 0 | 0 | 0 | 0 | 0 | 0 | 0 | 0 | 0 | 0 | 0 | 0
F1_Commercial_Lodging_Existing_Miscellaneous_Natural Gas_Miscellaneous_E7 | F1 | Commercial | Lodging | Existing | Miscellaneous | Natural Gas | Miscellaneous | E7 | RVT - Cost of Equipment | 0 | 0 | 0 | 0 | 0 | 0 | 0 | 0 | 0 | 0 | 0 | 0 | 0 | 0 | 0 | 0 | 0 | 0 | 0 | 0 | 0 | 0 | 0 | 0 | 0 | 0 | 0 | 0 | 0 | 0 | 0 | 0 | 0
F1_Commercial_Lodging_Existing_Miscellaneous_Natural Gas_Miscellaneous_E8 | F1 | Commercial | Lodging | Existing | Miscellaneous | Natural Gas | Miscellaneous | E8 | RVT - Cost of Equipment | 0 | 0 | 0 | 0 | 0 | 0 | 0 | 0 | 0 | 0 | 0 | 0 | 0 | 0 | 0 | 0 | 0 | 0 | 0 | 0 | 0 | 0 | 0 | 0 | 0 | 0 | 0 | 0 | 0 | 0 | 0 | 0 | 0
F1_Commercial_Lodging_Existing_Miscellaneous_Natural Gas_Miscellaneous_E9 | F1 | Commercial | Lodging | Existing | Miscellaneous | Natural Gas | Miscellaneous | E9 | RVT - Cost of Equipment | 0 | 0 | 0 | 0 | 0 | 0 | 0 | 0 | 0 | 0 | 0 | 0 | 0 | 0 | 0 | 0 | 0 | 0 | 0 | 0 | 0 | 0 | 0 | 0 | 0 | 0 | 0 | 0 | 0 | 0 | 0 | 0 | 0
F1_Commercial_Lodging_Existing_Miscellaneous_Natural Gas_Miscellaneous_E10 | F1 | Commercial | Lodging | Existing | Miscellaneous | Natural Gas | Miscellaneous | E10 | RVT - Cost of Equipment | 0 | 0 | 0 | 0 | 0 | 0 | 0 | 0 | 0 | 0 | 0 | 0 | 0 | 0 | 0 | 0 | 0 | 0 | 0 | 0 | 0 | 0 | 0 | 0 | 0 | 0 | 0 | 0 | 0 | 0 | 0 | 0 | 0
F2_Commercial_Lodging_Existing_Miscellaneous_Natural Gas_Miscellaneous_E1 | F2 | Commercial | Lodging | Existing | Miscellaneous | Natural Gas | Miscellaneous | E1 | RVT - Cost of Operation | 0 | 0 | 0 | 0 | 0 | 0 | 0 | 0 | 0 | 0 | 0 | 0 | 0 | 0 | 0 | 0 | 0 | 0 | 0 | 0 | 0 | 0 | 0 | 0 | 0 | 0 | 0 | 0 | 0 | 0 | 0 | 0 | 0
F2_Commercial_Lodging_Existing_Miscellaneous_Natural Gas_Miscellaneous_E2 | F2 | Commercial | Lodging | Existing | Miscellaneous | Natural Gas | Miscellaneous | E2 | RVT - Cost of Operation | 0 | 0 | 0 | 0 | 0 | 0 | 0 | 0 | 0 | 0 | 0 | 0 | 0 | 0 | 0 | 0 | 0 | 0 | 0 | 0 | 0 | 0 | 0 | 0 | 0 | 0 | 0 | 0 | 0 | 0 | 0 | 0 | 0
F2_Commercial_Lodging_Existing_Miscellaneous_Natural Gas_Miscellaneous_E3 | F2 | Commercial | Lodging | Existing | Miscellaneous | Natural Gas | Miscellaneous | E3 | RVT - Cost of Operation | 0 | 0 | 0 | 0 | 0 | 0 | 0 | 0 | 0 | 0 | 0 | 0 | 0 | 0 | 0 | 0 | 0 | 0 | 0 | 0 | 0 | 0 | 0 | 0 | 0 | 0 | 0 | 0 | 0 | 0 | 0 | 0 | 0
F2_Commercial_Lodging_Existing_Miscellaneous_Natural Gas_Miscellaneous_E4 | F2 | Commercial | Lodging | Existing | Miscellaneous | Natural Gas | Miscellaneous | E4 | RVT - Cost of Operation | 0 | 0 | 0 | 0 | 0 | 0 | 0 | 0 | 0 | 0 | 0 | 0 | 0 | 0 | 0 | 0 | 0 | 0 | 0 | 0 | 0 | 0 | 0 | 0 | 0 | 0 | 0 | 0 | 0 | 0 | 0 | 0 | 0
F2_Commercial_Lodging_Existing_Miscellaneous_Natural Gas_Miscellaneous_E5 | F2 | Commercial | Lodging | Existing | Miscellaneous | Natural Gas | Miscellaneous | E5 | RVT - Cost of Operation | 0 | 0 | 0 | 0 | 0 | 0 | 0 | 0 | 0 | 0 | 0 | 0 | 0 | 0 | 0 | 0 | 0 | 0 | 0 | 0 | 0 | 0 | 0 | 0 | 0 | 0 | 0 | 0 | 0 | 0 | 0 | 0 | 0
F2_Commercial_Lodging_Existing_Miscellaneous_Natural Gas_Miscellaneous_E6 | F2 | Commercial | Lodging | Existing | Miscellaneous | Natural Gas | Miscellaneous | E6 | RVT - Cost of Operation | 0 | 0 | 0 | 0 | 0 | 0 | 0 | 0 | 0 | 0 | 0 | 0 | 0 | 0 | 0 | 0 | 0 | 0 | 0 | 0 | 0 | 0 | 0 | 0 | 0 | 0 | 0 | 0 | 0 | 0 | 0 | 0 | 0
F2_Commercial_Lodging_Existing_Miscellaneous_Natural Gas_Miscellaneous_E7 | F2 | Commercial | Lodging | Existing | Miscellaneous | Natural Gas | Miscellaneous | E7 | RVT - Cost of Operation | 0 | 0 | 0 | 0 | 0 | 0 | 0 | 0 | 0 | 0 | 0 | 0 | 0 | 0 | 0 | 0 | 0 | 0 | 0 | 0 | 0 | 0 | 0 | 0 | 0 | 0 | 0 | 0 | 0 | 0 | 0 | 0 | 0
F2_Commercial_Lodging_Existing_Miscellaneous_Natural Gas_Miscellaneous_E8 | F2 | Commercial | Lodging | Existing | Miscellaneous | Natural Gas | Miscellaneous | E8 | RVT - Cost of Operation | 0 | 0 | 0 | 0 | 0 | 0 | 0 | 0 | 0 | 0 | 0 | 0 | 0 | 0 | 0 | 0 | 0 | 0 | 0 | 0 | 0 | 0 | 0 | 0 | 0 | 0 | 0 | 0 | 0 | 0 | 0 | 0 | 0
F2_Commercial_Lodging_Existing_Miscellaneous_Natural Gas_Miscellaneous_E9 | F2 | Commercial | Lodging | Existing | Miscellaneous | Natural Gas | Miscellaneous | E9 | RVT - Cost of Operation | 0 | 0 | 0 | 0 | 0 | 0 | 0 | 0 | 0 | 0 | 0 | 0 | 0 | 0 | 0 | 0 | 0 | 0 | 0 | 0 | 0 | 0 | 0 | 0 | 0 | 0 | 0 | 0 | 0 | 0 | 0 | 0 | 0
F2_Commercial_Lodging_Existing_Miscellaneous_Natural Gas_Miscellaneous_E10 | F2 | Commercial | Lodging | Existing | Miscellaneous | Natural Gas | Miscellaneous | E10 | RVT - Cost of Operation | 0 | 0 | 0 | 0 | 0 | 0 | 0 | 0 | 0 | 0 | 0 | 0 | 0 | 0 | 0 | 0 | 0 | 0 | 0 | 0 | 0 | 0 | 0 | 0 | 0 | 0 | 0 | 0 | 0 | 0 | 0 | 0 | 0
F3_Commercial_Lodging_Existing_Miscellaneous_Natural Gas_Miscellaneous_E1 | F3 | Commercial | Lodging | Existing | Miscellaneous | Natural Gas | Miscellaneous | E1 | System - kBTUs of Consumption | 0.0082704 | 0.0082704 | 0.0082704 | 0.0082704 | 0.0082704 | 0.0082704 | 0.0082704 | 0.0082704 | 0.0082704 | 0.0082704 | 0.0082704 | 0.0082704 | 0.0082704 | 0.0082704 | 0.0082704 | 0.0082704 | 0.0082704 | 0.0082704 | 0.0082704 | 0.0082704 | 0.0082704 | 0.0082704 | 0.0082704 | 0.0082704 | 0.0082704 | 0.0082704 | 0.0082704 | 0.0082704 | 0.0082704 | 0.0082704 | 0.0082704 | 0.0082704 | 0.0082704
F3_Commercial_Lodging_Existing_Miscellaneous_Natural Gas_Miscellaneous_E2 | F3 | Commercial | Lodging | Existing | Miscellaneous | Natural Gas | Miscellaneous | E2 | System - kBTUs of Consumption | 0 | 0 | 0 | 0 | 0 | 0 | 0 | 0 | 0 | 0 | 0 | 0 | 0 | 0 | 0 | 0 | 0 | 0 | 0 | 0 | 0 | 0 | 0 | 0 | 0 | 0 | 0 | 0 | 0 | 0 | 0 | 0 | 0
F3_Commercial_Lodging_Existing_Miscellaneous_Natural Gas_Miscellaneous_E3 | F3 | Commercial | Lodging | Existing | Miscellaneous | Natural Gas | Miscellaneous | E3 | System - kBTUs of Consumption | 0 | 0 | 0 | 0 | 0 | 0 | 0 | 0 | 0 | 0 | 0 | 0 | 0 | 0 | 0 | 0 | 0 | 0 | 0 | 0 | 0 | 0 | 0 | 0 | 0 | 0 | 0 | 0 | 0 | 0 | 0 | 0 | 0
F3_Commercial_Lodging_Existing_Miscellaneous_Natural Gas_Miscellaneous_E4 | F3 | Commercial | Lodging | Existing | Miscellaneous | Natural Gas | Miscellaneous | E4 | System - kBTUs of Consumption | 0 | 0 | 0 | 0 | 0 | 0 | 0 | 0 | 0 | 0 | 0 | 0 | 0 | 0 | 0 | 0 | 0 | 0 | 0 | 0 | 0 | 0 | 0 | 0 | 0 | 0 | 0 | 0 | 0 | 0 | 0 | 0 | 0
F3_Commercial_Lodging_Existing_Miscellaneous_Natural Gas_Miscellaneous_E5 | F3 | Commercial | Lodging | Existing | Miscellaneous | Natural Gas | Miscellaneous | E5 | System - kBTUs of Consumption | 0 | 0 | 0 | 0 | 0 | 0 | 0 | 0 | 0 | 0 | 0 | 0 | 0 | 0 | 0 | 0 | 0 | 0 | 0 | 0 | 0 | 0 | 0 | 0 | 0 | 0 | 0 | 0 | 0 | 0 | 0 | 0 | 0
F3_Commercial_Lodging_Existing_Miscellaneous_Natural Gas_Miscellaneous_E6 | F3 | Commercial | Lodging | Existing | Miscellaneous | Natural Gas | Miscellaneous | E6 | System - kBTUs of Consumption | 0 | 0 | 0 | 0 | 0 | 0 | 0 | 0 | 0 | 0 | 0 | 0 | 0 | 0 | 0 | 0 | 0 | 0 | 0 | 0 | 0 | 0 | 0 | 0 | 0 | 0 | 0 | 0 | 0 | 0 | 0 | 0 | 0
F3_Commercial_Lodging_Existing_Miscellaneous_Natural Gas_Miscellaneous_E7 | F3 | Commercial | Lodging | Existing | Miscellaneous | Natural Gas | Miscellaneous | E7 | System - kBTUs of Consumption | 0 | 0 | 0 | 0 | 0 | 0 | 0 | 0 | 0 | 0 | 0 | 0 | 0 | 0 | 0 | 0 | 0 | 0 | 0 | 0 | 0 | 0 | 0 | 0 | 0 | 0 | 0 | 0 | 0 | 0 | 0 | 0 | 0
F3_Commercial_Lodging_Existing_Miscellaneous_Natural Gas_Miscellaneous_E8 | F3 | Commercial | Lodging | Existing | Miscellaneous | Natural Gas | Miscellaneous | E8 | System - kBTUs of Consumption | 0 | 0 | 0 | 0 | 0 | 0 | 0 | 0 | 0 | 0 | 0 | 0 | 0 | 0 | 0 | 0 | 0 | 0 | 0 | 0 | 0 | 0 | 0 | 0 | 0 | 0 | 0 | 0 | 0 | 0 | 0 | 0 | 0
F3_Commercial_Lodging_Existing_Miscellaneous_Natural Gas_Miscellaneous_E9 | F3 | Commercial | Lodging | Existing | Miscellaneous | Natural Gas | Miscellaneous | E9 | System - kBTUs of Consumption | 0 | 0 | 0 | 0 | 0 | 0 | 0 | 0 | 0 | 0 | 0 | 0 | 0 | 0 | 0 | 0 | 0 | 0 | 0 | 0 | 0 | 0 | 0 | 0 | 0 | 0 | 0 | 0 | 0 | 0 | 0 | 0 | 0
F3_Commercial_Lodging_Existing_Miscellaneous_Natural Gas_Miscellaneous_E10 | F3 | Commercial | Lodging | Existing | Miscellaneous | Natural Gas | Miscellaneous | E10 | System - kBTUs of Consumption | 0 | 0 | 0 | 0 | 0 | 0 | 0 | 0 | 0 | 0 | 0 | 0 | 0 | 0 | 0 | 0 | 0 | 0 | 0 | 0 | 0 | 0 | 0 | 0 | 0 | 0 | 0 | 0 | 0 | 0 | 0 | 0 | 0
F4_Commercial_Lodging_Existing_Miscellaneous_Natural Gas_Miscellaneous_E1 | F4 | Commercial | Lodging | Existing | Miscellaneous | Natural Gas | Miscellaneous | E1 | Utility - Cost of Equipment | 0 | 0 | 0 | 0 | 0 | 0 | 0 | 0 | 0 | 0 | 0 | 0 | 0 | 0 | 0 | 0 | 0 | 0 | 0 | 0 | 0 | 0 | 0 | 0 | 0 | 0 | 0 | 0 | 0 | 0 | 0 | 0 | 0
F4_Commercial_Lodging_Existing_Miscellaneous_Natural Gas_Miscellaneous_E2 | F4 | Commercial | Lodging | Existing | Miscellaneous | Natural Gas | Miscellaneous | E2 | Utility - Cost of Equipment | 0 | 0 | 0 | 0 | 0 | 0 | 0 | 0 | 0 | 0 | 0 | 0 | 0 | 0 | 0 | 0 | 0 | 0 | 0 | 0 | 0 | 0 | 0 | 0 | 0 | 0 | 0 | 0 | 0 | 0 | 0 | 0 | 0
F4_Commercial_Lodging_Existing_Miscellaneous_Natural Gas_Miscellaneous_E3 | F4 | Commercial | Lodging | Existing | Miscellaneous | Natural Gas | Miscellaneous | E3 | Utility - Cost of Equipment | 0 | 0 | 0 | 0 | 0 | 0 | 0 | 0 | 0 | 0 | 0 | 0 | 0 | 0 | 0 | 0 | 0 | 0 | 0 | 0 | 0 | 0 | 0 | 0 | 0 | 0 | 0 | 0 | 0 | 0 | 0 | 0 | 0
F4_Commercial_Lodging_Existing_Miscellaneous_Natural Gas_Miscellaneous_E4 | F4 | Commercial | Lodging | Existing | Miscellaneous | Natural Gas | Miscellaneous | E4 | Utility - Cost of Equipment | 0 | 0 | 0 | 0 | 0 | 0 | 0 | 0 | 0 | 0 | 0 | 0 | 0 | 0 | 0 | 0 | 0 | 0 | 0 | 0 | 0 | 0 | 0 | 0 | 0 | 0 | 0 | 0 | 0 | 0 | 0 | 0 | 0
F4_Commercial_Lodging_Existing_Miscellaneous_Natural Gas_Miscellaneous_E5 | F4 | Commercial | Lodging | Existing | Miscellaneous | Natural Gas | Miscellaneous | E5 | Utility - Cost of Equipment | 0 | 0 | 0 | 0 | 0 | 0 | 0 | 0 | 0 | 0 | 0 | 0 | 0 | 0 | 0 | 0 | 0 | 0 | 0 | 0 | 0 | 0 | 0 | 0 | 0 | 0 | 0 | 0 | 0 | 0 | 0 | 0 | 0
F4_Commercial_Lodging_Existing_Miscellaneous_Natural Gas_Miscellaneous_E6 | F4 | Commercial | Lodging | Existing | Miscellaneous | Natural Gas | Miscellaneous | E6 | Utility - Cost of Equipment | 0 | 0 | 0 | 0 | 0 | 0 | 0 | 0 | 0 | 0 | 0 | 0 | 0 | 0 | 0 | 0 | 0 | 0 | 0 | 0 | 0 | 0 | 0 | 0 | 0 | 0 | 0 | 0 | 0 | 0 | 0 | 0 | 0
F4_Commercial_Lodging_Existing_Miscellaneous_Natural Gas_Miscellaneous_E7 | F4 | Commercial | Lodging | Existing | Miscellaneous | Natural Gas | Miscellaneous | E7 | Utility - Cost of Equipment | 0 | 0 | 0 | 0 | 0 | 0 | 0 | 0 | 0 | 0 | 0 | 0 | 0 | 0 | 0 | 0 | 0 | 0 | 0 | 0 | 0 | 0 | 0 | 0 | 0 | 0 | 0 | 0 | 0 | 0 | 0 | 0 | 0
F4_Commercial_Lodging_Existing_Miscellaneous_Natural Gas_Miscellaneous_E8 | F4 | Commercial | Lodging | Existing | Miscellaneous | Natural Gas | Miscellaneous | E8 | Utility - Cost of Equipment | 0 | 0 | 0 | 0 | 0 | 0 | 0 | 0 | 0 | 0 | 0 | 0 | 0 | 0 | 0 | 0 | 0 | 0 | 0 | 0 | 0 | 0 | 0 | 0 | 0 | 0 | 0 | 0 | 0 | 0 | 0 | 0 | 0
F4_Commercial_Lodging_Existing_Miscellaneous_Natural Gas_Miscellaneous_E9 | F4 | Commercial | Lodging | Existing | Miscellaneous | Natural Gas | Miscellaneous | E9 | Utility - Cost of Equipment | 0 | 0 | 0 | 0 | 0 | 0 | 0 | 0 | 0 | 0 | 0 | 0 | 0 | 0 | 0 | 0 | 0 | 0 | 0 | 0 | 0 | 0 | 0 | 0 | 0 | 0 | 0 | 0 | 0 | 0 | 0 | 0 | 0
F4_Commercial_Lodging_Existing_Miscellaneous_Natural Gas_Miscellaneous_E10 | F4 | Commercial | Lodging | Existing | Miscellaneous | Natural Gas | Miscellaneous | E10 | Utility - Cost of Equipment | 0 | 0 | 0 | 0 | 0 | 0 | 0 | 0 | 0 | 0 | 0 | 0 | 0 | 0 | 0 | 0 | 0 | 0 | 0 | 0 | 0 | 0 | 0 | 0 | 0 | 0 | 0 | 0 | 0 | 0 | 0 | 0 | 0
F5_Commercial_Lodging_Existing_Miscellaneous_Natural Gas_Miscellaneous_E1 | F5 | Commercial | Lodging | Existing | Miscellaneous | Natural Gas | Miscellaneous | E1 | Utility - Cost of Operation | 0.0082704 | 0.0082704 | 0.0082704 | 0.0082704 | 0.0082704 | 0.0082704 | 0.0082704 | 0.0082704 | 0.0082704 | 0.0082704 | 0.0082704 | 0.0082704 | 0.0082704 | 0.0082704 | 0.0082704 | 0.0082704 | 0.0082704 | 0.0082704 | 0.0082704 | 0.0082704 | 0.0082704 | 0.0082704 | 0.0082704 | 0.0082704 | 0.0082704 | 0.0082704 | 0.0082704 | 0.0082704 | 0.0082704 | 0.0082704 | 0.0082704 | 0.0082704 | 0.0082704
F5_Commercial_Lodging_Existing_Miscellaneous_Natural Gas_Miscellaneous_E2 | F5 | Commercial | Lodging | Existing | Miscellaneous | Natural Gas | Miscellaneous | E2 | Utility - Cost of Operation | 0 | 0 | 0 | 0 | 0 | 0 | 0 | 0 | 0 | 0 | 0 | 0 | 0 | 0 | 0 | 0 | 0 | 0 | 0 | 0 | 0 | 0 | 0 | 0 | 0 | 0 | 0 | 0 | 0 | 0 | 0 | 0 | 0
F5_Commercial_Lodging_Existing_Miscellaneous_Natural Gas_Miscellaneous_E3 | F5 | Commercial | Lodging | Existing | Miscellaneous | Natural Gas | Miscellaneous | E3 | Utility - Cost of Operation | 0 | 0 | 0 | 0 | 0 | 0 | 0 | 0 | 0 | 0 | 0 | 0 | 0 | 0 | 0 | 0 | 0 | 0 | 0 | 0 | 0 | 0 | 0 | 0 | 0 | 0 | 0 | 0 | 0 | 0 | 0 | 0 | 0
F5_Commercial_Lodging_Existing_Miscellaneous_Natural Gas_Miscellaneous_E4 | F5 | Commercial | Lodging | Existing | Miscellaneous | Natural Gas | Miscellaneous | E4 | Utility - Cost of Operation | 0 | 0 | 0 | 0 | 0 | 0 | 0 | 0 | 0 | 0 | 0 | 0 | 0 | 0 | 0 | 0 | 0 | 0 | 0 | 0 | 0 | 0 | 0 | 0 | 0 | 0 | 0 | 0 | 0 | 0 | 0 | 0 | 0
F5_Commercial_Lodging_Existing_Miscellaneous_Natural Gas_Miscellaneous_E5 | F5 | Commercial | Lodging | Existing | Miscellaneous | Natural Gas | Miscellaneous | E5 | Utility - Cost of Operation | 0 | 0 | 0 | 0 | 0 | 0 | 0 | 0 | 0 | 0 | 0 | 0 | 0 | 0 | 0 | 0 | 0 | 0 | 0 | 0 | 0 | 0 | 0 | 0 | 0 | 0 | 0 | 0 | 0 | 0 | 0 | 0 | 0
F5_Commercial_Lodging_Existing_Miscellaneous_Natural Gas_Miscellaneous_E6 | F5 | Commercial | Lodging | Existing | Miscellaneous | Natural Gas | Miscellaneous | E6 | Utility - Cost of Operation | 0 | 0 | 0 | 0 | 0 | 0 | 0 | 0 | 0 | 0 | 0 | 0 | 0 | 0 | 0 | 0 | 0 | 0 | 0 | 0 | 0 | 0 | 0 | 0 | 0 | 0 | 0 | 0 | 0 | 0 | 0 | 0 | 0
F5_Commercial_Lodging_Existing_Miscellaneous_Natural Gas_Miscellaneous_E7 | F5 | Commercial | Lodging | Existing | Miscellaneous | Natural Gas | Miscellaneous | E7 | Utility - Cost of Operation | 0 | 0 | 0 | 0 | 0 | 0 | 0 | 0 | 0 | 0 | 0 | 0 | 0 | 0 | 0 | 0 | 0 | 0 | 0 | 0 | 0 | 0 | 0 | 0 | 0 | 0 | 0 | 0 | 0 | 0 | 0 | 0 | 0
F5_Commercial_Lodging_Existing_Miscellaneous_Natural Gas_Miscellaneous_E8 | F5 | Commercial | Lodging | Existing | Miscellaneous | Natural Gas | Miscellaneous | E8 | Utility - Cost of Operation | 0 | 0 | 0 | 0 | 0 | 0 | 0 | 0 | 0 | 0 | 0 | 0 | 0 | 0 | 0 | 0 | 0 | 0 | 0 | 0 | 0 | 0 | 0 | 0 | 0 | 0 | 0 | 0 | 0 | 0 | 0 | 0 | 0
F5_Commercial_Lodging_Existing_Miscellaneous_Natural Gas_Miscellaneous_E9 | F5 | Commercial | Lodging | Existing | Miscellaneous | Natural Gas | Miscellaneous | E9 | Utility - Cost of Operation | 0 | 0 | 0 | 0 | 0 | 0 | 0 | 0 | 0 | 0 | 0 | 0 | 0 | 0 | 0 | 0 | 0 | 0 | 0 | 0 | 0 | 0 | 0 | 0 | 0 | 0 | 0 | 0 | 0 | 0 | 0 | 0 | 0
F5_Commercial_Lodging_Existing_Miscellaneous_Natural Gas_Miscellaneous_E10 | F5 | Commercial | Lodging | Existing | Miscellaneous | Natural Gas | Miscellaneous | E10 | Utility - Cost of Operation | 0 | 0 | 0 | 0 | 0 | 0 | 0 | 0 | 0 | 0 | 0 | 0 | 0 | 0 | 0 | 0 | 0 | 0 | 0 | 0 | 0 | 0 | 0 | 0 | 0 | 0 | 0 | 0 | 0 | 0 | 0 | 0 | 0
F6_Commercial_Lodging_Existing_Miscellaneous_Natural Gas_Miscellaneous_E1 | F6 | Commercial | Lodging | Existing | Miscellaneous | Natural Gas | Miscellaneous | E1 | Utility - Value of Sales | 0.034663 | 0.034663 | 0.034663 | 0.034663 | 0.034663 | 0.034663 | 0.034663 | 0.034663 | 0.034663 | 0.034663 | 0.034663 | 0.034663 | 0.034663 | 0.034663 | 0.034663 | 0.034663 | 0.034663 | 0.034663 | 0.034663 | 0.034663 | 0.034663 | 0.034663 | 0.034663 | 0.034663 | 0.034663 | 0.034663 | 0.034663 | 0.034663 | 0.034663 | 0.034663 | 0.034663 | 0.034663 | 0.034663
F6_Commercial_Lodging_Existing_Miscellaneous_Natural Gas_Miscellaneous_E2 | F6 | Commercial | Lodging | Existing | Miscellaneous | Natural Gas | Miscellaneous | E2 | Utility - Value of Sales | 0 | 0 | 0 | 0 | 0 | 0 | 0 | 0 | 0 | 0 | 0 | 0 | 0 | 0 | 0 | 0 | 0 | 0 | 0 | 0 | 0 | 0 | 0 | 0 | 0 | 0 | 0 | 0 | 0 | 0 | 0 | 0 | 0
F6_Commercial_Lodging_Existing_Miscellaneous_Natural Gas_Miscellaneous_E3 | F6 | Commercial | Lodging | Existing | Miscellaneous | Natural Gas | Miscellaneous | E3 | Utility - Value of Sales | 0 | 0 | 0 | 0 | 0 | 0 | 0 | 0 | 0 | 0 | 0 | 0 | 0 | 0 | 0 | 0 | 0 | 0 | 0 | 0 | 0 | 0 | 0 | 0 | 0 | 0 | 0 | 0 | 0 | 0 | 0 | 0 | 0
F6_Commercial_Lodging_Existing_Miscellaneous_Natural Gas_Miscellaneous_E4 | F6 | Commercial | Lodging | Existing | Miscellaneous | Natural Gas | Miscellaneous | E4 | Utility - Value of Sales | 0 | 0 | 0 | 0 | 0 | 0 | 0 | 0 | 0 | 0 | 0 | 0 | 0 | 0 | 0 | 0 | 0 | 0 | 0 | 0 | 0 | 0 | 0 | 0 | 0 | 0 | 0 | 0 | 0 | 0 | 0 | 0 | 0
F6_Commercial_Lodging_Existing_Miscellaneous_Natural Gas_Miscellaneous_E5 | F6 | Commercial | Lodging | Existing | Miscellaneous | Natural Gas | Miscellaneous | E5 | Utility - Value of Sales | 0 | 0 | 0 | 0 | 0 | 0 | 0 | 0 | 0 | 0 | 0 | 0 | 0 | 0 | 0 | 0 | 0 | 0 | 0 | 0 | 0 | 0 | 0 | 0 | 0 | 0 | 0 | 0 | 0 | 0 | 0 | 0 | 0
F6_Commercial_Lodging_Existing_Miscellaneous_Natural Gas_Miscellaneous_E6 | F6 | Commercial | Lodging | Existing | Miscellaneous | Natural Gas | Miscellaneous | E6 | Utility - Value of Sales | 0 | 0 | 0 | 0 | 0 | 0 | 0 | 0 | 0 | 0 | 0 | 0 | 0 | 0 | 0 | 0 | 0 | 0 | 0 | 0 | 0 | 0 | 0 | 0 | 0 | 0 | 0 | 0 | 0 | 0 | 0 | 0 | 0
F6_Commercial_Lodging_Existing_Miscellaneous_Natural Gas_Miscellaneous_E7 | F6 | Commercial | Lodging | Existing | Miscellaneous | Natural Gas | Miscellaneous | E7 | Utility - Value of Sales | 0 | 0 | 0 | 0 | 0 | 0 | 0 | 0 | 0 | 0 | 0 | 0 | 0 | 0 | 0 | 0 | 0 | 0 | 0 | 0 | 0 | 0 | 0 | 0 | 0 | 0 | 0 | 0 | 0 | 0 | 0 | 0 | 0
F6_Commercial_Lodging_Existing_Miscellaneous_Natural Gas_Miscellaneous_E8 | F6 | Commercial | Lodging | Existing | Miscellaneous | Natural Gas | Miscellaneous | E8 | Utility - Value of Sales | 0 | 0 | 0 | 0 | 0 | 0 | 0 | 0 | 0 | 0 | 0 | 0 | 0 | 0 | 0 | 0 | 0 | 0 | 0 | 0 | 0 | 0 | 0 | 0 | 0 | 0 | 0 | 0 | 0 | 0 | 0 | 0 | 0
F6_Commercial_Lodging_Existing_Miscellaneous_Natural Gas_Miscellaneous_E9 | F6 | Commercial | Lodging | Existing | Miscellaneous | Natural Gas | Miscellaneous | E9 | Utility - Value of Sales | 0 | 0 | 0 | 0 | 0 | 0 | 0 | 0 | 0 | 0 | 0 | 0 | 0 | 0 | 0 | 0 | 0 | 0 | 0 | 0 | 0 | 0 | 0 | 0 | 0 | 0 | 0 | 0 | 0 | 0 | 0 | 0 | 0
F6_Commercial_Lodging_Existing_Miscellaneous_Natural Gas_Miscellaneous_E10 | F6 | Commercial | Lodging | Existing | Miscellaneous | Natural Gas | Miscellaneous | E10 | Utility - Value of Sales | 0 | 0 | 0 | 0 | 0 | 0 | 0 | 0 | 0 | 0 | 0 | 0 | 0 | 0 | 0 | 0 | 0 | 0 | 0 | 0 | 0 | 0 | 0 | 0 | 0 | 0 | 0 | 0 | 0 | 0 | 0 | 0 | 0
F1_Commercial_Lodging_New_Space Heating_Natural Gas_Furnace_E1 | F1 | Commercial | Lodging | New | Space Heating | Natural Gas | Furnace | E1 | RVT - Cost of Equipment | 0.83639 | 0.83714 | 0.83795 | 0.83917 | 0.84089 | 0.84353 | 0.84537 | 0.8468 | 0.84838 | 0.84984 | 0.85085 | 0.85147 | 0.85203 | 0.85253 | 0.85318 | 0.85345 | 0.85392 | 0.8548 | 0.85573 | 0.85681 | 0.85809 | 0.85916 | 0.86 | 0.86064 | 0.86106 | 0.86118 | 0.86096 | 0.86049 | 0.86013 | 0.85995 | 0.86008 | 0.86013 | 0.86013
F1_Commercial_Lodging_New_Space Heating_Natural Gas_Furnace_E2 | F1 | Commercial | Lodging | New | Space Heating | Natural Gas | Furnace | E2 | RVT - Cost of Equipment | 0.74344 | 0.7441 | 0.74482 | 0.7459 | 0.74744 | 0.74977 | 0.75141 | 0.75268 | 0.75409 | 0.75539 | 0.75629 | 0.75684 | 0.75733 | 0.75778 | 0.75836 | 0.7586 | 0.75901 | 0.75979 | 0.76062 | 0.76158 | 0.76272 | 0.76368 | 0.76442 | 0.76498 | 0.76536 | 0.76547 | 0.76527 | 0.76486 | 0.76453 | 0.76438 | 0.76449 | 0.76454 | 0.76454
F1_Commercial_Lodging_New_Space Heating_Natural Gas_Furnace_E3 | F1 | Commercial | Lodging | New | Space Heating | Natural Gas | Furnace | E3 | RVT - Cost of Equipment | 0.69699 | 0.69762 | 0.69829 | 0.6993 | 0.70075 | 0.70294 | 0.70447 | 0.70566 | 0.70698 | 0.7082 | 0.70904 | 0.70956 | 0.71002 | 0.71044 | 0.71099 | 0.71121 | 0.7116 | 0.71233 | 0.71311 | 0.71401 | 0.71508 | 0.71597 | 0.71667 | 0.7172 | 0.71755 | 0.71765 | 0.71746 | 0.71708 | 0.71678 | 0.71663 | 0.71674 | 0.71678 | 0.71678
F1_Commercial_Lodging_New_Space Heating_Natural Gas_Furnace_E4 | F1 | Commercial | Lodging | New | Space Heating | Natural Gas | Furnace | E4 | RVT - Cost of Equipment | 0.69193 | 0.69253 | 0.69317 | 0.6942 | 0.69575 | 0.69826 | 0.69988 | 0.70106 | 0.70244 | 0.70374 | 0.70461 | 0.70514 | 0.70567 | 0.70621 | 0.70695 | 0.70729 | 0.70786 | 0.70887 | 0.7099 | 0.71108 | 0.71247 | 0.71363 | 0.71454 | 0.71524 | 0.7157 | 0.71583 | 0.71558 | 0.71508 | 0.71468 | 0.71449 | 0.71463 | 0.71468 | 0.71468
F1_Commercial_Lodging_New_Space Heating_Natural Gas_Furnace_E5 | F1 | Commercial | Lodging | New | Space Heating | Natural Gas | Furnace | E5 | RVT - Cost of Equipment | 0 | 0 | 0 | 0 | 0 | 0 | 0 | 0 | 0 | 0 | 0 | 0 | 0 | 0 | 0 | 0 | 0 | 0 | 0 | 0 | 0 | 0 | 0 | 0 | 0 | 0 | 0 | 0 | 0 | 0 | 0 | 0 | 0
F1_Commercial_Lodging_New_Space Heating_Natural Gas_Furnace_E6 | F1 | Commercial | Lodging | New | Space Heating | Natural Gas | Furnace | E6 | RVT - Cost of Equipment | 0 | 0 | 0 | 0 | 0 | 0 | 0 | 0 | 0 | 0 | 0 | 0 | 0 | 0 | 0 | 0 | 0 | 0 | 0 | 0 | 0 | 0 | 0 | 0 | 0 | 0 | 0 | 0 | 0 | 0 | 0 | 0 | 0
F1_Commercial_Lodging_New_Space Heating_Natural Gas_Furnace_E7 | F1 | Commercial | Lodging | New | Space Heating | Natural Gas | Furnace | E7 | RVT - Cost of Equipment | 0 | 0 | 0 | 0 | 0 | 0 | 0 | 0 | 0 | 0 | 0 | 0 | 0 | 0 | 0 | 0 | 0 | 0 | 0 | 0 | 0 | 0 | 0 | 0 | 0 | 0 | 0 | 0 | 0 | 0 | 0 | 0 | 0
F1_Commercial_Lodging_New_Space Heating_Natural Gas_Furnace_E8 | F1 | Commercial | Lodging | New | Space Heating | Natural Gas | Furnace | E8 | RVT - Cost of Equipment | 0 | 0 | 0 | 0 | 0 | 0 | 0 | 0 | 0 | 0 | 0 | 0 | 0 | 0 | 0 | 0 | 0 | 0 | 0 | 0 | 0 | 0 | 0 | 0 | 0 | 0 | 0 | 0 | 0 | 0 | 0 | 0 | 0
F1_Commercial_Lodging_New_Space Heating_Natural Gas_Furnace_E9 | F1 | Commercial | Lodging | New | Space Heating | Natural Gas | Furnace | E9 | RVT - Cost of Equipment | 0 | 0 | 0 | 0 | 0 | 0 | 0 | 0 | 0 | 0 | 0 | 0 | 0 | 0 | 0 | 0 | 0 | 0 | 0 | 0 | 0 | 0 | 0 | 0 | 0 | 0 | 0 | 0 | 0 | 0 | 0 | 0 | 0
F1_Commercial_Lodging_New_Space Heating_Natural Gas_Furnace_E10 | F1 | Commercial | Lodging | New | Space Heating | Natural Gas | Furnace | E10 | RVT - Cost of Equipment | 0 | 0 | 0 | 0 | 0 | 0 | 0 | 0 | 0 | 0 | 0 | 0 | 0 | 0 | 0 | 0 | 0 | 0 | 0 | 0 | 0 | 0 | 0 | 0 | 0 | 0 | 0 | 0 | 0 | 0 | 0 | 0 | 0
F2_Commercial_Lodging_New_Space Heating_Natural Gas_Furnace_E1 | F2 | Commercial | Lodging | New | Space Heating | Natural Gas | Furnace | E1 | RVT - Cost of Operation | 1.0021 | 1.0029 | 1.0039 | 1.0054 | 1.0074 | 1.0106 | 1.0128 | 1.0145 | 1.0164 | 1.0182 | 1.0194 | 1.0201 | 1.0208 | 1.0214 | 1.0222 | 1.0225 | 1.023 | 1.0241 | 1.0252 | 1.0265 | 1.0281 | 1.0293 | 1.0303 | 1.0311 | 1.0316 | 1.0318 | 1.0315 | 1.0309 | 1.0305 | 1.0303 | 1.0304 | 1.0305 | 1.0305
F2_Commercial_Lodging_New_Space Heating_Natural Gas_Furnace_E2 | F2 | Commercial | Lodging | New | Space Heating | Natural Gas | Furnace | E2 | RVT - Cost of Operation | 0.89068 | 0.89148 | 0.89234 | 0.89364 | 0.89548 | 0.89828 | 0.90024 | 0.90176 | 0.90345 | 0.905 | 0.90608 | 0.90674 | 0.90733 | 0.90787 | 0.90856 | 0.90885 | 0.90934 | 0.91028 | 0.91127 | 0.91243 | 0.91379 | 0.91493 | 0.91583 | 0.9165 | 0.91695 | 0.91708 | 0.91684 | 0.91635 | 0.91596 | 0.91577 | 0.91591 | 0.91596 | 0.91596
F2_Commercial_Lodging_New_Space Heating_Natural Gas_Furnace_E3 | F2 | Commercial | Lodging | New | Space Heating | Natural Gas | Furnace | E3 | RVT - Cost of Operation | 0.83505 | 0.83579 | 0.8366 | 0.83781 | 0.83954 | 0.84217 | 0.84401 | 0.84543 | 0.84701 | 0.84847 | 0.84948 | 0.8501 | 0.85065 | 0.85115 | 0.85181 | 0.85207 | 0.85254 | 0.85342 | 0.85435 | 0.85543 | 0.85671 | 0.85778 | 0.85862 | 0.85925 | 0.85967 | 0.85979 | 0.85957 | 0.85911 | 0.85874 | 0.85857 | 0.8587 | 0.85875 | 0.85875
F2_Commercial_Lodging_New_Space Heating_Natural Gas_Furnace_E4 | F2 | Commercial | Lodging | New | Space Heating | Natural Gas | Furnace | E4 | RVT - Cost of Operation | 0.82897 | 0.8297 | 0.83046 | 0.8317 | 0.83355 | 0.83656 | 0.8385 | 0.83991 | 0.84157 | 0.84313 | 0.84416 | 0.8448 | 0.84544 | 0.84608 | 0.84697 | 0.84738 | 0.84806 | 0.84927 | 0.85051 | 0.85192 | 0.85358 | 0.85498 | 0.85607 | 0.8569 | 0.85745 | 0.85761 | 0.85732 | 0.85671 | 0.85624 | 0.85601 | 0.85617 | 0.85624 | 0.85624
F2_Commercial_Lodging_New_Space Heating_Natural Gas_Furnace_E5 | F2 | Commercial | Lodging | New | Space Heating | Natural Gas | Furnace | E5 | RVT - Cost of Operation | 0 | 0 | 0 | 0 | 0 | 0 | 0 | 0 | 0 | 0 | 0 | 0 | 0 | 0 | 0 | 0 | 0 | 0 | 0 | 0 | 0 | 0 | 0 | 0 | 0 | 0 | 0 | 0 | 0 | 0 | 0 | 0 | 0
F2_Commercial_Lodging_New_Space Heating_Natural Gas_Furnace_E6 | F2 | Commercial | Lodging | New | Space Heating | Natural Gas | Furnace | E6 | RVT - Cost of Operation | 0 | 0 | 0 | 0 | 0 | 0 | 0 | 0 | 0 | 0 | 0 | 0 | 0 | 0 | 0 | 0 | 0 | 0 | 0 | 0 | 0 | 0 | 0 | 0 | 0 | 0 | 0 | 0 | 0 | 0 | 0 | 0 | 0
F2_Commercial_Lodging_New_Space Heating_Natural Gas_Furnace_E7 | F2 | Commercial | Lodging | New | Space Heating | Natural Gas | Furnace | E7 | RVT - Cost of Operation | 0 | 0 | 0 | 0 | 0 | 0 | 0 | 0 | 0 | 0 | 0 | 0 | 0 | 0 | 0 | 0 | 0 | 0 | 0 | 0 | 0 | 0 | 0 | 0 | 0 | 0 | 0 | 0 | 0 | 0 | 0 | 0 | 0
F2_Commercial_Lodging_New_Space Heating_Natural Gas_Furnace_E8 | F2 | Commercial | Lodging | New | Space Heating | Natural Gas | Furnace | E8 | RVT - Cost of Operation | 0 | 0 | 0 | 0 | 0 | 0 | 0 | 0 | 0 | 0 | 0 | 0 | 0 | 0 | 0 | 0 | 0 | 0 | 0 | 0 | 0 | 0 | 0 | 0 | 0 | 0 | 0 | 0 | 0 | 0 | 0 | 0 | 0
F2_Commercial_Lodging_New_Space Heating_Natural Gas_Furnace_E9 | F2 | Commercial | Lodging | New | Space Heating | Natural Gas | Furnace | E9 | RVT - Cost of Operation | 0 | 0 | 0 | 0 | 0 | 0 | 0 | 0 | 0 | 0 | 0 | 0 | 0 | 0 | 0 | 0 | 0 | 0 | 0 | 0 | 0 | 0 | 0 | 0 | 0 | 0 | 0 | 0 | 0 | 0 | 0 | 0 | 0
F2_Commercial_Lodging_New_Space Heating_Natural Gas_Furnace_E10 | F2 | Commercial | Lodging | New | Space Heating | Natural Gas | Furnace | E10 | RVT - Cost of Operation | 0 | 0 | 0 | 0 | 0 | 0 | 0 | 0 | 0 | 0 | 0 | 0 | 0 | 0 | 0 | 0 | 0 | 0 | 0 | 0 | 0 | 0 | 0 | 0 | 0 | 0 | 0 | 0 | 0 | 0 | 0 | 0 | 0
F3_Commercial_Lodging_New_Space Heating_Natural Gas_Furnace_E1 | F3 | Commercial | Lodging | New | Space Heating | Natural Gas | Furnace | E1 | System - kBTUs of Consumption | 0.027306 | 0.027306 | 0.027306 | 0.027306 | 0.027306 | 0.027306 | 0.027306 | 0.027306 | 0.027306 | 0.027306 | 0.027306 | 0.027306 | 0.027306 | 0.027306 | 0.027306 | 0.027306 | 0.027306 | 0.027306 | 0.027306 | 0.027306 | 0.027306 | 0.027306 | 0.027306 | 0.027306 | 0.027306 | 0.027306 | 0.027306 | 0.027306 | 0.027306 | 0.027306 | 0.027306 | 0.027306 | 0.027306
F3_Commercial_Lodging_New_Space Heating_Natural Gas_Furnace_E2 | F3 | Commercial | Lodging | New | Space Heating | Natural Gas | Furnace | E2 | System - kBTUs of Consumption | 0.033223 | 0.033223 | 0.033223 | 0.033223 | 0.033223 | 0.033223 | 0.033223 | 0.033223 | 0.033223 | 0.033223 | 0.033223 | 0.033223 | 0.033223 | 0.033223 | 0.033223 | 0.033223 | 0.033223 | 0.033223 | 0.033223 | 0.033223 | 0.033223 | 0.033223 | 0.033223 | 0.033223 | 0.033223 | 0.033223 | 0.033223 | 0.033223 | 0.033223 | 0.033223 | 0.033223 | 0.033223 | 0.033223
F3_Commercial_Lodging_New_Space Heating_Natural Gas_Furnace_E3 | F3 | Commercial | Lodging | New | Space Heating | Natural Gas | Furnace | E3 | System - kBTUs of Consumption | 0.03914 | 0.03914 | 0.03914 | 0.03914 | 0.03914 | 0.03914 | 0.03914 | 0.03914 | 0.03914 | 0.03914 | 0.03914 | 0.03914 | 0.03914 | 0.03914 | 0.03914 | 0.03914 | 0.03914 | 0.03914 | 0.03914 | 0.03914 | 0.03914 | 0.03914 | 0.03914 | 0.03914 | 0.03914 | 0.03914 | 0.03914 | 0.03914 | 0.03914 | 0.03914 | 0.03914 | 0.03914 | 0.03914
F3_Commercial_Lodging_New_Space Heating_Natural Gas_Furnace_E4 | F3 | Commercial | Lodging | New | Space Heating | Natural Gas | Furnace | E4 | System - kBTUs of Consumption | 0.77393 | 0.77393 | 0.77393 | 0.77393 | 0.77393 | 0.77393 | 0.77393 | 0.77393 | 0.77393 | 0.77393 | 0.77393 | 0.77393 | 0.77393 | 0.77393 | 0.77393 | 0.77393 | 0.77393 | 0.77393 | 0.77393 | 0.77393 | 0.77393 | 0.77393 | 0.77393 | 0.77393 | 0.77393 | 0.77393 | 0.77393 | 0.77393 | 0.77393 | 0.77393 | 0.77393 | 0.77393 | 0.77393
F3_Commercial_Lodging_New_Space Heating_Natural Gas_Furnace_E5 | F3 | Commercial | Lodging | New | Space Heating | Natural Gas | Furnace | E5 | System - kBTUs of Consumption | 0 | 0 | 0 | 0 | 0 | 0 | 0 | 0 | 0 | 0 | 0 | 0 | 0 | 0 | 0 | 0 | 0 | 0 | 0 | 0 | 0 | 0 | 0 | 0 | 0 | 0 | 0 | 0 | 0 | 0 | 0 | 0 | 0
F3_Commercial_Lodging_New_Space Heating_Natural Gas_Furnace_E6 | F3 | Commercial | Lodging | New | Space Heating | Natural Gas | Furnace | E6 | System - kBTUs of Consumption | 0 | 0 | 0 | 0 | 0 | 0 | 0 | 0 | 0 | 0 | 0 | 0 | 0 | 0 | 0 | 0 | 0 | 0 | 0 | 0 | 0 | 0 | 0 | 0 | 0 | 0 | 0 | 0 | 0 | 0 | 0 | 0 | 0
F3_Commercial_Lodging_New_Space Heating_Natural Gas_Furnace_E7 | F3 | Commercial | Lodging | New | Space Heating | Natural Gas | Furnace | E7 | System - kBTUs of Consumption | 0 | 0 | 0 | 0 | 0 | 0 | 0 | 0 | 0 | 0 | 0 | 0 | 0 | 0 | 0 | 0 | 0 | 0 | 0 | 0 | 0 | 0 | 0 | 0 | 0 | 0 | 0 | 0 | 0 | 0 | 0 | 0 | 0
F3_Commercial_Lodging_New_Space Heating_Natural Gas_Furnace_E8 | F3 | Commercial | Lodging | New | Space Heating | Natural Gas | Furnace | E8 | System - kBTUs of Consumption | 0 | 0 | 0 | 0 | 0 | 0 | 0 | 0 | 0 | 0 | 0 | 0 | 0 | 0 | 0 | 0 | 0 | 0 | 0 | 0 | 0 | 0 | 0 | 0 | 0 | 0 | 0 | 0 | 0 | 0 | 0 | 0 | 0
F3_Commercial_Lodging_New_Space Heating_Natural Gas_Furnace_E9 | F3 | Commercial | Lodging | New | Space Heating | Natural Gas | Furnace | E9 | System - kBTUs of Consumption | 0 | 0 | 0 | 0 | 0 | 0 | 0 | 0 | 0 | 0 | 0 | 0 | 0 | 0 | 0 | 0 | 0 | 0 | 0 | 0 | 0 | 0 | 0 | 0 | 0 | 0 | 0 | 0 | 0 | 0 | 0 | 0 | 0
F3_Commercial_Lodging_New_Space Heating_Natural Gas_Furnace_E10 | F3 | Commercial | Lodging | New | Space Heating | Natural Gas | Furnace | E10 | System - kBTUs of Consumption | 0 | 0 | 0 | 0 | 0 | 0 | 0 | 0 | 0 | 0 | 0 | 0 | 0 | 0 | 0 | 0 | 0 | 0 | 0 | 0 | 0 | 0 | 0 | 0 | 0 | 0 | 0 | 0 | 0 | 0 | 0 | 0 | 0
F4_Commercial_Lodging_New_Space Heating_Natural Gas_Furnace_E1 | F4 | Commercial | Lodging | New | Space Heating | Natural Gas | Furnace | E1 | Utility - Cost of Equipment | 1.0021 | 1.0029 | 1.0039 | 1.0054 | 1.0074 | 1.0106 | 1.0128 | 1.0145 | 1.0164 | 1.0182 | 1.0194 | 1.0201 | 1.0208 | 1.0214 | 1.0222 | 1.0225 | 1.023 | 1.0241 | 1.0252 | 1.0265 | 1.0281 | 1.0293 | 1.0303 | 1.0311 | 1.0316 | 1.0318 | 1.0315 | 1.0309 | 1.0305 | 1.0303 | 1.0304 | 1.0305 | 1.0305
F4_Commercial_Lodging_New_Space Heating_Natural Gas_Furnace_E2 | F4 | Commercial | Lodging | New | Space Heating | Natural Gas | Furnace | E2 | Utility - Cost of Equipment | 0.89068 | 0.89148 | 0.89234 | 0.89364 | 0.89548 | 0.89828 | 0.90024 | 0.90176 | 0.90345 | 0.905 | 0.90608 | 0.90674 | 0.90733 | 0.90787 | 0.90856 | 0.90885 | 0.90934 | 0.91028 | 0.91127 | 0.91243 | 0.91379 | 0.91493 | 0.91583 | 0.9165 | 0.91695 | 0.91708 | 0.91684 | 0.91635 | 0.91596 | 0.91577 | 0.91591 | 0.91596 | 0.91596
F4_Commercial_Lodging_New_Space Heating_Natural Gas_Furnace_E3 | F4 | Commercial | Lodging | New | Space Heating | Natural Gas | Furnace | E3 | Utility - Cost of Equipment | 0.83505 | 0.83579 | 0.8366 | 0.83781 | 0.83954 | 0.84217 | 0.84401 | 0.84543 | 0.84701 | 0.84847 | 0.84948 | 0.8501 | 0.85065 | 0.85115 | 0.85181 | 0.85207 | 0.85254 | 0.85342 | 0.85435 | 0.85543 | 0.85671 | 0.85778 | 0.85862 | 0.85925 | 0.85967 | 0.85979 | 0.85957 | 0.85911 | 0.85874 | 0.85857 | 0.8587 | 0.85875 | 0.85875
F4_Commercial_Lodging_New_Space Heating_Natural Gas_Furnace_E4 | F4 | Commercial | Lodging | New | Space Heating | Natural Gas | Furnace | E4 | Utility - Cost of Equipment | 0.82897 | 0.8297 | 0.83046 | 0.8317 | 0.83355 | 0.83656 | 0.8385 | 0.83991 | 0.84157 | 0.84313 | 0.84416 | 0.8448 | 0.84544 | 0.84608 | 0.84697 | 0.84738 | 0.84806 | 0.84927 | 0.85051 | 0.85192 | 0.85358 | 0.85498 | 0.85607 | 0.8569 | 0.85745 | 0.85761 | 0.85732 | 0.85671 | 0.85624 | 0.85601 | 0.85617 | 0.85624 | 0.85624
F4_Commercial_Lodging_New_Space Heating_Natural Gas_Furnace_E5 | F4 | Commercial | Lodging | New | Space Heating | Natural Gas | Furnace | E5 | Utility - Cost of Equipment | 0 | 0 | 0 | 0 | 0 | 0 | 0 | 0 | 0 | 0 | 0 | 0 | 0 | 0 | 0 | 0 | 0 | 0 | 0 | 0 | 0 | 0 | 0 | 0 | 0 | 0 | 0 | 0 | 0 | 0 | 0 | 0 | 0
F4_Commercial_Lodging_New_Space Heating_Natural Gas_Furnace_E6 | F4 | Commercial | Lodging | New | Space Heating | Natural Gas | Furnace | E6 | Utility - Cost of Equipment | 0 | 0 | 0 | 0 | 0 | 0 | 0 | 0 | 0 | 0 | 0 | 0 | 0 | 0 | 0 | 0 | 0 | 0 | 0 | 0 | 0 | 0 | 0 | 0 | 0 | 0 | 0 | 0 | 0 | 0 | 0 | 0 | 0
F4_Commercial_Lodging_New_Space Heating_Natural Gas_Furnace_E7 | F4 | Commercial | Lodging | New | Space Heating | Natural Gas | Furnace | E7 | Utility - Cost of Equipment | 0 | 0 | 0 | 0 | 0 | 0 | 0 | 0 | 0 | 0 | 0 | 0 | 0 | 0 | 0 | 0 | 0 | 0 | 0 | 0 | 0 | 0 | 0 | 0 | 0 | 0 | 0 | 0 | 0 | 0 | 0 | 0 | 0
F4_Commercial_Lodging_New_Space Heating_Natural Gas_Furnace_E8 | F4 | Commercial | Lodging | New | Space Heating | Natural Gas | Furnace | E8 | Utility - Cost of Equipment | 0 | 0 | 0 | 0 | 0 | 0 | 0 | 0 | 0 | 0 | 0 | 0 | 0 | 0 | 0 | 0 | 0 | 0 | 0 | 0 | 0 | 0 | 0 | 0 | 0 | 0 | 0 | 0 | 0 | 0 | 0 | 0 | 0
F4_Commercial_Lodging_New_Space Heating_Natural Gas_Furnace_E9 | F4 | Commercial | Lodging | New | Space Heating | Natural Gas | Furnace | E9 | Utility - Cost of Equipment | 0 | 0 | 0 | 0 | 0 | 0 | 0 | 0 | 0 | 0 | 0 | 0 | 0 | 0 | 0 | 0 | 0 | 0 | 0 | 0 | 0 | 0 | 0 | 0 | 0 | 0 | 0 | 0 | 0 | 0 | 0 | 0 | 0
F4_Commercial_Lodging_New_Space Heating_Natural Gas_Furnace_E10 | F4 | Commercial | Lodging | New | Space Heating | Natural Gas | Furnace | E10 | Utility - Cost of Equipment | 0 | 0 | 0 | 0 | 0 | 0 | 0 | 0 | 0 | 0 | 0 | 0 | 0 | 0 | 0 | 0 | 0 | 0 | 0 | 0 | 0 | 0 | 0 | 0 | 0 | 0 | 0 | 0 | 0 | 0 | 0 | 0 | 0
F5_Commercial_Lodging_New_Space Heating_Natural Gas_Furnace_E1 | F5 | Commercial | Lodging | New | Space Heating | Natural Gas | Furnace | E1 | Utility - Cost of Operation | 0.027306 | 0.027306 | 0.027306 | 0.027306 | 0.027306 | 0.027306 | 0.027306 | 0.027306 | 0.027306 | 0.027306 | 0.027306 | 0.027306 | 0.027306 | 0.027306 | 0.027306 | 0.027306 | 0.027306 | 0.027306 | 0.027306 | 0.027306 | 0.027306 | 0.027306 | 0.027306 | 0.027306 | 0.027306 | 0.027306 | 0.027306 | 0.027306 | 0.027306 | 0.027306 | 0.027306 | 0.027306 | 0.027306
F5_Commercial_Lodging_New_Space Heating_Natural Gas_Furnace_E2 | F5 | Commercial | Lodging | New | Space Heating | Natural Gas | Furnace | E2 | Utility - Cost of Operation | 0.033223 | 0.033223 | 0.033223 | 0.033223 | 0.033223 | 0.033223 | 0.033223 | 0.033223 | 0.033223 | 0.033223 | 0.033223 | 0.033223 | 0.033223 | 0.033223 | 0.033223 | 0.033223 | 0.033223 | 0.033223 | 0.033223 | 0.033223 | 0.033223 | 0.033223 | 0.033223 | 0.033223 | 0.033223 | 0.033223 | 0.033223 | 0.033223 | 0.033223 | 0.033223 | 0.033223 | 0.033223 | 0.033223
F5_Commercial_Lodging_New_Space Heating_Natural Gas_Furnace_E3 | F5 | Commercial | Lodging | New | Space Heating | Natural Gas | Furnace | E3 | Utility - Cost of Operation | 0.03914 | 0.03914 | 0.03914 | 0.03914 | 0.03914 | 0.03914 | 0.03914 | 0.03914 | 0.03914 | 0.03914 | 0.03914 | 0.03914 | 0.03914 | 0.03914 | 0.03914 | 0.03914 | 0.03914 | 0.03914 | 0.03914 | 0.03914 | 0.03914 | 0.03914 | 0.03914 | 0.03914 | 0.03914 | 0.03914 | 0.03914 | 0.03914 | 0.03914 | 0.03914 | 0.03914 | 0.03914 | 0.03914
F5_Commercial_Lodging_New_Space Heating_Natural Gas_Furnace_E4 | F5 | Commercial | Lodging | New | Space Heating | Natural Gas | Furnace | E4 | Utility - Cost of Operation | 0.77393 | 0.77393 | 0.77393 | 0.77393 | 0.77393 | 0.77393 | 0.77393 | 0.77393 | 0.77393 | 0.77393 | 0.77393 | 0.77393 | 0.77393 | 0.77393 | 0.77393 | 0.77393 | 0.77393 | 0.77393 | 0.77393 | 0.77393 | 0.77393 | 0.77393 | 0.77393 | 0.77393 | 0.77393 | 0.77393 | 0.77393 | 0.77393 | 0.77393 | 0.77393 | 0.77393 | 0.77393 | 0.77393
F5_Commercial_Lodging_New_Space Heating_Natural Gas_Furnace_E5 | F5 | Commercial | Lodging | New | Space Heating | Natural Gas | Furnace | E5 | Utility - Cost of Operation | 0 | 0 | 0 | 0 | 0 | 0 | 0 | 0 | 0 | 0 | 0 | 0 | 0 | 0 | 0 | 0 | 0 | 0 | 0 | 0 | 0 | 0 | 0 | 0 | 0 | 0 | 0 | 0 | 0 | 0 | 0 | 0 | 0
F5_Commercial_Lodging_New_Space Heating_Natural Gas_Furnace_E6 | F5 | Commercial | Lodging | New | Space Heating | Natural Gas | Furnace | E6 | Utility - Cost of Operation | 0 | 0 | 0 | 0 | 0 | 0 | 0 | 0 | 0 | 0 | 0 | 0 | 0 | 0 | 0 | 0 | 0 | 0 | 0 | 0 | 0 | 0 | 0 | 0 | 0 | 0 | 0 | 0 | 0 | 0 | 0 | 0 | 0
F5_Commercial_Lodging_New_Space Heating_Natural Gas_Furnace_E7 | F5 | Commercial | Lodging | New | Space Heating | Natural Gas | Furnace | E7 | Utility - Cost of Operation | 0 | 0 | 0 | 0 | 0 | 0 | 0 | 0 | 0 | 0 | 0 | 0 | 0 | 0 | 0 | 0 | 0 | 0 | 0 | 0 | 0 | 0 | 0 | 0 | 0 | 0 | 0 | 0 | 0 | 0 | 0 | 0 | 0
F5_Commercial_Lodging_New_Space Heating_Natural Gas_Furnace_E8 | F5 | Commercial | Lodging | New | Space Heating | Natural Gas | Furnace | E8 | Utility - Cost of Operation | 0 | 0 | 0 | 0 | 0 | 0 | 0 | 0 | 0 | 0 | 0 | 0 | 0 | 0 | 0 | 0 | 0 | 0 | 0 | 0 | 0 | 0 | 0 | 0 | 0 | 0 | 0 | 0 | 0 | 0 | 0 | 0 | 0
F5_Commercial_Lodging_New_Space Heating_Natural Gas_Furnace_E9 | F5 | Commercial | Lodging | New | Space Heating | Natural Gas | Furnace | E9 | Utility - Cost of Operation | 0 | 0 | 0 | 0 | 0 | 0 | 0 | 0 | 0 | 0 | 0 | 0 | 0 | 0 | 0 | 0 | 0 | 0 | 0 | 0 | 0 | 0 | 0 | 0 | 0 | 0 | 0 | 0 | 0 | 0 | 0 | 0 | 0
F5_Commercial_Lodging_New_Space Heating_Natural Gas_Furnace_E10 | F5 | Commercial | Lodging | New | Space Heating | Natural Gas | Furnace | E10 | Utility - Cost of Operation | 0 | 0 | 0 | 0 | 0 | 0 | 0 | 0 | 0 | 0 | 0 | 0 | 0 | 0 | 0 | 0 | 0 | 0 | 0 | 0 | 0 | 0 | 0 | 0 | 0 | 0 | 0 | 0 | 0 | 0 | 0 | 0 | 0
F6_Commercial_Lodging_New_Space Heating_Natural Gas_Furnace_E1 | F6 | Commercial | Lodging | New | Space Heating | Natural Gas | Furnace | E1 | Utility - Value of Sales | 0.44069 | 0.43833 | 0.43586 | 0.4334 | 0.43094 | 0.4285 | 0.42608 | 0.42369 | 0.42135 | 0.41906 | 0.41682 | 0.41465 | 0.41256 | 0.41055 | 0.40862 | 0.4068 | 0.40509 | 0.40348 | 0.40198 | 0.40058 | 0.3993 | 0.39812 | 0.39704 | 0.39608 | 0.39522 | 0.39447 | 0.39383 | 0.39329 | 0.39286 | 0.39254 | 0.39233 | 0.39222 | 0.39222
F6_Commercial_Lodging_New_Space Heating_Natural Gas_Furnace_E2 | F6 | Commercial | Lodging | New | Space Heating | Natural Gas | Furnace | E2 | Utility - Value of Sales | 0.39171 | 0.38961 | 0.38742 | 0.38523 | 0.38304 | 0.38087 | 0.37872 | 0.3766 | 0.37452 | 0.37248 | 0.3705 | 0.36857 | 0.36671 | 0.36492 | 0.36321 | 0.36159 | 0.36006 | 0.35863 | 0.3573 | 0.35606 | 0.35492 | 0.35387 | 0.35292 | 0.35206 | 0.3513 | 0.35063 | 0.35006 | 0.34958 | 0.3492 | 0.34891 | 0.34872 | 0.34863 | 0.34863
F6_Commercial_Lodging_New_Space Heating_Natural Gas_Furnace_E3 | F6 | Commercial | Lodging | New | Space Heating | Natural Gas | Furnace | E3 | Utility - Value of Sales | 0.36724 | 0.36527 | 0.36322 | 0.36116 | 0.35911 | 0.35708 | 0.35506 | 0.35308 | 0.35113 | 0.34921 | 0.34735 | 0.34554 | 0.3438 | 0.34212 | 0.34052 | 0.339 | 0.33757 | 0.33623 | 0.33498 | 0.33382 | 0.33275 | 0.33176 | 0.33087 | 0.33007 | 0.32935 | 0.32873 | 0.32819 | 0.32774 | 0.32739 | 0.32712 | 0.32694 | 0.32685 | 0.32685
F6_Commercial_Lodging_New_Space Heating_Natural Gas_Furnace_E4 | F6 | Commercial | Lodging | New | Space Heating | Natural Gas | Furnace | E4 | Utility - Value of Sales | 0.37534 | 0.37342 | 0.37136 | 0.36931 | 0.36725 | 0.36519 | 0.36314 | 0.36108 | 0.35903 | 0.35697 | 0.35492 | 0.35286 | 0.3508 | 0.34876 | 0.34674 | 0.34476 | 0.34283 | 0.34097 | 0.33917 | 0.33747 | 0.33586 | 0.33437 | 0.333 | 0.33176 | 0.33067 | 0.32971 | 0.32889 | 0.3282 | 0.32765 | 0.32724 | 0.32697 | 0.32683 | 0.32683
F6_Commercial_Lodging_New_Space Heating_Natural Gas_Furnace_E5 | F6 | Commercial | Lodging | New | Space Heating | Natural Gas | Furnace | E5 | Utility - Value of Sales | 0 | 0 | 0 | 0 | 0 | 0 | 0 | 0 | 0 | 0 | 0 | 0 | 0 | 0 | 0 | 0 | 0 | 0 | 0 | 0 | 0 | 0 | 0 | 0 | 0 | 0 | 0 | 0 | 0 | 0 | 0 | 0 | 0
F6_Commercial_Lodging_New_Space Heating_Natural Gas_Furnace_E6 | F6 | Commercial | Lodging | New | Space Heating | Natural Gas | Furnace | E6 | Utility - Value of Sales | 0 | 0 | 0 | 0 | 0 | 0 | 0 | 0 | 0 | 0 | 0 | 0 | 0 | 0 | 0 | 0 | 0 | 0 | 0 | 0 | 0 | 0 | 0 | 0 | 0 | 0 | 0 | 0 | 0 | 0 | 0 | 0 | 0
F6_Commercial_Lodging_New_Space Heating_Natural Gas_Furnace_E7 | F6 | Commercial | Lodging | New | Space Heating | Natural Gas | Furnace | E7 | Utility - Value of Sales | 0 | 0 | 0 | 0 | 0 | 0 | 0 | 0 | 0 | 0 | 0 | 0 | 0 | 0 | 0 | 0 | 0 | 0 | 0 | 0 | 0 | 0 | 0 | 0 | 0 | 0 | 0 | 0 | 0 | 0 | 0 | 0 | 0
F6_Commercial_Lodging_New_Space Heating_Natural Gas_Furnace_E8 | F6 | Commercial | Lodging | New | Space Heating | Natural Gas | Furnace | E8 | Utility - Value of Sales | 0 | 0 | 0 | 0 | 0 | 0 | 0 | 0 | 0 | 0 | 0 | 0 | 0 | 0 | 0 | 0 | 0 | 0 | 0 | 0 | 0 | 0 | 0 | 0 | 0 | 0 | 0 | 0 | 0 | 0 | 0 | 0 | 0
F6_Commercial_Lodging_New_Space Heating_Natural Gas_Furnace_E9 | F6 | Commercial | Lodging | New | Space Heating | Natural Gas | Furnace | E9 | Utility - Value of Sales | 0 | 0 | 0 | 0 | 0 | 0 | 0 | 0 | 0 | 0 | 0 | 0 | 0 | 0 | 0 | 0 | 0 | 0 | 0 | 0 | 0 | 0 | 0 | 0 | 0 | 0 | 0 | 0 | 0 | 0 | 0 | 0 | 0
F6_Commercial_Lodging_New_Space Heating_Natural Gas_Furnace_E10 | F6 | Commercial | Lodging | New | Space Heating | Natural Gas | Furnace | E10 | Utility - Value of Sales | 0 | 0 | 0 | 0 | 0 | 0 | 0 | 0 | 0 | 0 | 0 | 0 | 0 | 0 | 0 | 0 | 0 | 0 | 0 | 0 | 0 | 0 | 0 | 0 | 0 | 0 | 0 | 0 | 0 | 0 | 0 | 0 | 0
F1_Commercial_Lodging_New_Space Heating_Natural Gas_Boiler_E1 | F1 | Commercial | Lodging | New | Space Heating | Natural Gas | Boiler | E1 | RVT - Cost of Equipment | 2.1092 | 2.1112 | 2.1134 | 2.1166 | 2.121 | 2.1275 | 2.132 | 2.1355 | 2.1392 | 2.1426 | 2.145 | 2.1464 | 2.1478 | 2.149 | 2.1506 | 2.1512 | 2.1523 | 2.1544 | 2.1567 | 2.1593 | 2.1624 | 2.1649 | 2.1669 | 2.1685 | 2.1695 | 2.1698 | 2.1692 | 2.1681 | 2.1673 | 2.1668 | 2.1671 | 2.1673 | 2.1673
F1_Commercial_Lodging_New_Space Heating_Natural Gas_Boiler_E2 | F1 | Commercial | Lodging | New | Space Heating | Natural Gas | Boiler | E2 | RVT - Cost of Equipment | 1.9851 | 1.987 | 1.9891 | 1.9921 | 1.9962 | 2.0023 | 2.0066 | 2.0098 | 2.0134 | 2.0166 | 2.0188 | 2.0202 | 2.0214 | 2.0226 | 2.0241 | 2.0247 | 2.0257 | 2.0277 | 2.0298 | 2.0323 | 2.0352 | 2.0376 | 2.0395 | 2.0409 | 2.0419 | 2.0421 | 2.0416 | 2.0406 | 2.0398 | 2.0394 | 2.0397 | 2.0398 | 2.0398
F1_Commercial_Lodging_New_Space Heating_Natural Gas_Boiler_E3 | F1 | Commercial | Lodging | New | Space Heating | Natural Gas | Boiler | E3 | RVT - Cost of Equipment | 1.7396 | 1.7412 | 1.743 | 1.7457 | 1.7493 | 1.7546 | 1.7583 | 1.7612 | 1.7643 | 1.7671 | 1.7691 | 1.7703 | 1.7714 | 1.7724 | 1.7737 | 1.7742 | 1.7751 | 1.7769 | 1.7787 | 1.7808 | 1.7834 | 1.7855 | 1.7872 | 1.7884 | 1.7893 | 1.7895 | 1.7891 | 1.7881 | 1.7874 | 1.7871 | 1.7873 | 1.7874 | 1.7874
F1_Commercial_Lodging_New_Space Heating_Natural Gas_Boiler_E4 | F1 | Commercial | Lodging | New | Space Heating | Natural Gas | Boiler | E4 | RVT - Cost of Equipment | 1.2836 | 1.2847 | 1.2859 | 1.2878 | 1.2907 | 1.2954 | 1.2984 | 1.3006 | 1.3031 | 1.3055 | 1.3071 | 1.3081 | 1.3091 | 1.3101 | 1.3115 | 1.3121 | 1.3132 | 1.315 | 1.317 | 1.3192 | 1.3217 | 1.3239 | 1.3256 | 1.3269 | 1.3277 | 1.328 | 1.3275 | 1.3266 | 1.3258 | 1.3255 | 1.3257 | 1.3258 | 1.3258
F1_Commercial_Lodging_New_Space Heating_Natural Gas_Boiler_E5 | F1 | Commercial | Lodging | New | Space Heating | Natural Gas | Boiler | E5 | RVT - Cost of Equipment | 0 | 0 | 0 | 0 | 0 | 0 | 0 | 0 | 0 | 0 | 0 | 0 | 0 | 0 | 0 | 0 | 0 | 0 | 0 | 0 | 0 | 0 | 0 | 0 | 0 | 0 | 0 | 0 | 0 | 0 | 0 | 0 | 0
F1_Commercial_Lodging_New_Space Heating_Natural Gas_Boiler_E6 | F1 | Commercial | Lodging | New | Space Heating | Natural Gas | Boiler | E6 | RVT - Cost of Equipment | 0 | 0 | 0 | 0 | 0 | 0 | 0 | 0 | 0 | 0 | 0 | 0 | 0 | 0 | 0 | 0 | 0 | 0 | 0 | 0 | 0 | 0 | 0 | 0 | 0 | 0 | 0 | 0 | 0 | 0 | 0 | 0 | 0
F1_Commercial_Lodging_New_Space Heating_Natural Gas_Boiler_E7 | F1 | Commercial | Lodging | New | Space Heating | Natural Gas | Boiler | E7 | RVT - Cost of Equipment | 0 | 0 | 0 | 0 | 0 | 0 | 0 | 0 | 0 | 0 | 0 | 0 | 0 | 0 | 0 | 0 | 0 | 0 | 0 | 0 | 0 | 0 | 0 | 0 | 0 | 0 | 0 | 0 | 0 | 0 | 0 | 0 | 0
F1_Commercial_Lodging_New_Space Heating_Natural Gas_Boiler_E8 | F1 | Commercial | Lodging | New | Space Heating | Natural Gas | Boiler | E8 | RVT - Cost of Equipment | 0 | 0 | 0 | 0 | 0 | 0 | 0 | 0 | 0 | 0 | 0 | 0 | 0 | 0 | 0 | 0 | 0 | 0 | 0 | 0 | 0 | 0 | 0 | 0 | 0 | 0 | 0 | 0 | 0 | 0 | 0 | 0 | 0
F1_Commercial_Lodging_New_Space Heating_Natural Gas_Boiler_E9 | F1 | Commercial | Lodging | New | Space Heating | Natural Gas | Boiler | E9 | RVT - Cost of Equipment | 0 | 0 | 0 | 0 | 0 | 0 | 0 | 0 | 0 | 0 | 0 | 0 | 0 | 0 | 0 | 0 | 0 | 0 | 0 | 0 | 0 | 0 | 0 | 0 | 0 | 0 | 0 | 0 | 0 | 0 | 0 | 0 | 0
F1_Commercial_Lodging_New_Space Heating_Natural Gas_Boiler_E10 | F1 | Commercial | Lodging | New | Space Heating | Natural Gas | Boiler | E10 | RVT - Cost of Equipment | 0 | 0 | 0 | 0 | 0 | 0 | 0 | 0 | 0 | 0 | 0 | 0 | 0 | 0 | 0 | 0 | 0 | 0 | 0 | 0 | 0 | 0 | 0 | 0 | 0 | 0 | 0 | 0 | 0 | 0 | 0 | 0 | 0
F2_Commercial_Lodging_New_Space Heating_Natural Gas_Boiler_E1 | F2 | Commercial | Lodging | New | Space Heating | Natural Gas | Boiler | E1 | RVT - Cost of Operation | 2.527 | 2.5294 | 2.532 | 2.5358 | 2.5411 | 2.5488 | 2.5543 | 2.5584 | 2.5629 | 2.567 | 2.5698 | 2.5716 | 2.5732 | 2.5746 | 2.5765 | 2.5773 | 2.5786 | 2.5812 | 2.5838 | 2.587 | 2.5906 | 2.5937 | 2.5961 | 2.598 | 2.5992 | 2.5995 | 2.5989 | 2.5976 | 2.5965 | 2.596 | 2.5964 | 2.5965 | 2.5965
F2_Commercial_Lodging_New_Space Heating_Natural Gas_Boiler_E2 | F2 | Commercial | Lodging | New | Space Heating | Natural Gas | Boiler | E2 | RVT - Cost of Operation | 2.3783 | 2.3806 | 2.3831 | 2.3867 | 2.3916 | 2.3989 | 2.404 | 2.4079 | 2.4122 | 2.416 | 2.4187 | 2.4203 | 2.4218 | 2.4232 | 2.425 | 2.4257 | 2.4269 | 2.4293 | 2.4318 | 2.4348 | 2.4383 | 2.4412 | 2.4434 | 2.4451 | 2.4463 | 2.4466 | 2.446 | 2.4448 | 2.4438 | 2.4433 | 2.4436 | 2.4438 | 2.4438
F2_Commercial_Lodging_New_Space Heating_Natural Gas_Boiler_E3 | F2 | Commercial | Lodging | New | Space Heating | Natural Gas | Boiler | E3 | RVT - Cost of Operation | 2.0841 | 2.0861 | 2.0883 | 2.0914 | 2.0957 | 2.1021 | 2.1066 | 2.11 | 2.1137 | 2.1171 | 2.1195 | 2.1209 | 2.1222 | 2.1234 | 2.125 | 2.1256 | 2.1267 | 2.1288 | 2.131 | 2.1336 | 2.1366 | 2.1392 | 2.1411 | 2.1427 | 2.1437 | 2.1439 | 2.1434 | 2.1423 | 2.1414 | 2.141 | 2.1413 | 2.1415 | 2.1415
F2_Commercial_Lodging_New_Space Heating_Natural Gas_Boiler_E4 | F2 | Commercial | Lodging | New | Space Heating | Natural Gas | Boiler | E4 | RVT - Cost of Operation | 1.5379 | 1.5392 | 1.5406 | 1.5429 | 1.5464 | 1.5519 | 1.5555 | 1.5582 | 1.5612 | 1.5641 | 1.566 | 1.5672 | 1.5684 | 1.5696 | 1.5712 | 1.572 | 1.5733 | 1.5755 | 1.5778 | 1.5804 | 1.5835 | 1.5861 | 1.5881 | 1.5897 | 1.5907 | 1.591 | 1.5904 | 1.5893 | 1.5884 | 1.588 | 1.5883 | 1.5884 | 1.5884
F2_Commercial_Lodging_New_Space Heating_Natural Gas_Boiler_E5 | F2 | Commercial | Lodging | New | Space Heating | Natural Gas | Boiler | E5 | RVT - Cost of Operation | 0 | 0 | 0 | 0 | 0 | 0 | 0 | 0 | 0 | 0 | 0 | 0 | 0 | 0 | 0 | 0 | 0 | 0 | 0 | 0 | 0 | 0 | 0 | 0 | 0 | 0 | 0 | 0 | 0 | 0 | 0 | 0 | 0
F2_Commercial_Lodging_New_Space Heating_Natural Gas_Boiler_E6 | F2 | Commercial | Lodging | New | Space Heating | Natural Gas | Boiler | E6 | RVT - Cost of Operation | 0 | 0 | 0 | 0 | 0 | 0 | 0 | 0 | 0 | 0 | 0 | 0 | 0 | 0 | 0 | 0 | 0 | 0 | 0 | 0 | 0 | 0 | 0 | 0 | 0 | 0 | 0 | 0 | 0 | 0 | 0 | 0 | 0
F2_Commercial_Lodging_New_Space Heating_Natural Gas_Boiler_E7 | F2 | Commercial | Lodging | New | Space Heating | Natural Gas | Boiler | E7 | RVT - Cost of Operation | 0 | 0 | 0 | 0 | 0 | 0 | 0 | 0 | 0 | 0 | 0 | 0 | 0 | 0 | 0 | 0 | 0 | 0 | 0 | 0 | 0 | 0 | 0 | 0 | 0 | 0 | 0 | 0 | 0 | 0 | 0 | 0 | 0
F2_Commercial_Lodging_New_Space Heating_Natural Gas_Boiler_E8 | F2 | Commercial | Lodging | New | Space Heating | Natural Gas | Boiler | E8 | RVT - Cost of Operation | 0 | 0 | 0 | 0 | 0 | 0 | 0 | 0 | 0 | 0 | 0 | 0 | 0 | 0 | 0 | 0 | 0 | 0 | 0 | 0 | 0 | 0 | 0 | 0 | 0 | 0 | 0 | 0 | 0 | 0 | 0 | 0 | 0
F2_Commercial_Lodging_New_Space Heating_Natural Gas_Boiler_E9 | F2 | Commercial | Lodging | New | Space Heating | Natural Gas | Boiler | E9 | RVT - Cost of Operation | 0 | 0 | 0 | 0 | 0 | 0 | 0 | 0 | 0 | 0 | 0 | 0 | 0 | 0 | 0 | 0 | 0 | 0 | 0 | 0 | 0 | 0 | 0 | 0 | 0 | 0 | 0 | 0 | 0 | 0 | 0 | 0 | 0
F2_Commercial_Lodging_New_Space Heating_Natural Gas_Boiler_E10 | F2 | Commercial | Lodging | New | Space Heating | Natural Gas | Boiler | E10 | RVT - Cost of Operation | 0 | 0 | 0 | 0 | 0 | 0 | 0 | 0 | 0 | 0 | 0 | 0 | 0 | 0 | 0 | 0 | 0 | 0 | 0 | 0 | 0 | 0 | 0 | 0 | 0 | 0 | 0 | 0 | 0 | 0 | 0 | 0 | 0
F3_Commercial_Lodging_New_Space Heating_Natural Gas_Boiler_E1 | F3 | Commercial | Lodging | New | Space Heating | Natural Gas | Boiler | E1 | System - kBTUs of Consumption | 0.15059 | 0.15059 | 0.15059 | 0.15059 | 0.15059 | 0.15059 | 0.15059 | 0.15059 | 0.15059 | 0.15059 | 0.15059 | 0.15059 | 0.15059 | 0.15059 | 0.15059 | 0.15059 | 0.15059 | 0.15059 | 0.15059 | 0.15059 | 0.15059 | 0.15059 | 0.15059 | 0.15059 | 0.15059 | 0.15059 | 0.15059 | 0.15059 | 0.15059 | 0.15059 | 0.15059 | 0.15059 | 0.15059
F3_Commercial_Lodging_New_Space Heating_Natural Gas_Boiler_E2 | F3 | Commercial | Lodging | New | Space Heating | Natural Gas | Boiler | E2 | System - kBTUs of Consumption | 0.17001 | 0.17001 | 0.17001 | 0.17001 | 0.17001 | 0.17001 | 0.17001 | 0.17001 | 0.17001 | 0.17001 | 0.17001 | 0.17001 | 0.17001 | 0.17001 | 0.17001 | 0.17001 | 0.17001 | 0.17001 | 0.17001 | 0.17001 | 0.17001 | 0.17001 | 0.17001 | 0.17001 | 0.17001 | 0.17001 | 0.17001 | 0.17001 | 0.17001 | 0.17001 | 0.17001 | 0.17001 | 0.17001
F3_Commercial_Lodging_New_Space Heating_Natural Gas_Boiler_E3 | F3 | Commercial | Lodging | New | Space Heating | Natural Gas | Boiler | E3 | System - kBTUs of Consumption | 0.20903 | 0.20903 | 0.20903 | 0.20903 | 0.20903 | 0.20903 | 0.20903 | 0.20903 | 0.20903 | 0.20903 | 0.20903 | 0.20903 | 0.20903 | 0.20903 | 0.20903 | 0.20903 | 0.20903 | 0.20903 | 0.20903 | 0.20903 | 0.20903 | 0.20903 | 0.20903 | 0.20903 | 0.20903 | 0.20903 | 0.20903 | 0.20903 | 0.20903 | 0.20903 | 0.20903 | 0.20903 | 0.20903
F3_Commercial_Lodging_New_Space Heating_Natural Gas_Boiler_E4 | F3 | Commercial | Lodging | New | Space Heating | Natural Gas | Boiler | E4 | System - kBTUs of Consumption | 0.80188 | 0.80188 | 0.80188 | 0.80188 | 0.80188 | 0.80188 | 0.80188 | 0.80188 | 0.80188 | 0.80188 | 0.80188 | 0.80188 | 0.80188 | 0.80188 | 0.80188 | 0.80188 | 0.80188 | 0.80188 | 0.80188 | 0.80188 | 0.80188 | 0.80188 | 0.80188 | 0.80188 | 0.80188 | 0.80188 | 0.80188 | 0.80188 | 0.80188 | 0.80188 | 0.80188 | 0.80188 | 0.80188
F3_Commercial_Lodging_New_Space Heating_Natural Gas_Boiler_E5 | F3 | Commercial | Lodging | New | Space Heating | Natural Gas | Boiler | E5 | System - kBTUs of Consumption | 0 | 0 | 0 | 0 | 0 | 0 | 0 | 0 | 0 | 0 | 0 | 0 | 0 | 0 | 0 | 0 | 0 | 0 | 0 | 0 | 0 | 0 | 0 | 0 | 0 | 0 | 0 | 0 | 0 | 0 | 0 | 0 | 0
F3_Commercial_Lodging_New_Space Heating_Natural Gas_Boiler_E6 | F3 | Commercial | Lodging | New | Space Heating | Natural Gas | Boiler | E6 | System - kBTUs of Consumption | 0 | 0 | 0 | 0 | 0 | 0 | 0 | 0 | 0 | 0 | 0 | 0 | 0 | 0 | 0 | 0 | 0 | 0 | 0 | 0 | 0 | 0 | 0 | 0 | 0 | 0 | 0 | 0 | 0 | 0 | 0 | 0 | 0
F3_Commercial_Lodging_New_Space Heating_Natural Gas_Boiler_E7 | F3 | Commercial | Lodging | New | Space Heating | Natural Gas | Boiler | E7 | System - kBTUs of Consumption | 0 | 0 | 0 | 0 | 0 | 0 | 0 | 0 | 0 | 0 | 0 | 0 | 0 | 0 | 0 | 0 | 0 | 0 | 0 | 0 | 0 | 0 | 0 | 0 | 0 | 0 | 0 | 0 | 0 | 0 | 0 | 0 | 0
F3_Commercial_Lodging_New_Space Heating_Natural Gas_Boiler_E8 | F3 | Commercial | Lodging | New | Space Heating | Natural Gas | Boiler | E8 | System - kBTUs of Consumption | 0 | 0 | 0 | 0 | 0 | 0 | 0 | 0 | 0 | 0 | 0 | 0 | 0 | 0 | 0 | 0 | 0 | 0 | 0 | 0 | 0 | 0 | 0 | 0 | 0 | 0 | 0 | 0 | 0 | 0 | 0 | 0 | 0
F3_Commercial_Lodging_New_Space Heating_Natural Gas_Boiler_E9 | F3 | Commercial | Lodging | New | Space Heating | Natural Gas | Boiler | E9 | System - kBTUs of Consumption | 0 | 0 | 0 | 0 | 0 | 0 | 0 | 0 | 0 | 0 | 0 | 0 | 0 | 0 | 0 | 0 | 0 | 0 | 0 | 0 | 0 | 0 | 0 | 0 | 0 | 0 | 0 | 0 | 0 | 0 | 0 | 0 | 0
F3_Commercial_Lodging_New_Space Heating_Natural Gas_Boiler_E10 | F3 | Commercial | Lodging | New | Space Heating | Natural Gas | Boiler | E10 | System - kBTUs of Consumption | 0 | 0 | 0 | 0 | 0 | 0 | 0 | 0 | 0 | 0 | 0 | 0 | 0 | 0 | 0 | 0 | 0 | 0 | 0 | 0 | 0 | 0 | 0 | 0 | 0 | 0 | 0 | 0 | 0 | 0 | 0 | 0 | 0
F4_Commercial_Lodging_New_Space Heating_Natural Gas_Boiler_E1 | F4 | Commercial | Lodging | New | Space Heating | Natural Gas | Boiler | E1 | Utility - Cost of Equipment | 2.527 | 2.5294 | 2.532 | 2.5358 | 2.5411 | 2.5488 | 2.5543 | 2.5584 | 2.5629 | 2.567 | 2.5698 | 2.5716 | 2.5732 | 2.5746 | 2.5765 | 2.5773 | 2.5786 | 2.5812 | 2.5838 | 2.587 | 2.5906 | 2.5937 | 2.5961 | 2.598 | 2.5992 | 2.5995 | 2.5989 | 2.5976 | 2.5965 | 2.596 | 2.5964 | 2.5965 | 2.5965
F4_Commercial_Lodging_New_Space Heating_Natural Gas_Boiler_E2 | F4 | Commercial | Lodging | New | Space Heating | Natural Gas | Boiler | E2 | Utility - Cost of Equipment | 2.3783 | 2.3806 | 2.3831 | 2.3867 | 2.3916 | 2.3989 | 2.404 | 2.4079 | 2.4122 | 2.416 | 2.4187 | 2.4203 | 2.4218 | 2.4232 | 2.425 | 2.4257 | 2.4269 | 2.4293 | 2.4318 | 2.4348 | 2.4383 | 2.4412 | 2.4434 | 2.4451 | 2.4463 | 2.4466 | 2.446 | 2.4448 | 2.4438 | 2.4433 | 2.4436 | 2.4438 | 2.4438
F4_Commercial_Lodging_New_Space Heating_Natural Gas_Boiler_E3 | F4 | Commercial | Lodging | New | Space Heating | Natural Gas | Boiler | E3 | Utility - Cost of Equipment | 2.0841 | 2.0861 | 2.0883 | 2.0914 | 2.0957 | 2.1021 | 2.1066 | 2.11 | 2.1137 | 2.1171 | 2.1195 | 2.1209 | 2.1222 | 2.1234 | 2.125 | 2.1256 | 2.1267 | 2.1288 | 2.131 | 2.1336 | 2.1366 | 2.1392 | 2.1411 | 2.1427 | 2.1437 | 2.1439 | 2.1434 | 2.1423 | 2.1414 | 2.141 | 2.1413 | 2.1415 | 2.1415
F4_Commercial_Lodging_New_Space Heating_Natural Gas_Boiler_E4 | F4 | Commercial | Lodging | New | Space Heating | Natural Gas | Boiler | E4 | Utility - Cost of Equipment | 1.5379 | 1.5392 | 1.5406 | 1.5429 | 1.5464 | 1.5519 | 1.5555 | 1.5582 | 1.5612 | 1.5641 | 1.566 | 1.5672 | 1.5684 | 1.5696 | 1.5712 | 1.572 | 1.5733 | 1.5755 | 1.5778 | 1.5804 | 1.5835 | 1.5861 | 1.5881 | 1.5897 | 1.5907 | 1.591 | 1.5904 | 1.5893 | 1.5884 | 1.588 | 1.5883 | 1.5884 | 1.5884
F4_Commercial_Lodging_New_Space Heating_Natural Gas_Boiler_E5 | F4 | Commercial | Lodging | New | Space Heating | Natural Gas | Boiler | E5 | Utility - Cost of Equipment | 0 | 0 | 0 | 0 | 0 | 0 | 0 | 0 | 0 | 0 | 0 | 0 | 0 | 0 | 0 | 0 | 0 | 0 | 0 | 0 | 0 | 0 | 0 | 0 | 0 | 0 | 0 | 0 | 0 | 0 | 0 | 0 | 0
F4_Commercial_Lodging_New_Space Heating_Natural Gas_Boiler_E6 | F4 | Commercial | Lodging | New | Space Heating | Natural Gas | Boiler | E6 | Utility - Cost of Equipment | 0 | 0 | 0 | 0 | 0 | 0 | 0 | 0 | 0 | 0 | 0 | 0 | 0 | 0 | 0 | 0 | 0 | 0 | 0 | 0 | 0 | 0 | 0 | 0 | 0 | 0 | 0 | 0 | 0 | 0 | 0 | 0 | 0
F4_Commercial_Lodging_New_Space Heating_Natural Gas_Boiler_E7 | F4 | Commercial | Lodging | New | Space Heating | Natural Gas | Boiler | E7 | Utility - Cost of Equipment | 0 | 0 | 0 | 0 | 0 | 0 | 0 | 0 | 0 | 0 | 0 | 0 | 0 | 0 | 0 | 0 | 0 | 0 | 0 | 0 | 0 | 0 | 0 | 0 | 0 | 0 | 0 | 0 | 0 | 0 | 0 | 0 | 0
F4_Commercial_Lodging_New_Space Heating_Natural Gas_Boiler_E8 | F4 | Commercial | Lodging | New | Space Heating | Natural Gas | Boiler | E8 | Utility - Cost of Equipment | 0 | 0 | 0 | 0 | 0 | 0 | 0 | 0 | 0 | 0 | 0 | 0 | 0 | 0 | 0 | 0 | 0 | 0 | 0 | 0 | 0 | 0 | 0 | 0 | 0 | 0 | 0 | 0 | 0 | 0 | 0 | 0 | 0
F4_Commercial_Lodging_New_Space Heating_Natural Gas_Boiler_E9 | F4 | Commercial | Lodging | New | Space Heating | Natural Gas | Boiler | E9 | Utility - Cost of Equipment | 0 | 0 | 0 | 0 | 0 | 0 | 0 | 0 | 0 | 0 | 0 | 0 | 0 | 0 | 0 | 0 | 0 | 0 | 0 | 0 | 0 | 0 | 0 | 0 | 0 | 0 | 0 | 0 | 0 | 0 | 0 | 0 | 0
F4_Commercial_Lodging_New_Space Heating_Natural Gas_Boiler_E10 | F4 | Commercial | Lodging | New | Space Heating | Natural Gas | Boiler | E10 | Utility - Cost of Equipment | 0 | 0 | 0 | 0 | 0 | 0 | 0 | 0 | 0 | 0 | 0 | 0 | 0 | 0 | 0 | 0 | 0 | 0 | 0 | 0 | 0 | 0 | 0 | 0 | 0 | 0 | 0 | 0 | 0 | 0 | 0 | 0 | 0
F5_Commercial_Lodging_New_Space Heating_Natural Gas_Boiler_E1 | F5 | Commercial | Lodging | New | Space Heating | Natural Gas | Boiler | E1 | Utility - Cost of Operation | 0.15059 | 0.15059 | 0.15059 | 0.15059 | 0.15059 | 0.15059 | 0.15059 | 0.15059 | 0.15059 | 0.15059 | 0.15059 | 0.15059 | 0.15059 | 0.15059 | 0.15059 | 0.15059 | 0.15059 | 0.15059 | 0.15059 | 0.15059 | 0.15059 | 0.15059 | 0.15059 | 0.15059 | 0.15059 | 0.15059 | 0.15059 | 0.15059 | 0.15059 | 0.15059 | 0.15059 | 0.15059 | 0.15059
F5_Commercial_Lodging_New_Space Heating_Natural Gas_Boiler_E2 | F5 | Commercial | Lodging | New | Space Heating | Natural Gas | Boiler | E2 | Utility - Cost of Operation | 0.17001 | 0.17001 | 0.17001 | 0.17001 | 0.17001 | 0.17001 | 0.17001 | 0.17001 | 0.17001 | 0.17001 | 0.17001 | 0.17001 | 0.17001 | 0.17001 | 0.17001 | 0.17001 | 0.17001 | 0.17001 | 0.17001 | 0.17001 | 0.17001 | 0.17001 | 0.17001 | 0.17001 | 0.17001 | 0.17001 | 0.17001 | 0.17001 | 0.17001 | 0.17001 | 0.17001 | 0.17001 | 0.17001
F5_Commercial_Lodging_New_Space Heating_Natural Gas_Boiler_E3 | F5 | Commercial | Lodging | New | Space Heating | Natural Gas | Boiler | E3 | Utility - Cost of Operation | 0.20903 | 0.20903 | 0.20903 | 0.20903 | 0.20903 | 0.20903 | 0.20903 | 0.20903 | 0.20903 | 0.20903 | 0.20903 | 0.20903 | 0.20903 | 0.20903 | 0.20903 | 0.20903 | 0.20903 | 0.20903 | 0.20903 | 0.20903 | 0.20903 | 0.20903 | 0.20903 | 0.20903 | 0.20903 | 0.20903 | 0.20903 | 0.20903 | 0.20903 | 0.20903 | 0.20903 | 0.20903 | 0.20903
F5_Commercial_Lodging_New_Space Heating_Natural Gas_Boiler_E4 | F5 | Commercial | Lodging | New | Space Heating | Natural Gas | Boiler | E4 | Utility - Cost of Operation | 0.80188 | 0.80188 | 0.80188 | 0.80188 | 0.80188 | 0.80188 | 0.80188 | 0.80188 | 0.80188 | 0.80188 | 0.80188 | 0.80188 | 0.80188 | 0.80188 | 0.80188 | 0.80188 | 0.80188 | 0.80188 | 0.80188 | 0.80188 | 0.80188 | 0.80188 | 0.80188 | 0.80188 | 0.80188 | 0.80188 | 0.80188 | 0.80188 | 0.80188 | 0.80188 | 0.80188 | 0.80188 | 0.80188
F5_Commercial_Lodging_New_Space Heating_Natural Gas_Boiler_E5 | F5 | Commercial | Lodging | New | Space Heating | Natural Gas | Boiler | E5 | Utility - Cost of Operation | 0 | 0 | 0 | 0 | 0 | 0 | 0 | 0 | 0 | 0 | 0 | 0 | 0 | 0 | 0 | 0 | 0 | 0 | 0 | 0 | 0 | 0 | 0 | 0 | 0 | 0 | 0 | 0 | 0 | 0 | 0 | 0 | 0
F5_Commercial_Lodging_New_Space Heating_Natural Gas_Boiler_E6 | F5 | Commercial | Lodging | New | Space Heating | Natural Gas | Boiler | E6 | Utility - Cost of Operation | 0 | 0 | 0 | 0 | 0 | 0 | 0 | 0 | 0 | 0 | 0 | 0 | 0 | 0 | 0 | 0 | 0 | 0 | 0 | 0 | 0 | 0 | 0 | 0 | 0 | 0 | 0 | 0 | 0 | 0 | 0 | 0 | 0
F5_Commercial_Lodging_New_Space Heating_Natural Gas_Boiler_E7 | F5 | Commercial | Lodging | New | Space Heating | Natural Gas | Boiler | E7 | Utility - Cost of Operation | 0 | 0 | 0 | 0 | 0 | 0 | 0 | 0 | 0 | 0 | 0 | 0 | 0 | 0 | 0 | 0 | 0 | 0 | 0 | 0 | 0 | 0 | 0 | 0 | 0 | 0 | 0 | 0 | 0 | 0 | 0 | 0 | 0
F5_Commercial_Lodging_New_Space Heating_Natural Gas_Boiler_E8 | F5 | Commercial | Lodging | New | Space Heating | Natural Gas | Boiler | E8 | Utility - Cost of Operation | 0 | 0 | 0 | 0 | 0 | 0 | 0 | 0 | 0 | 0 | 0 | 0 | 0 | 0 | 0 | 0 | 0 | 0 | 0 | 0 | 0 | 0 | 0 | 0 | 0 | 0 | 0 | 0 | 0 | 0 | 0 | 0 | 0
F5_Commercial_Lodging_New_Space Heating_Natural Gas_Boiler_E9 | F5 | Commercial | Lodging | New | Space Heating | Natural Gas | Boiler | E9 | Utility - Cost of Operation | 0 | 0 | 0 | 0 | 0 | 0 | 0 | 0 | 0 | 0 | 0 | 0 | 0 | 0 | 0 | 0 | 0 | 0 | 0 | 0 | 0 | 0 | 0 | 0 | 0 | 0 | 0 | 0 | 0 | 0 | 0 | 0 | 0
F5_Commercial_Lodging_New_Space Heating_Natural Gas_Boiler_E10 | F5 | Commercial | Lodging | New | Space Heating | Natural Gas | Boiler | E10 | Utility - Cost of Operation | 0 | 0 | 0 | 0 | 0 | 0 | 0 | 0 | 0 | 0 | 0 | 0 | 0 | 0 | 0 | 0 | 0 | 0 | 0 | 0 | 0 | 0 | 0 | 0 | 0 | 0 | 0 | 0 | 0 | 0 | 0 | 0 | 0
F6_Commercial_Lodging_New_Space Heating_Natural Gas_Boiler_E1 | F6 | Commercial | Lodging | New | Space Heating | Natural Gas | Boiler | E1 | Utility - Value of Sales | 1.1015 | 1.0955 | 1.0893 | 1.0832 | 1.077 | 1.071 | 1.065 | 1.0592 | 1.0534 | 1.0479 | 1.0425 | 1.0373 | 1.0323 | 1.0276 | 1.0232 | 1.019 | 1.015 | 1.0113 | 1.0078 | 1.0046 | 1.0016 | 0.99889 | 0.99642 | 0.99419 | 0.9922 | 0.99047 | 0.98898 | 0.98774 | 0.98675 | 0.98601 | 0.98551 | 0.98527 | 0.98527
F6_Commercial_Lodging_New_Space Heating_Natural Gas_Boiler_E2 | F6 | Commercial | Lodging | New | Space Heating | Natural Gas | Boiler | E2 | Utility - Value of Sales | 1.0367 | 1.0311 | 1.0253 | 1.0195 | 1.0137 | 1.008 | 1.0024 | 0.99685 | 0.99147 | 0.98623 | 0.98116 | 0.97628 | 0.97162 | 0.96719 | 0.96299 | 0.95902 | 0.95529 | 0.9518 | 0.94853 | 0.9455 | 0.9427 | 0.94014 | 0.9378 | 0.93571 | 0.93384 | 0.93221 | 0.93081 | 0.92964 | 0.92871 | 0.92801 | 0.92754 | 0.92731 | 0.92731
F6_Commercial_Lodging_New_Space Heating_Natural Gas_Boiler_E3 | F6 | Commercial | Lodging | New | Space Heating | Natural Gas | Boiler | E3 | Utility - Value of Sales | 0.90845 | 0.90354 | 0.89843 | 0.89334 | 0.88828 | 0.88329 | 0.87836 | 0.87353 | 0.86881 | 0.86422 | 0.85978 | 0.85551 | 0.85142 | 0.84754 | 0.84386 | 0.84038 | 0.83711 | 0.83405 | 0.83119 | 0.82853 | 0.82608 | 0.82383 | 0.82179 | 0.81995 | 0.81831 | 0.81688 | 0.81566 | 0.81463 | 0.81382 | 0.8132 | 0.8128 | 0.81259 | 0.81259
F6_Commercial_Lodging_New_Space Heating_Natural Gas_Boiler_E4 | F6 | Commercial | Lodging | New | Space Heating | Natural Gas | Boiler | E4 | Utility - Value of Sales | 0.6963 | 0.69274 | 0.68893 | 0.68511 | 0.6813 | 0.67748 | 0.67367 | 0.66986 | 0.66604 | 0.66223 | 0.65842 | 0.6546 | 0.65079 | 0.647 | 0.64326 | 0.63958 | 0.636 | 0.63254 | 0.62921 | 0.62605 | 0.62307 | 0.6203 | 0.61775 | 0.61547 | 0.61343 | 0.61166 | 0.61013 | 0.60886 | 0.60784 | 0.60708 | 0.60657 | 0.60632 | 0.60632
F6_Commercial_Lodging_New_Space Heating_Natural Gas_Boiler_E5 | F6 | Commercial | Lodging | New | Space Heating | Natural Gas | Boiler | E5 | Utility - Value of Sales | 0 | 0 | 0 | 0 | 0 | 0 | 0 | 0 | 0 | 0 | 0 | 0 | 0 | 0 | 0 | 0 | 0 | 0 | 0 | 0 | 0 | 0 | 0 | 0 | 0 | 0 | 0 | 0 | 0 | 0 | 0 | 0 | 0
F6_Commercial_Lodging_New_Space Heating_Natural Gas_Boiler_E6 | F6 | Commercial | Lodging | New | Space Heating | Natural Gas | Boiler | E6 | Utility - Value of Sales | 0 | 0 | 0 | 0 | 0 | 0 | 0 | 0 | 0 | 0 | 0 | 0 | 0 | 0 | 0 | 0 | 0 | 0 | 0 | 0 | 0 | 0 | 0 | 0 | 0 | 0 | 0 | 0 | 0 | 0 | 0 | 0 | 0
F6_Commercial_Lodging_New_Space Heating_Natural Gas_Boiler_E7 | F6 | Commercial | Lodging | New | Space Heating | Natural Gas | Boiler | E7 | Utility - Value of Sales | 0 | 0 | 0 | 0 | 0 | 0 | 0 | 0 | 0 | 0 | 0 | 0 | 0 | 0 | 0 | 0 | 0 | 0 | 0 | 0 | 0 | 0 | 0 | 0 | 0 | 0 | 0 | 0 | 0 | 0 | 0 | 0 | 0
F6_Commercial_Lodging_New_Space Heating_Natural Gas_Boiler_E8 | F6 | Commercial | Lodging | New | Space Heating | Natural Gas | Boiler | E8 | Utility - Value of Sales | 0 | 0 | 0 | 0 | 0 | 0 | 0 | 0 | 0 | 0 | 0 | 0 | 0 | 0 | 0 | 0 | 0 | 0 | 0 | 0 | 0 | 0 | 0 | 0 | 0 | 0 | 0 | 0 | 0 | 0 | 0 | 0 | 0
F6_Commercial_Lodging_New_Space Heating_Natural Gas_Boiler_E9 | F6 | Commercial | Lodging | New | Space Heating | Natural Gas | Boiler | E9 | Utility - Value of Sales | 0 | 0 | 0 | 0 | 0 | 0 | 0 | 0 | 0 | 0 | 0 | 0 | 0 | 0 | 0 | 0 | 0 | 0 | 0 | 0 | 0 | 0 | 0 | 0 | 0 | 0 | 0 | 0 | 0 | 0 | 0 | 0 | 0
F6_Commercial_Lodging_New_Space Heating_Natural Gas_Boiler_E10 | F6 | Commercial | Lodging | New | Space Heating | Natural Gas | Boiler | E10 | Utility - Value of Sales | 0 | 0 | 0 | 0 | 0 | 0 | 0 | 0 | 0 | 0 | 0 | 0 | 0 | 0 | 0 | 0 | 0 | 0 | 0 | 0 | 0 | 0 | 0 | 0 | 0 | 0 | 0 | 0 | 0 | 0 | 0 | 0 | 0
F1_Commercial_Lodging_New_Space Heating_Natural Gas_Unit Heater_E1 | F1 | Commercial | Lodging | New | Space Heating | Natural Gas | Unit Heater | E1 | RVT - Cost of Equipment | 0.47691 | 0.47745 | 0.47804 | 0.47893 | 0.4802 | 0.48218 | 0.48335 | 0.48407 | 0.48491 | 0.48566 | 0.48609 | 0.4863 | 0.48659 | 0.48698 | 0.48759 | 0.48793 | 0.48846 | 0.48932 | 0.49017 | 0.49112 | 0.49223 | 0.49316 | 0.4939 | 0.49445 | 0.49482 | 0.49493 | 0.49473 | 0.49433 | 0.49401 | 0.49385 | 0.49397 | 0.49401 | 0.49401
F1_Commercial_Lodging_New_Space Heating_Natural Gas_Unit Heater_E2 | F1 | Commercial | Lodging | New | Space Heating | Natural Gas | Unit Heater | E2 | RVT - Cost of Equipment | 0.45421 | 0.45473 | 0.45529 | 0.45614 | 0.45734 | 0.45923 | 0.46035 | 0.46103 | 0.46183 | 0.46255 | 0.46295 | 0.46315 | 0.46343 | 0.4638 | 0.46439 | 0.46471 | 0.46521 | 0.46603 | 0.46684 | 0.46775 | 0.4688 | 0.46969 | 0.47039 | 0.47092 | 0.47127 | 0.47137 | 0.47119 | 0.4708 | 0.47049 | 0.47035 | 0.47045 | 0.4705 | 0.4705
F1_Commercial_Lodging_New_Space Heating_Natural Gas_Unit Heater_E3 | F1 | Commercial | Lodging | New | Space Heating | Natural Gas | Unit Heater | E3 | RVT - Cost of Equipment | 0.40483 | 0.40519 | 0.40556 | 0.40615 | 0.40704 | 0.40846 | 0.40937 | 0.41004 | 0.41083 | 0.4116 | 0.41214 | 0.41248 | 0.41282 | 0.41316 | 0.41361 | 0.41382 | 0.41415 | 0.41473 | 0.41532 | 0.416 | 0.41681 | 0.41749 | 0.41802 | 0.41842 | 0.41869 | 0.41877 | 0.41863 | 0.41833 | 0.4181 | 0.41799 | 0.41807 | 0.4181 | 0.4181
F1_Commercial_Lodging_New_Space Heating_Natural Gas_Unit Heater_E4 | F1 | Commercial | Lodging | New | Space Heating | Natural Gas | Unit Heater | E4 | RVT - Cost of Equipment | 0 | 0 | 0 | 0 | 0 | 0 | 0 | 0 | 0 | 0 | 0 | 0 | 0 | 0 | 0 | 0 | 0 | 0 | 0 | 0 | 0 | 0 | 0 | 0 | 0 | 0 | 0 | 0 | 0 | 0 | 0 | 0 | 0
F1_Commercial_Lodging_New_Space Heating_Natural Gas_Unit Heater_E5 | F1 | Commercial | Lodging | New | Space Heating | Natural Gas | Unit Heater | E5 | RVT - Cost of Equipment | 0 | 0 | 0 | 0 | 0 | 0 | 0 | 0 | 0 | 0 | 0 | 0 | 0 | 0 | 0 | 0 | 0 | 0 | 0 | 0 | 0 | 0 | 0 | 0 | 0 | 0 | 0 | 0 | 0 | 0 | 0 | 0 | 0
F1_Commercial_Lodging_New_Space Heating_Natural Gas_Unit Heater_E6 | F1 | Commercial | Lodging | New | Space Heating | Natural Gas | Unit Heater | E6 | RVT - Cost of Equipment | 0 | 0 | 0 | 0 | 0 | 0 | 0 | 0 | 0 | 0 | 0 | 0 | 0 | 0 | 0 | 0 | 0 | 0 | 0 | 0 | 0 | 0 | 0 | 0 | 0 | 0 | 0 | 0 | 0 | 0 | 0 | 0 | 0
F1_Commercial_Lodging_New_Space Heating_Natural Gas_Unit Heater_E7 | F1 | Commercial | Lodging | New | Space Heating | Natural Gas | Unit Heater | E7 | RVT - Cost of Equipment | 0 | 0 | 0 | 0 | 0 | 0 | 0 | 0 | 0 | 0 | 0 | 0 | 0 | 0 | 0 | 0 | 0 | 0 | 0 | 0 | 0 | 0 | 0 | 0 | 0 | 0 | 0 | 0 | 0 | 0 | 0 | 0 | 0
F1_Commercial_Lodging_New_Space Heating_Natural Gas_Unit Heater_E8 | F1 | Commercial | Lodging | New | Space Heating | Natural Gas | Unit Heater | E8 | RVT - Cost of Equipment | 0 | 0 | 0 | 0 | 0 | 0 | 0 | 0 | 0 | 0 | 0 | 0 | 0 | 0 | 0 | 0 | 0 | 0 | 0 | 0 | 0 | 0 | 0 | 0 | 0 | 0 | 0 | 0 | 0 | 0 | 0 | 0 | 0
F1_Commercial_Lodging_New_Space Heating_Natural Gas_Unit Heater_E9 | F1 | Commercial | Lodging | New | Space Heating | Natural Gas | Unit Heater | E9 | RVT - Cost of Equipment | 0 | 0 | 0 | 0 | 0 | 0 | 0 | 0 | 0 | 0 | 0 | 0 | 0 | 0 | 0 | 0 | 0 | 0 | 0 | 0 | 0 | 0 | 0 | 0 | 0 | 0 | 0 | 0 | 0 | 0 | 0 | 0 | 0
F1_Commercial_Lodging_New_Space Heating_Natural Gas_Unit Heater_E10 | F1 | Commercial | Lodging | New | Space Heating | Natural Gas | Unit Heater | E10 | RVT - Cost of Equipment | 0 | 0 | 0 | 0 | 0 | 0 | 0 | 0 | 0 | 0 | 0 | 0 | 0 | 0 | 0 | 0 | 0 | 0 | 0 | 0 | 0 | 0 | 0 | 0 | 0 | 0 | 0 | 0 | 0 | 0 | 0 | 0 | 0
F2_Commercial_Lodging_New_Space Heating_Natural Gas_Unit Heater_E1 | F2 | Commercial | Lodging | New | Space Heating | Natural Gas | Unit Heater | E1 | RVT - Cost of Operation | 0.57137 | 0.57202 | 0.57273 | 0.57379 | 0.57531 | 0.57769 | 0.57909 | 0.57995 | 0.58095 | 0.58186 | 0.58236 | 0.58262 | 0.58297 | 0.58343 | 0.58417 | 0.58458 | 0.5852 | 0.58623 | 0.58726 | 0.5884 | 0.58972 | 0.59084 | 0.59172 | 0.59239 | 0.59283 | 0.59296 | 0.59272 | 0.59224 | 0.59185 | 0.59167 | 0.5918 | 0.59186 | 0.59186
F2_Commercial_Lodging_New_Space Heating_Natural Gas_Unit Heater_E2 | F2 | Commercial | Lodging | New | Space Heating | Natural Gas | Unit Heater | E2 | RVT - Cost of Operation | 0.54417 | 0.54479 | 0.54547 | 0.54648 | 0.54793 | 0.55019 | 0.55152 | 0.55234 | 0.5533 | 0.55416 | 0.55465 | 0.55489 | 0.55522 | 0.55566 | 0.55636 | 0.55675 | 0.55735 | 0.55833 | 0.55931 | 0.56039 | 0.56165 | 0.56272 | 0.56356 | 0.56419 | 0.56461 | 0.56474 | 0.56451 | 0.56405 | 0.56368 | 0.56351 | 0.56364 | 0.56368 | 0.56368
F2_Commercial_Lodging_New_Space Heating_Natural Gas_Unit Heater_E3 | F2 | Commercial | Lodging | New | Space Heating | Natural Gas | Unit Heater | E3 | RVT - Cost of Operation | 0.48502 | 0.48545 | 0.48589 | 0.48659 | 0.48766 | 0.48936 | 0.49045 | 0.49125 | 0.49221 | 0.49313 | 0.49377 | 0.49418 | 0.49459 | 0.49499 | 0.49553 | 0.49579 | 0.49618 | 0.49687 | 0.49758 | 0.49839 | 0.49936 | 0.50018 | 0.50082 | 0.5013 | 0.50162 | 0.50171 | 0.50154 | 0.50119 | 0.50091 | 0.50078 | 0.50088 | 0.50091 | 0.50091
F2_Commercial_Lodging_New_Space Heating_Natural Gas_Unit Heater_E4 | F2 | Commercial | Lodging | New | Space Heating | Natural Gas | Unit Heater | E4 | RVT - Cost of Operation | 0 | 0 | 0 | 0 | 0 | 0 | 0 | 0 | 0 | 0 | 0 | 0 | 0 | 0 | 0 | 0 | 0 | 0 | 0 | 0 | 0 | 0 | 0 | 0 | 0 | 0 | 0 | 0 | 0 | 0 | 0 | 0 | 0
F2_Commercial_Lodging_New_Space Heating_Natural Gas_Unit Heater_E5 | F2 | Commercial | Lodging | New | Space Heating | Natural Gas | Unit Heater | E5 | RVT - Cost of Operation | 0 | 0 | 0 | 0 | 0 | 0 | 0 | 0 | 0 | 0 | 0 | 0 | 0 | 0 | 0 | 0 | 0 | 0 | 0 | 0 | 0 | 0 | 0 | 0 | 0 | 0 | 0 | 0 | 0 | 0 | 0 | 0 | 0
F2_Commercial_Lodging_New_Space Heating_Natural Gas_Unit Heater_E6 | F2 | Commercial | Lodging | New | Space Heating | Natural Gas | Unit Heater | E6 | RVT - Cost of Operation | 0 | 0 | 0 | 0 | 0 | 0 | 0 | 0 | 0 | 0 | 0 | 0 | 0 | 0 | 0 | 0 | 0 | 0 | 0 | 0 | 0 | 0 | 0 | 0 | 0 | 0 | 0 | 0 | 0 | 0 | 0 | 0 | 0
F2_Commercial_Lodging_New_Space Heating_Natural Gas_Unit Heater_E7 | F2 | Commercial | Lodging | New | Space Heating | Natural Gas | Unit Heater | E7 | RVT - Cost of Operation | 0 | 0 | 0 | 0 | 0 | 0 | 0 | 0 | 0 | 0 | 0 | 0 | 0 | 0 | 0 | 0 | 0 | 0 | 0 | 0 | 0 | 0 | 0 | 0 | 0 | 0 | 0 | 0 | 0 | 0 | 0 | 0 | 0
F2_Commercial_Lodging_New_Space Heating_Natural Gas_Unit Heater_E8 | F2 | Commercial | Lodging | New | Space Heating | Natural Gas | Unit Heater | E8 | RVT - Cost of Operation | 0 | 0 | 0 | 0 | 0 | 0 | 0 | 0 | 0 | 0 | 0 | 0 | 0 | 0 | 0 | 0 | 0 | 0 | 0 | 0 | 0 | 0 | 0 | 0 | 0 | 0 | 0 | 0 | 0 | 0 | 0 | 0 | 0
F2_Commercial_Lodging_New_Space Heating_Natural Gas_Unit Heater_E9 | F2 | Commercial | Lodging | New | Space Heating | Natural Gas | Unit Heater | E9 | RVT - Cost of Operation | 0 | 0 | 0 | 0 | 0 | 0 | 0 | 0 | 0 | 0 | 0 | 0 | 0 | 0 | 0 | 0 | 0 | 0 | 0 | 0 | 0 | 0 | 0 | 0 | 0 | 0 | 0 | 0 | 0 | 0 | 0 | 0 | 0
F2_Commercial_Lodging_New_Space Heating_Natural Gas_Unit Heater_E10 | F2 | Commercial | Lodging | New | Space Heating | Natural Gas | Unit Heater | E10 | RVT - Cost of Operation | 0 | 0 | 0 | 0 | 0 | 0 | 0 | 0 | 0 | 0 | 0 | 0 | 0 | 0 | 0 | 0 | 0 | 0 | 0 | 0 | 0 | 0 | 0 | 0 | 0 | 0 | 0 | 0 | 0 | 0 | 0 | 0 | 0
F3_Commercial_Lodging_New_Space Heating_Natural Gas_Unit Heater_E1 | F3 | Commercial | Lodging | New | Space Heating | Natural Gas | Unit Heater | E1 | System - kBTUs of Consumption | 0.021984 | 0.021984 | 0.021984 | 0.021984 | 0.021984 | 0.021984 | 0.021984 | 0.021984 | 0.021984 | 0.021984 | 0.021984 | 0.021984 | 0.021984 | 0.021984 | 0.021984 | 0.021984 | 0.021984 | 0.021984 | 0.021984 | 0.021984 | 0.021984 | 0.021984 | 0.021984 | 0.021984 | 0.021984 | 0.021984 | 0.021984 | 0.021984 | 0.021984 | 0.021984 | 0.021984 | 0.021984 | 0.021984
F3_Commercial_Lodging_New_Space Heating_Natural Gas_Unit Heater_E2 | F3 | Commercial | Lodging | New | Space Heating | Natural Gas | Unit Heater | E2 | System - kBTUs of Consumption | 0.035197 | 0.035197 | 0.035197 | 0.035197 | 0.035197 | 0.035197 | 0.035197 | 0.035197 | 0.035197 | 0.035197 | 0.035197 | 0.035197 | 0.035197 | 0.035197 | 0.035197 | 0.035197 | 0.035197 | 0.035197 | 0.035197 | 0.035197 | 0.035197 | 0.035197 | 0.035197 | 0.035197 | 0.035197 | 0.035197 | 0.035197 | 0.035197 | 0.035197 | 0.035197 | 0.035197 | 0.035197 | 0.035197
F3_Commercial_Lodging_New_Space Heating_Natural Gas_Unit Heater_E3 | F3 | Commercial | Lodging | New | Space Heating | Natural Gas | Unit Heater | E3 | System - kBTUs of Consumption | 0.026132 | 0.026132 | 0.026132 | 0.026132 | 0.026132 | 0.026132 | 0.026132 | 0.026132 | 0.026132 | 0.026132 | 0.026132 | 0.026132 | 0.026132 | 0.026132 | 0.026132 | 0.026132 | 0.026132 | 0.026132 | 0.026132 | 0.026132 | 0.026132 | 0.026132 | 0.026132 | 0.026132 | 0.026132 | 0.026132 | 0.026132 | 0.026132 | 0.026132 | 0.026132 | 0.026132 | 0.026132 | 0.026132
F3_Commercial_Lodging_New_Space Heating_Natural Gas_Unit Heater_E4 | F3 | Commercial | Lodging | New | Space Heating | Natural Gas | Unit Heater | E4 | System - kBTUs of Consumption | 0 | 0 | 0 | 0 | 0 | 0 | 0 | 0 | 0 | 0 | 0 | 0 | 0 | 0 | 0 | 0 | 0 | 0 | 0 | 0 | 0 | 0 | 0 | 0 | 0 | 0 | 0 | 0 | 0 | 0 | 0 | 0 | 0
F3_Commercial_Lodging_New_Space Heating_Natural Gas_Unit Heater_E5 | F3 | Commercial | Lodging | New | Space Heating | Natural Gas | Unit Heater | E5 | System - kBTUs of Consumption | 0 | 0 | 0 | 0 | 0 | 0 | 0 | 0 | 0 | 0 | 0 | 0 | 0 | 0 | 0 | 0 | 0 | 0 | 0 | 0 | 0 | 0 | 0 | 0 | 0 | 0 | 0 | 0 | 0 | 0 | 0 | 0 | 0
F3_Commercial_Lodging_New_Space Heating_Natural Gas_Unit Heater_E6 | F3 | Commercial | Lodging | New | Space Heating | Natural Gas | Unit Heater | E6 | System - kBTUs of Consumption | 0 | 0 | 0 | 0 | 0 | 0 | 0 | 0 | 0 | 0 | 0 | 0 | 0 | 0 | 0 | 0 | 0 | 0 | 0 | 0 | 0 | 0 | 0 | 0 | 0 | 0 | 0 | 0 | 0 | 0 | 0 | 0 | 0
F3_Commercial_Lodging_New_Space Heating_Natural Gas_Unit Heater_E7 | F3 | Commercial | Lodging | New | Space Heating | Natural Gas | Unit Heater | E7 | System - kBTUs of Consumption | 0 | 0 | 0 | 0 | 0 | 0 | 0 | 0 | 0 | 0 | 0 | 0 | 0 | 0 | 0 | 0 | 0 | 0 | 0 | 0 | 0 | 0 | 0 | 0 | 0 | 0 | 0 | 0 | 0 | 0 | 0 | 0 | 0
F3_Commercial_Lodging_New_Space Heating_Natural Gas_Unit Heater_E8 | F3 | Commercial | Lodging | New | Space Heating | Natural Gas | Unit Heater | E8 | System - kBTUs of Consumption | 0 | 0 | 0 | 0 | 0 | 0 | 0 | 0 | 0 | 0 | 0 | 0 | 0 | 0 | 0 | 0 | 0 | 0 | 0 | 0 | 0 | 0 | 0 | 0 | 0 | 0 | 0 | 0 | 0 | 0 | 0 | 0 | 0
F3_Commercial_Lodging_New_Space Heating_Natural Gas_Unit Heater_E9 | F3 | Commercial | Lodging | New | Space Heating | Natural Gas | Unit Heater | E9 | System - kBTUs of Consumption | 0 | 0 | 0 | 0 | 0 | 0 | 0 | 0 | 0 | 0 | 0 | 0 | 0 | 0 | 0 | 0 | 0 | 0 | 0 | 0 | 0 | 0 | 0 | 0 | 0 | 0 | 0 | 0 | 0 | 0 | 0 | 0 | 0
F3_Commercial_Lodging_New_Space Heating_Natural Gas_Unit Heater_E10 | F3 | Commercial | Lodging | New | Space Heating | Natural Gas | Unit Heater | E10 | System - kBTUs of Consumption | 0 | 0 | 0 | 0 | 0 | 0 | 0 | 0 | 0 | 0 | 0 | 0 | 0 | 0 | 0 | 0 | 0 | 0 | 0 | 0 | 0 | 0 | 0 | 0 | 0 | 0 | 0 | 0 | 0 | 0 | 0 | 0 | 0
F4_Commercial_Lodging_New_Space Heating_Natural Gas_Unit Heater_E1 | F4 | Commercial | Lodging | New | Space Heating | Natural Gas | Unit Heater | E1 | Utility - Cost of Equipment | 0.57137 | 0.57202 | 0.57273 | 0.57379 | 0.57531 | 0.57769 | 0.57909 | 0.57995 | 0.58095 | 0.58186 | 0.58236 | 0.58262 | 0.58297 | 0.58343 | 0.58417 | 0.58458 | 0.5852 | 0.58623 | 0.58726 | 0.5884 | 0.58972 | 0.59084 | 0.59172 | 0.59239 | 0.59283 | 0.59296 | 0.59272 | 0.59224 | 0.59185 | 0.59167 | 0.5918 | 0.59186 | 0.59186
F4_Commercial_Lodging_New_Space Heating_Natural Gas_Unit Heater_E2 | F4 | Commercial | Lodging | New | Space Heating | Natural Gas | Unit Heater | E2 | Utility - Cost of Equipment | 0.54417 | 0.54479 | 0.54547 | 0.54648 | 0.54793 | 0.55019 | 0.55152 | 0.55234 | 0.5533 | 0.55416 | 0.55465 | 0.55489 | 0.55522 | 0.55566 | 0.55636 | 0.55675 | 0.55735 | 0.55833 | 0.55931 | 0.56039 | 0.56165 | 0.56272 | 0.56356 | 0.56419 | 0.56461 | 0.56474 | 0.56451 | 0.56405 | 0.56368 | 0.56351 | 0.56364 | 0.56368 | 0.56368
F4_Commercial_Lodging_New_Space Heating_Natural Gas_Unit Heater_E3 | F4 | Commercial | Lodging | New | Space Heating | Natural Gas | Unit Heater | E3 | Utility - Cost of Equipment | 0.48502 | 0.48545 | 0.48589 | 0.48659 | 0.48766 | 0.48936 | 0.49045 | 0.49125 | 0.49221 | 0.49313 | 0.49377 | 0.49418 | 0.49459 | 0.49499 | 0.49553 | 0.49579 | 0.49618 | 0.49687 | 0.49758 | 0.49839 | 0.49936 | 0.50018 | 0.50082 | 0.5013 | 0.50162 | 0.50171 | 0.50154 | 0.50119 | 0.50091 | 0.50078 | 0.50088 | 0.50091 | 0.50091
F4_Commercial_Lodging_New_Space Heating_Natural Gas_Unit Heater_E4 | F4 | Commercial | Lodging | New | Space Heating | Natural Gas | Unit Heater | E4 | Utility - Cost of Equipment | 0 | 0 | 0 | 0 | 0 | 0 | 0 | 0 | 0 | 0 | 0 | 0 | 0 | 0 | 0 | 0 | 0 | 0 | 0 | 0 | 0 | 0 | 0 | 0 | 0 | 0 | 0 | 0 | 0 | 0 | 0 | 0 | 0
F4_Commercial_Lodging_New_Space Heating_Natural Gas_Unit Heater_E5 | F4 | Commercial | Lodging | New | Space Heating | Natural Gas | Unit Heater | E5 | Utility - Cost of Equipment | 0 | 0 | 0 | 0 | 0 | 0 | 0 | 0 | 0 | 0 | 0 | 0 | 0 | 0 | 0 | 0 | 0 | 0 | 0 | 0 | 0 | 0 | 0 | 0 | 0 | 0 | 0 | 0 | 0 | 0 | 0 | 0 | 0
F4_Commercial_Lodging_New_Space Heating_Natural Gas_Unit Heater_E6 | F4 | Commercial | Lodging | New | Space Heating | Natural Gas | Unit Heater | E6 | Utility - Cost of Equipment | 0 | 0 | 0 | 0 | 0 | 0 | 0 | 0 | 0 | 0 | 0 | 0 | 0 | 0 | 0 | 0 | 0 | 0 | 0 | 0 | 0 | 0 | 0 | 0 | 0 | 0 | 0 | 0 | 0 | 0 | 0 | 0 | 0
F4_Commercial_Lodging_New_Space Heating_Natural Gas_Unit Heater_E7 | F4 | Commercial | Lodging | New | Space Heating | Natural Gas | Unit Heater | E7 | Utility - Cost of Equipment | 0 | 0 | 0 | 0 | 0 | 0 | 0 | 0 | 0 | 0 | 0 | 0 | 0 | 0 | 0 | 0 | 0 | 0 | 0 | 0 | 0 | 0 | 0 | 0 | 0 | 0 | 0 | 0 | 0 | 0 | 0 | 0 | 0
F4_Commercial_Lodging_New_Space Heating_Natural Gas_Unit Heater_E8 | F4 | Commercial | Lodging | New | Space Heating | Natural Gas | Unit Heater | E8 | Utility - Cost of Equipment | 0 | 0 | 0 | 0 | 0 | 0 | 0 | 0 | 0 | 0 | 0 | 0 | 0 | 0 | 0 | 0 | 0 | 0 | 0 | 0 | 0 | 0 | 0 | 0 | 0 | 0 | 0 | 0 | 0 | 0 | 0 | 0 | 0
F4_Commercial_Lodging_New_Space Heating_Natural Gas_Unit Heater_E9 | F4 | Commercial | Lodging | New | Space Heating | Natural Gas | Unit Heater | E9 | Utility - Cost of Equipment | 0 | 0 | 0 | 0 | 0 | 0 | 0 | 0 | 0 | 0 | 0 | 0 | 0 | 0 | 0 | 0 | 0 | 0 | 0 | 0 | 0 | 0 | 0 | 0 | 0 | 0 | 0 | 0 | 0 | 0 | 0 | 0 | 0
F4_Commercial_Lodging_New_Space Heating_Natural Gas_Unit Heater_E10 | F4 | Commercial | Lodging | New | Space Heating | Natural Gas | Unit Heater | E10 | Utility - Cost of Equipment | 0 | 0 | 0 | 0 | 0 | 0 | 0 | 0 | 0 | 0 | 0 | 0 | 0 | 0 | 0 | 0 | 0 | 0 | 0 | 0 | 0 | 0 | 0 | 0 | 0 | 0 | 0 | 0 | 0 | 0 | 0 | 0 | 0
F5_Commercial_Lodging_New_Space Heating_Natural Gas_Unit Heater_E1 | F5 | Commercial | Lodging | New | Space Heating | Natural Gas | Unit Heater | E1 | Utility - Cost of Operation | 0.021984 | 0.021984 | 0.021984 | 0.021984 | 0.021984 | 0.021984 | 0.021984 | 0.021984 | 0.021984 | 0.021984 | 0.021984 | 0.021984 | 0.021984 | 0.021984 | 0.021984 | 0.021984 | 0.021984 | 0.021984 | 0.021984 | 0.021984 | 0.021984 | 0.021984 | 0.021984 | 0.021984 | 0.021984 | 0.021984 | 0.021984 | 0.021984 | 0.021984 | 0.021984 | 0.021984 | 0.021984 | 0.021984
F5_Commercial_Lodging_New_Space Heating_Natural Gas_Unit Heater_E2 | F5 | Commercial | Lodging | New | Space Heating | Natural Gas | Unit Heater | E2 | Utility - Cost of Operation | 0.035197 | 0.035197 | 0.035197 | 0.035197 | 0.035197 | 0.035197 | 0.035197 | 0.035197 | 0.035197 | 0.035197 | 0.035197 | 0.035197 | 0.035197 | 0.035197 | 0.035197 | 0.035197 | 0.035197 | 0.035197 | 0.035197 | 0.035197 | 0.035197 | 0.035197 | 0.035197 | 0.035197 | 0.035197 | 0.035197 | 0.035197 | 0.035197 | 0.035197 | 0.035197 | 0.035197 | 0.035197 | 0.035197
F5_Commercial_Lodging_New_Space Heating_Natural Gas_Unit Heater_E3 | F5 | Commercial | Lodging | New | Space Heating | Natural Gas | Unit Heater | E3 | Utility - Cost of Operation | 0.026132 | 0.026132 | 0.026132 | 0.026132 | 0.026132 | 0.026132 | 0.026132 | 0.026132 | 0.026132 | 0.026132 | 0.026132 | 0.026132 | 0.026132 | 0.026132 | 0.026132 | 0.026132 | 0.026132 | 0.026132 | 0.026132 | 0.026132 | 0.026132 | 0.026132 | 0.026132 | 0.026132 | 0.026132 | 0.026132 | 0.026132 | 0.026132 | 0.026132 | 0.026132 | 0.026132 | 0.026132 | 0.026132
F5_Commercial_Lodging_New_Space Heating_Natural Gas_Unit Heater_E4 | F5 | Commercial | Lodging | New | Space Heating | Natural Gas | Unit Heater | E4 | Utility - Cost of Operation | 0 | 0 | 0 | 0 | 0 | 0 | 0 | 0 | 0 | 0 | 0 | 0 | 0 | 0 | 0 | 0 | 0 | 0 | 0 | 0 | 0 | 0 | 0 | 0 | 0 | 0 | 0 | 0 | 0 | 0 | 0 | 0 | 0
F5_Commercial_Lodging_New_Space Heating_Natural Gas_Unit Heater_E5 | F5 | Commercial | Lodging | New | Space Heating | Natural Gas | Unit Heater | E5 | Utility - Cost of Operation | 0 | 0 | 0 | 0 | 0 | 0 | 0 | 0 | 0 | 0 | 0 | 0 | 0 | 0 | 0 | 0 | 0 | 0 | 0 | 0 | 0 | 0 | 0 | 0 | 0 | 0 | 0 | 0 | 0 | 0 | 0 | 0 | 0
F5_Commercial_Lodging_New_Space Heating_Natural Gas_Unit Heater_E6 | F5 | Commercial | Lodging | New | Space Heating | Natural Gas | Unit Heater | E6 | Utility - Cost of Operation | 0 | 0 | 0 | 0 | 0 | 0 | 0 | 0 | 0 | 0 | 0 | 0 | 0 | 0 | 0 | 0 | 0 | 0 | 0 | 0 | 0 | 0 | 0 | 0 | 0 | 0 | 0 | 0 | 0 | 0 | 0 | 0 | 0
F5_Commercial_Lodging_New_Space Heating_Natural Gas_Unit Heater_E7 | F5 | Commercial | Lodging | New | Space Heating | Natural Gas | Unit Heater | E7 | Utility - Cost of Operation | 0 | 0 | 0 | 0 | 0 | 0 | 0 | 0 | 0 | 0 | 0 | 0 | 0 | 0 | 0 | 0 | 0 | 0 | 0 | 0 | 0 | 0 | 0 | 0 | 0 | 0 | 0 | 0 | 0 | 0 | 0 | 0 | 0
F5_Commercial_Lodging_New_Space Heating_Natural Gas_Unit Heater_E8 | F5 | Commercial | Lodging | New | Space Heating | Natural Gas | Unit Heater | E8 | Utility - Cost of Operation | 0 | 0 | 0 | 0 | 0 | 0 | 0 | 0 | 0 | 0 | 0 | 0 | 0 | 0 | 0 | 0 | 0 | 0 | 0 | 0 | 0 | 0 | 0 | 0 | 0 | 0 | 0 | 0 | 0 | 0 | 0 | 0 | 0
F5_Commercial_Lodging_New_Space Heating_Natural Gas_Unit Heater_E9 | F5 | Commercial | Lodging | New | Space Heating | Natural Gas | Unit Heater | E9 | Utility - Cost of Operation | 0 | 0 | 0 | 0 | 0 | 0 | 0 | 0 | 0 | 0 | 0 | 0 | 0 | 0 | 0 | 0 | 0 | 0 | 0 | 0 | 0 | 0 | 0 | 0 | 0 | 0 | 0 | 0 | 0 | 0 | 0 | 0 | 0
F5_Commercial_Lodging_New_Space Heating_Natural Gas_Unit Heater_E10 | F5 | Commercial | Lodging | New | Space Heating | Natural Gas | Unit Heater | E10 | Utility - Cost of Operation | 0 | 0 | 0 | 0 | 0 | 0 | 0 | 0 | 0 | 0 | 0 | 0 | 0 | 0 | 0 | 0 | 0 | 0 | 0 | 0 | 0 | 0 | 0 | 0 | 0 | 0 | 0 | 0 | 0 | 0 | 0 | 0 | 0
F6_Commercial_Lodging_New_Space Heating_Natural Gas_Unit Heater_E1 | F6 | Commercial | Lodging | New | Space Heating | Natural Gas | Unit Heater | E1 | Utility - Value of Sales | 0.25983 | 0.25854 | 0.25713 | 0.25572 | 0.25431 | 0.2529 | 0.25149 | 0.25008 | 0.24867 | 0.24726 | 0.24585 | 0.24444 | 0.24303 | 0.24162 | 0.24021 | 0.2388 | 0.23739 | 0.23599 | 0.23458 | 0.23319 | 0.23185 | 0.23058 | 0.22941 | 0.22835 | 0.22741 | 0.22659 | 0.22589 | 0.2253 | 0.22483 | 0.22448 | 0.22424 | 0.22413 | 0.22413
F6_Commercial_Lodging_New_Space Heating_Natural Gas_Unit Heater_E2 | F6 | Commercial | Lodging | New | Space Heating | Natural Gas | Unit Heater | E2 | Utility - Value of Sales | 0.24746 | 0.24623 | 0.24489 | 0.24355 | 0.2422 | 0.24086 | 0.23952 | 0.23818 | 0.23683 | 0.23549 | 0.23415 | 0.23281 | 0.23146 | 0.23012 | 0.22878 | 0.22744 | 0.22609 | 0.22475 | 0.22341 | 0.22209 | 0.22082 | 0.21961 | 0.21849 | 0.21748 | 0.21659 | 0.21581 | 0.21514 | 0.21458 | 0.21413 | 0.21379 | 0.21357 | 0.21346 | 0.21346
F6_Commercial_Lodging_New_Space Heating_Natural Gas_Unit Heater_E3 | F6 | Commercial | Lodging | New | Space Heating | Natural Gas | Unit Heater | E3 | Utility - Value of Sales | 0.21891 | 0.21779 | 0.2166 | 0.2154 | 0.2142 | 0.213 | 0.2118 | 0.2106 | 0.20941 | 0.20821 | 0.20701 | 0.20581 | 0.20461 | 0.20342 | 0.20223 | 0.20106 | 0.19991 | 0.1988 | 0.19774 | 0.19673 | 0.19578 | 0.1949 | 0.1941 | 0.19338 | 0.19274 | 0.19218 | 0.1917 | 0.19131 | 0.19099 | 0.19075 | 0.19059 | 0.19051 | 0.19051
F6_Commercial_Lodging_New_Space Heating_Natural Gas_Unit Heater_E4 | F6 | Commercial | Lodging | New | Space Heating | Natural Gas | Unit Heater | E4 | Utility - Value of Sales | 0 | 0 | 0 | 0 | 0 | 0 | 0 | 0 | 0 | 0 | 0 | 0 | 0 | 0 | 0 | 0 | 0 | 0 | 0 | 0 | 0 | 0 | 0 | 0 | 0 | 0 | 0 | 0 | 0 | 0 | 0 | 0 | 0
F6_Commercial_Lodging_New_Space Heating_Natural Gas_Unit Heater_E5 | F6 | Commercial | Lodging | New | Space Heating | Natural Gas | Unit Heater | E5 | Utility - Value of Sales | 0 | 0 | 0 | 0 | 0 | 0 | 0 | 0 | 0 | 0 | 0 | 0 | 0 | 0 | 0 | 0 | 0 | 0 | 0 | 0 | 0 | 0 | 0 | 0 | 0 | 0 | 0 | 0 | 0 | 0 | 0 | 0 | 0
F6_Commercial_Lodging_New_Space Heating_Natural Gas_Unit Heater_E6 | F6 | Commercial | Lodging | New | Space Heating | Natural Gas | Unit Heater | E6 | Utility - Value of Sales | 0 | 0 | 0 | 0 | 0 | 0 | 0 | 0 | 0 | 0 | 0 | 0 | 0 | 0 | 0 | 0 | 0 | 0 | 0 | 0 | 0 | 0 | 0 | 0 | 0 | 0 | 0 | 0 | 0 | 0 | 0 | 0 | 0
F6_Commercial_Lodging_New_Space Heating_Natural Gas_Unit Heater_E7 | F6 | Commercial | Lodging | New | Space Heating | Natural Gas | Unit Heater | E7 | Utility - Value of Sales | 0 | 0 | 0 | 0 | 0 | 0 | 0 | 0 | 0 | 0 | 0 | 0 | 0 | 0 | 0 | 0 | 0 | 0 | 0 | 0 | 0 | 0 | 0 | 0 | 0 | 0 | 0 | 0 | 0 | 0 | 0 | 0 | 0
F6_Commercial_Lodging_New_Space Heating_Natural Gas_Unit Heater_E8 | F6 | Commercial | Lodging | New | Space Heating | Natural Gas | Unit Heater | E8 | Utility - Value of Sales | 0 | 0 | 0 | 0 | 0 | 0 | 0 | 0 | 0 | 0 | 0 | 0 | 0 | 0 | 0 | 0 | 0 | 0 | 0 | 0 | 0 | 0 | 0 | 0 | 0 | 0 | 0 | 0 | 0 | 0 | 0 | 0 | 0
F6_Commercial_Lodging_New_Space Heating_Natural Gas_Unit Heater_E9 | F6 | Commercial | Lodging | New | Space Heating | Natural Gas | Unit Heater | E9 | Utility - Value of Sales | 0 | 0 | 0 | 0 | 0 | 0 | 0 | 0 | 0 | 0 | 0 | 0 | 0 | 0 | 0 | 0 | 0 | 0 | 0 | 0 | 0 | 0 | 0 | 0 | 0 | 0 | 0 | 0 | 0 | 0 | 0 | 0 | 0
F6_Commercial_Lodging_New_Space Heating_Natural Gas_Unit Heater_E10 | F6 | Commercial | Lodging | New | Space Heating | Natural Gas | Unit Heater | E10 | Utility - Value of Sales | 0 | 0 | 0 | 0 | 0 | 0 | 0 | 0 | 0 | 0 | 0 | 0 | 0 | 0 | 0 | 0 | 0 | 0 | 0 | 0 | 0 | 0 | 0 | 0 | 0 | 0 | 0 | 0 | 0 | 0 | 0 | 0 | 0
F1_Commercial_Lodging_New_Water Heating_Natural Gas_Water Heater_E1 | F1 | Commercial | Lodging | New | Water Heating | Natural Gas | Water Heater | E1 | RVT - Cost of Equipment | 0.76002 | 0.76696 | 0.77523 | 0.78482 | 0.79601 | 0.80925 | 0.81996 | 0.83003 | 0.83999 | 0.84999 | 0.85912 | 0.86714 | 0.87521 | 0.88372 | 0.89355 | 0.90331 | 0.91406 | 0.92592 | 0.93849 | 0.95145 | 0.9647 | 0.97713 | 0.98852 | 0.9989 | 1.0081 | 1.0159 | 1.0214 | 1.0254 | 1.0289 | 1.0318 | 1.0348 | 1.0361 | 1.0361
F1_Commercial_Lodging_New_Water Heating_Natural Gas_Water Heater_E2 | F1 | Commercial | Lodging | New | Water Heating | Natural Gas | Water Heater | E2 | RVT - Cost of Equipment | 0.75063 | 0.75749 | 0.76566 | 0.77513 | 0.78618 | 0.79926 | 0.80983 | 0.81979 | 0.82962 | 0.83949 | 0.84851 | 0.85644 | 0.8644 | 0.87281 | 0.88252 | 0.89215 | 0.90277 | 0.91449 | 0.9269 | 0.9397 | 0.95279 | 0.96506 | 0.97632 | 0.98657 | 0.99563 | 1.0033 | 1.0088 | 1.0127 | 1.0162 | 1.0191 | 1.022 | 1.0233 | 1.0233
F1_Commercial_Lodging_New_Water Heating_Natural Gas_Water Heater_E3 | F1 | Commercial | Lodging | New | Water Heating | Natural Gas | Water Heater | E3 | RVT - Cost of Equipment | 0.69093 | 0.69724 | 0.70475 | 0.71347 | 0.72364 | 0.73568 | 0.74542 | 0.75458 | 0.76362 | 0.77272 | 0.78102 | 0.78831 | 0.79564 | 0.80338 | 0.81232 | 0.82119 | 0.83096 | 0.84175 | 0.85317 | 0.86495 | 0.877 | 0.8883 | 0.89865 | 0.90809 | 0.91643 | 0.92353 | 0.92851 | 0.93219 | 0.93535 | 0.93804 | 0.94071 | 0.94192 | 0.94192
F1_Commercial_Lodging_New_Water Heating_Natural Gas_Water Heater_E4 | F1 | Commercial | Lodging | New | Water Heating | Natural Gas | Water Heater | E4 | RVT - Cost of Equipment | 0.64682 | 0.65273 | 0.65977 | 0.66793 | 0.67745 | 0.68872 | 0.69784 | 0.70641 | 0.71488 | 0.72339 | 0.73117 | 0.73799 | 0.74486 | 0.7521 | 0.76047 | 0.76877 | 0.77792 | 0.78802 | 0.79871 | 0.80974 | 0.82102 | 0.8316 | 0.84129 | 0.85013 | 0.85793 | 0.86458 | 0.86925 | 0.87268 | 0.87564 | 0.87817 | 0.88067 | 0.8818 | 0.8818
F1_Commercial_Lodging_New_Water Heating_Natural Gas_Water Heater_E5 | F1 | Commercial | Lodging | New | Water Heating | Natural Gas | Water Heater | E5 | RVT - Cost of Equipment | 0.63335 | 0.63914 | 0.64602 | 0.65401 | 0.66334 | 0.67438 | 0.6833 | 0.69169 | 0.69999 | 0.70832 | 0.71593 | 0.72262 | 0.72934 | 0.73644 | 0.74463 | 0.75275 | 0.76172 | 0.7716 | 0.78207 | 0.79287 | 0.80391 | 0.81427 | 0.82377 | 0.83242 | 0.84006 | 0.84657 | 0.85114 | 0.8545 | 0.8574 | 0.85987 | 0.86232 | 0.86343 | 0.86343
F1_Commercial_Lodging_New_Water Heating_Natural Gas_Water Heater_E6 | F1 | Commercial | Lodging | New | Water Heating | Natural Gas | Water Heater | E6 | RVT - Cost of Equipment | 0.62042 | 0.62609 | 0.63284 | 0.64067 | 0.6498 | 0.66061 | 0.66935 | 0.67758 | 0.6857 | 0.69387 | 0.70132 | 0.70787 | 0.71445 | 0.72141 | 0.72943 | 0.73739 | 0.74617 | 0.75585 | 0.76611 | 0.77669 | 0.78751 | 0.79765 | 0.80696 | 0.81543 | 0.82292 | 0.82929 | 0.83377 | 0.83706 | 0.8399 | 0.84232 | 0.84472 | 0.8458 | 0.8458
F1_Commercial_Lodging_New_Water Heating_Natural Gas_Water Heater_E7 | F1 | Commercial | Lodging | New | Water Heating | Natural Gas | Water Heater | E7 | RVT - Cost of Equipment | 0.58261 | 0.58832 | 0.59462 | 0.60151 | 0.60928 | 0.61837 | 0.62596 | 0.63328 | 0.64079 | 0.64859 | 0.65607 | 0.66304 | 0.67009 | 0.67733 | 0.68516 | 0.69272 | 0.70074 | 0.70921 | 0.71791 | 0.72672 | 0.73555 | 0.74376 | 0.75117 | 0.75771 | 0.76339 | 0.76822 | 0.77161 | 0.77411 | 0.77627 | 0.7781 | 0.77992 | 0.78074 | 0.78074
F1_Commercial_Lodging_New_Water Heating_Natural Gas_Water Heater_E8 | F1 | Commercial | Lodging | New | Water Heating | Natural Gas | Water Heater | E8 | RVT - Cost of Equipment | 0 | 0 | 0 | 0 | 0 | 0 | 0 | 0 | 0 | 0 | 0 | 0 | 0 | 0 | 0 | 0 | 0 | 0 | 0 | 0 | 0 | 0 | 0 | 0 | 0 | 0 | 0 | 0 | 0 | 0 | 0 | 0 | 0
F1_Commercial_Lodging_New_Water Heating_Natural Gas_Water Heater_E9 | F1 | Commercial | Lodging | New | Water Heating | Natural Gas | Water Heater | E9 | RVT - Cost of Equipment | 0 | 0 | 0 | 0 | 0 | 0 | 0 | 0 | 0 | 0 | 0 | 0 | 0 | 0 | 0 | 0 | 0 | 0 | 0 | 0 | 0 | 0 | 0 | 0 | 0 | 0 | 0 | 0 | 0 | 0 | 0 | 0 | 0
F1_Commercial_Lodging_New_Water Heating_Natural Gas_Water Heater_E10 | F1 | Commercial | Lodging | New | Water Heating | Natural Gas | Water Heater | E10 | RVT - Cost of Equipment | 0 | 0 | 0 | 0 | 0 | 0 | 0 | 0 | 0 | 0 | 0 | 0 | 0 | 0 | 0 | 0 | 0 | 0 | 0 | 0 | 0 | 0 | 0 | 0 | 0 | 0 | 0 | 0 | 0 | 0 | 0 | 0 | 0
F2_Commercial_Lodging_New_Water Heating_Natural Gas_Water Heater_E1 | F2 | Commercial | Lodging | New | Water Heating | Natural Gas | Water Heater | E1 | RVT - Cost of Operation | 0.91055 | 0.91887 | 0.92877 | 0.94026 | 0.95367 | 0.96954 | 0.98236 | 0.99443 | 1.0064 | 1.0183 | 1.0293 | 1.0389 | 1.0486 | 1.0588 | 1.0705 | 1.0822 | 1.0951 | 1.1093 | 1.1244 | 1.1399 | 1.1558 | 1.1707 | 1.1843 | 1.1968 | 1.2077 | 1.2171 | 1.2237 | 1.2285 | 1.2327 | 1.2362 | 1.2397 | 1.2413 | 1.2413
F2_Commercial_Lodging_New_Water Heating_Natural Gas_Water Heater_E2 | F2 | Commercial | Lodging | New | Water Heating | Natural Gas | Water Heater | E2 | RVT - Cost of Operation | 0.89931 | 0.90753 | 0.91731 | 0.92865 | 0.94189 | 0.95757 | 0.97023 | 0.98216 | 0.99393 | 1.0058 | 1.0166 | 1.0261 | 1.0356 | 1.0457 | 1.0573 | 1.0689 | 1.0816 | 1.0956 | 1.1105 | 1.1258 | 1.1415 | 1.1562 | 1.1697 | 1.182 | 1.1928 | 1.2021 | 1.2086 | 1.2133 | 1.2175 | 1.221 | 1.2244 | 1.226 | 1.226
F2_Commercial_Lodging_New_Water Heating_Natural Gas_Water Heater_E3 | F2 | Commercial | Lodging | New | Water Heating | Natural Gas | Water Heater | E3 | RVT - Cost of Operation | 0.82777 | 0.83534 | 0.84434 | 0.85478 | 0.86697 | 0.8814 | 0.89306 | 0.90403 | 0.91487 | 0.92576 | 0.93571 | 0.94445 | 0.95323 | 0.96251 | 0.97321 | 0.98384 | 0.99555 | 1.0085 | 1.0222 | 1.0363 | 1.0507 | 1.0642 | 1.0766 | 1.088 | 1.0979 | 1.1064 | 1.1124 | 1.1168 | 1.1206 | 1.1238 | 1.127 | 1.1285 | 1.1285
F2_Commercial_Lodging_New_Water Heating_Natural Gas_Water Heater_E4 | F2 | Commercial | Lodging | New | Water Heating | Natural Gas | Water Heater | E4 | RVT - Cost of Operation | 0.77494 | 0.78202 | 0.79044 | 0.80022 | 0.81163 | 0.82514 | 0.83605 | 0.84633 | 0.85647 | 0.86667 | 0.87598 | 0.88416 | 0.89239 | 0.90107 | 0.91109 | 0.92104 | 0.932 | 0.9441 | 0.95691 | 0.97012 | 0.98363 | 0.99631 | 1.0079 | 1.0185 | 1.0279 | 1.0358 | 1.0414 | 1.0455 | 1.0491 | 1.0521 | 1.0551 | 1.0564 | 1.0564
F2_Commercial_Lodging_New_Water Heating_Natural Gas_Water Heater_E5 | F2 | Commercial | Lodging | New | Water Heating | Natural Gas | Water Heater | E5 | RVT - Cost of Operation | 0.75879 | 0.76573 | 0.77398 | 0.78355 | 0.79472 | 0.80795 | 0.81864 | 0.8287 | 0.83863 | 0.84862 | 0.85774 | 0.86574 | 0.8738 | 0.8823 | 0.89211 | 0.90185 | 0.91259 | 0.92443 | 0.93697 | 0.94991 | 0.96314 | 0.97555 | 0.98693 | 0.99729 | 1.0064 | 1.0142 | 1.0197 | 1.0238 | 1.0272 | 1.0302 | 1.0331 | 1.0344 | 1.0344
F2_Commercial_Lodging_New_Water Heating_Natural Gas_Water Heater_E6 | F2 | Commercial | Lodging | New | Water Heating | Natural Gas | Water Heater | E6 | RVT - Cost of Operation | 0.74331 | 0.7501 | 0.75818 | 0.76756 | 0.7785 | 0.79146 | 0.80193 | 0.81178 | 0.82152 | 0.8313 | 0.84023 | 0.84807 | 0.85596 | 0.86429 | 0.8739 | 0.88344 | 0.89396 | 0.90556 | 0.91785 | 0.93053 | 0.94348 | 0.95564 | 0.96679 | 0.97694 | 0.98591 | 0.99354 | 0.99891 | 1.0029 | 1.0063 | 1.0092 | 1.012 | 1.0133 | 1.0133
F2_Commercial_Lodging_New_Water Heating_Natural Gas_Water Heater_E7 | F2 | Commercial | Lodging | New | Water Heating | Natural Gas | Water Heater | E7 | RVT - Cost of Operation | 0.69801 | 0.70484 | 0.71239 | 0.72064 | 0.72996 | 0.74084 | 0.74994 | 0.75871 | 0.76771 | 0.77705 | 0.78601 | 0.79437 | 0.80281 | 0.81149 | 0.82087 | 0.82993 | 0.83953 | 0.84968 | 0.86011 | 0.87065 | 0.88123 | 0.89107 | 0.89995 | 0.90779 | 0.91459 | 0.92038 | 0.92444 | 0.92744 | 0.93002 | 0.93221 | 0.93439 | 0.93538 | 0.93538
F2_Commercial_Lodging_New_Water Heating_Natural Gas_Water Heater_E8 | F2 | Commercial | Lodging | New | Water Heating | Natural Gas | Water Heater | E8 | RVT - Cost of Operation | 0 | 0 | 0 | 0 | 0 | 0 | 0 | 0 | 0 | 0 | 0 | 0 | 0 | 0 | 0 | 0 | 0 | 0 | 0 | 0 | 0 | 0 | 0 | 0 | 0 | 0 | 0 | 0 | 0 | 0 | 0 | 0 | 0
F2_Commercial_Lodging_New_Water Heating_Natural Gas_Water Heater_E9 | F2 | Commercial | Lodging | New | Water Heating | Natural Gas | Water Heater | E9 | RVT - Cost of Operation | 0 | 0 | 0 | 0 | 0 | 0 | 0 | 0 | 0 | 0 | 0 | 0 | 0 | 0 | 0 | 0 | 0 | 0 | 0 | 0 | 0 | 0 | 0 | 0 | 0 | 0 | 0 | 0 | 0 | 0 | 0 | 0 | 0
F2_Commercial_Lodging_New_Water Heating_Natural Gas_Water Heater_E10 | F2 | Commercial | Lodging | New | Water Heating | Natural Gas | Water Heater | E10 | RVT - Cost of Operation | 0 | 0 | 0 | 0 | 0 | 0 | 0 | 0 | 0 | 0 | 0 | 0 | 0 | 0 | 0 | 0 | 0 | 0 | 0 | 0 | 0 | 0 | 0 | 0 | 0 | 0 | 0 | 0 | 0 | 0 | 0 | 0 | 0
F3_Commercial_Lodging_New_Water Heating_Natural Gas_Water Heater_E1 | F3 | Commercial | Lodging | New | Water Heating | Natural Gas | Water Heater | E1 | System - kBTUs of Consumption | 0.13873 | 0.13873 | 0.13873 | 0.13873 | 0.13873 | 0.13873 | 0.13873 | 0.13873 | 0.13873 | 0.13873 | 0.13873 | 0.13873 | 0.13873 | 0.13873 | 0.13873 | 0.13873 | 0.13873 | 0.13873 | 0.13873 | 0.13873 | 0.13873 | 0.13873 | 0.13873 | 0.13873 | 0.13873 | 0.13873 | 0.13873 | 0.13873 | 0.13873 | 0.13873 | 0.13873 | 0.13873 | 0.13873
F3_Commercial_Lodging_New_Water Heating_Natural Gas_Water Heater_E2 | F3 | Commercial | Lodging | New | Water Heating | Natural Gas | Water Heater | E2 | System - kBTUs of Consumption | 0.13869 | 0.13869 | 0.13869 | 0.13869 | 0.13869 | 0.13869 | 0.13869 | 0.13869 | 0.13869 | 0.13869 | 0.13869 | 0.13869 | 0.13869 | 0.13869 | 0.13869 | 0.13869 | 0.13869 | 0.13869 | 0.13869 | 0.13869 | 0.13869 | 0.13869 | 0.13869 | 0.13869 | 0.13869 | 0.13869 | 0.13869 | 0.13869 | 0.13869 | 0.13869 | 0.13869 | 0.13869 | 0.13869
F3_Commercial_Lodging_New_Water Heating_Natural Gas_Water Heater_E3 | F3 | Commercial | Lodging | New | Water Heating | Natural Gas | Water Heater | E3 | System - kBTUs of Consumption | 0.14099 | 0.14099 | 0.14099 | 0.14099 | 0.14099 | 0.14099 | 0.14099 | 0.14099 | 0.14099 | 0.14099 | 0.14099 | 0.14099 | 0.14099 | 0.14099 | 0.14099 | 0.14099 | 0.14099 | 0.14099 | 0.14099 | 0.14099 | 0.14099 | 0.14099 | 0.14099 | 0.14099 | 0.14099 | 0.14099 | 0.14099 | 0.14099 | 0.14099 | 0.14099 | 0.14099 | 0.14099 | 0.14099
F3_Commercial_Lodging_New_Water Heating_Natural Gas_Water Heater_E4 | F3 | Commercial | Lodging | New | Water Heating | Natural Gas | Water Heater | E4 | System - kBTUs of Consumption | 0.1433 | 0.1433 | 0.1433 | 0.1433 | 0.1433 | 0.1433 | 0.1433 | 0.1433 | 0.1433 | 0.1433 | 0.1433 | 0.1433 | 0.1433 | 0.1433 | 0.1433 | 0.1433 | 0.1433 | 0.1433 | 0.1433 | 0.1433 | 0.1433 | 0.1433 | 0.1433 | 0.1433 | 0.1433 | 0.1433 | 0.1433 | 0.1433 | 0.1433 | 0.1433 | 0.1433 | 0.1433 | 0.1433
F3_Commercial_Lodging_New_Water Heating_Natural Gas_Water Heater_E5 | F3 | Commercial | Lodging | New | Water Heating | Natural Gas | Water Heater | E5 | System - kBTUs of Consumption | 0.14635 | 0.14635 | 0.14635 | 0.14635 | 0.14635 | 0.14635 | 0.14635 | 0.14635 | 0.14635 | 0.14635 | 0.14635 | 0.14635 | 0.14635 | 0.14635 | 0.14635 | 0.14635 | 0.14635 | 0.14635 | 0.14635 | 0.14635 | 0.14635 | 0.14635 | 0.14635 | 0.14635 | 0.14635 | 0.14635 | 0.14635 | 0.14635 | 0.14635 | 0.14635 | 0.14635 | 0.14635 | 0.14635
F3_Commercial_Lodging_New_Water Heating_Natural Gas_Water Heater_E6 | F3 | Commercial | Lodging | New | Water Heating | Natural Gas | Water Heater | E6 | System - kBTUs of Consumption | 0.12363 | 0.12363 | 0.12363 | 0.12363 | 0.12363 | 0.12363 | 0.12363 | 0.12363 | 0.12363 | 0.12363 | 0.12363 | 0.12363 | 0.12363 | 0.12363 | 0.12363 | 0.12363 | 0.12363 | 0.12363 | 0.12363 | 0.12363 | 0.12363 | 0.12363 | 0.12363 | 0.12363 | 0.12363 | 0.12363 | 0.12363 | 0.12363 | 0.12363 | 0.12363 | 0.12363 | 0.12363 | 0.12363
F3_Commercial_Lodging_New_Water Heating_Natural Gas_Water Heater_E7 | F3 | Commercial | Lodging | New | Water Heating | Natural Gas | Water Heater | E7 | System - kBTUs of Consumption | 0.15611 | 0.15611 | 0.15611 | 0.15611 | 0.15611 | 0.15611 | 0.15611 | 0.15611 | 0.15611 | 0.15611 | 0.15611 | 0.15611 | 0.15611 | 0.15611 | 0.15611 | 0.15611 | 0.15611 | 0.15611 | 0.15611 | 0.15611 | 0.15611 | 0.15611 | 0.15611 | 0.15611 | 0.15611 | 0.15611 | 0.15611 | 0.15611 | 0.15611 | 0.15611 | 0.15611 | 0.15611 | 0.15611
F3_Commercial_Lodging_New_Water Heating_Natural Gas_Water Heater_E8 | F3 | Commercial | Lodging | New | Water Heating | Natural Gas | Water Heater | E8 | System - kBTUs of Consumption | 0 | 0 | 0 | 0 | 0 | 0 | 0 | 0 | 0 | 0 | 0 | 0 | 0 | 0 | 0 | 0 | 0 | 0 | 0 | 0 | 0 | 0 | 0 | 0 | 0 | 0 | 0 | 0 | 0 | 0 | 0 | 0 | 0
F3_Commercial_Lodging_New_Water Heating_Natural Gas_Water Heater_E9 | F3 | Commercial | Lodging | New | Water Heating | Natural Gas | Water Heater | E9 | System - kBTUs of Consumption | 0 | 0 | 0 | 0 | 0 | 0 | 0 | 0 | 0 | 0 | 0 | 0 | 0 | 0 | 0 | 0 | 0 | 0 | 0 | 0 | 0 | 0 | 0 | 0 | 0 | 0 | 0 | 0 | 0 | 0 | 0 | 0 | 0
F3_Commercial_Lodging_New_Water Heating_Natural Gas_Water Heater_E10 | F3 | Commercial | Lodging | New | Water Heating | Natural Gas | Water Heater | E10 | System - kBTUs of Consumption | 0 | 0 | 0 | 0 | 0 | 0 | 0 | 0 | 0 | 0 | 0 | 0 | 0 | 0 | 0 | 0 | 0 | 0 | 0 | 0 | 0 | 0 | 0 | 0 | 0 | 0 | 0 | 0 | 0 | 0 | 0 | 0 | 0
F4_Commercial_Lodging_New_Water Heating_Natural Gas_Water Heater_E1 | F4 | Commercial | Lodging | New | Water Heating | Natural Gas | Water Heater | E1 | Utility - Cost of Equipment | 0.91055 | 0.91887 | 0.92877 | 0.94026 | 0.95367 | 0.96954 | 0.98236 | 0.99443 | 1.0064 | 1.0183 | 1.0293 | 1.0389 | 1.0486 | 1.0588 | 1.0705 | 1.0822 | 1.0951 | 1.1093 | 1.1244 | 1.1399 | 1.1558 | 1.1707 | 1.1843 | 1.1968 | 1.2077 | 1.2171 | 1.2237 | 1.2285 | 1.2327 | 1.2362 | 1.2397 | 1.2413 | 1.2413
F4_Commercial_Lodging_New_Water Heating_Natural Gas_Water Heater_E2 | F4 | Commercial | Lodging | New | Water Heating | Natural Gas | Water Heater | E2 | Utility - Cost of Equipment | 0.89931 | 0.90753 | 0.91731 | 0.92865 | 0.94189 | 0.95757 | 0.97023 | 0.98216 | 0.99393 | 1.0058 | 1.0166 | 1.0261 | 1.0356 | 1.0457 | 1.0573 | 1.0689 | 1.0816 | 1.0956 | 1.1105 | 1.1258 | 1.1415 | 1.1562 | 1.1697 | 1.182 | 1.1928 | 1.2021 | 1.2086 | 1.2133 | 1.2175 | 1.221 | 1.2244 | 1.226 | 1.226
F4_Commercial_Lodging_New_Water Heating_Natural Gas_Water Heater_E3 | F4 | Commercial | Lodging | New | Water Heating | Natural Gas | Water Heater | E3 | Utility - Cost of Equipment | 0.82777 | 0.83534 | 0.84434 | 0.85478 | 0.86697 | 0.8814 | 0.89306 | 0.90403 | 0.91487 | 0.92576 | 0.93571 | 0.94445 | 0.95323 | 0.96251 | 0.97321 | 0.98384 | 0.99555 | 1.0085 | 1.0222 | 1.0363 | 1.0507 | 1.0642 | 1.0766 | 1.088 | 1.0979 | 1.1064 | 1.1124 | 1.1168 | 1.1206 | 1.1238 | 1.127 | 1.1285 | 1.1285
F4_Commercial_Lodging_New_Water Heating_Natural Gas_Water Heater_E4 | F4 | Commercial | Lodging | New | Water Heating | Natural Gas | Water Heater | E4 | Utility - Cost of Equipment | 0.77494 | 0.78202 | 0.79044 | 0.80022 | 0.81163 | 0.82514 | 0.83605 | 0.84633 | 0.85647 | 0.86667 | 0.87598 | 0.88416 | 0.89239 | 0.90107 | 0.91109 | 0.92104 | 0.932 | 0.9441 | 0.95691 | 0.97012 | 0.98363 | 0.99631 | 1.0079 | 1.0185 | 1.0279 | 1.0358 | 1.0414 | 1.0455 | 1.0491 | 1.0521 | 1.0551 | 1.0564 | 1.0564
F4_Commercial_Lodging_New_Water Heating_Natural Gas_Water Heater_E5 | F4 | Commercial | Lodging | New | Water Heating | Natural Gas | Water Heater | E5 | Utility - Cost of Equipment | 0.75879 | 0.76573 | 0.77398 | 0.78355 | 0.79472 | 0.80795 | 0.81864 | 0.8287 | 0.83863 | 0.84862 | 0.85774 | 0.86574 | 0.8738 | 0.8823 | 0.89211 | 0.90185 | 0.91259 | 0.92443 | 0.93697 | 0.94991 | 0.96314 | 0.97555 | 0.98693 | 0.99729 | 1.0064 | 1.0142 | 1.0197 | 1.0238 | 1.0272 | 1.0302 | 1.0331 | 1.0344 | 1.0344
F4_Commercial_Lodging_New_Water Heating_Natural Gas_Water Heater_E6 | F4 | Commercial | Lodging | New | Water Heating | Natural Gas | Water Heater | E6 | Utility - Cost of Equipment | 0.74331 | 0.7501 | 0.75818 | 0.76756 | 0.7785 | 0.79146 | 0.80193 | 0.81178 | 0.82152 | 0.8313 | 0.84023 | 0.84807 | 0.85596 | 0.86429 | 0.8739 | 0.88344 | 0.89396 | 0.90556 | 0.91785 | 0.93053 | 0.94348 | 0.95564 | 0.96679 | 0.97694 | 0.98591 | 0.99354 | 0.99891 | 1.0029 | 1.0063 | 1.0092 | 1.012 | 1.0133 | 1.0133
F4_Commercial_Lodging_New_Water Heating_Natural Gas_Water Heater_E7 | F4 | Commercial | Lodging | New | Water Heating | Natural Gas | Water Heater | E7 | Utility - Cost of Equipment | 0.69801 | 0.70484 | 0.71239 | 0.72064 | 0.72996 | 0.74084 | 0.74994 | 0.75871 | 0.76771 | 0.77705 | 0.78601 | 0.79437 | 0.80281 | 0.81149 | 0.82087 | 0.82993 | 0.83953 | 0.84968 | 0.86011 | 0.87065 | 0.88123 | 0.89107 | 0.89995 | 0.90779 | 0.91459 | 0.92038 | 0.92444 | 0.92744 | 0.93002 | 0.93221 | 0.93439 | 0.93538 | 0.93538
F4_Commercial_Lodging_New_Water Heating_Natural Gas_Water Heater_E8 | F4 | Commercial | Lodging | New | Water Heating | Natural Gas | Water Heater | E8 | Utility - Cost of Equipment | 0 | 0 | 0 | 0 | 0 | 0 | 0 | 0 | 0 | 0 | 0 | 0 | 0 | 0 | 0 | 0 | 0 | 0 | 0 | 0 | 0 | 0 | 0 | 0 | 0 | 0 | 0 | 0 | 0 | 0 | 0 | 0 | 0
F4_Commercial_Lodging_New_Water Heating_Natural Gas_Water Heater_E9 | F4 | Commercial | Lodging | New | Water Heating | Natural Gas | Water Heater | E9 | Utility - Cost of Equipment | 0 | 0 | 0 | 0 | 0 | 0 | 0 | 0 | 0 | 0 | 0 | 0 | 0 | 0 | 0 | 0 | 0 | 0 | 0 | 0 | 0 | 0 | 0 | 0 | 0 | 0 | 0 | 0 | 0 | 0 | 0 | 0 | 0
F4_Commercial_Lodging_New_Water Heating_Natural Gas_Water Heater_E10 | F4 | Commercial | Lodging | New | Water Heating | Natural Gas | Water Heater | E10 | Utility - Cost of Equipment | 0 | 0 | 0 | 0 | 0 | 0 | 0 | 0 | 0 | 0 | 0 | 0 | 0 | 0 | 0 | 0 | 0 | 0 | 0 | 0 | 0 | 0 | 0 | 0 | 0 | 0 | 0 | 0 | 0 | 0 | 0 | 0 | 0
F5_Commercial_Lodging_New_Water Heating_Natural Gas_Water Heater_E1 | F5 | Commercial | Lodging | New | Water Heating | Natural Gas | Water Heater | E1 | Utility - Cost of Operation | 0.13873 | 0.13873 | 0.13873 | 0.13873 | 0.13873 | 0.13873 | 0.13873 | 0.13873 | 0.13873 | 0.13873 | 0.13873 | 0.13873 | 0.13873 | 0.13873 | 0.13873 | 0.13873 | 0.13873 | 0.13873 | 0.13873 | 0.13873 | 0.13873 | 0.13873 | 0.13873 | 0.13873 | 0.13873 | 0.13873 | 0.13873 | 0.13873 | 0.13873 | 0.13873 | 0.13873 | 0.13873 | 0.13873
F5_Commercial_Lodging_New_Water Heating_Natural Gas_Water Heater_E2 | F5 | Commercial | Lodging | New | Water Heating | Natural Gas | Water Heater | E2 | Utility - Cost of Operation | 0.13869 | 0.13869 | 0.13869 | 0.13869 | 0.13869 | 0.13869 | 0.13869 | 0.13869 | 0.13869 | 0.13869 | 0.13869 | 0.13869 | 0.13869 | 0.13869 | 0.13869 | 0.13869 | 0.13869 | 0.13869 | 0.13869 | 0.13869 | 0.13869 | 0.13869 | 0.13869 | 0.13869 | 0.13869 | 0.13869 | 0.13869 | 0.13869 | 0.13869 | 0.13869 | 0.13869 | 0.13869 | 0.13869
F5_Commercial_Lodging_New_Water Heating_Natural Gas_Water Heater_E3 | F5 | Commercial | Lodging | New | Water Heating | Natural Gas | Water Heater | E3 | Utility - Cost of Operation | 0.14099 | 0.14099 | 0.14099 | 0.14099 | 0.14099 | 0.14099 | 0.14099 | 0.14099 | 0.14099 | 0.14099 | 0.14099 | 0.14099 | 0.14099 | 0.14099 | 0.14099 | 0.14099 | 0.14099 | 0.14099 | 0.14099 | 0.14099 | 0.14099 | 0.14099 | 0.14099 | 0.14099 | 0.14099 | 0.14099 | 0.14099 | 0.14099 | 0.14099 | 0.14099 | 0.14099 | 0.14099 | 0.14099
F5_Commercial_Lodging_New_Water Heating_Natural Gas_Water Heater_E4 | F5 | Commercial | Lodging | New | Water Heating | Natural Gas | Water Heater | E4 | Utility - Cost of Operation | 0.1433 | 0.1433 | 0.1433 | 0.1433 | 0.1433 | 0.1433 | 0.1433 | 0.1433 | 0.1433 | 0.1433 | 0.1433 | 0.1433 | 0.1433 | 0.1433 | 0.1433 | 0.1433 | 0.1433 | 0.1433 | 0.1433 | 0.1433 | 0.1433 | 0.1433 | 0.1433 | 0.1433 | 0.1433 | 0.1433 | 0.1433 | 0.1433 | 0.1433 | 0.1433 | 0.1433 | 0.1433 | 0.1433
F5_Commercial_Lodging_New_Water Heating_Natural Gas_Water Heater_E5 | F5 | Commercial | Lodging | New | Water Heating | Natural Gas | Water Heater | E5 | Utility - Cost of Operation | 0.14635 | 0.14635 | 0.14635 | 0.14635 | 0.14635 | 0.14635 | 0.14635 | 0.14635 | 0.14635 | 0.14635 | 0.14635 | 0.14635 | 0.14635 | 0.14635 | 0.14635 | 0.14635 | 0.14635 | 0.14635 | 0.14635 | 0.14635 | 0.14635 | 0.14635 | 0.14635 | 0.14635 | 0.14635 | 0.14635 | 0.14635 | 0.14635 | 0.14635 | 0.14635 | 0.14635 | 0.14635 | 0.14635
F5_Commercial_Lodging_New_Water Heating_Natural Gas_Water Heater_E6 | F5 | Commercial | Lodging | New | Water Heating | Natural Gas | Water Heater | E6 | Utility - Cost of Operation | 0.12363 | 0.12363 | 0.12363 | 0.12363 | 0.12363 | 0.12363 | 0.12363 | 0.12363 | 0.12363 | 0.12363 | 0.12363 | 0.12363 | 0.12363 | 0.12363 | 0.12363 | 0.12363 | 0.12363 | 0.12363 | 0.12363 | 0.12363 | 0.12363 | 0.12363 | 0.12363 | 0.12363 | 0.12363 | 0.12363 | 0.12363 | 0.12363 | 0.12363 | 0.12363 | 0.12363 | 0.12363 | 0.12363
F5_Commercial_Lodging_New_Water Heating_Natural Gas_Water Heater_E7 | F5 | Commercial | Lodging | New | Water Heating | Natural Gas | Water Heater | E7 | Utility - Cost of Operation | 0.15611 | 0.15611 | 0.15611 | 0.15611 | 0.15611 | 0.15611 | 0.15611 | 0.15611 | 0.15611 | 0.15611 | 0.15611 | 0.15611 | 0.15611 | 0.15611 | 0.15611 | 0.15611 | 0.15611 | 0.15611 | 0.15611 | 0.15611 | 0.15611 | 0.15611 | 0.15611 | 0.15611 | 0.15611 | 0.15611 | 0.15611 | 0.15611 | 0.15611 | 0.15611 | 0.15611 | 0.15611 | 0.15611
F5_Commercial_Lodging_New_Water Heating_Natural Gas_Water Heater_E8 | F5 | Commercial | Lodging | New | Water Heating | Natural Gas | Water Heater | E8 | Utility - Cost of Operation | 0 | 0 | 0 | 0 | 0 | 0 | 0 | 0 | 0 | 0 | 0 | 0 | 0 | 0 | 0 | 0 | 0 | 0 | 0 | 0 | 0 | 0 | 0 | 0 | 0 | 0 | 0 | 0 | 0 | 0 | 0 | 0 | 0
F5_Commercial_Lodging_New_Water Heating_Natural Gas_Water Heater_E9 | F5 | Commercial | Lodging | New | Water Heating | Natural Gas | Water Heater | E9 | Utility - Cost of Operation | 0 | 0 | 0 | 0 | 0 | 0 | 0 | 0 | 0 | 0 | 0 | 0 | 0 | 0 | 0 | 0 | 0 | 0 | 0 | 0 | 0 | 0 | 0 | 0 | 0 | 0 | 0 | 0 | 0 | 0 | 0 | 0 | 0
F5_Commercial_Lodging_New_Water Heating_Natural Gas_Water Heater_E10 | F5 | Commercial | Lodging | New | Water Heating | Natural Gas | Water Heater | E10 | Utility - Cost of Operation | 0 | 0 | 0 | 0 | 0 | 0 | 0 | 0 | 0 | 0 | 0 | 0 | 0 | 0 | 0 | 0 | 0 | 0 | 0 | 0 | 0 | 0 | 0 | 0 | 0 | 0 | 0 | 0 | 0 | 0 | 0 | 0 | 0
F6_Commercial_Lodging_New_Water Heating_Natural Gas_Water Heater_E1 | F6 | Commercial | Lodging | New | Water Heating | Natural Gas | Water Heater | E1 | Utility - Value of Sales | 0.7063 | 0.7063 | 0.7063 | 0.7063 | 0.7063 | 0.7063 | 0.7063 | 0.7063 | 0.7063 | 0.7063 | 0.7063 | 0.7063 | 0.7063 | 0.7063 | 0.7063 | 0.7063 | 0.7063 | 0.7063 | 0.7063 | 0.7063 | 0.7063 | 0.7063 | 0.7063 | 0.7063 | 0.7063 | 0.7063 | 0.7063 | 0.7063 | 0.7063 | 0.7063 | 0.7063 | 0.7063 | 0.7063
F6_Commercial_Lodging_New_Water Heating_Natural Gas_Water Heater_E2 | F6 | Commercial | Lodging | New | Water Heating | Natural Gas | Water Heater | E2 | Utility - Value of Sales | 0.69758 | 0.69758 | 0.69758 | 0.69758 | 0.69758 | 0.69758 | 0.69758 | 0.69758 | 0.69758 | 0.69758 | 0.69758 | 0.69758 | 0.69758 | 0.69758 | 0.69758 | 0.69758 | 0.69758 | 0.69758 | 0.69758 | 0.69758 | 0.69758 | 0.69758 | 0.69758 | 0.69758 | 0.69758 | 0.69758 | 0.69758 | 0.69758 | 0.69758 | 0.69758 | 0.69758 | 0.69758 | 0.69758
F6_Commercial_Lodging_New_Water Heating_Natural Gas_Water Heater_E3 | F6 | Commercial | Lodging | New | Water Heating | Natural Gas | Water Heater | E3 | Utility - Value of Sales | 0.64209 | 0.64209 | 0.64209 | 0.64209 | 0.64209 | 0.64209 | 0.64209 | 0.64209 | 0.64209 | 0.64209 | 0.64209 | 0.64209 | 0.64209 | 0.64209 | 0.64209 | 0.64209 | 0.64209 | 0.64209 | 0.64209 | 0.64209 | 0.64209 | 0.64209 | 0.64209 | 0.64209 | 0.64209 | 0.64209 | 0.64209 | 0.64209 | 0.64209 | 0.64209 | 0.64209 | 0.64209 | 0.64209
F6_Commercial_Lodging_New_Water Heating_Natural Gas_Water Heater_E4 | F6 | Commercial | Lodging | New | Water Heating | Natural Gas | Water Heater | E4 | Utility - Value of Sales | 0.60111 | 0.60111 | 0.60111 | 0.60111 | 0.60111 | 0.60111 | 0.60111 | 0.60111 | 0.60111 | 0.60111 | 0.60111 | 0.60111 | 0.60111 | 0.60111 | 0.60111 | 0.60111 | 0.60111 | 0.60111 | 0.60111 | 0.60111 | 0.60111 | 0.60111 | 0.60111 | 0.60111 | 0.60111 | 0.60111 | 0.60111 | 0.60111 | 0.60111 | 0.60111 | 0.60111 | 0.60111 | 0.60111
F6_Commercial_Lodging_New_Water Heating_Natural Gas_Water Heater_E5 | F6 | Commercial | Lodging | New | Water Heating | Natural Gas | Water Heater | E5 | Utility - Value of Sales | 0.58859 | 0.58859 | 0.58859 | 0.58859 | 0.58859 | 0.58859 | 0.58859 | 0.58859 | 0.58859 | 0.58859 | 0.58859 | 0.58859 | 0.58859 | 0.58859 | 0.58859 | 0.58859 | 0.58859 | 0.58859 | 0.58859 | 0.58859 | 0.58859 | 0.58859 | 0.58859 | 0.58859 | 0.58859 | 0.58859 | 0.58859 | 0.58859 | 0.58859 | 0.58859 | 0.58859 | 0.58859 | 0.58859
F6_Commercial_Lodging_New_Water Heating_Natural Gas_Water Heater_E6 | F6 | Commercial | Lodging | New | Water Heating | Natural Gas | Water Heater | E6 | Utility - Value of Sales | 0.57657 | 0.57657 | 0.57657 | 0.57657 | 0.57657 | 0.57657 | 0.57657 | 0.57657 | 0.57657 | 0.57657 | 0.57657 | 0.57657 | 0.57657 | 0.57657 | 0.57657 | 0.57657 | 0.57657 | 0.57657 | 0.57657 | 0.57657 | 0.57657 | 0.57657 | 0.57657 | 0.57657 | 0.57657 | 0.57657 | 0.57657 | 0.57657 | 0.57657 | 0.57657 | 0.57657 | 0.57657 | 0.57657
F6_Commercial_Lodging_New_Water Heating_Natural Gas_Water Heater_E7 | F6 | Commercial | Lodging | New | Water Heating | Natural Gas | Water Heater | E7 | Utility - Value of Sales | 0.53306 | 0.53306 | 0.53306 | 0.53306 | 0.53306 | 0.53306 | 0.53306 | 0.53306 | 0.53306 | 0.53306 | 0.53306 | 0.53306 | 0.53306 | 0.53306 | 0.53306 | 0.53306 | 0.53306 | 0.53306 | 0.53306 | 0.53306 | 0.53306 | 0.53306 | 0.53306 | 0.53306 | 0.53306 | 0.53306 | 0.53306 | 0.53306 | 0.53306 | 0.53306 | 0.53306 | 0.53306 | 0.53306
F6_Commercial_Lodging_New_Water Heating_Natural Gas_Water Heater_E8 | F6 | Commercial | Lodging | New | Water Heating | Natural Gas | Water Heater | E8 | Utility - Value of Sales | 0 | 0 | 0 | 0 | 0 | 0 | 0 | 0 | 0 | 0 | 0 | 0 | 0 | 0 | 0 | 0 | 0 | 0 | 0 | 0 | 0 | 0 | 0 | 0 | 0 | 0 | 0 | 0 | 0 | 0 | 0 | 0 | 0
F6_Commercial_Lodging_New_Water Heating_Natural Gas_Water Heater_E9 | F6 | Commercial | Lodging | New | Water Heating | Natural Gas | Water Heater | E9 | Utility - Value of Sales | 0 | 0 | 0 | 0 | 0 | 0 | 0 | 0 | 0 | 0 | 0 | 0 | 0 | 0 | 0 | 0 | 0 | 0 | 0 | 0 | 0 | 0 | 0 | 0 | 0 | 0 | 0 | 0 | 0 | 0 | 0 | 0 | 0
F6_Commercial_Lodging_New_Water Heating_Natural Gas_Water Heater_E10 | F6 | Commercial | Lodging | New | Water Heating | Natural Gas | Water Heater | E10 | Utility - Value of Sales | 0 | 0 | 0 | 0 | 0 | 0 | 0 | 0 | 0 | 0 | 0 | 0 | 0 | 0 | 0 | 0 | 0 | 0 | 0 | 0 | 0 | 0 | 0 | 0 | 0 | 0 | 0 | 0 | 0 | 0 | 0 | 0 | 0
F1_Commercial_Lodging_New_Food Preparation_Natural Gas_Oven_E1 | F1 | Commercial | Lodging | New | Food Preparation | Natural Gas | Oven | E1 | RVT - Cost of Equipment | 0.14393 | 0.14503 | 0.14626 | 0.1476 | 0.14914 | 0.15092 | 0.15236 | 0.15375 | 0.15515 | 0.15662 | 0.15801 | 0.15929 | 0.1606 | 0.16198 | 0.1635 | 0.16499 | 0.16656 | 0.16823 | 0.16996 | 0.17173 | 0.17352 | 0.17519 | 0.17669 | 0.17802 | 0.17918 | 0.18017 | 0.18085 | 0.18136 | 0.18181 | 0.18219 | 0.18256 | 0.18273 | 0.18273
F1_Commercial_Lodging_New_Food Preparation_Natural Gas_Oven_E2 | F1 | Commercial | Lodging | New | Food Preparation | Natural Gas | Oven | E2 | RVT - Cost of Equipment | 0.12506 | 0.12601 | 0.12708 | 0.12825 | 0.12958 | 0.13113 | 0.13238 | 0.13358 | 0.1348 | 0.13608 | 0.13729 | 0.1384 | 0.13954 | 0.14074 | 0.14206 | 0.14335 | 0.14472 | 0.14617 | 0.14767 | 0.14921 | 0.15076 | 0.15221 | 0.15352 | 0.15468 | 0.15568 | 0.15654 | 0.15713 | 0.15758 | 0.15796 | 0.15829 | 0.15862 | 0.15876 | 0.15876
F1_Commercial_Lodging_New_Food Preparation_Natural Gas_Oven_E3 | F1 | Commercial | Lodging | New | Food Preparation | Natural Gas | Oven | E3 | RVT - Cost of Equipment | 0 | 0 | 0 | 0 | 0 | 0 | 0 | 0 | 0 | 0 | 0 | 0 | 0 | 0 | 0 | 0 | 0 | 0 | 0 | 0 | 0 | 0 | 0 | 0 | 0 | 0 | 0 | 0 | 0 | 0 | 0 | 0 | 0
F1_Commercial_Lodging_New_Food Preparation_Natural Gas_Oven_E4 | F1 | Commercial | Lodging | New | Food Preparation | Natural Gas | Oven | E4 | RVT - Cost of Equipment | 0 | 0 | 0 | 0 | 0 | 0 | 0 | 0 | 0 | 0 | 0 | 0 | 0 | 0 | 0 | 0 | 0 | 0 | 0 | 0 | 0 | 0 | 0 | 0 | 0 | 0 | 0 | 0 | 0 | 0 | 0 | 0 | 0
F1_Commercial_Lodging_New_Food Preparation_Natural Gas_Oven_E5 | F1 | Commercial | Lodging | New | Food Preparation | Natural Gas | Oven | E5 | RVT - Cost of Equipment | 0 | 0 | 0 | 0 | 0 | 0 | 0 | 0 | 0 | 0 | 0 | 0 | 0 | 0 | 0 | 0 | 0 | 0 | 0 | 0 | 0 | 0 | 0 | 0 | 0 | 0 | 0 | 0 | 0 | 0 | 0 | 0 | 0
F1_Commercial_Lodging_New_Food Preparation_Natural Gas_Oven_E6 | F1 | Commercial | Lodging | New | Food Preparation | Natural Gas | Oven | E6 | RVT - Cost of Equipment | 0 | 0 | 0 | 0 | 0 | 0 | 0 | 0 | 0 | 0 | 0 | 0 | 0 | 0 | 0 | 0 | 0 | 0 | 0 | 0 | 0 | 0 | 0 | 0 | 0 | 0 | 0 | 0 | 0 | 0 | 0 | 0 | 0
F1_Commercial_Lodging_New_Food Preparation_Natural Gas_Oven_E7 | F1 | Commercial | Lodging | New | Food Preparation | Natural Gas | Oven | E7 | RVT - Cost of Equipment | 0 | 0 | 0 | 0 | 0 | 0 | 0 | 0 | 0 | 0 | 0 | 0 | 0 | 0 | 0 | 0 | 0 | 0 | 0 | 0 | 0 | 0 | 0 | 0 | 0 | 0 | 0 | 0 | 0 | 0 | 0 | 0 | 0
F1_Commercial_Lodging_New_Food Preparation_Natural Gas_Oven_E8 | F1 | Commercial | Lodging | New | Food Preparation | Natural Gas | Oven | E8 | RVT - Cost of Equipment | 0 | 0 | 0 | 0 | 0 | 0 | 0 | 0 | 0 | 0 | 0 | 0 | 0 | 0 | 0 | 0 | 0 | 0 | 0 | 0 | 0 | 0 | 0 | 0 | 0 | 0 | 0 | 0 | 0 | 0 | 0 | 0 | 0
F1_Commercial_Lodging_New_Food Preparation_Natural Gas_Oven_E9 | F1 | Commercial | Lodging | New | Food Preparation | Natural Gas | Oven | E9 | RVT - Cost of Equipment | 0 | 0 | 0 | 0 | 0 | 0 | 0 | 0 | 0 | 0 | 0 | 0 | 0 | 0 | 0 | 0 | 0 | 0 | 0 | 0 | 0 | 0 | 0 | 0 | 0 | 0 | 0 | 0 | 0 | 0 | 0 | 0 | 0
F1_Commercial_Lodging_New_Food Preparation_Natural Gas_Oven_E10 | F1 | Commercial | Lodging | New | Food Preparation | Natural Gas | Oven | E10 | RVT - Cost of Equipment | 0 | 0 | 0 | 0 | 0 | 0 | 0 | 0 | 0 | 0 | 0 | 0 | 0 | 0 | 0 | 0 | 0 | 0 | 0 | 0 | 0 | 0 | 0 | 0 | 0 | 0 | 0 | 0 | 0 | 0 | 0 | 0 | 0
F2_Commercial_Lodging_New_Food Preparation_Natural Gas_Oven_E1 | F2 | Commercial | Lodging | New | Food Preparation | Natural Gas | Oven | E1 | RVT - Cost of Operation | 0.17244 | 0.17375 | 0.17522 | 0.17684 | 0.17868 | 0.18081 | 0.18254 | 0.1842 | 0.18588 | 0.18764 | 0.18931 | 0.19084 | 0.19241 | 0.19406 | 0.19588 | 0.19767 | 0.19955 | 0.20155 | 0.20363 | 0.20575 | 0.20788 | 0.20988 | 0.21169 | 0.21328 | 0.21466 | 0.21585 | 0.21667 | 0.21729 | 0.21782 | 0.21827 | 0.21872 | 0.21892 | 0.21892
F2_Commercial_Lodging_New_Food Preparation_Natural Gas_Oven_E2 | F2 | Commercial | Lodging | New | Food Preparation | Natural Gas | Oven | E2 | RVT - Cost of Operation | 0.14983 | 0.15097 | 0.15224 | 0.15365 | 0.15525 | 0.1571 | 0.1586 | 0.16004 | 0.1615 | 0.16303 | 0.16448 | 0.16582 | 0.16718 | 0.16861 | 0.1702 | 0.17174 | 0.17338 | 0.17512 | 0.17692 | 0.17877 | 0.18062 | 0.18236 | 0.18393 | 0.18531 | 0.18651 | 0.18754 | 0.18826 | 0.18879 | 0.18925 | 0.18964 | 0.19003 | 0.19021 | 0.19021
F2_Commercial_Lodging_New_Food Preparation_Natural Gas_Oven_E3 | F2 | Commercial | Lodging | New | Food Preparation | Natural Gas | Oven | E3 | RVT - Cost of Operation | 0 | 0 | 0 | 0 | 0 | 0 | 0 | 0 | 0 | 0 | 0 | 0 | 0 | 0 | 0 | 0 | 0 | 0 | 0 | 0 | 0 | 0 | 0 | 0 | 0 | 0 | 0 | 0 | 0 | 0 | 0 | 0 | 0
F2_Commercial_Lodging_New_Food Preparation_Natural Gas_Oven_E4 | F2 | Commercial | Lodging | New | Food Preparation | Natural Gas | Oven | E4 | RVT - Cost of Operation | 0 | 0 | 0 | 0 | 0 | 0 | 0 | 0 | 0 | 0 | 0 | 0 | 0 | 0 | 0 | 0 | 0 | 0 | 0 | 0 | 0 | 0 | 0 | 0 | 0 | 0 | 0 | 0 | 0 | 0 | 0 | 0 | 0
F2_Commercial_Lodging_New_Food Preparation_Natural Gas_Oven_E5 | F2 | Commercial | Lodging | New | Food Preparation | Natural Gas | Oven | E5 | RVT - Cost of Operation | 0 | 0 | 0 | 0 | 0 | 0 | 0 | 0 | 0 | 0 | 0 | 0 | 0 | 0 | 0 | 0 | 0 | 0 | 0 | 0 | 0 | 0 | 0 | 0 | 0 | 0 | 0 | 0 | 0 | 0 | 0 | 0 | 0
F2_Commercial_Lodging_New_Food Preparation_Natural Gas_Oven_E6 | F2 | Commercial | Lodging | New | Food Preparation | Natural Gas | Oven | E6 | RVT - Cost of Operation | 0 | 0 | 0 | 0 | 0 | 0 | 0 | 0 | 0 | 0 | 0 | 0 | 0 | 0 | 0 | 0 | 0 | 0 | 0 | 0 | 0 | 0 | 0 | 0 | 0 | 0 | 0 | 0 | 0 | 0 | 0 | 0 | 0
F2_Commercial_Lodging_New_Food Preparation_Natural Gas_Oven_E7 | F2 | Commercial | Lodging | New | Food Preparation | Natural Gas | Oven | E7 | RVT - Cost of Operation | 0 | 0 | 0 | 0 | 0 | 0 | 0 | 0 | 0 | 0 | 0 | 0 | 0 | 0 | 0 | 0 | 0 | 0 | 0 | 0 | 0 | 0 | 0 | 0 | 0 | 0 | 0 | 0 | 0 | 0 | 0 | 0 | 0
F2_Commercial_Lodging_New_Food Preparation_Natural Gas_Oven_E8 | F2 | Commercial | Lodging | New | Food Preparation | Natural Gas | Oven | E8 | RVT - Cost of Operation | 0 | 0 | 0 | 0 | 0 | 0 | 0 | 0 | 0 | 0 | 0 | 0 | 0 | 0 | 0 | 0 | 0 | 0 | 0 | 0 | 0 | 0 | 0 | 0 | 0 | 0 | 0 | 0 | 0 | 0 | 0 | 0 | 0
F2_Commercial_Lodging_New_Food Preparation_Natural Gas_Oven_E9 | F2 | Commercial | Lodging | New | Food Preparation | Natural Gas | Oven | E9 | RVT - Cost of Operation | 0 | 0 | 0 | 0 | 0 | 0 | 0 | 0 | 0 | 0 | 0 | 0 | 0 | 0 | 0 | 0 | 0 | 0 | 0 | 0 | 0 | 0 | 0 | 0 | 0 | 0 | 0 | 0 | 0 | 0 | 0 | 0 | 0
F2_Commercial_Lodging_New_Food Preparation_Natural Gas_Oven_E10 | F2 | Commercial | Lodging | New | Food Preparation | Natural Gas | Oven | E10 | RVT - Cost of Operation | 0 | 0 | 0 | 0 | 0 | 0 | 0 | 0 | 0 | 0 | 0 | 0 | 0 | 0 | 0 | 0 | 0 | 0 | 0 | 0 | 0 | 0 | 0 | 0 | 0 | 0 | 0 | 0 | 0 | 0 | 0 | 0 | 0
F3_Commercial_Lodging_New_Food Preparation_Natural Gas_Oven_E1 | F3 | Commercial | Lodging | New | Food Preparation | Natural Gas | Oven | E1 | System - kBTUs of Consumption | 0.1107 | 0.1107 | 0.1107 | 0.1107 | 0.1107 | 0.1107 | 0.1107 | 0.1107 | 0.1107 | 0.1107 | 0.1107 | 0.1107 | 0.1107 | 0.1107 | 0.1107 | 0.1107 | 0.1107 | 0.1107 | 0.1107 | 0.1107 | 0.1107 | 0.1107 | 0.1107 | 0.1107 | 0.1107 | 0.1107 | 0.1107 | 0.1107 | 0.1107 | 0.1107 | 0.1107 | 0.1107 | 0.1107
F3_Commercial_Lodging_New_Food Preparation_Natural Gas_Oven_E2 | F3 | Commercial | Lodging | New | Food Preparation | Natural Gas | Oven | E2 | System - kBTUs of Consumption | 0.11661 | 0.11661 | 0.11661 | 0.11661 | 0.11661 | 0.11661 | 0.11661 | 0.11661 | 0.11661 | 0.11661 | 0.11661 | 0.11661 | 0.11661 | 0.11661 | 0.11661 | 0.11661 | 0.11661 | 0.11661 | 0.11661 | 0.11661 | 0.11661 | 0.11661 | 0.11661 | 0.11661 | 0.11661 | 0.11661 | 0.11661 | 0.11661 | 0.11661 | 0.11661 | 0.11661 | 0.11661 | 0.11661
F3_Commercial_Lodging_New_Food Preparation_Natural Gas_Oven_E3 | F3 | Commercial | Lodging | New | Food Preparation | Natural Gas | Oven | E3 | System - kBTUs of Consumption | 0 | 0 | 0 | 0 | 0 | 0 | 0 | 0 | 0 | 0 | 0 | 0 | 0 | 0 | 0 | 0 | 0 | 0 | 0 | 0 | 0 | 0 | 0 | 0 | 0 | 0 | 0 | 0 | 0 | 0 | 0 | 0 | 0
F3_Commercial_Lodging_New_Food Preparation_Natural Gas_Oven_E4 | F3 | Commercial | Lodging | New | Food Preparation | Natural Gas | Oven | E4 | System - kBTUs of Consumption | 0 | 0 | 0 | 0 | 0 | 0 | 0 | 0 | 0 | 0 | 0 | 0 | 0 | 0 | 0 | 0 | 0 | 0 | 0 | 0 | 0 | 0 | 0 | 0 | 0 | 0 | 0 | 0 | 0 | 0 | 0 | 0 | 0
F3_Commercial_Lodging_New_Food Preparation_Natural Gas_Oven_E5 | F3 | Commercial | Lodging | New | Food Preparation | Natural Gas | Oven | E5 | System - kBTUs of Consumption | 0 | 0 | 0 | 0 | 0 | 0 | 0 | 0 | 0 | 0 | 0 | 0 | 0 | 0 | 0 | 0 | 0 | 0 | 0 | 0 | 0 | 0 | 0 | 0 | 0 | 0 | 0 | 0 | 0 | 0 | 0 | 0 | 0
F3_Commercial_Lodging_New_Food Preparation_Natural Gas_Oven_E6 | F3 | Commercial | Lodging | New | Food Preparation | Natural Gas | Oven | E6 | System - kBTUs of Consumption | 0 | 0 | 0 | 0 | 0 | 0 | 0 | 0 | 0 | 0 | 0 | 0 | 0 | 0 | 0 | 0 | 0 | 0 | 0 | 0 | 0 | 0 | 0 | 0 | 0 | 0 | 0 | 0 | 0 | 0 | 0 | 0 | 0
F3_Commercial_Lodging_New_Food Preparation_Natural Gas_Oven_E7 | F3 | Commercial | Lodging | New | Food Preparation | Natural Gas | Oven | E7 | System - kBTUs of Consumption | 0 | 0 | 0 | 0 | 0 | 0 | 0 | 0 | 0 | 0 | 0 | 0 | 0 | 0 | 0 | 0 | 0 | 0 | 0 | 0 | 0 | 0 | 0 | 0 | 0 | 0 | 0 | 0 | 0 | 0 | 0 | 0 | 0
F3_Commercial_Lodging_New_Food Preparation_Natural Gas_Oven_E8 | F3 | Commercial | Lodging | New | Food Preparation | Natural Gas | Oven | E8 | System - kBTUs of Consumption | 0 | 0 | 0 | 0 | 0 | 0 | 0 | 0 | 0 | 0 | 0 | 0 | 0 | 0 | 0 | 0 | 0 | 0 | 0 | 0 | 0 | 0 | 0 | 0 | 0 | 0 | 0 | 0 | 0 | 0 | 0 | 0 | 0
F3_Commercial_Lodging_New_Food Preparation_Natural Gas_Oven_E9 | F3 | Commercial | Lodging | New | Food Preparation | Natural Gas | Oven | E9 | System - kBTUs of Consumption | 0 | 0 | 0 | 0 | 0 | 0 | 0 | 0 | 0 | 0 | 0 | 0 | 0 | 0 | 0 | 0 | 0 | 0 | 0 | 0 | 0 | 0 | 0 | 0 | 0 | 0 | 0 | 0 | 0 | 0 | 0 | 0 | 0
F3_Commercial_Lodging_New_Food Preparation_Natural Gas_Oven_E10 | F3 | Commercial | Lodging | New | Food Preparation | Natural Gas | Oven | E10 | System - kBTUs of Consumption | 0 | 0 | 0 | 0 | 0 | 0 | 0 | 0 | 0 | 0 | 0 | 0 | 0 | 0 | 0 | 0 | 0 | 0 | 0 | 0 | 0 | 0 | 0 | 0 | 0 | 0 | 0 | 0 | 0 | 0 | 0 | 0 | 0
F4_Commercial_Lodging_New_Food Preparation_Natural Gas_Oven_E1 | F4 | Commercial | Lodging | New | Food Preparation | Natural Gas | Oven | E1 | Utility - Cost of Equipment | 0.17244 | 0.17375 | 0.17522 | 0.17684 | 0.17868 | 0.18081 | 0.18254 | 0.1842 | 0.18588 | 0.18764 | 0.18931 | 0.19084 | 0.19241 | 0.19406 | 0.19588 | 0.19767 | 0.19955 | 0.20155 | 0.20363 | 0.20575 | 0.20788 | 0.20988 | 0.21169 | 0.21328 | 0.21466 | 0.21585 | 0.21667 | 0.21729 | 0.21782 | 0.21827 | 0.21872 | 0.21892 | 0.21892
F4_Commercial_Lodging_New_Food Preparation_Natural Gas_Oven_E2 | F4 | Commercial | Lodging | New | Food Preparation | Natural Gas | Oven | E2 | Utility - Cost of Equipment | 0.14983 | 0.15097 | 0.15224 | 0.15365 | 0.15525 | 0.1571 | 0.1586 | 0.16004 | 0.1615 | 0.16303 | 0.16448 | 0.16582 | 0.16718 | 0.16861 | 0.1702 | 0.17174 | 0.17338 | 0.17512 | 0.17692 | 0.17877 | 0.18062 | 0.18236 | 0.18393 | 0.18531 | 0.18651 | 0.18754 | 0.18826 | 0.18879 | 0.18925 | 0.18964 | 0.19003 | 0.19021 | 0.19021
F4_Commercial_Lodging_New_Food Preparation_Natural Gas_Oven_E3 | F4 | Commercial | Lodging | New | Food Preparation | Natural Gas | Oven | E3 | Utility - Cost of Equipment | 0 | 0 | 0 | 0 | 0 | 0 | 0 | 0 | 0 | 0 | 0 | 0 | 0 | 0 | 0 | 0 | 0 | 0 | 0 | 0 | 0 | 0 | 0 | 0 | 0 | 0 | 0 | 0 | 0 | 0 | 0 | 0 | 0
F4_Commercial_Lodging_New_Food Preparation_Natural Gas_Oven_E4 | F4 | Commercial | Lodging | New | Food Preparation | Natural Gas | Oven | E4 | Utility - Cost of Equipment | 0 | 0 | 0 | 0 | 0 | 0 | 0 | 0 | 0 | 0 | 0 | 0 | 0 | 0 | 0 | 0 | 0 | 0 | 0 | 0 | 0 | 0 | 0 | 0 | 0 | 0 | 0 | 0 | 0 | 0 | 0 | 0 | 0
F4_Commercial_Lodging_New_Food Preparation_Natural Gas_Oven_E5 | F4 | Commercial | Lodging | New | Food Preparation | Natural Gas | Oven | E5 | Utility - Cost of Equipment | 0 | 0 | 0 | 0 | 0 | 0 | 0 | 0 | 0 | 0 | 0 | 0 | 0 | 0 | 0 | 0 | 0 | 0 | 0 | 0 | 0 | 0 | 0 | 0 | 0 | 0 | 0 | 0 | 0 | 0 | 0 | 0 | 0
F4_Commercial_Lodging_New_Food Preparation_Natural Gas_Oven_E6 | F4 | Commercial | Lodging | New | Food Preparation | Natural Gas | Oven | E6 | Utility - Cost of Equipment | 0 | 0 | 0 | 0 | 0 | 0 | 0 | 0 | 0 | 0 | 0 | 0 | 0 | 0 | 0 | 0 | 0 | 0 | 0 | 0 | 0 | 0 | 0 | 0 | 0 | 0 | 0 | 0 | 0 | 0 | 0 | 0 | 0
F4_Commercial_Lodging_New_Food Preparation_Natural Gas_Oven_E7 | F4 | Commercial | Lodging | New | Food Preparation | Natural Gas | Oven | E7 | Utility - Cost of Equipment | 0 | 0 | 0 | 0 | 0 | 0 | 0 | 0 | 0 | 0 | 0 | 0 | 0 | 0 | 0 | 0 | 0 | 0 | 0 | 0 | 0 | 0 | 0 | 0 | 0 | 0 | 0 | 0 | 0 | 0 | 0 | 0 | 0
F4_Commercial_Lodging_New_Food Preparation_Natural Gas_Oven_E8 | F4 | Commercial | Lodging | New | Food Preparation | Natural Gas | Oven | E8 | Utility - Cost of Equipment | 0 | 0 | 0 | 0 | 0 | 0 | 0 | 0 | 0 | 0 | 0 | 0 | 0 | 0 | 0 | 0 | 0 | 0 | 0 | 0 | 0 | 0 | 0 | 0 | 0 | 0 | 0 | 0 | 0 | 0 | 0 | 0 | 0
F4_Commercial_Lodging_New_Food Preparation_Natural Gas_Oven_E9 | F4 | Commercial | Lodging | New | Food Preparation | Natural Gas | Oven | E9 | Utility - Cost of Equipment | 0 | 0 | 0 | 0 | 0 | 0 | 0 | 0 | 0 | 0 | 0 | 0 | 0 | 0 | 0 | 0 | 0 | 0 | 0 | 0 | 0 | 0 | 0 | 0 | 0 | 0 | 0 | 0 | 0 | 0 | 0 | 0 | 0
F4_Commercial_Lodging_New_Food Preparation_Natural Gas_Oven_E10 | F4 | Commercial | Lodging | New | Food Preparation | Natural Gas | Oven | E10 | Utility - Cost of Equipment | 0 | 0 | 0 | 0 | 0 | 0 | 0 | 0 | 0 | 0 | 0 | 0 | 0 | 0 | 0 | 0 | 0 | 0 | 0 | 0 | 0 | 0 | 0 | 0 | 0 | 0 | 0 | 0 | 0 | 0 | 0 | 0 | 0
F5_Commercial_Lodging_New_Food Preparation_Natural Gas_Oven_E1 | F5 | Commercial | Lodging | New | Food Preparation | Natural Gas | Oven | E1 | Utility - Cost of Operation | 0.1107 | 0.1107 | 0.1107 | 0.1107 | 0.1107 | 0.1107 | 0.1107 | 0.1107 | 0.1107 | 0.1107 | 0.1107 | 0.1107 | 0.1107 | 0.1107 | 0.1107 | 0.1107 | 0.1107 | 0.1107 | 0.1107 | 0.1107 | 0.1107 | 0.1107 | 0.1107 | 0.1107 | 0.1107 | 0.1107 | 0.1107 | 0.1107 | 0.1107 | 0.1107 | 0.1107 | 0.1107 | 0.1107
F5_Commercial_Lodging_New_Food Preparation_Natural Gas_Oven_E2 | F5 | Commercial | Lodging | New | Food Preparation | Natural Gas | Oven | E2 | Utility - Cost of Operation | 0.11661 | 0.11661 | 0.11661 | 0.11661 | 0.11661 | 0.11661 | 0.11661 | 0.11661 | 0.11661 | 0.11661 | 0.11661 | 0.11661 | 0.11661 | 0.11661 | 0.11661 | 0.11661 | 0.11661 | 0.11661 | 0.11661 | 0.11661 | 0.11661 | 0.11661 | 0.11661 | 0.11661 | 0.11661 | 0.11661 | 0.11661 | 0.11661 | 0.11661 | 0.11661 | 0.11661 | 0.11661 | 0.11661
F5_Commercial_Lodging_New_Food Preparation_Natural Gas_Oven_E3 | F5 | Commercial | Lodging | New | Food Preparation | Natural Gas | Oven | E3 | Utility - Cost of Operation | 0 | 0 | 0 | 0 | 0 | 0 | 0 | 0 | 0 | 0 | 0 | 0 | 0 | 0 | 0 | 0 | 0 | 0 | 0 | 0 | 0 | 0 | 0 | 0 | 0 | 0 | 0 | 0 | 0 | 0 | 0 | 0 | 0
F5_Commercial_Lodging_New_Food Preparation_Natural Gas_Oven_E4 | F5 | Commercial | Lodging | New | Food Preparation | Natural Gas | Oven | E4 | Utility - Cost of Operation | 0 | 0 | 0 | 0 | 0 | 0 | 0 | 0 | 0 | 0 | 0 | 0 | 0 | 0 | 0 | 0 | 0 | 0 | 0 | 0 | 0 | 0 | 0 | 0 | 0 | 0 | 0 | 0 | 0 | 0 | 0 | 0 | 0
F5_Commercial_Lodging_New_Food Preparation_Natural Gas_Oven_E5 | F5 | Commercial | Lodging | New | Food Preparation | Natural Gas | Oven | E5 | Utility - Cost of Operation | 0 | 0 | 0 | 0 | 0 | 0 | 0 | 0 | 0 | 0 | 0 | 0 | 0 | 0 | 0 | 0 | 0 | 0 | 0 | 0 | 0 | 0 | 0 | 0 | 0 | 0 | 0 | 0 | 0 | 0 | 0 | 0 | 0
F5_Commercial_Lodging_New_Food Preparation_Natural Gas_Oven_E6 | F5 | Commercial | Lodging | New | Food Preparation | Natural Gas | Oven | E6 | Utility - Cost of Operation | 0 | 0 | 0 | 0 | 0 | 0 | 0 | 0 | 0 | 0 | 0 | 0 | 0 | 0 | 0 | 0 | 0 | 0 | 0 | 0 | 0 | 0 | 0 | 0 | 0 | 0 | 0 | 0 | 0 | 0 | 0 | 0 | 0
F5_Commercial_Lodging_New_Food Preparation_Natural Gas_Oven_E7 | F5 | Commercial | Lodging | New | Food Preparation | Natural Gas | Oven | E7 | Utility - Cost of Operation | 0 | 0 | 0 | 0 | 0 | 0 | 0 | 0 | 0 | 0 | 0 | 0 | 0 | 0 | 0 | 0 | 0 | 0 | 0 | 0 | 0 | 0 | 0 | 0 | 0 | 0 | 0 | 0 | 0 | 0 | 0 | 0 | 0
F5_Commercial_Lodging_New_Food Preparation_Natural Gas_Oven_E8 | F5 | Commercial | Lodging | New | Food Preparation | Natural Gas | Oven | E8 | Utility - Cost of Operation | 0 | 0 | 0 | 0 | 0 | 0 | 0 | 0 | 0 | 0 | 0 | 0 | 0 | 0 | 0 | 0 | 0 | 0 | 0 | 0 | 0 | 0 | 0 | 0 | 0 | 0 | 0 | 0 | 0 | 0 | 0 | 0 | 0
F5_Commercial_Lodging_New_Food Preparation_Natural Gas_Oven_E9 | F5 | Commercial | Lodging | New | Food Preparation | Natural Gas | Oven | E9 | Utility - Cost of Operation | 0 | 0 | 0 | 0 | 0 | 0 | 0 | 0 | 0 | 0 | 0 | 0 | 0 | 0 | 0 | 0 | 0 | 0 | 0 | 0 | 0 | 0 | 0 | 0 | 0 | 0 | 0 | 0 | 0 | 0 | 0 | 0 | 0
F5_Commercial_Lodging_New_Food Preparation_Natural Gas_Oven_E10 | F5 | Commercial | Lodging | New | Food Preparation | Natural Gas | Oven | E10 | Utility - Cost of Operation | 0 | 0 | 0 | 0 | 0 | 0 | 0 | 0 | 0 | 0 | 0 | 0 | 0 | 0 | 0 | 0 | 0 | 0 | 0 | 0 | 0 | 0 | 0 | 0 | 0 | 0 | 0 | 0 | 0 | 0 | 0 | 0 | 0
F6_Commercial_Lodging_New_Food Preparation_Natural Gas_Oven_E1 | F6 | Commercial | Lodging | New | Food Preparation | Natural Gas | Oven | E1 | Utility - Value of Sales | 0.10213 | 0.10213 | 0.10213 | 0.10213 | 0.10213 | 0.10213 | 0.10213 | 0.10213 | 0.10213 | 0.10213 | 0.10213 | 0.10213 | 0.10213 | 0.10213 | 0.10213 | 0.10213 | 0.10213 | 0.10213 | 0.10213 | 0.10213 | 0.10213 | 0.10213 | 0.10213 | 0.10213 | 0.10213 | 0.10213 | 0.10213 | 0.10213 | 0.10213 | 0.10213 | 0.10213 | 0.10213 | 0.10213
F6_Commercial_Lodging_New_Food Preparation_Natural Gas_Oven_E2 | F6 | Commercial | Lodging | New | Food Preparation | Natural Gas | Oven | E2 | Utility - Value of Sales | 0.088735 | 0.088735 | 0.088735 | 0.088735 | 0.088735 | 0.088735 | 0.088735 | 0.088735 | 0.088735 | 0.088735 | 0.088735 | 0.088735 | 0.088735 | 0.088735 | 0.088735 | 0.088735 | 0.088735 | 0.088735 | 0.088735 | 0.088735 | 0.088735 | 0.088735 | 0.088735 | 0.088735 | 0.088735 | 0.088735 | 0.088735 | 0.088735 | 0.088735 | 0.088735 | 0.088735 | 0.088735 | 0.088735
F6_Commercial_Lodging_New_Food Preparation_Natural Gas_Oven_E3 | F6 | Commercial | Lodging | New | Food Preparation | Natural Gas | Oven | E3 | Utility - Value of Sales | 0 | 0 | 0 | 0 | 0 | 0 | 0 | 0 | 0 | 0 | 0 | 0 | 0 | 0 | 0 | 0 | 0 | 0 | 0 | 0 | 0 | 0 | 0 | 0 | 0 | 0 | 0 | 0 | 0 | 0 | 0 | 0 | 0
F6_Commercial_Lodging_New_Food Preparation_Natural Gas_Oven_E4 | F6 | Commercial | Lodging | New | Food Preparation | Natural Gas | Oven | E4 | Utility - Value of Sales | 0 | 0 | 0 | 0 | 0 | 0 | 0 | 0 | 0 | 0 | 0 | 0 | 0 | 0 | 0 | 0 | 0 | 0 | 0 | 0 | 0 | 0 | 0 | 0 | 0 | 0 | 0 | 0 | 0 | 0 | 0 | 0 | 0
F6_Commercial_Lodging_New_Food Preparation_Natural Gas_Oven_E5 | F6 | Commercial | Lodging | New | Food Preparation | Natural Gas | Oven | E5 | Utility - Value of Sales | 0 | 0 | 0 | 0 | 0 | 0 | 0 | 0 | 0 | 0 | 0 | 0 | 0 | 0 | 0 | 0 | 0 | 0 | 0 | 0 | 0 | 0 | 0 | 0 | 0 | 0 | 0 | 0 | 0 | 0 | 0 | 0 | 0
F6_Commercial_Lodging_New_Food Preparation_Natural Gas_Oven_E6 | F6 | Commercial | Lodging | New | Food Preparation | Natural Gas | Oven | E6 | Utility - Value of Sales | 0 | 0 | 0 | 0 | 0 | 0 | 0 | 0 | 0 | 0 | 0 | 0 | 0 | 0 | 0 | 0 | 0 | 0 | 0 | 0 | 0 | 0 | 0 | 0 | 0 | 0 | 0 | 0 | 0 | 0 | 0 | 0 | 0
F6_Commercial_Lodging_New_Food Preparation_Natural Gas_Oven_E7 | F6 | Commercial | Lodging | New | Food Preparation | Natural Gas | Oven | E7 | Utility - Value of Sales | 0 | 0 | 0 | 0 | 0 | 0 | 0 | 0 | 0 | 0 | 0 | 0 | 0 | 0 | 0 | 0 | 0 | 0 | 0 | 0 | 0 | 0 | 0 | 0 | 0 | 0 | 0 | 0 | 0 | 0 | 0 | 0 | 0
F6_Commercial_Lodging_New_Food Preparation_Natural Gas_Oven_E8 | F6 | Commercial | Lodging | New | Food Preparation | Natural Gas | Oven | E8 | Utility - Value of Sales | 0 | 0 | 0 | 0 | 0 | 0 | 0 | 0 | 0 | 0 | 0 | 0 | 0 | 0 | 0 | 0 | 0 | 0 | 0 | 0 | 0 | 0 | 0 | 0 | 0 | 0 | 0 | 0 | 0 | 0 | 0 | 0 | 0
F6_Commercial_Lodging_New_Food Preparation_Natural Gas_Oven_E9 | F6 | Commercial | Lodging | New | Food Preparation | Natural Gas | Oven | E9 | Utility - Value of Sales | 0 | 0 | 0 | 0 | 0 | 0 | 0 | 0 | 0 | 0 | 0 | 0 | 0 | 0 | 0 | 0 | 0 | 0 | 0 | 0 | 0 | 0 | 0 | 0 | 0 | 0 | 0 | 0 | 0 | 0 | 0 | 0 | 0
F6_Commercial_Lodging_New_Food Preparation_Natural Gas_Oven_E10 | F6 | Commercial | Lodging | New | Food Preparation | Natural Gas | Oven | E10 | Utility - Value of Sales | 0 | 0 | 0 | 0 | 0 | 0 | 0 | 0 | 0 | 0 | 0 | 0 | 0 | 0 | 0 | 0 | 0 | 0 | 0 | 0 | 0 | 0 | 0 | 0 | 0 | 0 | 0 | 0 | 0 | 0 | 0 | 0 | 0
F1_Commercial_Lodging_New_Food Preparation_Natural Gas_Conveyor Oven_E1 | F1 | Commercial | Lodging | New | Food Preparation | Natural Gas | Conveyor Oven | E1 | RVT - Cost of Equipment | 0.2701 | 0.27207 | 0.27421 | 0.27655 | 0.27924 | 0.28235 | 0.28508 | 0.28785 | 0.29071 | 0.29368 | 0.29654 | 0.29919 | 0.30177 | 0.30436 | 0.30706 | 0.30963 | 0.31227 | 0.31498 | 0.31772 | 0.32043 | 0.32309 | 0.32553 | 0.3277 | 0.32961 | 0.33127 | 0.3327 | 0.33369 | 0.33443 | 0.33506 | 0.33561 | 0.33615 | 0.33639 | 0.33639
F1_Commercial_Lodging_New_Food Preparation_Natural Gas_Conveyor Oven_E2 | F1 | Commercial | Lodging | New | Food Preparation | Natural Gas | Conveyor Oven | E2 | RVT - Cost of Equipment | 0.20532 | 0.20682 | 0.20844 | 0.21022 | 0.21226 | 0.21463 | 0.21671 | 0.21881 | 0.22098 | 0.22324 | 0.22542 | 0.22743 | 0.22939 | 0.23136 | 0.23341 | 0.23536 | 0.23738 | 0.23944 | 0.24151 | 0.24358 | 0.2456 | 0.24745 | 0.2491 | 0.25056 | 0.25182 | 0.2529 | 0.25366 | 0.25421 | 0.2547 | 0.25511 | 0.25552 | 0.25571 | 0.25571
F1_Commercial_Lodging_New_Food Preparation_Natural Gas_Conveyor Oven_E3 | F1 | Commercial | Lodging | New | Food Preparation | Natural Gas | Conveyor Oven | E3 | RVT - Cost of Equipment | 0 | 0 | 0 | 0 | 0 | 0 | 0 | 0 | 0 | 0 | 0 | 0 | 0 | 0 | 0 | 0 | 0 | 0 | 0 | 0 | 0 | 0 | 0 | 0 | 0 | 0 | 0 | 0 | 0 | 0 | 0 | 0 | 0
F1_Commercial_Lodging_New_Food Preparation_Natural Gas_Conveyor Oven_E4 | F1 | Commercial | Lodging | New | Food Preparation | Natural Gas | Conveyor Oven | E4 | RVT - Cost of Equipment | 0 | 0 | 0 | 0 | 0 | 0 | 0 | 0 | 0 | 0 | 0 | 0 | 0 | 0 | 0 | 0 | 0 | 0 | 0 | 0 | 0 | 0 | 0 | 0 | 0 | 0 | 0 | 0 | 0 | 0 | 0 | 0 | 0
F1_Commercial_Lodging_New_Food Preparation_Natural Gas_Conveyor Oven_E5 | F1 | Commercial | Lodging | New | Food Preparation | Natural Gas | Conveyor Oven | E5 | RVT - Cost of Equipment | 0 | 0 | 0 | 0 | 0 | 0 | 0 | 0 | 0 | 0 | 0 | 0 | 0 | 0 | 0 | 0 | 0 | 0 | 0 | 0 | 0 | 0 | 0 | 0 | 0 | 0 | 0 | 0 | 0 | 0 | 0 | 0 | 0
F1_Commercial_Lodging_New_Food Preparation_Natural Gas_Conveyor Oven_E6 | F1 | Commercial | Lodging | New | Food Preparation | Natural Gas | Conveyor Oven | E6 | RVT - Cost of Equipment | 0 | 0 | 0 | 0 | 0 | 0 | 0 | 0 | 0 | 0 | 0 | 0 | 0 | 0 | 0 | 0 | 0 | 0 | 0 | 0 | 0 | 0 | 0 | 0 | 0 | 0 | 0 | 0 | 0 | 0 | 0 | 0 | 0
F1_Commercial_Lodging_New_Food Preparation_Natural Gas_Conveyor Oven_E7 | F1 | Commercial | Lodging | New | Food Preparation | Natural Gas | Conveyor Oven | E7 | RVT - Cost of Equipment | 0 | 0 | 0 | 0 | 0 | 0 | 0 | 0 | 0 | 0 | 0 | 0 | 0 | 0 | 0 | 0 | 0 | 0 | 0 | 0 | 0 | 0 | 0 | 0 | 0 | 0 | 0 | 0 | 0 | 0 | 0 | 0 | 0
F1_Commercial_Lodging_New_Food Preparation_Natural Gas_Conveyor Oven_E8 | F1 | Commercial | Lodging | New | Food Preparation | Natural Gas | Conveyor Oven | E8 | RVT - Cost of Equipment | 0 | 0 | 0 | 0 | 0 | 0 | 0 | 0 | 0 | 0 | 0 | 0 | 0 | 0 | 0 | 0 | 0 | 0 | 0 | 0 | 0 | 0 | 0 | 0 | 0 | 0 | 0 | 0 | 0 | 0 | 0 | 0 | 0
F1_Commercial_Lodging_New_Food Preparation_Natural Gas_Conveyor Oven_E9 | F1 | Commercial | Lodging | New | Food Preparation | Natural Gas | Conveyor Oven | E9 | RVT - Cost of Equipment | 0 | 0 | 0 | 0 | 0 | 0 | 0 | 0 | 0 | 0 | 0 | 0 | 0 | 0 | 0 | 0 | 0 | 0 | 0 | 0 | 0 | 0 | 0 | 0 | 0 | 0 | 0 | 0 | 0 | 0 | 0 | 0 | 0
F1_Commercial_Lodging_New_Food Preparation_Natural Gas_Conveyor Oven_E10 | F1 | Commercial | Lodging | New | Food Preparation | Natural Gas | Conveyor Oven | E10 | RVT - Cost of Equipment | 0 | 0 | 0 | 0 | 0 | 0 | 0 | 0 | 0 | 0 | 0 | 0 | 0 | 0 | 0 | 0 | 0 | 0 | 0 | 0 | 0 | 0 | 0 | 0 | 0 | 0 | 0 | 0 | 0 | 0 | 0 | 0 | 0
F2_Commercial_Lodging_New_Food Preparation_Natural Gas_Conveyor Oven_E1 | F2 | Commercial | Lodging | New | Food Preparation | Natural Gas | Conveyor Oven | E1 | RVT - Cost of Operation | 0.3236 | 0.32596 | 0.32852 | 0.33133 | 0.33454 | 0.33827 | 0.34155 | 0.34486 | 0.34829 | 0.35185 | 0.35528 | 0.35844 | 0.36154 | 0.36464 | 0.36787 | 0.37095 | 0.37412 | 0.37737 | 0.38065 | 0.38389 | 0.38708 | 0.39 | 0.3926 | 0.3949 | 0.39689 | 0.3986 | 0.39978 | 0.40066 | 0.40143 | 0.40208 | 0.40273 | 0.40301 | 0.40301
F2_Commercial_Lodging_New_Food Preparation_Natural Gas_Conveyor Oven_E2 | F2 | Commercial | Lodging | New | Food Preparation | Natural Gas | Conveyor Oven | E2 | RVT - Cost of Operation | 0.24599 | 0.24778 | 0.24973 | 0.25186 | 0.25431 | 0.25714 | 0.25963 | 0.26215 | 0.26475 | 0.26746 | 0.27007 | 0.27247 | 0.27483 | 0.27718 | 0.27964 | 0.28198 | 0.28439 | 0.28686 | 0.28935 | 0.29182 | 0.29424 | 0.29646 | 0.29844 | 0.30019 | 0.3017 | 0.30299 | 0.3039 | 0.30457 | 0.30515 | 0.30564 | 0.30613 | 0.30635 | 0.30635
F2_Commercial_Lodging_New_Food Preparation_Natural Gas_Conveyor Oven_E3 | F2 | Commercial | Lodging | New | Food Preparation | Natural Gas | Conveyor Oven | E3 | RVT - Cost of Operation | 0 | 0 | 0 | 0 | 0 | 0 | 0 | 0 | 0 | 0 | 0 | 0 | 0 | 0 | 0 | 0 | 0 | 0 | 0 | 0 | 0 | 0 | 0 | 0 | 0 | 0 | 0 | 0 | 0 | 0 | 0 | 0 | 0
F2_Commercial_Lodging_New_Food Preparation_Natural Gas_Conveyor Oven_E4 | F2 | Commercial | Lodging | New | Food Preparation | Natural Gas | Conveyor Oven | E4 | RVT - Cost of Operation | 0 | 0 | 0 | 0 | 0 | 0 | 0 | 0 | 0 | 0 | 0 | 0 | 0 | 0 | 0 | 0 | 0 | 0 | 0 | 0 | 0 | 0 | 0 | 0 | 0 | 0 | 0 | 0 | 0 | 0 | 0 | 0 | 0
F2_Commercial_Lodging_New_Food Preparation_Natural Gas_Conveyor Oven_E5 | F2 | Commercial | Lodging | New | Food Preparation | Natural Gas | Conveyor Oven | E5 | RVT - Cost of Operation | 0 | 0 | 0 | 0 | 0 | 0 | 0 | 0 | 0 | 0 | 0 | 0 | 0 | 0 | 0 | 0 | 0 | 0 | 0 | 0 | 0 | 0 | 0 | 0 | 0 | 0 | 0 | 0 | 0 | 0 | 0 | 0 | 0
F2_Commercial_Lodging_New_Food Preparation_Natural Gas_Conveyor Oven_E6 | F2 | Commercial | Lodging | New | Food Preparation | Natural Gas | Conveyor Oven | E6 | RVT - Cost of Operation | 0 | 0 | 0 | 0 | 0 | 0 | 0 | 0 | 0 | 0 | 0 | 0 | 0 | 0 | 0 | 0 | 0 | 0 | 0 | 0 | 0 | 0 | 0 | 0 | 0 | 0 | 0 | 0 | 0 | 0 | 0 | 0 | 0
F2_Commercial_Lodging_New_Food Preparation_Natural Gas_Conveyor Oven_E7 | F2 | Commercial | Lodging | New | Food Preparation | Natural Gas | Conveyor Oven | E7 | RVT - Cost of Operation | 0 | 0 | 0 | 0 | 0 | 0 | 0 | 0 | 0 | 0 | 0 | 0 | 0 | 0 | 0 | 0 | 0 | 0 | 0 | 0 | 0 | 0 | 0 | 0 | 0 | 0 | 0 | 0 | 0 | 0 | 0 | 0 | 0
F2_Commercial_Lodging_New_Food Preparation_Natural Gas_Conveyor Oven_E8 | F2 | Commercial | Lodging | New | Food Preparation | Natural Gas | Conveyor Oven | E8 | RVT - Cost of Operation | 0 | 0 | 0 | 0 | 0 | 0 | 0 | 0 | 0 | 0 | 0 | 0 | 0 | 0 | 0 | 0 | 0 | 0 | 0 | 0 | 0 | 0 | 0 | 0 | 0 | 0 | 0 | 0 | 0 | 0 | 0 | 0 | 0
F2_Commercial_Lodging_New_Food Preparation_Natural Gas_Conveyor Oven_E9 | F2 | Commercial | Lodging | New | Food Preparation | Natural Gas | Conveyor Oven | E9 | RVT - Cost of Operation | 0 | 0 | 0 | 0 | 0 | 0 | 0 | 0 | 0 | 0 | 0 | 0 | 0 | 0 | 0 | 0 | 0 | 0 | 0 | 0 | 0 | 0 | 0 | 0 | 0 | 0 | 0 | 0 | 0 | 0 | 0 | 0 | 0
F2_Commercial_Lodging_New_Food Preparation_Natural Gas_Conveyor Oven_E10 | F2 | Commercial | Lodging | New | Food Preparation | Natural Gas | Conveyor Oven | E10 | RVT - Cost of Operation | 0 | 0 | 0 | 0 | 0 | 0 | 0 | 0 | 0 | 0 | 0 | 0 | 0 | 0 | 0 | 0 | 0 | 0 | 0 | 0 | 0 | 0 | 0 | 0 | 0 | 0 | 0 | 0 | 0 | 0 | 0 | 0 | 0
F3_Commercial_Lodging_New_Food Preparation_Natural Gas_Conveyor Oven_E1 | F3 | Commercial | Lodging | New | Food Preparation | Natural Gas | Conveyor Oven | E1 | System - kBTUs of Consumption | 0.060867 | 0.060867 | 0.060867 | 0.060867 | 0.060867 | 0.060867 | 0.060867 | 0.060867 | 0.060867 | 0.060867 | 0.060867 | 0.060867 | 0.060867 | 0.060867 | 0.060867 | 0.060867 | 0.060867 | 0.060867 | 0.060867 | 0.060867 | 0.060867 | 0.060867 | 0.060867 | 0.060867 | 0.060867 | 0.060867 | 0.060867 | 0.060867 | 0.060867 | 0.060867 | 0.060867 | 0.060867 | 0.060867
F3_Commercial_Lodging_New_Food Preparation_Natural Gas_Conveyor Oven_E2 | F3 | Commercial | Lodging | New | Food Preparation | Natural Gas | Conveyor Oven | E2 | System - kBTUs of Consumption | 0.074205 | 0.074205 | 0.074205 | 0.074205 | 0.074205 | 0.074205 | 0.074205 | 0.074205 | 0.074205 | 0.074205 | 0.074205 | 0.074205 | 0.074205 | 0.074205 | 0.074205 | 0.074205 | 0.074205 | 0.074205 | 0.074205 | 0.074205 | 0.074205 | 0.074205 | 0.074205 | 0.074205 | 0.074205 | 0.074205 | 0.074205 | 0.074205 | 0.074205 | 0.074205 | 0.074205 | 0.074205 | 0.074205
F3_Commercial_Lodging_New_Food Preparation_Natural Gas_Conveyor Oven_E3 | F3 | Commercial | Lodging | New | Food Preparation | Natural Gas | Conveyor Oven | E3 | System - kBTUs of Consumption | 0 | 0 | 0 | 0 | 0 | 0 | 0 | 0 | 0 | 0 | 0 | 0 | 0 | 0 | 0 | 0 | 0 | 0 | 0 | 0 | 0 | 0 | 0 | 0 | 0 | 0 | 0 | 0 | 0 | 0 | 0 | 0 | 0
F3_Commercial_Lodging_New_Food Preparation_Natural Gas_Conveyor Oven_E4 | F3 | Commercial | Lodging | New | Food Preparation | Natural Gas | Conveyor Oven | E4 | System - kBTUs of Consumption | 0 | 0 | 0 | 0 | 0 | 0 | 0 | 0 | 0 | 0 | 0 | 0 | 0 | 0 | 0 | 0 | 0 | 0 | 0 | 0 | 0 | 0 | 0 | 0 | 0 | 0 | 0 | 0 | 0 | 0 | 0 | 0 | 0
F3_Commercial_Lodging_New_Food Preparation_Natural Gas_Conveyor Oven_E5 | F3 | Commercial | Lodging | New | Food Preparation | Natural Gas | Conveyor Oven | E5 | System - kBTUs of Consumption | 0 | 0 | 0 | 0 | 0 | 0 | 0 | 0 | 0 | 0 | 0 | 0 | 0 | 0 | 0 | 0 | 0 | 0 | 0 | 0 | 0 | 0 | 0 | 0 | 0 | 0 | 0 | 0 | 0 | 0 | 0 | 0 | 0
F3_Commercial_Lodging_New_Food Preparation_Natural Gas_Conveyor Oven_E6 | F3 | Commercial | Lodging | New | Food Preparation | Natural Gas | Conveyor Oven | E6 | System - kBTUs of Consumption | 0 | 0 | 0 | 0 | 0 | 0 | 0 | 0 | 0 | 0 | 0 | 0 | 0 | 0 | 0 | 0 | 0 | 0 | 0 | 0 | 0 | 0 | 0 | 0 | 0 | 0 | 0 | 0 | 0 | 0 | 0 | 0 | 0
F3_Commercial_Lodging_New_Food Preparation_Natural Gas_Conveyor Oven_E7 | F3 | Commercial | Lodging | New | Food Preparation | Natural Gas | Conveyor Oven | E7 | System - kBTUs of Consumption | 0 | 0 | 0 | 0 | 0 | 0 | 0 | 0 | 0 | 0 | 0 | 0 | 0 | 0 | 0 | 0 | 0 | 0 | 0 | 0 | 0 | 0 | 0 | 0 | 0 | 0 | 0 | 0 | 0 | 0 | 0 | 0 | 0
F3_Commercial_Lodging_New_Food Preparation_Natural Gas_Conveyor Oven_E8 | F3 | Commercial | Lodging | New | Food Preparation | Natural Gas | Conveyor Oven | E8 | System - kBTUs of Consumption | 0 | 0 | 0 | 0 | 0 | 0 | 0 | 0 | 0 | 0 | 0 | 0 | 0 | 0 | 0 | 0 | 0 | 0 | 0 | 0 | 0 | 0 | 0 | 0 | 0 | 0 | 0 | 0 | 0 | 0 | 0 | 0 | 0
F3_Commercial_Lodging_New_Food Preparation_Natural Gas_Conveyor Oven_E9 | F3 | Commercial | Lodging | New | Food Preparation | Natural Gas | Conveyor Oven | E9 | System - kBTUs of Consumption | 0 | 0 | 0 | 0 | 0 | 0 | 0 | 0 | 0 | 0 | 0 | 0 | 0 | 0 | 0 | 0 | 0 | 0 | 0 | 0 | 0 | 0 | 0 | 0 | 0 | 0 | 0 | 0 | 0 | 0 | 0 | 0 | 0
F3_Commercial_Lodging_New_Food Preparation_Natural Gas_Conveyor Oven_E10 | F3 | Commercial | Lodging | New | Food Preparation | Natural Gas | Conveyor Oven | E10 | System - kBTUs of Consumption | 0 | 0 | 0 | 0 | 0 | 0 | 0 | 0 | 0 | 0 | 0 | 0 | 0 | 0 | 0 | 0 | 0 | 0 | 0 | 0 | 0 | 0 | 0 | 0 | 0 | 0 | 0 | 0 | 0 | 0 | 0 | 0 | 0
F4_Commercial_Lodging_New_Food Preparation_Natural Gas_Conveyor Oven_E1 | F4 | Commercial | Lodging | New | Food Preparation | Natural Gas | Conveyor Oven | E1 | Utility - Cost of Equipment | 0.3236 | 0.32596 | 0.32852 | 0.33133 | 0.33454 | 0.33827 | 0.34155 | 0.34486 | 0.34829 | 0.35185 | 0.35528 | 0.35844 | 0.36154 | 0.36464 | 0.36787 | 0.37095 | 0.37412 | 0.37737 | 0.38065 | 0.38389 | 0.38708 | 0.39 | 0.3926 | 0.3949 | 0.39689 | 0.3986 | 0.39978 | 0.40066 | 0.40143 | 0.40208 | 0.40273 | 0.40301 | 0.40301
F4_Commercial_Lodging_New_Food Preparation_Natural Gas_Conveyor Oven_E2 | F4 | Commercial | Lodging | New | Food Preparation | Natural Gas | Conveyor Oven | E2 | Utility - Cost of Equipment | 0.24599 | 0.24778 | 0.24973 | 0.25186 | 0.25431 | 0.25714 | 0.25963 | 0.26215 | 0.26475 | 0.26746 | 0.27007 | 0.27247 | 0.27483 | 0.27718 | 0.27964 | 0.28198 | 0.28439 | 0.28686 | 0.28935 | 0.29182 | 0.29424 | 0.29646 | 0.29844 | 0.30019 | 0.3017 | 0.30299 | 0.3039 | 0.30457 | 0.30515 | 0.30564 | 0.30613 | 0.30635 | 0.30635
F4_Commercial_Lodging_New_Food Preparation_Natural Gas_Conveyor Oven_E3 | F4 | Commercial | Lodging | New | Food Preparation | Natural Gas | Conveyor Oven | E3 | Utility - Cost of Equipment | 0 | 0 | 0 | 0 | 0 | 0 | 0 | 0 | 0 | 0 | 0 | 0 | 0 | 0 | 0 | 0 | 0 | 0 | 0 | 0 | 0 | 0 | 0 | 0 | 0 | 0 | 0 | 0 | 0 | 0 | 0 | 0 | 0
F4_Commercial_Lodging_New_Food Preparation_Natural Gas_Conveyor Oven_E4 | F4 | Commercial | Lodging | New | Food Preparation | Natural Gas | Conveyor Oven | E4 | Utility - Cost of Equipment | 0 | 0 | 0 | 0 | 0 | 0 | 0 | 0 | 0 | 0 | 0 | 0 | 0 | 0 | 0 | 0 | 0 | 0 | 0 | 0 | 0 | 0 | 0 | 0 | 0 | 0 | 0 | 0 | 0 | 0 | 0 | 0 | 0
F4_Commercial_Lodging_New_Food Preparation_Natural Gas_Conveyor Oven_E5 | F4 | Commercial | Lodging | New | Food Preparation | Natural Gas | Conveyor Oven | E5 | Utility - Cost of Equipment | 0 | 0 | 0 | 0 | 0 | 0 | 0 | 0 | 0 | 0 | 0 | 0 | 0 | 0 | 0 | 0 | 0 | 0 | 0 | 0 | 0 | 0 | 0 | 0 | 0 | 0 | 0 | 0 | 0 | 0 | 0 | 0 | 0
F4_Commercial_Lodging_New_Food Preparation_Natural Gas_Conveyor Oven_E6 | F4 | Commercial | Lodging | New | Food Preparation | Natural Gas | Conveyor Oven | E6 | Utility - Cost of Equipment | 0 | 0 | 0 | 0 | 0 | 0 | 0 | 0 | 0 | 0 | 0 | 0 | 0 | 0 | 0 | 0 | 0 | 0 | 0 | 0 | 0 | 0 | 0 | 0 | 0 | 0 | 0 | 0 | 0 | 0 | 0 | 0 | 0
F4_Commercial_Lodging_New_Food Preparation_Natural Gas_Conveyor Oven_E7 | F4 | Commercial | Lodging | New | Food Preparation | Natural Gas | Conveyor Oven | E7 | Utility - Cost of Equipment | 0 | 0 | 0 | 0 | 0 | 0 | 0 | 0 | 0 | 0 | 0 | 0 | 0 | 0 | 0 | 0 | 0 | 0 | 0 | 0 | 0 | 0 | 0 | 0 | 0 | 0 | 0 | 0 | 0 | 0 | 0 | 0 | 0
F4_Commercial_Lodging_New_Food Preparation_Natural Gas_Conveyor Oven_E8 | F4 | Commercial | Lodging | New | Food Preparation | Natural Gas | Conveyor Oven | E8 | Utility - Cost of Equipment | 0 | 0 | 0 | 0 | 0 | 0 | 0 | 0 | 0 | 0 | 0 | 0 | 0 | 0 | 0 | 0 | 0 | 0 | 0 | 0 | 0 | 0 | 0 | 0 | 0 | 0 | 0 | 0 | 0 | 0 | 0 | 0 | 0
F4_Commercial_Lodging_New_Food Preparation_Natural Gas_Conveyor Oven_E9 | F4 | Commercial | Lodging | New | Food Preparation | Natural Gas | Conveyor Oven | E9 | Utility - Cost of Equipment | 0 | 0 | 0 | 0 | 0 | 0 | 0 | 0 | 0 | 0 | 0 | 0 | 0 | 0 | 0 | 0 | 0 | 0 | 0 | 0 | 0 | 0 | 0 | 0 | 0 | 0 | 0 | 0 | 0 | 0 | 0 | 0 | 0
F4_Commercial_Lodging_New_Food Preparation_Natural Gas_Conveyor Oven_E10 | F4 | Commercial | Lodging | New | Food Preparation | Natural Gas | Conveyor Oven | E10 | Utility - Cost of Equipment | 0 | 0 | 0 | 0 | 0 | 0 | 0 | 0 | 0 | 0 | 0 | 0 | 0 | 0 | 0 | 0 | 0 | 0 | 0 | 0 | 0 | 0 | 0 | 0 | 0 | 0 | 0 | 0 | 0 | 0 | 0 | 0 | 0
F5_Commercial_Lodging_New_Food Preparation_Natural Gas_Conveyor Oven_E1 | F5 | Commercial | Lodging | New | Food Preparation | Natural Gas | Conveyor Oven | E1 | Utility - Cost of Operation | 0.060867 | 0.060867 | 0.060867 | 0.060867 | 0.060867 | 0.060867 | 0.060867 | 0.060867 | 0.060867 | 0.060867 | 0.060867 | 0.060867 | 0.060867 | 0.060867 | 0.060867 | 0.060867 | 0.060867 | 0.060867 | 0.060867 | 0.060867 | 0.060867 | 0.060867 | 0.060867 | 0.060867 | 0.060867 | 0.060867 | 0.060867 | 0.060867 | 0.060867 | 0.060867 | 0.060867 | 0.060867 | 0.060867
F5_Commercial_Lodging_New_Food Preparation_Natural Gas_Conveyor Oven_E2 | F5 | Commercial | Lodging | New | Food Preparation | Natural Gas | Conveyor Oven | E2 | Utility - Cost of Operation | 0.074205 | 0.074205 | 0.074205 | 0.074205 | 0.074205 | 0.074205 | 0.074205 | 0.074205 | 0.074205 | 0.074205 | 0.074205 | 0.074205 | 0.074205 | 0.074205 | 0.074205 | 0.074205 | 0.074205 | 0.074205 | 0.074205 | 0.074205 | 0.074205 | 0.074205 | 0.074205 | 0.074205 | 0.074205 | 0.074205 | 0.074205 | 0.074205 | 0.074205 | 0.074205 | 0.074205 | 0.074205 | 0.074205
F5_Commercial_Lodging_New_Food Preparation_Natural Gas_Conveyor Oven_E3 | F5 | Commercial | Lodging | New | Food Preparation | Natural Gas | Conveyor Oven | E3 | Utility - Cost of Operation | 0 | 0 | 0 | 0 | 0 | 0 | 0 | 0 | 0 | 0 | 0 | 0 | 0 | 0 | 0 | 0 | 0 | 0 | 0 | 0 | 0 | 0 | 0 | 0 | 0 | 0 | 0 | 0 | 0 | 0 | 0 | 0 | 0
F5_Commercial_Lodging_New_Food Preparation_Natural Gas_Conveyor Oven_E4 | F5 | Commercial | Lodging | New | Food Preparation | Natural Gas | Conveyor Oven | E4 | Utility - Cost of Operation | 0 | 0 | 0 | 0 | 0 | 0 | 0 | 0 | 0 | 0 | 0 | 0 | 0 | 0 | 0 | 0 | 0 | 0 | 0 | 0 | 0 | 0 | 0 | 0 | 0 | 0 | 0 | 0 | 0 | 0 | 0 | 0 | 0
F5_Commercial_Lodging_New_Food Preparation_Natural Gas_Conveyor Oven_E5 | F5 | Commercial | Lodging | New | Food Preparation | Natural Gas | Conveyor Oven | E5 | Utility - Cost of Operation | 0 | 0 | 0 | 0 | 0 | 0 | 0 | 0 | 0 | 0 | 0 | 0 | 0 | 0 | 0 | 0 | 0 | 0 | 0 | 0 | 0 | 0 | 0 | 0 | 0 | 0 | 0 | 0 | 0 | 0 | 0 | 0 | 0
F5_Commercial_Lodging_New_Food Preparation_Natural Gas_Conveyor Oven_E6 | F5 | Commercial | Lodging | New | Food Preparation | Natural Gas | Conveyor Oven | E6 | Utility - Cost of Operation | 0 | 0 | 0 | 0 | 0 | 0 | 0 | 0 | 0 | 0 | 0 | 0 | 0 | 0 | 0 | 0 | 0 | 0 | 0 | 0 | 0 | 0 | 0 | 0 | 0 | 0 | 0 | 0 | 0 | 0 | 0 | 0 | 0
F5_Commercial_Lodging_New_Food Preparation_Natural Gas_Conveyor Oven_E7 | F5 | Commercial | Lodging | New | Food Preparation | Natural Gas | Conveyor Oven | E7 | Utility - Cost of Operation | 0 | 0 | 0 | 0 | 0 | 0 | 0 | 0 | 0 | 0 | 0 | 0 | 0 | 0 | 0 | 0 | 0 | 0 | 0 | 0 | 0 | 0 | 0 | 0 | 0 | 0 | 0 | 0 | 0 | 0 | 0 | 0 | 0
F5_Commercial_Lodging_New_Food Preparation_Natural Gas_Conveyor Oven_E8 | F5 | Commercial | Lodging | New | Food Preparation | Natural Gas | Conveyor Oven | E8 | Utility - Cost of Operation | 0 | 0 | 0 | 0 | 0 | 0 | 0 | 0 | 0 | 0 | 0 | 0 | 0 | 0 | 0 | 0 | 0 | 0 | 0 | 0 | 0 | 0 | 0 | 0 | 0 | 0 | 0 | 0 | 0 | 0 | 0 | 0 | 0
F5_Commercial_Lodging_New_Food Preparation_Natural Gas_Conveyor Oven_E9 | F5 | Commercial | Lodging | New | Food Preparation | Natural Gas | Conveyor Oven | E9 | Utility - Cost of Operation | 0 | 0 | 0 | 0 | 0 | 0 | 0 | 0 | 0 | 0 | 0 | 0 | 0 | 0 | 0 | 0 | 0 | 0 | 0 | 0 | 0 | 0 | 0 | 0 | 0 | 0 | 0 | 0 | 0 | 0 | 0 | 0 | 0
F5_Commercial_Lodging_New_Food Preparation_Natural Gas_Conveyor Oven_E10 | F5 | Commercial | Lodging | New | Food Preparation | Natural Gas | Conveyor Oven | E10 | Utility - Cost of Operation | 0 | 0 | 0 | 0 | 0 | 0 | 0 | 0 | 0 | 0 | 0 | 0 | 0 | 0 | 0 | 0 | 0 | 0 | 0 | 0 | 0 | 0 | 0 | 0 | 0 | 0 | 0 | 0 | 0 | 0 | 0 | 0 | 0
F6_Commercial_Lodging_New_Food Preparation_Natural Gas_Conveyor Oven_E1 | F6 | Commercial | Lodging | New | Food Preparation | Natural Gas | Conveyor Oven | E1 | Utility - Value of Sales | 0.1878 | 0.1878 | 0.1878 | 0.1878 | 0.1878 | 0.1878 | 0.1878 | 0.1878 | 0.1878 | 0.1878 | 0.1878 | 0.1878 | 0.1878 | 0.1878 | 0.1878 | 0.1878 | 0.1878 | 0.1878 | 0.1878 | 0.1878 | 0.1878 | 0.1878 | 0.1878 | 0.1878 | 0.1878 | 0.1878 | 0.1878 | 0.1878 | 0.1878 | 0.1878 | 0.1878 | 0.1878 | 0.1878
F6_Commercial_Lodging_New_Food Preparation_Natural Gas_Conveyor Oven_E2 | F6 | Commercial | Lodging | New | Food Preparation | Natural Gas | Conveyor Oven | E2 | Utility - Value of Sales | 0.14276 | 0.14276 | 0.14276 | 0.14276 | 0.14276 | 0.14276 | 0.14276 | 0.14276 | 0.14276 | 0.14276 | 0.14276 | 0.14276 | 0.14276 | 0.14276 | 0.14276 | 0.14276 | 0.14276 | 0.14276 | 0.14276 | 0.14276 | 0.14276 | 0.14276 | 0.14276 | 0.14276 | 0.14276 | 0.14276 | 0.14276 | 0.14276 | 0.14276 | 0.14276 | 0.14276 | 0.14276 | 0.14276
F6_Commercial_Lodging_New_Food Preparation_Natural Gas_Conveyor Oven_E3 | F6 | Commercial | Lodging | New | Food Preparation | Natural Gas | Conveyor Oven | E3 | Utility - Value of Sales | 0 | 0 | 0 | 0 | 0 | 0 | 0 | 0 | 0 | 0 | 0 | 0 | 0 | 0 | 0 | 0 | 0 | 0 | 0 | 0 | 0 | 0 | 0 | 0 | 0 | 0 | 0 | 0 | 0 | 0 | 0 | 0 | 0
F6_Commercial_Lodging_New_Food Preparation_Natural Gas_Conveyor Oven_E4 | F6 | Commercial | Lodging | New | Food Preparation | Natural Gas | Conveyor Oven | E4 | Utility - Value of Sales | 0 | 0 | 0 | 0 | 0 | 0 | 0 | 0 | 0 | 0 | 0 | 0 | 0 | 0 | 0 | 0 | 0 | 0 | 0 | 0 | 0 | 0 | 0 | 0 | 0 | 0 | 0 | 0 | 0 | 0 | 0 | 0 | 0
F6_Commercial_Lodging_New_Food Preparation_Natural Gas_Conveyor Oven_E5 | F6 | Commercial | Lodging | New | Food Preparation | Natural Gas | Conveyor Oven | E5 | Utility - Value of Sales | 0 | 0 | 0 | 0 | 0 | 0 | 0 | 0 | 0 | 0 | 0 | 0 | 0 | 0 | 0 | 0 | 0 | 0 | 0 | 0 | 0 | 0 | 0 | 0 | 0 | 0 | 0 | 0 | 0 | 0 | 0 | 0 | 0
F6_Commercial_Lodging_New_Food Preparation_Natural Gas_Conveyor Oven_E6 | F6 | Commercial | Lodging | New | Food Preparation | Natural Gas | Conveyor Oven | E6 | Utility - Value of Sales | 0 | 0 | 0 | 0 | 0 | 0 | 0 | 0 | 0 | 0 | 0 | 0 | 0 | 0 | 0 | 0 | 0 | 0 | 0 | 0 | 0 | 0 | 0 | 0 | 0 | 0 | 0 | 0 | 0 | 0 | 0 | 0 | 0
F6_Commercial_Lodging_New_Food Preparation_Natural Gas_Conveyor Oven_E7 | F6 | Commercial | Lodging | New | Food Preparation | Natural Gas | Conveyor Oven | E7 | Utility - Value of Sales | 0 | 0 | 0 | 0 | 0 | 0 | 0 | 0 | 0 | 0 | 0 | 0 | 0 | 0 | 0 | 0 | 0 | 0 | 0 | 0 | 0 | 0 | 0 | 0 | 0 | 0 | 0 | 0 | 0 | 0 | 0 | 0 | 0
F6_Commercial_Lodging_New_Food Preparation_Natural Gas_Conveyor Oven_E8 | F6 | Commercial | Lodging | New | Food Preparation | Natural Gas | Conveyor Oven | E8 | Utility - Value of Sales | 0 | 0 | 0 | 0 | 0 | 0 | 0 | 0 | 0 | 0 | 0 | 0 | 0 | 0 | 0 | 0 | 0 | 0 | 0 | 0 | 0 | 0 | 0 | 0 | 0 | 0 | 0 | 0 | 0 | 0 | 0 | 0 | 0
F6_Commercial_Lodging_New_Food Preparation_Natural Gas_Conveyor Oven_E9 | F6 | Commercial | Lodging | New | Food Preparation | Natural Gas | Conveyor Oven | E9 | Utility - Value of Sales | 0 | 0 | 0 | 0 | 0 | 0 | 0 | 0 | 0 | 0 | 0 | 0 | 0 | 0 | 0 | 0 | 0 | 0 | 0 | 0 | 0 | 0 | 0 | 0 | 0 | 0 | 0 | 0 | 0 | 0 | 0 | 0 | 0
F6_Commercial_Lodging_New_Food Preparation_Natural Gas_Conveyor Oven_E10 | F6 | Commercial | Lodging | New | Food Preparation | Natural Gas | Conveyor Oven | E10 | Utility - Value of Sales | 0 | 0 | 0 | 0 | 0 | 0 | 0 | 0 | 0 | 0 | 0 | 0 | 0 | 0 | 0 | 0 | 0 | 0 | 0 | 0 | 0 | 0 | 0 | 0 | 0 | 0 | 0 | 0 | 0 | 0 | 0 | 0 | 0
F1_Commercial_Lodging_New_Food Preparation_Natural Gas_Double Rack Oven_E1 | F1 | Commercial | Lodging | New | Food Preparation | Natural Gas | Double Rack Oven | E1 | RVT - Cost of Equipment | 0.47169 | 0.47529 | 0.47931 | 0.48372 | 0.48876 | 0.49459 | 0.49931 | 0.50385 | 0.50846 | 0.51325 | 0.51783 | 0.52203 | 0.52633 | 0.53084 | 0.53582 | 0.54069 | 0.54586 | 0.55131 | 0.557 | 0.5628 | 0.56864 | 0.57411 | 0.57905 | 0.58342 | 0.58719 | 0.59044 | 0.59269 | 0.59436 | 0.59581 | 0.59705 | 0.59828 | 0.59882 | 0.59882
F1_Commercial_Lodging_New_Food Preparation_Natural Gas_Double Rack Oven_E2 | F1 | Commercial | Lodging | New | Food Preparation | Natural Gas | Double Rack Oven | E2 | RVT - Cost of Equipment | 0.25729 | 0.25925 | 0.26144 | 0.26385 | 0.2666 | 0.26978 | 0.27235 | 0.27483 | 0.27734 | 0.27996 | 0.28245 | 0.28474 | 0.28709 | 0.28955 | 0.29227 | 0.29492 | 0.29774 | 0.30071 | 0.30382 | 0.30698 | 0.31017 | 0.31315 | 0.31585 | 0.31823 | 0.32029 | 0.32206 | 0.32328 | 0.3242 | 0.32499 | 0.32566 | 0.32633 | 0.32663 | 0.32663
F1_Commercial_Lodging_New_Food Preparation_Natural Gas_Double Rack Oven_E3 | F1 | Commercial | Lodging | New | Food Preparation | Natural Gas | Double Rack Oven | E3 | RVT - Cost of Equipment | 0 | 0 | 0 | 0 | 0 | 0 | 0 | 0 | 0 | 0 | 0 | 0 | 0 | 0 | 0 | 0 | 0 | 0 | 0 | 0 | 0 | 0 | 0 | 0 | 0 | 0 | 0 | 0 | 0 | 0 | 0 | 0 | 0
F1_Commercial_Lodging_New_Food Preparation_Natural Gas_Double Rack Oven_E4 | F1 | Commercial | Lodging | New | Food Preparation | Natural Gas | Double Rack Oven | E4 | RVT - Cost of Equipment | 0 | 0 | 0 | 0 | 0 | 0 | 0 | 0 | 0 | 0 | 0 | 0 | 0 | 0 | 0 | 0 | 0 | 0 | 0 | 0 | 0 | 0 | 0 | 0 | 0 | 0 | 0 | 0 | 0 | 0 | 0 | 0 | 0
F1_Commercial_Lodging_New_Food Preparation_Natural Gas_Double Rack Oven_E5 | F1 | Commercial | Lodging | New | Food Preparation | Natural Gas | Double Rack Oven | E5 | RVT - Cost of Equipment | 0 | 0 | 0 | 0 | 0 | 0 | 0 | 0 | 0 | 0 | 0 | 0 | 0 | 0 | 0 | 0 | 0 | 0 | 0 | 0 | 0 | 0 | 0 | 0 | 0 | 0 | 0 | 0 | 0 | 0 | 0 | 0 | 0
F1_Commercial_Lodging_New_Food Preparation_Natural Gas_Double Rack Oven_E6 | F1 | Commercial | Lodging | New | Food Preparation | Natural Gas | Double Rack Oven | E6 | RVT - Cost of Equipment | 0 | 0 | 0 | 0 | 0 | 0 | 0 | 0 | 0 | 0 | 0 | 0 | 0 | 0 | 0 | 0 | 0 | 0 | 0 | 0 | 0 | 0 | 0 | 0 | 0 | 0 | 0 | 0 | 0 | 0 | 0 | 0 | 0
F1_Commercial_Lodging_New_Food Preparation_Natural Gas_Double Rack Oven_E7 | F1 | Commercial | Lodging | New | Food Preparation | Natural Gas | Double Rack Oven | E7 | RVT - Cost of Equipment | 0 | 0 | 0 | 0 | 0 | 0 | 0 | 0 | 0 | 0 | 0 | 0 | 0 | 0 | 0 | 0 | 0 | 0 | 0 | 0 | 0 | 0 | 0 | 0 | 0 | 0 | 0 | 0 | 0 | 0 | 0 | 0 | 0
F1_Commercial_Lodging_New_Food Preparation_Natural Gas_Double Rack Oven_E8 | F1 | Commercial | Lodging | New | Food Preparation | Natural Gas | Double Rack Oven | E8 | RVT - Cost of Equipment | 0 | 0 | 0 | 0 | 0 | 0 | 0 | 0 | 0 | 0 | 0 | 0 | 0 | 0 | 0 | 0 | 0 | 0 | 0 | 0 | 0 | 0 | 0 | 0 | 0 | 0 | 0 | 0 | 0 | 0 | 0 | 0 | 0
F1_Commercial_Lodging_New_Food Preparation_Natural Gas_Double Rack Oven_E9 | F1 | Commercial | Lodging | New | Food Preparation | Natural Gas | Double Rack Oven | E9 | RVT - Cost of Equipment | 0 | 0 | 0 | 0 | 0 | 0 | 0 | 0 | 0 | 0 | 0 | 0 | 0 | 0 | 0 | 0 | 0 | 0 | 0 | 0 | 0 | 0 | 0 | 0 | 0 | 0 | 0 | 0 | 0 | 0 | 0 | 0 | 0
F1_Commercial_Lodging_New_Food Preparation_Natural Gas_Double Rack Oven_E10 | F1 | Commercial | Lodging | New | Food Preparation | Natural Gas | Double Rack Oven | E10 | RVT - Cost of Equipment | 0 | 0 | 0 | 0 | 0 | 0 | 0 | 0 | 0 | 0 | 0 | 0 | 0 | 0 | 0 | 0 | 0 | 0 | 0 | 0 | 0 | 0 | 0 | 0 | 0 | 0 | 0 | 0 | 0 | 0 | 0 | 0 | 0
F2_Commercial_Lodging_New_Food Preparation_Natural Gas_Double Rack Oven_E1 | F2 | Commercial | Lodging | New | Food Preparation | Natural Gas | Double Rack Oven | E1 | RVT - Cost of Operation | 0.56512 | 0.56942 | 0.57424 | 0.57953 | 0.58557 | 0.59255 | 0.59821 | 0.60365 | 0.60916 | 0.61491 | 0.62039 | 0.62543 | 0.63057 | 0.63598 | 0.64195 | 0.64778 | 0.65397 | 0.6605 | 0.66732 | 0.67427 | 0.68127 | 0.68782 | 0.69374 | 0.69897 | 0.70349 | 0.70738 | 0.71008 | 0.71208 | 0.71382 | 0.71531 | 0.71678 | 0.71743 | 0.71743
F2_Commercial_Lodging_New_Food Preparation_Natural Gas_Double Rack Oven_E2 | F2 | Commercial | Lodging | New | Food Preparation | Natural Gas | Double Rack Oven | E2 | RVT - Cost of Operation | 0.30825 | 0.3106 | 0.31322 | 0.31611 | 0.3194 | 0.32321 | 0.3263 | 0.32926 | 0.33227 | 0.33541 | 0.3384 | 0.34114 | 0.34395 | 0.3469 | 0.35015 | 0.35334 | 0.35671 | 0.36028 | 0.36399 | 0.36779 | 0.3716 | 0.37518 | 0.37841 | 0.38126 | 0.38372 | 0.38584 | 0.38731 | 0.38841 | 0.38936 | 0.39017 | 0.39097 | 0.39132 | 0.39132
F2_Commercial_Lodging_New_Food Preparation_Natural Gas_Double Rack Oven_E3 | F2 | Commercial | Lodging | New | Food Preparation | Natural Gas | Double Rack Oven | E3 | RVT - Cost of Operation | 0 | 0 | 0 | 0 | 0 | 0 | 0 | 0 | 0 | 0 | 0 | 0 | 0 | 0 | 0 | 0 | 0 | 0 | 0 | 0 | 0 | 0 | 0 | 0 | 0 | 0 | 0 | 0 | 0 | 0 | 0 | 0 | 0
F2_Commercial_Lodging_New_Food Preparation_Natural Gas_Double Rack Oven_E4 | F2 | Commercial | Lodging | New | Food Preparation | Natural Gas | Double Rack Oven | E4 | RVT - Cost of Operation | 0 | 0 | 0 | 0 | 0 | 0 | 0 | 0 | 0 | 0 | 0 | 0 | 0 | 0 | 0 | 0 | 0 | 0 | 0 | 0 | 0 | 0 | 0 | 0 | 0 | 0 | 0 | 0 | 0 | 0 | 0 | 0 | 0
F2_Commercial_Lodging_New_Food Preparation_Natural Gas_Double Rack Oven_E5 | F2 | Commercial | Lodging | New | Food Preparation | Natural Gas | Double Rack Oven | E5 | RVT - Cost of Operation | 0 | 0 | 0 | 0 | 0 | 0 | 0 | 0 | 0 | 0 | 0 | 0 | 0 | 0 | 0 | 0 | 0 | 0 | 0 | 0 | 0 | 0 | 0 | 0 | 0 | 0 | 0 | 0 | 0 | 0 | 0 | 0 | 0
F2_Commercial_Lodging_New_Food Preparation_Natural Gas_Double Rack Oven_E6 | F2 | Commercial | Lodging | New | Food Preparation | Natural Gas | Double Rack Oven | E6 | RVT - Cost of Operation | 0 | 0 | 0 | 0 | 0 | 0 | 0 | 0 | 0 | 0 | 0 | 0 | 0 | 0 | 0 | 0 | 0 | 0 | 0 | 0 | 0 | 0 | 0 | 0 | 0 | 0 | 0 | 0 | 0 | 0 | 0 | 0 | 0
F2_Commercial_Lodging_New_Food Preparation_Natural Gas_Double Rack Oven_E7 | F2 | Commercial | Lodging | New | Food Preparation | Natural Gas | Double Rack Oven | E7 | RVT - Cost of Operation | 0 | 0 | 0 | 0 | 0 | 0 | 0 | 0 | 0 | 0 | 0 | 0 | 0 | 0 | 0 | 0 | 0 | 0 | 0 | 0 | 0 | 0 | 0 | 0 | 0 | 0 | 0 | 0 | 0 | 0 | 0 | 0 | 0
F2_Commercial_Lodging_New_Food Preparation_Natural Gas_Double Rack Oven_E8 | F2 | Commercial | Lodging | New | Food Preparation | Natural Gas | Double Rack Oven | E8 | RVT - Cost of Operation | 0 | 0 | 0 | 0 | 0 | 0 | 0 | 0 | 0 | 0 | 0 | 0 | 0 | 0 | 0 | 0 | 0 | 0 | 0 | 0 | 0 | 0 | 0 | 0 | 0 | 0 | 0 | 0 | 0 | 0 | 0 | 0 | 0
F2_Commercial_Lodging_New_Food Preparation_Natural Gas_Double Rack Oven_E9 | F2 | Commercial | Lodging | New | Food Preparation | Natural Gas | Double Rack Oven | E9 | RVT - Cost of Operation | 0 | 0 | 0 | 0 | 0 | 0 | 0 | 0 | 0 | 0 | 0 | 0 | 0 | 0 | 0 | 0 | 0 | 0 | 0 | 0 | 0 | 0 | 0 | 0 | 0 | 0 | 0 | 0 | 0 | 0 | 0 | 0 | 0
F2_Commercial_Lodging_New_Food Preparation_Natural Gas_Double Rack Oven_E10 | F2 | Commercial | Lodging | New | Food Preparation | Natural Gas | Double Rack Oven | E10 | RVT - Cost of Operation | 0 | 0 | 0 | 0 | 0 | 0 | 0 | 0 | 0 | 0 | 0 | 0 | 0 | 0 | 0 | 0 | 0 | 0 | 0 | 0 | 0 | 0 | 0 | 0 | 0 | 0 | 0 | 0 | 0 | 0 | 0 | 0 | 0
F3_Commercial_Lodging_New_Food Preparation_Natural Gas_Double Rack Oven_E1 | F3 | Commercial | Lodging | New | Food Preparation | Natural Gas | Double Rack Oven | E1 | System - kBTUs of Consumption | 0.11427 | 0.11427 | 0.11427 | 0.11427 | 0.11427 | 0.11427 | 0.11427 | 0.11427 | 0.11427 | 0.11427 | 0.11427 | 0.11427 | 0.11427 | 0.11427 | 0.11427 | 0.11427 | 0.11427 | 0.11427 | 0.11427 | 0.11427 | 0.11427 | 0.11427 | 0.11427 | 0.11427 | 0.11427 | 0.11427 | 0.11427 | 0.11427 | 0.11427 | 0.11427 | 0.11427 | 0.11427 | 0.11427
F3_Commercial_Lodging_New_Food Preparation_Natural Gas_Double Rack Oven_E2 | F3 | Commercial | Lodging | New | Food Preparation | Natural Gas | Double Rack Oven | E2 | System - kBTUs of Consumption | 0.15197 | 0.15197 | 0.15197 | 0.15197 | 0.15197 | 0.15197 | 0.15197 | 0.15197 | 0.15197 | 0.15197 | 0.15197 | 0.15197 | 0.15197 | 0.15197 | 0.15197 | 0.15197 | 0.15197 | 0.15197 | 0.15197 | 0.15197 | 0.15197 | 0.15197 | 0.15197 | 0.15197 | 0.15197 | 0.15197 | 0.15197 | 0.15197 | 0.15197 | 0.15197 | 0.15197 | 0.15197 | 0.15197
F3_Commercial_Lodging_New_Food Preparation_Natural Gas_Double Rack Oven_E3 | F3 | Commercial | Lodging | New | Food Preparation | Natural Gas | Double Rack Oven | E3 | System - kBTUs of Consumption | 0 | 0 | 0 | 0 | 0 | 0 | 0 | 0 | 0 | 0 | 0 | 0 | 0 | 0 | 0 | 0 | 0 | 0 | 0 | 0 | 0 | 0 | 0 | 0 | 0 | 0 | 0 | 0 | 0 | 0 | 0 | 0 | 0
F3_Commercial_Lodging_New_Food Preparation_Natural Gas_Double Rack Oven_E4 | F3 | Commercial | Lodging | New | Food Preparation | Natural Gas | Double Rack Oven | E4 | System - kBTUs of Consumption | 0 | 0 | 0 | 0 | 0 | 0 | 0 | 0 | 0 | 0 | 0 | 0 | 0 | 0 | 0 | 0 | 0 | 0 | 0 | 0 | 0 | 0 | 0 | 0 | 0 | 0 | 0 | 0 | 0 | 0 | 0 | 0 | 0
F3_Commercial_Lodging_New_Food Preparation_Natural Gas_Double Rack Oven_E5 | F3 | Commercial | Lodging | New | Food Preparation | Natural Gas | Double Rack Oven | E5 | System - kBTUs of Consumption | 0 | 0 | 0 | 0 | 0 | 0 | 0 | 0 | 0 | 0 | 0 | 0 | 0 | 0 | 0 | 0 | 0 | 0 | 0 | 0 | 0 | 0 | 0 | 0 | 0 | 0 | 0 | 0 | 0 | 0 | 0 | 0 | 0
F3_Commercial_Lodging_New_Food Preparation_Natural Gas_Double Rack Oven_E6 | F3 | Commercial | Lodging | New | Food Preparation | Natural Gas | Double Rack Oven | E6 | System - kBTUs of Consumption | 0 | 0 | 0 | 0 | 0 | 0 | 0 | 0 | 0 | 0 | 0 | 0 | 0 | 0 | 0 | 0 | 0 | 0 | 0 | 0 | 0 | 0 | 0 | 0 | 0 | 0 | 0 | 0 | 0 | 0 | 0 | 0 | 0
F3_Commercial_Lodging_New_Food Preparation_Natural Gas_Double Rack Oven_E7 | F3 | Commercial | Lodging | New | Food Preparation | Natural Gas | Double Rack Oven | E7 | System - kBTUs of Consumption | 0 | 0 | 0 | 0 | 0 | 0 | 0 | 0 | 0 | 0 | 0 | 0 | 0 | 0 | 0 | 0 | 0 | 0 | 0 | 0 | 0 | 0 | 0 | 0 | 0 | 0 | 0 | 0 | 0 | 0 | 0 | 0 | 0
F3_Commercial_Lodging_New_Food Preparation_Natural Gas_Double Rack Oven_E8 | F3 | Commercial | Lodging | New | Food Preparation | Natural Gas | Double Rack Oven | E8 | System - kBTUs of Consumption | 0 | 0 | 0 | 0 | 0 | 0 | 0 | 0 | 0 | 0 | 0 | 0 | 0 | 0 | 0 | 0 | 0 | 0 | 0 | 0 | 0 | 0 | 0 | 0 | 0 | 0 | 0 | 0 | 0 | 0 | 0 | 0 | 0
F3_Commercial_Lodging_New_Food Preparation_Natural Gas_Double Rack Oven_E9 | F3 | Commercial | Lodging | New | Food Preparation | Natural Gas | Double Rack Oven | E9 | System - kBTUs of Consumption | 0 | 0 | 0 | 0 | 0 | 0 | 0 | 0 | 0 | 0 | 0 | 0 | 0 | 0 | 0 | 0 | 0 | 0 | 0 | 0 | 0 | 0 | 0 | 0 | 0 | 0 | 0 | 0 | 0 | 0 | 0 | 0 | 0
F3_Commercial_Lodging_New_Food Preparation_Natural Gas_Double Rack Oven_E10 | F3 | Commercial | Lodging | New | Food Preparation | Natural Gas | Double Rack Oven | E10 | System - kBTUs of Consumption | 0 | 0 | 0 | 0 | 0 | 0 | 0 | 0 | 0 | 0 | 0 | 0 | 0 | 0 | 0 | 0 | 0 | 0 | 0 | 0 | 0 | 0 | 0 | 0 | 0 | 0 | 0 | 0 | 0 | 0 | 0 | 0 | 0
F4_Commercial_Lodging_New_Food Preparation_Natural Gas_Double Rack Oven_E1 | F4 | Commercial | Lodging | New | Food Preparation | Natural Gas | Double Rack Oven | E1 | Utility - Cost of Equipment | 0.56512 | 0.56942 | 0.57424 | 0.57953 | 0.58557 | 0.59255 | 0.59821 | 0.60365 | 0.60916 | 0.61491 | 0.62039 | 0.62543 | 0.63057 | 0.63598 | 0.64195 | 0.64778 | 0.65397 | 0.6605 | 0.66732 | 0.67427 | 0.68127 | 0.68782 | 0.69374 | 0.69897 | 0.70349 | 0.70738 | 0.71008 | 0.71208 | 0.71382 | 0.71531 | 0.71678 | 0.71743 | 0.71743
F4_Commercial_Lodging_New_Food Preparation_Natural Gas_Double Rack Oven_E2 | F4 | Commercial | Lodging | New | Food Preparation | Natural Gas | Double Rack Oven | E2 | Utility - Cost of Equipment | 0.30825 | 0.3106 | 0.31322 | 0.31611 | 0.3194 | 0.32321 | 0.3263 | 0.32926 | 0.33227 | 0.33541 | 0.3384 | 0.34114 | 0.34395 | 0.3469 | 0.35015 | 0.35334 | 0.35671 | 0.36028 | 0.36399 | 0.36779 | 0.3716 | 0.37518 | 0.37841 | 0.38126 | 0.38372 | 0.38584 | 0.38731 | 0.38841 | 0.38936 | 0.39017 | 0.39097 | 0.39132 | 0.39132
F4_Commercial_Lodging_New_Food Preparation_Natural Gas_Double Rack Oven_E3 | F4 | Commercial | Lodging | New | Food Preparation | Natural Gas | Double Rack Oven | E3 | Utility - Cost of Equipment | 0 | 0 | 0 | 0 | 0 | 0 | 0 | 0 | 0 | 0 | 0 | 0 | 0 | 0 | 0 | 0 | 0 | 0 | 0 | 0 | 0 | 0 | 0 | 0 | 0 | 0 | 0 | 0 | 0 | 0 | 0 | 0 | 0
F4_Commercial_Lodging_New_Food Preparation_Natural Gas_Double Rack Oven_E4 | F4 | Commercial | Lodging | New | Food Preparation | Natural Gas | Double Rack Oven | E4 | Utility - Cost of Equipment | 0 | 0 | 0 | 0 | 0 | 0 | 0 | 0 | 0 | 0 | 0 | 0 | 0 | 0 | 0 | 0 | 0 | 0 | 0 | 0 | 0 | 0 | 0 | 0 | 0 | 0 | 0 | 0 | 0 | 0 | 0 | 0 | 0
F4_Commercial_Lodging_New_Food Preparation_Natural Gas_Double Rack Oven_E5 | F4 | Commercial | Lodging | New | Food Preparation | Natural Gas | Double Rack Oven | E5 | Utility - Cost of Equipment | 0 | 0 | 0 | 0 | 0 | 0 | 0 | 0 | 0 | 0 | 0 | 0 | 0 | 0 | 0 | 0 | 0 | 0 | 0 | 0 | 0 | 0 | 0 | 0 | 0 | 0 | 0 | 0 | 0 | 0 | 0 | 0 | 0
F4_Commercial_Lodging_New_Food Preparation_Natural Gas_Double Rack Oven_E6 | F4 | Commercial | Lodging | New | Food Preparation | Natural Gas | Double Rack Oven | E6 | Utility - Cost of Equipment | 0 | 0 | 0 | 0 | 0 | 0 | 0 | 0 | 0 | 0 | 0 | 0 | 0 | 0 | 0 | 0 | 0 | 0 | 0 | 0 | 0 | 0 | 0 | 0 | 0 | 0 | 0 | 0 | 0 | 0 | 0 | 0 | 0
F4_Commercial_Lodging_New_Food Preparation_Natural Gas_Double Rack Oven_E7 | F4 | Commercial | Lodging | New | Food Preparation | Natural Gas | Double Rack Oven | E7 | Utility - Cost of Equipment | 0 | 0 | 0 | 0 | 0 | 0 | 0 | 0 | 0 | 0 | 0 | 0 | 0 | 0 | 0 | 0 | 0 | 0 | 0 | 0 | 0 | 0 | 0 | 0 | 0 | 0 | 0 | 0 | 0 | 0 | 0 | 0 | 0
F4_Commercial_Lodging_New_Food Preparation_Natural Gas_Double Rack Oven_E8 | F4 | Commercial | Lodging | New | Food Preparation | Natural Gas | Double Rack Oven | E8 | Utility - Cost of Equipment | 0 | 0 | 0 | 0 | 0 | 0 | 0 | 0 | 0 | 0 | 0 | 0 | 0 | 0 | 0 | 0 | 0 | 0 | 0 | 0 | 0 | 0 | 0 | 0 | 0 | 0 | 0 | 0 | 0 | 0 | 0 | 0 | 0
F4_Commercial_Lodging_New_Food Preparation_Natural Gas_Double Rack Oven_E9 | F4 | Commercial | Lodging | New | Food Preparation | Natural Gas | Double Rack Oven | E9 | Utility - Cost of Equipment | 0 | 0 | 0 | 0 | 0 | 0 | 0 | 0 | 0 | 0 | 0 | 0 | 0 | 0 | 0 | 0 | 0 | 0 | 0 | 0 | 0 | 0 | 0 | 0 | 0 | 0 | 0 | 0 | 0 | 0 | 0 | 0 | 0
F4_Commercial_Lodging_New_Food Preparation_Natural Gas_Double Rack Oven_E10 | F4 | Commercial | Lodging | New | Food Preparation | Natural Gas | Double Rack Oven | E10 | Utility - Cost of Equipment | 0 | 0 | 0 | 0 | 0 | 0 | 0 | 0 | 0 | 0 | 0 | 0 | 0 | 0 | 0 | 0 | 0 | 0 | 0 | 0 | 0 | 0 | 0 | 0 | 0 | 0 | 0 | 0 | 0 | 0 | 0 | 0 | 0
F5_Commercial_Lodging_New_Food Preparation_Natural Gas_Double Rack Oven_E1 | F5 | Commercial | Lodging | New | Food Preparation | Natural Gas | Double Rack Oven | E1 | Utility - Cost of Operation | 0.11427 | 0.11427 | 0.11427 | 0.11427 | 0.11427 | 0.11427 | 0.11427 | 0.11427 | 0.11427 | 0.11427 | 0.11427 | 0.11427 | 0.11427 | 0.11427 | 0.11427 | 0.11427 | 0.11427 | 0.11427 | 0.11427 | 0.11427 | 0.11427 | 0.11427 | 0.11427 | 0.11427 | 0.11427 | 0.11427 | 0.11427 | 0.11427 | 0.11427 | 0.11427 | 0.11427 | 0.11427 | 0.11427
F5_Commercial_Lodging_New_Food Preparation_Natural Gas_Double Rack Oven_E2 | F5 | Commercial | Lodging | New | Food Preparation | Natural Gas | Double Rack Oven | E2 | Utility - Cost of Operation | 0.15197 | 0.15197 | 0.15197 | 0.15197 | 0.15197 | 0.15197 | 0.15197 | 0.15197 | 0.15197 | 0.15197 | 0.15197 | 0.15197 | 0.15197 | 0.15197 | 0.15197 | 0.15197 | 0.15197 | 0.15197 | 0.15197 | 0.15197 | 0.15197 | 0.15197 | 0.15197 | 0.15197 | 0.15197 | 0.15197 | 0.15197 | 0.15197 | 0.15197 | 0.15197 | 0.15197 | 0.15197 | 0.15197
F5_Commercial_Lodging_New_Food Preparation_Natural Gas_Double Rack Oven_E3 | F5 | Commercial | Lodging | New | Food Preparation | Natural Gas | Double Rack Oven | E3 | Utility - Cost of Operation | 0 | 0 | 0 | 0 | 0 | 0 | 0 | 0 | 0 | 0 | 0 | 0 | 0 | 0 | 0 | 0 | 0 | 0 | 0 | 0 | 0 | 0 | 0 | 0 | 0 | 0 | 0 | 0 | 0 | 0 | 0 | 0 | 0
F5_Commercial_Lodging_New_Food Preparation_Natural Gas_Double Rack Oven_E4 | F5 | Commercial | Lodging | New | Food Preparation | Natural Gas | Double Rack Oven | E4 | Utility - Cost of Operation | 0 | 0 | 0 | 0 | 0 | 0 | 0 | 0 | 0 | 0 | 0 | 0 | 0 | 0 | 0 | 0 | 0 | 0 | 0 | 0 | 0 | 0 | 0 | 0 | 0 | 0 | 0 | 0 | 0 | 0 | 0 | 0 | 0
F5_Commercial_Lodging_New_Food Preparation_Natural Gas_Double Rack Oven_E5 | F5 | Commercial | Lodging | New | Food Preparation | Natural Gas | Double Rack Oven | E5 | Utility - Cost of Operation | 0 | 0 | 0 | 0 | 0 | 0 | 0 | 0 | 0 | 0 | 0 | 0 | 0 | 0 | 0 | 0 | 0 | 0 | 0 | 0 | 0 | 0 | 0 | 0 | 0 | 0 | 0 | 0 | 0 | 0 | 0 | 0 | 0
F5_Commercial_Lodging_New_Food Preparation_Natural Gas_Double Rack Oven_E6 | F5 | Commercial | Lodging | New | Food Preparation | Natural Gas | Double Rack Oven | E6 | Utility - Cost of Operation | 0 | 0 | 0 | 0 | 0 | 0 | 0 | 0 | 0 | 0 | 0 | 0 | 0 | 0 | 0 | 0 | 0 | 0 | 0 | 0 | 0 | 0 | 0 | 0 | 0 | 0 | 0 | 0 | 0 | 0 | 0 | 0 | 0
F5_Commercial_Lodging_New_Food Preparation_Natural Gas_Double Rack Oven_E7 | F5 | Commercial | Lodging | New | Food Preparation | Natural Gas | Double Rack Oven | E7 | Utility - Cost of Operation | 0 | 0 | 0 | 0 | 0 | 0 | 0 | 0 | 0 | 0 | 0 | 0 | 0 | 0 | 0 | 0 | 0 | 0 | 0 | 0 | 0 | 0 | 0 | 0 | 0 | 0 | 0 | 0 | 0 | 0 | 0 | 0 | 0
F5_Commercial_Lodging_New_Food Preparation_Natural Gas_Double Rack Oven_E8 | F5 | Commercial | Lodging | New | Food Preparation | Natural Gas | Double Rack Oven | E8 | Utility - Cost of Operation | 0 | 0 | 0 | 0 | 0 | 0 | 0 | 0 | 0 | 0 | 0 | 0 | 0 | 0 | 0 | 0 | 0 | 0 | 0 | 0 | 0 | 0 | 0 | 0 | 0 | 0 | 0 | 0 | 0 | 0 | 0 | 0 | 0
F5_Commercial_Lodging_New_Food Preparation_Natural Gas_Double Rack Oven_E9 | F5 | Commercial | Lodging | New | Food Preparation | Natural Gas | Double Rack Oven | E9 | Utility - Cost of Operation | 0 | 0 | 0 | 0 | 0 | 0 | 0 | 0 | 0 | 0 | 0 | 0 | 0 | 0 | 0 | 0 | 0 | 0 | 0 | 0 | 0 | 0 | 0 | 0 | 0 | 0 | 0 | 0 | 0 | 0 | 0 | 0 | 0
F5_Commercial_Lodging_New_Food Preparation_Natural Gas_Double Rack Oven_E10 | F5 | Commercial | Lodging | New | Food Preparation | Natural Gas | Double Rack Oven | E10 | Utility - Cost of Operation | 0 | 0 | 0 | 0 | 0 | 0 | 0 | 0 | 0 | 0 | 0 | 0 | 0 | 0 | 0 | 0 | 0 | 0 | 0 | 0 | 0 | 0 | 0 | 0 | 0 | 0 | 0 | 0 | 0 | 0 | 0 | 0 | 0
F6_Commercial_Lodging_New_Food Preparation_Natural Gas_Double Rack Oven_E1 | F6 | Commercial | Lodging | New | Food Preparation | Natural Gas | Double Rack Oven | E1 | Utility - Value of Sales | 0.33469 | 0.33469 | 0.33469 | 0.33469 | 0.33469 | 0.33469 | 0.33469 | 0.33469 | 0.33469 | 0.33469 | 0.33469 | 0.33469 | 0.33469 | 0.33469 | 0.33469 | 0.33469 | 0.33469 | 0.33469 | 0.33469 | 0.33469 | 0.33469 | 0.33469 | 0.33469 | 0.33469 | 0.33469 | 0.33469 | 0.33469 | 0.33469 | 0.33469 | 0.33469 | 0.33469 | 0.33469 | 0.33469
F6_Commercial_Lodging_New_Food Preparation_Natural Gas_Double Rack Oven_E2 | F6 | Commercial | Lodging | New | Food Preparation | Natural Gas | Double Rack Oven | E2 | Utility - Value of Sales | 0.18256 | 0.18256 | 0.18256 | 0.18256 | 0.18256 | 0.18256 | 0.18256 | 0.18256 | 0.18256 | 0.18256 | 0.18256 | 0.18256 | 0.18256 | 0.18256 | 0.18256 | 0.18256 | 0.18256 | 0.18256 | 0.18256 | 0.18256 | 0.18256 | 0.18256 | 0.18256 | 0.18256 | 0.18256 | 0.18256 | 0.18256 | 0.18256 | 0.18256 | 0.18256 | 0.18256 | 0.18256 | 0.18256
F6_Commercial_Lodging_New_Food Preparation_Natural Gas_Double Rack Oven_E3 | F6 | Commercial | Lodging | New | Food Preparation | Natural Gas | Double Rack Oven | E3 | Utility - Value of Sales | 0 | 0 | 0 | 0 | 0 | 0 | 0 | 0 | 0 | 0 | 0 | 0 | 0 | 0 | 0 | 0 | 0 | 0 | 0 | 0 | 0 | 0 | 0 | 0 | 0 | 0 | 0 | 0 | 0 | 0 | 0 | 0 | 0
F6_Commercial_Lodging_New_Food Preparation_Natural Gas_Double Rack Oven_E4 | F6 | Commercial | Lodging | New | Food Preparation | Natural Gas | Double Rack Oven | E4 | Utility - Value of Sales | 0 | 0 | 0 | 0 | 0 | 0 | 0 | 0 | 0 | 0 | 0 | 0 | 0 | 0 | 0 | 0 | 0 | 0 | 0 | 0 | 0 | 0 | 0 | 0 | 0 | 0 | 0 | 0 | 0 | 0 | 0 | 0 | 0
F6_Commercial_Lodging_New_Food Preparation_Natural Gas_Double Rack Oven_E5 | F6 | Commercial | Lodging | New | Food Preparation | Natural Gas | Double Rack Oven | E5 | Utility - Value of Sales | 0 | 0 | 0 | 0 | 0 | 0 | 0 | 0 | 0 | 0 | 0 | 0 | 0 | 0 | 0 | 0 | 0 | 0 | 0 | 0 | 0 | 0 | 0 | 0 | 0 | 0 | 0 | 0 | 0 | 0 | 0 | 0 | 0
F6_Commercial_Lodging_New_Food Preparation_Natural Gas_Double Rack Oven_E6 | F6 | Commercial | Lodging | New | Food Preparation | Natural Gas | Double Rack Oven | E6 | Utility - Value of Sales | 0 | 0 | 0 | 0 | 0 | 0 | 0 | 0 | 0 | 0 | 0 | 0 | 0 | 0 | 0 | 0 | 0 | 0 | 0 | 0 | 0 | 0 | 0 | 0 | 0 | 0 | 0 | 0 | 0 | 0 | 0 | 0 | 0
F6_Commercial_Lodging_New_Food Preparation_Natural Gas_Double Rack Oven_E7 | F6 | Commercial | Lodging | New | Food Preparation | Natural Gas | Double Rack Oven | E7 | Utility - Value of Sales | 0 | 0 | 0 | 0 | 0 | 0 | 0 | 0 | 0 | 0 | 0 | 0 | 0 | 0 | 0 | 0 | 0 | 0 | 0 | 0 | 0 | 0 | 0 | 0 | 0 | 0 | 0 | 0 | 0 | 0 | 0 | 0 | 0
F6_Commercial_Lodging_New_Food Preparation_Natural Gas_Double Rack Oven_E8 | F6 | Commercial | Lodging | New | Food Preparation | Natural Gas | Double Rack Oven | E8 | Utility - Value of Sales | 0 | 0 | 0 | 0 | 0 | 0 | 0 | 0 | 0 | 0 | 0 | 0 | 0 | 0 | 0 | 0 | 0 | 0 | 0 | 0 | 0 | 0 | 0 | 0 | 0 | 0 | 0 | 0 | 0 | 0 | 0 | 0 | 0
F6_Commercial_Lodging_New_Food Preparation_Natural Gas_Double Rack Oven_E9 | F6 | Commercial | Lodging | New | Food Preparation | Natural Gas | Double Rack Oven | E9 | Utility - Value of Sales | 0 | 0 | 0 | 0 | 0 | 0 | 0 | 0 | 0 | 0 | 0 | 0 | 0 | 0 | 0 | 0 | 0 | 0 | 0 | 0 | 0 | 0 | 0 | 0 | 0 | 0 | 0 | 0 | 0 | 0 | 0 | 0 | 0
F6_Commercial_Lodging_New_Food Preparation_Natural Gas_Double Rack Oven_E10 | F6 | Commercial | Lodging | New | Food Preparation | Natural Gas | Double Rack Oven | E10 | Utility - Value of Sales | 0 | 0 | 0 | 0 | 0 | 0 | 0 | 0 | 0 | 0 | 0 | 0 | 0 | 0 | 0 | 0 | 0 | 0 | 0 | 0 | 0 | 0 | 0 | 0 | 0 | 0 | 0 | 0 | 0 | 0 | 0 | 0 | 0
F1_Commercial_Lodging_New_Food Preparation_Natural Gas_Fryer_E1 | F1 | Commercial | Lodging | New | Food Preparation | Natural Gas | Fryer | E1 | RVT - Cost of Equipment | 0.23254 | 0.23326 | 0.2346 | 0 | 0 | 0 | 0 | 0 | 0 | 0 | 0 | 0 | 0 | 0 | 0 | 0 | 0 | 0 | 0 | 0 | 0 | 0 | 0 | 0 | 0 | 0 | 0 | 0 | 0 | 0 | 0 | 0 | 0
F1_Commercial_Lodging_New_Food Preparation_Natural Gas_Fryer_E2 | F1 | Commercial | Lodging | New | Food Preparation | Natural Gas | Fryer | E2 | RVT - Cost of Equipment | 0.14252 | 0.14297 | 0.14378 | 0.1449 | 0.14652 | 0.14874 | 0.15051 | 0.15226 | 0.15405 | 0.15587 | 0.15743 | 0.1586 | 0.15959 | 0.16049 | 0.16154 | 0.16248 | 0.16366 | 0.16516 | 0.16694 | 0.16899 | 0.17129 | 0.17355 | 0.17569 | 0.17761 | 0.17932 | 0.18087 | 0.18198 | 0.1829 | 0.18375 | 0.18448 | 0.1852 | 0.18552 | 0.18552
F1_Commercial_Lodging_New_Food Preparation_Natural Gas_Fryer_E3 | F1 | Commercial | Lodging | New | Food Preparation | Natural Gas | Fryer | E3 | RVT - Cost of Equipment | 0 | 0 | 0 | 0 | 0 | 0 | 0 | 0 | 0 | 0 | 0 | 0 | 0 | 0 | 0 | 0 | 0 | 0 | 0 | 0 | 0 | 0 | 0 | 0 | 0 | 0 | 0 | 0 | 0 | 0 | 0 | 0 | 0
F1_Commercial_Lodging_New_Food Preparation_Natural Gas_Fryer_E4 | F1 | Commercial | Lodging | New | Food Preparation | Natural Gas | Fryer | E4 | RVT - Cost of Equipment | 0 | 0 | 0 | 0 | 0 | 0 | 0 | 0 | 0 | 0 | 0 | 0 | 0 | 0 | 0 | 0 | 0 | 0 | 0 | 0 | 0 | 0 | 0 | 0 | 0 | 0 | 0 | 0 | 0 | 0 | 0 | 0 | 0
F1_Commercial_Lodging_New_Food Preparation_Natural Gas_Fryer_E5 | F1 | Commercial | Lodging | New | Food Preparation | Natural Gas | Fryer | E5 | RVT - Cost of Equipment | 0 | 0 | 0 | 0 | 0 | 0 | 0 | 0 | 0 | 0 | 0 | 0 | 0 | 0 | 0 | 0 | 0 | 0 | 0 | 0 | 0 | 0 | 0 | 0 | 0 | 0 | 0 | 0 | 0 | 0 | 0 | 0 | 0
F1_Commercial_Lodging_New_Food Preparation_Natural Gas_Fryer_E6 | F1 | Commercial | Lodging | New | Food Preparation | Natural Gas | Fryer | E6 | RVT - Cost of Equipment | 0 | 0 | 0 | 0 | 0 | 0 | 0 | 0 | 0 | 0 | 0 | 0 | 0 | 0 | 0 | 0 | 0 | 0 | 0 | 0 | 0 | 0 | 0 | 0 | 0 | 0 | 0 | 0 | 0 | 0 | 0 | 0 | 0
F1_Commercial_Lodging_New_Food Preparation_Natural Gas_Fryer_E7 | F1 | Commercial | Lodging | New | Food Preparation | Natural Gas | Fryer | E7 | RVT - Cost of Equipment | 0 | 0 | 0 | 0 | 0 | 0 | 0 | 0 | 0 | 0 | 0 | 0 | 0 | 0 | 0 | 0 | 0 | 0 | 0 | 0 | 0 | 0 | 0 | 0 | 0 | 0 | 0 | 0 | 0 | 0 | 0 | 0 | 0
F1_Commercial_Lodging_New_Food Preparation_Natural Gas_Fryer_E8 | F1 | Commercial | Lodging | New | Food Preparation | Natural Gas | Fryer | E8 | RVT - Cost of Equipment | 0 | 0 | 0 | 0 | 0 | 0 | 0 | 0 | 0 | 0 | 0 | 0 | 0 | 0 | 0 | 0 | 0 | 0 | 0 | 0 | 0 | 0 | 0 | 0 | 0 | 0 | 0 | 0 | 0 | 0 | 0 | 0 | 0
F1_Commercial_Lodging_New_Food Preparation_Natural Gas_Fryer_E9 | F1 | Commercial | Lodging | New | Food Preparation | Natural Gas | Fryer | E9 | RVT - Cost of Equipment | 0 | 0 | 0 | 0 | 0 | 0 | 0 | 0 | 0 | 0 | 0 | 0 | 0 | 0 | 0 | 0 | 0 | 0 | 0 | 0 | 0 | 0 | 0 | 0 | 0 | 0 | 0 | 0 | 0 | 0 | 0 | 0 | 0
F1_Commercial_Lodging_New_Food Preparation_Natural Gas_Fryer_E10 | F1 | Commercial | Lodging | New | Food Preparation | Natural Gas | Fryer | E10 | RVT - Cost of Equipment | 0 | 0 | 0 | 0 | 0 | 0 | 0 | 0 | 0 | 0 | 0 | 0 | 0 | 0 | 0 | 0 | 0 | 0 | 0 | 0 | 0 | 0 | 0 | 0 | 0 | 0 | 0 | 0 | 0 | 0 | 0 | 0 | 0
F2_Commercial_Lodging_New_Food Preparation_Natural Gas_Fryer_E1 | F2 | Commercial | Lodging | New | Food Preparation | Natural Gas | Fryer | E1 | RVT - Cost of Operation | 0.2786 | 0.27946 | 0.28106 | 0 | 0 | 0 | 0 | 0 | 0 | 0 | 0 | 0 | 0 | 0 | 0 | 0 | 0 | 0 | 0 | 0 | 0 | 0 | 0 | 0 | 0 | 0 | 0 | 0 | 0 | 0 | 0 | 0 | 0
F2_Commercial_Lodging_New_Food Preparation_Natural Gas_Fryer_E2 | F2 | Commercial | Lodging | New | Food Preparation | Natural Gas | Fryer | E2 | RVT - Cost of Operation | 0.17075 | 0.17128 | 0.17226 | 0.17361 | 0.17554 | 0.17821 | 0.18032 | 0.18242 | 0.18456 | 0.18674 | 0.18861 | 0.19001 | 0.1912 | 0.19228 | 0.19353 | 0.19467 | 0.19608 | 0.19787 | 0.2 | 0.20247 | 0.20522 | 0.20792 | 0.21049 | 0.21279 | 0.21483 | 0.21669 | 0.21802 | 0.21912 | 0.22014 | 0.22102 | 0.22188 | 0.22226 | 0.22226
F2_Commercial_Lodging_New_Food Preparation_Natural Gas_Fryer_E3 | F2 | Commercial | Lodging | New | Food Preparation | Natural Gas | Fryer | E3 | RVT - Cost of Operation | 0 | 0 | 0 | 0 | 0 | 0 | 0 | 0 | 0 | 0 | 0 | 0 | 0 | 0 | 0 | 0 | 0 | 0 | 0 | 0 | 0 | 0 | 0 | 0 | 0 | 0 | 0 | 0 | 0 | 0 | 0 | 0 | 0
F2_Commercial_Lodging_New_Food Preparation_Natural Gas_Fryer_E4 | F2 | Commercial | Lodging | New | Food Preparation | Natural Gas | Fryer | E4 | RVT - Cost of Operation | 0 | 0 | 0 | 0 | 0 | 0 | 0 | 0 | 0 | 0 | 0 | 0 | 0 | 0 | 0 | 0 | 0 | 0 | 0 | 0 | 0 | 0 | 0 | 0 | 0 | 0 | 0 | 0 | 0 | 0 | 0 | 0 | 0
F2_Commercial_Lodging_New_Food Preparation_Natural Gas_Fryer_E5 | F2 | Commercial | Lodging | New | Food Preparation | Natural Gas | Fryer | E5 | RVT - Cost of Operation | 0 | 0 | 0 | 0 | 0 | 0 | 0 | 0 | 0 | 0 | 0 | 0 | 0 | 0 | 0 | 0 | 0 | 0 | 0 | 0 | 0 | 0 | 0 | 0 | 0 | 0 | 0 | 0 | 0 | 0 | 0 | 0 | 0
F2_Commercial_Lodging_New_Food Preparation_Natural Gas_Fryer_E6 | F2 | Commercial | Lodging | New | Food Preparation | Natural Gas | Fryer | E6 | RVT - Cost of Operation | 0 | 0 | 0 | 0 | 0 | 0 | 0 | 0 | 0 | 0 | 0 | 0 | 0 | 0 | 0 | 0 | 0 | 0 | 0 | 0 | 0 | 0 | 0 | 0 | 0 | 0 | 0 | 0 | 0 | 0 | 0 | 0 | 0
F2_Commercial_Lodging_New_Food Preparation_Natural Gas_Fryer_E7 | F2 | Commercial | Lodging | New | Food Preparation | Natural Gas | Fryer | E7 | RVT - Cost of Operation | 0 | 0 | 0 | 0 | 0 | 0 | 0 | 0 | 0 | 0 | 0 | 0 | 0 | 0 | 0 | 0 | 0 | 0 | 0 | 0 | 0 | 0 | 0 | 0 | 0 | 0 | 0 | 0 | 0 | 0 | 0 | 0 | 0
F2_Commercial_Lodging_New_Food Preparation_Natural Gas_Fryer_E8 | F2 | Commercial | Lodging | New | Food Preparation | Natural Gas | Fryer | E8 | RVT - Cost of Operation | 0 | 0 | 0 | 0 | 0 | 0 | 0 | 0 | 0 | 0 | 0 | 0 | 0 | 0 | 0 | 0 | 0 | 0 | 0 | 0 | 0 | 0 | 0 | 0 | 0 | 0 | 0 | 0 | 0 | 0 | 0 | 0 | 0
F2_Commercial_Lodging_New_Food Preparation_Natural Gas_Fryer_E9 | F2 | Commercial | Lodging | New | Food Preparation | Natural Gas | Fryer | E9 | RVT - Cost of Operation | 0 | 0 | 0 | 0 | 0 | 0 | 0 | 0 | 0 | 0 | 0 | 0 | 0 | 0 | 0 | 0 | 0 | 0 | 0 | 0 | 0 | 0 | 0 | 0 | 0 | 0 | 0 | 0 | 0 | 0 | 0 | 0 | 0
F2_Commercial_Lodging_New_Food Preparation_Natural Gas_Fryer_E10 | F2 | Commercial | Lodging | New | Food Preparation | Natural Gas | Fryer | E10 | RVT - Cost of Operation | 0 | 0 | 0 | 0 | 0 | 0 | 0 | 0 | 0 | 0 | 0 | 0 | 0 | 0 | 0 | 0 | 0 | 0 | 0 | 0 | 0 | 0 | 0 | 0 | 0 | 0 | 0 | 0 | 0 | 0 | 0 | 0 | 0
F3_Commercial_Lodging_New_Food Preparation_Natural Gas_Fryer_E1 | F3 | Commercial | Lodging | New | Food Preparation | Natural Gas | Fryer | E1 | System - kBTUs of Consumption | 0.11097 | 0.11097 | 0.11097 | 0 | 0 | 0 | 0 | 0 | 0 | 0 | 0 | 0 | 0 | 0 | 0 | 0 | 0 | 0 | 0 | 0 | 0 | 0 | 0 | 0 | 0 | 0 | 0 | 0 | 0 | 0 | 0 | 0 | 0
F3_Commercial_Lodging_New_Food Preparation_Natural Gas_Fryer_E2 | F3 | Commercial | Lodging | New | Food Preparation | Natural Gas | Fryer | E2 | System - kBTUs of Consumption | 0.13948 | 0.13948 | 0.13948 | 0.13948 | 0.13948 | 0.13948 | 0.13948 | 0.13948 | 0.13948 | 0.13948 | 0.13948 | 0.13948 | 0.13948 | 0.13948 | 0.13948 | 0.13948 | 0.13948 | 0.13948 | 0.13948 | 0.13948 | 0.13948 | 0.13948 | 0.13948 | 0.13948 | 0.13948 | 0.13948 | 0.13948 | 0.13948 | 0.13948 | 0.13948 | 0.13948 | 0.13948 | 0.13948
F3_Commercial_Lodging_New_Food Preparation_Natural Gas_Fryer_E3 | F3 | Commercial | Lodging | New | Food Preparation | Natural Gas | Fryer | E3 | System - kBTUs of Consumption | 0 | 0 | 0 | 0 | 0 | 0 | 0 | 0 | 0 | 0 | 0 | 0 | 0 | 0 | 0 | 0 | 0 | 0 | 0 | 0 | 0 | 0 | 0 | 0 | 0 | 0 | 0 | 0 | 0 | 0 | 0 | 0 | 0
F3_Commercial_Lodging_New_Food Preparation_Natural Gas_Fryer_E4 | F3 | Commercial | Lodging | New | Food Preparation | Natural Gas | Fryer | E4 | System - kBTUs of Consumption | 0 | 0 | 0 | 0 | 0 | 0 | 0 | 0 | 0 | 0 | 0 | 0 | 0 | 0 | 0 | 0 | 0 | 0 | 0 | 0 | 0 | 0 | 0 | 0 | 0 | 0 | 0 | 0 | 0 | 0 | 0 | 0 | 0
F3_Commercial_Lodging_New_Food Preparation_Natural Gas_Fryer_E5 | F3 | Commercial | Lodging | New | Food Preparation | Natural Gas | Fryer | E5 | System - kBTUs of Consumption | 0 | 0 | 0 | 0 | 0 | 0 | 0 | 0 | 0 | 0 | 0 | 0 | 0 | 0 | 0 | 0 | 0 | 0 | 0 | 0 | 0 | 0 | 0 | 0 | 0 | 0 | 0 | 0 | 0 | 0 | 0 | 0 | 0
F3_Commercial_Lodging_New_Food Preparation_Natural Gas_Fryer_E6 | F3 | Commercial | Lodging | New | Food Preparation | Natural Gas | Fryer | E6 | System - kBTUs of Consumption | 0 | 0 | 0 | 0 | 0 | 0 | 0 | 0 | 0 | 0 | 0 | 0 | 0 | 0 | 0 | 0 | 0 | 0 | 0 | 0 | 0 | 0 | 0 | 0 | 0 | 0 | 0 | 0 | 0 | 0 | 0 | 0 | 0
F3_Commercial_Lodging_New_Food Preparation_Natural Gas_Fryer_E7 | F3 | Commercial | Lodging | New | Food Preparation | Natural Gas | Fryer | E7 | System - kBTUs of Consumption | 0 | 0 | 0 | 0 | 0 | 0 | 0 | 0 | 0 | 0 | 0 | 0 | 0 | 0 | 0 | 0 | 0 | 0 | 0 | 0 | 0 | 0 | 0 | 0 | 0 | 0 | 0 | 0 | 0 | 0 | 0 | 0 | 0
F3_Commercial_Lodging_New_Food Preparation_Natural Gas_Fryer_E8 | F3 | Commercial | Lodging | New | Food Preparation | Natural Gas | Fryer | E8 | System - kBTUs of Consumption | 0 | 0 | 0 | 0 | 0 | 0 | 0 | 0 | 0 | 0 | 0 | 0 | 0 | 0 | 0 | 0 | 0 | 0 | 0 | 0 | 0 | 0 | 0 | 0 | 0 | 0 | 0 | 0 | 0 | 0 | 0 | 0 | 0
F3_Commercial_Lodging_New_Food Preparation_Natural Gas_Fryer_E9 | F3 | Commercial | Lodging | New | Food Preparation | Natural Gas | Fryer | E9 | System - kBTUs of Consumption | 0 | 0 | 0 | 0 | 0 | 0 | 0 | 0 | 0 | 0 | 0 | 0 | 0 | 0 | 0 | 0 | 0 | 0 | 0 | 0 | 0 | 0 | 0 | 0 | 0 | 0 | 0 | 0 | 0 | 0 | 0 | 0 | 0
F3_Commercial_Lodging_New_Food Preparation_Natural Gas_Fryer_E10 | F3 | Commercial | Lodging | New | Food Preparation | Natural Gas | Fryer | E10 | System - kBTUs of Consumption | 0 | 0 | 0 | 0 | 0 | 0 | 0 | 0 | 0 | 0 | 0 | 0 | 0 | 0 | 0 | 0 | 0 | 0 | 0 | 0 | 0 | 0 | 0 | 0 | 0 | 0 | 0 | 0 | 0 | 0 | 0 | 0 | 0
F4_Commercial_Lodging_New_Food Preparation_Natural Gas_Fryer_E1 | F4 | Commercial | Lodging | New | Food Preparation | Natural Gas | Fryer | E1 | Utility - Cost of Equipment | 0.2786 | 0.27946 | 0.28106 | 0 | 0 | 0 | 0 | 0 | 0 | 0 | 0 | 0 | 0 | 0 | 0 | 0 | 0 | 0 | 0 | 0 | 0 | 0 | 0 | 0 | 0 | 0 | 0 | 0 | 0 | 0 | 0 | 0 | 0
F4_Commercial_Lodging_New_Food Preparation_Natural Gas_Fryer_E2 | F4 | Commercial | Lodging | New | Food Preparation | Natural Gas | Fryer | E2 | Utility - Cost of Equipment | 0.17075 | 0.17128 | 0.17226 | 0.17361 | 0.17554 | 0.17821 | 0.18032 | 0.18242 | 0.18456 | 0.18674 | 0.18861 | 0.19001 | 0.1912 | 0.19228 | 0.19353 | 0.19467 | 0.19608 | 0.19787 | 0.2 | 0.20247 | 0.20522 | 0.20792 | 0.21049 | 0.21279 | 0.21483 | 0.21669 | 0.21802 | 0.21912 | 0.22014 | 0.22102 | 0.22188 | 0.22226 | 0.22226
F4_Commercial_Lodging_New_Food Preparation_Natural Gas_Fryer_E3 | F4 | Commercial | Lodging | New | Food Preparation | Natural Gas | Fryer | E3 | Utility - Cost of Equipment | 0 | 0 | 0 | 0 | 0 | 0 | 0 | 0 | 0 | 0 | 0 | 0 | 0 | 0 | 0 | 0 | 0 | 0 | 0 | 0 | 0 | 0 | 0 | 0 | 0 | 0 | 0 | 0 | 0 | 0 | 0 | 0 | 0
F4_Commercial_Lodging_New_Food Preparation_Natural Gas_Fryer_E4 | F4 | Commercial | Lodging | New | Food Preparation | Natural Gas | Fryer | E4 | Utility - Cost of Equipment | 0 | 0 | 0 | 0 | 0 | 0 | 0 | 0 | 0 | 0 | 0 | 0 | 0 | 0 | 0 | 0 | 0 | 0 | 0 | 0 | 0 | 0 | 0 | 0 | 0 | 0 | 0 | 0 | 0 | 0 | 0 | 0 | 0
F4_Commercial_Lodging_New_Food Preparation_Natural Gas_Fryer_E5 | F4 | Commercial | Lodging | New | Food Preparation | Natural Gas | Fryer | E5 | Utility - Cost of Equipment | 0 | 0 | 0 | 0 | 0 | 0 | 0 | 0 | 0 | 0 | 0 | 0 | 0 | 0 | 0 | 0 | 0 | 0 | 0 | 0 | 0 | 0 | 0 | 0 | 0 | 0 | 0 | 0 | 0 | 0 | 0 | 0 | 0
F4_Commercial_Lodging_New_Food Preparation_Natural Gas_Fryer_E6 | F4 | Commercial | Lodging | New | Food Preparation | Natural Gas | Fryer | E6 | Utility - Cost of Equipment | 0 | 0 | 0 | 0 | 0 | 0 | 0 | 0 | 0 | 0 | 0 | 0 | 0 | 0 | 0 | 0 | 0 | 0 | 0 | 0 | 0 | 0 | 0 | 0 | 0 | 0 | 0 | 0 | 0 | 0 | 0 | 0 | 0
F4_Commercial_Lodging_New_Food Preparation_Natural Gas_Fryer_E7 | F4 | Commercial | Lodging | New | Food Preparation | Natural Gas | Fryer | E7 | Utility - Cost of Equipment | 0 | 0 | 0 | 0 | 0 | 0 | 0 | 0 | 0 | 0 | 0 | 0 | 0 | 0 | 0 | 0 | 0 | 0 | 0 | 0 | 0 | 0 | 0 | 0 | 0 | 0 | 0 | 0 | 0 | 0 | 0 | 0 | 0
F4_Commercial_Lodging_New_Food Preparation_Natural Gas_Fryer_E8 | F4 | Commercial | Lodging | New | Food Preparation | Natural Gas | Fryer | E8 | Utility - Cost of Equipment | 0 | 0 | 0 | 0 | 0 | 0 | 0 | 0 | 0 | 0 | 0 | 0 | 0 | 0 | 0 | 0 | 0 | 0 | 0 | 0 | 0 | 0 | 0 | 0 | 0 | 0 | 0 | 0 | 0 | 0 | 0 | 0 | 0
F4_Commercial_Lodging_New_Food Preparation_Natural Gas_Fryer_E9 | F4 | Commercial | Lodging | New | Food Preparation | Natural Gas | Fryer | E9 | Utility - Cost of Equipment | 0 | 0 | 0 | 0 | 0 | 0 | 0 | 0 | 0 | 0 | 0 | 0 | 0 | 0 | 0 | 0 | 0 | 0 | 0 | 0 | 0 | 0 | 0 | 0 | 0 | 0 | 0 | 0 | 0 | 0 | 0 | 0 | 0
F4_Commercial_Lodging_New_Food Preparation_Natural Gas_Fryer_E10 | F4 | Commercial | Lodging | New | Food Preparation | Natural Gas | Fryer | E10 | Utility - Cost of Equipment | 0 | 0 | 0 | 0 | 0 | 0 | 0 | 0 | 0 | 0 | 0 | 0 | 0 | 0 | 0 | 0 | 0 | 0 | 0 | 0 | 0 | 0 | 0 | 0 | 0 | 0 | 0 | 0 | 0 | 0 | 0 | 0 | 0
F5_Commercial_Lodging_New_Food Preparation_Natural Gas_Fryer_E1 | F5 | Commercial | Lodging | New | Food Preparation | Natural Gas | Fryer | E1 | Utility - Cost of Operation | 0.11097 | 0.11097 | 0.11097 | 0 | 0 | 0 | 0 | 0 | 0 | 0 | 0 | 0 | 0 | 0 | 0 | 0 | 0 | 0 | 0 | 0 | 0 | 0 | 0 | 0 | 0 | 0 | 0 | 0 | 0 | 0 | 0 | 0 | 0
F5_Commercial_Lodging_New_Food Preparation_Natural Gas_Fryer_E2 | F5 | Commercial | Lodging | New | Food Preparation | Natural Gas | Fryer | E2 | Utility - Cost of Operation | 0.13948 | 0.13948 | 0.13948 | 0.13948 | 0.13948 | 0.13948 | 0.13948 | 0.13948 | 0.13948 | 0.13948 | 0.13948 | 0.13948 | 0.13948 | 0.13948 | 0.13948 | 0.13948 | 0.13948 | 0.13948 | 0.13948 | 0.13948 | 0.13948 | 0.13948 | 0.13948 | 0.13948 | 0.13948 | 0.13948 | 0.13948 | 0.13948 | 0.13948 | 0.13948 | 0.13948 | 0.13948 | 0.13948
F5_Commercial_Lodging_New_Food Preparation_Natural Gas_Fryer_E3 | F5 | Commercial | Lodging | New | Food Preparation | Natural Gas | Fryer | E3 | Utility - Cost of Operation | 0 | 0 | 0 | 0 | 0 | 0 | 0 | 0 | 0 | 0 | 0 | 0 | 0 | 0 | 0 | 0 | 0 | 0 | 0 | 0 | 0 | 0 | 0 | 0 | 0 | 0 | 0 | 0 | 0 | 0 | 0 | 0 | 0
F5_Commercial_Lodging_New_Food Preparation_Natural Gas_Fryer_E4 | F5 | Commercial | Lodging | New | Food Preparation | Natural Gas | Fryer | E4 | Utility - Cost of Operation | 0 | 0 | 0 | 0 | 0 | 0 | 0 | 0 | 0 | 0 | 0 | 0 | 0 | 0 | 0 | 0 | 0 | 0 | 0 | 0 | 0 | 0 | 0 | 0 | 0 | 0 | 0 | 0 | 0 | 0 | 0 | 0 | 0
F5_Commercial_Lodging_New_Food Preparation_Natural Gas_Fryer_E5 | F5 | Commercial | Lodging | New | Food Preparation | Natural Gas | Fryer | E5 | Utility - Cost of Operation | 0 | 0 | 0 | 0 | 0 | 0 | 0 | 0 | 0 | 0 | 0 | 0 | 0 | 0 | 0 | 0 | 0 | 0 | 0 | 0 | 0 | 0 | 0 | 0 | 0 | 0 | 0 | 0 | 0 | 0 | 0 | 0 | 0
F5_Commercial_Lodging_New_Food Preparation_Natural Gas_Fryer_E6 | F5 | Commercial | Lodging | New | Food Preparation | Natural Gas | Fryer | E6 | Utility - Cost of Operation | 0 | 0 | 0 | 0 | 0 | 0 | 0 | 0 | 0 | 0 | 0 | 0 | 0 | 0 | 0 | 0 | 0 | 0 | 0 | 0 | 0 | 0 | 0 | 0 | 0 | 0 | 0 | 0 | 0 | 0 | 0 | 0 | 0
F5_Commercial_Lodging_New_Food Preparation_Natural Gas_Fryer_E7 | F5 | Commercial | Lodging | New | Food Preparation | Natural Gas | Fryer | E7 | Utility - Cost of Operation | 0 | 0 | 0 | 0 | 0 | 0 | 0 | 0 | 0 | 0 | 0 | 0 | 0 | 0 | 0 | 0 | 0 | 0 | 0 | 0 | 0 | 0 | 0 | 0 | 0 | 0 | 0 | 0 | 0 | 0 | 0 | 0 | 0
F5_Commercial_Lodging_New_Food Preparation_Natural Gas_Fryer_E8 | F5 | Commercial | Lodging | New | Food Preparation | Natural Gas | Fryer | E8 | Utility - Cost of Operation | 0 | 0 | 0 | 0 | 0 | 0 | 0 | 0 | 0 | 0 | 0 | 0 | 0 | 0 | 0 | 0 | 0 | 0 | 0 | 0 | 0 | 0 | 0 | 0 | 0 | 0 | 0 | 0 | 0 | 0 | 0 | 0 | 0
F5_Commercial_Lodging_New_Food Preparation_Natural Gas_Fryer_E9 | F5 | Commercial | Lodging | New | Food Preparation | Natural Gas | Fryer | E9 | Utility - Cost of Operation | 0 | 0 | 0 | 0 | 0 | 0 | 0 | 0 | 0 | 0 | 0 | 0 | 0 | 0 | 0 | 0 | 0 | 0 | 0 | 0 | 0 | 0 | 0 | 0 | 0 | 0 | 0 | 0 | 0 | 0 | 0 | 0 | 0
F5_Commercial_Lodging_New_Food Preparation_Natural Gas_Fryer_E10 | F5 | Commercial | Lodging | New | Food Preparation | Natural Gas | Fryer | E10 | Utility - Cost of Operation | 0 | 0 | 0 | 0 | 0 | 0 | 0 | 0 | 0 | 0 | 0 | 0 | 0 | 0 | 0 | 0 | 0 | 0 | 0 | 0 | 0 | 0 | 0 | 0 | 0 | 0 | 0 | 0 | 0 | 0 | 0 | 0 | 0
F6_Commercial_Lodging_New_Food Preparation_Natural Gas_Fryer_E1 | F6 | Commercial | Lodging | New | Food Preparation | Natural Gas | Fryer | E1 | Utility - Value of Sales | 0.16948 | 0.16948 | 0.16948 | 0 | 0 | 0 | 0 | 0 | 0 | 0 | 0 | 0 | 0 | 0 | 0 | 0 | 0 | 0 | 0 | 0 | 0 | 0 | 0 | 0 | 0 | 0 | 0 | 0 | 0 | 0 | 0 | 0 | 0
F6_Commercial_Lodging_New_Food Preparation_Natural Gas_Fryer_E2 | F6 | Commercial | Lodging | New | Food Preparation | Natural Gas | Fryer | E2 | Utility - Value of Sales | 0.10387 | 0.10387 | 0.10387 | 0.10387 | 0.10387 | 0.10387 | 0.10387 | 0.10387 | 0.10387 | 0.10387 | 0.10387 | 0.10387 | 0.10387 | 0.10387 | 0.10387 | 0.10387 | 0.10387 | 0.10387 | 0.10387 | 0.10387 | 0.10387 | 0.10387 | 0.10387 | 0.10387 | 0.10387 | 0.10387 | 0.10387 | 0.10387 | 0.10387 | 0.10387 | 0.10387 | 0.10387 | 0.10387
F6_Commercial_Lodging_New_Food Preparation_Natural Gas_Fryer_E3 | F6 | Commercial | Lodging | New | Food Preparation | Natural Gas | Fryer | E3 | Utility - Value of Sales | 0 | 0 | 0 | 0 | 0 | 0 | 0 | 0 | 0 | 0 | 0 | 0 | 0 | 0 | 0 | 0 | 0 | 0 | 0 | 0 | 0 | 0 | 0 | 0 | 0 | 0 | 0 | 0 | 0 | 0 | 0 | 0 | 0
F6_Commercial_Lodging_New_Food Preparation_Natural Gas_Fryer_E4 | F6 | Commercial | Lodging | New | Food Preparation | Natural Gas | Fryer | E4 | Utility - Value of Sales | 0 | 0 | 0 | 0 | 0 | 0 | 0 | 0 | 0 | 0 | 0 | 0 | 0 | 0 | 0 | 0 | 0 | 0 | 0 | 0 | 0 | 0 | 0 | 0 | 0 | 0 | 0 | 0 | 0 | 0 | 0 | 0 | 0
F6_Commercial_Lodging_New_Food Preparation_Natural Gas_Fryer_E5 | F6 | Commercial | Lodging | New | Food Preparation | Natural Gas | Fryer | E5 | Utility - Value of Sales | 0 | 0 | 0 | 0 | 0 | 0 | 0 | 0 | 0 | 0 | 0 | 0 | 0 | 0 | 0 | 0 | 0 | 0 | 0 | 0 | 0 | 0 | 0 | 0 | 0 | 0 | 0 | 0 | 0 | 0 | 0 | 0 | 0
F6_Commercial_Lodging_New_Food Preparation_Natural Gas_Fryer_E6 | F6 | Commercial | Lodging | New | Food Preparation | Natural Gas | Fryer | E6 | Utility - Value of Sales | 0 | 0 | 0 | 0 | 0 | 0 | 0 | 0 | 0 | 0 | 0 | 0 | 0 | 0 | 0 | 0 | 0 | 0 | 0 | 0 | 0 | 0 | 0 | 0 | 0 | 0 | 0 | 0 | 0 | 0 | 0 | 0 | 0
F6_Commercial_Lodging_New_Food Preparation_Natural Gas_Fryer_E7 | F6 | Commercial | Lodging | New | Food Preparation | Natural Gas | Fryer | E7 | Utility - Value of Sales | 0 | 0 | 0 | 0 | 0 | 0 | 0 | 0 | 0 | 0 | 0 | 0 | 0 | 0 | 0 | 0 | 0 | 0 | 0 | 0 | 0 | 0 | 0 | 0 | 0 | 0 | 0 | 0 | 0 | 0 | 0 | 0 | 0
F6_Commercial_Lodging_New_Food Preparation_Natural Gas_Fryer_E8 | F6 | Commercial | Lodging | New | Food Preparation | Natural Gas | Fryer | E8 | Utility - Value of Sales | 0 | 0 | 0 | 0 | 0 | 0 | 0 | 0 | 0 | 0 | 0 | 0 | 0 | 0 | 0 | 0 | 0 | 0 | 0 | 0 | 0 | 0 | 0 | 0 | 0 | 0 | 0 | 0 | 0 | 0 | 0 | 0 | 0
F6_Commercial_Lodging_New_Food Preparation_Natural Gas_Fryer_E9 | F6 | Commercial | Lodging | New | Food Preparation | Natural Gas | Fryer | E9 | Utility - Value of Sales | 0 | 0 | 0 | 0 | 0 | 0 | 0 | 0 | 0 | 0 | 0 | 0 | 0 | 0 | 0 | 0 | 0 | 0 | 0 | 0 | 0 | 0 | 0 | 0 | 0 | 0 | 0 | 0 | 0 | 0 | 0 | 0 | 0
F6_Commercial_Lodging_New_Food Preparation_Natural Gas_Fryer_E10 | F6 | Commercial | Lodging | New | Food Preparation | Natural Gas | Fryer | E10 | Utility - Value of Sales | 0 | 0 | 0 | 0 | 0 | 0 | 0 | 0 | 0 | 0 | 0 | 0 | 0 | 0 | 0 | 0 | 0 | 0 | 0 | 0 | 0 | 0 | 0 | 0 | 0 | 0 | 0 | 0 | 0 | 0 | 0 | 0 | 0
F1_Commercial_Lodging_New_Food Preparation_Natural Gas_Broiler_E1 | F1 | Commercial | Lodging | New | Food Preparation | Natural Gas | Broiler | E1 | RVT - Cost of Equipment | 0.26045 | 0.26243 | 0.26465 | 0.26709 | 0.26987 | 0.27309 | 0.2757 | 0.2782 | 0.28075 | 0.2834 | 0.28592 | 0.28824 | 0.29061 | 0.29311 | 0.29586 | 0.29854 | 0.3014 | 0.30441 | 0.30755 | 0.31075 | 0.31398 | 0.317 | 0.31973 | 0.32214 | 0.32422 | 0.32601 | 0.32725 | 0.32818 | 0.32898 | 0.32967 | 0.33034 | 0.33064 | 0.33064
F1_Commercial_Lodging_New_Food Preparation_Natural Gas_Broiler_E2 | F1 | Commercial | Lodging | New | Food Preparation | Natural Gas | Broiler | E2 | RVT - Cost of Equipment | 0.16743 | 0.16871 | 0.17013 | 0.1717 | 0.17349 | 0.17556 | 0.17724 | 0.17885 | 0.18048 | 0.18218 | 0.18381 | 0.1853 | 0.18682 | 0.18842 | 0.19019 | 0.19192 | 0.19376 | 0.19569 | 0.19771 | 0.19977 | 0.20184 | 0.20379 | 0.20554 | 0.20709 | 0.20843 | 0.20958 | 0.21038 | 0.21097 | 0.21149 | 0.21193 | 0.21236 | 0.21256 | 0.21256
F1_Commercial_Lodging_New_Food Preparation_Natural Gas_Broiler_E3 | F1 | Commercial | Lodging | New | Food Preparation | Natural Gas | Broiler | E3 | RVT - Cost of Equipment | 0 | 0 | 0 | 0 | 0 | 0 | 0 | 0 | 0 | 0 | 0 | 0 | 0 | 0 | 0 | 0 | 0 | 0 | 0 | 0 | 0 | 0 | 0 | 0 | 0 | 0 | 0 | 0 | 0 | 0 | 0 | 0 | 0
F1_Commercial_Lodging_New_Food Preparation_Natural Gas_Broiler_E4 | F1 | Commercial | Lodging | New | Food Preparation | Natural Gas | Broiler | E4 | RVT - Cost of Equipment | 0 | 0 | 0 | 0 | 0 | 0 | 0 | 0 | 0 | 0 | 0 | 0 | 0 | 0 | 0 | 0 | 0 | 0 | 0 | 0 | 0 | 0 | 0 | 0 | 0 | 0 | 0 | 0 | 0 | 0 | 0 | 0 | 0
F1_Commercial_Lodging_New_Food Preparation_Natural Gas_Broiler_E5 | F1 | Commercial | Lodging | New | Food Preparation | Natural Gas | Broiler | E5 | RVT - Cost of Equipment | 0 | 0 | 0 | 0 | 0 | 0 | 0 | 0 | 0 | 0 | 0 | 0 | 0 | 0 | 0 | 0 | 0 | 0 | 0 | 0 | 0 | 0 | 0 | 0 | 0 | 0 | 0 | 0 | 0 | 0 | 0 | 0 | 0
F1_Commercial_Lodging_New_Food Preparation_Natural Gas_Broiler_E6 | F1 | Commercial | Lodging | New | Food Preparation | Natural Gas | Broiler | E6 | RVT - Cost of Equipment | 0 | 0 | 0 | 0 | 0 | 0 | 0 | 0 | 0 | 0 | 0 | 0 | 0 | 0 | 0 | 0 | 0 | 0 | 0 | 0 | 0 | 0 | 0 | 0 | 0 | 0 | 0 | 0 | 0 | 0 | 0 | 0 | 0
F1_Commercial_Lodging_New_Food Preparation_Natural Gas_Broiler_E7 | F1 | Commercial | Lodging | New | Food Preparation | Natural Gas | Broiler | E7 | RVT - Cost of Equipment | 0 | 0 | 0 | 0 | 0 | 0 | 0 | 0 | 0 | 0 | 0 | 0 | 0 | 0 | 0 | 0 | 0 | 0 | 0 | 0 | 0 | 0 | 0 | 0 | 0 | 0 | 0 | 0 | 0 | 0 | 0 | 0 | 0
F1_Commercial_Lodging_New_Food Preparation_Natural Gas_Broiler_E8 | F1 | Commercial | Lodging | New | Food Preparation | Natural Gas | Broiler | E8 | RVT - Cost of Equipment | 0 | 0 | 0 | 0 | 0 | 0 | 0 | 0 | 0 | 0 | 0 | 0 | 0 | 0 | 0 | 0 | 0 | 0 | 0 | 0 | 0 | 0 | 0 | 0 | 0 | 0 | 0 | 0 | 0 | 0 | 0 | 0 | 0
F1_Commercial_Lodging_New_Food Preparation_Natural Gas_Broiler_E9 | F1 | Commercial | Lodging | New | Food Preparation | Natural Gas | Broiler | E9 | RVT - Cost of Equipment | 0 | 0 | 0 | 0 | 0 | 0 | 0 | 0 | 0 | 0 | 0 | 0 | 0 | 0 | 0 | 0 | 0 | 0 | 0 | 0 | 0 | 0 | 0 | 0 | 0 | 0 | 0 | 0 | 0 | 0 | 0 | 0 | 0
F1_Commercial_Lodging_New_Food Preparation_Natural Gas_Broiler_E10 | F1 | Commercial | Lodging | New | Food Preparation | Natural Gas | Broiler | E10 | RVT - Cost of Equipment | 0 | 0 | 0 | 0 | 0 | 0 | 0 | 0 | 0 | 0 | 0 | 0 | 0 | 0 | 0 | 0 | 0 | 0 | 0 | 0 | 0 | 0 | 0 | 0 | 0 | 0 | 0 | 0 | 0 | 0 | 0 | 0 | 0
F2_Commercial_Lodging_New_Food Preparation_Natural Gas_Broiler_E1 | F2 | Commercial | Lodging | New | Food Preparation | Natural Gas | Broiler | E1 | RVT - Cost of Operation | 0.31203 | 0.31441 | 0.31707 | 0.31999 | 0.32332 | 0.32718 | 0.33031 | 0.33331 | 0.33635 | 0.33953 | 0.34255 | 0.34533 | 0.34817 | 0.35116 | 0.35445 | 0.35768 | 0.36109 | 0.3647 | 0.36846 | 0.3723 | 0.37617 | 0.37979 | 0.38305 | 0.38594 | 0.38844 | 0.39058 | 0.39207 | 0.39318 | 0.39414 | 0.39496 | 0.39577 | 0.39613 | 0.39613
F2_Commercial_Lodging_New_Food Preparation_Natural Gas_Broiler_E2 | F2 | Commercial | Lodging | New | Food Preparation | Natural Gas | Broiler | E2 | RVT - Cost of Operation | 0.20059 | 0.20212 | 0.20383 | 0.20571 | 0.20785 | 0.21033 | 0.21234 | 0.21427 | 0.21623 | 0.21827 | 0.22021 | 0.222 | 0.22383 | 0.22575 | 0.22786 | 0.22993 | 0.23213 | 0.23445 | 0.23687 | 0.23934 | 0.24182 | 0.24415 | 0.24625 | 0.2481 | 0.24971 | 0.25109 | 0.25205 | 0.25276 | 0.25338 | 0.2539 | 0.25442 | 0.25466 | 0.25466
F2_Commercial_Lodging_New_Food Preparation_Natural Gas_Broiler_E3 | F2 | Commercial | Lodging | New | Food Preparation | Natural Gas | Broiler | E3 | RVT - Cost of Operation | 0 | 0 | 0 | 0 | 0 | 0 | 0 | 0 | 0 | 0 | 0 | 0 | 0 | 0 | 0 | 0 | 0 | 0 | 0 | 0 | 0 | 0 | 0 | 0 | 0 | 0 | 0 | 0 | 0 | 0 | 0 | 0 | 0
F2_Commercial_Lodging_New_Food Preparation_Natural Gas_Broiler_E4 | F2 | Commercial | Lodging | New | Food Preparation | Natural Gas | Broiler | E4 | RVT - Cost of Operation | 0 | 0 | 0 | 0 | 0 | 0 | 0 | 0 | 0 | 0 | 0 | 0 | 0 | 0 | 0 | 0 | 0 | 0 | 0 | 0 | 0 | 0 | 0 | 0 | 0 | 0 | 0 | 0 | 0 | 0 | 0 | 0 | 0
F2_Commercial_Lodging_New_Food Preparation_Natural Gas_Broiler_E5 | F2 | Commercial | Lodging | New | Food Preparation | Natural Gas | Broiler | E5 | RVT - Cost of Operation | 0 | 0 | 0 | 0 | 0 | 0 | 0 | 0 | 0 | 0 | 0 | 0 | 0 | 0 | 0 | 0 | 0 | 0 | 0 | 0 | 0 | 0 | 0 | 0 | 0 | 0 | 0 | 0 | 0 | 0 | 0 | 0 | 0
F2_Commercial_Lodging_New_Food Preparation_Natural Gas_Broiler_E6 | F2 | Commercial | Lodging | New | Food Preparation | Natural Gas | Broiler | E6 | RVT - Cost of Operation | 0 | 0 | 0 | 0 | 0 | 0 | 0 | 0 | 0 | 0 | 0 | 0 | 0 | 0 | 0 | 0 | 0 | 0 | 0 | 0 | 0 | 0 | 0 | 0 | 0 | 0 | 0 | 0 | 0 | 0 | 0 | 0 | 0
F2_Commercial_Lodging_New_Food Preparation_Natural Gas_Broiler_E7 | F2 | Commercial | Lodging | New | Food Preparation | Natural Gas | Broiler | E7 | RVT - Cost of Operation | 0 | 0 | 0 | 0 | 0 | 0 | 0 | 0 | 0 | 0 | 0 | 0 | 0 | 0 | 0 | 0 | 0 | 0 | 0 | 0 | 0 | 0 | 0 | 0 | 0 | 0 | 0 | 0 | 0 | 0 | 0 | 0 | 0
F2_Commercial_Lodging_New_Food Preparation_Natural Gas_Broiler_E8 | F2 | Commercial | Lodging | New | Food Preparation | Natural Gas | Broiler | E8 | RVT - Cost of Operation | 0 | 0 | 0 | 0 | 0 | 0 | 0 | 0 | 0 | 0 | 0 | 0 | 0 | 0 | 0 | 0 | 0 | 0 | 0 | 0 | 0 | 0 | 0 | 0 | 0 | 0 | 0 | 0 | 0 | 0 | 0 | 0 | 0
F2_Commercial_Lodging_New_Food Preparation_Natural Gas_Broiler_E9 | F2 | Commercial | Lodging | New | Food Preparation | Natural Gas | Broiler | E9 | RVT - Cost of Operation | 0 | 0 | 0 | 0 | 0 | 0 | 0 | 0 | 0 | 0 | 0 | 0 | 0 | 0 | 0 | 0 | 0 | 0 | 0 | 0 | 0 | 0 | 0 | 0 | 0 | 0 | 0 | 0 | 0 | 0 | 0 | 0 | 0
F2_Commercial_Lodging_New_Food Preparation_Natural Gas_Broiler_E10 | F2 | Commercial | Lodging | New | Food Preparation | Natural Gas | Broiler | E10 | RVT - Cost of Operation | 0 | 0 | 0 | 0 | 0 | 0 | 0 | 0 | 0 | 0 | 0 | 0 | 0 | 0 | 0 | 0 | 0 | 0 | 0 | 0 | 0 | 0 | 0 | 0 | 0 | 0 | 0 | 0 | 0 | 0 | 0 | 0 | 0
F3_Commercial_Lodging_New_Food Preparation_Natural Gas_Broiler_E1 | F3 | Commercial | Lodging | New | Food Preparation | Natural Gas | Broiler | E1 | System - kBTUs of Consumption | 0.086564 | 0.086564 | 0.086564 | 0.086564 | 0.086564 | 0.086564 | 0.086564 | 0.086564 | 0.086564 | 0.086564 | 0.086564 | 0.086564 | 0.086564 | 0.086564 | 0.086564 | 0.086564 | 0.086564 | 0.086564 | 0.086564 | 0.086564 | 0.086564 | 0.086564 | 0.086564 | 0.086564 | 0.086564 | 0.086564 | 0.086564 | 0.086564 | 0.086564 | 0.086564 | 0.086564 | 0.086564 | 0.086564
F3_Commercial_Lodging_New_Food Preparation_Natural Gas_Broiler_E2 | F3 | Commercial | Lodging | New | Food Preparation | Natural Gas | Broiler | E2 | System - kBTUs of Consumption | 0.12119 | 0.12119 | 0.12119 | 0.12119 | 0.12119 | 0.12119 | 0.12119 | 0.12119 | 0.12119 | 0.12119 | 0.12119 | 0.12119 | 0.12119 | 0.12119 | 0.12119 | 0.12119 | 0.12119 | 0.12119 | 0.12119 | 0.12119 | 0.12119 | 0.12119 | 0.12119 | 0.12119 | 0.12119 | 0.12119 | 0.12119 | 0.12119 | 0.12119 | 0.12119 | 0.12119 | 0.12119 | 0.12119
F3_Commercial_Lodging_New_Food Preparation_Natural Gas_Broiler_E3 | F3 | Commercial | Lodging | New | Food Preparation | Natural Gas | Broiler | E3 | System - kBTUs of Consumption | 0 | 0 | 0 | 0 | 0 | 0 | 0 | 0 | 0 | 0 | 0 | 0 | 0 | 0 | 0 | 0 | 0 | 0 | 0 | 0 | 0 | 0 | 0 | 0 | 0 | 0 | 0 | 0 | 0 | 0 | 0 | 0 | 0
F3_Commercial_Lodging_New_Food Preparation_Natural Gas_Broiler_E4 | F3 | Commercial | Lodging | New | Food Preparation | Natural Gas | Broiler | E4 | System - kBTUs of Consumption | 0 | 0 | 0 | 0 | 0 | 0 | 0 | 0 | 0 | 0 | 0 | 0 | 0 | 0 | 0 | 0 | 0 | 0 | 0 | 0 | 0 | 0 | 0 | 0 | 0 | 0 | 0 | 0 | 0 | 0 | 0 | 0 | 0
F3_Commercial_Lodging_New_Food Preparation_Natural Gas_Broiler_E5 | F3 | Commercial | Lodging | New | Food Preparation | Natural Gas | Broiler | E5 | System - kBTUs of Consumption | 0 | 0 | 0 | 0 | 0 | 0 | 0 | 0 | 0 | 0 | 0 | 0 | 0 | 0 | 0 | 0 | 0 | 0 | 0 | 0 | 0 | 0 | 0 | 0 | 0 | 0 | 0 | 0 | 0 | 0 | 0 | 0 | 0
F3_Commercial_Lodging_New_Food Preparation_Natural Gas_Broiler_E6 | F3 | Commercial | Lodging | New | Food Preparation | Natural Gas | Broiler | E6 | System - kBTUs of Consumption | 0 | 0 | 0 | 0 | 0 | 0 | 0 | 0 | 0 | 0 | 0 | 0 | 0 | 0 | 0 | 0 | 0 | 0 | 0 | 0 | 0 | 0 | 0 | 0 | 0 | 0 | 0 | 0 | 0 | 0 | 0 | 0 | 0
F3_Commercial_Lodging_New_Food Preparation_Natural Gas_Broiler_E7 | F3 | Commercial | Lodging | New | Food Preparation | Natural Gas | Broiler | E7 | System - kBTUs of Consumption | 0 | 0 | 0 | 0 | 0 | 0 | 0 | 0 | 0 | 0 | 0 | 0 | 0 | 0 | 0 | 0 | 0 | 0 | 0 | 0 | 0 | 0 | 0 | 0 | 0 | 0 | 0 | 0 | 0 | 0 | 0 | 0 | 0
F3_Commercial_Lodging_New_Food Preparation_Natural Gas_Broiler_E8 | F3 | Commercial | Lodging | New | Food Preparation | Natural Gas | Broiler | E8 | System - kBTUs of Consumption | 0 | 0 | 0 | 0 | 0 | 0 | 0 | 0 | 0 | 0 | 0 | 0 | 0 | 0 | 0 | 0 | 0 | 0 | 0 | 0 | 0 | 0 | 0 | 0 | 0 | 0 | 0 | 0 | 0 | 0 | 0 | 0 | 0
F3_Commercial_Lodging_New_Food Preparation_Natural Gas_Broiler_E9 | F3 | Commercial | Lodging | New | Food Preparation | Natural Gas | Broiler | E9 | System - kBTUs of Consumption | 0 | 0 | 0 | 0 | 0 | 0 | 0 | 0 | 0 | 0 | 0 | 0 | 0 | 0 | 0 | 0 | 0 | 0 | 0 | 0 | 0 | 0 | 0 | 0 | 0 | 0 | 0 | 0 | 0 | 0 | 0 | 0 | 0
F3_Commercial_Lodging_New_Food Preparation_Natural Gas_Broiler_E10 | F3 | Commercial | Lodging | New | Food Preparation | Natural Gas | Broiler | E10 | System - kBTUs of Consumption | 0 | 0 | 0 | 0 | 0 | 0 | 0 | 0 | 0 | 0 | 0 | 0 | 0 | 0 | 0 | 0 | 0 | 0 | 0 | 0 | 0 | 0 | 0 | 0 | 0 | 0 | 0 | 0 | 0 | 0 | 0 | 0 | 0
F4_Commercial_Lodging_New_Food Preparation_Natural Gas_Broiler_E1 | F4 | Commercial | Lodging | New | Food Preparation | Natural Gas | Broiler | E1 | Utility - Cost of Equipment | 0.31203 | 0.31441 | 0.31707 | 0.31999 | 0.32332 | 0.32718 | 0.33031 | 0.33331 | 0.33635 | 0.33953 | 0.34255 | 0.34533 | 0.34817 | 0.35116 | 0.35445 | 0.35768 | 0.36109 | 0.3647 | 0.36846 | 0.3723 | 0.37617 | 0.37979 | 0.38305 | 0.38594 | 0.38844 | 0.39058 | 0.39207 | 0.39318 | 0.39414 | 0.39496 | 0.39577 | 0.39613 | 0.39613
F4_Commercial_Lodging_New_Food Preparation_Natural Gas_Broiler_E2 | F4 | Commercial | Lodging | New | Food Preparation | Natural Gas | Broiler | E2 | Utility - Cost of Equipment | 0.20059 | 0.20212 | 0.20383 | 0.20571 | 0.20785 | 0.21033 | 0.21234 | 0.21427 | 0.21623 | 0.21827 | 0.22021 | 0.222 | 0.22383 | 0.22575 | 0.22786 | 0.22993 | 0.23213 | 0.23445 | 0.23687 | 0.23934 | 0.24182 | 0.24415 | 0.24625 | 0.2481 | 0.24971 | 0.25109 | 0.25205 | 0.25276 | 0.25338 | 0.2539 | 0.25442 | 0.25466 | 0.25466
F4_Commercial_Lodging_New_Food Preparation_Natural Gas_Broiler_E3 | F4 | Commercial | Lodging | New | Food Preparation | Natural Gas | Broiler | E3 | Utility - Cost of Equipment | 0 | 0 | 0 | 0 | 0 | 0 | 0 | 0 | 0 | 0 | 0 | 0 | 0 | 0 | 0 | 0 | 0 | 0 | 0 | 0 | 0 | 0 | 0 | 0 | 0 | 0 | 0 | 0 | 0 | 0 | 0 | 0 | 0
F4_Commercial_Lodging_New_Food Preparation_Natural Gas_Broiler_E4 | F4 | Commercial | Lodging | New | Food Preparation | Natural Gas | Broiler | E4 | Utility - Cost of Equipment | 0 | 0 | 0 | 0 | 0 | 0 | 0 | 0 | 0 | 0 | 0 | 0 | 0 | 0 | 0 | 0 | 0 | 0 | 0 | 0 | 0 | 0 | 0 | 0 | 0 | 0 | 0 | 0 | 0 | 0 | 0 | 0 | 0
F4_Commercial_Lodging_New_Food Preparation_Natural Gas_Broiler_E5 | F4 | Commercial | Lodging | New | Food Preparation | Natural Gas | Broiler | E5 | Utility - Cost of Equipment | 0 | 0 | 0 | 0 | 0 | 0 | 0 | 0 | 0 | 0 | 0 | 0 | 0 | 0 | 0 | 0 | 0 | 0 | 0 | 0 | 0 | 0 | 0 | 0 | 0 | 0 | 0 | 0 | 0 | 0 | 0 | 0 | 0
F4_Commercial_Lodging_New_Food Preparation_Natural Gas_Broiler_E6 | F4 | Commercial | Lodging | New | Food Preparation | Natural Gas | Broiler | E6 | Utility - Cost of Equipment | 0 | 0 | 0 | 0 | 0 | 0 | 0 | 0 | 0 | 0 | 0 | 0 | 0 | 0 | 0 | 0 | 0 | 0 | 0 | 0 | 0 | 0 | 0 | 0 | 0 | 0 | 0 | 0 | 0 | 0 | 0 | 0 | 0
F4_Commercial_Lodging_New_Food Preparation_Natural Gas_Broiler_E7 | F4 | Commercial | Lodging | New | Food Preparation | Natural Gas | Broiler | E7 | Utility - Cost of Equipment | 0 | 0 | 0 | 0 | 0 | 0 | 0 | 0 | 0 | 0 | 0 | 0 | 0 | 0 | 0 | 0 | 0 | 0 | 0 | 0 | 0 | 0 | 0 | 0 | 0 | 0 | 0 | 0 | 0 | 0 | 0 | 0 | 0
F4_Commercial_Lodging_New_Food Preparation_Natural Gas_Broiler_E8 | F4 | Commercial | Lodging | New | Food Preparation | Natural Gas | Broiler | E8 | Utility - Cost of Equipment | 0 | 0 | 0 | 0 | 0 | 0 | 0 | 0 | 0 | 0 | 0 | 0 | 0 | 0 | 0 | 0 | 0 | 0 | 0 | 0 | 0 | 0 | 0 | 0 | 0 | 0 | 0 | 0 | 0 | 0 | 0 | 0 | 0
F4_Commercial_Lodging_New_Food Preparation_Natural Gas_Broiler_E9 | F4 | Commercial | Lodging | New | Food Preparation | Natural Gas | Broiler | E9 | Utility - Cost of Equipment | 0 | 0 | 0 | 0 | 0 | 0 | 0 | 0 | 0 | 0 | 0 | 0 | 0 | 0 | 0 | 0 | 0 | 0 | 0 | 0 | 0 | 0 | 0 | 0 | 0 | 0 | 0 | 0 | 0 | 0 | 0 | 0 | 0
F4_Commercial_Lodging_New_Food Preparation_Natural Gas_Broiler_E10 | F4 | Commercial | Lodging | New | Food Preparation | Natural Gas | Broiler | E10 | Utility - Cost of Equipment | 0 | 0 | 0 | 0 | 0 | 0 | 0 | 0 | 0 | 0 | 0 | 0 | 0 | 0 | 0 | 0 | 0 | 0 | 0 | 0 | 0 | 0 | 0 | 0 | 0 | 0 | 0 | 0 | 0 | 0 | 0 | 0 | 0
F5_Commercial_Lodging_New_Food Preparation_Natural Gas_Broiler_E1 | F5 | Commercial | Lodging | New | Food Preparation | Natural Gas | Broiler | E1 | Utility - Cost of Operation | 0.086564 | 0.086564 | 0.086564 | 0.086564 | 0.086564 | 0.086564 | 0.086564 | 0.086564 | 0.086564 | 0.086564 | 0.086564 | 0.086564 | 0.086564 | 0.086564 | 0.086564 | 0.086564 | 0.086564 | 0.086564 | 0.086564 | 0.086564 | 0.086564 | 0.086564 | 0.086564 | 0.086564 | 0.086564 | 0.086564 | 0.086564 | 0.086564 | 0.086564 | 0.086564 | 0.086564 | 0.086564 | 0.086564
F5_Commercial_Lodging_New_Food Preparation_Natural Gas_Broiler_E2 | F5 | Commercial | Lodging | New | Food Preparation | Natural Gas | Broiler | E2 | Utility - Cost of Operation | 0.12119 | 0.12119 | 0.12119 | 0.12119 | 0.12119 | 0.12119 | 0.12119 | 0.12119 | 0.12119 | 0.12119 | 0.12119 | 0.12119 | 0.12119 | 0.12119 | 0.12119 | 0.12119 | 0.12119 | 0.12119 | 0.12119 | 0.12119 | 0.12119 | 0.12119 | 0.12119 | 0.12119 | 0.12119 | 0.12119 | 0.12119 | 0.12119 | 0.12119 | 0.12119 | 0.12119 | 0.12119 | 0.12119
F5_Commercial_Lodging_New_Food Preparation_Natural Gas_Broiler_E3 | F5 | Commercial | Lodging | New | Food Preparation | Natural Gas | Broiler | E3 | Utility - Cost of Operation | 0 | 0 | 0 | 0 | 0 | 0 | 0 | 0 | 0 | 0 | 0 | 0 | 0 | 0 | 0 | 0 | 0 | 0 | 0 | 0 | 0 | 0 | 0 | 0 | 0 | 0 | 0 | 0 | 0 | 0 | 0 | 0 | 0
F5_Commercial_Lodging_New_Food Preparation_Natural Gas_Broiler_E4 | F5 | Commercial | Lodging | New | Food Preparation | Natural Gas | Broiler | E4 | Utility - Cost of Operation | 0 | 0 | 0 | 0 | 0 | 0 | 0 | 0 | 0 | 0 | 0 | 0 | 0 | 0 | 0 | 0 | 0 | 0 | 0 | 0 | 0 | 0 | 0 | 0 | 0 | 0 | 0 | 0 | 0 | 0 | 0 | 0 | 0
F5_Commercial_Lodging_New_Food Preparation_Natural Gas_Broiler_E5 | F5 | Commercial | Lodging | New | Food Preparation | Natural Gas | Broiler | E5 | Utility - Cost of Operation | 0 | 0 | 0 | 0 | 0 | 0 | 0 | 0 | 0 | 0 | 0 | 0 | 0 | 0 | 0 | 0 | 0 | 0 | 0 | 0 | 0 | 0 | 0 | 0 | 0 | 0 | 0 | 0 | 0 | 0 | 0 | 0 | 0
F5_Commercial_Lodging_New_Food Preparation_Natural Gas_Broiler_E6 | F5 | Commercial | Lodging | New | Food Preparation | Natural Gas | Broiler | E6 | Utility - Cost of Operation | 0 | 0 | 0 | 0 | 0 | 0 | 0 | 0 | 0 | 0 | 0 | 0 | 0 | 0 | 0 | 0 | 0 | 0 | 0 | 0 | 0 | 0 | 0 | 0 | 0 | 0 | 0 | 0 | 0 | 0 | 0 | 0 | 0
F5_Commercial_Lodging_New_Food Preparation_Natural Gas_Broiler_E7 | F5 | Commercial | Lodging | New | Food Preparation | Natural Gas | Broiler | E7 | Utility - Cost of Operation | 0 | 0 | 0 | 0 | 0 | 0 | 0 | 0 | 0 | 0 | 0 | 0 | 0 | 0 | 0 | 0 | 0 | 0 | 0 | 0 | 0 | 0 | 0 | 0 | 0 | 0 | 0 | 0 | 0 | 0 | 0 | 0 | 0
F5_Commercial_Lodging_New_Food Preparation_Natural Gas_Broiler_E8 | F5 | Commercial | Lodging | New | Food Preparation | Natural Gas | Broiler | E8 | Utility - Cost of Operation | 0 | 0 | 0 | 0 | 0 | 0 | 0 | 0 | 0 | 0 | 0 | 0 | 0 | 0 | 0 | 0 | 0 | 0 | 0 | 0 | 0 | 0 | 0 | 0 | 0 | 0 | 0 | 0 | 0 | 0 | 0 | 0 | 0
F5_Commercial_Lodging_New_Food Preparation_Natural Gas_Broiler_E9 | F5 | Commercial | Lodging | New | Food Preparation | Natural Gas | Broiler | E9 | Utility - Cost of Operation | 0 | 0 | 0 | 0 | 0 | 0 | 0 | 0 | 0 | 0 | 0 | 0 | 0 | 0 | 0 | 0 | 0 | 0 | 0 | 0 | 0 | 0 | 0 | 0 | 0 | 0 | 0 | 0 | 0 | 0 | 0 | 0 | 0
F5_Commercial_Lodging_New_Food Preparation_Natural Gas_Broiler_E10 | F5 | Commercial | Lodging | New | Food Preparation | Natural Gas | Broiler | E10 | Utility - Cost of Operation | 0 | 0 | 0 | 0 | 0 | 0 | 0 | 0 | 0 | 0 | 0 | 0 | 0 | 0 | 0 | 0 | 0 | 0 | 0 | 0 | 0 | 0 | 0 | 0 | 0 | 0 | 0 | 0 | 0 | 0 | 0 | 0 | 0
F6_Commercial_Lodging_New_Food Preparation_Natural Gas_Broiler_E1 | F6 | Commercial | Lodging | New | Food Preparation | Natural Gas | Broiler | E1 | Utility - Value of Sales | 0.1848 | 0.1848 | 0.1848 | 0.1848 | 0.1848 | 0.1848 | 0.1848 | 0.1848 | 0.1848 | 0.1848 | 0.1848 | 0.1848 | 0.1848 | 0.1848 | 0.1848 | 0.1848 | 0.1848 | 0.1848 | 0.1848 | 0.1848 | 0.1848 | 0.1848 | 0.1848 | 0.1848 | 0.1848 | 0.1848 | 0.1848 | 0.1848 | 0.1848 | 0.1848 | 0.1848 | 0.1848 | 0.1848
F6_Commercial_Lodging_New_Food Preparation_Natural Gas_Broiler_E2 | F6 | Commercial | Lodging | New | Food Preparation | Natural Gas | Broiler | E2 | Utility - Value of Sales | 0.1188 | 0.1188 | 0.1188 | 0.1188 | 0.1188 | 0.1188 | 0.1188 | 0.1188 | 0.1188 | 0.1188 | 0.1188 | 0.1188 | 0.1188 | 0.1188 | 0.1188 | 0.1188 | 0.1188 | 0.1188 | 0.1188 | 0.1188 | 0.1188 | 0.1188 | 0.1188 | 0.1188 | 0.1188 | 0.1188 | 0.1188 | 0.1188 | 0.1188 | 0.1188 | 0.1188 | 0.1188 | 0.1188
F6_Commercial_Lodging_New_Food Preparation_Natural Gas_Broiler_E3 | F6 | Commercial | Lodging | New | Food Preparation | Natural Gas | Broiler | E3 | Utility - Value of Sales | 0 | 0 | 0 | 0 | 0 | 0 | 0 | 0 | 0 | 0 | 0 | 0 | 0 | 0 | 0 | 0 | 0 | 0 | 0 | 0 | 0 | 0 | 0 | 0 | 0 | 0 | 0 | 0 | 0 | 0 | 0 | 0 | 0
F6_Commercial_Lodging_New_Food Preparation_Natural Gas_Broiler_E4 | F6 | Commercial | Lodging | New | Food Preparation | Natural Gas | Broiler | E4 | Utility - Value of Sales | 0 | 0 | 0 | 0 | 0 | 0 | 0 | 0 | 0 | 0 | 0 | 0 | 0 | 0 | 0 | 0 | 0 | 0 | 0 | 0 | 0 | 0 | 0 | 0 | 0 | 0 | 0 | 0 | 0 | 0 | 0 | 0 | 0
F6_Commercial_Lodging_New_Food Preparation_Natural Gas_Broiler_E5 | F6 | Commercial | Lodging | New | Food Preparation | Natural Gas | Broiler | E5 | Utility - Value of Sales | 0 | 0 | 0 | 0 | 0 | 0 | 0 | 0 | 0 | 0 | 0 | 0 | 0 | 0 | 0 | 0 | 0 | 0 | 0 | 0 | 0 | 0 | 0 | 0 | 0 | 0 | 0 | 0 | 0 | 0 | 0 | 0 | 0
F6_Commercial_Lodging_New_Food Preparation_Natural Gas_Broiler_E6 | F6 | Commercial | Lodging | New | Food Preparation | Natural Gas | Broiler | E6 | Utility - Value of Sales | 0 | 0 | 0 | 0 | 0 | 0 | 0 | 0 | 0 | 0 | 0 | 0 | 0 | 0 | 0 | 0 | 0 | 0 | 0 | 0 | 0 | 0 | 0 | 0 | 0 | 0 | 0 | 0 | 0 | 0 | 0 | 0 | 0
F6_Commercial_Lodging_New_Food Preparation_Natural Gas_Broiler_E7 | F6 | Commercial | Lodging | New | Food Preparation | Natural Gas | Broiler | E7 | Utility - Value of Sales | 0 | 0 | 0 | 0 | 0 | 0 | 0 | 0 | 0 | 0 | 0 | 0 | 0 | 0 | 0 | 0 | 0 | 0 | 0 | 0 | 0 | 0 | 0 | 0 | 0 | 0 | 0 | 0 | 0 | 0 | 0 | 0 | 0
F6_Commercial_Lodging_New_Food Preparation_Natural Gas_Broiler_E8 | F6 | Commercial | Lodging | New | Food Preparation | Natural Gas | Broiler | E8 | Utility - Value of Sales | 0 | 0 | 0 | 0 | 0 | 0 | 0 | 0 | 0 | 0 | 0 | 0 | 0 | 0 | 0 | 0 | 0 | 0 | 0 | 0 | 0 | 0 | 0 | 0 | 0 | 0 | 0 | 0 | 0 | 0 | 0 | 0 | 0
F6_Commercial_Lodging_New_Food Preparation_Natural Gas_Broiler_E9 | F6 | Commercial | Lodging | New | Food Preparation | Natural Gas | Broiler | E9 | Utility - Value of Sales | 0 | 0 | 0 | 0 | 0 | 0 | 0 | 0 | 0 | 0 | 0 | 0 | 0 | 0 | 0 | 0 | 0 | 0 | 0 | 0 | 0 | 0 | 0 | 0 | 0 | 0 | 0 | 0 | 0 | 0 | 0 | 0 | 0
F6_Commercial_Lodging_New_Food Preparation_Natural Gas_Broiler_E10 | F6 | Commercial | Lodging | New | Food Preparation | Natural Gas | Broiler | E10 | Utility - Value of Sales | 0 | 0 | 0 | 0 | 0 | 0 | 0 | 0 | 0 | 0 | 0 | 0 | 0 | 0 | 0 | 0 | 0 | 0 | 0 | 0 | 0 | 0 | 0 | 0 | 0 | 0 | 0 | 0 | 0 | 0 | 0 | 0 | 0
F1_Commercial_Lodging_New_Food Preparation_Natural Gas_Griddle_E1 | F1 | Commercial | Lodging | New | Food Preparation | Natural Gas | Griddle | E1 | RVT - Cost of Equipment | 0.16072 | 0.16195 | 0.16331 | 0.16482 | 0.16654 | 0.16852 | 0.17013 | 0.17168 | 0.17325 | 0.17488 | 0.17644 | 0.17787 | 0.17934 | 0.18087 | 0.18257 | 0.18423 | 0.18599 | 0.18785 | 0.18979 | 0.19176 | 0.19375 | 0.19562 | 0.1973 | 0.19879 | 0.20007 | 0.20118 | 0.20195 | 0.20252 | 0.20301 | 0.20343 | 0.20385 | 0.20404 | 0.20404
F1_Commercial_Lodging_New_Food Preparation_Natural Gas_Griddle_E2 | F1 | Commercial | Lodging | New | Food Preparation | Natural Gas | Griddle | E2 | RVT - Cost of Equipment | 0.1473 | 0.14843 | 0.14968 | 0.15106 | 0.15263 | 0.15445 | 0.15593 | 0.15735 | 0.15878 | 0.16028 | 0.16171 | 0.16302 | 0.16436 | 0.16577 | 0.16733 | 0.16885 | 0.17046 | 0.17217 | 0.17394 | 0.17576 | 0.17758 | 0.17929 | 0.18083 | 0.18219 | 0.18337 | 0.18439 | 0.18509 | 0.18561 | 0.18606 | 0.18645 | 0.18683 | 0.187 | 0.187
F1_Commercial_Lodging_New_Food Preparation_Natural Gas_Griddle_E3 | F1 | Commercial | Lodging | New | Food Preparation | Natural Gas | Griddle | E3 | RVT - Cost of Equipment | 0 | 0 | 0 | 0 | 0 | 0 | 0 | 0 | 0 | 0 | 0 | 0 | 0 | 0 | 0 | 0 | 0 | 0 | 0 | 0 | 0 | 0 | 0 | 0 | 0 | 0 | 0 | 0 | 0 | 0 | 0 | 0 | 0
F1_Commercial_Lodging_New_Food Preparation_Natural Gas_Griddle_E4 | F1 | Commercial | Lodging | New | Food Preparation | Natural Gas | Griddle | E4 | RVT - Cost of Equipment | 0 | 0 | 0 | 0 | 0 | 0 | 0 | 0 | 0 | 0 | 0 | 0 | 0 | 0 | 0 | 0 | 0 | 0 | 0 | 0 | 0 | 0 | 0 | 0 | 0 | 0 | 0 | 0 | 0 | 0 | 0 | 0 | 0
F1_Commercial_Lodging_New_Food Preparation_Natural Gas_Griddle_E5 | F1 | Commercial | Lodging | New | Food Preparation | Natural Gas | Griddle | E5 | RVT - Cost of Equipment | 0 | 0 | 0 | 0 | 0 | 0 | 0 | 0 | 0 | 0 | 0 | 0 | 0 | 0 | 0 | 0 | 0 | 0 | 0 | 0 | 0 | 0 | 0 | 0 | 0 | 0 | 0 | 0 | 0 | 0 | 0 | 0 | 0
F1_Commercial_Lodging_New_Food Preparation_Natural Gas_Griddle_E6 | F1 | Commercial | Lodging | New | Food Preparation | Natural Gas | Griddle | E6 | RVT - Cost of Equipment | 0 | 0 | 0 | 0 | 0 | 0 | 0 | 0 | 0 | 0 | 0 | 0 | 0 | 0 | 0 | 0 | 0 | 0 | 0 | 0 | 0 | 0 | 0 | 0 | 0 | 0 | 0 | 0 | 0 | 0 | 0 | 0 | 0
F1_Commercial_Lodging_New_Food Preparation_Natural Gas_Griddle_E7 | F1 | Commercial | Lodging | New | Food Preparation | Natural Gas | Griddle | E7 | RVT - Cost of Equipment | 0 | 0 | 0 | 0 | 0 | 0 | 0 | 0 | 0 | 0 | 0 | 0 | 0 | 0 | 0 | 0 | 0 | 0 | 0 | 0 | 0 | 0 | 0 | 0 | 0 | 0 | 0 | 0 | 0 | 0 | 0 | 0 | 0
F1_Commercial_Lodging_New_Food Preparation_Natural Gas_Griddle_E8 | F1 | Commercial | Lodging | New | Food Preparation | Natural Gas | Griddle | E8 | RVT - Cost of Equipment | 0 | 0 | 0 | 0 | 0 | 0 | 0 | 0 | 0 | 0 | 0 | 0 | 0 | 0 | 0 | 0 | 0 | 0 | 0 | 0 | 0 | 0 | 0 | 0 | 0 | 0 | 0 | 0 | 0 | 0 | 0 | 0 | 0
F1_Commercial_Lodging_New_Food Preparation_Natural Gas_Griddle_E9 | F1 | Commercial | Lodging | New | Food Preparation | Natural Gas | Griddle | E9 | RVT - Cost of Equipment | 0 | 0 | 0 | 0 | 0 | 0 | 0 | 0 | 0 | 0 | 0 | 0 | 0 | 0 | 0 | 0 | 0 | 0 | 0 | 0 | 0 | 0 | 0 | 0 | 0 | 0 | 0 | 0 | 0 | 0 | 0 | 0 | 0
F1_Commercial_Lodging_New_Food Preparation_Natural Gas_Griddle_E10 | F1 | Commercial | Lodging | New | Food Preparation | Natural Gas | Griddle | E10 | RVT - Cost of Equipment | 0 | 0 | 0 | 0 | 0 | 0 | 0 | 0 | 0 | 0 | 0 | 0 | 0 | 0 | 0 | 0 | 0 | 0 | 0 | 0 | 0 | 0 | 0 | 0 | 0 | 0 | 0 | 0 | 0 | 0 | 0 | 0 | 0
F2_Commercial_Lodging_New_Food Preparation_Natural Gas_Griddle_E1 | F2 | Commercial | Lodging | New | Food Preparation | Natural Gas | Griddle | E1 | RVT - Cost of Operation | 0.19255 | 0.19402 | 0.19566 | 0.19746 | 0.19952 | 0.2019 | 0.20383 | 0.20568 | 0.20756 | 0.20952 | 0.21139 | 0.2131 | 0.21486 | 0.2167 | 0.21873 | 0.22072 | 0.22283 | 0.22506 | 0.22738 | 0.22975 | 0.23213 | 0.23436 | 0.23638 | 0.23816 | 0.2397 | 0.24103 | 0.24195 | 0.24263 | 0.24322 | 0.24373 | 0.24423 | 0.24445 | 0.24445
F2_Commercial_Lodging_New_Food Preparation_Natural Gas_Griddle_E2 | F2 | Commercial | Lodging | New | Food Preparation | Natural Gas | Griddle | E2 | RVT - Cost of Operation | 0.17648 | 0.17782 | 0.17933 | 0.18098 | 0.18286 | 0.18505 | 0.18681 | 0.18851 | 0.19023 | 0.19203 | 0.19374 | 0.19531 | 0.19692 | 0.19861 | 0.20047 | 0.20229 | 0.20423 | 0.20627 | 0.20839 | 0.21057 | 0.21275 | 0.2148 | 0.21665 | 0.21828 | 0.21969 | 0.22091 | 0.22175 | 0.22237 | 0.22292 | 0.22338 | 0.22384 | 0.22404 | 0.22404
F2_Commercial_Lodging_New_Food Preparation_Natural Gas_Griddle_E3 | F2 | Commercial | Lodging | New | Food Preparation | Natural Gas | Griddle | E3 | RVT - Cost of Operation | 0 | 0 | 0 | 0 | 0 | 0 | 0 | 0 | 0 | 0 | 0 | 0 | 0 | 0 | 0 | 0 | 0 | 0 | 0 | 0 | 0 | 0 | 0 | 0 | 0 | 0 | 0 | 0 | 0 | 0 | 0 | 0 | 0
F2_Commercial_Lodging_New_Food Preparation_Natural Gas_Griddle_E4 | F2 | Commercial | Lodging | New | Food Preparation | Natural Gas | Griddle | E4 | RVT - Cost of Operation | 0 | 0 | 0 | 0 | 0 | 0 | 0 | 0 | 0 | 0 | 0 | 0 | 0 | 0 | 0 | 0 | 0 | 0 | 0 | 0 | 0 | 0 | 0 | 0 | 0 | 0 | 0 | 0 | 0 | 0 | 0 | 0 | 0
F2_Commercial_Lodging_New_Food Preparation_Natural Gas_Griddle_E5 | F2 | Commercial | Lodging | New | Food Preparation | Natural Gas | Griddle | E5 | RVT - Cost of Operation | 0 | 0 | 0 | 0 | 0 | 0 | 0 | 0 | 0 | 0 | 0 | 0 | 0 | 0 | 0 | 0 | 0 | 0 | 0 | 0 | 0 | 0 | 0 | 0 | 0 | 0 | 0 | 0 | 0 | 0 | 0 | 0 | 0
F2_Commercial_Lodging_New_Food Preparation_Natural Gas_Griddle_E6 | F2 | Commercial | Lodging | New | Food Preparation | Natural Gas | Griddle | E6 | RVT - Cost of Operation | 0 | 0 | 0 | 0 | 0 | 0 | 0 | 0 | 0 | 0 | 0 | 0 | 0 | 0 | 0 | 0 | 0 | 0 | 0 | 0 | 0 | 0 | 0 | 0 | 0 | 0 | 0 | 0 | 0 | 0 | 0 | 0 | 0
F2_Commercial_Lodging_New_Food Preparation_Natural Gas_Griddle_E7 | F2 | Commercial | Lodging | New | Food Preparation | Natural Gas | Griddle | E7 | RVT - Cost of Operation | 0 | 0 | 0 | 0 | 0 | 0 | 0 | 0 | 0 | 0 | 0 | 0 | 0 | 0 | 0 | 0 | 0 | 0 | 0 | 0 | 0 | 0 | 0 | 0 | 0 | 0 | 0 | 0 | 0 | 0 | 0 | 0 | 0
F2_Commercial_Lodging_New_Food Preparation_Natural Gas_Griddle_E8 | F2 | Commercial | Lodging | New | Food Preparation | Natural Gas | Griddle | E8 | RVT - Cost of Operation | 0 | 0 | 0 | 0 | 0 | 0 | 0 | 0 | 0 | 0 | 0 | 0 | 0 | 0 | 0 | 0 | 0 | 0 | 0 | 0 | 0 | 0 | 0 | 0 | 0 | 0 | 0 | 0 | 0 | 0 | 0 | 0 | 0
F2_Commercial_Lodging_New_Food Preparation_Natural Gas_Griddle_E9 | F2 | Commercial | Lodging | New | Food Preparation | Natural Gas | Griddle | E9 | RVT - Cost of Operation | 0 | 0 | 0 | 0 | 0 | 0 | 0 | 0 | 0 | 0 | 0 | 0 | 0 | 0 | 0 | 0 | 0 | 0 | 0 | 0 | 0 | 0 | 0 | 0 | 0 | 0 | 0 | 0 | 0 | 0 | 0 | 0 | 0
F2_Commercial_Lodging_New_Food Preparation_Natural Gas_Griddle_E10 | F2 | Commercial | Lodging | New | Food Preparation | Natural Gas | Griddle | E10 | RVT - Cost of Operation | 0 | 0 | 0 | 0 | 0 | 0 | 0 | 0 | 0 | 0 | 0 | 0 | 0 | 0 | 0 | 0 | 0 | 0 | 0 | 0 | 0 | 0 | 0 | 0 | 0 | 0 | 0 | 0 | 0 | 0 | 0 | 0 | 0
F3_Commercial_Lodging_New_Food Preparation_Natural Gas_Griddle_E1 | F3 | Commercial | Lodging | New | Food Preparation | Natural Gas | Griddle | E1 | System - kBTUs of Consumption | 0.057882 | 0.057882 | 0.057882 | 0.057882 | 0.057882 | 0.057882 | 0.057882 | 0.057882 | 0.057882 | 0.057882 | 0.057882 | 0.057882 | 0.057882 | 0.057882 | 0.057882 | 0.057882 | 0.057882 | 0.057882 | 0.057882 | 0.057882 | 0.057882 | 0.057882 | 0.057882 | 0.057882 | 0.057882 | 0.057882 | 0.057882 | 0.057882 | 0.057882 | 0.057882 | 0.057882 | 0.057882 | 0.057882
F3_Commercial_Lodging_New_Food Preparation_Natural Gas_Griddle_E2 | F3 | Commercial | Lodging | New | Food Preparation | Natural Gas | Griddle | E2 | System - kBTUs of Consumption | 0.071931 | 0.071931 | 0.071931 | 0.071931 | 0.071931 | 0.071931 | 0.071931 | 0.071931 | 0.071931 | 0.071931 | 0.071931 | 0.071931 | 0.071931 | 0.071931 | 0.071931 | 0.071931 | 0.071931 | 0.071931 | 0.071931 | 0.071931 | 0.071931 | 0.071931 | 0.071931 | 0.071931 | 0.071931 | 0.071931 | 0.071931 | 0.071931 | 0.071931 | 0.071931 | 0.071931 | 0.071931 | 0.071931
F3_Commercial_Lodging_New_Food Preparation_Natural Gas_Griddle_E3 | F3 | Commercial | Lodging | New | Food Preparation | Natural Gas | Griddle | E3 | System - kBTUs of Consumption | 0 | 0 | 0 | 0 | 0 | 0 | 0 | 0 | 0 | 0 | 0 | 0 | 0 | 0 | 0 | 0 | 0 | 0 | 0 | 0 | 0 | 0 | 0 | 0 | 0 | 0 | 0 | 0 | 0 | 0 | 0 | 0 | 0
F3_Commercial_Lodging_New_Food Preparation_Natural Gas_Griddle_E4 | F3 | Commercial | Lodging | New | Food Preparation | Natural Gas | Griddle | E4 | System - kBTUs of Consumption | 0 | 0 | 0 | 0 | 0 | 0 | 0 | 0 | 0 | 0 | 0 | 0 | 0 | 0 | 0 | 0 | 0 | 0 | 0 | 0 | 0 | 0 | 0 | 0 | 0 | 0 | 0 | 0 | 0 | 0 | 0 | 0 | 0
F3_Commercial_Lodging_New_Food Preparation_Natural Gas_Griddle_E5 | F3 | Commercial | Lodging | New | Food Preparation | Natural Gas | Griddle | E5 | System - kBTUs of Consumption | 0 | 0 | 0 | 0 | 0 | 0 | 0 | 0 | 0 | 0 | 0 | 0 | 0 | 0 | 0 | 0 | 0 | 0 | 0 | 0 | 0 | 0 | 0 | 0 | 0 | 0 | 0 | 0 | 0 | 0 | 0 | 0 | 0
F3_Commercial_Lodging_New_Food Preparation_Natural Gas_Griddle_E6 | F3 | Commercial | Lodging | New | Food Preparation | Natural Gas | Griddle | E6 | System - kBTUs of Consumption | 0 | 0 | 0 | 0 | 0 | 0 | 0 | 0 | 0 | 0 | 0 | 0 | 0 | 0 | 0 | 0 | 0 | 0 | 0 | 0 | 0 | 0 | 0 | 0 | 0 | 0 | 0 | 0 | 0 | 0 | 0 | 0 | 0
F3_Commercial_Lodging_New_Food Preparation_Natural Gas_Griddle_E7 | F3 | Commercial | Lodging | New | Food Preparation | Natural Gas | Griddle | E7 | System - kBTUs of Consumption | 0 | 0 | 0 | 0 | 0 | 0 | 0 | 0 | 0 | 0 | 0 | 0 | 0 | 0 | 0 | 0 | 0 | 0 | 0 | 0 | 0 | 0 | 0 | 0 | 0 | 0 | 0 | 0 | 0 | 0 | 0 | 0 | 0
F3_Commercial_Lodging_New_Food Preparation_Natural Gas_Griddle_E8 | F3 | Commercial | Lodging | New | Food Preparation | Natural Gas | Griddle | E8 | System - kBTUs of Consumption | 0 | 0 | 0 | 0 | 0 | 0 | 0 | 0 | 0 | 0 | 0 | 0 | 0 | 0 | 0 | 0 | 0 | 0 | 0 | 0 | 0 | 0 | 0 | 0 | 0 | 0 | 0 | 0 | 0 | 0 | 0 | 0 | 0
F3_Commercial_Lodging_New_Food Preparation_Natural Gas_Griddle_E9 | F3 | Commercial | Lodging | New | Food Preparation | Natural Gas | Griddle | E9 | System - kBTUs of Consumption | 0 | 0 | 0 | 0 | 0 | 0 | 0 | 0 | 0 | 0 | 0 | 0 | 0 | 0 | 0 | 0 | 0 | 0 | 0 | 0 | 0 | 0 | 0 | 0 | 0 | 0 | 0 | 0 | 0 | 0 | 0 | 0 | 0
F3_Commercial_Lodging_New_Food Preparation_Natural Gas_Griddle_E10 | F3 | Commercial | Lodging | New | Food Preparation | Natural Gas | Griddle | E10 | System - kBTUs of Consumption | 0 | 0 | 0 | 0 | 0 | 0 | 0 | 0 | 0 | 0 | 0 | 0 | 0 | 0 | 0 | 0 | 0 | 0 | 0 | 0 | 0 | 0 | 0 | 0 | 0 | 0 | 0 | 0 | 0 | 0 | 0 | 0 | 0
F4_Commercial_Lodging_New_Food Preparation_Natural Gas_Griddle_E1 | F4 | Commercial | Lodging | New | Food Preparation | Natural Gas | Griddle | E1 | Utility - Cost of Equipment | 0.19255 | 0.19402 | 0.19566 | 0.19746 | 0.19952 | 0.2019 | 0.20383 | 0.20568 | 0.20756 | 0.20952 | 0.21139 | 0.2131 | 0.21486 | 0.2167 | 0.21873 | 0.22072 | 0.22283 | 0.22506 | 0.22738 | 0.22975 | 0.23213 | 0.23436 | 0.23638 | 0.23816 | 0.2397 | 0.24103 | 0.24195 | 0.24263 | 0.24322 | 0.24373 | 0.24423 | 0.24445 | 0.24445
F4_Commercial_Lodging_New_Food Preparation_Natural Gas_Griddle_E2 | F4 | Commercial | Lodging | New | Food Preparation | Natural Gas | Griddle | E2 | Utility - Cost of Equipment | 0.17648 | 0.17782 | 0.17933 | 0.18098 | 0.18286 | 0.18505 | 0.18681 | 0.18851 | 0.19023 | 0.19203 | 0.19374 | 0.19531 | 0.19692 | 0.19861 | 0.20047 | 0.20229 | 0.20423 | 0.20627 | 0.20839 | 0.21057 | 0.21275 | 0.2148 | 0.21665 | 0.21828 | 0.21969 | 0.22091 | 0.22175 | 0.22237 | 0.22292 | 0.22338 | 0.22384 | 0.22404 | 0.22404
F4_Commercial_Lodging_New_Food Preparation_Natural Gas_Griddle_E3 | F4 | Commercial | Lodging | New | Food Preparation | Natural Gas | Griddle | E3 | Utility - Cost of Equipment | 0 | 0 | 0 | 0 | 0 | 0 | 0 | 0 | 0 | 0 | 0 | 0 | 0 | 0 | 0 | 0 | 0 | 0 | 0 | 0 | 0 | 0 | 0 | 0 | 0 | 0 | 0 | 0 | 0 | 0 | 0 | 0 | 0
F4_Commercial_Lodging_New_Food Preparation_Natural Gas_Griddle_E4 | F4 | Commercial | Lodging | New | Food Preparation | Natural Gas | Griddle | E4 | Utility - Cost of Equipment | 0 | 0 | 0 | 0 | 0 | 0 | 0 | 0 | 0 | 0 | 0 | 0 | 0 | 0 | 0 | 0 | 0 | 0 | 0 | 0 | 0 | 0 | 0 | 0 | 0 | 0 | 0 | 0 | 0 | 0 | 0 | 0 | 0
F4_Commercial_Lodging_New_Food Preparation_Natural Gas_Griddle_E5 | F4 | Commercial | Lodging | New | Food Preparation | Natural Gas | Griddle | E5 | Utility - Cost of Equipment | 0 | 0 | 0 | 0 | 0 | 0 | 0 | 0 | 0 | 0 | 0 | 0 | 0 | 0 | 0 | 0 | 0 | 0 | 0 | 0 | 0 | 0 | 0 | 0 | 0 | 0 | 0 | 0 | 0 | 0 | 0 | 0 | 0
F4_Commercial_Lodging_New_Food Preparation_Natural Gas_Griddle_E6 | F4 | Commercial | Lodging | New | Food Preparation | Natural Gas | Griddle | E6 | Utility - Cost of Equipment | 0 | 0 | 0 | 0 | 0 | 0 | 0 | 0 | 0 | 0 | 0 | 0 | 0 | 0 | 0 | 0 | 0 | 0 | 0 | 0 | 0 | 0 | 0 | 0 | 0 | 0 | 0 | 0 | 0 | 0 | 0 | 0 | 0
F4_Commercial_Lodging_New_Food Preparation_Natural Gas_Griddle_E7 | F4 | Commercial | Lodging | New | Food Preparation | Natural Gas | Griddle | E7 | Utility - Cost of Equipment | 0 | 0 | 0 | 0 | 0 | 0 | 0 | 0 | 0 | 0 | 0 | 0 | 0 | 0 | 0 | 0 | 0 | 0 | 0 | 0 | 0 | 0 | 0 | 0 | 0 | 0 | 0 | 0 | 0 | 0 | 0 | 0 | 0
F4_Commercial_Lodging_New_Food Preparation_Natural Gas_Griddle_E8 | F4 | Commercial | Lodging | New | Food Preparation | Natural Gas | Griddle | E8 | Utility - Cost of Equipment | 0 | 0 | 0 | 0 | 0 | 0 | 0 | 0 | 0 | 0 | 0 | 0 | 0 | 0 | 0 | 0 | 0 | 0 | 0 | 0 | 0 | 0 | 0 | 0 | 0 | 0 | 0 | 0 | 0 | 0 | 0 | 0 | 0
F4_Commercial_Lodging_New_Food Preparation_Natural Gas_Griddle_E9 | F4 | Commercial | Lodging | New | Food Preparation | Natural Gas | Griddle | E9 | Utility - Cost of Equipment | 0 | 0 | 0 | 0 | 0 | 0 | 0 | 0 | 0 | 0 | 0 | 0 | 0 | 0 | 0 | 0 | 0 | 0 | 0 | 0 | 0 | 0 | 0 | 0 | 0 | 0 | 0 | 0 | 0 | 0 | 0 | 0 | 0
F4_Commercial_Lodging_New_Food Preparation_Natural Gas_Griddle_E10 | F4 | Commercial | Lodging | New | Food Preparation | Natural Gas | Griddle | E10 | Utility - Cost of Equipment | 0 | 0 | 0 | 0 | 0 | 0 | 0 | 0 | 0 | 0 | 0 | 0 | 0 | 0 | 0 | 0 | 0 | 0 | 0 | 0 | 0 | 0 | 0 | 0 | 0 | 0 | 0 | 0 | 0 | 0 | 0 | 0 | 0
F5_Commercial_Lodging_New_Food Preparation_Natural Gas_Griddle_E1 | F5 | Commercial | Lodging | New | Food Preparation | Natural Gas | Griddle | E1 | Utility - Cost of Operation | 0.057882 | 0.057882 | 0.057882 | 0.057882 | 0.057882 | 0.057882 | 0.057882 | 0.057882 | 0.057882 | 0.057882 | 0.057882 | 0.057882 | 0.057882 | 0.057882 | 0.057882 | 0.057882 | 0.057882 | 0.057882 | 0.057882 | 0.057882 | 0.057882 | 0.057882 | 0.057882 | 0.057882 | 0.057882 | 0.057882 | 0.057882 | 0.057882 | 0.057882 | 0.057882 | 0.057882 | 0.057882 | 0.057882
F5_Commercial_Lodging_New_Food Preparation_Natural Gas_Griddle_E2 | F5 | Commercial | Lodging | New | Food Preparation | Natural Gas | Griddle | E2 | Utility - Cost of Operation | 0.071931 | 0.071931 | 0.071931 | 0.071931 | 0.071931 | 0.071931 | 0.071931 | 0.071931 | 0.071931 | 0.071931 | 0.071931 | 0.071931 | 0.071931 | 0.071931 | 0.071931 | 0.071931 | 0.071931 | 0.071931 | 0.071931 | 0.071931 | 0.071931 | 0.071931 | 0.071931 | 0.071931 | 0.071931 | 0.071931 | 0.071931 | 0.071931 | 0.071931 | 0.071931 | 0.071931 | 0.071931 | 0.071931
F5_Commercial_Lodging_New_Food Preparation_Natural Gas_Griddle_E3 | F5 | Commercial | Lodging | New | Food Preparation | Natural Gas | Griddle | E3 | Utility - Cost of Operation | 0 | 0 | 0 | 0 | 0 | 0 | 0 | 0 | 0 | 0 | 0 | 0 | 0 | 0 | 0 | 0 | 0 | 0 | 0 | 0 | 0 | 0 | 0 | 0 | 0 | 0 | 0 | 0 | 0 | 0 | 0 | 0 | 0
F5_Commercial_Lodging_New_Food Preparation_Natural Gas_Griddle_E4 | F5 | Commercial | Lodging | New | Food Preparation | Natural Gas | Griddle | E4 | Utility - Cost of Operation | 0 | 0 | 0 | 0 | 0 | 0 | 0 | 0 | 0 | 0 | 0 | 0 | 0 | 0 | 0 | 0 | 0 | 0 | 0 | 0 | 0 | 0 | 0 | 0 | 0 | 0 | 0 | 0 | 0 | 0 | 0 | 0 | 0
F5_Commercial_Lodging_New_Food Preparation_Natural Gas_Griddle_E5 | F5 | Commercial | Lodging | New | Food Preparation | Natural Gas | Griddle | E5 | Utility - Cost of Operation | 0 | 0 | 0 | 0 | 0 | 0 | 0 | 0 | 0 | 0 | 0 | 0 | 0 | 0 | 0 | 0 | 0 | 0 | 0 | 0 | 0 | 0 | 0 | 0 | 0 | 0 | 0 | 0 | 0 | 0 | 0 | 0 | 0
F5_Commercial_Lodging_New_Food Preparation_Natural Gas_Griddle_E6 | F5 | Commercial | Lodging | New | Food Preparation | Natural Gas | Griddle | E6 | Utility - Cost of Operation | 0 | 0 | 0 | 0 | 0 | 0 | 0 | 0 | 0 | 0 | 0 | 0 | 0 | 0 | 0 | 0 | 0 | 0 | 0 | 0 | 0 | 0 | 0 | 0 | 0 | 0 | 0 | 0 | 0 | 0 | 0 | 0 | 0
F5_Commercial_Lodging_New_Food Preparation_Natural Gas_Griddle_E7 | F5 | Commercial | Lodging | New | Food Preparation | Natural Gas | Griddle | E7 | Utility - Cost of Operation | 0 | 0 | 0 | 0 | 0 | 0 | 0 | 0 | 0 | 0 | 0 | 0 | 0 | 0 | 0 | 0 | 0 | 0 | 0 | 0 | 0 | 0 | 0 | 0 | 0 | 0 | 0 | 0 | 0 | 0 | 0 | 0 | 0
F5_Commercial_Lodging_New_Food Preparation_Natural Gas_Griddle_E8 | F5 | Commercial | Lodging | New | Food Preparation | Natural Gas | Griddle | E8 | Utility - Cost of Operation | 0 | 0 | 0 | 0 | 0 | 0 | 0 | 0 | 0 | 0 | 0 | 0 | 0 | 0 | 0 | 0 | 0 | 0 | 0 | 0 | 0 | 0 | 0 | 0 | 0 | 0 | 0 | 0 | 0 | 0 | 0 | 0 | 0
F5_Commercial_Lodging_New_Food Preparation_Natural Gas_Griddle_E9 | F5 | Commercial | Lodging | New | Food Preparation | Natural Gas | Griddle | E9 | Utility - Cost of Operation | 0 | 0 | 0 | 0 | 0 | 0 | 0 | 0 | 0 | 0 | 0 | 0 | 0 | 0 | 0 | 0 | 0 | 0 | 0 | 0 | 0 | 0 | 0 | 0 | 0 | 0 | 0 | 0 | 0 | 0 | 0 | 0 | 0
F5_Commercial_Lodging_New_Food Preparation_Natural Gas_Griddle_E10 | F5 | Commercial | Lodging | New | Food Preparation | Natural Gas | Griddle | E10 | Utility - Cost of Operation | 0 | 0 | 0 | 0 | 0 | 0 | 0 | 0 | 0 | 0 | 0 | 0 | 0 | 0 | 0 | 0 | 0 | 0 | 0 | 0 | 0 | 0 | 0 | 0 | 0 | 0 | 0 | 0 | 0 | 0 | 0 | 0 | 0
F6_Commercial_Lodging_New_Food Preparation_Natural Gas_Griddle_E1 | F6 | Commercial | Lodging | New | Food Preparation | Natural Gas | Griddle | E1 | Utility - Value of Sales | 0.11404 | 0.11404 | 0.11404 | 0.11404 | 0.11404 | 0.11404 | 0.11404 | 0.11404 | 0.11404 | 0.11404 | 0.11404 | 0.11404 | 0.11404 | 0.11404 | 0.11404 | 0.11404 | 0.11404 | 0.11404 | 0.11404 | 0.11404 | 0.11404 | 0.11404 | 0.11404 | 0.11404 | 0.11404 | 0.11404 | 0.11404 | 0.11404 | 0.11404 | 0.11404 | 0.11404 | 0.11404 | 0.11404
F6_Commercial_Lodging_New_Food Preparation_Natural Gas_Griddle_E2 | F6 | Commercial | Lodging | New | Food Preparation | Natural Gas | Griddle | E2 | Utility - Value of Sales | 0.10452 | 0.10452 | 0.10452 | 0.10452 | 0.10452 | 0.10452 | 0.10452 | 0.10452 | 0.10452 | 0.10452 | 0.10452 | 0.10452 | 0.10452 | 0.10452 | 0.10452 | 0.10452 | 0.10452 | 0.10452 | 0.10452 | 0.10452 | 0.10452 | 0.10452 | 0.10452 | 0.10452 | 0.10452 | 0.10452 | 0.10452 | 0.10452 | 0.10452 | 0.10452 | 0.10452 | 0.10452 | 0.10452
F6_Commercial_Lodging_New_Food Preparation_Natural Gas_Griddle_E3 | F6 | Commercial | Lodging | New | Food Preparation | Natural Gas | Griddle | E3 | Utility - Value of Sales | 0 | 0 | 0 | 0 | 0 | 0 | 0 | 0 | 0 | 0 | 0 | 0 | 0 | 0 | 0 | 0 | 0 | 0 | 0 | 0 | 0 | 0 | 0 | 0 | 0 | 0 | 0 | 0 | 0 | 0 | 0 | 0 | 0
F6_Commercial_Lodging_New_Food Preparation_Natural Gas_Griddle_E4 | F6 | Commercial | Lodging | New | Food Preparation | Natural Gas | Griddle | E4 | Utility - Value of Sales | 0 | 0 | 0 | 0 | 0 | 0 | 0 | 0 | 0 | 0 | 0 | 0 | 0 | 0 | 0 | 0 | 0 | 0 | 0 | 0 | 0 | 0 | 0 | 0 | 0 | 0 | 0 | 0 | 0 | 0 | 0 | 0 | 0
F6_Commercial_Lodging_New_Food Preparation_Natural Gas_Griddle_E5 | F6 | Commercial | Lodging | New | Food Preparation | Natural Gas | Griddle | E5 | Utility - Value of Sales | 0 | 0 | 0 | 0 | 0 | 0 | 0 | 0 | 0 | 0 | 0 | 0 | 0 | 0 | 0 | 0 | 0 | 0 | 0 | 0 | 0 | 0 | 0 | 0 | 0 | 0 | 0 | 0 | 0 | 0 | 0 | 0 | 0
F6_Commercial_Lodging_New_Food Preparation_Natural Gas_Griddle_E6 | F6 | Commercial | Lodging | New | Food Preparation | Natural Gas | Griddle | E6 | Utility - Value of Sales | 0 | 0 | 0 | 0 | 0 | 0 | 0 | 0 | 0 | 0 | 0 | 0 | 0 | 0 | 0 | 0 | 0 | 0 | 0 | 0 | 0 | 0 | 0 | 0 | 0 | 0 | 0 | 0 | 0 | 0 | 0 | 0 | 0
F6_Commercial_Lodging_New_Food Preparation_Natural Gas_Griddle_E7 | F6 | Commercial | Lodging | New | Food Preparation | Natural Gas | Griddle | E7 | Utility - Value of Sales | 0 | 0 | 0 | 0 | 0 | 0 | 0 | 0 | 0 | 0 | 0 | 0 | 0 | 0 | 0 | 0 | 0 | 0 | 0 | 0 | 0 | 0 | 0 | 0 | 0 | 0 | 0 | 0 | 0 | 0 | 0 | 0 | 0
F6_Commercial_Lodging_New_Food Preparation_Natural Gas_Griddle_E8 | F6 | Commercial | Lodging | New | Food Preparation | Natural Gas | Griddle | E8 | Utility - Value of Sales | 0 | 0 | 0 | 0 | 0 | 0 | 0 | 0 | 0 | 0 | 0 | 0 | 0 | 0 | 0 | 0 | 0 | 0 | 0 | 0 | 0 | 0 | 0 | 0 | 0 | 0 | 0 | 0 | 0 | 0 | 0 | 0 | 0
F6_Commercial_Lodging_New_Food Preparation_Natural Gas_Griddle_E9 | F6 | Commercial | Lodging | New | Food Preparation | Natural Gas | Griddle | E9 | Utility - Value of Sales | 0 | 0 | 0 | 0 | 0 | 0 | 0 | 0 | 0 | 0 | 0 | 0 | 0 | 0 | 0 | 0 | 0 | 0 | 0 | 0 | 0 | 0 | 0 | 0 | 0 | 0 | 0 | 0 | 0 | 0 | 0 | 0 | 0
F6_Commercial_Lodging_New_Food Preparation_Natural Gas_Griddle_E10 | F6 | Commercial | Lodging | New | Food Preparation | Natural Gas | Griddle | E10 | Utility - Value of Sales | 0 | 0 | 0 | 0 | 0 | 0 | 0 | 0 | 0 | 0 | 0 | 0 | 0 | 0 | 0 | 0 | 0 | 0 | 0 | 0 | 0 | 0 | 0 | 0 | 0 | 0 | 0 | 0 | 0 | 0 | 0 | 0 | 0
F1_Commercial_Lodging_New_Food Preparation_Natural Gas_Range_E1 | F1 | Commercial | Lodging | New | Food Preparation | Natural Gas | Range | E1 | RVT - Cost of Equipment | 0.18904 | 0.19037 | 0.19195 | 0.19378 | 0.19594 | 0.19847 | 0.20049 | 0.20242 | 0.20432 | 0.20623 | 0.20799 | 0.20953 | 0.21107 | 0.21271 | 0.2146 | 0.21649 | 0.21858 | 0.22086 | 0.22328 | 0.22579 | 0.22834 | 0.23073 | 0.23291 | 0.23491 | 0.23666 | 0.23817 | 0.23922 | 0.24 | 0.24067 | 0.24125 | 0.24182 | 0.24207 | 0.24207
F1_Commercial_Lodging_New_Food Preparation_Natural Gas_Range_E2 | F1 | Commercial | Lodging | New | Food Preparation | Natural Gas | Range | E2 | RVT - Cost of Equipment | 0.14178 | 0.14277 | 0.14396 | 0.14534 | 0.14696 | 0.14885 | 0.15037 | 0.15182 | 0.15324 | 0.15468 | 0.15599 | 0.15715 | 0.15831 | 0.15953 | 0.16095 | 0.16237 | 0.16393 | 0.16564 | 0.16746 | 0.16934 | 0.17125 | 0.17304 | 0.17468 | 0.17618 | 0.1775 | 0.17863 | 0.17941 | 0.18 | 0.1805 | 0.18094 | 0.18136 | 0.18155 | 0.18155
F1_Commercial_Lodging_New_Food Preparation_Natural Gas_Range_E3 | F1 | Commercial | Lodging | New | Food Preparation | Natural Gas | Range | E3 | RVT - Cost of Equipment | 0 | 0 | 0 | 0 | 0 | 0 | 0 | 0 | 0 | 0 | 0 | 0 | 0 | 0 | 0 | 0 | 0 | 0 | 0 | 0 | 0 | 0 | 0 | 0 | 0 | 0 | 0 | 0 | 0 | 0 | 0 | 0 | 0
F1_Commercial_Lodging_New_Food Preparation_Natural Gas_Range_E4 | F1 | Commercial | Lodging | New | Food Preparation | Natural Gas | Range | E4 | RVT - Cost of Equipment | 0 | 0 | 0 | 0 | 0 | 0 | 0 | 0 | 0 | 0 | 0 | 0 | 0 | 0 | 0 | 0 | 0 | 0 | 0 | 0 | 0 | 0 | 0 | 0 | 0 | 0 | 0 | 0 | 0 | 0 | 0 | 0 | 0
F1_Commercial_Lodging_New_Food Preparation_Natural Gas_Range_E5 | F1 | Commercial | Lodging | New | Food Preparation | Natural Gas | Range | E5 | RVT - Cost of Equipment | 0 | 0 | 0 | 0 | 0 | 0 | 0 | 0 | 0 | 0 | 0 | 0 | 0 | 0 | 0 | 0 | 0 | 0 | 0 | 0 | 0 | 0 | 0 | 0 | 0 | 0 | 0 | 0 | 0 | 0 | 0 | 0 | 0
F1_Commercial_Lodging_New_Food Preparation_Natural Gas_Range_E6 | F1 | Commercial | Lodging | New | Food Preparation | Natural Gas | Range | E6 | RVT - Cost of Equipment | 0 | 0 | 0 | 0 | 0 | 0 | 0 | 0 | 0 | 0 | 0 | 0 | 0 | 0 | 0 | 0 | 0 | 0 | 0 | 0 | 0 | 0 | 0 | 0 | 0 | 0 | 0 | 0 | 0 | 0 | 0 | 0 | 0
F1_Commercial_Lodging_New_Food Preparation_Natural Gas_Range_E7 | F1 | Commercial | Lodging | New | Food Preparation | Natural Gas | Range | E7 | RVT - Cost of Equipment | 0 | 0 | 0 | 0 | 0 | 0 | 0 | 0 | 0 | 0 | 0 | 0 | 0 | 0 | 0 | 0 | 0 | 0 | 0 | 0 | 0 | 0 | 0 | 0 | 0 | 0 | 0 | 0 | 0 | 0 | 0 | 0 | 0
F1_Commercial_Lodging_New_Food Preparation_Natural Gas_Range_E8 | F1 | Commercial | Lodging | New | Food Preparation | Natural Gas | Range | E8 | RVT - Cost of Equipment | 0 | 0 | 0 | 0 | 0 | 0 | 0 | 0 | 0 | 0 | 0 | 0 | 0 | 0 | 0 | 0 | 0 | 0 | 0 | 0 | 0 | 0 | 0 | 0 | 0 | 0 | 0 | 0 | 0 | 0 | 0 | 0 | 0
F1_Commercial_Lodging_New_Food Preparation_Natural Gas_Range_E9 | F1 | Commercial | Lodging | New | Food Preparation | Natural Gas | Range | E9 | RVT - Cost of Equipment | 0 | 0 | 0 | 0 | 0 | 0 | 0 | 0 | 0 | 0 | 0 | 0 | 0 | 0 | 0 | 0 | 0 | 0 | 0 | 0 | 0 | 0 | 0 | 0 | 0 | 0 | 0 | 0 | 0 | 0 | 0 | 0 | 0
F1_Commercial_Lodging_New_Food Preparation_Natural Gas_Range_E10 | F1 | Commercial | Lodging | New | Food Preparation | Natural Gas | Range | E10 | RVT - Cost of Equipment | 0 | 0 | 0 | 0 | 0 | 0 | 0 | 0 | 0 | 0 | 0 | 0 | 0 | 0 | 0 | 0 | 0 | 0 | 0 | 0 | 0 | 0 | 0 | 0 | 0 | 0 | 0 | 0 | 0 | 0 | 0 | 0 | 0
F2_Commercial_Lodging_New_Food Preparation_Natural Gas_Range_E1 | F2 | Commercial | Lodging | New | Food Preparation | Natural Gas | Range | E1 | RVT - Cost of Operation | 0.22648 | 0.22807 | 0.22996 | 0.23216 | 0.23475 | 0.23778 | 0.2402 | 0.24251 | 0.24478 | 0.24708 | 0.24919 | 0.25103 | 0.25288 | 0.25484 | 0.25711 | 0.25937 | 0.26187 | 0.2646 | 0.26751 | 0.27051 | 0.27356 | 0.27642 | 0.27904 | 0.28143 | 0.28354 | 0.28534 | 0.2866 | 0.28753 | 0.28834 | 0.28903 | 0.28971 | 0.29002 | 0.29002
F2_Commercial_Lodging_New_Food Preparation_Natural Gas_Range_E2 | F2 | Commercial | Lodging | New | Food Preparation | Natural Gas | Range | E2 | RVT - Cost of Operation | 0.16986 | 0.17105 | 0.17247 | 0.17412 | 0.17606 | 0.17833 | 0.18015 | 0.18189 | 0.18359 | 0.18531 | 0.18689 | 0.18827 | 0.18966 | 0.19113 | 0.19283 | 0.19453 | 0.1964 | 0.19845 | 0.20063 | 0.20288 | 0.20517 | 0.20732 | 0.20928 | 0.21107 | 0.21265 | 0.21401 | 0.21495 | 0.21565 | 0.21626 | 0.21677 | 0.21729 | 0.21751 | 0.21751
F2_Commercial_Lodging_New_Food Preparation_Natural Gas_Range_E3 | F2 | Commercial | Lodging | New | Food Preparation | Natural Gas | Range | E3 | RVT - Cost of Operation | 0 | 0 | 0 | 0 | 0 | 0 | 0 | 0 | 0 | 0 | 0 | 0 | 0 | 0 | 0 | 0 | 0 | 0 | 0 | 0 | 0 | 0 | 0 | 0 | 0 | 0 | 0 | 0 | 0 | 0 | 0 | 0 | 0
F2_Commercial_Lodging_New_Food Preparation_Natural Gas_Range_E4 | F2 | Commercial | Lodging | New | Food Preparation | Natural Gas | Range | E4 | RVT - Cost of Operation | 0 | 0 | 0 | 0 | 0 | 0 | 0 | 0 | 0 | 0 | 0 | 0 | 0 | 0 | 0 | 0 | 0 | 0 | 0 | 0 | 0 | 0 | 0 | 0 | 0 | 0 | 0 | 0 | 0 | 0 | 0 | 0 | 0
F2_Commercial_Lodging_New_Food Preparation_Natural Gas_Range_E5 | F2 | Commercial | Lodging | New | Food Preparation | Natural Gas | Range | E5 | RVT - Cost of Operation | 0 | 0 | 0 | 0 | 0 | 0 | 0 | 0 | 0 | 0 | 0 | 0 | 0 | 0 | 0 | 0 | 0 | 0 | 0 | 0 | 0 | 0 | 0 | 0 | 0 | 0 | 0 | 0 | 0 | 0 | 0 | 0 | 0
F2_Commercial_Lodging_New_Food Preparation_Natural Gas_Range_E6 | F2 | Commercial | Lodging | New | Food Preparation | Natural Gas | Range | E6 | RVT - Cost of Operation | 0 | 0 | 0 | 0 | 0 | 0 | 0 | 0 | 0 | 0 | 0 | 0 | 0 | 0 | 0 | 0 | 0 | 0 | 0 | 0 | 0 | 0 | 0 | 0 | 0 | 0 | 0 | 0 | 0 | 0 | 0 | 0 | 0
F2_Commercial_Lodging_New_Food Preparation_Natural Gas_Range_E7 | F2 | Commercial | Lodging | New | Food Preparation | Natural Gas | Range | E7 | RVT - Cost of Operation | 0 | 0 | 0 | 0 | 0 | 0 | 0 | 0 | 0 | 0 | 0 | 0 | 0 | 0 | 0 | 0 | 0 | 0 | 0 | 0 | 0 | 0 | 0 | 0 | 0 | 0 | 0 | 0 | 0 | 0 | 0 | 0 | 0
F2_Commercial_Lodging_New_Food Preparation_Natural Gas_Range_E8 | F2 | Commercial | Lodging | New | Food Preparation | Natural Gas | Range | E8 | RVT - Cost of Operation | 0 | 0 | 0 | 0 | 0 | 0 | 0 | 0 | 0 | 0 | 0 | 0 | 0 | 0 | 0 | 0 | 0 | 0 | 0 | 0 | 0 | 0 | 0 | 0 | 0 | 0 | 0 | 0 | 0 | 0 | 0 | 0 | 0
F2_Commercial_Lodging_New_Food Preparation_Natural Gas_Range_E9 | F2 | Commercial | Lodging | New | Food Preparation | Natural Gas | Range | E9 | RVT - Cost of Operation | 0 | 0 | 0 | 0 | 0 | 0 | 0 | 0 | 0 | 0 | 0 | 0 | 0 | 0 | 0 | 0 | 0 | 0 | 0 | 0 | 0 | 0 | 0 | 0 | 0 | 0 | 0 | 0 | 0 | 0 | 0 | 0 | 0
F2_Commercial_Lodging_New_Food Preparation_Natural Gas_Range_E10 | F2 | Commercial | Lodging | New | Food Preparation | Natural Gas | Range | E10 | RVT - Cost of Operation | 0 | 0 | 0 | 0 | 0 | 0 | 0 | 0 | 0 | 0 | 0 | 0 | 0 | 0 | 0 | 0 | 0 | 0 | 0 | 0 | 0 | 0 | 0 | 0 | 0 | 0 | 0 | 0 | 0 | 0 | 0 | 0 | 0
F3_Commercial_Lodging_New_Food Preparation_Natural Gas_Range_E1 | F3 | Commercial | Lodging | New | Food Preparation | Natural Gas | Range | E1 | System - kBTUs of Consumption | 0.11081 | 0.11081 | 0.11081 | 0.11081 | 0.11081 | 0.11081 | 0.11081 | 0.11081 | 0.11081 | 0.11081 | 0.11081 | 0.11081 | 0.11081 | 0.11081 | 0.11081 | 0.11081 | 0.11081 | 0.11081 | 0.11081 | 0.11081 | 0.11081 | 0.11081 | 0.11081 | 0.11081 | 0.11081 | 0.11081 | 0.11081 | 0.11081 | 0.11081 | 0.11081 | 0.11081 | 0.11081 | 0.11081
F3_Commercial_Lodging_New_Food Preparation_Natural Gas_Range_E2 | F3 | Commercial | Lodging | New | Food Preparation | Natural Gas | Range | E2 | System - kBTUs of Consumption | 0.11083 | 0.11083 | 0.11083 | 0.11083 | 0.11083 | 0.11083 | 0.11083 | 0.11083 | 0.11083 | 0.11083 | 0.11083 | 0.11083 | 0.11083 | 0.11083 | 0.11083 | 0.11083 | 0.11083 | 0.11083 | 0.11083 | 0.11083 | 0.11083 | 0.11083 | 0.11083 | 0.11083 | 0.11083 | 0.11083 | 0.11083 | 0.11083 | 0.11083 | 0.11083 | 0.11083 | 0.11083 | 0.11083
F3_Commercial_Lodging_New_Food Preparation_Natural Gas_Range_E3 | F3 | Commercial | Lodging | New | Food Preparation | Natural Gas | Range | E3 | System - kBTUs of Consumption | 0 | 0 | 0 | 0 | 0 | 0 | 0 | 0 | 0 | 0 | 0 | 0 | 0 | 0 | 0 | 0 | 0 | 0 | 0 | 0 | 0 | 0 | 0 | 0 | 0 | 0 | 0 | 0 | 0 | 0 | 0 | 0 | 0
F3_Commercial_Lodging_New_Food Preparation_Natural Gas_Range_E4 | F3 | Commercial | Lodging | New | Food Preparation | Natural Gas | Range | E4 | System - kBTUs of Consumption | 0 | 0 | 0 | 0 | 0 | 0 | 0 | 0 | 0 | 0 | 0 | 0 | 0 | 0 | 0 | 0 | 0 | 0 | 0 | 0 | 0 | 0 | 0 | 0 | 0 | 0 | 0 | 0 | 0 | 0 | 0 | 0 | 0
F3_Commercial_Lodging_New_Food Preparation_Natural Gas_Range_E5 | F3 | Commercial | Lodging | New | Food Preparation | Natural Gas | Range | E5 | System - kBTUs of Consumption | 0 | 0 | 0 | 0 | 0 | 0 | 0 | 0 | 0 | 0 | 0 | 0 | 0 | 0 | 0 | 0 | 0 | 0 | 0 | 0 | 0 | 0 | 0 | 0 | 0 | 0 | 0 | 0 | 0 | 0 | 0 | 0 | 0
F3_Commercial_Lodging_New_Food Preparation_Natural Gas_Range_E6 | F3 | Commercial | Lodging | New | Food Preparation | Natural Gas | Range | E6 | System - kBTUs of Consumption | 0 | 0 | 0 | 0 | 0 | 0 | 0 | 0 | 0 | 0 | 0 | 0 | 0 | 0 | 0 | 0 | 0 | 0 | 0 | 0 | 0 | 0 | 0 | 0 | 0 | 0 | 0 | 0 | 0 | 0 | 0 | 0 | 0
F3_Commercial_Lodging_New_Food Preparation_Natural Gas_Range_E7 | F3 | Commercial | Lodging | New | Food Preparation | Natural Gas | Range | E7 | System - kBTUs of Consumption | 0 | 0 | 0 | 0 | 0 | 0 | 0 | 0 | 0 | 0 | 0 | 0 | 0 | 0 | 0 | 0 | 0 | 0 | 0 | 0 | 0 | 0 | 0 | 0 | 0 | 0 | 0 | 0 | 0 | 0 | 0 | 0 | 0
F3_Commercial_Lodging_New_Food Preparation_Natural Gas_Range_E8 | F3 | Commercial | Lodging | New | Food Preparation | Natural Gas | Range | E8 | System - kBTUs of Consumption | 0 | 0 | 0 | 0 | 0 | 0 | 0 | 0 | 0 | 0 | 0 | 0 | 0 | 0 | 0 | 0 | 0 | 0 | 0 | 0 | 0 | 0 | 0 | 0 | 0 | 0 | 0 | 0 | 0 | 0 | 0 | 0 | 0
F3_Commercial_Lodging_New_Food Preparation_Natural Gas_Range_E9 | F3 | Commercial | Lodging | New | Food Preparation | Natural Gas | Range | E9 | System - kBTUs of Consumption | 0 | 0 | 0 | 0 | 0 | 0 | 0 | 0 | 0 | 0 | 0 | 0 | 0 | 0 | 0 | 0 | 0 | 0 | 0 | 0 | 0 | 0 | 0 | 0 | 0 | 0 | 0 | 0 | 0 | 0 | 0 | 0 | 0
F3_Commercial_Lodging_New_Food Preparation_Natural Gas_Range_E10 | F3 | Commercial | Lodging | New | Food Preparation | Natural Gas | Range | E10 | System - kBTUs of Consumption | 0 | 0 | 0 | 0 | 0 | 0 | 0 | 0 | 0 | 0 | 0 | 0 | 0 | 0 | 0 | 0 | 0 | 0 | 0 | 0 | 0 | 0 | 0 | 0 | 0 | 0 | 0 | 0 | 0 | 0 | 0 | 0 | 0
F4_Commercial_Lodging_New_Food Preparation_Natural Gas_Range_E1 | F4 | Commercial | Lodging | New | Food Preparation | Natural Gas | Range | E1 | Utility - Cost of Equipment | 0.22648 | 0.22807 | 0.22996 | 0.23216 | 0.23475 | 0.23778 | 0.2402 | 0.24251 | 0.24478 | 0.24708 | 0.24919 | 0.25103 | 0.25288 | 0.25484 | 0.25711 | 0.25937 | 0.26187 | 0.2646 | 0.26751 | 0.27051 | 0.27356 | 0.27642 | 0.27904 | 0.28143 | 0.28354 | 0.28534 | 0.2866 | 0.28753 | 0.28834 | 0.28903 | 0.28971 | 0.29002 | 0.29002
F4_Commercial_Lodging_New_Food Preparation_Natural Gas_Range_E2 | F4 | Commercial | Lodging | New | Food Preparation | Natural Gas | Range | E2 | Utility - Cost of Equipment | 0.16986 | 0.17105 | 0.17247 | 0.17412 | 0.17606 | 0.17833 | 0.18015 | 0.18189 | 0.18359 | 0.18531 | 0.18689 | 0.18827 | 0.18966 | 0.19113 | 0.19283 | 0.19453 | 0.1964 | 0.19845 | 0.20063 | 0.20288 | 0.20517 | 0.20732 | 0.20928 | 0.21107 | 0.21265 | 0.21401 | 0.21495 | 0.21565 | 0.21626 | 0.21677 | 0.21729 | 0.21751 | 0.21751
F4_Commercial_Lodging_New_Food Preparation_Natural Gas_Range_E3 | F4 | Commercial | Lodging | New | Food Preparation | Natural Gas | Range | E3 | Utility - Cost of Equipment | 0 | 0 | 0 | 0 | 0 | 0 | 0 | 0 | 0 | 0 | 0 | 0 | 0 | 0 | 0 | 0 | 0 | 0 | 0 | 0 | 0 | 0 | 0 | 0 | 0 | 0 | 0 | 0 | 0 | 0 | 0 | 0 | 0
F4_Commercial_Lodging_New_Food Preparation_Natural Gas_Range_E4 | F4 | Commercial | Lodging | New | Food Preparation | Natural Gas | Range | E4 | Utility - Cost of Equipment | 0 | 0 | 0 | 0 | 0 | 0 | 0 | 0 | 0 | 0 | 0 | 0 | 0 | 0 | 0 | 0 | 0 | 0 | 0 | 0 | 0 | 0 | 0 | 0 | 0 | 0 | 0 | 0 | 0 | 0 | 0 | 0 | 0
F4_Commercial_Lodging_New_Food Preparation_Natural Gas_Range_E5 | F4 | Commercial | Lodging | New | Food Preparation | Natural Gas | Range | E5 | Utility - Cost of Equipment | 0 | 0 | 0 | 0 | 0 | 0 | 0 | 0 | 0 | 0 | 0 | 0 | 0 | 0 | 0 | 0 | 0 | 0 | 0 | 0 | 0 | 0 | 0 | 0 | 0 | 0 | 0 | 0 | 0 | 0 | 0 | 0 | 0
F4_Commercial_Lodging_New_Food Preparation_Natural Gas_Range_E6 | F4 | Commercial | Lodging | New | Food Preparation | Natural Gas | Range | E6 | Utility - Cost of Equipment | 0 | 0 | 0 | 0 | 0 | 0 | 0 | 0 | 0 | 0 | 0 | 0 | 0 | 0 | 0 | 0 | 0 | 0 | 0 | 0 | 0 | 0 | 0 | 0 | 0 | 0 | 0 | 0 | 0 | 0 | 0 | 0 | 0
F4_Commercial_Lodging_New_Food Preparation_Natural Gas_Range_E7 | F4 | Commercial | Lodging | New | Food Preparation | Natural Gas | Range | E7 | Utility - Cost of Equipment | 0 | 0 | 0 | 0 | 0 | 0 | 0 | 0 | 0 | 0 | 0 | 0 | 0 | 0 | 0 | 0 | 0 | 0 | 0 | 0 | 0 | 0 | 0 | 0 | 0 | 0 | 0 | 0 | 0 | 0 | 0 | 0 | 0
F4_Commercial_Lodging_New_Food Preparation_Natural Gas_Range_E8 | F4 | Commercial | Lodging | New | Food Preparation | Natural Gas | Range | E8 | Utility - Cost of Equipment | 0 | 0 | 0 | 0 | 0 | 0 | 0 | 0 | 0 | 0 | 0 | 0 | 0 | 0 | 0 | 0 | 0 | 0 | 0 | 0 | 0 | 0 | 0 | 0 | 0 | 0 | 0 | 0 | 0 | 0 | 0 | 0 | 0
F4_Commercial_Lodging_New_Food Preparation_Natural Gas_Range_E9 | F4 | Commercial | Lodging | New | Food Preparation | Natural Gas | Range | E9 | Utility - Cost of Equipment | 0 | 0 | 0 | 0 | 0 | 0 | 0 | 0 | 0 | 0 | 0 | 0 | 0 | 0 | 0 | 0 | 0 | 0 | 0 | 0 | 0 | 0 | 0 | 0 | 0 | 0 | 0 | 0 | 0 | 0 | 0 | 0 | 0
F4_Commercial_Lodging_New_Food Preparation_Natural Gas_Range_E10 | F4 | Commercial | Lodging | New | Food Preparation | Natural Gas | Range | E10 | Utility - Cost of Equipment | 0 | 0 | 0 | 0 | 0 | 0 | 0 | 0 | 0 | 0 | 0 | 0 | 0 | 0 | 0 | 0 | 0 | 0 | 0 | 0 | 0 | 0 | 0 | 0 | 0 | 0 | 0 | 0 | 0 | 0 | 0 | 0 | 0
F5_Commercial_Lodging_New_Food Preparation_Natural Gas_Range_E1 | F5 | Commercial | Lodging | New | Food Preparation | Natural Gas | Range | E1 | Utility - Cost of Operation | 0.11081 | 0.11081 | 0.11081 | 0.11081 | 0.11081 | 0.11081 | 0.11081 | 0.11081 | 0.11081 | 0.11081 | 0.11081 | 0.11081 | 0.11081 | 0.11081 | 0.11081 | 0.11081 | 0.11081 | 0.11081 | 0.11081 | 0.11081 | 0.11081 | 0.11081 | 0.11081 | 0.11081 | 0.11081 | 0.11081 | 0.11081 | 0.11081 | 0.11081 | 0.11081 | 0.11081 | 0.11081 | 0.11081
F5_Commercial_Lodging_New_Food Preparation_Natural Gas_Range_E2 | F5 | Commercial | Lodging | New | Food Preparation | Natural Gas | Range | E2 | Utility - Cost of Operation | 0.11083 | 0.11083 | 0.11083 | 0.11083 | 0.11083 | 0.11083 | 0.11083 | 0.11083 | 0.11083 | 0.11083 | 0.11083 | 0.11083 | 0.11083 | 0.11083 | 0.11083 | 0.11083 | 0.11083 | 0.11083 | 0.11083 | 0.11083 | 0.11083 | 0.11083 | 0.11083 | 0.11083 | 0.11083 | 0.11083 | 0.11083 | 0.11083 | 0.11083 | 0.11083 | 0.11083 | 0.11083 | 0.11083
F5_Commercial_Lodging_New_Food Preparation_Natural Gas_Range_E3 | F5 | Commercial | Lodging | New | Food Preparation | Natural Gas | Range | E3 | Utility - Cost of Operation | 0 | 0 | 0 | 0 | 0 | 0 | 0 | 0 | 0 | 0 | 0 | 0 | 0 | 0 | 0 | 0 | 0 | 0 | 0 | 0 | 0 | 0 | 0 | 0 | 0 | 0 | 0 | 0 | 0 | 0 | 0 | 0 | 0
F5_Commercial_Lodging_New_Food Preparation_Natural Gas_Range_E4 | F5 | Commercial | Lodging | New | Food Preparation | Natural Gas | Range | E4 | Utility - Cost of Operation | 0 | 0 | 0 | 0 | 0 | 0 | 0 | 0 | 0 | 0 | 0 | 0 | 0 | 0 | 0 | 0 | 0 | 0 | 0 | 0 | 0 | 0 | 0 | 0 | 0 | 0 | 0 | 0 | 0 | 0 | 0 | 0 | 0
F5_Commercial_Lodging_New_Food Preparation_Natural Gas_Range_E5 | F5 | Commercial | Lodging | New | Food Preparation | Natural Gas | Range | E5 | Utility - Cost of Operation | 0 | 0 | 0 | 0 | 0 | 0 | 0 | 0 | 0 | 0 | 0 | 0 | 0 | 0 | 0 | 0 | 0 | 0 | 0 | 0 | 0 | 0 | 0 | 0 | 0 | 0 | 0 | 0 | 0 | 0 | 0 | 0 | 0
F5_Commercial_Lodging_New_Food Preparation_Natural Gas_Range_E6 | F5 | Commercial | Lodging | New | Food Preparation | Natural Gas | Range | E6 | Utility - Cost of Operation | 0 | 0 | 0 | 0 | 0 | 0 | 0 | 0 | 0 | 0 | 0 | 0 | 0 | 0 | 0 | 0 | 0 | 0 | 0 | 0 | 0 | 0 | 0 | 0 | 0 | 0 | 0 | 0 | 0 | 0 | 0 | 0 | 0
F5_Commercial_Lodging_New_Food Preparation_Natural Gas_Range_E7 | F5 | Commercial | Lodging | New | Food Preparation | Natural Gas | Range | E7 | Utility - Cost of Operation | 0 | 0 | 0 | 0 | 0 | 0 | 0 | 0 | 0 | 0 | 0 | 0 | 0 | 0 | 0 | 0 | 0 | 0 | 0 | 0 | 0 | 0 | 0 | 0 | 0 | 0 | 0 | 0 | 0 | 0 | 0 | 0 | 0
F5_Commercial_Lodging_New_Food Preparation_Natural Gas_Range_E8 | F5 | Commercial | Lodging | New | Food Preparation | Natural Gas | Range | E8 | Utility - Cost of Operation | 0 | 0 | 0 | 0 | 0 | 0 | 0 | 0 | 0 | 0 | 0 | 0 | 0 | 0 | 0 | 0 | 0 | 0 | 0 | 0 | 0 | 0 | 0 | 0 | 0 | 0 | 0 | 0 | 0 | 0 | 0 | 0 | 0
F5_Commercial_Lodging_New_Food Preparation_Natural Gas_Range_E9 | F5 | Commercial | Lodging | New | Food Preparation | Natural Gas | Range | E9 | Utility - Cost of Operation | 0 | 0 | 0 | 0 | 0 | 0 | 0 | 0 | 0 | 0 | 0 | 0 | 0 | 0 | 0 | 0 | 0 | 0 | 0 | 0 | 0 | 0 | 0 | 0 | 0 | 0 | 0 | 0 | 0 | 0 | 0 | 0 | 0
F5_Commercial_Lodging_New_Food Preparation_Natural Gas_Range_E10 | F5 | Commercial | Lodging | New | Food Preparation | Natural Gas | Range | E10 | Utility - Cost of Operation | 0 | 0 | 0 | 0 | 0 | 0 | 0 | 0 | 0 | 0 | 0 | 0 | 0 | 0 | 0 | 0 | 0 | 0 | 0 | 0 | 0 | 0 | 0 | 0 | 0 | 0 | 0 | 0 | 0 | 0 | 0 | 0 | 0
F6_Commercial_Lodging_New_Food Preparation_Natural Gas_Range_E1 | F6 | Commercial | Lodging | New | Food Preparation | Natural Gas | Range | E1 | Utility - Value of Sales | 0.1354 | 0.1354 | 0.1354 | 0.1354 | 0.1354 | 0.1354 | 0.1354 | 0.1354 | 0.1354 | 0.1354 | 0.1354 | 0.1354 | 0.1354 | 0.1354 | 0.1354 | 0.1354 | 0.1354 | 0.1354 | 0.1354 | 0.1354 | 0.1354 | 0.1354 | 0.1354 | 0.1354 | 0.1354 | 0.1354 | 0.1354 | 0.1354 | 0.1354 | 0.1354 | 0.1354 | 0.1354 | 0.1354
F6_Commercial_Lodging_New_Food Preparation_Natural Gas_Range_E2 | F6 | Commercial | Lodging | New | Food Preparation | Natural Gas | Range | E2 | Utility - Value of Sales | 0.10155 | 0.10155 | 0.10155 | 0.10155 | 0.10155 | 0.10155 | 0.10155 | 0.10155 | 0.10155 | 0.10155 | 0.10155 | 0.10155 | 0.10155 | 0.10155 | 0.10155 | 0.10155 | 0.10155 | 0.10155 | 0.10155 | 0.10155 | 0.10155 | 0.10155 | 0.10155 | 0.10155 | 0.10155 | 0.10155 | 0.10155 | 0.10155 | 0.10155 | 0.10155 | 0.10155 | 0.10155 | 0.10155
F6_Commercial_Lodging_New_Food Preparation_Natural Gas_Range_E3 | F6 | Commercial | Lodging | New | Food Preparation | Natural Gas | Range | E3 | Utility - Value of Sales | 0 | 0 | 0 | 0 | 0 | 0 | 0 | 0 | 0 | 0 | 0 | 0 | 0 | 0 | 0 | 0 | 0 | 0 | 0 | 0 | 0 | 0 | 0 | 0 | 0 | 0 | 0 | 0 | 0 | 0 | 0 | 0 | 0
F6_Commercial_Lodging_New_Food Preparation_Natural Gas_Range_E4 | F6 | Commercial | Lodging | New | Food Preparation | Natural Gas | Range | E4 | Utility - Value of Sales | 0 | 0 | 0 | 0 | 0 | 0 | 0 | 0 | 0 | 0 | 0 | 0 | 0 | 0 | 0 | 0 | 0 | 0 | 0 | 0 | 0 | 0 | 0 | 0 | 0 | 0 | 0 | 0 | 0 | 0 | 0 | 0 | 0
F6_Commercial_Lodging_New_Food Preparation_Natural Gas_Range_E5 | F6 | Commercial | Lodging | New | Food Preparation | Natural Gas | Range | E5 | Utility - Value of Sales | 0 | 0 | 0 | 0 | 0 | 0 | 0 | 0 | 0 | 0 | 0 | 0 | 0 | 0 | 0 | 0 | 0 | 0 | 0 | 0 | 0 | 0 | 0 | 0 | 0 | 0 | 0 | 0 | 0 | 0 | 0 | 0 | 0
F6_Commercial_Lodging_New_Food Preparation_Natural Gas_Range_E6 | F6 | Commercial | Lodging | New | Food Preparation | Natural Gas | Range | E6 | Utility - Value of Sales | 0 | 0 | 0 | 0 | 0 | 0 | 0 | 0 | 0 | 0 | 0 | 0 | 0 | 0 | 0 | 0 | 0 | 0 | 0 | 0 | 0 | 0 | 0 | 0 | 0 | 0 | 0 | 0 | 0 | 0 | 0 | 0 | 0
F6_Commercial_Lodging_New_Food Preparation_Natural Gas_Range_E7 | F6 | Commercial | Lodging | New | Food Preparation | Natural Gas | Range | E7 | Utility - Value of Sales | 0 | 0 | 0 | 0 | 0 | 0 | 0 | 0 | 0 | 0 | 0 | 0 | 0 | 0 | 0 | 0 | 0 | 0 | 0 | 0 | 0 | 0 | 0 | 0 | 0 | 0 | 0 | 0 | 0 | 0 | 0 | 0 | 0
F6_Commercial_Lodging_New_Food Preparation_Natural Gas_Range_E8 | F6 | Commercial | Lodging | New | Food Preparation | Natural Gas | Range | E8 | Utility - Value of Sales | 0 | 0 | 0 | 0 | 0 | 0 | 0 | 0 | 0 | 0 | 0 | 0 | 0 | 0 | 0 | 0 | 0 | 0 | 0 | 0 | 0 | 0 | 0 | 0 | 0 | 0 | 0 | 0 | 0 | 0 | 0 | 0 | 0
F6_Commercial_Lodging_New_Food Preparation_Natural Gas_Range_E9 | F6 | Commercial | Lodging | New | Food Preparation | Natural Gas | Range | E9 | Utility - Value of Sales | 0 | 0 | 0 | 0 | 0 | 0 | 0 | 0 | 0 | 0 | 0 | 0 | 0 | 0 | 0 | 0 | 0 | 0 | 0 | 0 | 0 | 0 | 0 | 0 | 0 | 0 | 0 | 0 | 0 | 0 | 0 | 0 | 0
F6_Commercial_Lodging_New_Food Preparation_Natural Gas_Range_E10 | F6 | Commercial | Lodging | New | Food Preparation | Natural Gas | Range | E10 | Utility - Value of Sales | 0 | 0 | 0 | 0 | 0 | 0 | 0 | 0 | 0 | 0 | 0 | 0 | 0 | 0 | 0 | 0 | 0 | 0 | 0 | 0 | 0 | 0 | 0 | 0 | 0 | 0 | 0 | 0 | 0 | 0 | 0 | 0 | 0
F1_Commercial_Lodging_New_Food Preparation_Natural Gas_Steamer_E1 | F1 | Commercial | Lodging | New | Food Preparation | Natural Gas | Steamer | E1 | RVT - Cost of Equipment | 0.37682 | 0.37957 | 0.38269 | 0 | 0 | 0 | 0 | 0 | 0 | 0 | 0 | 0 | 0 | 0 | 0 | 0 | 0 | 0 | 0 | 0 | 0 | 0 | 0 | 0 | 0 | 0 | 0 | 0 | 0 | 0 | 0 | 0 | 0
F1_Commercial_Lodging_New_Food Preparation_Natural Gas_Steamer_E2 | F1 | Commercial | Lodging | New | Food Preparation | Natural Gas | Steamer | E2 | RVT - Cost of Equipment | 0.16347 | 0.16466 | 0.16602 | 0.16753 | 0.16928 | 0.1713 | 0.17297 | 0.1746 | 0.17625 | 0.17795 | 0.17956 | 0.18102 | 0.18249 | 0.18402 | 0.18569 | 0.18732 | 0.18907 | 0.19094 | 0.1929 | 0.1949 | 0.1969 | 0.19875 | 0.20042 | 0.20193 | 0.20325 | 0.20438 | 0.20516 | 0.20575 | 0.20625 | 0.20668 | 0.20711 | 0.2073 | 0.2073
F1_Commercial_Lodging_New_Food Preparation_Natural Gas_Steamer_E3 | F1 | Commercial | Lodging | New | Food Preparation | Natural Gas | Steamer | E3 | RVT - Cost of Equipment | 0 | 0 | 0 | 0 | 0 | 0 | 0 | 0 | 0 | 0 | 0 | 0 | 0 | 0 | 0 | 0 | 0 | 0 | 0 | 0 | 0 | 0 | 0 | 0 | 0 | 0 | 0 | 0 | 0 | 0 | 0 | 0 | 0
F1_Commercial_Lodging_New_Food Preparation_Natural Gas_Steamer_E4 | F1 | Commercial | Lodging | New | Food Preparation | Natural Gas | Steamer | E4 | RVT - Cost of Equipment | 0 | 0 | 0 | 0 | 0 | 0 | 0 | 0 | 0 | 0 | 0 | 0 | 0 | 0 | 0 | 0 | 0 | 0 | 0 | 0 | 0 | 0 | 0 | 0 | 0 | 0 | 0 | 0 | 0 | 0 | 0 | 0 | 0
F1_Commercial_Lodging_New_Food Preparation_Natural Gas_Steamer_E5 | F1 | Commercial | Lodging | New | Food Preparation | Natural Gas | Steamer | E5 | RVT - Cost of Equipment | 0 | 0 | 0 | 0 | 0 | 0 | 0 | 0 | 0 | 0 | 0 | 0 | 0 | 0 | 0 | 0 | 0 | 0 | 0 | 0 | 0 | 0 | 0 | 0 | 0 | 0 | 0 | 0 | 0 | 0 | 0 | 0 | 0
F1_Commercial_Lodging_New_Food Preparation_Natural Gas_Steamer_E6 | F1 | Commercial | Lodging | New | Food Preparation | Natural Gas | Steamer | E6 | RVT - Cost of Equipment | 0 | 0 | 0 | 0 | 0 | 0 | 0 | 0 | 0 | 0 | 0 | 0 | 0 | 0 | 0 | 0 | 0 | 0 | 0 | 0 | 0 | 0 | 0 | 0 | 0 | 0 | 0 | 0 | 0 | 0 | 0 | 0 | 0
F1_Commercial_Lodging_New_Food Preparation_Natural Gas_Steamer_E7 | F1 | Commercial | Lodging | New | Food Preparation | Natural Gas | Steamer | E7 | RVT - Cost of Equipment | 0 | 0 | 0 | 0 | 0 | 0 | 0 | 0 | 0 | 0 | 0 | 0 | 0 | 0 | 0 | 0 | 0 | 0 | 0 | 0 | 0 | 0 | 0 | 0 | 0 | 0 | 0 | 0 | 0 | 0 | 0 | 0 | 0
F1_Commercial_Lodging_New_Food Preparation_Natural Gas_Steamer_E8 | F1 | Commercial | Lodging | New | Food Preparation | Natural Gas | Steamer | E8 | RVT - Cost of Equipment | 0 | 0 | 0 | 0 | 0 | 0 | 0 | 0 | 0 | 0 | 0 | 0 | 0 | 0 | 0 | 0 | 0 | 0 | 0 | 0 | 0 | 0 | 0 | 0 | 0 | 0 | 0 | 0 | 0 | 0 | 0 | 0 | 0
F1_Commercial_Lodging_New_Food Preparation_Natural Gas_Steamer_E9 | F1 | Commercial | Lodging | New | Food Preparation | Natural Gas | Steamer | E9 | RVT - Cost of Equipment | 0 | 0 | 0 | 0 | 0 | 0 | 0 | 0 | 0 | 0 | 0 | 0 | 0 | 0 | 0 | 0 | 0 | 0 | 0 | 0 | 0 | 0 | 0 | 0 | 0 | 0 | 0 | 0 | 0 | 0 | 0 | 0 | 0
F1_Commercial_Lodging_New_Food Preparation_Natural Gas_Steamer_E10 | F1 | Commercial | Lodging | New | Food Preparation | Natural Gas | Steamer | E10 | RVT - Cost of Equipment | 0 | 0 | 0 | 0 | 0 | 0 | 0 | 0 | 0 | 0 | 0 | 0 | 0 | 0 | 0 | 0 | 0 | 0 | 0 | 0 | 0 | 0 | 0 | 0 | 0 | 0 | 0 | 0 | 0 | 0 | 0 | 0 | 0
F2_Commercial_Lodging_New_Food Preparation_Natural Gas_Steamer_E1 | F2 | Commercial | Lodging | New | Food Preparation | Natural Gas | Steamer | E1 | RVT - Cost of Operation | 0.45146 | 0.45475 | 0.45849 | 0 | 0 | 0 | 0 | 0 | 0 | 0 | 0 | 0 | 0 | 0 | 0 | 0 | 0 | 0 | 0 | 0 | 0 | 0 | 0 | 0 | 0 | 0 | 0 | 0 | 0 | 0 | 0 | 0 | 0
F2_Commercial_Lodging_New_Food Preparation_Natural Gas_Steamer_E2 | F2 | Commercial | Lodging | New | Food Preparation | Natural Gas | Steamer | E2 | RVT - Cost of Operation | 0.19585 | 0.19728 | 0.1989 | 0.20072 | 0.2028 | 0.20523 | 0.20723 | 0.20918 | 0.21115 | 0.21319 | 0.21512 | 0.21687 | 0.21864 | 0.22046 | 0.22247 | 0.22442 | 0.22652 | 0.22875 | 0.2311 | 0.2335 | 0.23589 | 0.23811 | 0.24012 | 0.24193 | 0.2435 | 0.24486 | 0.2458 | 0.2465 | 0.2471 | 0.24762 | 0.24813 | 0.24836 | 0.24836
F2_Commercial_Lodging_New_Food Preparation_Natural Gas_Steamer_E3 | F2 | Commercial | Lodging | New | Food Preparation | Natural Gas | Steamer | E3 | RVT - Cost of Operation | 0 | 0 | 0 | 0 | 0 | 0 | 0 | 0 | 0 | 0 | 0 | 0 | 0 | 0 | 0 | 0 | 0 | 0 | 0 | 0 | 0 | 0 | 0 | 0 | 0 | 0 | 0 | 0 | 0 | 0 | 0 | 0 | 0
F2_Commercial_Lodging_New_Food Preparation_Natural Gas_Steamer_E4 | F2 | Commercial | Lodging | New | Food Preparation | Natural Gas | Steamer | E4 | RVT - Cost of Operation | 0 | 0 | 0 | 0 | 0 | 0 | 0 | 0 | 0 | 0 | 0 | 0 | 0 | 0 | 0 | 0 | 0 | 0 | 0 | 0 | 0 | 0 | 0 | 0 | 0 | 0 | 0 | 0 | 0 | 0 | 0 | 0 | 0
F2_Commercial_Lodging_New_Food Preparation_Natural Gas_Steamer_E5 | F2 | Commercial | Lodging | New | Food Preparation | Natural Gas | Steamer | E5 | RVT - Cost of Operation | 0 | 0 | 0 | 0 | 0 | 0 | 0 | 0 | 0 | 0 | 0 | 0 | 0 | 0 | 0 | 0 | 0 | 0 | 0 | 0 | 0 | 0 | 0 | 0 | 0 | 0 | 0 | 0 | 0 | 0 | 0 | 0 | 0
F2_Commercial_Lodging_New_Food Preparation_Natural Gas_Steamer_E6 | F2 | Commercial | Lodging | New | Food Preparation | Natural Gas | Steamer | E6 | RVT - Cost of Operation | 0 | 0 | 0 | 0 | 0 | 0 | 0 | 0 | 0 | 0 | 0 | 0 | 0 | 0 | 0 | 0 | 0 | 0 | 0 | 0 | 0 | 0 | 0 | 0 | 0 | 0 | 0 | 0 | 0 | 0 | 0 | 0 | 0
F2_Commercial_Lodging_New_Food Preparation_Natural Gas_Steamer_E7 | F2 | Commercial | Lodging | New | Food Preparation | Natural Gas | Steamer | E7 | RVT - Cost of Operation | 0 | 0 | 0 | 0 | 0 | 0 | 0 | 0 | 0 | 0 | 0 | 0 | 0 | 0 | 0 | 0 | 0 | 0 | 0 | 0 | 0 | 0 | 0 | 0 | 0 | 0 | 0 | 0 | 0 | 0 | 0 | 0 | 0
F2_Commercial_Lodging_New_Food Preparation_Natural Gas_Steamer_E8 | F2 | Commercial | Lodging | New | Food Preparation | Natural Gas | Steamer | E8 | RVT - Cost of Operation | 0 | 0 | 0 | 0 | 0 | 0 | 0 | 0 | 0 | 0 | 0 | 0 | 0 | 0 | 0 | 0 | 0 | 0 | 0 | 0 | 0 | 0 | 0 | 0 | 0 | 0 | 0 | 0 | 0 | 0 | 0 | 0 | 0
F2_Commercial_Lodging_New_Food Preparation_Natural Gas_Steamer_E9 | F2 | Commercial | Lodging | New | Food Preparation | Natural Gas | Steamer | E9 | RVT - Cost of Operation | 0 | 0 | 0 | 0 | 0 | 0 | 0 | 0 | 0 | 0 | 0 | 0 | 0 | 0 | 0 | 0 | 0 | 0 | 0 | 0 | 0 | 0 | 0 | 0 | 0 | 0 | 0 | 0 | 0 | 0 | 0 | 0 | 0
F2_Commercial_Lodging_New_Food Preparation_Natural Gas_Steamer_E10 | F2 | Commercial | Lodging | New | Food Preparation | Natural Gas | Steamer | E10 | RVT - Cost of Operation | 0 | 0 | 0 | 0 | 0 | 0 | 0 | 0 | 0 | 0 | 0 | 0 | 0 | 0 | 0 | 0 | 0 | 0 | 0 | 0 | 0 | 0 | 0 | 0 | 0 | 0 | 0 | 0 | 0 | 0 | 0 | 0 | 0
F3_Commercial_Lodging_New_Food Preparation_Natural Gas_Steamer_E1 | F3 | Commercial | Lodging | New | Food Preparation | Natural Gas | Steamer | E1 | System - kBTUs of Consumption | 0.2856 | 0.2856 | 0.2856 | 0 | 0 | 0 | 0 | 0 | 0 | 0 | 0 | 0 | 0 | 0 | 0 | 0 | 0 | 0 | 0 | 0 | 0 | 0 | 0 | 0 | 0 | 0 | 0 | 0 | 0 | 0 | 0 | 0 | 0
F3_Commercial_Lodging_New_Food Preparation_Natural Gas_Steamer_E2 | F3 | Commercial | Lodging | New | Food Preparation | Natural Gas | Steamer | E2 | System - kBTUs of Consumption | 0.33458 | 0.33458 | 0.33458 | 0.33458 | 0.33458 | 0.33458 | 0.33458 | 0.33458 | 0.33458 | 0.33458 | 0.33458 | 0.33458 | 0.33458 | 0.33458 | 0.33458 | 0.33458 | 0.33458 | 0.33458 | 0.33458 | 0.33458 | 0.33458 | 0.33458 | 0.33458 | 0.33458 | 0.33458 | 0.33458 | 0.33458 | 0.33458 | 0.33458 | 0.33458 | 0.33458 | 0.33458 | 0.33458
F3_Commercial_Lodging_New_Food Preparation_Natural Gas_Steamer_E3 | F3 | Commercial | Lodging | New | Food Preparation | Natural Gas | Steamer | E3 | System - kBTUs of Consumption | 0 | 0 | 0 | 0 | 0 | 0 | 0 | 0 | 0 | 0 | 0 | 0 | 0 | 0 | 0 | 0 | 0 | 0 | 0 | 0 | 0 | 0 | 0 | 0 | 0 | 0 | 0 | 0 | 0 | 0 | 0 | 0 | 0
F3_Commercial_Lodging_New_Food Preparation_Natural Gas_Steamer_E4 | F3 | Commercial | Lodging | New | Food Preparation | Natural Gas | Steamer | E4 | System - kBTUs of Consumption | 0 | 0 | 0 | 0 | 0 | 0 | 0 | 0 | 0 | 0 | 0 | 0 | 0 | 0 | 0 | 0 | 0 | 0 | 0 | 0 | 0 | 0 | 0 | 0 | 0 | 0 | 0 | 0 | 0 | 0 | 0 | 0 | 0
F3_Commercial_Lodging_New_Food Preparation_Natural Gas_Steamer_E5 | F3 | Commercial | Lodging | New | Food Preparation | Natural Gas | Steamer | E5 | System - kBTUs of Consumption | 0 | 0 | 0 | 0 | 0 | 0 | 0 | 0 | 0 | 0 | 0 | 0 | 0 | 0 | 0 | 0 | 0 | 0 | 0 | 0 | 0 | 0 | 0 | 0 | 0 | 0 | 0 | 0 | 0 | 0 | 0 | 0 | 0
F3_Commercial_Lodging_New_Food Preparation_Natural Gas_Steamer_E6 | F3 | Commercial | Lodging | New | Food Preparation | Natural Gas | Steamer | E6 | System - kBTUs of Consumption | 0 | 0 | 0 | 0 | 0 | 0 | 0 | 0 | 0 | 0 | 0 | 0 | 0 | 0 | 0 | 0 | 0 | 0 | 0 | 0 | 0 | 0 | 0 | 0 | 0 | 0 | 0 | 0 | 0 | 0 | 0 | 0 | 0
F3_Commercial_Lodging_New_Food Preparation_Natural Gas_Steamer_E7 | F3 | Commercial | Lodging | New | Food Preparation | Natural Gas | Steamer | E7 | System - kBTUs of Consumption | 0 | 0 | 0 | 0 | 0 | 0 | 0 | 0 | 0 | 0 | 0 | 0 | 0 | 0 | 0 | 0 | 0 | 0 | 0 | 0 | 0 | 0 | 0 | 0 | 0 | 0 | 0 | 0 | 0 | 0 | 0 | 0 | 0
F3_Commercial_Lodging_New_Food Preparation_Natural Gas_Steamer_E8 | F3 | Commercial | Lodging | New | Food Preparation | Natural Gas | Steamer | E8 | System - kBTUs of Consumption | 0 | 0 | 0 | 0 | 0 | 0 | 0 | 0 | 0 | 0 | 0 | 0 | 0 | 0 | 0 | 0 | 0 | 0 | 0 | 0 | 0 | 0 | 0 | 0 | 0 | 0 | 0 | 0 | 0 | 0 | 0 | 0 | 0
F3_Commercial_Lodging_New_Food Preparation_Natural Gas_Steamer_E9 | F3 | Commercial | Lodging | New | Food Preparation | Natural Gas | Steamer | E9 | System - kBTUs of Consumption | 0 | 0 | 0 | 0 | 0 | 0 | 0 | 0 | 0 | 0 | 0 | 0 | 0 | 0 | 0 | 0 | 0 | 0 | 0 | 0 | 0 | 0 | 0 | 0 | 0 | 0 | 0 | 0 | 0 | 0 | 0 | 0 | 0
F3_Commercial_Lodging_New_Food Preparation_Natural Gas_Steamer_E10 | F3 | Commercial | Lodging | New | Food Preparation | Natural Gas | Steamer | E10 | System - kBTUs of Consumption | 0 | 0 | 0 | 0 | 0 | 0 | 0 | 0 | 0 | 0 | 0 | 0 | 0 | 0 | 0 | 0 | 0 | 0 | 0 | 0 | 0 | 0 | 0 | 0 | 0 | 0 | 0 | 0 | 0 | 0 | 0 | 0 | 0
F4_Commercial_Lodging_New_Food Preparation_Natural Gas_Steamer_E1 | F4 | Commercial | Lodging | New | Food Preparation | Natural Gas | Steamer | E1 | Utility - Cost of Equipment | 0.45146 | 0.45475 | 0.45849 | 0 | 0 | 0 | 0 | 0 | 0 | 0 | 0 | 0 | 0 | 0 | 0 | 0 | 0 | 0 | 0 | 0 | 0 | 0 | 0 | 0 | 0 | 0 | 0 | 0 | 0 | 0 | 0 | 0 | 0
F4_Commercial_Lodging_New_Food Preparation_Natural Gas_Steamer_E2 | F4 | Commercial | Lodging | New | Food Preparation | Natural Gas | Steamer | E2 | Utility - Cost of Equipment | 0.19585 | 0.19728 | 0.1989 | 0.20072 | 0.2028 | 0.20523 | 0.20723 | 0.20918 | 0.21115 | 0.21319 | 0.21512 | 0.21687 | 0.21864 | 0.22046 | 0.22247 | 0.22442 | 0.22652 | 0.22875 | 0.2311 | 0.2335 | 0.23589 | 0.23811 | 0.24012 | 0.24193 | 0.2435 | 0.24486 | 0.2458 | 0.2465 | 0.2471 | 0.24762 | 0.24813 | 0.24836 | 0.24836
F4_Commercial_Lodging_New_Food Preparation_Natural Gas_Steamer_E3 | F4 | Commercial | Lodging | New | Food Preparation | Natural Gas | Steamer | E3 | Utility - Cost of Equipment | 0 | 0 | 0 | 0 | 0 | 0 | 0 | 0 | 0 | 0 | 0 | 0 | 0 | 0 | 0 | 0 | 0 | 0 | 0 | 0 | 0 | 0 | 0 | 0 | 0 | 0 | 0 | 0 | 0 | 0 | 0 | 0 | 0
F4_Commercial_Lodging_New_Food Preparation_Natural Gas_Steamer_E4 | F4 | Commercial | Lodging | New | Food Preparation | Natural Gas | Steamer | E4 | Utility - Cost of Equipment | 0 | 0 | 0 | 0 | 0 | 0 | 0 | 0 | 0 | 0 | 0 | 0 | 0 | 0 | 0 | 0 | 0 | 0 | 0 | 0 | 0 | 0 | 0 | 0 | 0 | 0 | 0 | 0 | 0 | 0 | 0 | 0 | 0
F4_Commercial_Lodging_New_Food Preparation_Natural Gas_Steamer_E5 | F4 | Commercial | Lodging | New | Food Preparation | Natural Gas | Steamer | E5 | Utility - Cost of Equipment | 0 | 0 | 0 | 0 | 0 | 0 | 0 | 0 | 0 | 0 | 0 | 0 | 0 | 0 | 0 | 0 | 0 | 0 | 0 | 0 | 0 | 0 | 0 | 0 | 0 | 0 | 0 | 0 | 0 | 0 | 0 | 0 | 0
F4_Commercial_Lodging_New_Food Preparation_Natural Gas_Steamer_E6 | F4 | Commercial | Lodging | New | Food Preparation | Natural Gas | Steamer | E6 | Utility - Cost of Equipment | 0 | 0 | 0 | 0 | 0 | 0 | 0 | 0 | 0 | 0 | 0 | 0 | 0 | 0 | 0 | 0 | 0 | 0 | 0 | 0 | 0 | 0 | 0 | 0 | 0 | 0 | 0 | 0 | 0 | 0 | 0 | 0 | 0
F4_Commercial_Lodging_New_Food Preparation_Natural Gas_Steamer_E7 | F4 | Commercial | Lodging | New | Food Preparation | Natural Gas | Steamer | E7 | Utility - Cost of Equipment | 0 | 0 | 0 | 0 | 0 | 0 | 0 | 0 | 0 | 0 | 0 | 0 | 0 | 0 | 0 | 0 | 0 | 0 | 0 | 0 | 0 | 0 | 0 | 0 | 0 | 0 | 0 | 0 | 0 | 0 | 0 | 0 | 0
F4_Commercial_Lodging_New_Food Preparation_Natural Gas_Steamer_E8 | F4 | Commercial | Lodging | New | Food Preparation | Natural Gas | Steamer | E8 | Utility - Cost of Equipment | 0 | 0 | 0 | 0 | 0 | 0 | 0 | 0 | 0 | 0 | 0 | 0 | 0 | 0 | 0 | 0 | 0 | 0 | 0 | 0 | 0 | 0 | 0 | 0 | 0 | 0 | 0 | 0 | 0 | 0 | 0 | 0 | 0
F4_Commercial_Lodging_New_Food Preparation_Natural Gas_Steamer_E9 | F4 | Commercial | Lodging | New | Food Preparation | Natural Gas | Steamer | E9 | Utility - Cost of Equipment | 0 | 0 | 0 | 0 | 0 | 0 | 0 | 0 | 0 | 0 | 0 | 0 | 0 | 0 | 0 | 0 | 0 | 0 | 0 | 0 | 0 | 0 | 0 | 0 | 0 | 0 | 0 | 0 | 0 | 0 | 0 | 0 | 0
F4_Commercial_Lodging_New_Food Preparation_Natural Gas_Steamer_E10 | F4 | Commercial | Lodging | New | Food Preparation | Natural Gas | Steamer | E10 | Utility - Cost of Equipment | 0 | 0 | 0 | 0 | 0 | 0 | 0 | 0 | 0 | 0 | 0 | 0 | 0 | 0 | 0 | 0 | 0 | 0 | 0 | 0 | 0 | 0 | 0 | 0 | 0 | 0 | 0 | 0 | 0 | 0 | 0 | 0 | 0
F5_Commercial_Lodging_New_Food Preparation_Natural Gas_Steamer_E1 | F5 | Commercial | Lodging | New | Food Preparation | Natural Gas | Steamer | E1 | Utility - Cost of Operation | 0.2856 | 0.2856 | 0.2856 | 0 | 0 | 0 | 0 | 0 | 0 | 0 | 0 | 0 | 0 | 0 | 0 | 0 | 0 | 0 | 0 | 0 | 0 | 0 | 0 | 0 | 0 | 0 | 0 | 0 | 0 | 0 | 0 | 0 | 0
F5_Commercial_Lodging_New_Food Preparation_Natural Gas_Steamer_E2 | F5 | Commercial | Lodging | New | Food Preparation | Natural Gas | Steamer | E2 | Utility - Cost of Operation | 0.33458 | 0.33458 | 0.33458 | 0.33458 | 0.33458 | 0.33458 | 0.33458 | 0.33458 | 0.33458 | 0.33458 | 0.33458 | 0.33458 | 0.33458 | 0.33458 | 0.33458 | 0.33458 | 0.33458 | 0.33458 | 0.33458 | 0.33458 | 0.33458 | 0.33458 | 0.33458 | 0.33458 | 0.33458 | 0.33458 | 0.33458 | 0.33458 | 0.33458 | 0.33458 | 0.33458 | 0.33458 | 0.33458
F5_Commercial_Lodging_New_Food Preparation_Natural Gas_Steamer_E3 | F5 | Commercial | Lodging | New | Food Preparation | Natural Gas | Steamer | E3 | Utility - Cost of Operation | 0 | 0 | 0 | 0 | 0 | 0 | 0 | 0 | 0 | 0 | 0 | 0 | 0 | 0 | 0 | 0 | 0 | 0 | 0 | 0 | 0 | 0 | 0 | 0 | 0 | 0 | 0 | 0 | 0 | 0 | 0 | 0 | 0
F5_Commercial_Lodging_New_Food Preparation_Natural Gas_Steamer_E4 | F5 | Commercial | Lodging | New | Food Preparation | Natural Gas | Steamer | E4 | Utility - Cost of Operation | 0 | 0 | 0 | 0 | 0 | 0 | 0 | 0 | 0 | 0 | 0 | 0 | 0 | 0 | 0 | 0 | 0 | 0 | 0 | 0 | 0 | 0 | 0 | 0 | 0 | 0 | 0 | 0 | 0 | 0 | 0 | 0 | 0
F5_Commercial_Lodging_New_Food Preparation_Natural Gas_Steamer_E5 | F5 | Commercial | Lodging | New | Food Preparation | Natural Gas | Steamer | E5 | Utility - Cost of Operation | 0 | 0 | 0 | 0 | 0 | 0 | 0 | 0 | 0 | 0 | 0 | 0 | 0 | 0 | 0 | 0 | 0 | 0 | 0 | 0 | 0 | 0 | 0 | 0 | 0 | 0 | 0 | 0 | 0 | 0 | 0 | 0 | 0
F5_Commercial_Lodging_New_Food Preparation_Natural Gas_Steamer_E6 | F5 | Commercial | Lodging | New | Food Preparation | Natural Gas | Steamer | E6 | Utility - Cost of Operation | 0 | 0 | 0 | 0 | 0 | 0 | 0 | 0 | 0 | 0 | 0 | 0 | 0 | 0 | 0 | 0 | 0 | 0 | 0 | 0 | 0 | 0 | 0 | 0 | 0 | 0 | 0 | 0 | 0 | 0 | 0 | 0 | 0
F5_Commercial_Lodging_New_Food Preparation_Natural Gas_Steamer_E7 | F5 | Commercial | Lodging | New | Food Preparation | Natural Gas | Steamer | E7 | Utility - Cost of Operation | 0 | 0 | 0 | 0 | 0 | 0 | 0 | 0 | 0 | 0 | 0 | 0 | 0 | 0 | 0 | 0 | 0 | 0 | 0 | 0 | 0 | 0 | 0 | 0 | 0 | 0 | 0 | 0 | 0 | 0 | 0 | 0 | 0
F5_Commercial_Lodging_New_Food Preparation_Natural Gas_Steamer_E8 | F5 | Commercial | Lodging | New | Food Preparation | Natural Gas | Steamer | E8 | Utility - Cost of Operation | 0 | 0 | 0 | 0 | 0 | 0 | 0 | 0 | 0 | 0 | 0 | 0 | 0 | 0 | 0 | 0 | 0 | 0 | 0 | 0 | 0 | 0 | 0 | 0 | 0 | 0 | 0 | 0 | 0 | 0 | 0 | 0 | 0
F5_Commercial_Lodging_New_Food Preparation_Natural Gas_Steamer_E9 | F5 | Commercial | Lodging | New | Food Preparation | Natural Gas | Steamer | E9 | Utility - Cost of Operation | 0 | 0 | 0 | 0 | 0 | 0 | 0 | 0 | 0 | 0 | 0 | 0 | 0 | 0 | 0 | 0 | 0 | 0 | 0 | 0 | 0 | 0 | 0 | 0 | 0 | 0 | 0 | 0 | 0 | 0 | 0 | 0 | 0
F5_Commercial_Lodging_New_Food Preparation_Natural Gas_Steamer_E10 | F5 | Commercial | Lodging | New | Food Preparation | Natural Gas | Steamer | E10 | Utility - Cost of Operation | 0 | 0 | 0 | 0 | 0 | 0 | 0 | 0 | 0 | 0 | 0 | 0 | 0 | 0 | 0 | 0 | 0 | 0 | 0 | 0 | 0 | 0 | 0 | 0 | 0 | 0 | 0 | 0 | 0 | 0 | 0 | 0 | 0
F6_Commercial_Lodging_New_Food Preparation_Natural Gas_Steamer_E1 | F6 | Commercial | Lodging | New | Food Preparation | Natural Gas | Steamer | E1 | Utility - Value of Sales | 0.26891 | 0.26891 | 0.26891 | 0 | 0 | 0 | 0 | 0 | 0 | 0 | 0 | 0 | 0 | 0 | 0 | 0 | 0 | 0 | 0 | 0 | 0 | 0 | 0 | 0 | 0 | 0 | 0 | 0 | 0 | 0 | 0 | 0 | 0
F6_Commercial_Lodging_New_Food Preparation_Natural Gas_Steamer_E2 | F6 | Commercial | Lodging | New | Food Preparation | Natural Gas | Steamer | E2 | Utility - Value of Sales | 0.11666 | 0.11666 | 0.11666 | 0.11666 | 0.11666 | 0.11666 | 0.11666 | 0.11666 | 0.11666 | 0.11666 | 0.11666 | 0.11666 | 0.11666 | 0.11666 | 0.11666 | 0.11666 | 0.11666 | 0.11666 | 0.11666 | 0.11666 | 0.11666 | 0.11666 | 0.11666 | 0.11666 | 0.11666 | 0.11666 | 0.11666 | 0.11666 | 0.11666 | 0.11666 | 0.11666 | 0.11666 | 0.11666
F6_Commercial_Lodging_New_Food Preparation_Natural Gas_Steamer_E3 | F6 | Commercial | Lodging | New | Food Preparation | Natural Gas | Steamer | E3 | Utility - Value of Sales | 0 | 0 | 0 | 0 | 0 | 0 | 0 | 0 | 0 | 0 | 0 | 0 | 0 | 0 | 0 | 0 | 0 | 0 | 0 | 0 | 0 | 0 | 0 | 0 | 0 | 0 | 0 | 0 | 0 | 0 | 0 | 0 | 0
F6_Commercial_Lodging_New_Food Preparation_Natural Gas_Steamer_E4 | F6 | Commercial | Lodging | New | Food Preparation | Natural Gas | Steamer | E4 | Utility - Value of Sales | 0 | 0 | 0 | 0 | 0 | 0 | 0 | 0 | 0 | 0 | 0 | 0 | 0 | 0 | 0 | 0 | 0 | 0 | 0 | 0 | 0 | 0 | 0 | 0 | 0 | 0 | 0 | 0 | 0 | 0 | 0 | 0 | 0
F6_Commercial_Lodging_New_Food Preparation_Natural Gas_Steamer_E5 | F6 | Commercial | Lodging | New | Food Preparation | Natural Gas | Steamer | E5 | Utility - Value of Sales | 0 | 0 | 0 | 0 | 0 | 0 | 0 | 0 | 0 | 0 | 0 | 0 | 0 | 0 | 0 | 0 | 0 | 0 | 0 | 0 | 0 | 0 | 0 | 0 | 0 | 0 | 0 | 0 | 0 | 0 | 0 | 0 | 0
F6_Commercial_Lodging_New_Food Preparation_Natural Gas_Steamer_E6 | F6 | Commercial | Lodging | New | Food Preparation | Natural Gas | Steamer | E6 | Utility - Value of Sales | 0 | 0 | 0 | 0 | 0 | 0 | 0 | 0 | 0 | 0 | 0 | 0 | 0 | 0 | 0 | 0 | 0 | 0 | 0 | 0 | 0 | 0 | 0 | 0 | 0 | 0 | 0 | 0 | 0 | 0 | 0 | 0 | 0
F6_Commercial_Lodging_New_Food Preparation_Natural Gas_Steamer_E7 | F6 | Commercial | Lodging | New | Food Preparation | Natural Gas | Steamer | E7 | Utility - Value of Sales | 0 | 0 | 0 | 0 | 0 | 0 | 0 | 0 | 0 | 0 | 0 | 0 | 0 | 0 | 0 | 0 | 0 | 0 | 0 | 0 | 0 | 0 | 0 | 0 | 0 | 0 | 0 | 0 | 0 | 0 | 0 | 0 | 0
F6_Commercial_Lodging_New_Food Preparation_Natural Gas_Steamer_E8 | F6 | Commercial | Lodging | New | Food Preparation | Natural Gas | Steamer | E8 | Utility - Value of Sales | 0 | 0 | 0 | 0 | 0 | 0 | 0 | 0 | 0 | 0 | 0 | 0 | 0 | 0 | 0 | 0 | 0 | 0 | 0 | 0 | 0 | 0 | 0 | 0 | 0 | 0 | 0 | 0 | 0 | 0 | 0 | 0 | 0
F6_Commercial_Lodging_New_Food Preparation_Natural Gas_Steamer_E9 | F6 | Commercial | Lodging | New | Food Preparation | Natural Gas | Steamer | E9 | Utility - Value of Sales | 0 | 0 | 0 | 0 | 0 | 0 | 0 | 0 | 0 | 0 | 0 | 0 | 0 | 0 | 0 | 0 | 0 | 0 | 0 | 0 | 0 | 0 | 0 | 0 | 0 | 0 | 0 | 0 | 0 | 0 | 0 | 0 | 0
F6_Commercial_Lodging_New_Food Preparation_Natural Gas_Steamer_E10 | F6 | Commercial | Lodging | New | Food Preparation | Natural Gas | Steamer | E10 | Utility - Value of Sales | 0 | 0 | 0 | 0 | 0 | 0 | 0 | 0 | 0 | 0 | 0 | 0 | 0 | 0 | 0 | 0 | 0 | 0 | 0 | 0 | 0 | 0 | 0 | 0 | 0 | 0 | 0 | 0 | 0 | 0 | 0 | 0 | 0
F1_Commercial_Lodging_New_Food Preparation_Natural Gas_Food Prep Other_E1 | F1 | Commercial | Lodging | New | Food Preparation | Natural Gas | Food Prep Other | E1 | RVT - Cost of Equipment | 0.067255 | 0.067728 | 0.06829 | 0.068944 | 0.069711 | 0.070611 | 0.071331 | 0.072017 | 0.072691 | 0.073374 | 0.073999 | 0.074546 | 0.075096 | 0.075678 | 0.076351 | 0.077023 | 0.077765 | 0.078576 | 0.079439 | 0.08033 | 0.081237 | 0.082087 | 0.082865 | 0.083574 | 0.084199 | 0.084736 | 0.085108 | 0.085385 | 0.085626 | 0.085831 | 0.086034 | 0.086123 | 0.086123
F1_Commercial_Lodging_New_Food Preparation_Natural Gas_Food Prep Other_E2 | F1 | Commercial | Lodging | New | Food Preparation | Natural Gas | Food Prep Other | E2 | RVT - Cost of Equipment | 0.067255 | 0.067728 | 0.06829 | 0.068944 | 0.069711 | 0.070611 | 0.071331 | 0.072017 | 0.072691 | 0.073374 | 0.073999 | 0.074546 | 0.075096 | 0.075678 | 0.076351 | 0.077023 | 0.077765 | 0.078576 | 0.079439 | 0.08033 | 0.081237 | 0.082087 | 0.082865 | 0.083574 | 0.084199 | 0.084736 | 0.085108 | 0.085385 | 0.085626 | 0.085831 | 0.086034 | 0.086123 | 0.086123
F1_Commercial_Lodging_New_Food Preparation_Natural Gas_Food Prep Other_E3 | F1 | Commercial | Lodging | New | Food Preparation | Natural Gas | Food Prep Other | E3 | RVT - Cost of Equipment | 0 | 0 | 0 | 0 | 0 | 0 | 0 | 0 | 0 | 0 | 0 | 0 | 0 | 0 | 0 | 0 | 0 | 0 | 0 | 0 | 0 | 0 | 0 | 0 | 0 | 0 | 0 | 0 | 0 | 0 | 0 | 0 | 0
F1_Commercial_Lodging_New_Food Preparation_Natural Gas_Food Prep Other_E4 | F1 | Commercial | Lodging | New | Food Preparation | Natural Gas | Food Prep Other | E4 | RVT - Cost of Equipment | 0 | 0 | 0 | 0 | 0 | 0 | 0 | 0 | 0 | 0 | 0 | 0 | 0 | 0 | 0 | 0 | 0 | 0 | 0 | 0 | 0 | 0 | 0 | 0 | 0 | 0 | 0 | 0 | 0 | 0 | 0 | 0 | 0
F1_Commercial_Lodging_New_Food Preparation_Natural Gas_Food Prep Other_E5 | F1 | Commercial | Lodging | New | Food Preparation | Natural Gas | Food Prep Other | E5 | RVT - Cost of Equipment | 0 | 0 | 0 | 0 | 0 | 0 | 0 | 0 | 0 | 0 | 0 | 0 | 0 | 0 | 0 | 0 | 0 | 0 | 0 | 0 | 0 | 0 | 0 | 0 | 0 | 0 | 0 | 0 | 0 | 0 | 0 | 0 | 0
F1_Commercial_Lodging_New_Food Preparation_Natural Gas_Food Prep Other_E6 | F1 | Commercial | Lodging | New | Food Preparation | Natural Gas | Food Prep Other | E6 | RVT - Cost of Equipment | 0 | 0 | 0 | 0 | 0 | 0 | 0 | 0 | 0 | 0 | 0 | 0 | 0 | 0 | 0 | 0 | 0 | 0 | 0 | 0 | 0 | 0 | 0 | 0 | 0 | 0 | 0 | 0 | 0 | 0 | 0 | 0 | 0
F1_Commercial_Lodging_New_Food Preparation_Natural Gas_Food Prep Other_E7 | F1 | Commercial | Lodging | New | Food Preparation | Natural Gas | Food Prep Other | E7 | RVT - Cost of Equipment | 0 | 0 | 0 | 0 | 0 | 0 | 0 | 0 | 0 | 0 | 0 | 0 | 0 | 0 | 0 | 0 | 0 | 0 | 0 | 0 | 0 | 0 | 0 | 0 | 0 | 0 | 0 | 0 | 0 | 0 | 0 | 0 | 0
F1_Commercial_Lodging_New_Food Preparation_Natural Gas_Food Prep Other_E8 | F1 | Commercial | Lodging | New | Food Preparation | Natural Gas | Food Prep Other | E8 | RVT - Cost of Equipment | 0 | 0 | 0 | 0 | 0 | 0 | 0 | 0 | 0 | 0 | 0 | 0 | 0 | 0 | 0 | 0 | 0 | 0 | 0 | 0 | 0 | 0 | 0 | 0 | 0 | 0 | 0 | 0 | 0 | 0 | 0 | 0 | 0
F1_Commercial_Lodging_New_Food Preparation_Natural Gas_Food Prep Other_E9 | F1 | Commercial | Lodging | New | Food Preparation | Natural Gas | Food Prep Other | E9 | RVT - Cost of Equipment | 0 | 0 | 0 | 0 | 0 | 0 | 0 | 0 | 0 | 0 | 0 | 0 | 0 | 0 | 0 | 0 | 0 | 0 | 0 | 0 | 0 | 0 | 0 | 0 | 0 | 0 | 0 | 0 | 0 | 0 | 0 | 0 | 0
F1_Commercial_Lodging_New_Food Preparation_Natural Gas_Food Prep Other_E10 | F1 | Commercial | Lodging | New | Food Preparation | Natural Gas | Food Prep Other | E10 | RVT - Cost of Equipment | 0 | 0 | 0 | 0 | 0 | 0 | 0 | 0 | 0 | 0 | 0 | 0 | 0 | 0 | 0 | 0 | 0 | 0 | 0 | 0 | 0 | 0 | 0 | 0 | 0 | 0 | 0 | 0 | 0 | 0 | 0 | 0 | 0
F2_Commercial_Lodging_New_Food Preparation_Natural Gas_Food Prep Other_E1 | F2 | Commercial | Lodging | New | Food Preparation | Natural Gas | Food Prep Other | E1 | RVT - Cost of Operation | 0.080576 | 0.081142 | 0.081816 | 0.082599 | 0.083519 | 0.084596 | 0.085459 | 0.086281 | 0.087089 | 0.087906 | 0.088655 | 0.089311 | 0.08997 | 0.090668 | 0.091473 | 0.092278 | 0.093167 | 0.094139 | 0.095173 | 0.096241 | 0.097327 | 0.098346 | 0.099277 | 0.10013 | 0.10088 | 0.10152 | 0.10197 | 0.1023 | 0.10258 | 0.10283 | 0.10307 | 0.10318 | 0.10318
F2_Commercial_Lodging_New_Food Preparation_Natural Gas_Food Prep Other_E2 | F2 | Commercial | Lodging | New | Food Preparation | Natural Gas | Food Prep Other | E2 | RVT - Cost of Operation | 0.080576 | 0.081142 | 0.081816 | 0.082599 | 0.083519 | 0.084596 | 0.085459 | 0.086281 | 0.087089 | 0.087906 | 0.088655 | 0.089311 | 0.08997 | 0.090668 | 0.091473 | 0.092278 | 0.093167 | 0.094139 | 0.095173 | 0.096241 | 0.097327 | 0.098346 | 0.099277 | 0.10013 | 0.10088 | 0.10152 | 0.10197 | 0.1023 | 0.10258 | 0.10283 | 0.10307 | 0.10318 | 0.10318
F2_Commercial_Lodging_New_Food Preparation_Natural Gas_Food Prep Other_E3 | F2 | Commercial | Lodging | New | Food Preparation | Natural Gas | Food Prep Other | E3 | RVT - Cost of Operation | 0 | 0 | 0 | 0 | 0 | 0 | 0 | 0 | 0 | 0 | 0 | 0 | 0 | 0 | 0 | 0 | 0 | 0 | 0 | 0 | 0 | 0 | 0 | 0 | 0 | 0 | 0 | 0 | 0 | 0 | 0 | 0 | 0
F2_Commercial_Lodging_New_Food Preparation_Natural Gas_Food Prep Other_E4 | F2 | Commercial | Lodging | New | Food Preparation | Natural Gas | Food Prep Other | E4 | RVT - Cost of Operation | 0 | 0 | 0 | 0 | 0 | 0 | 0 | 0 | 0 | 0 | 0 | 0 | 0 | 0 | 0 | 0 | 0 | 0 | 0 | 0 | 0 | 0 | 0 | 0 | 0 | 0 | 0 | 0 | 0 | 0 | 0 | 0 | 0
F2_Commercial_Lodging_New_Food Preparation_Natural Gas_Food Prep Other_E5 | F2 | Commercial | Lodging | New | Food Preparation | Natural Gas | Food Prep Other | E5 | RVT - Cost of Operation | 0 | 0 | 0 | 0 | 0 | 0 | 0 | 0 | 0 | 0 | 0 | 0 | 0 | 0 | 0 | 0 | 0 | 0 | 0 | 0 | 0 | 0 | 0 | 0 | 0 | 0 | 0 | 0 | 0 | 0 | 0 | 0 | 0
F2_Commercial_Lodging_New_Food Preparation_Natural Gas_Food Prep Other_E6 | F2 | Commercial | Lodging | New | Food Preparation | Natural Gas | Food Prep Other | E6 | RVT - Cost of Operation | 0 | 0 | 0 | 0 | 0 | 0 | 0 | 0 | 0 | 0 | 0 | 0 | 0 | 0 | 0 | 0 | 0 | 0 | 0 | 0 | 0 | 0 | 0 | 0 | 0 | 0 | 0 | 0 | 0 | 0 | 0 | 0 | 0
F2_Commercial_Lodging_New_Food Preparation_Natural Gas_Food Prep Other_E7 | F2 | Commercial | Lodging | New | Food Preparation | Natural Gas | Food Prep Other | E7 | RVT - Cost of Operation | 0 | 0 | 0 | 0 | 0 | 0 | 0 | 0 | 0 | 0 | 0 | 0 | 0 | 0 | 0 | 0 | 0 | 0 | 0 | 0 | 0 | 0 | 0 | 0 | 0 | 0 | 0 | 0 | 0 | 0 | 0 | 0 | 0
F2_Commercial_Lodging_New_Food Preparation_Natural Gas_Food Prep Other_E8 | F2 | Commercial | Lodging | New | Food Preparation | Natural Gas | Food Prep Other | E8 | RVT - Cost of Operation | 0 | 0 | 0 | 0 | 0 | 0 | 0 | 0 | 0 | 0 | 0 | 0 | 0 | 0 | 0 | 0 | 0 | 0 | 0 | 0 | 0 | 0 | 0 | 0 | 0 | 0 | 0 | 0 | 0 | 0 | 0 | 0 | 0
F2_Commercial_Lodging_New_Food Preparation_Natural Gas_Food Prep Other_E9 | F2 | Commercial | Lodging | New | Food Preparation | Natural Gas | Food Prep Other | E9 | RVT - Cost of Operation | 0 | 0 | 0 | 0 | 0 | 0 | 0 | 0 | 0 | 0 | 0 | 0 | 0 | 0 | 0 | 0 | 0 | 0 | 0 | 0 | 0 | 0 | 0 | 0 | 0 | 0 | 0 | 0 | 0 | 0 | 0 | 0 | 0
F2_Commercial_Lodging_New_Food Preparation_Natural Gas_Food Prep Other_E10 | F2 | Commercial | Lodging | New | Food Preparation | Natural Gas | Food Prep Other | E10 | RVT - Cost of Operation | 0 | 0 | 0 | 0 | 0 | 0 | 0 | 0 | 0 | 0 | 0 | 0 | 0 | 0 | 0 | 0 | 0 | 0 | 0 | 0 | 0 | 0 | 0 | 0 | 0 | 0 | 0 | 0 | 0 | 0 | 0 | 0 | 0
F3_Commercial_Lodging_New_Food Preparation_Natural Gas_Food Prep Other_E1 | F3 | Commercial | Lodging | New | Food Preparation | Natural Gas | Food Prep Other | E1 | System - kBTUs of Consumption | 0.0049855 | 0.0049855 | 0.0049855 | 0.0049855 | 0.0049855 | 0.0049855 | 0.0049855 | 0.0049855 | 0.0049855 | 0.0049855 | 0.0049855 | 0.0049855 | 0.0049855 | 0.0049855 | 0.0049855 | 0.0049855 | 0.0049855 | 0.0049855 | 0.0049855 | 0.0049855 | 0.0049855 | 0.0049855 | 0.0049855 | 0.0049855 | 0.0049855 | 0.0049855 | 0.0049855 | 0.0049855 | 0.0049855 | 0.0049855 | 0.0049855 | 0.0049855 | 0.0049855
F3_Commercial_Lodging_New_Food Preparation_Natural Gas_Food Prep Other_E2 | F3 | Commercial | Lodging | New | Food Preparation | Natural Gas | Food Prep Other | E2 | System - kBTUs of Consumption | 0.0049905 | 0.0049905 | 0.0049905 | 0.0049905 | 0.0049905 | 0.0049905 | 0.0049905 | 0.0049905 | 0.0049905 | 0.0049905 | 0.0049905 | 0.0049905 | 0.0049905 | 0.0049905 | 0.0049905 | 0.0049905 | 0.0049905 | 0.0049905 | 0.0049905 | 0.0049905 | 0.0049905 | 0.0049905 | 0.0049905 | 0.0049905 | 0.0049905 | 0.0049905 | 0.0049905 | 0.0049905 | 0.0049905 | 0.0049905 | 0.0049905 | 0.0049905 | 0.0049905
F3_Commercial_Lodging_New_Food Preparation_Natural Gas_Food Prep Other_E3 | F3 | Commercial | Lodging | New | Food Preparation | Natural Gas | Food Prep Other | E3 | System - kBTUs of Consumption | 0 | 0 | 0 | 0 | 0 | 0 | 0 | 0 | 0 | 0 | 0 | 0 | 0 | 0 | 0 | 0 | 0 | 0 | 0 | 0 | 0 | 0 | 0 | 0 | 0 | 0 | 0 | 0 | 0 | 0 | 0 | 0 | 0
F3_Commercial_Lodging_New_Food Preparation_Natural Gas_Food Prep Other_E4 | F3 | Commercial | Lodging | New | Food Preparation | Natural Gas | Food Prep Other | E4 | System - kBTUs of Consumption | 0 | 0 | 0 | 0 | 0 | 0 | 0 | 0 | 0 | 0 | 0 | 0 | 0 | 0 | 0 | 0 | 0 | 0 | 0 | 0 | 0 | 0 | 0 | 0 | 0 | 0 | 0 | 0 | 0 | 0 | 0 | 0 | 0
F3_Commercial_Lodging_New_Food Preparation_Natural Gas_Food Prep Other_E5 | F3 | Commercial | Lodging | New | Food Preparation | Natural Gas | Food Prep Other | E5 | System - kBTUs of Consumption | 0 | 0 | 0 | 0 | 0 | 0 | 0 | 0 | 0 | 0 | 0 | 0 | 0 | 0 | 0 | 0 | 0 | 0 | 0 | 0 | 0 | 0 | 0 | 0 | 0 | 0 | 0 | 0 | 0 | 0 | 0 | 0 | 0
F3_Commercial_Lodging_New_Food Preparation_Natural Gas_Food Prep Other_E6 | F3 | Commercial | Lodging | New | Food Preparation | Natural Gas | Food Prep Other | E6 | System - kBTUs of Consumption | 0 | 0 | 0 | 0 | 0 | 0 | 0 | 0 | 0 | 0 | 0 | 0 | 0 | 0 | 0 | 0 | 0 | 0 | 0 | 0 | 0 | 0 | 0 | 0 | 0 | 0 | 0 | 0 | 0 | 0 | 0 | 0 | 0
F3_Commercial_Lodging_New_Food Preparation_Natural Gas_Food Prep Other_E7 | F3 | Commercial | Lodging | New | Food Preparation | Natural Gas | Food Prep Other | E7 | System - kBTUs of Consumption | 0 | 0 | 0 | 0 | 0 | 0 | 0 | 0 | 0 | 0 | 0 | 0 | 0 | 0 | 0 | 0 | 0 | 0 | 0 | 0 | 0 | 0 | 0 | 0 | 0 | 0 | 0 | 0 | 0 | 0 | 0 | 0 | 0
F3_Commercial_Lodging_New_Food Preparation_Natural Gas_Food Prep Other_E8 | F3 | Commercial | Lodging | New | Food Preparation | Natural Gas | Food Prep Other | E8 | System - kBTUs of Consumption | 0 | 0 | 0 | 0 | 0 | 0 | 0 | 0 | 0 | 0 | 0 | 0 | 0 | 0 | 0 | 0 | 0 | 0 | 0 | 0 | 0 | 0 | 0 | 0 | 0 | 0 | 0 | 0 | 0 | 0 | 0 | 0 | 0
F3_Commercial_Lodging_New_Food Preparation_Natural Gas_Food Prep Other_E9 | F3 | Commercial | Lodging | New | Food Preparation | Natural Gas | Food Prep Other | E9 | System - kBTUs of Consumption | 0 | 0 | 0 | 0 | 0 | 0 | 0 | 0 | 0 | 0 | 0 | 0 | 0 | 0 | 0 | 0 | 0 | 0 | 0 | 0 | 0 | 0 | 0 | 0 | 0 | 0 | 0 | 0 | 0 | 0 | 0 | 0 | 0
F3_Commercial_Lodging_New_Food Preparation_Natural Gas_Food Prep Other_E10 | F3 | Commercial | Lodging | New | Food Preparation | Natural Gas | Food Prep Other | E10 | System - kBTUs of Consumption | 0 | 0 | 0 | 0 | 0 | 0 | 0 | 0 | 0 | 0 | 0 | 0 | 0 | 0 | 0 | 0 | 0 | 0 | 0 | 0 | 0 | 0 | 0 | 0 | 0 | 0 | 0 | 0 | 0 | 0 | 0 | 0 | 0
F4_Commercial_Lodging_New_Food Preparation_Natural Gas_Food Prep Other_E1 | F4 | Commercial | Lodging | New | Food Preparation | Natural Gas | Food Prep Other | E1 | Utility - Cost of Equipment | 0.080576 | 0.081142 | 0.081816 | 0.082599 | 0.083519 | 0.084596 | 0.085459 | 0.086281 | 0.087089 | 0.087906 | 0.088655 | 0.089311 | 0.08997 | 0.090668 | 0.091473 | 0.092278 | 0.093167 | 0.094139 | 0.095173 | 0.096241 | 0.097327 | 0.098346 | 0.099277 | 0.10013 | 0.10088 | 0.10152 | 0.10197 | 0.1023 | 0.10258 | 0.10283 | 0.10307 | 0.10318 | 0.10318
F4_Commercial_Lodging_New_Food Preparation_Natural Gas_Food Prep Other_E2 | F4 | Commercial | Lodging | New | Food Preparation | Natural Gas | Food Prep Other | E2 | Utility - Cost of Equipment | 0.080576 | 0.081142 | 0.081816 | 0.082599 | 0.083519 | 0.084596 | 0.085459 | 0.086281 | 0.087089 | 0.087906 | 0.088655 | 0.089311 | 0.08997 | 0.090668 | 0.091473 | 0.092278 | 0.093167 | 0.094139 | 0.095173 | 0.096241 | 0.097327 | 0.098346 | 0.099277 | 0.10013 | 0.10088 | 0.10152 | 0.10197 | 0.1023 | 0.10258 | 0.10283 | 0.10307 | 0.10318 | 0.10318
F4_Commercial_Lodging_New_Food Preparation_Natural Gas_Food Prep Other_E3 | F4 | Commercial | Lodging | New | Food Preparation | Natural Gas | Food Prep Other | E3 | Utility - Cost of Equipment | 0 | 0 | 0 | 0 | 0 | 0 | 0 | 0 | 0 | 0 | 0 | 0 | 0 | 0 | 0 | 0 | 0 | 0 | 0 | 0 | 0 | 0 | 0 | 0 | 0 | 0 | 0 | 0 | 0 | 0 | 0 | 0 | 0
F4_Commercial_Lodging_New_Food Preparation_Natural Gas_Food Prep Other_E4 | F4 | Commercial | Lodging | New | Food Preparation | Natural Gas | Food Prep Other | E4 | Utility - Cost of Equipment | 0 | 0 | 0 | 0 | 0 | 0 | 0 | 0 | 0 | 0 | 0 | 0 | 0 | 0 | 0 | 0 | 0 | 0 | 0 | 0 | 0 | 0 | 0 | 0 | 0 | 0 | 0 | 0 | 0 | 0 | 0 | 0 | 0
F4_Commercial_Lodging_New_Food Preparation_Natural Gas_Food Prep Other_E5 | F4 | Commercial | Lodging | New | Food Preparation | Natural Gas | Food Prep Other | E5 | Utility - Cost of Equipment | 0 | 0 | 0 | 0 | 0 | 0 | 0 | 0 | 0 | 0 | 0 | 0 | 0 | 0 | 0 | 0 | 0 | 0 | 0 | 0 | 0 | 0 | 0 | 0 | 0 | 0 | 0 | 0 | 0 | 0 | 0 | 0 | 0
F4_Commercial_Lodging_New_Food Preparation_Natural Gas_Food Prep Other_E6 | F4 | Commercial | Lodging | New | Food Preparation | Natural Gas | Food Prep Other | E6 | Utility - Cost of Equipment | 0 | 0 | 0 | 0 | 0 | 0 | 0 | 0 | 0 | 0 | 0 | 0 | 0 | 0 | 0 | 0 | 0 | 0 | 0 | 0 | 0 | 0 | 0 | 0 | 0 | 0 | 0 | 0 | 0 | 0 | 0 | 0 | 0
F4_Commercial_Lodging_New_Food Preparation_Natural Gas_Food Prep Other_E7 | F4 | Commercial | Lodging | New | Food Preparation | Natural Gas | Food Prep Other | E7 | Utility - Cost of Equipment | 0 | 0 | 0 | 0 | 0 | 0 | 0 | 0 | 0 | 0 | 0 | 0 | 0 | 0 | 0 | 0 | 0 | 0 | 0 | 0 | 0 | 0 | 0 | 0 | 0 | 0 | 0 | 0 | 0 | 0 | 0 | 0 | 0
F4_Commercial_Lodging_New_Food Preparation_Natural Gas_Food Prep Other_E8 | F4 | Commercial | Lodging | New | Food Preparation | Natural Gas | Food Prep Other | E8 | Utility - Cost of Equipment | 0 | 0 | 0 | 0 | 0 | 0 | 0 | 0 | 0 | 0 | 0 | 0 | 0 | 0 | 0 | 0 | 0 | 0 | 0 | 0 | 0 | 0 | 0 | 0 | 0 | 0 | 0 | 0 | 0 | 0 | 0 | 0 | 0
F4_Commercial_Lodging_New_Food Preparation_Natural Gas_Food Prep Other_E9 | F4 | Commercial | Lodging | New | Food Preparation | Natural Gas | Food Prep Other | E9 | Utility - Cost of Equipment | 0 | 0 | 0 | 0 | 0 | 0 | 0 | 0 | 0 | 0 | 0 | 0 | 0 | 0 | 0 | 0 | 0 | 0 | 0 | 0 | 0 | 0 | 0 | 0 | 0 | 0 | 0 | 0 | 0 | 0 | 0 | 0 | 0
F4_Commercial_Lodging_New_Food Preparation_Natural Gas_Food Prep Other_E10 | F4 | Commercial | Lodging | New | Food Preparation | Natural Gas | Food Prep Other | E10 | Utility - Cost of Equipment | 0 | 0 | 0 | 0 | 0 | 0 | 0 | 0 | 0 | 0 | 0 | 0 | 0 | 0 | 0 | 0 | 0 | 0 | 0 | 0 | 0 | 0 | 0 | 0 | 0 | 0 | 0 | 0 | 0 | 0 | 0 | 0 | 0
F5_Commercial_Lodging_New_Food Preparation_Natural Gas_Food Prep Other_E1 | F5 | Commercial | Lodging | New | Food Preparation | Natural Gas | Food Prep Other | E1 | Utility - Cost of Operation | 0.0049855 | 0.0049855 | 0.0049855 | 0.0049855 | 0.0049855 | 0.0049855 | 0.0049855 | 0.0049855 | 0.0049855 | 0.0049855 | 0.0049855 | 0.0049855 | 0.0049855 | 0.0049855 | 0.0049855 | 0.0049855 | 0.0049855 | 0.0049855 | 0.0049855 | 0.0049855 | 0.0049855 | 0.0049855 | 0.0049855 | 0.0049855 | 0.0049855 | 0.0049855 | 0.0049855 | 0.0049855 | 0.0049855 | 0.0049855 | 0.0049855 | 0.0049855 | 0.0049855
F5_Commercial_Lodging_New_Food Preparation_Natural Gas_Food Prep Other_E2 | F5 | Commercial | Lodging | New | Food Preparation | Natural Gas | Food Prep Other | E2 | Utility - Cost of Operation | 0.0049905 | 0.0049905 | 0.0049905 | 0.0049905 | 0.0049905 | 0.0049905 | 0.0049905 | 0.0049905 | 0.0049905 | 0.0049905 | 0.0049905 | 0.0049905 | 0.0049905 | 0.0049905 | 0.0049905 | 0.0049905 | 0.0049905 | 0.0049905 | 0.0049905 | 0.0049905 | 0.0049905 | 0.0049905 | 0.0049905 | 0.0049905 | 0.0049905 | 0.0049905 | 0.0049905 | 0.0049905 | 0.0049905 | 0.0049905 | 0.0049905 | 0.0049905 | 0.0049905
F5_Commercial_Lodging_New_Food Preparation_Natural Gas_Food Prep Other_E3 | F5 | Commercial | Lodging | New | Food Preparation | Natural Gas | Food Prep Other | E3 | Utility - Cost of Operation | 0 | 0 | 0 | 0 | 0 | 0 | 0 | 0 | 0 | 0 | 0 | 0 | 0 | 0 | 0 | 0 | 0 | 0 | 0 | 0 | 0 | 0 | 0 | 0 | 0 | 0 | 0 | 0 | 0 | 0 | 0 | 0 | 0
F5_Commercial_Lodging_New_Food Preparation_Natural Gas_Food Prep Other_E4 | F5 | Commercial | Lodging | New | Food Preparation | Natural Gas | Food Prep Other | E4 | Utility - Cost of Operation | 0 | 0 | 0 | 0 | 0 | 0 | 0 | 0 | 0 | 0 | 0 | 0 | 0 | 0 | 0 | 0 | 0 | 0 | 0 | 0 | 0 | 0 | 0 | 0 | 0 | 0 | 0 | 0 | 0 | 0 | 0 | 0 | 0
F5_Commercial_Lodging_New_Food Preparation_Natural Gas_Food Prep Other_E5 | F5 | Commercial | Lodging | New | Food Preparation | Natural Gas | Food Prep Other | E5 | Utility - Cost of Operation | 0 | 0 | 0 | 0 | 0 | 0 | 0 | 0 | 0 | 0 | 0 | 0 | 0 | 0 | 0 | 0 | 0 | 0 | 0 | 0 | 0 | 0 | 0 | 0 | 0 | 0 | 0 | 0 | 0 | 0 | 0 | 0 | 0
F5_Commercial_Lodging_New_Food Preparation_Natural Gas_Food Prep Other_E6 | F5 | Commercial | Lodging | New | Food Preparation | Natural Gas | Food Prep Other | E6 | Utility - Cost of Operation | 0 | 0 | 0 | 0 | 0 | 0 | 0 | 0 | 0 | 0 | 0 | 0 | 0 | 0 | 0 | 0 | 0 | 0 | 0 | 0 | 0 | 0 | 0 | 0 | 0 | 0 | 0 | 0 | 0 | 0 | 0 | 0 | 0
F5_Commercial_Lodging_New_Food Preparation_Natural Gas_Food Prep Other_E7 | F5 | Commercial | Lodging | New | Food Preparation | Natural Gas | Food Prep Other | E7 | Utility - Cost of Operation | 0 | 0 | 0 | 0 | 0 | 0 | 0 | 0 | 0 | 0 | 0 | 0 | 0 | 0 | 0 | 0 | 0 | 0 | 0 | 0 | 0 | 0 | 0 | 0 | 0 | 0 | 0 | 0 | 0 | 0 | 0 | 0 | 0
F5_Commercial_Lodging_New_Food Preparation_Natural Gas_Food Prep Other_E8 | F5 | Commercial | Lodging | New | Food Preparation | Natural Gas | Food Prep Other | E8 | Utility - Cost of Operation | 0 | 0 | 0 | 0 | 0 | 0 | 0 | 0 | 0 | 0 | 0 | 0 | 0 | 0 | 0 | 0 | 0 | 0 | 0 | 0 | 0 | 0 | 0 | 0 | 0 | 0 | 0 | 0 | 0 | 0 | 0 | 0 | 0
F5_Commercial_Lodging_New_Food Preparation_Natural Gas_Food Prep Other_E9 | F5 | Commercial | Lodging | New | Food Preparation | Natural Gas | Food Prep Other | E9 | Utility - Cost of Operation | 0 | 0 | 0 | 0 | 0 | 0 | 0 | 0 | 0 | 0 | 0 | 0 | 0 | 0 | 0 | 0 | 0 | 0 | 0 | 0 | 0 | 0 | 0 | 0 | 0 | 0 | 0 | 0 | 0 | 0 | 0 | 0 | 0
F5_Commercial_Lodging_New_Food Preparation_Natural Gas_Food Prep Other_E10 | F5 | Commercial | Lodging | New | Food Preparation | Natural Gas | Food Prep Other | E10 | Utility - Cost of Operation | 0 | 0 | 0 | 0 | 0 | 0 | 0 | 0 | 0 | 0 | 0 | 0 | 0 | 0 | 0 | 0 | 0 | 0 | 0 | 0 | 0 | 0 | 0 | 0 | 0 | 0 | 0 | 0 | 0 | 0 | 0 | 0 | 0
F6_Commercial_Lodging_New_Food Preparation_Natural Gas_Food Prep Other_E1 | F6 | Commercial | Lodging | New | Food Preparation | Natural Gas | Food Prep Other | E1 | Utility - Value of Sales | 0.048173 | 0.048173 | 0.048173 | 0.048173 | 0.048173 | 0.048173 | 0.048173 | 0.048173 | 0.048173 | 0.048173 | 0.048173 | 0.048173 | 0.048173 | 0.048173 | 0.048173 | 0.048173 | 0.048173 | 0.048173 | 0.048173 | 0.048173 | 0.048173 | 0.048173 | 0.048173 | 0.048173 | 0.048173 | 0.048173 | 0.048173 | 0.048173 | 0.048173 | 0.048173 | 0.048173 | 0.048173 | 0.048173
F6_Commercial_Lodging_New_Food Preparation_Natural Gas_Food Prep Other_E2 | F6 | Commercial | Lodging | New | Food Preparation | Natural Gas | Food Prep Other | E2 | Utility - Value of Sales | 0.048173 | 0.048173 | 0.048173 | 0.048173 | 0.048173 | 0.048173 | 0.048173 | 0.048173 | 0.048173 | 0.048173 | 0.048173 | 0.048173 | 0.048173 | 0.048173 | 0.048173 | 0.048173 | 0.048173 | 0.048173 | 0.048173 | 0.048173 | 0.048173 | 0.048173 | 0.048173 | 0.048173 | 0.048173 | 0.048173 | 0.048173 | 0.048173 | 0.048173 | 0.048173 | 0.048173 | 0.048173 | 0.048173
F6_Commercial_Lodging_New_Food Preparation_Natural Gas_Food Prep Other_E3 | F6 | Commercial | Lodging | New | Food Preparation | Natural Gas | Food Prep Other | E3 | Utility - Value of Sales | 0 | 0 | 0 | 0 | 0 | 0 | 0 | 0 | 0 | 0 | 0 | 0 | 0 | 0 | 0 | 0 | 0 | 0 | 0 | 0 | 0 | 0 | 0 | 0 | 0 | 0 | 0 | 0 | 0 | 0 | 0 | 0 | 0
F6_Commercial_Lodging_New_Food Preparation_Natural Gas_Food Prep Other_E4 | F6 | Commercial | Lodging | New | Food Preparation | Natural Gas | Food Prep Other | E4 | Utility - Value of Sales | 0 | 0 | 0 | 0 | 0 | 0 | 0 | 0 | 0 | 0 | 0 | 0 | 0 | 0 | 0 | 0 | 0 | 0 | 0 | 0 | 0 | 0 | 0 | 0 | 0 | 0 | 0 | 0 | 0 | 0 | 0 | 0 | 0
F6_Commercial_Lodging_New_Food Preparation_Natural Gas_Food Prep Other_E5 | F6 | Commercial | Lodging | New | Food Preparation | Natural Gas | Food Prep Other | E5 | Utility - Value of Sales | 0 | 0 | 0 | 0 | 0 | 0 | 0 | 0 | 0 | 0 | 0 | 0 | 0 | 0 | 0 | 0 | 0 | 0 | 0 | 0 | 0 | 0 | 0 | 0 | 0 | 0 | 0 | 0 | 0 | 0 | 0 | 0 | 0
F6_Commercial_Lodging_New_Food Preparation_Natural Gas_Food Prep Other_E6 | F6 | Commercial | Lodging | New | Food Preparation | Natural Gas | Food Prep Other | E6 | Utility - Value of Sales | 0 | 0 | 0 | 0 | 0 | 0 | 0 | 0 | 0 | 0 | 0 | 0 | 0 | 0 | 0 | 0 | 0 | 0 | 0 | 0 | 0 | 0 | 0 | 0 | 0 | 0 | 0 | 0 | 0 | 0 | 0 | 0 | 0
F6_Commercial_Lodging_New_Food Preparation_Natural Gas_Food Prep Other_E7 | F6 | Commercial | Lodging | New | Food Preparation | Natural Gas | Food Prep Other | E7 | Utility - Value of Sales | 0 | 0 | 0 | 0 | 0 | 0 | 0 | 0 | 0 | 0 | 0 | 0 | 0 | 0 | 0 | 0 | 0 | 0 | 0 | 0 | 0 | 0 | 0 | 0 | 0 | 0 | 0 | 0 | 0 | 0 | 0 | 0 | 0
F6_Commercial_Lodging_New_Food Preparation_Natural Gas_Food Prep Other_E8 | F6 | Commercial | Lodging | New | Food Preparation | Natural Gas | Food Prep Other | E8 | Utility - Value of Sales | 0 | 0 | 0 | 0 | 0 | 0 | 0 | 0 | 0 | 0 | 0 | 0 | 0 | 0 | 0 | 0 | 0 | 0 | 0 | 0 | 0 | 0 | 0 | 0 | 0 | 0 | 0 | 0 | 0 | 0 | 0 | 0 | 0
F6_Commercial_Lodging_New_Food Preparation_Natural Gas_Food Prep Other_E9 | F6 | Commercial | Lodging | New | Food Preparation | Natural Gas | Food Prep Other | E9 | Utility - Value of Sales | 0 | 0 | 0 | 0 | 0 | 0 | 0 | 0 | 0 | 0 | 0 | 0 | 0 | 0 | 0 | 0 | 0 | 0 | 0 | 0 | 0 | 0 | 0 | 0 | 0 | 0 | 0 | 0 | 0 | 0 | 0 | 0 | 0
F6_Commercial_Lodging_New_Food Preparation_Natural Gas_Food Prep Other_E10 | F6 | Commercial | Lodging | New | Food Preparation | Natural Gas | Food Prep Other | E10 | Utility - Value of Sales | 0 | 0 | 0 | 0 | 0 | 0 | 0 | 0 | 0 | 0 | 0 | 0 | 0 | 0 | 0 | 0 | 0 | 0 | 0 | 0 | 0 | 0 | 0 | 0 | 0 | 0 | 0 | 0 | 0 | 0 | 0 | 0 | 0
F1_Commercial_Lodging_New_Miscellaneous_Natural Gas_Pool Heater_E1 | F1 | Commercial | Lodging | New | Miscellaneous | Natural Gas | Pool Heater | E1 | RVT - Cost of Equipment | 0 | 0 | 0 | 0 | 0 | 0 | 0 | 0 | 0 | 0 | 0 | 0 | 0 | 0 | 0 | 0 | 0 | 0 | 0 | 0 | 0 | 0 | 0 | 0 | 0 | 0 | 0 | 0 | 0 | 0 | 0 | 0 | 0
F1_Commercial_Lodging_New_Miscellaneous_Natural Gas_Pool Heater_E2 | F1 | Commercial | Lodging | New | Miscellaneous | Natural Gas | Pool Heater | E2 | RVT - Cost of Equipment | 0 | 0 | 0 | 0 | 0 | 0 | 0 | 0 | 0 | 0 | 0 | 0 | 0 | 0 | 0 | 0 | 0 | 0 | 0 | 0 | 0 | 0 | 0 | 0 | 0 | 0 | 0 | 0 | 0 | 0 | 0 | 0 | 0
F1_Commercial_Lodging_New_Miscellaneous_Natural Gas_Pool Heater_E3 | F1 | Commercial | Lodging | New | Miscellaneous | Natural Gas | Pool Heater | E3 | RVT - Cost of Equipment | 0 | 0 | 0 | 0 | 0 | 0 | 0 | 0 | 0 | 0 | 0 | 0 | 0 | 0 | 0 | 0 | 0 | 0 | 0 | 0 | 0 | 0 | 0 | 0 | 0 | 0 | 0 | 0 | 0 | 0 | 0 | 0 | 0
F1_Commercial_Lodging_New_Miscellaneous_Natural Gas_Pool Heater_E4 | F1 | Commercial | Lodging | New | Miscellaneous | Natural Gas | Pool Heater | E4 | RVT - Cost of Equipment | 0 | 0 | 0 | 0 | 0 | 0 | 0 | 0 | 0 | 0 | 0 | 0 | 0 | 0 | 0 | 0 | 0 | 0 | 0 | 0 | 0 | 0 | 0 | 0 | 0 | 0 | 0 | 0 | 0 | 0 | 0 | 0 | 0
F1_Commercial_Lodging_New_Miscellaneous_Natural Gas_Pool Heater_E5 | F1 | Commercial | Lodging | New | Miscellaneous | Natural Gas | Pool Heater | E5 | RVT - Cost of Equipment | 0 | 0 | 0 | 0 | 0 | 0 | 0 | 0 | 0 | 0 | 0 | 0 | 0 | 0 | 0 | 0 | 0 | 0 | 0 | 0 | 0 | 0 | 0 | 0 | 0 | 0 | 0 | 0 | 0 | 0 | 0 | 0 | 0
F1_Commercial_Lodging_New_Miscellaneous_Natural Gas_Pool Heater_E6 | F1 | Commercial | Lodging | New | Miscellaneous | Natural Gas | Pool Heater | E6 | RVT - Cost of Equipment | 0 | 0 | 0 | 0 | 0 | 0 | 0 | 0 | 0 | 0 | 0 | 0 | 0 | 0 | 0 | 0 | 0 | 0 | 0 | 0 | 0 | 0 | 0 | 0 | 0 | 0 | 0 | 0 | 0 | 0 | 0 | 0 | 0
F1_Commercial_Lodging_New_Miscellaneous_Natural Gas_Pool Heater_E7 | F1 | Commercial | Lodging | New | Miscellaneous | Natural Gas | Pool Heater | E7 | RVT - Cost of Equipment | 0 | 0 | 0 | 0 | 0 | 0 | 0 | 0 | 0 | 0 | 0 | 0 | 0 | 0 | 0 | 0 | 0 | 0 | 0 | 0 | 0 | 0 | 0 | 0 | 0 | 0 | 0 | 0 | 0 | 0 | 0 | 0 | 0
F1_Commercial_Lodging_New_Miscellaneous_Natural Gas_Pool Heater_E8 | F1 | Commercial | Lodging | New | Miscellaneous | Natural Gas | Pool Heater | E8 | RVT - Cost of Equipment | 0 | 0 | 0 | 0 | 0 | 0 | 0 | 0 | 0 | 0 | 0 | 0 | 0 | 0 | 0 | 0 | 0 | 0 | 0 | 0 | 0 | 0 | 0 | 0 | 0 | 0 | 0 | 0 | 0 | 0 | 0 | 0 | 0
F1_Commercial_Lodging_New_Miscellaneous_Natural Gas_Pool Heater_E9 | F1 | Commercial | Lodging | New | Miscellaneous | Natural Gas | Pool Heater | E9 | RVT - Cost of Equipment | 0 | 0 | 0 | 0 | 0 | 0 | 0 | 0 | 0 | 0 | 0 | 0 | 0 | 0 | 0 | 0 | 0 | 0 | 0 | 0 | 0 | 0 | 0 | 0 | 0 | 0 | 0 | 0 | 0 | 0 | 0 | 0 | 0
F1_Commercial_Lodging_New_Miscellaneous_Natural Gas_Pool Heater_E10 | F1 | Commercial | Lodging | New | Miscellaneous | Natural Gas | Pool Heater | E10 | RVT - Cost of Equipment | 0 | 0 | 0 | 0 | 0 | 0 | 0 | 0 | 0 | 0 | 0 | 0 | 0 | 0 | 0 | 0 | 0 | 0 | 0 | 0 | 0 | 0 | 0 | 0 | 0 | 0 | 0 | 0 | 0 | 0 | 0 | 0 | 0
F2_Commercial_Lodging_New_Miscellaneous_Natural Gas_Pool Heater_E1 | F2 | Commercial | Lodging | New | Miscellaneous | Natural Gas | Pool Heater | E1 | RVT - Cost of Operation | 0 | 0 | 0 | 0 | 0 | 0 | 0 | 0 | 0 | 0 | 0 | 0 | 0 | 0 | 0 | 0 | 0 | 0 | 0 | 0 | 0 | 0 | 0 | 0 | 0 | 0 | 0 | 0 | 0 | 0 | 0 | 0 | 0
F2_Commercial_Lodging_New_Miscellaneous_Natural Gas_Pool Heater_E2 | F2 | Commercial | Lodging | New | Miscellaneous | Natural Gas | Pool Heater | E2 | RVT - Cost of Operation | 0 | 0 | 0 | 0 | 0 | 0 | 0 | 0 | 0 | 0 | 0 | 0 | 0 | 0 | 0 | 0 | 0 | 0 | 0 | 0 | 0 | 0 | 0 | 0 | 0 | 0 | 0 | 0 | 0 | 0 | 0 | 0 | 0
F2_Commercial_Lodging_New_Miscellaneous_Natural Gas_Pool Heater_E3 | F2 | Commercial | Lodging | New | Miscellaneous | Natural Gas | Pool Heater | E3 | RVT - Cost of Operation | 0 | 0 | 0 | 0 | 0 | 0 | 0 | 0 | 0 | 0 | 0 | 0 | 0 | 0 | 0 | 0 | 0 | 0 | 0 | 0 | 0 | 0 | 0 | 0 | 0 | 0 | 0 | 0 | 0 | 0 | 0 | 0 | 0
F2_Commercial_Lodging_New_Miscellaneous_Natural Gas_Pool Heater_E4 | F2 | Commercial | Lodging | New | Miscellaneous | Natural Gas | Pool Heater | E4 | RVT - Cost of Operation | 0 | 0 | 0 | 0 | 0 | 0 | 0 | 0 | 0 | 0 | 0 | 0 | 0 | 0 | 0 | 0 | 0 | 0 | 0 | 0 | 0 | 0 | 0 | 0 | 0 | 0 | 0 | 0 | 0 | 0 | 0 | 0 | 0
F2_Commercial_Lodging_New_Miscellaneous_Natural Gas_Pool Heater_E5 | F2 | Commercial | Lodging | New | Miscellaneous | Natural Gas | Pool Heater | E5 | RVT - Cost of Operation | 0 | 0 | 0 | 0 | 0 | 0 | 0 | 0 | 0 | 0 | 0 | 0 | 0 | 0 | 0 | 0 | 0 | 0 | 0 | 0 | 0 | 0 | 0 | 0 | 0 | 0 | 0 | 0 | 0 | 0 | 0 | 0 | 0
F2_Commercial_Lodging_New_Miscellaneous_Natural Gas_Pool Heater_E6 | F2 | Commercial | Lodging | New | Miscellaneous | Natural Gas | Pool Heater | E6 | RVT - Cost of Operation | 0 | 0 | 0 | 0 | 0 | 0 | 0 | 0 | 0 | 0 | 0 | 0 | 0 | 0 | 0 | 0 | 0 | 0 | 0 | 0 | 0 | 0 | 0 | 0 | 0 | 0 | 0 | 0 | 0 | 0 | 0 | 0 | 0
F2_Commercial_Lodging_New_Miscellaneous_Natural Gas_Pool Heater_E7 | F2 | Commercial | Lodging | New | Miscellaneous | Natural Gas | Pool Heater | E7 | RVT - Cost of Operation | 0 | 0 | 0 | 0 | 0 | 0 | 0 | 0 | 0 | 0 | 0 | 0 | 0 | 0 | 0 | 0 | 0 | 0 | 0 | 0 | 0 | 0 | 0 | 0 | 0 | 0 | 0 | 0 | 0 | 0 | 0 | 0 | 0
F2_Commercial_Lodging_New_Miscellaneous_Natural Gas_Pool Heater_E8 | F2 | Commercial | Lodging | New | Miscellaneous | Natural Gas | Pool Heater | E8 | RVT - Cost of Operation | 0 | 0 | 0 | 0 | 0 | 0 | 0 | 0 | 0 | 0 | 0 | 0 | 0 | 0 | 0 | 0 | 0 | 0 | 0 | 0 | 0 | 0 | 0 | 0 | 0 | 0 | 0 | 0 | 0 | 0 | 0 | 0 | 0
F2_Commercial_Lodging_New_Miscellaneous_Natural Gas_Pool Heater_E9 | F2 | Commercial | Lodging | New | Miscellaneous | Natural Gas | Pool Heater | E9 | RVT - Cost of Operation | 0 | 0 | 0 | 0 | 0 | 0 | 0 | 0 | 0 | 0 | 0 | 0 | 0 | 0 | 0 | 0 | 0 | 0 | 0 | 0 | 0 | 0 | 0 | 0 | 0 | 0 | 0 | 0 | 0 | 0 | 0 | 0 | 0
F2_Commercial_Lodging_New_Miscellaneous_Natural Gas_Pool Heater_E10 | F2 | Commercial | Lodging | New | Miscellaneous | Natural Gas | Pool Heater | E10 | RVT - Cost of Operation | 0 | 0 | 0 | 0 | 0 | 0 | 0 | 0 | 0 | 0 | 0 | 0 | 0 | 0 | 0 | 0 | 0 | 0 | 0 | 0 | 0 | 0 | 0 | 0 | 0 | 0 | 0 | 0 | 0 | 0 | 0 | 0 | 0
F3_Commercial_Lodging_New_Miscellaneous_Natural Gas_Pool Heater_E1 | F3 | Commercial | Lodging | New | Miscellaneous | Natural Gas | Pool Heater | E1 | System - kBTUs of Consumption | 0.0023003 | 0.0023003 | 0.0023003 | 0.0023003 | 0.0023003 | 0.0023003 | 0.0023003 | 0.0023003 | 0.0023003 | 0.0023003 | 0.0023003 | 0.0023003 | 0.0023003 | 0.0023003 | 0.0023003 | 0.0023003 | 0.0023003 | 0.0023003 | 0.0023003 | 0.0023003 | 0.0023003 | 0.0023003 | 0.0023003 | 0.0023003 | 0.0023003 | 0.0023003 | 0.0023003 | 0.0023003 | 0.0023003 | 0.0023003 | 0.0023003 | 0.0023003 | 0.0023003
F3_Commercial_Lodging_New_Miscellaneous_Natural Gas_Pool Heater_E2 | F3 | Commercial | Lodging | New | Miscellaneous | Natural Gas | Pool Heater | E2 | System - kBTUs of Consumption | 0.0037664 | 0.0037664 | 0.0037664 | 0.0037664 | 0.0037664 | 0.0037664 | 0.0037664 | 0.0037664 | 0.0037664 | 0.0037664 | 0.0037664 | 0.0037664 | 0.0037664 | 0.0037664 | 0.0037664 | 0.0037664 | 0.0037664 | 0.0037664 | 0.0037664 | 0.0037664 | 0.0037664 | 0.0037664 | 0.0037664 | 0.0037664 | 0.0037664 | 0.0037664 | 0.0037664 | 0.0037664 | 0.0037664 | 0.0037664 | 0.0037664 | 0.0037664 | 0.0037664
F3_Commercial_Lodging_New_Miscellaneous_Natural Gas_Pool Heater_E3 | F3 | Commercial | Lodging | New | Miscellaneous | Natural Gas | Pool Heater | E3 | System - kBTUs of Consumption | 0 | 0 | 0 | 0 | 0 | 0 | 0 | 0 | 0 | 0 | 0 | 0 | 0 | 0 | 0 | 0 | 0 | 0 | 0 | 0 | 0 | 0 | 0 | 0 | 0 | 0 | 0 | 0 | 0 | 0 | 0 | 0 | 0
F3_Commercial_Lodging_New_Miscellaneous_Natural Gas_Pool Heater_E4 | F3 | Commercial | Lodging | New | Miscellaneous | Natural Gas | Pool Heater | E4 | System - kBTUs of Consumption | 0 | 0 | 0 | 0 | 0 | 0 | 0 | 0 | 0 | 0 | 0 | 0 | 0 | 0 | 0 | 0 | 0 | 0 | 0 | 0 | 0 | 0 | 0 | 0 | 0 | 0 | 0 | 0 | 0 | 0 | 0 | 0 | 0
F3_Commercial_Lodging_New_Miscellaneous_Natural Gas_Pool Heater_E5 | F3 | Commercial | Lodging | New | Miscellaneous | Natural Gas | Pool Heater | E5 | System - kBTUs of Consumption | 0 | 0 | 0 | 0 | 0 | 0 | 0 | 0 | 0 | 0 | 0 | 0 | 0 | 0 | 0 | 0 | 0 | 0 | 0 | 0 | 0 | 0 | 0 | 0 | 0 | 0 | 0 | 0 | 0 | 0 | 0 | 0 | 0
F3_Commercial_Lodging_New_Miscellaneous_Natural Gas_Pool Heater_E6 | F3 | Commercial | Lodging | New | Miscellaneous | Natural Gas | Pool Heater | E6 | System - kBTUs of Consumption | 0 | 0 | 0 | 0 | 0 | 0 | 0 | 0 | 0 | 0 | 0 | 0 | 0 | 0 | 0 | 0 | 0 | 0 | 0 | 0 | 0 | 0 | 0 | 0 | 0 | 0 | 0 | 0 | 0 | 0 | 0 | 0 | 0
F3_Commercial_Lodging_New_Miscellaneous_Natural Gas_Pool Heater_E7 | F3 | Commercial | Lodging | New | Miscellaneous | Natural Gas | Pool Heater | E7 | System - kBTUs of Consumption | 0 | 0 | 0 | 0 | 0 | 0 | 0 | 0 | 0 | 0 | 0 | 0 | 0 | 0 | 0 | 0 | 0 | 0 | 0 | 0 | 0 | 0 | 0 | 0 | 0 | 0 | 0 | 0 | 0 | 0 | 0 | 0 | 0
F3_Commercial_Lodging_New_Miscellaneous_Natural Gas_Pool Heater_E8 | F3 | Commercial | Lodging | New | Miscellaneous | Natural Gas | Pool Heater | E8 | System - kBTUs of Consumption | 0 | 0 | 0 | 0 | 0 | 0 | 0 | 0 | 0 | 0 | 0 | 0 | 0 | 0 | 0 | 0 | 0 | 0 | 0 | 0 | 0 | 0 | 0 | 0 | 0 | 0 | 0 | 0 | 0 | 0 | 0 | 0 | 0
F3_Commercial_Lodging_New_Miscellaneous_Natural Gas_Pool Heater_E9 | F3 | Commercial | Lodging | New | Miscellaneous | Natural Gas | Pool Heater | E9 | System - kBTUs of Consumption | 0 | 0 | 0 | 0 | 0 | 0 | 0 | 0 | 0 | 0 | 0 | 0 | 0 | 0 | 0 | 0 | 0 | 0 | 0 | 0 | 0 | 0 | 0 | 0 | 0 | 0 | 0 | 0 | 0 | 0 | 0 | 0 | 0
F3_Commercial_Lodging_New_Miscellaneous_Natural Gas_Pool Heater_E10 | F3 | Commercial | Lodging | New | Miscellaneous | Natural Gas | Pool Heater | E10 | System - kBTUs of Consumption | 0 | 0 | 0 | 0 | 0 | 0 | 0 | 0 | 0 | 0 | 0 | 0 | 0 | 0 | 0 | 0 | 0 | 0 | 0 | 0 | 0 | 0 | 0 | 0 | 0 | 0 | 0 | 0 | 0 | 0 | 0 | 0 | 0
F4_Commercial_Lodging_New_Miscellaneous_Natural Gas_Pool Heater_E1 | F4 | Commercial | Lodging | New | Miscellaneous | Natural Gas | Pool Heater | E1 | Utility - Cost of Equipment | 0 | 0 | 0 | 0 | 0 | 0 | 0 | 0 | 0 | 0 | 0 | 0 | 0 | 0 | 0 | 0 | 0 | 0 | 0 | 0 | 0 | 0 | 0 | 0 | 0 | 0 | 0 | 0 | 0 | 0 | 0 | 0 | 0
F4_Commercial_Lodging_New_Miscellaneous_Natural Gas_Pool Heater_E2 | F4 | Commercial | Lodging | New | Miscellaneous | Natural Gas | Pool Heater | E2 | Utility - Cost of Equipment | 0 | 0 | 0 | 0 | 0 | 0 | 0 | 0 | 0 | 0 | 0 | 0 | 0 | 0 | 0 | 0 | 0 | 0 | 0 | 0 | 0 | 0 | 0 | 0 | 0 | 0 | 0 | 0 | 0 | 0 | 0 | 0 | 0
F4_Commercial_Lodging_New_Miscellaneous_Natural Gas_Pool Heater_E3 | F4 | Commercial | Lodging | New | Miscellaneous | Natural Gas | Pool Heater | E3 | Utility - Cost of Equipment | 0 | 0 | 0 | 0 | 0 | 0 | 0 | 0 | 0 | 0 | 0 | 0 | 0 | 0 | 0 | 0 | 0 | 0 | 0 | 0 | 0 | 0 | 0 | 0 | 0 | 0 | 0 | 0 | 0 | 0 | 0 | 0 | 0
F4_Commercial_Lodging_New_Miscellaneous_Natural Gas_Pool Heater_E4 | F4 | Commercial | Lodging | New | Miscellaneous | Natural Gas | Pool Heater | E4 | Utility - Cost of Equipment | 0 | 0 | 0 | 0 | 0 | 0 | 0 | 0 | 0 | 0 | 0 | 0 | 0 | 0 | 0 | 0 | 0 | 0 | 0 | 0 | 0 | 0 | 0 | 0 | 0 | 0 | 0 | 0 | 0 | 0 | 0 | 0 | 0
F4_Commercial_Lodging_New_Miscellaneous_Natural Gas_Pool Heater_E5 | F4 | Commercial | Lodging | New | Miscellaneous | Natural Gas | Pool Heater | E5 | Utility - Cost of Equipment | 0 | 0 | 0 | 0 | 0 | 0 | 0 | 0 | 0 | 0 | 0 | 0 | 0 | 0 | 0 | 0 | 0 | 0 | 0 | 0 | 0 | 0 | 0 | 0 | 0 | 0 | 0 | 0 | 0 | 0 | 0 | 0 | 0
F4_Commercial_Lodging_New_Miscellaneous_Natural Gas_Pool Heater_E6 | F4 | Commercial | Lodging | New | Miscellaneous | Natural Gas | Pool Heater | E6 | Utility - Cost of Equipment | 0 | 0 | 0 | 0 | 0 | 0 | 0 | 0 | 0 | 0 | 0 | 0 | 0 | 0 | 0 | 0 | 0 | 0 | 0 | 0 | 0 | 0 | 0 | 0 | 0 | 0 | 0 | 0 | 0 | 0 | 0 | 0 | 0
F4_Commercial_Lodging_New_Miscellaneous_Natural Gas_Pool Heater_E7 | F4 | Commercial | Lodging | New | Miscellaneous | Natural Gas | Pool Heater | E7 | Utility - Cost of Equipment | 0 | 0 | 0 | 0 | 0 | 0 | 0 | 0 | 0 | 0 | 0 | 0 | 0 | 0 | 0 | 0 | 0 | 0 | 0 | 0 | 0 | 0 | 0 | 0 | 0 | 0 | 0 | 0 | 0 | 0 | 0 | 0 | 0
F4_Commercial_Lodging_New_Miscellaneous_Natural Gas_Pool Heater_E8 | F4 | Commercial | Lodging | New | Miscellaneous | Natural Gas | Pool Heater | E8 | Utility - Cost of Equipment | 0 | 0 | 0 | 0 | 0 | 0 | 0 | 0 | 0 | 0 | 0 | 0 | 0 | 0 | 0 | 0 | 0 | 0 | 0 | 0 | 0 | 0 | 0 | 0 | 0 | 0 | 0 | 0 | 0 | 0 | 0 | 0 | 0
F4_Commercial_Lodging_New_Miscellaneous_Natural Gas_Pool Heater_E9 | F4 | Commercial | Lodging | New | Miscellaneous | Natural Gas | Pool Heater | E9 | Utility - Cost of Equipment | 0 | 0 | 0 | 0 | 0 | 0 | 0 | 0 | 0 | 0 | 0 | 0 | 0 | 0 | 0 | 0 | 0 | 0 | 0 | 0 | 0 | 0 | 0 | 0 | 0 | 0 | 0 | 0 | 0 | 0 | 0 | 0 | 0
F4_Commercial_Lodging_New_Miscellaneous_Natural Gas_Pool Heater_E10 | F4 | Commercial | Lodging | New | Miscellaneous | Natural Gas | Pool Heater | E10 | Utility - Cost of Equipment | 0 | 0 | 0 | 0 | 0 | 0 | 0 | 0 | 0 | 0 | 0 | 0 | 0 | 0 | 0 | 0 | 0 | 0 | 0 | 0 | 0 | 0 | 0 | 0 | 0 | 0 | 0 | 0 | 0 | 0 | 0 | 0 | 0
F5_Commercial_Lodging_New_Miscellaneous_Natural Gas_Pool Heater_E1 | F5 | Commercial | Lodging | New | Miscellaneous | Natural Gas | Pool Heater | E1 | Utility - Cost of Operation | 0.0023003 | 0.0023003 | 0.0023003 | 0.0023003 | 0.0023003 | 0.0023003 | 0.0023003 | 0.0023003 | 0.0023003 | 0.0023003 | 0.0023003 | 0.0023003 | 0.0023003 | 0.0023003 | 0.0023003 | 0.0023003 | 0.0023003 | 0.0023003 | 0.0023003 | 0.0023003 | 0.0023003 | 0.0023003 | 0.0023003 | 0.0023003 | 0.0023003 | 0.0023003 | 0.0023003 | 0.0023003 | 0.0023003 | 0.0023003 | 0.0023003 | 0.0023003 | 0.0023003
F5_Commercial_Lodging_New_Miscellaneous_Natural Gas_Pool Heater_E2 | F5 | Commercial | Lodging | New | Miscellaneous | Natural Gas | Pool Heater | E2 | Utility - Cost of Operation | 0.0037664 | 0.0037664 | 0.0037664 | 0.0037664 | 0.0037664 | 0.0037664 | 0.0037664 | 0.0037664 | 0.0037664 | 0.0037664 | 0.0037664 | 0.0037664 | 0.0037664 | 0.0037664 | 0.0037664 | 0.0037664 | 0.0037664 | 0.0037664 | 0.0037664 | 0.0037664 | 0.0037664 | 0.0037664 | 0.0037664 | 0.0037664 | 0.0037664 | 0.0037664 | 0.0037664 | 0.0037664 | 0.0037664 | 0.0037664 | 0.0037664 | 0.0037664 | 0.0037664
F5_Commercial_Lodging_New_Miscellaneous_Natural Gas_Pool Heater_E3 | F5 | Commercial | Lodging | New | Miscellaneous | Natural Gas | Pool Heater | E3 | Utility - Cost of Operation | 0 | 0 | 0 | 0 | 0 | 0 | 0 | 0 | 0 | 0 | 0 | 0 | 0 | 0 | 0 | 0 | 0 | 0 | 0 | 0 | 0 | 0 | 0 | 0 | 0 | 0 | 0 | 0 | 0 | 0 | 0 | 0 | 0
F5_Commercial_Lodging_New_Miscellaneous_Natural Gas_Pool Heater_E4 | F5 | Commercial | Lodging | New | Miscellaneous | Natural Gas | Pool Heater | E4 | Utility - Cost of Operation | 0 | 0 | 0 | 0 | 0 | 0 | 0 | 0 | 0 | 0 | 0 | 0 | 0 | 0 | 0 | 0 | 0 | 0 | 0 | 0 | 0 | 0 | 0 | 0 | 0 | 0 | 0 | 0 | 0 | 0 | 0 | 0 | 0
F5_Commercial_Lodging_New_Miscellaneous_Natural Gas_Pool Heater_E5 | F5 | Commercial | Lodging | New | Miscellaneous | Natural Gas | Pool Heater | E5 | Utility - Cost of Operation | 0 | 0 | 0 | 0 | 0 | 0 | 0 | 0 | 0 | 0 | 0 | 0 | 0 | 0 | 0 | 0 | 0 | 0 | 0 | 0 | 0 | 0 | 0 | 0 | 0 | 0 | 0 | 0 | 0 | 0 | 0 | 0 | 0
F5_Commercial_Lodging_New_Miscellaneous_Natural Gas_Pool Heater_E6 | F5 | Commercial | Lodging | New | Miscellaneous | Natural Gas | Pool Heater | E6 | Utility - Cost of Operation | 0 | 0 | 0 | 0 | 0 | 0 | 0 | 0 | 0 | 0 | 0 | 0 | 0 | 0 | 0 | 0 | 0 | 0 | 0 | 0 | 0 | 0 | 0 | 0 | 0 | 0 | 0 | 0 | 0 | 0 | 0 | 0 | 0
F5_Commercial_Lodging_New_Miscellaneous_Natural Gas_Pool Heater_E7 | F5 | Commercial | Lodging | New | Miscellaneous | Natural Gas | Pool Heater | E7 | Utility - Cost of Operation | 0 | 0 | 0 | 0 | 0 | 0 | 0 | 0 | 0 | 0 | 0 | 0 | 0 | 0 | 0 | 0 | 0 | 0 | 0 | 0 | 0 | 0 | 0 | 0 | 0 | 0 | 0 | 0 | 0 | 0 | 0 | 0 | 0
F5_Commercial_Lodging_New_Miscellaneous_Natural Gas_Pool Heater_E8 | F5 | Commercial | Lodging | New | Miscellaneous | Natural Gas | Pool Heater | E8 | Utility - Cost of Operation | 0 | 0 | 0 | 0 | 0 | 0 | 0 | 0 | 0 | 0 | 0 | 0 | 0 | 0 | 0 | 0 | 0 | 0 | 0 | 0 | 0 | 0 | 0 | 0 | 0 | 0 | 0 | 0 | 0 | 0 | 0 | 0 | 0
F5_Commercial_Lodging_New_Miscellaneous_Natural Gas_Pool Heater_E9 | F5 | Commercial | Lodging | New | Miscellaneous | Natural Gas | Pool Heater | E9 | Utility - Cost of Operation | 0 | 0 | 0 | 0 | 0 | 0 | 0 | 0 | 0 | 0 | 0 | 0 | 0 | 0 | 0 | 0 | 0 | 0 | 0 | 0 | 0 | 0 | 0 | 0 | 0 | 0 | 0 | 0 | 0 | 0 | 0 | 0 | 0
F5_Commercial_Lodging_New_Miscellaneous_Natural Gas_Pool Heater_E10 | F5 | Commercial | Lodging | New | Miscellaneous | Natural Gas | Pool Heater | E10 | Utility - Cost of Operation | 0 | 0 | 0 | 0 | 0 | 0 | 0 | 0 | 0 | 0 | 0 | 0 | 0 | 0 | 0 | 0 | 0 | 0 | 0 | 0 | 0 | 0 | 0 | 0 | 0 | 0 | 0 | 0 | 0 | 0 | 0 | 0 | 0
F6_Commercial_Lodging_New_Miscellaneous_Natural Gas_Pool Heater_E1 | F6 | Commercial | Lodging | New | Miscellaneous | Natural Gas | Pool Heater | E1 | Utility - Value of Sales | 0.0091216 | 0.0091216 | 0.0091216 | 0.0091216 | 0.0091216 | 0.0091216 | 0.0091216 | 0.0091216 | 0.0091216 | 0.0091216 | 0.0091216 | 0.0091216 | 0.0091216 | 0.0091216 | 0.0091216 | 0.0091216 | 0.0091216 | 0.0091216 | 0.0091216 | 0.0091216 | 0.0091216 | 0.0091216 | 0.0091216 | 0.0091216 | 0.0091216 | 0.0091216 | 0.0091216 | 0.0091216 | 0.0091216 | 0.0091216 | 0.0091216 | 0.0091216 | 0.0091216
F6_Commercial_Lodging_New_Miscellaneous_Natural Gas_Pool Heater_E2 | F6 | Commercial | Lodging | New | Miscellaneous | Natural Gas | Pool Heater | E2 | Utility - Value of Sales | 0.0077533 | 0.0077533 | 0.0077533 | 0.0077533 | 0.0077533 | 0.0077533 | 0.0077533 | 0.0077533 | 0.0077533 | 0.0077533 | 0.0077533 | 0.0077533 | 0.0077533 | 0.0077533 | 0.0077533 | 0.0077533 | 0.0077533 | 0.0077533 | 0.0077533 | 0.0077533 | 0.0077533 | 0.0077533 | 0.0077533 | 0.0077533 | 0.0077533 | 0.0077533 | 0.0077533 | 0.0077533 | 0.0077533 | 0.0077533 | 0.0077533 | 0.0077533 | 0.0077533
F6_Commercial_Lodging_New_Miscellaneous_Natural Gas_Pool Heater_E3 | F6 | Commercial | Lodging | New | Miscellaneous | Natural Gas | Pool Heater | E3 | Utility - Value of Sales | 0 | 0 | 0 | 0 | 0 | 0 | 0 | 0 | 0 | 0 | 0 | 0 | 0 | 0 | 0 | 0 | 0 | 0 | 0 | 0 | 0 | 0 | 0 | 0 | 0 | 0 | 0 | 0 | 0 | 0 | 0 | 0 | 0
F6_Commercial_Lodging_New_Miscellaneous_Natural Gas_Pool Heater_E4 | F6 | Commercial | Lodging | New | Miscellaneous | Natural Gas | Pool Heater | E4 | Utility - Value of Sales | 0 | 0 | 0 | 0 | 0 | 0 | 0 | 0 | 0 | 0 | 0 | 0 | 0 | 0 | 0 | 0 | 0 | 0 | 0 | 0 | 0 | 0 | 0 | 0 | 0 | 0 | 0 | 0 | 0 | 0 | 0 | 0 | 0
F6_Commercial_Lodging_New_Miscellaneous_Natural Gas_Pool Heater_E5 | F6 | Commercial | Lodging | New | Miscellaneous | Natural Gas | Pool Heater | E5 | Utility - Value of Sales | 0 | 0 | 0 | 0 | 0 | 0 | 0 | 0 | 0 | 0 | 0 | 0 | 0 | 0 | 0 | 0 | 0 | 0 | 0 | 0 | 0 | 0 | 0 | 0 | 0 | 0 | 0 | 0 | 0 | 0 | 0 | 0 | 0
F6_Commercial_Lodging_New_Miscellaneous_Natural Gas_Pool Heater_E6 | F6 | Commercial | Lodging | New | Miscellaneous | Natural Gas | Pool Heater | E6 | Utility - Value of Sales | 0 | 0 | 0 | 0 | 0 | 0 | 0 | 0 | 0 | 0 | 0 | 0 | 0 | 0 | 0 | 0 | 0 | 0 | 0 | 0 | 0 | 0 | 0 | 0 | 0 | 0 | 0 | 0 | 0 | 0 | 0 | 0 | 0
F6_Commercial_Lodging_New_Miscellaneous_Natural Gas_Pool Heater_E7 | F6 | Commercial | Lodging | New | Miscellaneous | Natural Gas | Pool Heater | E7 | Utility - Value of Sales | 0 | 0 | 0 | 0 | 0 | 0 | 0 | 0 | 0 | 0 | 0 | 0 | 0 | 0 | 0 | 0 | 0 | 0 | 0 | 0 | 0 | 0 | 0 | 0 | 0 | 0 | 0 | 0 | 0 | 0 | 0 | 0 | 0
F6_Commercial_Lodging_New_Miscellaneous_Natural Gas_Pool Heater_E8 | F6 | Commercial | Lodging | New | Miscellaneous | Natural Gas | Pool Heater | E8 | Utility - Value of Sales | 0 | 0 | 0 | 0 | 0 | 0 | 0 | 0 | 0 | 0 | 0 | 0 | 0 | 0 | 0 | 0 | 0 | 0 | 0 | 0 | 0 | 0 | 0 | 0 | 0 | 0 | 0 | 0 | 0 | 0 | 0 | 0 | 0
F6_Commercial_Lodging_New_Miscellaneous_Natural Gas_Pool Heater_E9 | F6 | Commercial | Lodging | New | Miscellaneous | Natural Gas | Pool Heater | E9 | Utility - Value of Sales | 0 | 0 | 0 | 0 | 0 | 0 | 0 | 0 | 0 | 0 | 0 | 0 | 0 | 0 | 0 | 0 | 0 | 0 | 0 | 0 | 0 | 0 | 0 | 0 | 0 | 0 | 0 | 0 | 0 | 0 | 0 | 0 | 0
F6_Commercial_Lodging_New_Miscellaneous_Natural Gas_Pool Heater_E10 | F6 | Commercial | Lodging | New | Miscellaneous | Natural Gas | Pool Heater | E10 | Utility - Value of Sales | 0 | 0 | 0 | 0 | 0 | 0 | 0 | 0 | 0 | 0 | 0 | 0 | 0 | 0 | 0 | 0 | 0 | 0 | 0 | 0 | 0 | 0 | 0 | 0 | 0 | 0 | 0 | 0 | 0 | 0 | 0 | 0 | 0
F1_Commercial_Lodging_New_Miscellaneous_Natural Gas_Miscellaneous_E1 | F1 | Commercial | Lodging | New | Miscellaneous | Natural Gas | Miscellaneous | E1 | RVT - Cost of Equipment | 0 | 0 | 0 | 0 | 0 | 0 | 0 | 0 | 0 | 0 | 0 | 0 | 0 | 0 | 0 | 0 | 0 | 0 | 0 | 0 | 0 | 0 | 0 | 0 | 0 | 0 | 0 | 0 | 0 | 0 | 0 | 0 | 0
F1_Commercial_Lodging_New_Miscellaneous_Natural Gas_Miscellaneous_E2 | F1 | Commercial | Lodging | New | Miscellaneous | Natural Gas | Miscellaneous | E2 | RVT - Cost of Equipment | 0 | 0 | 0 | 0 | 0 | 0 | 0 | 0 | 0 | 0 | 0 | 0 | 0 | 0 | 0 | 0 | 0 | 0 | 0 | 0 | 0 | 0 | 0 | 0 | 0 | 0 | 0 | 0 | 0 | 0 | 0 | 0 | 0
F1_Commercial_Lodging_New_Miscellaneous_Natural Gas_Miscellaneous_E3 | F1 | Commercial | Lodging | New | Miscellaneous | Natural Gas | Miscellaneous | E3 | RVT - Cost of Equipment | 0 | 0 | 0 | 0 | 0 | 0 | 0 | 0 | 0 | 0 | 0 | 0 | 0 | 0 | 0 | 0 | 0 | 0 | 0 | 0 | 0 | 0 | 0 | 0 | 0 | 0 | 0 | 0 | 0 | 0 | 0 | 0 | 0
F1_Commercial_Lodging_New_Miscellaneous_Natural Gas_Miscellaneous_E4 | F1 | Commercial | Lodging | New | Miscellaneous | Natural Gas | Miscellaneous | E4 | RVT - Cost of Equipment | 0 | 0 | 0 | 0 | 0 | 0 | 0 | 0 | 0 | 0 | 0 | 0 | 0 | 0 | 0 | 0 | 0 | 0 | 0 | 0 | 0 | 0 | 0 | 0 | 0 | 0 | 0 | 0 | 0 | 0 | 0 | 0 | 0
F1_Commercial_Lodging_New_Miscellaneous_Natural Gas_Miscellaneous_E5 | F1 | Commercial | Lodging | New | Miscellaneous | Natural Gas | Miscellaneous | E5 | RVT - Cost of Equipment | 0 | 0 | 0 | 0 | 0 | 0 | 0 | 0 | 0 | 0 | 0 | 0 | 0 | 0 | 0 | 0 | 0 | 0 | 0 | 0 | 0 | 0 | 0 | 0 | 0 | 0 | 0 | 0 | 0 | 0 | 0 | 0 | 0
F1_Commercial_Lodging_New_Miscellaneous_Natural Gas_Miscellaneous_E6 | F1 | Commercial | Lodging | New | Miscellaneous | Natural Gas | Miscellaneous | E6 | RVT - Cost of Equipment | 0 | 0 | 0 | 0 | 0 | 0 | 0 | 0 | 0 | 0 | 0 | 0 | 0 | 0 | 0 | 0 | 0 | 0 | 0 | 0 | 0 | 0 | 0 | 0 | 0 | 0 | 0 | 0 | 0 | 0 | 0 | 0 | 0
F1_Commercial_Lodging_New_Miscellaneous_Natural Gas_Miscellaneous_E7 | F1 | Commercial | Lodging | New | Miscellaneous | Natural Gas | Miscellaneous | E7 | RVT - Cost of Equipment | 0 | 0 | 0 | 0 | 0 | 0 | 0 | 0 | 0 | 0 | 0 | 0 | 0 | 0 | 0 | 0 | 0 | 0 | 0 | 0 | 0 | 0 | 0 | 0 | 0 | 0 | 0 | 0 | 0 | 0 | 0 | 0 | 0
F1_Commercial_Lodging_New_Miscellaneous_Natural Gas_Miscellaneous_E8 | F1 | Commercial | Lodging | New | Miscellaneous | Natural Gas | Miscellaneous | E8 | RVT - Cost of Equipment | 0 | 0 | 0 | 0 | 0 | 0 | 0 | 0 | 0 | 0 | 0 | 0 | 0 | 0 | 0 | 0 | 0 | 0 | 0 | 0 | 0 | 0 | 0 | 0 | 0 | 0 | 0 | 0 | 0 | 0 | 0 | 0 | 0
F1_Commercial_Lodging_New_Miscellaneous_Natural Gas_Miscellaneous_E9 | F1 | Commercial | Lodging | New | Miscellaneous | Natural Gas | Miscellaneous | E9 | RVT - Cost of Equipment | 0 | 0 | 0 | 0 | 0 | 0 | 0 | 0 | 0 | 0 | 0 | 0 | 0 | 0 | 0 | 0 | 0 | 0 | 0 | 0 | 0 | 0 | 0 | 0 | 0 | 0 | 0 | 0 | 0 | 0 | 0 | 0 | 0
F1_Commercial_Lodging_New_Miscellaneous_Natural Gas_Miscellaneous_E10 | F1 | Commercial | Lodging | New | Miscellaneous | Natural Gas | Miscellaneous | E10 | RVT - Cost of Equipment | 0 | 0 | 0 | 0 | 0 | 0 | 0 | 0 | 0 | 0 | 0 | 0 | 0 | 0 | 0 | 0 | 0 | 0 | 0 | 0 | 0 | 0 | 0 | 0 | 0 | 0 | 0 | 0 | 0 | 0 | 0 | 0 | 0
F2_Commercial_Lodging_New_Miscellaneous_Natural Gas_Miscellaneous_E1 | F2 | Commercial | Lodging | New | Miscellaneous | Natural Gas | Miscellaneous | E1 | RVT - Cost of Operation | 0 | 0 | 0 | 0 | 0 | 0 | 0 | 0 | 0 | 0 | 0 | 0 | 0 | 0 | 0 | 0 | 0 | 0 | 0 | 0 | 0 | 0 | 0 | 0 | 0 | 0 | 0 | 0 | 0 | 0 | 0 | 0 | 0
F2_Commercial_Lodging_New_Miscellaneous_Natural Gas_Miscellaneous_E2 | F2 | Commercial | Lodging | New | Miscellaneous | Natural Gas | Miscellaneous | E2 | RVT - Cost of Operation | 0 | 0 | 0 | 0 | 0 | 0 | 0 | 0 | 0 | 0 | 0 | 0 | 0 | 0 | 0 | 0 | 0 | 0 | 0 | 0 | 0 | 0 | 0 | 0 | 0 | 0 | 0 | 0 | 0 | 0 | 0 | 0 | 0
F2_Commercial_Lodging_New_Miscellaneous_Natural Gas_Miscellaneous_E3 | F2 | Commercial | Lodging | New | Miscellaneous | Natural Gas | Miscellaneous | E3 | RVT - Cost of Operation | 0 | 0 | 0 | 0 | 0 | 0 | 0 | 0 | 0 | 0 | 0 | 0 | 0 | 0 | 0 | 0 | 0 | 0 | 0 | 0 | 0 | 0 | 0 | 0 | 0 | 0 | 0 | 0 | 0 | 0 | 0 | 0 | 0
F2_Commercial_Lodging_New_Miscellaneous_Natural Gas_Miscellaneous_E4 | F2 | Commercial | Lodging | New | Miscellaneous | Natural Gas | Miscellaneous | E4 | RVT - Cost of Operation | 0 | 0 | 0 | 0 | 0 | 0 | 0 | 0 | 0 | 0 | 0 | 0 | 0 | 0 | 0 | 0 | 0 | 0 | 0 | 0 | 0 | 0 | 0 | 0 | 0 | 0 | 0 | 0 | 0 | 0 | 0 | 0 | 0
F2_Commercial_Lodging_New_Miscellaneous_Natural Gas_Miscellaneous_E5 | F2 | Commercial | Lodging | New | Miscellaneous | Natural Gas | Miscellaneous | E5 | RVT - Cost of Operation | 0 | 0 | 0 | 0 | 0 | 0 | 0 | 0 | 0 | 0 | 0 | 0 | 0 | 0 | 0 | 0 | 0 | 0 | 0 | 0 | 0 | 0 | 0 | 0 | 0 | 0 | 0 | 0 | 0 | 0 | 0 | 0 | 0
F2_Commercial_Lodging_New_Miscellaneous_Natural Gas_Miscellaneous_E6 | F2 | Commercial | Lodging | New | Miscellaneous | Natural Gas | Miscellaneous | E6 | RVT - Cost of Operation | 0 | 0 | 0 | 0 | 0 | 0 | 0 | 0 | 0 | 0 | 0 | 0 | 0 | 0 | 0 | 0 | 0 | 0 | 0 | 0 | 0 | 0 | 0 | 0 | 0 | 0 | 0 | 0 | 0 | 0 | 0 | 0 | 0
F2_Commercial_Lodging_New_Miscellaneous_Natural Gas_Miscellaneous_E7 | F2 | Commercial | Lodging | New | Miscellaneous | Natural Gas | Miscellaneous | E7 | RVT - Cost of Operation | 0 | 0 | 0 | 0 | 0 | 0 | 0 | 0 | 0 | 0 | 0 | 0 | 0 | 0 | 0 | 0 | 0 | 0 | 0 | 0 | 0 | 0 | 0 | 0 | 0 | 0 | 0 | 0 | 0 | 0 | 0 | 0 | 0
F2_Commercial_Lodging_New_Miscellaneous_Natural Gas_Miscellaneous_E8 | F2 | Commercial | Lodging | New | Miscellaneous | Natural Gas | Miscellaneous | E8 | RVT - Cost of Operation | 0 | 0 | 0 | 0 | 0 | 0 | 0 | 0 | 0 | 0 | 0 | 0 | 0 | 0 | 0 | 0 | 0 | 0 | 0 | 0 | 0 | 0 | 0 | 0 | 0 | 0 | 0 | 0 | 0 | 0 | 0 | 0 | 0
F2_Commercial_Lodging_New_Miscellaneous_Natural Gas_Miscellaneous_E9 | F2 | Commercial | Lodging | New | Miscellaneous | Natural Gas | Miscellaneous | E9 | RVT - Cost of Operation | 0 | 0 | 0 | 0 | 0 | 0 | 0 | 0 | 0 | 0 | 0 | 0 | 0 | 0 | 0 | 0 | 0 | 0 | 0 | 0 | 0 | 0 | 0 | 0 | 0 | 0 | 0 | 0 | 0 | 0 | 0 | 0 | 0
F2_Commercial_Lodging_New_Miscellaneous_Natural Gas_Miscellaneous_E10 | F2 | Commercial | Lodging | New | Miscellaneous | Natural Gas | Miscellaneous | E10 | RVT - Cost of Operation | 0 | 0 | 0 | 0 | 0 | 0 | 0 | 0 | 0 | 0 | 0 | 0 | 0 | 0 | 0 | 0 | 0 | 0 | 0 | 0 | 0 | 0 | 0 | 0 | 0 | 0 | 0 | 0 | 0 | 0 | 0 | 0 | 0
F3_Commercial_Lodging_New_Miscellaneous_Natural Gas_Miscellaneous_E1 | F3 | Commercial | Lodging | New | Miscellaneous | Natural Gas | Miscellaneous | E1 | System - kBTUs of Consumption | 0.23859 | 0.23859 | 0.23859 | 0.23859 | 0.23859 | 0.23859 | 0.23859 | 0.23859 | 0.23859 | 0.23859 | 0.23859 | 0.23859 | 0.23859 | 0.23859 | 0.23859 | 0.23859 | 0.23859 | 0.23859 | 0.23859 | 0.23859 | 0.23859 | 0.23859 | 0.23859 | 0.23859 | 0.23859 | 0.23859 | 0.23859 | 0.23859 | 0.23859 | 0.23859 | 0.23859 | 0.23859 | 0.23859
F3_Commercial_Lodging_New_Miscellaneous_Natural Gas_Miscellaneous_E2 | F3 | Commercial | Lodging | New | Miscellaneous | Natural Gas | Miscellaneous | E2 | System - kBTUs of Consumption | 0 | 0 | 0 | 0 | 0 | 0 | 0 | 0 | 0 | 0 | 0 | 0 | 0 | 0 | 0 | 0 | 0 | 0 | 0 | 0 | 0 | 0 | 0 | 0 | 0 | 0 | 0 | 0 | 0 | 0 | 0 | 0 | 0
F3_Commercial_Lodging_New_Miscellaneous_Natural Gas_Miscellaneous_E3 | F3 | Commercial | Lodging | New | Miscellaneous | Natural Gas | Miscellaneous | E3 | System - kBTUs of Consumption | 0 | 0 | 0 | 0 | 0 | 0 | 0 | 0 | 0 | 0 | 0 | 0 | 0 | 0 | 0 | 0 | 0 | 0 | 0 | 0 | 0 | 0 | 0 | 0 | 0 | 0 | 0 | 0 | 0 | 0 | 0 | 0 | 0
F3_Commercial_Lodging_New_Miscellaneous_Natural Gas_Miscellaneous_E4 | F3 | Commercial | Lodging | New | Miscellaneous | Natural Gas | Miscellaneous | E4 | System - kBTUs of Consumption | 0 | 0 | 0 | 0 | 0 | 0 | 0 | 0 | 0 | 0 | 0 | 0 | 0 | 0 | 0 | 0 | 0 | 0 | 0 | 0 | 0 | 0 | 0 | 0 | 0 | 0 | 0 | 0 | 0 | 0 | 0 | 0 | 0
F3_Commercial_Lodging_New_Miscellaneous_Natural Gas_Miscellaneous_E5 | F3 | Commercial | Lodging | New | Miscellaneous | Natural Gas | Miscellaneous | E5 | System - kBTUs of Consumption | 0 | 0 | 0 | 0 | 0 | 0 | 0 | 0 | 0 | 0 | 0 | 0 | 0 | 0 | 0 | 0 | 0 | 0 | 0 | 0 | 0 | 0 | 0 | 0 | 0 | 0 | 0 | 0 | 0 | 0 | 0 | 0 | 0
F3_Commercial_Lodging_New_Miscellaneous_Natural Gas_Miscellaneous_E6 | F3 | Commercial | Lodging | New | Miscellaneous | Natural Gas | Miscellaneous | E6 | System - kBTUs of Consumption | 0 | 0 | 0 | 0 | 0 | 0 | 0 | 0 | 0 | 0 | 0 | 0 | 0 | 0 | 0 | 0 | 0 | 0 | 0 | 0 | 0 | 0 | 0 | 0 | 0 | 0 | 0 | 0 | 0 | 0 | 0 | 0 | 0
F3_Commercial_Lodging_New_Miscellaneous_Natural Gas_Miscellaneous_E7 | F3 | Commercial | Lodging | New | Miscellaneous | Natural Gas | Miscellaneous | E7 | System - kBTUs of Consumption | 0 | 0 | 0 | 0 | 0 | 0 | 0 | 0 | 0 | 0 | 0 | 0 | 0 | 0 | 0 | 0 | 0 | 0 | 0 | 0 | 0 | 0 | 0 | 0 | 0 | 0 | 0 | 0 | 0 | 0 | 0 | 0 | 0
F3_Commercial_Lodging_New_Miscellaneous_Natural Gas_Miscellaneous_E8 | F3 | Commercial | Lodging | New | Miscellaneous | Natural Gas | Miscellaneous | E8 | System - kBTUs of Consumption | 0 | 0 | 0 | 0 | 0 | 0 | 0 | 0 | 0 | 0 | 0 | 0 | 0 | 0 | 0 | 0 | 0 | 0 | 0 | 0 | 0 | 0 | 0 | 0 | 0 | 0 | 0 | 0 | 0 | 0 | 0 | 0 | 0
F3_Commercial_Lodging_New_Miscellaneous_Natural Gas_Miscellaneous_E9 | F3 | Commercial | Lodging | New | Miscellaneous | Natural Gas | Miscellaneous | E9 | System - kBTUs of Consumption | 0 | 0 | 0 | 0 | 0 | 0 | 0 | 0 | 0 | 0 | 0 | 0 | 0 | 0 | 0 | 0 | 0 | 0 | 0 | 0 | 0 | 0 | 0 | 0 | 0 | 0 | 0 | 0 | 0 | 0 | 0 | 0 | 0
F3_Commercial_Lodging_New_Miscellaneous_Natural Gas_Miscellaneous_E10 | F3 | Commercial | Lodging | New | Miscellaneous | Natural Gas | Miscellaneous | E10 | System - kBTUs of Consumption | 0 | 0 | 0 | 0 | 0 | 0 | 0 | 0 | 0 | 0 | 0 | 0 | 0 | 0 | 0 | 0 | 0 | 0 | 0 | 0 | 0 | 0 | 0 | 0 | 0 | 0 | 0 | 0 | 0 | 0 | 0 | 0 | 0
F4_Commercial_Lodging_New_Miscellaneous_Natural Gas_Miscellaneous_E1 | F4 | Commercial | Lodging | New | Miscellaneous | Natural Gas | Miscellaneous | E1 | Utility - Cost of Equipment | 0 | 0 | 0 | 0 | 0 | 0 | 0 | 0 | 0 | 0 | 0 | 0 | 0 | 0 | 0 | 0 | 0 | 0 | 0 | 0 | 0 | 0 | 0 | 0 | 0 | 0 | 0 | 0 | 0 | 0 | 0 | 0 | 0
F4_Commercial_Lodging_New_Miscellaneous_Natural Gas_Miscellaneous_E2 | F4 | Commercial | Lodging | New | Miscellaneous | Natural Gas | Miscellaneous | E2 | Utility - Cost of Equipment | 0 | 0 | 0 | 0 | 0 | 0 | 0 | 0 | 0 | 0 | 0 | 0 | 0 | 0 | 0 | 0 | 0 | 0 | 0 | 0 | 0 | 0 | 0 | 0 | 0 | 0 | 0 | 0 | 0 | 0 | 0 | 0 | 0
F4_Commercial_Lodging_New_Miscellaneous_Natural Gas_Miscellaneous_E3 | F4 | Commercial | Lodging | New | Miscellaneous | Natural Gas | Miscellaneous | E3 | Utility - Cost of Equipment | 0 | 0 | 0 | 0 | 0 | 0 | 0 | 0 | 0 | 0 | 0 | 0 | 0 | 0 | 0 | 0 | 0 | 0 | 0 | 0 | 0 | 0 | 0 | 0 | 0 | 0 | 0 | 0 | 0 | 0 | 0 | 0 | 0
F4_Commercial_Lodging_New_Miscellaneous_Natural Gas_Miscellaneous_E4 | F4 | Commercial | Lodging | New | Miscellaneous | Natural Gas | Miscellaneous | E4 | Utility - Cost of Equipment | 0 | 0 | 0 | 0 | 0 | 0 | 0 | 0 | 0 | 0 | 0 | 0 | 0 | 0 | 0 | 0 | 0 | 0 | 0 | 0 | 0 | 0 | 0 | 0 | 0 | 0 | 0 | 0 | 0 | 0 | 0 | 0 | 0
F4_Commercial_Lodging_New_Miscellaneous_Natural Gas_Miscellaneous_E5 | F4 | Commercial | Lodging | New | Miscellaneous | Natural Gas | Miscellaneous | E5 | Utility - Cost of Equipment | 0 | 0 | 0 | 0 | 0 | 0 | 0 | 0 | 0 | 0 | 0 | 0 | 0 | 0 | 0 | 0 | 0 | 0 | 0 | 0 | 0 | 0 | 0 | 0 | 0 | 0 | 0 | 0 | 0 | 0 | 0 | 0 | 0
F4_Commercial_Lodging_New_Miscellaneous_Natural Gas_Miscellaneous_E6 | F4 | Commercial | Lodging | New | Miscellaneous | Natural Gas | Miscellaneous | E6 | Utility - Cost of Equipment | 0 | 0 | 0 | 0 | 0 | 0 | 0 | 0 | 0 | 0 | 0 | 0 | 0 | 0 | 0 | 0 | 0 | 0 | 0 | 0 | 0 | 0 | 0 | 0 | 0 | 0 | 0 | 0 | 0 | 0 | 0 | 0 | 0
F4_Commercial_Lodging_New_Miscellaneous_Natural Gas_Miscellaneous_E7 | F4 | Commercial | Lodging | New | Miscellaneous | Natural Gas | Miscellaneous | E7 | Utility - Cost of Equipment | 0 | 0 | 0 | 0 | 0 | 0 | 0 | 0 | 0 | 0 | 0 | 0 | 0 | 0 | 0 | 0 | 0 | 0 | 0 | 0 | 0 | 0 | 0 | 0 | 0 | 0 | 0 | 0 | 0 | 0 | 0 | 0 | 0
F4_Commercial_Lodging_New_Miscellaneous_Natural Gas_Miscellaneous_E8 | F4 | Commercial | Lodging | New | Miscellaneous | Natural Gas | Miscellaneous | E8 | Utility - Cost of Equipment | 0 | 0 | 0 | 0 | 0 | 0 | 0 | 0 | 0 | 0 | 0 | 0 | 0 | 0 | 0 | 0 | 0 | 0 | 0 | 0 | 0 | 0 | 0 | 0 | 0 | 0 | 0 | 0 | 0 | 0 | 0 | 0 | 0
F4_Commercial_Lodging_New_Miscellaneous_Natural Gas_Miscellaneous_E9 | F4 | Commercial | Lodging | New | Miscellaneous | Natural Gas | Miscellaneous | E9 | Utility - Cost of Equipment | 0 | 0 | 0 | 0 | 0 | 0 | 0 | 0 | 0 | 0 | 0 | 0 | 0 | 0 | 0 | 0 | 0 | 0 | 0 | 0 | 0 | 0 | 0 | 0 | 0 | 0 | 0 | 0 | 0 | 0 | 0 | 0 | 0
F4_Commercial_Lodging_New_Miscellaneous_Natural Gas_Miscellaneous_E10 | F4 | Commercial | Lodging | New | Miscellaneous | Natural Gas | Miscellaneous | E10 | Utility - Cost of Equipment | 0 | 0 | 0 | 0 | 0 | 0 | 0 | 0 | 0 | 0 | 0 | 0 | 0 | 0 | 0 | 0 | 0 | 0 | 0 | 0 | 0 | 0 | 0 | 0 | 0 | 0 | 0 | 0 | 0 | 0 | 0 | 0 | 0
F5_Commercial_Lodging_New_Miscellaneous_Natural Gas_Miscellaneous_E1 | F5 | Commercial | Lodging | New | Miscellaneous | Natural Gas | Miscellaneous | E1 | Utility - Cost of Operation | 0.23859 | 0.23859 | 0.23859 | 0.23859 | 0.23859 | 0.23859 | 0.23859 | 0.23859 | 0.23859 | 0.23859 | 0.23859 | 0.23859 | 0.23859 | 0.23859 | 0.23859 | 0.23859 | 0.23859 | 0.23859 | 0.23859 | 0.23859 | 0.23859 | 0.23859 | 0.23859 | 0.23859 | 0.23859 | 0.23859 | 0.23859 | 0.23859 | 0.23859 | 0.23859 | 0.23859 | 0.23859 | 0.23859
F5_Commercial_Lodging_New_Miscellaneous_Natural Gas_Miscellaneous_E2 | F5 | Commercial | Lodging | New | Miscellaneous | Natural Gas | Miscellaneous | E2 | Utility - Cost of Operation | 0 | 0 | 0 | 0 | 0 | 0 | 0 | 0 | 0 | 0 | 0 | 0 | 0 | 0 | 0 | 0 | 0 | 0 | 0 | 0 | 0 | 0 | 0 | 0 | 0 | 0 | 0 | 0 | 0 | 0 | 0 | 0 | 0
F5_Commercial_Lodging_New_Miscellaneous_Natural Gas_Miscellaneous_E3 | F5 | Commercial | Lodging | New | Miscellaneous | Natural Gas | Miscellaneous | E3 | Utility - Cost of Operation | 0 | 0 | 0 | 0 | 0 | 0 | 0 | 0 | 0 | 0 | 0 | 0 | 0 | 0 | 0 | 0 | 0 | 0 | 0 | 0 | 0 | 0 | 0 | 0 | 0 | 0 | 0 | 0 | 0 | 0 | 0 | 0 | 0
F5_Commercial_Lodging_New_Miscellaneous_Natural Gas_Miscellaneous_E4 | F5 | Commercial | Lodging | New | Miscellaneous | Natural Gas | Miscellaneous | E4 | Utility - Cost of Operation | 0 | 0 | 0 | 0 | 0 | 0 | 0 | 0 | 0 | 0 | 0 | 0 | 0 | 0 | 0 | 0 | 0 | 0 | 0 | 0 | 0 | 0 | 0 | 0 | 0 | 0 | 0 | 0 | 0 | 0 | 0 | 0 | 0
F5_Commercial_Lodging_New_Miscellaneous_Natural Gas_Miscellaneous_E5 | F5 | Commercial | Lodging | New | Miscellaneous | Natural Gas | Miscellaneous | E5 | Utility - Cost of Operation | 0 | 0 | 0 | 0 | 0 | 0 | 0 | 0 | 0 | 0 | 0 | 0 | 0 | 0 | 0 | 0 | 0 | 0 | 0 | 0 | 0 | 0 | 0 | 0 | 0 | 0 | 0 | 0 | 0 | 0 | 0 | 0 | 0
F5_Commercial_Lodging_New_Miscellaneous_Natural Gas_Miscellaneous_E6 | F5 | Commercial | Lodging | New | Miscellaneous | Natural Gas | Miscellaneous | E6 | Utility - Cost of Operation | 0 | 0 | 0 | 0 | 0 | 0 | 0 | 0 | 0 | 0 | 0 | 0 | 0 | 0 | 0 | 0 | 0 | 0 | 0 | 0 | 0 | 0 | 0 | 0 | 0 | 0 | 0 | 0 | 0 | 0 | 0 | 0 | 0
F5_Commercial_Lodging_New_Miscellaneous_Natural Gas_Miscellaneous_E7 | F5 | Commercial | Lodging | New | Miscellaneous | Natural Gas | Miscellaneous | E7 | Utility - Cost of Operation | 0 | 0 | 0 | 0 | 0 | 0 | 0 | 0 | 0 | 0 | 0 | 0 | 0 | 0 | 0 | 0 | 0 | 0 | 0 | 0 | 0 | 0 | 0 | 0 | 0 | 0 | 0 | 0 | 0 | 0 | 0 | 0 | 0
F5_Commercial_Lodging_New_Miscellaneous_Natural Gas_Miscellaneous_E8 | F5 | Commercial | Lodging | New | Miscellaneous | Natural Gas | Miscellaneous | E8 | Utility - Cost of Operation | 0 | 0 | 0 | 0 | 0 | 0 | 0 | 0 | 0 | 0 | 0 | 0 | 0 | 0 | 0 | 0 | 0 | 0 | 0 | 0 | 0 | 0 | 0 | 0 | 0 | 0 | 0 | 0 | 0 | 0 | 0 | 0 | 0
F5_Commercial_Lodging_New_Miscellaneous_Natural Gas_Miscellaneous_E9 | F5 | Commercial | Lodging | New | Miscellaneous | Natural Gas | Miscellaneous | E9 | Utility - Cost of Operation | 0 | 0 | 0 | 0 | 0 | 0 | 0 | 0 | 0 | 0 | 0 | 0 | 0 | 0 | 0 | 0 | 0 | 0 | 0 | 0 | 0 | 0 | 0 | 0 | 0 | 0 | 0 | 0 | 0 | 0 | 0 | 0 | 0
F5_Commercial_Lodging_New_Miscellaneous_Natural Gas_Miscellaneous_E10 | F5 | Commercial | Lodging | New | Miscellaneous | Natural Gas | Miscellaneous | E10 | Utility - Cost of Operation | 0 | 0 | 0 | 0 | 0 | 0 | 0 | 0 | 0 | 0 | 0 | 0 | 0 | 0 | 0 | 0 | 0 | 0 | 0 | 0 | 0 | 0 | 0 | 0 | 0 | 0 | 0 | 0 | 0 | 0 | 0 | 0 | 0
F6_Commercial_Lodging_New_Miscellaneous_Natural Gas_Miscellaneous_E1 | F6 | Commercial | Lodging | New | Miscellaneous | Natural Gas | Miscellaneous | E1 | Utility - Value of Sales | 0.034663 | 0.034663 | 0.034663 | 0.034663 | 0.034663 | 0.034663 | 0.034663 | 0.034663 | 0.034663 | 0.034663 | 0.034663 | 0.034663 | 0.034663 | 0.034663 | 0.034663 | 0.034663 | 0.034663 | 0.034663 | 0.034663 | 0.034663 | 0.034663 | 0.034663 | 0.034663 | 0.034663 | 0.034663 | 0.034663 | 0.034663 | 0.034663 | 0.034663 | 0.034663 | 0.034663 | 0.034663 | 0.034663
F6_Commercial_Lodging_New_Miscellaneous_Natural Gas_Miscellaneous_E2 | F6 | Commercial | Lodging | New | Miscellaneous | Natural Gas | Miscellaneous | E2 | Utility - Value of Sales | 0 | 0 | 0 | 0 | 0 | 0 | 0 | 0 | 0 | 0 | 0 | 0 | 0 | 0 | 0 | 0 | 0 | 0 | 0 | 0 | 0 | 0 | 0 | 0 | 0 | 0 | 0 | 0 | 0 | 0 | 0 | 0 | 0
F6_Commercial_Lodging_New_Miscellaneous_Natural Gas_Miscellaneous_E3 | F6 | Commercial | Lodging | New | Miscellaneous | Natural Gas | Miscellaneous | E3 | Utility - Value of Sales | 0 | 0 | 0 | 0 | 0 | 0 | 0 | 0 | 0 | 0 | 0 | 0 | 0 | 0 | 0 | 0 | 0 | 0 | 0 | 0 | 0 | 0 | 0 | 0 | 0 | 0 | 0 | 0 | 0 | 0 | 0 | 0 | 0
F6_Commercial_Lodging_New_Miscellaneous_Natural Gas_Miscellaneous_E4 | F6 | Commercial | Lodging | New | Miscellaneous | Natural Gas | Miscellaneous | E4 | Utility - Value of Sales | 0 | 0 | 0 | 0 | 0 | 0 | 0 | 0 | 0 | 0 | 0 | 0 | 0 | 0 | 0 | 0 | 0 | 0 | 0 | 0 | 0 | 0 | 0 | 0 | 0 | 0 | 0 | 0 | 0 | 0 | 0 | 0 | 0
F6_Commercial_Lodging_New_Miscellaneous_Natural Gas_Miscellaneous_E5 | F6 | Commercial | Lodging | New | Miscellaneous | Natural Gas | Miscellaneous | E5 | Utility - Value of Sales | 0 | 0 | 0 | 0 | 0 | 0 | 0 | 0 | 0 | 0 | 0 | 0 | 0 | 0 | 0 | 0 | 0 | 0 | 0 | 0 | 0 | 0 | 0 | 0 | 0 | 0 | 0 | 0 | 0 | 0 | 0 | 0 | 0
F6_Commercial_Lodging_New_Miscellaneous_Natural Gas_Miscellaneous_E6 | F6 | Commercial | Lodging | New | Miscellaneous | Natural Gas | Miscellaneous | E6 | Utility - Value of Sales | 0 | 0 | 0 | 0 | 0 | 0 | 0 | 0 | 0 | 0 | 0 | 0 | 0 | 0 | 0 | 0 | 0 | 0 | 0 | 0 | 0 | 0 | 0 | 0 | 0 | 0 | 0 | 0 | 0 | 0 | 0 | 0 | 0
F6_Commercial_Lodging_New_Miscellaneous_Natural Gas_Miscellaneous_E7 | F6 | Commercial | Lodging | New | Miscellaneous | Natural Gas | Miscellaneous | E7 | Utility - Value of Sales | 0 | 0 | 0 | 0 | 0 | 0 | 0 | 0 | 0 | 0 | 0 | 0 | 0 | 0 | 0 | 0 | 0 | 0 | 0 | 0 | 0 | 0 | 0 | 0 | 0 | 0 | 0 | 0 | 0 | 0 | 0 | 0 | 0
F6_Commercial_Lodging_New_Miscellaneous_Natural Gas_Miscellaneous_E8 | F6 | Commercial | Lodging | New | Miscellaneous | Natural Gas | Miscellaneous | E8 | Utility - Value of Sales | 0 | 0 | 0 | 0 | 0 | 0 | 0 | 0 | 0 | 0 | 0 | 0 | 0 | 0 | 0 | 0 | 0 | 0 | 0 | 0 | 0 | 0 | 0 | 0 | 0 | 0 | 0 | 0 | 0 | 0 | 0 | 0 | 0
F6_Commercial_Lodging_New_Miscellaneous_Natural Gas_Miscellaneous_E9 | F6 | Commercial | Lodging | New | Miscellaneous | Natural Gas | Miscellaneous | E9 | Utility - Value of Sales | 0 | 0 | 0 | 0 | 0 | 0 | 0 | 0 | 0 | 0 | 0 | 0 | 0 | 0 | 0 | 0 | 0 | 0 | 0 | 0 | 0 | 0 | 0 | 0 | 0 | 0 | 0 | 0 | 0 | 0 | 0 | 0 | 0
F6_Commercial_Lodging_New_Miscellaneous_Natural Gas_Miscellaneous_E10 | F6 | Commercial | Lodging | New | Miscellaneous | Natural Gas | Miscellaneous | E10 | Utility - Value of Sales | 0 | 0 | 0 | 0 | 0 | 0 | 0 | 0 | 0 | 0 | 0 | 0 | 0 | 0 | 0 | 0 | 0 | 0 | 0 | 0 | 0 | 0 | 0 | 0 | 0 | 0 | 0 | 0 | 0 | 0 | 0 | 0 | 0
F1_Commercial_Warehouse_Existing_Space Heating_Natural Gas_Furnace_E1 | F1 | Commercial | Warehouse | Existing | Space Heating | Natural Gas | Furnace | E1 | RVT - Cost of Equipment | 0.433 | 0.43339 | 0.43381 | 0.43443 | 0.43533 | 0.43669 | 0.43765 | 0.43838 | 0.4392 | 0.43996 | 0.44048 | 0.44081 | 0.44109 | 0.44135 | 0.44169 | 0.44183 | 0.44207 | 0.44253 | 0.44301 | 0.44357 | 0.44423 | 0.44479 | 0.44522 | 0.44555 | 0.44577 | 0.44583 | 0.44572 | 0.44548 | 0.44529 | 0.4452 | 0.44526 | 0.44529 | 0.44529
F1_Commercial_Warehouse_Existing_Space Heating_Natural Gas_Furnace_E2 | F1 | Commercial | Warehouse | Existing | Space Heating | Natural Gas | Furnace | E2 | RVT - Cost of Equipment | 0.3849 | 0.38525 | 0.38562 | 0.38618 | 0.38697 | 0.38819 | 0.38903 | 0.38969 | 0.39042 | 0.39109 | 0.39156 | 0.39184 | 0.3921 | 0.39233 | 0.39263 | 0.39275 | 0.39297 | 0.39337 | 0.3938 | 0.3943 | 0.39489 | 0.39538 | 0.39577 | 0.39606 | 0.39625 | 0.39631 | 0.39621 | 0.39599 | 0.39583 | 0.39575 | 0.3958 | 0.39583 | 0.39583
F1_Commercial_Warehouse_Existing_Space Heating_Natural Gas_Furnace_E3 | F1 | Commercial | Warehouse | Existing | Space Heating | Natural Gas | Furnace | E3 | RVT - Cost of Equipment | 0.36083 | 0.36115 | 0.36151 | 0.36203 | 0.36278 | 0.36391 | 0.36471 | 0.36532 | 0.366 | 0.36663 | 0.36707 | 0.36734 | 0.36758 | 0.36779 | 0.36808 | 0.36819 | 0.36839 | 0.36877 | 0.36917 | 0.36964 | 0.37019 | 0.37066 | 0.37102 | 0.37129 | 0.37147 | 0.37153 | 0.37143 | 0.37123 | 0.37107 | 0.371 | 0.37105 | 0.37107 | 0.37107
F1_Commercial_Warehouse_Existing_Space Heating_Natural Gas_Furnace_E4 | F1 | Commercial | Warehouse | Existing | Space Heating | Natural Gas | Furnace | E4 | RVT - Cost of Equipment | 0.26454 | 0.26477 | 0.26501 | 0.26541 | 0.266 | 0.26696 | 0.26758 | 0.26803 | 0.26856 | 0.26906 | 0.26939 | 0.26959 | 0.26979 | 0.27 | 0.27028 | 0.27041 | 0.27063 | 0.27102 | 0.27141 | 0.27186 | 0.27239 | 0.27284 | 0.27319 | 0.27345 | 0.27363 | 0.27368 | 0.27358 | 0.27339 | 0.27324 | 0.27317 | 0.27322 | 0.27324 | 0.27324
F1_Commercial_Warehouse_Existing_Space Heating_Natural Gas_Furnace_E5 | F1 | Commercial | Warehouse | Existing | Space Heating | Natural Gas | Furnace | E5 | RVT - Cost of Equipment | 0 | 0 | 0 | 0 | 0 | 0 | 0 | 0 | 0 | 0 | 0 | 0 | 0 | 0 | 0 | 0 | 0 | 0 | 0 | 0 | 0 | 0 | 0 | 0 | 0 | 0 | 0 | 0 | 0 | 0 | 0 | 0 | 0
F1_Commercial_Warehouse_Existing_Space Heating_Natural Gas_Furnace_E6 | F1 | Commercial | Warehouse | Existing | Space Heating | Natural Gas | Furnace | E6 | RVT - Cost of Equipment | 0 | 0 | 0 | 0 | 0 | 0 | 0 | 0 | 0 | 0 | 0 | 0 | 0 | 0 | 0 | 0 | 0 | 0 | 0 | 0 | 0 | 0 | 0 | 0 | 0 | 0 | 0 | 0 | 0 | 0 | 0 | 0 | 0
F1_Commercial_Warehouse_Existing_Space Heating_Natural Gas_Furnace_E7 | F1 | Commercial | Warehouse | Existing | Space Heating | Natural Gas | Furnace | E7 | RVT - Cost of Equipment | 0 | 0 | 0 | 0 | 0 | 0 | 0 | 0 | 0 | 0 | 0 | 0 | 0 | 0 | 0 | 0 | 0 | 0 | 0 | 0 | 0 | 0 | 0 | 0 | 0 | 0 | 0 | 0 | 0 | 0 | 0 | 0 | 0
F1_Commercial_Warehouse_Existing_Space Heating_Natural Gas_Furnace_E8 | F1 | Commercial | Warehouse | Existing | Space Heating | Natural Gas | Furnace | E8 | RVT - Cost of Equipment | 0 | 0 | 0 | 0 | 0 | 0 | 0 | 0 | 0 | 0 | 0 | 0 | 0 | 0 | 0 | 0 | 0 | 0 | 0 | 0 | 0 | 0 | 0 | 0 | 0 | 0 | 0 | 0 | 0 | 0 | 0 | 0 | 0
F1_Commercial_Warehouse_Existing_Space Heating_Natural Gas_Furnace_E9 | F1 | Commercial | Warehouse | Existing | Space Heating | Natural Gas | Furnace | E9 | RVT - Cost of Equipment | 0 | 0 | 0 | 0 | 0 | 0 | 0 | 0 | 0 | 0 | 0 | 0 | 0 | 0 | 0 | 0 | 0 | 0 | 0 | 0 | 0 | 0 | 0 | 0 | 0 | 0 | 0 | 0 | 0 | 0 | 0 | 0 | 0
F1_Commercial_Warehouse_Existing_Space Heating_Natural Gas_Furnace_E10 | F1 | Commercial | Warehouse | Existing | Space Heating | Natural Gas | Furnace | E10 | RVT - Cost of Equipment | 0 | 0 | 0 | 0 | 0 | 0 | 0 | 0 | 0 | 0 | 0 | 0 | 0 | 0 | 0 | 0 | 0 | 0 | 0 | 0 | 0 | 0 | 0 | 0 | 0 | 0 | 0 | 0 | 0 | 0 | 0 | 0 | 0
F2_Commercial_Warehouse_Existing_Space Heating_Natural Gas_Furnace_E1 | F2 | Commercial | Warehouse | Existing | Space Heating | Natural Gas | Furnace | E1 | RVT - Cost of Operation | 0.51876 | 0.51922 | 0.51973 | 0.52048 | 0.52155 | 0.52319 | 0.52433 | 0.52521 | 0.5262 | 0.5271 | 0.52773 | 0.52811 | 0.52846 | 0.52877 | 0.52918 | 0.52934 | 0.52963 | 0.53018 | 0.53075 | 0.53143 | 0.53222 | 0.53289 | 0.53341 | 0.5338 | 0.53406 | 0.53414 | 0.534 | 0.53371 | 0.53348 | 0.53337 | 0.53345 | 0.53349 | 0.53349
F2_Commercial_Warehouse_Existing_Space Heating_Natural Gas_Furnace_E2 | F2 | Commercial | Warehouse | Existing | Space Heating | Natural Gas | Furnace | E2 | RVT - Cost of Operation | 0.46114 | 0.46155 | 0.462 | 0.46267 | 0.46362 | 0.46507 | 0.46609 | 0.46687 | 0.46775 | 0.46855 | 0.46911 | 0.46945 | 0.46976 | 0.47003 | 0.4704 | 0.47054 | 0.4708 | 0.47129 | 0.4718 | 0.4724 | 0.4731 | 0.47369 | 0.47416 | 0.47451 | 0.47474 | 0.47481 | 0.47468 | 0.47443 | 0.47423 | 0.47413 | 0.4742 | 0.47423 | 0.47423
F2_Commercial_Warehouse_Existing_Space Heating_Natural Gas_Furnace_E3 | F2 | Commercial | Warehouse | Existing | Space Heating | Natural Gas | Furnace | E3 | RVT - Cost of Operation | 0.4323 | 0.43269 | 0.43311 | 0.43373 | 0.43463 | 0.43599 | 0.43694 | 0.43768 | 0.4385 | 0.43925 | 0.43977 | 0.4401 | 0.44038 | 0.44064 | 0.44098 | 0.44112 | 0.44136 | 0.44181 | 0.44229 | 0.44285 | 0.44352 | 0.44407 | 0.4445 | 0.44483 | 0.44505 | 0.44511 | 0.445 | 0.44476 | 0.44457 | 0.44448 | 0.44455 | 0.44457 | 0.44457
F2_Commercial_Warehouse_Existing_Space Heating_Natural Gas_Furnace_E4 | F2 | Commercial | Warehouse | Existing | Space Heating | Natural Gas | Furnace | E4 | RVT - Cost of Operation | 0.31693 | 0.31721 | 0.3175 | 0.31798 | 0.31869 | 0.31983 | 0.32058 | 0.32112 | 0.32175 | 0.32235 | 0.32274 | 0.32299 | 0.32323 | 0.32348 | 0.32381 | 0.32397 | 0.32423 | 0.32469 | 0.32517 | 0.32571 | 0.32634 | 0.32688 | 0.32729 | 0.32761 | 0.32782 | 0.32788 | 0.32777 | 0.32754 | 0.32736 | 0.32727 | 0.32733 | 0.32736 | 0.32736
F2_Commercial_Warehouse_Existing_Space Heating_Natural Gas_Furnace_E5 | F2 | Commercial | Warehouse | Existing | Space Heating | Natural Gas | Furnace | E5 | RVT - Cost of Operation | 0 | 0 | 0 | 0 | 0 | 0 | 0 | 0 | 0 | 0 | 0 | 0 | 0 | 0 | 0 | 0 | 0 | 0 | 0 | 0 | 0 | 0 | 0 | 0 | 0 | 0 | 0 | 0 | 0 | 0 | 0 | 0 | 0
F2_Commercial_Warehouse_Existing_Space Heating_Natural Gas_Furnace_E6 | F2 | Commercial | Warehouse | Existing | Space Heating | Natural Gas | Furnace | E6 | RVT - Cost of Operation | 0 | 0 | 0 | 0 | 0 | 0 | 0 | 0 | 0 | 0 | 0 | 0 | 0 | 0 | 0 | 0 | 0 | 0 | 0 | 0 | 0 | 0 | 0 | 0 | 0 | 0 | 0 | 0 | 0 | 0 | 0 | 0 | 0
F2_Commercial_Warehouse_Existing_Space Heating_Natural Gas_Furnace_E7 | F2 | Commercial | Warehouse | Existing | Space Heating | Natural Gas | Furnace | E7 | RVT - Cost of Operation | 0 | 0 | 0 | 0 | 0 | 0 | 0 | 0 | 0 | 0 | 0 | 0 | 0 | 0 | 0 | 0 | 0 | 0 | 0 | 0 | 0 | 0 | 0 | 0 | 0 | 0 | 0 | 0 | 0 | 0 | 0 | 0 | 0
F2_Commercial_Warehouse_Existing_Space Heating_Natural Gas_Furnace_E8 | F2 | Commercial | Warehouse | Existing | Space Heating | Natural Gas | Furnace | E8 | RVT - Cost of Operation | 0 | 0 | 0 | 0 | 0 | 0 | 0 | 0 | 0 | 0 | 0 | 0 | 0 | 0 | 0 | 0 | 0 | 0 | 0 | 0 | 0 | 0 | 0 | 0 | 0 | 0 | 0 | 0 | 0 | 0 | 0 | 0 | 0
F2_Commercial_Warehouse_Existing_Space Heating_Natural Gas_Furnace_E9 | F2 | Commercial | Warehouse | Existing | Space Heating | Natural Gas | Furnace | E9 | RVT - Cost of Operation | 0 | 0 | 0 | 0 | 0 | 0 | 0 | 0 | 0 | 0 | 0 | 0 | 0 | 0 | 0 | 0 | 0 | 0 | 0 | 0 | 0 | 0 | 0 | 0 | 0 | 0 | 0 | 0 | 0 | 0 | 0 | 0 | 0
F2_Commercial_Warehouse_Existing_Space Heating_Natural Gas_Furnace_E10 | F2 | Commercial | Warehouse | Existing | Space Heating | Natural Gas | Furnace | E10 | RVT - Cost of Operation | 0 | 0 | 0 | 0 | 0 | 0 | 0 | 0 | 0 | 0 | 0 | 0 | 0 | 0 | 0 | 0 | 0 | 0 | 0 | 0 | 0 | 0 | 0 | 0 | 0 | 0 | 0 | 0 | 0 | 0 | 0 | 0 | 0
F3_Commercial_Warehouse_Existing_Space Heating_Natural Gas_Furnace_E1 | F3 | Commercial | Warehouse | Existing | Space Heating | Natural Gas | Furnace | E1 | System - kBTUs of Consumption | 0.019797 | 0.019797 | 0.019797 | 0.019797 | 0.019797 | 0.019797 | 0.019797 | 0.019797 | 0.019797 | 0.019797 | 0.019797 | 0.019797 | 0.019797 | 0.019797 | 0.019797 | 0.019797 | 0.019797 | 0.019797 | 0.019797 | 0.019797 | 0.019797 | 0.019797 | 0.019797 | 0.019797 | 0.019797 | 0.019797 | 0.019797 | 0.019797 | 0.019797 | 0.019797 | 0.019797 | 0.019797 | 0.019797
F3_Commercial_Warehouse_Existing_Space Heating_Natural Gas_Furnace_E2 | F3 | Commercial | Warehouse | Existing | Space Heating | Natural Gas | Furnace | E2 | System - kBTUs of Consumption | 0.024087 | 0.024087 | 0.024087 | 0.024087 | 0.024087 | 0.024087 | 0.024087 | 0.024087 | 0.024087 | 0.024087 | 0.024087 | 0.024087 | 0.024087 | 0.024087 | 0.024087 | 0.024087 | 0.024087 | 0.024087 | 0.024087 | 0.024087 | 0.024087 | 0.024087 | 0.024087 | 0.024087 | 0.024087 | 0.024087 | 0.024087 | 0.024087 | 0.024087 | 0.024087 | 0.024087 | 0.024087 | 0.024087
F3_Commercial_Warehouse_Existing_Space Heating_Natural Gas_Furnace_E3 | F3 | Commercial | Warehouse | Existing | Space Heating | Natural Gas | Furnace | E3 | System - kBTUs of Consumption | 0.028377 | 0.028377 | 0.028377 | 0.028377 | 0.028377 | 0.028377 | 0.028377 | 0.028377 | 0.028377 | 0.028377 | 0.028377 | 0.028377 | 0.028377 | 0.028377 | 0.028377 | 0.028377 | 0.028377 | 0.028377 | 0.028377 | 0.028377 | 0.028377 | 0.028377 | 0.028377 | 0.028377 | 0.028377 | 0.028377 | 0.028377 | 0.028377 | 0.028377 | 0.028377 | 0.028377 | 0.028377 | 0.028377
F3_Commercial_Warehouse_Existing_Space Heating_Natural Gas_Furnace_E4 | F3 | Commercial | Warehouse | Existing | Space Heating | Natural Gas | Furnace | E4 | System - kBTUs of Consumption | 0.5611 | 0.5611 | 0.5611 | 0.5611 | 0.5611 | 0.5611 | 0.5611 | 0.5611 | 0.5611 | 0.5611 | 0.5611 | 0.5611 | 0.5611 | 0.5611 | 0.5611 | 0.5611 | 0.5611 | 0.5611 | 0.5611 | 0.5611 | 0.5611 | 0.5611 | 0.5611 | 0.5611 | 0.5611 | 0.5611 | 0.5611 | 0.5611 | 0.5611 | 0.5611 | 0.5611 | 0.5611 | 0.5611
F3_Commercial_Warehouse_Existing_Space Heating_Natural Gas_Furnace_E5 | F3 | Commercial | Warehouse | Existing | Space Heating | Natural Gas | Furnace | E5 | System - kBTUs of Consumption | 0 | 0 | 0 | 0 | 0 | 0 | 0 | 0 | 0 | 0 | 0 | 0 | 0 | 0 | 0 | 0 | 0 | 0 | 0 | 0 | 0 | 0 | 0 | 0 | 0 | 0 | 0 | 0 | 0 | 0 | 0 | 0 | 0
F3_Commercial_Warehouse_Existing_Space Heating_Natural Gas_Furnace_E6 | F3 | Commercial | Warehouse | Existing | Space Heating | Natural Gas | Furnace | E6 | System - kBTUs of Consumption | 0 | 0 | 0 | 0 | 0 | 0 | 0 | 0 | 0 | 0 | 0 | 0 | 0 | 0 | 0 | 0 | 0 | 0 | 0 | 0 | 0 | 0 | 0 | 0 | 0 | 0 | 0 | 0 | 0 | 0 | 0 | 0 | 0
F3_Commercial_Warehouse_Existing_Space Heating_Natural Gas_Furnace_E7 | F3 | Commercial | Warehouse | Existing | Space Heating | Natural Gas | Furnace | E7 | System - kBTUs of Consumption | 0 | 0 | 0 | 0 | 0 | 0 | 0 | 0 | 0 | 0 | 0 | 0 | 0 | 0 | 0 | 0 | 0 | 0 | 0 | 0 | 0 | 0 | 0 | 0 | 0 | 0 | 0 | 0 | 0 | 0 | 0 | 0 | 0
F3_Commercial_Warehouse_Existing_Space Heating_Natural Gas_Furnace_E8 | F3 | Commercial | Warehouse | Existing | Space Heating | Natural Gas | Furnace | E8 | System - kBTUs of Consumption | 0 | 0 | 0 | 0 | 0 | 0 | 0 | 0 | 0 | 0 | 0 | 0 | 0 | 0 | 0 | 0 | 0 | 0 | 0 | 0 | 0 | 0 | 0 | 0 | 0 | 0 | 0 | 0 | 0 | 0 | 0 | 0 | 0
F3_Commercial_Warehouse_Existing_Space Heating_Natural Gas_Furnace_E9 | F3 | Commercial | Warehouse | Existing | Space Heating | Natural Gas | Furnace | E9 | System - kBTUs of Consumption | 0 | 0 | 0 | 0 | 0 | 0 | 0 | 0 | 0 | 0 | 0 | 0 | 0 | 0 | 0 | 0 | 0 | 0 | 0 | 0 | 0 | 0 | 0 | 0 | 0 | 0 | 0 | 0 | 0 | 0 | 0 | 0 | 0
F3_Commercial_Warehouse_Existing_Space Heating_Natural Gas_Furnace_E10 | F3 | Commercial | Warehouse | Existing | Space Heating | Natural Gas | Furnace | E10 | System - kBTUs of Consumption | 0 | 0 | 0 | 0 | 0 | 0 | 0 | 0 | 0 | 0 | 0 | 0 | 0 | 0 | 0 | 0 | 0 | 0 | 0 | 0 | 0 | 0 | 0 | 0 | 0 | 0 | 0 | 0 | 0 | 0 | 0 | 0 | 0
F4_Commercial_Warehouse_Existing_Space Heating_Natural Gas_Furnace_E1 | F4 | Commercial | Warehouse | Existing | Space Heating | Natural Gas | Furnace | E1 | Utility - Cost of Equipment | 0.51876 | 0.51922 | 0.51973 | 0.52048 | 0.52155 | 0.52319 | 0.52433 | 0.52521 | 0.5262 | 0.5271 | 0.52773 | 0.52811 | 0.52846 | 0.52877 | 0.52918 | 0.52934 | 0.52963 | 0.53018 | 0.53075 | 0.53143 | 0.53222 | 0.53289 | 0.53341 | 0.5338 | 0.53406 | 0.53414 | 0.534 | 0.53371 | 0.53348 | 0.53337 | 0.53345 | 0.53349 | 0.53349
F4_Commercial_Warehouse_Existing_Space Heating_Natural Gas_Furnace_E2 | F4 | Commercial | Warehouse | Existing | Space Heating | Natural Gas | Furnace | E2 | Utility - Cost of Equipment | 0.46114 | 0.46155 | 0.462 | 0.46267 | 0.46362 | 0.46507 | 0.46609 | 0.46687 | 0.46775 | 0.46855 | 0.46911 | 0.46945 | 0.46976 | 0.47003 | 0.4704 | 0.47054 | 0.4708 | 0.47129 | 0.4718 | 0.4724 | 0.4731 | 0.47369 | 0.47416 | 0.47451 | 0.47474 | 0.47481 | 0.47468 | 0.47443 | 0.47423 | 0.47413 | 0.4742 | 0.47423 | 0.47423
F4_Commercial_Warehouse_Existing_Space Heating_Natural Gas_Furnace_E3 | F4 | Commercial | Warehouse | Existing | Space Heating | Natural Gas | Furnace | E3 | Utility - Cost of Equipment | 0.4323 | 0.43269 | 0.43311 | 0.43373 | 0.43463 | 0.43599 | 0.43694 | 0.43768 | 0.4385 | 0.43925 | 0.43977 | 0.4401 | 0.44038 | 0.44064 | 0.44098 | 0.44112 | 0.44136 | 0.44181 | 0.44229 | 0.44285 | 0.44352 | 0.44407 | 0.4445 | 0.44483 | 0.44505 | 0.44511 | 0.445 | 0.44476 | 0.44457 | 0.44448 | 0.44455 | 0.44457 | 0.44457
F4_Commercial_Warehouse_Existing_Space Heating_Natural Gas_Furnace_E4 | F4 | Commercial | Warehouse | Existing | Space Heating | Natural Gas | Furnace | E4 | Utility - Cost of Equipment | 0.31693 | 0.31721 | 0.3175 | 0.31798 | 0.31869 | 0.31983 | 0.32058 | 0.32112 | 0.32175 | 0.32235 | 0.32274 | 0.32299 | 0.32323 | 0.32348 | 0.32381 | 0.32397 | 0.32423 | 0.32469 | 0.32517 | 0.32571 | 0.32634 | 0.32688 | 0.32729 | 0.32761 | 0.32782 | 0.32788 | 0.32777 | 0.32754 | 0.32736 | 0.32727 | 0.32733 | 0.32736 | 0.32736
F4_Commercial_Warehouse_Existing_Space Heating_Natural Gas_Furnace_E5 | F4 | Commercial | Warehouse | Existing | Space Heating | Natural Gas | Furnace | E5 | Utility - Cost of Equipment | 0 | 0 | 0 | 0 | 0 | 0 | 0 | 0 | 0 | 0 | 0 | 0 | 0 | 0 | 0 | 0 | 0 | 0 | 0 | 0 | 0 | 0 | 0 | 0 | 0 | 0 | 0 | 0 | 0 | 0 | 0 | 0 | 0
F4_Commercial_Warehouse_Existing_Space Heating_Natural Gas_Furnace_E6 | F4 | Commercial | Warehouse | Existing | Space Heating | Natural Gas | Furnace | E6 | Utility - Cost of Equipment | 0 | 0 | 0 | 0 | 0 | 0 | 0 | 0 | 0 | 0 | 0 | 0 | 0 | 0 | 0 | 0 | 0 | 0 | 0 | 0 | 0 | 0 | 0 | 0 | 0 | 0 | 0 | 0 | 0 | 0 | 0 | 0 | 0
F4_Commercial_Warehouse_Existing_Space Heating_Natural Gas_Furnace_E7 | F4 | Commercial | Warehouse | Existing | Space Heating | Natural Gas | Furnace | E7 | Utility - Cost of Equipment | 0 | 0 | 0 | 0 | 0 | 0 | 0 | 0 | 0 | 0 | 0 | 0 | 0 | 0 | 0 | 0 | 0 | 0 | 0 | 0 | 0 | 0 | 0 | 0 | 0 | 0 | 0 | 0 | 0 | 0 | 0 | 0 | 0
F4_Commercial_Warehouse_Existing_Space Heating_Natural Gas_Furnace_E8 | F4 | Commercial | Warehouse | Existing | Space Heating | Natural Gas | Furnace | E8 | Utility - Cost of Equipment | 0 | 0 | 0 | 0 | 0 | 0 | 0 | 0 | 0 | 0 | 0 | 0 | 0 | 0 | 0 | 0 | 0 | 0 | 0 | 0 | 0 | 0 | 0 | 0 | 0 | 0 | 0 | 0 | 0 | 0 | 0 | 0 | 0
F4_Commercial_Warehouse_Existing_Space Heating_Natural Gas_Furnace_E9 | F4 | Commercial | Warehouse | Existing | Space Heating | Natural Gas | Furnace | E9 | Utility - Cost of Equipment | 0 | 0 | 0 | 0 | 0 | 0 | 0 | 0 | 0 | 0 | 0 | 0 | 0 | 0 | 0 | 0 | 0 | 0 | 0 | 0 | 0 | 0 | 0 | 0 | 0 | 0 | 0 | 0 | 0 | 0 | 0 | 0 | 0
F4_Commercial_Warehouse_Existing_Space Heating_Natural Gas_Furnace_E10 | F4 | Commercial | Warehouse | Existing | Space Heating | Natural Gas | Furnace | E10 | Utility - Cost of Equipment | 0 | 0 | 0 | 0 | 0 | 0 | 0 | 0 | 0 | 0 | 0 | 0 | 0 | 0 | 0 | 0 | 0 | 0 | 0 | 0 | 0 | 0 | 0 | 0 | 0 | 0 | 0 | 0 | 0 | 0 | 0 | 0 | 0
F5_Commercial_Warehouse_Existing_Space Heating_Natural Gas_Furnace_E1 | F5 | Commercial | Warehouse | Existing | Space Heating | Natural Gas | Furnace | E1 | Utility - Cost of Operation | 0.019797 | 0.019797 | 0.019797 | 0.019797 | 0.019797 | 0.019797 | 0.019797 | 0.019797 | 0.019797 | 0.019797 | 0.019797 | 0.019797 | 0.019797 | 0.019797 | 0.019797 | 0.019797 | 0.019797 | 0.019797 | 0.019797 | 0.019797 | 0.019797 | 0.019797 | 0.019797 | 0.019797 | 0.019797 | 0.019797 | 0.019797 | 0.019797 | 0.019797 | 0.019797 | 0.019797 | 0.019797 | 0.019797
F5_Commercial_Warehouse_Existing_Space Heating_Natural Gas_Furnace_E2 | F5 | Commercial | Warehouse | Existing | Space Heating | Natural Gas | Furnace | E2 | Utility - Cost of Operation | 0.024087 | 0.024087 | 0.024087 | 0.024087 | 0.024087 | 0.024087 | 0.024087 | 0.024087 | 0.024087 | 0.024087 | 0.024087 | 0.024087 | 0.024087 | 0.024087 | 0.024087 | 0.024087 | 0.024087 | 0.024087 | 0.024087 | 0.024087 | 0.024087 | 0.024087 | 0.024087 | 0.024087 | 0.024087 | 0.024087 | 0.024087 | 0.024087 | 0.024087 | 0.024087 | 0.024087 | 0.024087 | 0.024087
F5_Commercial_Warehouse_Existing_Space Heating_Natural Gas_Furnace_E3 | F5 | Commercial | Warehouse | Existing | Space Heating | Natural Gas | Furnace | E3 | Utility - Cost of Operation | 0.028377 | 0.028377 | 0.028377 | 0.028377 | 0.028377 | 0.028377 | 0.028377 | 0.028377 | 0.028377 | 0.028377 | 0.028377 | 0.028377 | 0.028377 | 0.028377 | 0.028377 | 0.028377 | 0.028377 | 0.028377 | 0.028377 | 0.028377 | 0.028377 | 0.028377 | 0.028377 | 0.028377 | 0.028377 | 0.028377 | 0.028377 | 0.028377 | 0.028377 | 0.028377 | 0.028377 | 0.028377 | 0.028377
F5_Commercial_Warehouse_Existing_Space Heating_Natural Gas_Furnace_E4 | F5 | Commercial | Warehouse | Existing | Space Heating | Natural Gas | Furnace | E4 | Utility - Cost of Operation | 0.5611 | 0.5611 | 0.5611 | 0.5611 | 0.5611 | 0.5611 | 0.5611 | 0.5611 | 0.5611 | 0.5611 | 0.5611 | 0.5611 | 0.5611 | 0.5611 | 0.5611 | 0.5611 | 0.5611 | 0.5611 | 0.5611 | 0.5611 | 0.5611 | 0.5611 | 0.5611 | 0.5611 | 0.5611 | 0.5611 | 0.5611 | 0.5611 | 0.5611 | 0.5611 | 0.5611 | 0.5611 | 0.5611
F5_Commercial_Warehouse_Existing_Space Heating_Natural Gas_Furnace_E5 | F5 | Commercial | Warehouse | Existing | Space Heating | Natural Gas | Furnace | E5 | Utility - Cost of Operation | 0 | 0 | 0 | 0 | 0 | 0 | 0 | 0 | 0 | 0 | 0 | 0 | 0 | 0 | 0 | 0 | 0 | 0 | 0 | 0 | 0 | 0 | 0 | 0 | 0 | 0 | 0 | 0 | 0 | 0 | 0 | 0 | 0
F5_Commercial_Warehouse_Existing_Space Heating_Natural Gas_Furnace_E6 | F5 | Commercial | Warehouse | Existing | Space Heating | Natural Gas | Furnace | E6 | Utility - Cost of Operation | 0 | 0 | 0 | 0 | 0 | 0 | 0 | 0 | 0 | 0 | 0 | 0 | 0 | 0 | 0 | 0 | 0 | 0 | 0 | 0 | 0 | 0 | 0 | 0 | 0 | 0 | 0 | 0 | 0 | 0 | 0 | 0 | 0
F5_Commercial_Warehouse_Existing_Space Heating_Natural Gas_Furnace_E7 | F5 | Commercial | Warehouse | Existing | Space Heating | Natural Gas | Furnace | E7 | Utility - Cost of Operation | 0 | 0 | 0 | 0 | 0 | 0 | 0 | 0 | 0 | 0 | 0 | 0 | 0 | 0 | 0 | 0 | 0 | 0 | 0 | 0 | 0 | 0 | 0 | 0 | 0 | 0 | 0 | 0 | 0 | 0 | 0 | 0 | 0
F5_Commercial_Warehouse_Existing_Space Heating_Natural Gas_Furnace_E8 | F5 | Commercial | Warehouse | Existing | Space Heating | Natural Gas | Furnace | E8 | Utility - Cost of Operation | 0 | 0 | 0 | 0 | 0 | 0 | 0 | 0 | 0 | 0 | 0 | 0 | 0 | 0 | 0 | 0 | 0 | 0 | 0 | 0 | 0 | 0 | 0 | 0 | 0 | 0 | 0 | 0 | 0 | 0 | 0 | 0 | 0
F5_Commercial_Warehouse_Existing_Space Heating_Natural Gas_Furnace_E9 | F5 | Commercial | Warehouse | Existing | Space Heating | Natural Gas | Furnace | E9 | Utility - Cost of Operation | 0 | 0 | 0 | 0 | 0 | 0 | 0 | 0 | 0 | 0 | 0 | 0 | 0 | 0 | 0 | 0 | 0 | 0 | 0 | 0 | 0 | 0 | 0 | 0 | 0 | 0 | 0 | 0 | 0 | 0 | 0 | 0 | 0
F5_Commercial_Warehouse_Existing_Space Heating_Natural Gas_Furnace_E10 | F5 | Commercial | Warehouse | Existing | Space Heating | Natural Gas | Furnace | E10 | Utility - Cost of Operation | 0 | 0 | 0 | 0 | 0 | 0 | 0 | 0 | 0 | 0 | 0 | 0 | 0 | 0 | 0 | 0 | 0 | 0 | 0 | 0 | 0 | 0 | 0 | 0 | 0 | 0 | 0 | 0 | 0 | 0 | 0 | 0 | 0
F6_Commercial_Warehouse_Existing_Space Heating_Natural Gas_Furnace_E1 | F6 | Commercial | Warehouse | Existing | Space Heating | Natural Gas | Furnace | E1 | Utility - Value of Sales | 0.22814 | 0.22692 | 0.22565 | 0.22437 | 0.2231 | 0.22183 | 0.22058 | 0.21935 | 0.21813 | 0.21695 | 0.21579 | 0.21467 | 0.21358 | 0.21254 | 0.21154 | 0.2106 | 0.20971 | 0.20888 | 0.2081 | 0.20738 | 0.20672 | 0.2061 | 0.20555 | 0.20505 | 0.20461 | 0.20422 | 0.20388 | 0.20361 | 0.20339 | 0.20322 | 0.20311 | 0.20305 | 0.20305
F6_Commercial_Warehouse_Existing_Space Heating_Natural Gas_Furnace_E2 | F6 | Commercial | Warehouse | Existing | Space Heating | Natural Gas | Furnace | E2 | Utility - Value of Sales | 0.2028 | 0.20172 | 0.20058 | 0.19945 | 0.19831 | 0.19719 | 0.19608 | 0.19498 | 0.1939 | 0.19285 | 0.19182 | 0.19082 | 0.18986 | 0.18893 | 0.18805 | 0.18721 | 0.18642 | 0.18568 | 0.18499 | 0.18435 | 0.18375 | 0.18321 | 0.18272 | 0.18227 | 0.18188 | 0.18153 | 0.18124 | 0.18099 | 0.18079 | 0.18065 | 0.18055 | 0.1805 | 0.1805
F6_Commercial_Warehouse_Existing_Space Heating_Natural Gas_Furnace_E3 | F6 | Commercial | Warehouse | Existing | Space Heating | Natural Gas | Furnace | E3 | Utility - Value of Sales | 0.19012 | 0.1891 | 0.18804 | 0.18697 | 0.18591 | 0.18486 | 0.18382 | 0.18279 | 0.18178 | 0.18079 | 0.17982 | 0.17889 | 0.17798 | 0.17712 | 0.17629 | 0.1755 | 0.17476 | 0.17407 | 0.17342 | 0.17282 | 0.17226 | 0.17175 | 0.17129 | 0.17088 | 0.17051 | 0.17018 | 0.1699 | 0.16967 | 0.16949 | 0.16935 | 0.16926 | 0.16921 | 0.16921
F6_Commercial_Warehouse_Existing_Space Heating_Natural Gas_Furnace_E4 | F6 | Commercial | Warehouse | Existing | Space Heating | Natural Gas | Furnace | E4 | Utility - Value of Sales | 0.1435 | 0.14277 | 0.14198 | 0.14119 | 0.14041 | 0.13962 | 0.13884 | 0.13805 | 0.13726 | 0.13648 | 0.13569 | 0.13491 | 0.13412 | 0.13334 | 0.13257 | 0.13181 | 0.13107 | 0.13036 | 0.12967 | 0.12902 | 0.12841 | 0.12784 | 0.12731 | 0.12684 | 0.12642 | 0.12605 | 0.12574 | 0.12548 | 0.12527 | 0.12511 | 0.12501 | 0.12496 | 0.12496
F6_Commercial_Warehouse_Existing_Space Heating_Natural Gas_Furnace_E5 | F6 | Commercial | Warehouse | Existing | Space Heating | Natural Gas | Furnace | E5 | Utility - Value of Sales | 0 | 0 | 0 | 0 | 0 | 0 | 0 | 0 | 0 | 0 | 0 | 0 | 0 | 0 | 0 | 0 | 0 | 0 | 0 | 0 | 0 | 0 | 0 | 0 | 0 | 0 | 0 | 0 | 0 | 0 | 0 | 0 | 0
F6_Commercial_Warehouse_Existing_Space Heating_Natural Gas_Furnace_E6 | F6 | Commercial | Warehouse | Existing | Space Heating | Natural Gas | Furnace | E6 | Utility - Value of Sales | 0 | 0 | 0 | 0 | 0 | 0 | 0 | 0 | 0 | 0 | 0 | 0 | 0 | 0 | 0 | 0 | 0 | 0 | 0 | 0 | 0 | 0 | 0 | 0 | 0 | 0 | 0 | 0 | 0 | 0 | 0 | 0 | 0
F6_Commercial_Warehouse_Existing_Space Heating_Natural Gas_Furnace_E7 | F6 | Commercial | Warehouse | Existing | Space Heating | Natural Gas | Furnace | E7 | Utility - Value of Sales | 0 | 0 | 0 | 0 | 0 | 0 | 0 | 0 | 0 | 0 | 0 | 0 | 0 | 0 | 0 | 0 | 0 | 0 | 0 | 0 | 0 | 0 | 0 | 0 | 0 | 0 | 0 | 0 | 0 | 0 | 0 | 0 | 0
F6_Commercial_Warehouse_Existing_Space Heating_Natural Gas_Furnace_E8 | F6 | Commercial | Warehouse | Existing | Space Heating | Natural Gas | Furnace | E8 | Utility - Value of Sales | 0 | 0 | 0 | 0 | 0 | 0 | 0 | 0 | 0 | 0 | 0 | 0 | 0 | 0 | 0 | 0 | 0 | 0 | 0 | 0 | 0 | 0 | 0 | 0 | 0 | 0 | 0 | 0 | 0 | 0 | 0 | 0 | 0
F6_Commercial_Warehouse_Existing_Space Heating_Natural Gas_Furnace_E9 | F6 | Commercial | Warehouse | Existing | Space Heating | Natural Gas | Furnace | E9 | Utility - Value of Sales | 0 | 0 | 0 | 0 | 0 | 0 | 0 | 0 | 0 | 0 | 0 | 0 | 0 | 0 | 0 | 0 | 0 | 0 | 0 | 0 | 0 | 0 | 0 | 0 | 0 | 0 | 0 | 0 | 0 | 0 | 0 | 0 | 0
F6_Commercial_Warehouse_Existing_Space Heating_Natural Gas_Furnace_E10 | F6 | Commercial | Warehouse | Existing | Space Heating | Natural Gas | Furnace | E10 | Utility - Value of Sales | 0 | 0 | 0 | 0 | 0 | 0 | 0 | 0 | 0 | 0 | 0 | 0 | 0 | 0 | 0 | 0 | 0 | 0 | 0 | 0 | 0 | 0 | 0 | 0 | 0 | 0 | 0 | 0 | 0 | 0 | 0 | 0 | 0
F1_Commercial_Warehouse_Existing_Space Heating_Natural Gas_Boiler_E1 | F1 | Commercial | Warehouse | Existing | Space Heating | Natural Gas | Boiler | E1 | RVT - Cost of Equipment | 1.83 | 1.8318 | 1.8337 | 1.8364 | 1.8402 | 1.8458 | 1.8498 | 1.8528 | 1.856 | 1.859 | 1.861 | 1.8623 | 1.8635 | 1.8645 | 1.8659 | 1.8664 | 1.8674 | 1.8693 | 1.8712 | 1.8734 | 1.8761 | 1.8784 | 1.8801 | 1.8814 | 1.8823 | 1.8826 | 1.8821 | 1.8811 | 1.8804 | 1.88 | 1.8803 | 1.8804 | 1.8804
F1_Commercial_Warehouse_Existing_Space Heating_Natural Gas_Boiler_E2 | F1 | Commercial | Warehouse | Existing | Space Heating | Natural Gas | Boiler | E2 | RVT - Cost of Equipment | 1.7224 | 1.724 | 1.7258 | 1.7284 | 1.732 | 1.7373 | 1.741 | 1.7438 | 1.7469 | 1.7497 | 1.7516 | 1.7528 | 1.7538 | 1.7548 | 1.7561 | 1.7567 | 1.7576 | 1.7593 | 1.7611 | 1.7632 | 1.7658 | 1.7679 | 1.7695 | 1.7707 | 1.7716 | 1.7718 | 1.7714 | 1.7705 | 1.7698 | 1.7694 | 1.7697 | 1.7698 | 1.7698
F1_Commercial_Warehouse_Existing_Space Heating_Natural Gas_Boiler_E3 | F1 | Commercial | Warehouse | Existing | Space Heating | Natural Gas | Boiler | E3 | RVT - Cost of Equipment | 1.5093 | 1.5107 | 1.5123 | 1.5146 | 1.5177 | 1.5223 | 1.5256 | 1.5281 | 1.5308 | 1.5332 | 1.5349 | 1.5359 | 1.5369 | 1.5378 | 1.5389 | 1.5393 | 1.5401 | 1.5417 | 1.5432 | 1.5451 | 1.5473 | 1.5492 | 1.5506 | 1.5517 | 1.5524 | 1.5526 | 1.5522 | 1.5514 | 1.5508 | 1.5505 | 1.5507 | 1.5508 | 1.5508
F1_Commercial_Warehouse_Existing_Space Heating_Natural Gas_Boiler_E4 | F1 | Commercial | Warehouse | Existing | Space Heating | Natural Gas | Boiler | E4 | RVT - Cost of Equipment | 1.1137 | 1.1147 | 1.1157 | 1.1174 | 1.1199 | 1.1239 | 1.1265 | 1.1284 | 1.1306 | 1.1327 | 1.1341 | 1.135 | 1.1358 | 1.1367 | 1.1379 | 1.1384 | 1.1393 | 1.141 | 1.1426 | 1.1445 | 1.1468 | 1.1486 | 1.1501 | 1.1512 | 1.152 | 1.1522 | 1.1518 | 1.151 | 1.1503 | 1.15 | 1.1502 | 1.1503 | 1.1503
F1_Commercial_Warehouse_Existing_Space Heating_Natural Gas_Boiler_E5 | F1 | Commercial | Warehouse | Existing | Space Heating | Natural Gas | Boiler | E5 | RVT - Cost of Equipment | 0 | 0 | 0 | 0 | 0 | 0 | 0 | 0 | 0 | 0 | 0 | 0 | 0 | 0 | 0 | 0 | 0 | 0 | 0 | 0 | 0 | 0 | 0 | 0 | 0 | 0 | 0 | 0 | 0 | 0 | 0 | 0 | 0
F1_Commercial_Warehouse_Existing_Space Heating_Natural Gas_Boiler_E6 | F1 | Commercial | Warehouse | Existing | Space Heating | Natural Gas | Boiler | E6 | RVT - Cost of Equipment | 0 | 0 | 0 | 0 | 0 | 0 | 0 | 0 | 0 | 0 | 0 | 0 | 0 | 0 | 0 | 0 | 0 | 0 | 0 | 0 | 0 | 0 | 0 | 0 | 0 | 0 | 0 | 0 | 0 | 0 | 0 | 0 | 0
F1_Commercial_Warehouse_Existing_Space Heating_Natural Gas_Boiler_E7 | F1 | Commercial | Warehouse | Existing | Space Heating | Natural Gas | Boiler | E7 | RVT - Cost of Equipment | 0 | 0 | 0 | 0 | 0 | 0 | 0 | 0 | 0 | 0 | 0 | 0 | 0 | 0 | 0 | 0 | 0 | 0 | 0 | 0 | 0 | 0 | 0 | 0 | 0 | 0 | 0 | 0 | 0 | 0 | 0 | 0 | 0
F1_Commercial_Warehouse_Existing_Space Heating_Natural Gas_Boiler_E8 | F1 | Commercial | Warehouse | Existing | Space Heating | Natural Gas | Boiler | E8 | RVT - Cost of Equipment | 0 | 0 | 0 | 0 | 0 | 0 | 0 | 0 | 0 | 0 | 0 | 0 | 0 | 0 | 0 | 0 | 0 | 0 | 0 | 0 | 0 | 0 | 0 | 0 | 0 | 0 | 0 | 0 | 0 | 0 | 0 | 0 | 0
F1_Commercial_Warehouse_Existing_Space Heating_Natural Gas_Boiler_E9 | F1 | Commercial | Warehouse | Existing | Space Heating | Natural Gas | Boiler | E9 | RVT - Cost of Equipment | 0 | 0 | 0 | 0 | 0 | 0 | 0 | 0 | 0 | 0 | 0 | 0 | 0 | 0 | 0 | 0 | 0 | 0 | 0 | 0 | 0 | 0 | 0 | 0 | 0 | 0 | 0 | 0 | 0 | 0 | 0 | 0 | 0
F1_Commercial_Warehouse_Existing_Space Heating_Natural Gas_Boiler_E10 | F1 | Commercial | Warehouse | Existing | Space Heating | Natural Gas | Boiler | E10 | RVT - Cost of Equipment | 0 | 0 | 0 | 0 | 0 | 0 | 0 | 0 | 0 | 0 | 0 | 0 | 0 | 0 | 0 | 0 | 0 | 0 | 0 | 0 | 0 | 0 | 0 | 0 | 0 | 0 | 0 | 0 | 0 | 0 | 0 | 0 | 0
F2_Commercial_Warehouse_Existing_Space Heating_Natural Gas_Boiler_E1 | F2 | Commercial | Warehouse | Existing | Space Heating | Natural Gas | Boiler | E1 | RVT - Cost of Operation | 2.1925 | 2.1946 | 2.1969 | 2.2002 | 2.2047 | 2.2114 | 2.2161 | 2.2197 | 2.2237 | 2.2272 | 2.2297 | 2.2312 | 2.2326 | 2.2338 | 2.2355 | 2.2361 | 2.2373 | 2.2395 | 2.2418 | 2.2445 | 2.2477 | 2.2504 | 2.2525 | 2.2541 | 2.2551 | 2.2554 | 2.2549 | 2.2537 | 2.2528 | 2.2524 | 2.2527 | 2.2528 | 2.2528
F2_Commercial_Warehouse_Existing_Space Heating_Natural Gas_Boiler_E2 | F2 | Commercial | Warehouse | Existing | Space Heating | Natural Gas | Boiler | E2 | RVT - Cost of Operation | 2.0635 | 2.0655 | 2.0676 | 2.0707 | 2.075 | 2.0813 | 2.0858 | 2.0892 | 2.0929 | 2.0962 | 2.0985 | 2.0999 | 2.1012 | 2.1024 | 2.104 | 2.1046 | 2.1057 | 2.1078 | 2.1099 | 2.1125 | 2.1155 | 2.118 | 2.12 | 2.1215 | 2.1225 | 2.1228 | 2.1222 | 2.1211 | 2.1203 | 2.1199 | 2.1202 | 2.1203 | 2.1203
F2_Commercial_Warehouse_Existing_Space Heating_Natural Gas_Boiler_E3 | F2 | Commercial | Warehouse | Existing | Space Heating | Natural Gas | Boiler | E3 | RVT - Cost of Operation | 1.8082 | 1.81 | 1.8118 | 1.8146 | 1.8183 | 1.8239 | 1.8277 | 1.8307 | 1.8339 | 1.8369 | 1.8389 | 1.8401 | 1.8413 | 1.8423 | 1.8437 | 1.8442 | 1.8452 | 1.847 | 1.8489 | 1.8511 | 1.8538 | 1.856 | 1.8577 | 1.859 | 1.8599 | 1.8601 | 1.8597 | 1.8587 | 1.858 | 1.8576 | 1.8579 | 1.858 | 1.858
F2_Commercial_Warehouse_Existing_Space Heating_Natural Gas_Boiler_E4 | F2 | Commercial | Warehouse | Existing | Space Heating | Natural Gas | Boiler | E4 | RVT - Cost of Operation | 1.3343 | 1.3354 | 1.3367 | 1.3387 | 1.3417 | 1.3465 | 1.3496 | 1.3519 | 1.3546 | 1.3571 | 1.3587 | 1.3598 | 1.3608 | 1.3618 | 1.3633 | 1.3639 | 1.365 | 1.367 | 1.3689 | 1.3712 | 1.3739 | 1.3761 | 1.3779 | 1.3792 | 1.3801 | 1.3804 | 1.3799 | 1.3789 | 1.3782 | 1.3778 | 1.3781 | 1.3782 | 1.3782
F2_Commercial_Warehouse_Existing_Space Heating_Natural Gas_Boiler_E5 | F2 | Commercial | Warehouse | Existing | Space Heating | Natural Gas | Boiler | E5 | RVT - Cost of Operation | 0 | 0 | 0 | 0 | 0 | 0 | 0 | 0 | 0 | 0 | 0 | 0 | 0 | 0 | 0 | 0 | 0 | 0 | 0 | 0 | 0 | 0 | 0 | 0 | 0 | 0 | 0 | 0 | 0 | 0 | 0 | 0 | 0
F2_Commercial_Warehouse_Existing_Space Heating_Natural Gas_Boiler_E6 | F2 | Commercial | Warehouse | Existing | Space Heating | Natural Gas | Boiler | E6 | RVT - Cost of Operation | 0 | 0 | 0 | 0 | 0 | 0 | 0 | 0 | 0 | 0 | 0 | 0 | 0 | 0 | 0 | 0 | 0 | 0 | 0 | 0 | 0 | 0 | 0 | 0 | 0 | 0 | 0 | 0 | 0 | 0 | 0 | 0 | 0
F2_Commercial_Warehouse_Existing_Space Heating_Natural Gas_Boiler_E7 | F2 | Commercial | Warehouse | Existing | Space Heating | Natural Gas | Boiler | E7 | RVT - Cost of Operation | 0 | 0 | 0 | 0 | 0 | 0 | 0 | 0 | 0 | 0 | 0 | 0 | 0 | 0 | 0 | 0 | 0 | 0 | 0 | 0 | 0 | 0 | 0 | 0 | 0 | 0 | 0 | 0 | 0 | 0 | 0 | 0 | 0
F2_Commercial_Warehouse_Existing_Space Heating_Natural Gas_Boiler_E8 | F2 | Commercial | Warehouse | Existing | Space Heating | Natural Gas | Boiler | E8 | RVT - Cost of Operation | 0 | 0 | 0 | 0 | 0 | 0 | 0 | 0 | 0 | 0 | 0 | 0 | 0 | 0 | 0 | 0 | 0 | 0 | 0 | 0 | 0 | 0 | 0 | 0 | 0 | 0 | 0 | 0 | 0 | 0 | 0 | 0 | 0
F2_Commercial_Warehouse_Existing_Space Heating_Natural Gas_Boiler_E9 | F2 | Commercial | Warehouse | Existing | Space Heating | Natural Gas | Boiler | E9 | RVT - Cost of Operation | 0 | 0 | 0 | 0 | 0 | 0 | 0 | 0 | 0 | 0 | 0 | 0 | 0 | 0 | 0 | 0 | 0 | 0 | 0 | 0 | 0 | 0 | 0 | 0 | 0 | 0 | 0 | 0 | 0 | 0 | 0 | 0 | 0
F2_Commercial_Warehouse_Existing_Space Heating_Natural Gas_Boiler_E10 | F2 | Commercial | Warehouse | Existing | Space Heating | Natural Gas | Boiler | E10 | RVT - Cost of Operation | 0 | 0 | 0 | 0 | 0 | 0 | 0 | 0 | 0 | 0 | 0 | 0 | 0 | 0 | 0 | 0 | 0 | 0 | 0 | 0 | 0 | 0 | 0 | 0 | 0 | 0 | 0 | 0 | 0 | 0 | 0 | 0 | 0
F3_Commercial_Warehouse_Existing_Space Heating_Natural Gas_Boiler_E1 | F3 | Commercial | Warehouse | Existing | Space Heating | Natural Gas | Boiler | E1 | System - kBTUs of Consumption | 0.10918 | 0.10918 | 0.10918 | 0.10918 | 0.10918 | 0.10918 | 0.10918 | 0.10918 | 0.10918 | 0.10918 | 0.10918 | 0.10918 | 0.10918 | 0.10918 | 0.10918 | 0.10918 | 0.10918 | 0.10918 | 0.10918 | 0.10918 | 0.10918 | 0.10918 | 0.10918 | 0.10918 | 0.10918 | 0.10918 | 0.10918 | 0.10918 | 0.10918 | 0.10918 | 0.10918 | 0.10918 | 0.10918
F3_Commercial_Warehouse_Existing_Space Heating_Natural Gas_Boiler_E2 | F3 | Commercial | Warehouse | Existing | Space Heating | Natural Gas | Boiler | E2 | System - kBTUs of Consumption | 0.12326 | 0.12326 | 0.12326 | 0.12326 | 0.12326 | 0.12326 | 0.12326 | 0.12326 | 0.12326 | 0.12326 | 0.12326 | 0.12326 | 0.12326 | 0.12326 | 0.12326 | 0.12326 | 0.12326 | 0.12326 | 0.12326 | 0.12326 | 0.12326 | 0.12326 | 0.12326 | 0.12326 | 0.12326 | 0.12326 | 0.12326 | 0.12326 | 0.12326 | 0.12326 | 0.12326 | 0.12326 | 0.12326
F3_Commercial_Warehouse_Existing_Space Heating_Natural Gas_Boiler_E3 | F3 | Commercial | Warehouse | Existing | Space Heating | Natural Gas | Boiler | E3 | System - kBTUs of Consumption | 0.15155 | 0.15155 | 0.15155 | 0.15155 | 0.15155 | 0.15155 | 0.15155 | 0.15155 | 0.15155 | 0.15155 | 0.15155 | 0.15155 | 0.15155 | 0.15155 | 0.15155 | 0.15155 | 0.15155 | 0.15155 | 0.15155 | 0.15155 | 0.15155 | 0.15155 | 0.15155 | 0.15155 | 0.15155 | 0.15155 | 0.15155 | 0.15155 | 0.15155 | 0.15155 | 0.15155 | 0.15155 | 0.15155
F3_Commercial_Warehouse_Existing_Space Heating_Natural Gas_Boiler_E4 | F3 | Commercial | Warehouse | Existing | Space Heating | Natural Gas | Boiler | E4 | System - kBTUs of Consumption | 0.58136 | 0.58136 | 0.58136 | 0.58136 | 0.58136 | 0.58136 | 0.58136 | 0.58136 | 0.58136 | 0.58136 | 0.58136 | 0.58136 | 0.58136 | 0.58136 | 0.58136 | 0.58136 | 0.58136 | 0.58136 | 0.58136 | 0.58136 | 0.58136 | 0.58136 | 0.58136 | 0.58136 | 0.58136 | 0.58136 | 0.58136 | 0.58136 | 0.58136 | 0.58136 | 0.58136 | 0.58136 | 0.58136
F3_Commercial_Warehouse_Existing_Space Heating_Natural Gas_Boiler_E5 | F3 | Commercial | Warehouse | Existing | Space Heating | Natural Gas | Boiler | E5 | System - kBTUs of Consumption | 0 | 0 | 0 | 0 | 0 | 0 | 0 | 0 | 0 | 0 | 0 | 0 | 0 | 0 | 0 | 0 | 0 | 0 | 0 | 0 | 0 | 0 | 0 | 0 | 0 | 0 | 0 | 0 | 0 | 0 | 0 | 0 | 0
F3_Commercial_Warehouse_Existing_Space Heating_Natural Gas_Boiler_E6 | F3 | Commercial | Warehouse | Existing | Space Heating | Natural Gas | Boiler | E6 | System - kBTUs of Consumption | 0 | 0 | 0 | 0 | 0 | 0 | 0 | 0 | 0 | 0 | 0 | 0 | 0 | 0 | 0 | 0 | 0 | 0 | 0 | 0 | 0 | 0 | 0 | 0 | 0 | 0 | 0 | 0 | 0 | 0 | 0 | 0 | 0
F3_Commercial_Warehouse_Existing_Space Heating_Natural Gas_Boiler_E7 | F3 | Commercial | Warehouse | Existing | Space Heating | Natural Gas | Boiler | E7 | System - kBTUs of Consumption | 0 | 0 | 0 | 0 | 0 | 0 | 0 | 0 | 0 | 0 | 0 | 0 | 0 | 0 | 0 | 0 | 0 | 0 | 0 | 0 | 0 | 0 | 0 | 0 | 0 | 0 | 0 | 0 | 0 | 0 | 0 | 0 | 0
F3_Commercial_Warehouse_Existing_Space Heating_Natural Gas_Boiler_E8 | F3 | Commercial | Warehouse | Existing | Space Heating | Natural Gas | Boiler | E8 | System - kBTUs of Consumption | 0 | 0 | 0 | 0 | 0 | 0 | 0 | 0 | 0 | 0 | 0 | 0 | 0 | 0 | 0 | 0 | 0 | 0 | 0 | 0 | 0 | 0 | 0 | 0 | 0 | 0 | 0 | 0 | 0 | 0 | 0 | 0 | 0
F3_Commercial_Warehouse_Existing_Space Heating_Natural Gas_Boiler_E9 | F3 | Commercial | Warehouse | Existing | Space Heating | Natural Gas | Boiler | E9 | System - kBTUs of Consumption | 0 | 0 | 0 | 0 | 0 | 0 | 0 | 0 | 0 | 0 | 0 | 0 | 0 | 0 | 0 | 0 | 0 | 0 | 0 | 0 | 0 | 0 | 0 | 0 | 0 | 0 | 0 | 0 | 0 | 0 | 0 | 0 | 0
F3_Commercial_Warehouse_Existing_Space Heating_Natural Gas_Boiler_E10 | F3 | Commercial | Warehouse | Existing | Space Heating | Natural Gas | Boiler | E10 | System - kBTUs of Consumption | 0 | 0 | 0 | 0 | 0 | 0 | 0 | 0 | 0 | 0 | 0 | 0 | 0 | 0 | 0 | 0 | 0 | 0 | 0 | 0 | 0 | 0 | 0 | 0 | 0 | 0 | 0 | 0 | 0 | 0 | 0 | 0 | 0
F4_Commercial_Warehouse_Existing_Space Heating_Natural Gas_Boiler_E1 | F4 | Commercial | Warehouse | Existing | Space Heating | Natural Gas | Boiler | E1 | Utility - Cost of Equipment | 2.1925 | 2.1946 | 2.1969 | 2.2002 | 2.2047 | 2.2114 | 2.2161 | 2.2197 | 2.2237 | 2.2272 | 2.2297 | 2.2312 | 2.2326 | 2.2338 | 2.2355 | 2.2361 | 2.2373 | 2.2395 | 2.2418 | 2.2445 | 2.2477 | 2.2504 | 2.2525 | 2.2541 | 2.2551 | 2.2554 | 2.2549 | 2.2537 | 2.2528 | 2.2524 | 2.2527 | 2.2528 | 2.2528
F4_Commercial_Warehouse_Existing_Space Heating_Natural Gas_Boiler_E2 | F4 | Commercial | Warehouse | Existing | Space Heating | Natural Gas | Boiler | E2 | Utility - Cost of Equipment | 2.0635 | 2.0655 | 2.0676 | 2.0707 | 2.075 | 2.0813 | 2.0858 | 2.0892 | 2.0929 | 2.0962 | 2.0985 | 2.0999 | 2.1012 | 2.1024 | 2.104 | 2.1046 | 2.1057 | 2.1078 | 2.1099 | 2.1125 | 2.1155 | 2.118 | 2.12 | 2.1215 | 2.1225 | 2.1228 | 2.1222 | 2.1211 | 2.1203 | 2.1199 | 2.1202 | 2.1203 | 2.1203
F4_Commercial_Warehouse_Existing_Space Heating_Natural Gas_Boiler_E3 | F4 | Commercial | Warehouse | Existing | Space Heating | Natural Gas | Boiler | E3 | Utility - Cost of Equipment | 1.8082 | 1.81 | 1.8118 | 1.8146 | 1.8183 | 1.8239 | 1.8277 | 1.8307 | 1.8339 | 1.8369 | 1.8389 | 1.8401 | 1.8413 | 1.8423 | 1.8437 | 1.8442 | 1.8452 | 1.847 | 1.8489 | 1.8511 | 1.8538 | 1.856 | 1.8577 | 1.859 | 1.8599 | 1.8601 | 1.8597 | 1.8587 | 1.858 | 1.8576 | 1.8579 | 1.858 | 1.858
F4_Commercial_Warehouse_Existing_Space Heating_Natural Gas_Boiler_E4 | F4 | Commercial | Warehouse | Existing | Space Heating | Natural Gas | Boiler | E4 | Utility - Cost of Equipment | 1.3343 | 1.3354 | 1.3367 | 1.3387 | 1.3417 | 1.3465 | 1.3496 | 1.3519 | 1.3546 | 1.3571 | 1.3587 | 1.3598 | 1.3608 | 1.3618 | 1.3633 | 1.3639 | 1.365 | 1.367 | 1.3689 | 1.3712 | 1.3739 | 1.3761 | 1.3779 | 1.3792 | 1.3801 | 1.3804 | 1.3799 | 1.3789 | 1.3782 | 1.3778 | 1.3781 | 1.3782 | 1.3782
F4_Commercial_Warehouse_Existing_Space Heating_Natural Gas_Boiler_E5 | F4 | Commercial | Warehouse | Existing | Space Heating | Natural Gas | Boiler | E5 | Utility - Cost of Equipment | 0 | 0 | 0 | 0 | 0 | 0 | 0 | 0 | 0 | 0 | 0 | 0 | 0 | 0 | 0 | 0 | 0 | 0 | 0 | 0 | 0 | 0 | 0 | 0 | 0 | 0 | 0 | 0 | 0 | 0 | 0 | 0 | 0
F4_Commercial_Warehouse_Existing_Space Heating_Natural Gas_Boiler_E6 | F4 | Commercial | Warehouse | Existing | Space Heating | Natural Gas | Boiler | E6 | Utility - Cost of Equipment | 0 | 0 | 0 | 0 | 0 | 0 | 0 | 0 | 0 | 0 | 0 | 0 | 0 | 0 | 0 | 0 | 0 | 0 | 0 | 0 | 0 | 0 | 0 | 0 | 0 | 0 | 0 | 0 | 0 | 0 | 0 | 0 | 0
F4_Commercial_Warehouse_Existing_Space Heating_Natural Gas_Boiler_E7 | F4 | Commercial | Warehouse | Existing | Space Heating | Natural Gas | Boiler | E7 | Utility - Cost of Equipment | 0 | 0 | 0 | 0 | 0 | 0 | 0 | 0 | 0 | 0 | 0 | 0 | 0 | 0 | 0 | 0 | 0 | 0 | 0 | 0 | 0 | 0 | 0 | 0 | 0 | 0 | 0 | 0 | 0 | 0 | 0 | 0 | 0
F4_Commercial_Warehouse_Existing_Space Heating_Natural Gas_Boiler_E8 | F4 | Commercial | Warehouse | Existing | Space Heating | Natural Gas | Boiler | E8 | Utility - Cost of Equipment | 0 | 0 | 0 | 0 | 0 | 0 | 0 | 0 | 0 | 0 | 0 | 0 | 0 | 0 | 0 | 0 | 0 | 0 | 0 | 0 | 0 | 0 | 0 | 0 | 0 | 0 | 0 | 0 | 0 | 0 | 0 | 0 | 0
F4_Commercial_Warehouse_Existing_Space Heating_Natural Gas_Boiler_E9 | F4 | Commercial | Warehouse | Existing | Space Heating | Natural Gas | Boiler | E9 | Utility - Cost of Equipment | 0 | 0 | 0 | 0 | 0 | 0 | 0 | 0 | 0 | 0 | 0 | 0 | 0 | 0 | 0 | 0 | 0 | 0 | 0 | 0 | 0 | 0 | 0 | 0 | 0 | 0 | 0 | 0 | 0 | 0 | 0 | 0 | 0
F4_Commercial_Warehouse_Existing_Space Heating_Natural Gas_Boiler_E10 | F4 | Commercial | Warehouse | Existing | Space Heating | Natural Gas | Boiler | E10 | Utility - Cost of Equipment | 0 | 0 | 0 | 0 | 0 | 0 | 0 | 0 | 0 | 0 | 0 | 0 | 0 | 0 | 0 | 0 | 0 | 0 | 0 | 0 | 0 | 0 | 0 | 0 | 0 | 0 | 0 | 0 | 0 | 0 | 0 | 0 | 0
F5_Commercial_Warehouse_Existing_Space Heating_Natural Gas_Boiler_E1 | F5 | Commercial | Warehouse | Existing | Space Heating | Natural Gas | Boiler | E1 | Utility - Cost of Operation | 0.10918 | 0.10918 | 0.10918 | 0.10918 | 0.10918 | 0.10918 | 0.10918 | 0.10918 | 0.10918 | 0.10918 | 0.10918 | 0.10918 | 0.10918 | 0.10918 | 0.10918 | 0.10918 | 0.10918 | 0.10918 | 0.10918 | 0.10918 | 0.10918 | 0.10918 | 0.10918 | 0.10918 | 0.10918 | 0.10918 | 0.10918 | 0.10918 | 0.10918 | 0.10918 | 0.10918 | 0.10918 | 0.10918
F5_Commercial_Warehouse_Existing_Space Heating_Natural Gas_Boiler_E2 | F5 | Commercial | Warehouse | Existing | Space Heating | Natural Gas | Boiler | E2 | Utility - Cost of Operation | 0.12326 | 0.12326 | 0.12326 | 0.12326 | 0.12326 | 0.12326 | 0.12326 | 0.12326 | 0.12326 | 0.12326 | 0.12326 | 0.12326 | 0.12326 | 0.12326 | 0.12326 | 0.12326 | 0.12326 | 0.12326 | 0.12326 | 0.12326 | 0.12326 | 0.12326 | 0.12326 | 0.12326 | 0.12326 | 0.12326 | 0.12326 | 0.12326 | 0.12326 | 0.12326 | 0.12326 | 0.12326 | 0.12326
F5_Commercial_Warehouse_Existing_Space Heating_Natural Gas_Boiler_E3 | F5 | Commercial | Warehouse | Existing | Space Heating | Natural Gas | Boiler | E3 | Utility - Cost of Operation | 0.15155 | 0.15155 | 0.15155 | 0.15155 | 0.15155 | 0.15155 | 0.15155 | 0.15155 | 0.15155 | 0.15155 | 0.15155 | 0.15155 | 0.15155 | 0.15155 | 0.15155 | 0.15155 | 0.15155 | 0.15155 | 0.15155 | 0.15155 | 0.15155 | 0.15155 | 0.15155 | 0.15155 | 0.15155 | 0.15155 | 0.15155 | 0.15155 | 0.15155 | 0.15155 | 0.15155 | 0.15155 | 0.15155
F5_Commercial_Warehouse_Existing_Space Heating_Natural Gas_Boiler_E4 | F5 | Commercial | Warehouse | Existing | Space Heating | Natural Gas | Boiler | E4 | Utility - Cost of Operation | 0.58136 | 0.58136 | 0.58136 | 0.58136 | 0.58136 | 0.58136 | 0.58136 | 0.58136 | 0.58136 | 0.58136 | 0.58136 | 0.58136 | 0.58136 | 0.58136 | 0.58136 | 0.58136 | 0.58136 | 0.58136 | 0.58136 | 0.58136 | 0.58136 | 0.58136 | 0.58136 | 0.58136 | 0.58136 | 0.58136 | 0.58136 | 0.58136 | 0.58136 | 0.58136 | 0.58136 | 0.58136 | 0.58136
F5_Commercial_Warehouse_Existing_Space Heating_Natural Gas_Boiler_E5 | F5 | Commercial | Warehouse | Existing | Space Heating | Natural Gas | Boiler | E5 | Utility - Cost of Operation | 0 | 0 | 0 | 0 | 0 | 0 | 0 | 0 | 0 | 0 | 0 | 0 | 0 | 0 | 0 | 0 | 0 | 0 | 0 | 0 | 0 | 0 | 0 | 0 | 0 | 0 | 0 | 0 | 0 | 0 | 0 | 0 | 0
F5_Commercial_Warehouse_Existing_Space Heating_Natural Gas_Boiler_E6 | F5 | Commercial | Warehouse | Existing | Space Heating | Natural Gas | Boiler | E6 | Utility - Cost of Operation | 0 | 0 | 0 | 0 | 0 | 0 | 0 | 0 | 0 | 0 | 0 | 0 | 0 | 0 | 0 | 0 | 0 | 0 | 0 | 0 | 0 | 0 | 0 | 0 | 0 | 0 | 0 | 0 | 0 | 0 | 0 | 0 | 0
F5_Commercial_Warehouse_Existing_Space Heating_Natural Gas_Boiler_E7 | F5 | Commercial | Warehouse | Existing | Space Heating | Natural Gas | Boiler | E7 | Utility - Cost of Operation | 0 | 0 | 0 | 0 | 0 | 0 | 0 | 0 | 0 | 0 | 0 | 0 | 0 | 0 | 0 | 0 | 0 | 0 | 0 | 0 | 0 | 0 | 0 | 0 | 0 | 0 | 0 | 0 | 0 | 0 | 0 | 0 | 0
F5_Commercial_Warehouse_Existing_Space Heating_Natural Gas_Boiler_E8 | F5 | Commercial | Warehouse | Existing | Space Heating | Natural Gas | Boiler | E8 | Utility - Cost of Operation | 0 | 0 | 0 | 0 | 0 | 0 | 0 | 0 | 0 | 0 | 0 | 0 | 0 | 0 | 0 | 0 | 0 | 0 | 0 | 0 | 0 | 0 | 0 | 0 | 0 | 0 | 0 | 0 | 0 | 0 | 0 | 0 | 0
F5_Commercial_Warehouse_Existing_Space Heating_Natural Gas_Boiler_E9 | F5 | Commercial | Warehouse | Existing | Space Heating | Natural Gas | Boiler | E9 | Utility - Cost of Operation | 0 | 0 | 0 | 0 | 0 | 0 | 0 | 0 | 0 | 0 | 0 | 0 | 0 | 0 | 0 | 0 | 0 | 0 | 0 | 0 | 0 | 0 | 0 | 0 | 0 | 0 | 0 | 0 | 0 | 0 | 0 | 0 | 0
F5_Commercial_Warehouse_Existing_Space Heating_Natural Gas_Boiler_E10 | F5 | Commercial | Warehouse | Existing | Space Heating | Natural Gas | Boiler | E10 | Utility - Cost of Operation | 0 | 0 | 0 | 0 | 0 | 0 | 0 | 0 | 0 | 0 | 0 | 0 | 0 | 0 | 0 | 0 | 0 | 0 | 0 | 0 | 0 | 0 | 0 | 0 | 0 | 0 | 0 | 0 | 0 | 0 | 0 | 0 | 0
F6_Commercial_Warehouse_Existing_Space Heating_Natural Gas_Boiler_E1 | F6 | Commercial | Warehouse | Existing | Space Heating | Natural Gas | Boiler | E1 | Utility - Value of Sales | 0.95569 | 0.95052 | 0.94515 | 0.93979 | 0.93447 | 0.92921 | 0.92403 | 0.91895 | 0.91399 | 0.90916 | 0.90449 | 0.89999 | 0.89569 | 0.8916 | 0.88773 | 0.88408 | 0.88064 | 0.87742 | 0.87441 | 0.87161 | 0.86903 | 0.86667 | 0.86452 | 0.86258 | 0.86086 | 0.85936 | 0.85807 | 0.85699 | 0.85613 | 0.85549 | 0.85506 | 0.85484 | 0.85484
F6_Commercial_Warehouse_Existing_Space Heating_Natural Gas_Boiler_E2 | F6 | Commercial | Warehouse | Existing | Space Heating | Natural Gas | Boiler | E2 | Utility - Value of Sales | 0.89947 | 0.89461 | 0.88955 | 0.88451 | 0.8795 | 0.87455 | 0.86968 | 0.8649 | 0.86022 | 0.85568 | 0.85128 | 0.84705 | 0.843 | 0.83916 | 0.83552 | 0.83208 | 0.82884 | 0.8258 | 0.82297 | 0.82034 | 0.81791 | 0.81569 | 0.81366 | 0.81184 | 0.81022 | 0.80881 | 0.80759 | 0.80658 | 0.80577 | 0.80517 | 0.80476 | 0.80456 | 0.80456
F6_Commercial_Warehouse_Existing_Space Heating_Natural Gas_Boiler_E3 | F6 | Commercial | Warehouse | Existing | Space Heating | Natural Gas | Boiler | E3 | Utility - Value of Sales | 0.78819 | 0.78394 | 0.7795 | 0.77508 | 0.7707 | 0.76636 | 0.76209 | 0.7579 | 0.7538 | 0.74982 | 0.74597 | 0.74226 | 0.73871 | 0.73534 | 0.73215 | 0.72914 | 0.7263 | 0.72364 | 0.72116 | 0.71885 | 0.71673 | 0.71478 | 0.713 | 0.71141 | 0.70999 | 0.70875 | 0.70769 | 0.7068 | 0.70609 | 0.70556 | 0.7052 | 0.70503 | 0.70503
F6_Commercial_Warehouse_Existing_Space Heating_Natural Gas_Boiler_E4 | F6 | Commercial | Warehouse | Existing | Space Heating | Natural Gas | Boiler | E4 | Utility - Value of Sales | 0.60413 | 0.60104 | 0.59773 | 0.59442 | 0.59111 | 0.5878 | 0.58449 | 0.58119 | 0.57788 | 0.57457 | 0.57126 | 0.56795 | 0.56464 | 0.56136 | 0.55811 | 0.55492 | 0.55181 | 0.54881 | 0.54592 | 0.54317 | 0.54059 | 0.53818 | 0.53598 | 0.534 | 0.53223 | 0.53069 | 0.52937 | 0.52826 | 0.52738 | 0.52672 | 0.52628 | 0.52606 | 0.52606
F6_Commercial_Warehouse_Existing_Space Heating_Natural Gas_Boiler_E5 | F6 | Commercial | Warehouse | Existing | Space Heating | Natural Gas | Boiler | E5 | Utility - Value of Sales | 0 | 0 | 0 | 0 | 0 | 0 | 0 | 0 | 0 | 0 | 0 | 0 | 0 | 0 | 0 | 0 | 0 | 0 | 0 | 0 | 0 | 0 | 0 | 0 | 0 | 0 | 0 | 0 | 0 | 0 | 0 | 0 | 0
F6_Commercial_Warehouse_Existing_Space Heating_Natural Gas_Boiler_E6 | F6 | Commercial | Warehouse | Existing | Space Heating | Natural Gas | Boiler | E6 | Utility - Value of Sales | 0 | 0 | 0 | 0 | 0 | 0 | 0 | 0 | 0 | 0 | 0 | 0 | 0 | 0 | 0 | 0 | 0 | 0 | 0 | 0 | 0 | 0 | 0 | 0 | 0 | 0 | 0 | 0 | 0 | 0 | 0 | 0 | 0
F6_Commercial_Warehouse_Existing_Space Heating_Natural Gas_Boiler_E7 | F6 | Commercial | Warehouse | Existing | Space Heating | Natural Gas | Boiler | E7 | Utility - Value of Sales | 0 | 0 | 0 | 0 | 0 | 0 | 0 | 0 | 0 | 0 | 0 | 0 | 0 | 0 | 0 | 0 | 0 | 0 | 0 | 0 | 0 | 0 | 0 | 0 | 0 | 0 | 0 | 0 | 0 | 0 | 0 | 0 | 0
F6_Commercial_Warehouse_Existing_Space Heating_Natural Gas_Boiler_E8 | F6 | Commercial | Warehouse | Existing | Space Heating | Natural Gas | Boiler | E8 | Utility - Value of Sales | 0 | 0 | 0 | 0 | 0 | 0 | 0 | 0 | 0 | 0 | 0 | 0 | 0 | 0 | 0 | 0 | 0 | 0 | 0 | 0 | 0 | 0 | 0 | 0 | 0 | 0 | 0 | 0 | 0 | 0 | 0 | 0 | 0
F6_Commercial_Warehouse_Existing_Space Heating_Natural Gas_Boiler_E9 | F6 | Commercial | Warehouse | Existing | Space Heating | Natural Gas | Boiler | E9 | Utility - Value of Sales | 0 | 0 | 0 | 0 | 0 | 0 | 0 | 0 | 0 | 0 | 0 | 0 | 0 | 0 | 0 | 0 | 0 | 0 | 0 | 0 | 0 | 0 | 0 | 0 | 0 | 0 | 0 | 0 | 0 | 0 | 0 | 0 | 0
F6_Commercial_Warehouse_Existing_Space Heating_Natural Gas_Boiler_E10 | F6 | Commercial | Warehouse | Existing | Space Heating | Natural Gas | Boiler | E10 | Utility - Value of Sales | 0 | 0 | 0 | 0 | 0 | 0 | 0 | 0 | 0 | 0 | 0 | 0 | 0 | 0 | 0 | 0 | 0 | 0 | 0 | 0 | 0 | 0 | 0 | 0 | 0 | 0 | 0 | 0 | 0 | 0 | 0 | 0 | 0
F1_Commercial_Warehouse_Existing_Space Heating_Natural Gas_Unit Heater_E1 | F1 | Commercial | Warehouse | Existing | Space Heating | Natural Gas | Unit Heater | E1 | RVT - Cost of Equipment | 0.2469 | 0.24718 | 0.24749 | 0.24795 | 0.2486 | 0.24963 | 0.25023 | 0.2506 | 0.25104 | 0.25143 | 0.25165 | 0.25176 | 0.25191 | 0.25211 | 0.25243 | 0.25261 | 0.25288 | 0.25332 | 0.25377 | 0.25426 | 0.25483 | 0.25531 | 0.25569 | 0.25598 | 0.25617 | 0.25623 | 0.25613 | 0.25592 | 0.25575 | 0.25567 | 0.25573 | 0.25575 | 0.25575
F1_Commercial_Warehouse_Existing_Space Heating_Natural Gas_Unit Heater_E2 | F1 | Commercial | Warehouse | Existing | Space Heating | Natural Gas | Unit Heater | E2 | RVT - Cost of Equipment | 0.23515 | 0.23541 | 0.23571 | 0.23614 | 0.23677 | 0.23775 | 0.23832 | 0.23868 | 0.23909 | 0.23946 | 0.23967 | 0.23978 | 0.23992 | 0.24011 | 0.24041 | 0.24058 | 0.24084 | 0.24126 | 0.24169 | 0.24216 | 0.2427 | 0.24316 | 0.24352 | 0.2438 | 0.24398 | 0.24403 | 0.24394 | 0.24374 | 0.24358 | 0.2435 | 0.24356 | 0.24358 | 0.24358
F1_Commercial_Warehouse_Existing_Space Heating_Natural Gas_Unit Heater_E3 | F1 | Commercial | Warehouse | Existing | Space Heating | Natural Gas | Unit Heater | E3 | RVT - Cost of Equipment | 0.20958 | 0.20977 | 0.20996 | 0.21026 | 0.21072 | 0.21146 | 0.21193 | 0.21228 | 0.21269 | 0.21309 | 0.21337 | 0.21354 | 0.21372 | 0.21389 | 0.21413 | 0.21424 | 0.21441 | 0.21471 | 0.21501 | 0.21536 | 0.21578 | 0.21614 | 0.21641 | 0.21662 | 0.21676 | 0.2168 | 0.21673 | 0.21657 | 0.21645 | 0.2164 | 0.21644 | 0.21645 | 0.21645
F1_Commercial_Warehouse_Existing_Space Heating_Natural Gas_Unit Heater_E4 | F1 | Commercial | Warehouse | Existing | Space Heating | Natural Gas | Unit Heater | E4 | RVT - Cost of Equipment | 0 | 0 | 0 | 0 | 0 | 0 | 0 | 0 | 0 | 0 | 0 | 0 | 0 | 0 | 0 | 0 | 0 | 0 | 0 | 0 | 0 | 0 | 0 | 0 | 0 | 0 | 0 | 0 | 0 | 0 | 0 | 0 | 0
F1_Commercial_Warehouse_Existing_Space Heating_Natural Gas_Unit Heater_E5 | F1 | Commercial | Warehouse | Existing | Space Heating | Natural Gas | Unit Heater | E5 | RVT - Cost of Equipment | 0 | 0 | 0 | 0 | 0 | 0 | 0 | 0 | 0 | 0 | 0 | 0 | 0 | 0 | 0 | 0 | 0 | 0 | 0 | 0 | 0 | 0 | 0 | 0 | 0 | 0 | 0 | 0 | 0 | 0 | 0 | 0 | 0
F1_Commercial_Warehouse_Existing_Space Heating_Natural Gas_Unit Heater_E6 | F1 | Commercial | Warehouse | Existing | Space Heating | Natural Gas | Unit Heater | E6 | RVT - Cost of Equipment | 0 | 0 | 0 | 0 | 0 | 0 | 0 | 0 | 0 | 0 | 0 | 0 | 0 | 0 | 0 | 0 | 0 | 0 | 0 | 0 | 0 | 0 | 0 | 0 | 0 | 0 | 0 | 0 | 0 | 0 | 0 | 0 | 0
F1_Commercial_Warehouse_Existing_Space Heating_Natural Gas_Unit Heater_E7 | F1 | Commercial | Warehouse | Existing | Space Heating | Natural Gas | Unit Heater | E7 | RVT - Cost of Equipment | 0 | 0 | 0 | 0 | 0 | 0 | 0 | 0 | 0 | 0 | 0 | 0 | 0 | 0 | 0 | 0 | 0 | 0 | 0 | 0 | 0 | 0 | 0 | 0 | 0 | 0 | 0 | 0 | 0 | 0 | 0 | 0 | 0
F1_Commercial_Warehouse_Existing_Space Heating_Natural Gas_Unit Heater_E8 | F1 | Commercial | Warehouse | Existing | Space Heating | Natural Gas | Unit Heater | E8 | RVT - Cost of Equipment | 0 | 0 | 0 | 0 | 0 | 0 | 0 | 0 | 0 | 0 | 0 | 0 | 0 | 0 | 0 | 0 | 0 | 0 | 0 | 0 | 0 | 0 | 0 | 0 | 0 | 0 | 0 | 0 | 0 | 0 | 0 | 0 | 0
F1_Commercial_Warehouse_Existing_Space Heating_Natural Gas_Unit Heater_E9 | F1 | Commercial | Warehouse | Existing | Space Heating | Natural Gas | Unit Heater | E9 | RVT - Cost of Equipment | 0 | 0 | 0 | 0 | 0 | 0 | 0 | 0 | 0 | 0 | 0 | 0 | 0 | 0 | 0 | 0 | 0 | 0 | 0 | 0 | 0 | 0 | 0 | 0 | 0 | 0 | 0 | 0 | 0 | 0 | 0 | 0 | 0
F1_Commercial_Warehouse_Existing_Space Heating_Natural Gas_Unit Heater_E10 | F1 | Commercial | Warehouse | Existing | Space Heating | Natural Gas | Unit Heater | E10 | RVT - Cost of Equipment | 0 | 0 | 0 | 0 | 0 | 0 | 0 | 0 | 0 | 0 | 0 | 0 | 0 | 0 | 0 | 0 | 0 | 0 | 0 | 0 | 0 | 0 | 0 | 0 | 0 | 0 | 0 | 0 | 0 | 0 | 0 | 0 | 0
F2_Commercial_Warehouse_Existing_Space Heating_Natural Gas_Unit Heater_E1 | F2 | Commercial | Warehouse | Existing | Space Heating | Natural Gas | Unit Heater | E1 | RVT - Cost of Operation | 0.2958 | 0.29614 | 0.2965 | 0.29706 | 0.29784 | 0.29907 | 0.2998 | 0.30024 | 0.30076 | 0.30123 | 0.30149 | 0.30163 | 0.30181 | 0.30204 | 0.30243 | 0.30264 | 0.30296 | 0.3035 | 0.30403 | 0.30462 | 0.3053 | 0.30588 | 0.30634 | 0.30668 | 0.30691 | 0.30698 | 0.30686 | 0.3066 | 0.30641 | 0.30631 | 0.30638 | 0.30641 | 0.30641
F2_Commercial_Warehouse_Existing_Space Heating_Natural Gas_Unit Heater_E2 | F2 | Commercial | Warehouse | Existing | Space Heating | Natural Gas | Unit Heater | E2 | RVT - Cost of Operation | 0.28172 | 0.28204 | 0.28239 | 0.28292 | 0.28366 | 0.28484 | 0.28553 | 0.28595 | 0.28645 | 0.28689 | 0.28714 | 0.28727 | 0.28744 | 0.28767 | 0.28803 | 0.28823 | 0.28854 | 0.28905 | 0.28956 | 0.29012 | 0.29077 | 0.29132 | 0.29176 | 0.29208 | 0.2923 | 0.29237 | 0.29225 | 0.29201 | 0.29182 | 0.29173 | 0.2918 | 0.29182 | 0.29182
F2_Commercial_Warehouse_Existing_Space Heating_Natural Gas_Unit Heater_E3 | F2 | Commercial | Warehouse | Existing | Space Heating | Natural Gas | Unit Heater | E3 | RVT - Cost of Operation | 0.2511 | 0.25132 | 0.25155 | 0.25191 | 0.25246 | 0.25335 | 0.25391 | 0.25432 | 0.25482 | 0.25529 | 0.25563 | 0.25584 | 0.25605 | 0.25626 | 0.25654 | 0.25667 | 0.25688 | 0.25723 | 0.2576 | 0.25802 | 0.25852 | 0.25895 | 0.25928 | 0.25953 | 0.25969 | 0.25974 | 0.25965 | 0.25947 | 0.25933 | 0.25926 | 0.25931 | 0.25933 | 0.25933
F2_Commercial_Warehouse_Existing_Space Heating_Natural Gas_Unit Heater_E4 | F2 | Commercial | Warehouse | Existing | Space Heating | Natural Gas | Unit Heater | E4 | RVT - Cost of Operation | 0 | 0 | 0 | 0 | 0 | 0 | 0 | 0 | 0 | 0 | 0 | 0 | 0 | 0 | 0 | 0 | 0 | 0 | 0 | 0 | 0 | 0 | 0 | 0 | 0 | 0 | 0 | 0 | 0 | 0 | 0 | 0 | 0
F2_Commercial_Warehouse_Existing_Space Heating_Natural Gas_Unit Heater_E5 | F2 | Commercial | Warehouse | Existing | Space Heating | Natural Gas | Unit Heater | E5 | RVT - Cost of Operation | 0 | 0 | 0 | 0 | 0 | 0 | 0 | 0 | 0 | 0 | 0 | 0 | 0 | 0 | 0 | 0 | 0 | 0 | 0 | 0 | 0 | 0 | 0 | 0 | 0 | 0 | 0 | 0 | 0 | 0 | 0 | 0 | 0
F2_Commercial_Warehouse_Existing_Space Heating_Natural Gas_Unit Heater_E6 | F2 | Commercial | Warehouse | Existing | Space Heating | Natural Gas | Unit Heater | E6 | RVT - Cost of Operation | 0 | 0 | 0 | 0 | 0 | 0 | 0 | 0 | 0 | 0 | 0 | 0 | 0 | 0 | 0 | 0 | 0 | 0 | 0 | 0 | 0 | 0 | 0 | 0 | 0 | 0 | 0 | 0 | 0 | 0 | 0 | 0 | 0
F2_Commercial_Warehouse_Existing_Space Heating_Natural Gas_Unit Heater_E7 | F2 | Commercial | Warehouse | Existing | Space Heating | Natural Gas | Unit Heater | E7 | RVT - Cost of Operation | 0 | 0 | 0 | 0 | 0 | 0 | 0 | 0 | 0 | 0 | 0 | 0 | 0 | 0 | 0 | 0 | 0 | 0 | 0 | 0 | 0 | 0 | 0 | 0 | 0 | 0 | 0 | 0 | 0 | 0 | 0 | 0 | 0
F2_Commercial_Warehouse_Existing_Space Heating_Natural Gas_Unit Heater_E8 | F2 | Commercial | Warehouse | Existing | Space Heating | Natural Gas | Unit Heater | E8 | RVT - Cost of Operation | 0 | 0 | 0 | 0 | 0 | 0 | 0 | 0 | 0 | 0 | 0 | 0 | 0 | 0 | 0 | 0 | 0 | 0 | 0 | 0 | 0 | 0 | 0 | 0 | 0 | 0 | 0 | 0 | 0 | 0 | 0 | 0 | 0
F2_Commercial_Warehouse_Existing_Space Heating_Natural Gas_Unit Heater_E9 | F2 | Commercial | Warehouse | Existing | Space Heating | Natural Gas | Unit Heater | E9 | RVT - Cost of Operation | 0 | 0 | 0 | 0 | 0 | 0 | 0 | 0 | 0 | 0 | 0 | 0 | 0 | 0 | 0 | 0 | 0 | 0 | 0 | 0 | 0 | 0 | 0 | 0 | 0 | 0 | 0 | 0 | 0 | 0 | 0 | 0 | 0
F2_Commercial_Warehouse_Existing_Space Heating_Natural Gas_Unit Heater_E10 | F2 | Commercial | Warehouse | Existing | Space Heating | Natural Gas | Unit Heater | E10 | RVT - Cost of Operation | 0 | 0 | 0 | 0 | 0 | 0 | 0 | 0 | 0 | 0 | 0 | 0 | 0 | 0 | 0 | 0 | 0 | 0 | 0 | 0 | 0 | 0 | 0 | 0 | 0 | 0 | 0 | 0 | 0 | 0 | 0 | 0 | 0
F3_Commercial_Warehouse_Existing_Space Heating_Natural Gas_Unit Heater_E1 | F3 | Commercial | Warehouse | Existing | Space Heating | Natural Gas | Unit Heater | E1 | System - kBTUs of Consumption | 0.011381 | 0.011381 | 0.011381 | 0.011381 | 0.011381 | 0.011381 | 0.011381 | 0.011381 | 0.011381 | 0.011381 | 0.011381 | 0.011381 | 0.011381 | 0.011381 | 0.011381 | 0.011381 | 0.011381 | 0.011381 | 0.011381 | 0.011381 | 0.011381 | 0.011381 | 0.011381 | 0.011381 | 0.011381 | 0.011381 | 0.011381 | 0.011381 | 0.011381 | 0.011381 | 0.011381 | 0.011381 | 0.011381
F3_Commercial_Warehouse_Existing_Space Heating_Natural Gas_Unit Heater_E2 | F3 | Commercial | Warehouse | Existing | Space Heating | Natural Gas | Unit Heater | E2 | System - kBTUs of Consumption | 0.018222 | 0.018222 | 0.018222 | 0.018222 | 0.018222 | 0.018222 | 0.018222 | 0.018222 | 0.018222 | 0.018222 | 0.018222 | 0.018222 | 0.018222 | 0.018222 | 0.018222 | 0.018222 | 0.018222 | 0.018222 | 0.018222 | 0.018222 | 0.018222 | 0.018222 | 0.018222 | 0.018222 | 0.018222 | 0.018222 | 0.018222 | 0.018222 | 0.018222 | 0.018222 | 0.018222 | 0.018222 | 0.018222
F3_Commercial_Warehouse_Existing_Space Heating_Natural Gas_Unit Heater_E3 | F3 | Commercial | Warehouse | Existing | Space Heating | Natural Gas | Unit Heater | E3 | System - kBTUs of Consumption | 0.013529 | 0.013529 | 0.013529 | 0.013529 | 0.013529 | 0.013529 | 0.013529 | 0.013529 | 0.013529 | 0.013529 | 0.013529 | 0.013529 | 0.013529 | 0.013529 | 0.013529 | 0.013529 | 0.013529 | 0.013529 | 0.013529 | 0.013529 | 0.013529 | 0.013529 | 0.013529 | 0.013529 | 0.013529 | 0.013529 | 0.013529 | 0.013529 | 0.013529 | 0.013529 | 0.013529 | 0.013529 | 0.013529
F3_Commercial_Warehouse_Existing_Space Heating_Natural Gas_Unit Heater_E4 | F3 | Commercial | Warehouse | Existing | Space Heating | Natural Gas | Unit Heater | E4 | System - kBTUs of Consumption | 0 | 0 | 0 | 0 | 0 | 0 | 0 | 0 | 0 | 0 | 0 | 0 | 0 | 0 | 0 | 0 | 0 | 0 | 0 | 0 | 0 | 0 | 0 | 0 | 0 | 0 | 0 | 0 | 0 | 0 | 0 | 0 | 0
F3_Commercial_Warehouse_Existing_Space Heating_Natural Gas_Unit Heater_E5 | F3 | Commercial | Warehouse | Existing | Space Heating | Natural Gas | Unit Heater | E5 | System - kBTUs of Consumption | 0 | 0 | 0 | 0 | 0 | 0 | 0 | 0 | 0 | 0 | 0 | 0 | 0 | 0 | 0 | 0 | 0 | 0 | 0 | 0 | 0 | 0 | 0 | 0 | 0 | 0 | 0 | 0 | 0 | 0 | 0 | 0 | 0
F3_Commercial_Warehouse_Existing_Space Heating_Natural Gas_Unit Heater_E6 | F3 | Commercial | Warehouse | Existing | Space Heating | Natural Gas | Unit Heater | E6 | System - kBTUs of Consumption | 0 | 0 | 0 | 0 | 0 | 0 | 0 | 0 | 0 | 0 | 0 | 0 | 0 | 0 | 0 | 0 | 0 | 0 | 0 | 0 | 0 | 0 | 0 | 0 | 0 | 0 | 0 | 0 | 0 | 0 | 0 | 0 | 0
F3_Commercial_Warehouse_Existing_Space Heating_Natural Gas_Unit Heater_E7 | F3 | Commercial | Warehouse | Existing | Space Heating | Natural Gas | Unit Heater | E7 | System - kBTUs of Consumption | 0 | 0 | 0 | 0 | 0 | 0 | 0 | 0 | 0 | 0 | 0 | 0 | 0 | 0 | 0 | 0 | 0 | 0 | 0 | 0 | 0 | 0 | 0 | 0 | 0 | 0 | 0 | 0 | 0 | 0 | 0 | 0 | 0
F3_Commercial_Warehouse_Existing_Space Heating_Natural Gas_Unit Heater_E8 | F3 | Commercial | Warehouse | Existing | Space Heating | Natural Gas | Unit Heater | E8 | System - kBTUs of Consumption | 0 | 0 | 0 | 0 | 0 | 0 | 0 | 0 | 0 | 0 | 0 | 0 | 0 | 0 | 0 | 0 | 0 | 0 | 0 | 0 | 0 | 0 | 0 | 0 | 0 | 0 | 0 | 0 | 0 | 0 | 0 | 0 | 0
F3_Commercial_Warehouse_Existing_Space Heating_Natural Gas_Unit Heater_E9 | F3 | Commercial | Warehouse | Existing | Space Heating | Natural Gas | Unit Heater | E9 | System - kBTUs of Consumption | 0 | 0 | 0 | 0 | 0 | 0 | 0 | 0 | 0 | 0 | 0 | 0 | 0 | 0 | 0 | 0 | 0 | 0 | 0 | 0 | 0 | 0 | 0 | 0 | 0 | 0 | 0 | 0 | 0 | 0 | 0 | 0 | 0
F3_Commercial_Warehouse_Existing_Space Heating_Natural Gas_Unit Heater_E10 | F3 | Commercial | Warehouse | Existing | Space Heating | Natural Gas | Unit Heater | E10 | System - kBTUs of Consumption | 0 | 0 | 0 | 0 | 0 | 0 | 0 | 0 | 0 | 0 | 0 | 0 | 0 | 0 | 0 | 0 | 0 | 0 | 0 | 0 | 0 | 0 | 0 | 0 | 0 | 0 | 0 | 0 | 0 | 0 | 0 | 0 | 0
F4_Commercial_Warehouse_Existing_Space Heating_Natural Gas_Unit Heater_E1 | F4 | Commercial | Warehouse | Existing | Space Heating | Natural Gas | Unit Heater | E1 | Utility - Cost of Equipment | 0.2958 | 0.29614 | 0.2965 | 0.29706 | 0.29784 | 0.29907 | 0.2998 | 0.30024 | 0.30076 | 0.30123 | 0.30149 | 0.30163 | 0.30181 | 0.30204 | 0.30243 | 0.30264 | 0.30296 | 0.3035 | 0.30403 | 0.30462 | 0.3053 | 0.30588 | 0.30634 | 0.30668 | 0.30691 | 0.30698 | 0.30686 | 0.3066 | 0.30641 | 0.30631 | 0.30638 | 0.30641 | 0.30641
F4_Commercial_Warehouse_Existing_Space Heating_Natural Gas_Unit Heater_E2 | F4 | Commercial | Warehouse | Existing | Space Heating | Natural Gas | Unit Heater | E2 | Utility - Cost of Equipment | 0.28172 | 0.28204 | 0.28239 | 0.28292 | 0.28366 | 0.28484 | 0.28553 | 0.28595 | 0.28645 | 0.28689 | 0.28714 | 0.28727 | 0.28744 | 0.28767 | 0.28803 | 0.28823 | 0.28854 | 0.28905 | 0.28956 | 0.29012 | 0.29077 | 0.29132 | 0.29176 | 0.29208 | 0.2923 | 0.29237 | 0.29225 | 0.29201 | 0.29182 | 0.29173 | 0.2918 | 0.29182 | 0.29182
F4_Commercial_Warehouse_Existing_Space Heating_Natural Gas_Unit Heater_E3 | F4 | Commercial | Warehouse | Existing | Space Heating | Natural Gas | Unit Heater | E3 | Utility - Cost of Equipment | 0.2511 | 0.25132 | 0.25155 | 0.25191 | 0.25246 | 0.25335 | 0.25391 | 0.25432 | 0.25482 | 0.25529 | 0.25563 | 0.25584 | 0.25605 | 0.25626 | 0.25654 | 0.25667 | 0.25688 | 0.25723 | 0.2576 | 0.25802 | 0.25852 | 0.25895 | 0.25928 | 0.25953 | 0.25969 | 0.25974 | 0.25965 | 0.25947 | 0.25933 | 0.25926 | 0.25931 | 0.25933 | 0.25933
F4_Commercial_Warehouse_Existing_Space Heating_Natural Gas_Unit Heater_E4 | F4 | Commercial | Warehouse | Existing | Space Heating | Natural Gas | Unit Heater | E4 | Utility - Cost of Equipment | 0 | 0 | 0 | 0 | 0 | 0 | 0 | 0 | 0 | 0 | 0 | 0 | 0 | 0 | 0 | 0 | 0 | 0 | 0 | 0 | 0 | 0 | 0 | 0 | 0 | 0 | 0 | 0 | 0 | 0 | 0 | 0 | 0
F4_Commercial_Warehouse_Existing_Space Heating_Natural Gas_Unit Heater_E5 | F4 | Commercial | Warehouse | Existing | Space Heating | Natural Gas | Unit Heater | E5 | Utility - Cost of Equipment | 0 | 0 | 0 | 0 | 0 | 0 | 0 | 0 | 0 | 0 | 0 | 0 | 0 | 0 | 0 | 0 | 0 | 0 | 0 | 0 | 0 | 0 | 0 | 0 | 0 | 0 | 0 | 0 | 0 | 0 | 0 | 0 | 0
F4_Commercial_Warehouse_Existing_Space Heating_Natural Gas_Unit Heater_E6 | F4 | Commercial | Warehouse | Existing | Space Heating | Natural Gas | Unit Heater | E6 | Utility - Cost of Equipment | 0 | 0 | 0 | 0 | 0 | 0 | 0 | 0 | 0 | 0 | 0 | 0 | 0 | 0 | 0 | 0 | 0 | 0 | 0 | 0 | 0 | 0 | 0 | 0 | 0 | 0 | 0 | 0 | 0 | 0 | 0 | 0 | 0
F4_Commercial_Warehouse_Existing_Space Heating_Natural Gas_Unit Heater_E7 | F4 | Commercial | Warehouse | Existing | Space Heating | Natural Gas | Unit Heater | E7 | Utility - Cost of Equipment | 0 | 0 | 0 | 0 | 0 | 0 | 0 | 0 | 0 | 0 | 0 | 0 | 0 | 0 | 0 | 0 | 0 | 0 | 0 | 0 | 0 | 0 | 0 | 0 | 0 | 0 | 0 | 0 | 0 | 0 | 0 | 0 | 0
F4_Commercial_Warehouse_Existing_Space Heating_Natural Gas_Unit Heater_E8 | F4 | Commercial | Warehouse | Existing | Space Heating | Natural Gas | Unit Heater | E8 | Utility - Cost of Equipment | 0 | 0 | 0 | 0 | 0 | 0 | 0 | 0 | 0 | 0 | 0 | 0 | 0 | 0 | 0 | 0 | 0 | 0 | 0 | 0 | 0 | 0 | 0 | 0 | 0 | 0 | 0 | 0 | 0 | 0 | 0 | 0 | 0
F4_Commercial_Warehouse_Existing_Space Heating_Natural Gas_Unit Heater_E9 | F4 | Commercial | Warehouse | Existing | Space Heating | Natural Gas | Unit Heater | E9 | Utility - Cost of Equipment | 0 | 0 | 0 | 0 | 0 | 0 | 0 | 0 | 0 | 0 | 0 | 0 | 0 | 0 | 0 | 0 | 0 | 0 | 0 | 0 | 0 | 0 | 0 | 0 | 0 | 0 | 0 | 0 | 0 | 0 | 0 | 0 | 0
F4_Commercial_Warehouse_Existing_Space Heating_Natural Gas_Unit Heater_E10 | F4 | Commercial | Warehouse | Existing | Space Heating | Natural Gas | Unit Heater | E10 | Utility - Cost of Equipment | 0 | 0 | 0 | 0 | 0 | 0 | 0 | 0 | 0 | 0 | 0 | 0 | 0 | 0 | 0 | 0 | 0 | 0 | 0 | 0 | 0 | 0 | 0 | 0 | 0 | 0 | 0 | 0 | 0 | 0 | 0 | 0 | 0
F5_Commercial_Warehouse_Existing_Space Heating_Natural Gas_Unit Heater_E1 | F5 | Commercial | Warehouse | Existing | Space Heating | Natural Gas | Unit Heater | E1 | Utility - Cost of Operation | 0.011381 | 0.011381 | 0.011381 | 0.011381 | 0.011381 | 0.011381 | 0.011381 | 0.011381 | 0.011381 | 0.011381 | 0.011381 | 0.011381 | 0.011381 | 0.011381 | 0.011381 | 0.011381 | 0.011381 | 0.011381 | 0.011381 | 0.011381 | 0.011381 | 0.011381 | 0.011381 | 0.011381 | 0.011381 | 0.011381 | 0.011381 | 0.011381 | 0.011381 | 0.011381 | 0.011381 | 0.011381 | 0.011381
F5_Commercial_Warehouse_Existing_Space Heating_Natural Gas_Unit Heater_E2 | F5 | Commercial | Warehouse | Existing | Space Heating | Natural Gas | Unit Heater | E2 | Utility - Cost of Operation | 0.018222 | 0.018222 | 0.018222 | 0.018222 | 0.018222 | 0.018222 | 0.018222 | 0.018222 | 0.018222 | 0.018222 | 0.018222 | 0.018222 | 0.018222 | 0.018222 | 0.018222 | 0.018222 | 0.018222 | 0.018222 | 0.018222 | 0.018222 | 0.018222 | 0.018222 | 0.018222 | 0.018222 | 0.018222 | 0.018222 | 0.018222 | 0.018222 | 0.018222 | 0.018222 | 0.018222 | 0.018222 | 0.018222
F5_Commercial_Warehouse_Existing_Space Heating_Natural Gas_Unit Heater_E3 | F5 | Commercial | Warehouse | Existing | Space Heating | Natural Gas | Unit Heater | E3 | Utility - Cost of Operation | 0.013529 | 0.013529 | 0.013529 | 0.013529 | 0.013529 | 0.013529 | 0.013529 | 0.013529 | 0.013529 | 0.013529 | 0.013529 | 0.013529 | 0.013529 | 0.013529 | 0.013529 | 0.013529 | 0.013529 | 0.013529 | 0.013529 | 0.013529 | 0.013529 | 0.013529 | 0.013529 | 0.013529 | 0.013529 | 0.013529 | 0.013529 | 0.013529 | 0.013529 | 0.013529 | 0.013529 | 0.013529 | 0.013529
F5_Commercial_Warehouse_Existing_Space Heating_Natural Gas_Unit Heater_E4 | F5 | Commercial | Warehouse | Existing | Space Heating | Natural Gas | Unit Heater | E4 | Utility - Cost of Operation | 0 | 0 | 0 | 0 | 0 | 0 | 0 | 0 | 0 | 0 | 0 | 0 | 0 | 0 | 0 | 0 | 0 | 0 | 0 | 0 | 0 | 0 | 0 | 0 | 0 | 0 | 0 | 0 | 0 | 0 | 0 | 0 | 0
F5_Commercial_Warehouse_Existing_Space Heating_Natural Gas_Unit Heater_E5 | F5 | Commercial | Warehouse | Existing | Space Heating | Natural Gas | Unit Heater | E5 | Utility - Cost of Operation | 0 | 0 | 0 | 0 | 0 | 0 | 0 | 0 | 0 | 0 | 0 | 0 | 0 | 0 | 0 | 0 | 0 | 0 | 0 | 0 | 0 | 0 | 0 | 0 | 0 | 0 | 0 | 0 | 0 | 0 | 0 | 0 | 0
F5_Commercial_Warehouse_Existing_Space Heating_Natural Gas_Unit Heater_E6 | F5 | Commercial | Warehouse | Existing | Space Heating | Natural Gas | Unit Heater | E6 | Utility - Cost of Operation | 0 | 0 | 0 | 0 | 0 | 0 | 0 | 0 | 0 | 0 | 0 | 0 | 0 | 0 | 0 | 0 | 0 | 0 | 0 | 0 | 0 | 0 | 0 | 0 | 0 | 0 | 0 | 0 | 0 | 0 | 0 | 0 | 0
F5_Commercial_Warehouse_Existing_Space Heating_Natural Gas_Unit Heater_E7 | F5 | Commercial | Warehouse | Existing | Space Heating | Natural Gas | Unit Heater | E7 | Utility - Cost of Operation | 0 | 0 | 0 | 0 | 0 | 0 | 0 | 0 | 0 | 0 | 0 | 0 | 0 | 0 | 0 | 0 | 0 | 0 | 0 | 0 | 0 | 0 | 0 | 0 | 0 | 0 | 0 | 0 | 0 | 0 | 0 | 0 | 0
F5_Commercial_Warehouse_Existing_Space Heating_Natural Gas_Unit Heater_E8 | F5 | Commercial | Warehouse | Existing | Space Heating | Natural Gas | Unit Heater | E8 | Utility - Cost of Operation | 0 | 0 | 0 | 0 | 0 | 0 | 0 | 0 | 0 | 0 | 0 | 0 | 0 | 0 | 0 | 0 | 0 | 0 | 0 | 0 | 0 | 0 | 0 | 0 | 0 | 0 | 0 | 0 | 0 | 0 | 0 | 0 | 0
F5_Commercial_Warehouse_Existing_Space Heating_Natural Gas_Unit Heater_E9 | F5 | Commercial | Warehouse | Existing | Space Heating | Natural Gas | Unit Heater | E9 | Utility - Cost of Operation | 0 | 0 | 0 | 0 | 0 | 0 | 0 | 0 | 0 | 0 | 0 | 0 | 0 | 0 | 0 | 0 | 0 | 0 | 0 | 0 | 0 | 0 | 0 | 0 | 0 | 0 | 0 | 0 | 0 | 0 | 0 | 0 | 0
F5_Commercial_Warehouse_Existing_Space Heating_Natural Gas_Unit Heater_E10 | F5 | Commercial | Warehouse | Existing | Space Heating | Natural Gas | Unit Heater | E10 | Utility - Cost of Operation | 0 | 0 | 0 | 0 | 0 | 0 | 0 | 0 | 0 | 0 | 0 | 0 | 0 | 0 | 0 | 0 | 0 | 0 | 0 | 0 | 0 | 0 | 0 | 0 | 0 | 0 | 0 | 0 | 0 | 0 | 0 | 0 | 0
F6_Commercial_Warehouse_Existing_Space Heating_Natural Gas_Unit Heater_E1 | F6 | Commercial | Warehouse | Existing | Space Heating | Natural Gas | Unit Heater | E1 | Utility - Value of Sales | 0.13452 | 0.13385 | 0.13312 | 0.13239 | 0.13166 | 0.13093 | 0.1302 | 0.12947 | 0.12874 | 0.12801 | 0.12728 | 0.12655 | 0.12582 | 0.12509 | 0.12436 | 0.12363 | 0.1229 | 0.12217 | 0.12144 | 0.12072 | 0.12003 | 0.11937 | 0.11877 | 0.11822 | 0.11773 | 0.11731 | 0.11694 | 0.11664 | 0.1164 | 0.11621 | 0.11609 | 0.11603 | 0.11603
F6_Commercial_Warehouse_Existing_Space Heating_Natural Gas_Unit Heater_E2 | F6 | Commercial | Warehouse | Existing | Space Heating | Natural Gas | Unit Heater | E2 | Utility - Value of Sales | 0.12811 | 0.12748 | 0.12678 | 0.12609 | 0.12539 | 0.1247 | 0.124 | 0.12331 | 0.12261 | 0.12192 | 0.12122 | 0.12052 | 0.11983 | 0.11914 | 0.11844 | 0.11775 | 0.11705 | 0.11636 | 0.11566 | 0.11498 | 0.11432 | 0.11369 | 0.11311 | 0.11259 | 0.11213 | 0.11172 | 0.11138 | 0.11109 | 0.11086 | 0.11068 | 0.11057 | 0.11051 | 0.11051
F6_Commercial_Warehouse_Existing_Space Heating_Natural Gas_Unit Heater_E3 | F6 | Commercial | Warehouse | Existing | Space Heating | Natural Gas | Unit Heater | E3 | Utility - Value of Sales | 0.11333 | 0.11275 | 0.11213 | 0.11151 | 0.11089 | 0.11027 | 0.10965 | 0.10903 | 0.10841 | 0.10779 | 0.10717 | 0.10655 | 0.10593 | 0.10531 | 0.10469 | 0.10409 | 0.10349 | 0.10292 | 0.10237 | 0.10185 | 0.10135 | 0.1009 | 0.10049 | 0.10011 | 0.099784 | 0.099495 | 0.099247 | 0.09904 | 0.098875 | 0.09875 | 0.098668 | 0.098626 | 0.098626
F6_Commercial_Warehouse_Existing_Space Heating_Natural Gas_Unit Heater_E4 | F6 | Commercial | Warehouse | Existing | Space Heating | Natural Gas | Unit Heater | E4 | Utility - Value of Sales | 0 | 0 | 0 | 0 | 0 | 0 | 0 | 0 | 0 | 0 | 0 | 0 | 0 | 0 | 0 | 0 | 0 | 0 | 0 | 0 | 0 | 0 | 0 | 0 | 0 | 0 | 0 | 0 | 0 | 0 | 0 | 0 | 0
F6_Commercial_Warehouse_Existing_Space Heating_Natural Gas_Unit Heater_E5 | F6 | Commercial | Warehouse | Existing | Space Heating | Natural Gas | Unit Heater | E5 | Utility - Value of Sales | 0 | 0 | 0 | 0 | 0 | 0 | 0 | 0 | 0 | 0 | 0 | 0 | 0 | 0 | 0 | 0 | 0 | 0 | 0 | 0 | 0 | 0 | 0 | 0 | 0 | 0 | 0 | 0 | 0 | 0 | 0 | 0 | 0
F6_Commercial_Warehouse_Existing_Space Heating_Natural Gas_Unit Heater_E6 | F6 | Commercial | Warehouse | Existing | Space Heating | Natural Gas | Unit Heater | E6 | Utility - Value of Sales | 0 | 0 | 0 | 0 | 0 | 0 | 0 | 0 | 0 | 0 | 0 | 0 | 0 | 0 | 0 | 0 | 0 | 0 | 0 | 0 | 0 | 0 | 0 | 0 | 0 | 0 | 0 | 0 | 0 | 0 | 0 | 0 | 0
F6_Commercial_Warehouse_Existing_Space Heating_Natural Gas_Unit Heater_E7 | F6 | Commercial | Warehouse | Existing | Space Heating | Natural Gas | Unit Heater | E7 | Utility - Value of Sales | 0 | 0 | 0 | 0 | 0 | 0 | 0 | 0 | 0 | 0 | 0 | 0 | 0 | 0 | 0 | 0 | 0 | 0 | 0 | 0 | 0 | 0 | 0 | 0 | 0 | 0 | 0 | 0 | 0 | 0 | 0 | 0 | 0
F6_Commercial_Warehouse_Existing_Space Heating_Natural Gas_Unit Heater_E8 | F6 | Commercial | Warehouse | Existing | Space Heating | Natural Gas | Unit Heater | E8 | Utility - Value of Sales | 0 | 0 | 0 | 0 | 0 | 0 | 0 | 0 | 0 | 0 | 0 | 0 | 0 | 0 | 0 | 0 | 0 | 0 | 0 | 0 | 0 | 0 | 0 | 0 | 0 | 0 | 0 | 0 | 0 | 0 | 0 | 0 | 0
F6_Commercial_Warehouse_Existing_Space Heating_Natural Gas_Unit Heater_E9 | F6 | Commercial | Warehouse | Existing | Space Heating | Natural Gas | Unit Heater | E9 | Utility - Value of Sales | 0 | 0 | 0 | 0 | 0 | 0 | 0 | 0 | 0 | 0 | 0 | 0 | 0 | 0 | 0 | 0 | 0 | 0 | 0 | 0 | 0 | 0 | 0 | 0 | 0 | 0 | 0 | 0 | 0 | 0 | 0 | 0 | 0
F6_Commercial_Warehouse_Existing_Space Heating_Natural Gas_Unit Heater_E10 | F6 | Commercial | Warehouse | Existing | Space Heating | Natural Gas | Unit Heater | E10 | Utility - Value of Sales | 0 | 0 | 0 | 0 | 0 | 0 | 0 | 0 | 0 | 0 | 0 | 0 | 0 | 0 | 0 | 0 | 0 | 0 | 0 | 0 | 0 | 0 | 0 | 0 | 0 | 0 | 0 | 0 | 0 | 0 | 0 | 0 | 0
F1_Commercial_Warehouse_Existing_Water Heating_Natural Gas_Water Heater_E1 | F1 | Commercial | Warehouse | Existing | Water Heating | Natural Gas | Water Heater | E1 | RVT - Cost of Equipment | 0.067237 | 0.067851 | 0.068582 | 0.069431 | 0.070421 | 0.071592 | 0.07254 | 0.073431 | 0.074311 | 0.075196 | 0.076004 | 0.076714 | 0.077427 | 0.078181 | 0.07905 | 0.079913 | 0.080864 | 0.081914 | 0.083025 | 0.084172 | 0.085344 | 0.086444 | 0.087452 | 0.08837 | 0.089182 | 0.089872 | 0.090358 | 0.090715 | 0.091023 | 0.091285 | 0.091545 | 0.091662 | 0.091662
F1_Commercial_Warehouse_Existing_Water Heating_Natural Gas_Water Heater_E2 | F1 | Commercial | Warehouse | Existing | Water Heating | Natural Gas | Water Heater | E2 | RVT - Cost of Equipment | 0.066407 | 0.067014 | 0.067736 | 0.068574 | 0.069551 | 0.070709 | 0.071644 | 0.072524 | 0.073394 | 0.074268 | 0.075066 | 0.075767 | 0.076471 | 0.077216 | 0.078074 | 0.078927 | 0.079866 | 0.080903 | 0.082 | 0.083133 | 0.084291 | 0.085377 | 0.086372 | 0.087279 | 0.088081 | 0.088763 | 0.089242 | 0.089595 | 0.089899 | 0.090158 | 0.090415 | 0.090531 | 0.090531
F1_Commercial_Warehouse_Existing_Water Heating_Natural Gas_Water Heater_E3 | F1 | Commercial | Warehouse | Existing | Water Heating | Natural Gas | Water Heater | E3 | RVT - Cost of Equipment | 0.061124 | 0.061683 | 0.062348 | 0.063119 | 0.064019 | 0.065084 | 0.065945 | 0.066755 | 0.067556 | 0.06836 | 0.069095 | 0.06974 | 0.070388 | 0.071073 | 0.071864 | 0.072648 | 0.073513 | 0.074467 | 0.075478 | 0.07652 | 0.077586 | 0.078585 | 0.079502 | 0.080337 | 0.081074 | 0.081702 | 0.082143 | 0.082468 | 0.082748 | 0.082986 | 0.083223 | 0.083329 | 0.083329
F1_Commercial_Warehouse_Existing_Water Heating_Natural Gas_Water Heater_E4 | F1 | Commercial | Warehouse | Existing | Water Heating | Natural Gas | Water Heater | E4 | RVT - Cost of Equipment | 0.057223 | 0.057746 | 0.058368 | 0.05909 | 0.059932 | 0.06093 | 0.061736 | 0.062494 | 0.063244 | 0.063997 | 0.064684 | 0.065288 | 0.065896 | 0.066537 | 0.067277 | 0.068011 | 0.068821 | 0.069714 | 0.07066 | 0.071636 | 0.072633 | 0.073569 | 0.074427 | 0.075209 | 0.075899 | 0.076487 | 0.0769 | 0.077204 | 0.077466 | 0.077689 | 0.07791 | 0.07801 | 0.07801
F1_Commercial_Warehouse_Existing_Water Heating_Natural Gas_Water Heater_E5 | F1 | Commercial | Warehouse | Existing | Water Heating | Natural Gas | Water Heater | E5 | RVT - Cost of Equipment | 0.056031 | 0.056543 | 0.057152 | 0.057859 | 0.058684 | 0.05966 | 0.06045 | 0.061193 | 0.061926 | 0.062663 | 0.063337 | 0.063928 | 0.064523 | 0.065151 | 0.065875 | 0.066594 | 0.067387 | 0.068261 | 0.069188 | 0.070143 | 0.07112 | 0.072037 | 0.072877 | 0.073642 | 0.074318 | 0.074894 | 0.075298 | 0.075596 | 0.075852 | 0.076071 | 0.076287 | 0.076385 | 0.076385
F1_Commercial_Warehouse_Existing_Water Heating_Natural Gas_Water Heater_E6 | F1 | Commercial | Warehouse | Existing | Water Heating | Natural Gas | Water Heater | E6 | RVT - Cost of Equipment | 0.054887 | 0.055389 | 0.055986 | 0.056678 | 0.057486 | 0.058443 | 0.059216 | 0.059944 | 0.060662 | 0.061385 | 0.062044 | 0.062624 | 0.063206 | 0.063821 | 0.064531 | 0.065235 | 0.066012 | 0.066868 | 0.067776 | 0.068712 | 0.069669 | 0.070566 | 0.071389 | 0.072139 | 0.072801 | 0.073365 | 0.073761 | 0.074053 | 0.074304 | 0.074518 | 0.07473 | 0.074826 | 0.074826
F1_Commercial_Warehouse_Existing_Water Heating_Natural Gas_Water Heater_E7 | F1 | Commercial | Warehouse | Existing | Water Heating | Natural Gas | Water Heater | E7 | RVT - Cost of Equipment | 0.051542 | 0.052047 | 0.052604 | 0.053214 | 0.053901 | 0.054705 | 0.055377 | 0.056025 | 0.056689 | 0.057379 | 0.058041 | 0.058657 | 0.059281 | 0.059922 | 0.060615 | 0.061284 | 0.061992 | 0.062742 | 0.063512 | 0.064291 | 0.065072 | 0.065799 | 0.066454 | 0.067033 | 0.067535 | 0.067962 | 0.068263 | 0.068484 | 0.068674 | 0.068837 | 0.068998 | 0.06907 | 0.06907
F1_Commercial_Warehouse_Existing_Water Heating_Natural Gas_Water Heater_E8 | F1 | Commercial | Warehouse | Existing | Water Heating | Natural Gas | Water Heater | E8 | RVT - Cost of Equipment | 0 | 0 | 0 | 0 | 0 | 0 | 0 | 0 | 0 | 0 | 0 | 0 | 0 | 0 | 0 | 0 | 0 | 0 | 0 | 0 | 0 | 0 | 0 | 0 | 0 | 0 | 0 | 0 | 0 | 0 | 0 | 0 | 0
F1_Commercial_Warehouse_Existing_Water Heating_Natural Gas_Water Heater_E9 | F1 | Commercial | Warehouse | Existing | Water Heating | Natural Gas | Water Heater | E9 | RVT - Cost of Equipment | 0 | 0 | 0 | 0 | 0 | 0 | 0 | 0 | 0 | 0 | 0 | 0 | 0 | 0 | 0 | 0 | 0 | 0 | 0 | 0 | 0 | 0 | 0 | 0 | 0 | 0 | 0 | 0 | 0 | 0 | 0 | 0 | 0
F1_Commercial_Warehouse_Existing_Water Heating_Natural Gas_Water Heater_E10 | F1 | Commercial | Warehouse | Existing | Water Heating | Natural Gas | Water Heater | E10 | RVT - Cost of Equipment | 0 | 0 | 0 | 0 | 0 | 0 | 0 | 0 | 0 | 0 | 0 | 0 | 0 | 0 | 0 | 0 | 0 | 0 | 0 | 0 | 0 | 0 | 0 | 0 | 0 | 0 | 0 | 0 | 0 | 0 | 0 | 0 | 0
F2_Commercial_Warehouse_Existing_Water Heating_Natural Gas_Water Heater_E1 | F2 | Commercial | Warehouse | Existing | Water Heating | Natural Gas | Water Heater | E1 | RVT - Cost of Operation | 0.080554 | 0.08129 | 0.082166 | 0.083183 | 0.084369 | 0.085772 | 0.086907 | 0.087975 | 0.08903 | 0.09009 | 0.091058 | 0.091908 | 0.092763 | 0.093666 | 0.094707 | 0.095741 | 0.096881 | 0.098138 | 0.09947 | 0.10084 | 0.10225 | 0.10357 | 0.10477 | 0.10587 | 0.10685 | 0.10767 | 0.10825 | 0.10868 | 0.10905 | 0.10937 | 0.10968 | 0.10982 | 0.10982
F2_Commercial_Warehouse_Existing_Water Heating_Natural Gas_Water Heater_E2 | F2 | Commercial | Warehouse | Existing | Water Heating | Natural Gas | Water Heater | E2 | RVT - Cost of Operation | 0.07956 | 0.080287 | 0.081152 | 0.082156 | 0.083327 | 0.084714 | 0.085834 | 0.086889 | 0.087931 | 0.088978 | 0.089934 | 0.090773 | 0.091618 | 0.092509 | 0.093538 | 0.094559 | 0.095685 | 0.096926 | 0.098242 | 0.099599 | 0.10099 | 0.10229 | 0.10348 | 0.10457 | 0.10553 | 0.10634 | 0.10692 | 0.10734 | 0.1077 | 0.10801 | 0.10832 | 0.10846 | 0.10846
F2_Commercial_Warehouse_Existing_Water Heating_Natural Gas_Water Heater_E3 | F2 | Commercial | Warehouse | Existing | Water Heating | Natural Gas | Water Heater | E3 | RVT - Cost of Operation | 0.073231 | 0.0739 | 0.074696 | 0.075621 | 0.076699 | 0.077975 | 0.079006 | 0.079977 | 0.080936 | 0.0819 | 0.08278 | 0.083553 | 0.08433 | 0.085151 | 0.086098 | 0.087037 | 0.088074 | 0.089216 | 0.090427 | 0.091676 | 0.092953 | 0.09415 | 0.095248 | 0.096249 | 0.097132 | 0.097884 | 0.098413 | 0.098802 | 0.099137 | 0.099423 | 0.099706 | 0.099834 | 0.099834
F2_Commercial_Warehouse_Existing_Water Heating_Natural Gas_Water Heater_E4 | F2 | Commercial | Warehouse | Existing | Water Heating | Natural Gas | Water Heater | E4 | RVT - Cost of Operation | 0.068557 | 0.069183 | 0.069929 | 0.070794 | 0.071803 | 0.072998 | 0.073964 | 0.074872 | 0.07577 | 0.076672 | 0.077496 | 0.07822 | 0.078947 | 0.079715 | 0.080602 | 0.081482 | 0.082452 | 0.083522 | 0.084655 | 0.085824 | 0.087019 | 0.088141 | 0.089169 | 0.090105 | 0.090932 | 0.091636 | 0.092131 | 0.092496 | 0.092809 | 0.093077 | 0.093342 | 0.093461 | 0.093461
F2_Commercial_Warehouse_Existing_Water Heating_Natural Gas_Water Heater_E5 | F2 | Commercial | Warehouse | Existing | Water Heating | Natural Gas | Water Heater | E5 | RVT - Cost of Operation | 0.067128 | 0.067742 | 0.068472 | 0.069319 | 0.070307 | 0.071477 | 0.072423 | 0.073313 | 0.074192 | 0.075075 | 0.075882 | 0.07659 | 0.077302 | 0.078055 | 0.078923 | 0.079784 | 0.080734 | 0.081782 | 0.082892 | 0.084036 | 0.085207 | 0.086305 | 0.087311 | 0.088228 | 0.089038 | 0.089727 | 0.090212 | 0.090569 | 0.090876 | 0.091138 | 0.091397 | 0.091514 | 0.091514
F2_Commercial_Warehouse_Existing_Water Heating_Natural Gas_Water Heater_E6 | F2 | Commercial | Warehouse | Existing | Water Heating | Natural Gas | Water Heater | E6 | RVT - Cost of Operation | 0.065758 | 0.066359 | 0.067074 | 0.067904 | 0.068872 | 0.070018 | 0.070945 | 0.071816 | 0.072677 | 0.073543 | 0.074333 | 0.075027 | 0.075725 | 0.076462 | 0.077312 | 0.078156 | 0.079086 | 0.080113 | 0.0812 | 0.082321 | 0.083468 | 0.084543 | 0.085529 | 0.086427 | 0.087221 | 0.087896 | 0.088371 | 0.08872 | 0.089021 | 0.089278 | 0.089532 | 0.089647 | 0.089647
F2_Commercial_Warehouse_Existing_Water Heating_Natural Gas_Water Heater_E7 | F2 | Commercial | Warehouse | Existing | Water Heating | Natural Gas | Water Heater | E7 | RVT - Cost of Operation | 0.061751 | 0.062356 | 0.063023 | 0.063754 | 0.064577 | 0.06554 | 0.066346 | 0.067121 | 0.067918 | 0.068744 | 0.069537 | 0.070275 | 0.071022 | 0.07179 | 0.07262 | 0.073422 | 0.074271 | 0.075169 | 0.076092 | 0.077025 | 0.07796 | 0.078831 | 0.079616 | 0.08031 | 0.080911 | 0.081423 | 0.081783 | 0.082048 | 0.082276 | 0.082471 | 0.082664 | 0.082751 | 0.082751
F2_Commercial_Warehouse_Existing_Water Heating_Natural Gas_Water Heater_E8 | F2 | Commercial | Warehouse | Existing | Water Heating | Natural Gas | Water Heater | E8 | RVT - Cost of Operation | 0 | 0 | 0 | 0 | 0 | 0 | 0 | 0 | 0 | 0 | 0 | 0 | 0 | 0 | 0 | 0 | 0 | 0 | 0 | 0 | 0 | 0 | 0 | 0 | 0 | 0 | 0 | 0 | 0 | 0 | 0 | 0 | 0
F2_Commercial_Warehouse_Existing_Water Heating_Natural Gas_Water Heater_E9 | F2 | Commercial | Warehouse | Existing | Water Heating | Natural Gas | Water Heater | E9 | RVT - Cost of Operation | 0 | 0 | 0 | 0 | 0 | 0 | 0 | 0 | 0 | 0 | 0 | 0 | 0 | 0 | 0 | 0 | 0 | 0 | 0 | 0 | 0 | 0 | 0 | 0 | 0 | 0 | 0 | 0 | 0 | 0 | 0 | 0 | 0
F2_Commercial_Warehouse_Existing_Water Heating_Natural Gas_Water Heater_E10 | F2 | Commercial | Warehouse | Existing | Water Heating | Natural Gas | Water Heater | E10 | RVT - Cost of Operation | 0 | 0 | 0 | 0 | 0 | 0 | 0 | 0 | 0 | 0 | 0 | 0 | 0 | 0 | 0 | 0 | 0 | 0 | 0 | 0 | 0 | 0 | 0 | 0 | 0 | 0 | 0 | 0 | 0 | 0 | 0 | 0 | 0
F3_Commercial_Warehouse_Existing_Water Heating_Natural Gas_Water Heater_E1 | F3 | Commercial | Warehouse | Existing | Water Heating | Natural Gas | Water Heater | E1 | System - kBTUs of Consumption | 0.0085957 | 0.0085957 | 0.0085957 | 0.0085957 | 0.0085957 | 0.0085957 | 0.0085957 | 0.0085957 | 0.0085957 | 0.0085957 | 0.0085957 | 0.0085957 | 0.0085957 | 0.0085957 | 0.0085957 | 0.0085957 | 0.0085957 | 0.0085957 | 0.0085957 | 0.0085957 | 0.0085957 | 0.0085957 | 0.0085957 | 0.0085957 | 0.0085957 | 0.0085957 | 0.0085957 | 0.0085957 | 0.0085957 | 0.0085957 | 0.0085957 | 0.0085957 | 0.0085957
F3_Commercial_Warehouse_Existing_Water Heating_Natural Gas_Water Heater_E2 | F3 | Commercial | Warehouse | Existing | Water Heating | Natural Gas | Water Heater | E2 | System - kBTUs of Consumption | 0.0085935 | 0.0085935 | 0.0085935 | 0.0085935 | 0.0085935 | 0.0085935 | 0.0085935 | 0.0085935 | 0.0085935 | 0.0085935 | 0.0085935 | 0.0085935 | 0.0085935 | 0.0085935 | 0.0085935 | 0.0085935 | 0.0085935 | 0.0085935 | 0.0085935 | 0.0085935 | 0.0085935 | 0.0085935 | 0.0085935 | 0.0085935 | 0.0085935 | 0.0085935 | 0.0085935 | 0.0085935 | 0.0085935 | 0.0085935 | 0.0085935 | 0.0085935 | 0.0085935
F3_Commercial_Warehouse_Existing_Water Heating_Natural Gas_Water Heater_E3 | F3 | Commercial | Warehouse | Existing | Water Heating | Natural Gas | Water Heater | E3 | System - kBTUs of Consumption | 0.0087362 | 0.0087362 | 0.0087362 | 0.0087362 | 0.0087362 | 0.0087362 | 0.0087362 | 0.0087362 | 0.0087362 | 0.0087362 | 0.0087362 | 0.0087362 | 0.0087362 | 0.0087362 | 0.0087362 | 0.0087362 | 0.0087362 | 0.0087362 | 0.0087362 | 0.0087362 | 0.0087362 | 0.0087362 | 0.0087362 | 0.0087362 | 0.0087362 | 0.0087362 | 0.0087362 | 0.0087362 | 0.0087362 | 0.0087362 | 0.0087362 | 0.0087362 | 0.0087362
F3_Commercial_Warehouse_Existing_Water Heating_Natural Gas_Water Heater_E4 | F3 | Commercial | Warehouse | Existing | Water Heating | Natural Gas | Water Heater | E4 | System - kBTUs of Consumption | 0.0088788 | 0.0088788 | 0.0088788 | 0.0088788 | 0.0088788 | 0.0088788 | 0.0088788 | 0.0088788 | 0.0088788 | 0.0088788 | 0.0088788 | 0.0088788 | 0.0088788 | 0.0088788 | 0.0088788 | 0.0088788 | 0.0088788 | 0.0088788 | 0.0088788 | 0.0088788 | 0.0088788 | 0.0088788 | 0.0088788 | 0.0088788 | 0.0088788 | 0.0088788 | 0.0088788 | 0.0088788 | 0.0088788 | 0.0088788 | 0.0088788 | 0.0088788 | 0.0088788
F3_Commercial_Warehouse_Existing_Water Heating_Natural Gas_Water Heater_E5 | F3 | Commercial | Warehouse | Existing | Water Heating | Natural Gas | Water Heater | E5 | System - kBTUs of Consumption | 0.0090678 | 0.0090678 | 0.0090678 | 0.0090678 | 0.0090678 | 0.0090678 | 0.0090678 | 0.0090678 | 0.0090678 | 0.0090678 | 0.0090678 | 0.0090678 | 0.0090678 | 0.0090678 | 0.0090678 | 0.0090678 | 0.0090678 | 0.0090678 | 0.0090678 | 0.0090678 | 0.0090678 | 0.0090678 | 0.0090678 | 0.0090678 | 0.0090678 | 0.0090678 | 0.0090678 | 0.0090678 | 0.0090678 | 0.0090678 | 0.0090678 | 0.0090678 | 0.0090678
F3_Commercial_Warehouse_Existing_Water Heating_Natural Gas_Water Heater_E6 | F3 | Commercial | Warehouse | Existing | Water Heating | Natural Gas | Water Heater | E6 | System - kBTUs of Consumption | 0.0076604 | 0.0076604 | 0.0076604 | 0.0076604 | 0.0076604 | 0.0076604 | 0.0076604 | 0.0076604 | 0.0076604 | 0.0076604 | 0.0076604 | 0.0076604 | 0.0076604 | 0.0076604 | 0.0076604 | 0.0076604 | 0.0076604 | 0.0076604 | 0.0076604 | 0.0076604 | 0.0076604 | 0.0076604 | 0.0076604 | 0.0076604 | 0.0076604 | 0.0076604 | 0.0076604 | 0.0076604 | 0.0076604 | 0.0076604 | 0.0076604 | 0.0076604 | 0.0076604
F3_Commercial_Warehouse_Existing_Water Heating_Natural Gas_Water Heater_E7 | F3 | Commercial | Warehouse | Existing | Water Heating | Natural Gas | Water Heater | E7 | System - kBTUs of Consumption | 0.0096726 | 0.0096726 | 0.0096726 | 0.0096726 | 0.0096726 | 0.0096726 | 0.0096726 | 0.0096726 | 0.0096726 | 0.0096726 | 0.0096726 | 0.0096726 | 0.0096726 | 0.0096726 | 0.0096726 | 0.0096726 | 0.0096726 | 0.0096726 | 0.0096726 | 0.0096726 | 0.0096726 | 0.0096726 | 0.0096726 | 0.0096726 | 0.0096726 | 0.0096726 | 0.0096726 | 0.0096726 | 0.0096726 | 0.0096726 | 0.0096726 | 0.0096726 | 0.0096726
F3_Commercial_Warehouse_Existing_Water Heating_Natural Gas_Water Heater_E8 | F3 | Commercial | Warehouse | Existing | Water Heating | Natural Gas | Water Heater | E8 | System - kBTUs of Consumption | 0 | 0 | 0 | 0 | 0 | 0 | 0 | 0 | 0 | 0 | 0 | 0 | 0 | 0 | 0 | 0 | 0 | 0 | 0 | 0 | 0 | 0 | 0 | 0 | 0 | 0 | 0 | 0 | 0 | 0 | 0 | 0 | 0
F3_Commercial_Warehouse_Existing_Water Heating_Natural Gas_Water Heater_E9 | F3 | Commercial | Warehouse | Existing | Water Heating | Natural Gas | Water Heater | E9 | System - kBTUs of Consumption | 0 | 0 | 0 | 0 | 0 | 0 | 0 | 0 | 0 | 0 | 0 | 0 | 0 | 0 | 0 | 0 | 0 | 0 | 0 | 0 | 0 | 0 | 0 | 0 | 0 | 0 | 0 | 0 | 0 | 0 | 0 | 0 | 0
F3_Commercial_Warehouse_Existing_Water Heating_Natural Gas_Water Heater_E10 | F3 | Commercial | Warehouse | Existing | Water Heating | Natural Gas | Water Heater | E10 | System - kBTUs of Consumption | 0 | 0 | 0 | 0 | 0 | 0 | 0 | 0 | 0 | 0 | 0 | 0 | 0 | 0 | 0 | 0 | 0 | 0 | 0 | 0 | 0 | 0 | 0 | 0 | 0 | 0 | 0 | 0 | 0 | 0 | 0 | 0 | 0
F4_Commercial_Warehouse_Existing_Water Heating_Natural Gas_Water Heater_E1 | F4 | Commercial | Warehouse | Existing | Water Heating | Natural Gas | Water Heater | E1 | Utility - Cost of Equipment | 0.080554 | 0.08129 | 0.082166 | 0.083183 | 0.084369 | 0.085772 | 0.086907 | 0.087975 | 0.08903 | 0.09009 | 0.091058 | 0.091908 | 0.092763 | 0.093666 | 0.094707 | 0.095741 | 0.096881 | 0.098138 | 0.09947 | 0.10084 | 0.10225 | 0.10357 | 0.10477 | 0.10587 | 0.10685 | 0.10767 | 0.10825 | 0.10868 | 0.10905 | 0.10937 | 0.10968 | 0.10982 | 0.10982
F4_Commercial_Warehouse_Existing_Water Heating_Natural Gas_Water Heater_E2 | F4 | Commercial | Warehouse | Existing | Water Heating | Natural Gas | Water Heater | E2 | Utility - Cost of Equipment | 0.07956 | 0.080287 | 0.081152 | 0.082156 | 0.083327 | 0.084714 | 0.085834 | 0.086889 | 0.087931 | 0.088978 | 0.089934 | 0.090773 | 0.091618 | 0.092509 | 0.093538 | 0.094559 | 0.095685 | 0.096926 | 0.098242 | 0.099599 | 0.10099 | 0.10229 | 0.10348 | 0.10457 | 0.10553 | 0.10634 | 0.10692 | 0.10734 | 0.1077 | 0.10801 | 0.10832 | 0.10846 | 0.10846
F4_Commercial_Warehouse_Existing_Water Heating_Natural Gas_Water Heater_E3 | F4 | Commercial | Warehouse | Existing | Water Heating | Natural Gas | Water Heater | E3 | Utility - Cost of Equipment | 0.073231 | 0.0739 | 0.074696 | 0.075621 | 0.076699 | 0.077975 | 0.079006 | 0.079977 | 0.080936 | 0.0819 | 0.08278 | 0.083553 | 0.08433 | 0.085151 | 0.086098 | 0.087037 | 0.088074 | 0.089216 | 0.090427 | 0.091676 | 0.092953 | 0.09415 | 0.095248 | 0.096249 | 0.097132 | 0.097884 | 0.098413 | 0.098802 | 0.099137 | 0.099423 | 0.099706 | 0.099834 | 0.099834
F4_Commercial_Warehouse_Existing_Water Heating_Natural Gas_Water Heater_E4 | F4 | Commercial | Warehouse | Existing | Water Heating | Natural Gas | Water Heater | E4 | Utility - Cost of Equipment | 0.068557 | 0.069183 | 0.069929 | 0.070794 | 0.071803 | 0.072998 | 0.073964 | 0.074872 | 0.07577 | 0.076672 | 0.077496 | 0.07822 | 0.078947 | 0.079715 | 0.080602 | 0.081482 | 0.082452 | 0.083522 | 0.084655 | 0.085824 | 0.087019 | 0.088141 | 0.089169 | 0.090105 | 0.090932 | 0.091636 | 0.092131 | 0.092496 | 0.092809 | 0.093077 | 0.093342 | 0.093461 | 0.093461
F4_Commercial_Warehouse_Existing_Water Heating_Natural Gas_Water Heater_E5 | F4 | Commercial | Warehouse | Existing | Water Heating | Natural Gas | Water Heater | E5 | Utility - Cost of Equipment | 0.067128 | 0.067742 | 0.068472 | 0.069319 | 0.070307 | 0.071477 | 0.072423 | 0.073313 | 0.074192 | 0.075075 | 0.075882 | 0.07659 | 0.077302 | 0.078055 | 0.078923 | 0.079784 | 0.080734 | 0.081782 | 0.082892 | 0.084036 | 0.085207 | 0.086305 | 0.087311 | 0.088228 | 0.089038 | 0.089727 | 0.090212 | 0.090569 | 0.090876 | 0.091138 | 0.091397 | 0.091514 | 0.091514
F4_Commercial_Warehouse_Existing_Water Heating_Natural Gas_Water Heater_E6 | F4 | Commercial | Warehouse | Existing | Water Heating | Natural Gas | Water Heater | E6 | Utility - Cost of Equipment | 0.065758 | 0.066359 | 0.067074 | 0.067904 | 0.068872 | 0.070018 | 0.070945 | 0.071816 | 0.072677 | 0.073543 | 0.074333 | 0.075027 | 0.075725 | 0.076462 | 0.077312 | 0.078156 | 0.079086 | 0.080113 | 0.0812 | 0.082321 | 0.083468 | 0.084543 | 0.085529 | 0.086427 | 0.087221 | 0.087896 | 0.088371 | 0.08872 | 0.089021 | 0.089278 | 0.089532 | 0.089647 | 0.089647
F4_Commercial_Warehouse_Existing_Water Heating_Natural Gas_Water Heater_E7 | F4 | Commercial | Warehouse | Existing | Water Heating | Natural Gas | Water Heater | E7 | Utility - Cost of Equipment | 0.061751 | 0.062356 | 0.063023 | 0.063754 | 0.064577 | 0.06554 | 0.066346 | 0.067121 | 0.067918 | 0.068744 | 0.069537 | 0.070275 | 0.071022 | 0.07179 | 0.07262 | 0.073422 | 0.074271 | 0.075169 | 0.076092 | 0.077025 | 0.07796 | 0.078831 | 0.079616 | 0.08031 | 0.080911 | 0.081423 | 0.081783 | 0.082048 | 0.082276 | 0.082471 | 0.082664 | 0.082751 | 0.082751
F4_Commercial_Warehouse_Existing_Water Heating_Natural Gas_Water Heater_E8 | F4 | Commercial | Warehouse | Existing | Water Heating | Natural Gas | Water Heater | E8 | Utility - Cost of Equipment | 0 | 0 | 0 | 0 | 0 | 0 | 0 | 0 | 0 | 0 | 0 | 0 | 0 | 0 | 0 | 0 | 0 | 0 | 0 | 0 | 0 | 0 | 0 | 0 | 0 | 0 | 0 | 0 | 0 | 0 | 0 | 0 | 0
F4_Commercial_Warehouse_Existing_Water Heating_Natural Gas_Water Heater_E9 | F4 | Commercial | Warehouse | Existing | Water Heating | Natural Gas | Water Heater | E9 | Utility - Cost of Equipment | 0 | 0 | 0 | 0 | 0 | 0 | 0 | 0 | 0 | 0 | 0 | 0 | 0 | 0 | 0 | 0 | 0 | 0 | 0 | 0 | 0 | 0 | 0 | 0 | 0 | 0 | 0 | 0 | 0 | 0 | 0 | 0 | 0
F4_Commercial_Warehouse_Existing_Water Heating_Natural Gas_Water Heater_E10 | F4 | Commercial | Warehouse | Existing | Water Heating | Natural Gas | Water Heater | E10 | Utility - Cost of Equipment | 0 | 0 | 0 | 0 | 0 | 0 | 0 | 0 | 0 | 0 | 0 | 0 | 0 | 0 | 0 | 0 | 0 | 0 | 0 | 0 | 0 | 0 | 0 | 0 | 0 | 0 | 0 | 0 | 0 | 0 | 0 | 0 | 0
F5_Commercial_Warehouse_Existing_Water Heating_Natural Gas_Water Heater_E1 | F5 | Commercial | Warehouse | Existing | Water Heating | Natural Gas | Water Heater | E1 | Utility - Cost of Operation | 0.0085957 | 0.0085957 | 0.0085957 | 0.0085957 | 0.0085957 | 0.0085957 | 0.0085957 | 0.0085957 | 0.0085957 | 0.0085957 | 0.0085957 | 0.0085957 | 0.0085957 | 0.0085957 | 0.0085957 | 0.0085957 | 0.0085957 | 0.0085957 | 0.0085957 | 0.0085957 | 0.0085957 | 0.0085957 | 0.0085957 | 0.0085957 | 0.0085957 | 0.0085957 | 0.0085957 | 0.0085957 | 0.0085957 | 0.0085957 | 0.0085957 | 0.0085957 | 0.0085957
F5_Commercial_Warehouse_Existing_Water Heating_Natural Gas_Water Heater_E2 | F5 | Commercial | Warehouse | Existing | Water Heating | Natural Gas | Water Heater | E2 | Utility - Cost of Operation | 0.0085935 | 0.0085935 | 0.0085935 | 0.0085935 | 0.0085935 | 0.0085935 | 0.0085935 | 0.0085935 | 0.0085935 | 0.0085935 | 0.0085935 | 0.0085935 | 0.0085935 | 0.0085935 | 0.0085935 | 0.0085935 | 0.0085935 | 0.0085935 | 0.0085935 | 0.0085935 | 0.0085935 | 0.0085935 | 0.0085935 | 0.0085935 | 0.0085935 | 0.0085935 | 0.0085935 | 0.0085935 | 0.0085935 | 0.0085935 | 0.0085935 | 0.0085935 | 0.0085935
F5_Commercial_Warehouse_Existing_Water Heating_Natural Gas_Water Heater_E3 | F5 | Commercial | Warehouse | Existing | Water Heating | Natural Gas | Water Heater | E3 | Utility - Cost of Operation | 0.0087362 | 0.0087362 | 0.0087362 | 0.0087362 | 0.0087362 | 0.0087362 | 0.0087362 | 0.0087362 | 0.0087362 | 0.0087362 | 0.0087362 | 0.0087362 | 0.0087362 | 0.0087362 | 0.0087362 | 0.0087362 | 0.0087362 | 0.0087362 | 0.0087362 | 0.0087362 | 0.0087362 | 0.0087362 | 0.0087362 | 0.0087362 | 0.0087362 | 0.0087362 | 0.0087362 | 0.0087362 | 0.0087362 | 0.0087362 | 0.0087362 | 0.0087362 | 0.0087362
F5_Commercial_Warehouse_Existing_Water Heating_Natural Gas_Water Heater_E4 | F5 | Commercial | Warehouse | Existing | Water Heating | Natural Gas | Water Heater | E4 | Utility - Cost of Operation | 0.0088788 | 0.0088788 | 0.0088788 | 0.0088788 | 0.0088788 | 0.0088788 | 0.0088788 | 0.0088788 | 0.0088788 | 0.0088788 | 0.0088788 | 0.0088788 | 0.0088788 | 0.0088788 | 0.0088788 | 0.0088788 | 0.0088788 | 0.0088788 | 0.0088788 | 0.0088788 | 0.0088788 | 0.0088788 | 0.0088788 | 0.0088788 | 0.0088788 | 0.0088788 | 0.0088788 | 0.0088788 | 0.0088788 | 0.0088788 | 0.0088788 | 0.0088788 | 0.0088788
F5_Commercial_Warehouse_Existing_Water Heating_Natural Gas_Water Heater_E5 | F5 | Commercial | Warehouse | Existing | Water Heating | Natural Gas | Water Heater | E5 | Utility - Cost of Operation | 0.0090678 | 0.0090678 | 0.0090678 | 0.0090678 | 0.0090678 | 0.0090678 | 0.0090678 | 0.0090678 | 0.0090678 | 0.0090678 | 0.0090678 | 0.0090678 | 0.0090678 | 0.0090678 | 0.0090678 | 0.0090678 | 0.0090678 | 0.0090678 | 0.0090678 | 0.0090678 | 0.0090678 | 0.0090678 | 0.0090678 | 0.0090678 | 0.0090678 | 0.0090678 | 0.0090678 | 0.0090678 | 0.0090678 | 0.0090678 | 0.0090678 | 0.0090678 | 0.0090678
F5_Commercial_Warehouse_Existing_Water Heating_Natural Gas_Water Heater_E6 | F5 | Commercial | Warehouse | Existing | Water Heating | Natural Gas | Water Heater | E6 | Utility - Cost of Operation | 0.0076604 | 0.0076604 | 0.0076604 | 0.0076604 | 0.0076604 | 0.0076604 | 0.0076604 | 0.0076604 | 0.0076604 | 0.0076604 | 0.0076604 | 0.0076604 | 0.0076604 | 0.0076604 | 0.0076604 | 0.0076604 | 0.0076604 | 0.0076604 | 0.0076604 | 0.0076604 | 0.0076604 | 0.0076604 | 0.0076604 | 0.0076604 | 0.0076604 | 0.0076604 | 0.0076604 | 0.0076604 | 0.0076604 | 0.0076604 | 0.0076604 | 0.0076604 | 0.0076604
F5_Commercial_Warehouse_Existing_Water Heating_Natural Gas_Water Heater_E7 | F5 | Commercial | Warehouse | Existing | Water Heating | Natural Gas | Water Heater | E7 | Utility - Cost of Operation | 0.0096726 | 0.0096726 | 0.0096726 | 0.0096726 | 0.0096726 | 0.0096726 | 0.0096726 | 0.0096726 | 0.0096726 | 0.0096726 | 0.0096726 | 0.0096726 | 0.0096726 | 0.0096726 | 0.0096726 | 0.0096726 | 0.0096726 | 0.0096726 | 0.0096726 | 0.0096726 | 0.0096726 | 0.0096726 | 0.0096726 | 0.0096726 | 0.0096726 | 0.0096726 | 0.0096726 | 0.0096726 | 0.0096726 | 0.0096726 | 0.0096726 | 0.0096726 | 0.0096726
F5_Commercial_Warehouse_Existing_Water Heating_Natural Gas_Water Heater_E8 | F5 | Commercial | Warehouse | Existing | Water Heating | Natural Gas | Water Heater | E8 | Utility - Cost of Operation | 0 | 0 | 0 | 0 | 0 | 0 | 0 | 0 | 0 | 0 | 0 | 0 | 0 | 0 | 0 | 0 | 0 | 0 | 0 | 0 | 0 | 0 | 0 | 0 | 0 | 0 | 0 | 0 | 0 | 0 | 0 | 0 | 0
F5_Commercial_Warehouse_Existing_Water Heating_Natural Gas_Water Heater_E9 | F5 | Commercial | Warehouse | Existing | Water Heating | Natural Gas | Water Heater | E9 | Utility - Cost of Operation | 0 | 0 | 0 | 0 | 0 | 0 | 0 | 0 | 0 | 0 | 0 | 0 | 0 | 0 | 0 | 0 | 0 | 0 | 0 | 0 | 0 | 0 | 0 | 0 | 0 | 0 | 0 | 0 | 0 | 0 | 0 | 0 | 0
F5_Commercial_Warehouse_Existing_Water Heating_Natural Gas_Water Heater_E10 | F5 | Commercial | Warehouse | Existing | Water Heating | Natural Gas | Water Heater | E10 | Utility - Cost of Operation | 0 | 0 | 0 | 0 | 0 | 0 | 0 | 0 | 0 | 0 | 0 | 0 | 0 | 0 | 0 | 0 | 0 | 0 | 0 | 0 | 0 | 0 | 0 | 0 | 0 | 0 | 0 | 0 | 0 | 0 | 0 | 0 | 0
F6_Commercial_Warehouse_Existing_Water Heating_Natural Gas_Water Heater_E1 | F6 | Commercial | Warehouse | Existing | Water Heating | Natural Gas | Water Heater | E1 | Utility - Value of Sales | 0.062485 | 0.062485 | 0.062485 | 0.062485 | 0.062485 | 0.062485 | 0.062485 | 0.062485 | 0.062485 | 0.062485 | 0.062485 | 0.062485 | 0.062485 | 0.062485 | 0.062485 | 0.062485 | 0.062485 | 0.062485 | 0.062485 | 0.062485 | 0.062485 | 0.062485 | 0.062485 | 0.062485 | 0.062485 | 0.062485 | 0.062485 | 0.062485 | 0.062485 | 0.062485 | 0.062485 | 0.062485 | 0.062485
F6_Commercial_Warehouse_Existing_Water Heating_Natural Gas_Water Heater_E2 | F6 | Commercial | Warehouse | Existing | Water Heating | Natural Gas | Water Heater | E2 | Utility - Value of Sales | 0.061714 | 0.061714 | 0.061714 | 0.061714 | 0.061714 | 0.061714 | 0.061714 | 0.061714 | 0.061714 | 0.061714 | 0.061714 | 0.061714 | 0.061714 | 0.061714 | 0.061714 | 0.061714 | 0.061714 | 0.061714 | 0.061714 | 0.061714 | 0.061714 | 0.061714 | 0.061714 | 0.061714 | 0.061714 | 0.061714 | 0.061714 | 0.061714 | 0.061714 | 0.061714 | 0.061714 | 0.061714 | 0.061714
F6_Commercial_Warehouse_Existing_Water Heating_Natural Gas_Water Heater_E3 | F6 | Commercial | Warehouse | Existing | Water Heating | Natural Gas | Water Heater | E3 | Utility - Value of Sales | 0.056805 | 0.056805 | 0.056805 | 0.056805 | 0.056805 | 0.056805 | 0.056805 | 0.056805 | 0.056805 | 0.056805 | 0.056805 | 0.056805 | 0.056805 | 0.056805 | 0.056805 | 0.056805 | 0.056805 | 0.056805 | 0.056805 | 0.056805 | 0.056805 | 0.056805 | 0.056805 | 0.056805 | 0.056805 | 0.056805 | 0.056805 | 0.056805 | 0.056805 | 0.056805 | 0.056805 | 0.056805 | 0.056805
F6_Commercial_Warehouse_Existing_Water Heating_Natural Gas_Water Heater_E4 | F6 | Commercial | Warehouse | Existing | Water Heating | Natural Gas | Water Heater | E4 | Utility - Value of Sales | 0.053179 | 0.053179 | 0.053179 | 0.053179 | 0.053179 | 0.053179 | 0.053179 | 0.053179 | 0.053179 | 0.053179 | 0.053179 | 0.053179 | 0.053179 | 0.053179 | 0.053179 | 0.053179 | 0.053179 | 0.053179 | 0.053179 | 0.053179 | 0.053179 | 0.053179 | 0.053179 | 0.053179 | 0.053179 | 0.053179 | 0.053179 | 0.053179 | 0.053179 | 0.053179 | 0.053179 | 0.053179 | 0.053179
F6_Commercial_Warehouse_Existing_Water Heating_Natural Gas_Water Heater_E5 | F6 | Commercial | Warehouse | Existing | Water Heating | Natural Gas | Water Heater | E5 | Utility - Value of Sales | 0.052071 | 0.052071 | 0.052071 | 0.052071 | 0.052071 | 0.052071 | 0.052071 | 0.052071 | 0.052071 | 0.052071 | 0.052071 | 0.052071 | 0.052071 | 0.052071 | 0.052071 | 0.052071 | 0.052071 | 0.052071 | 0.052071 | 0.052071 | 0.052071 | 0.052071 | 0.052071 | 0.052071 | 0.052071 | 0.052071 | 0.052071 | 0.052071 | 0.052071 | 0.052071 | 0.052071 | 0.052071 | 0.052071
F6_Commercial_Warehouse_Existing_Water Heating_Natural Gas_Water Heater_E6 | F6 | Commercial | Warehouse | Existing | Water Heating | Natural Gas | Water Heater | E6 | Utility - Value of Sales | 0.051008 | 0.051008 | 0.051008 | 0.051008 | 0.051008 | 0.051008 | 0.051008 | 0.051008 | 0.051008 | 0.051008 | 0.051008 | 0.051008 | 0.051008 | 0.051008 | 0.051008 | 0.051008 | 0.051008 | 0.051008 | 0.051008 | 0.051008 | 0.051008 | 0.051008 | 0.051008 | 0.051008 | 0.051008 | 0.051008 | 0.051008 | 0.051008 | 0.051008 | 0.051008 | 0.051008 | 0.051008 | 0.051008
F6_Commercial_Warehouse_Existing_Water Heating_Natural Gas_Water Heater_E7 | F6 | Commercial | Warehouse | Existing | Water Heating | Natural Gas | Water Heater | E7 | Utility - Value of Sales | 0.047158 | 0.047158 | 0.047158 | 0.047158 | 0.047158 | 0.047158 | 0.047158 | 0.047158 | 0.047158 | 0.047158 | 0.047158 | 0.047158 | 0.047158 | 0.047158 | 0.047158 | 0.047158 | 0.047158 | 0.047158 | 0.047158 | 0.047158 | 0.047158 | 0.047158 | 0.047158 | 0.047158 | 0.047158 | 0.047158 | 0.047158 | 0.047158 | 0.047158 | 0.047158 | 0.047158 | 0.047158 | 0.047158
F6_Commercial_Warehouse_Existing_Water Heating_Natural Gas_Water Heater_E8 | F6 | Commercial | Warehouse | Existing | Water Heating | Natural Gas | Water Heater | E8 | Utility - Value of Sales | 0 | 0 | 0 | 0 | 0 | 0 | 0 | 0 | 0 | 0 | 0 | 0 | 0 | 0 | 0 | 0 | 0 | 0 | 0 | 0 | 0 | 0 | 0 | 0 | 0 | 0 | 0 | 0 | 0 | 0 | 0 | 0 | 0
F6_Commercial_Warehouse_Existing_Water Heating_Natural Gas_Water Heater_E9 | F6 | Commercial | Warehouse | Existing | Water Heating | Natural Gas | Water Heater | E9 | Utility - Value of Sales | 0 | 0 | 0 | 0 | 0 | 0 | 0 | 0 | 0 | 0 | 0 | 0 | 0 | 0 | 0 | 0 | 0 | 0 | 0 | 0 | 0 | 0 | 0 | 0 | 0 | 0 | 0 | 0 | 0 | 0 | 0 | 0 | 0
F6_Commercial_Warehouse_Existing_Water Heating_Natural Gas_Water Heater_E10 | F6 | Commercial | Warehouse | Existing | Water Heating | Natural Gas | Water Heater | E10 | Utility - Value of Sales | 0 | 0 | 0 | 0 | 0 | 0 | 0 | 0 | 0 | 0 | 0 | 0 | 0 | 0 | 0 | 0 | 0 | 0 | 0 | 0 | 0 | 0 | 0 | 0 | 0 | 0 | 0 | 0 | 0 | 0 | 0 | 0 | 0
F1_Commercial_Warehouse_Existing_Food Preparation_Natural Gas_Oven_E1 | F1 | Commercial | Warehouse | Existing | Food Preparation | Natural Gas | Oven | E1 | RVT - Cost of Equipment | 0.0096411 | 0.0097145 | 0.0097967 | 0.0098869 | 0.0099899 | 0.010109 | 0.010206 | 0.010298 | 0.010392 | 0.010491 | 0.010584 | 0.01067 | 0.010758 | 0.01085 | 0.010952 | 0.011051 | 0.011157 | 0.011268 | 0.011385 | 0.011503 | 0.011623 | 0.011734 | 0.011835 | 0.011925 | 0.012002 | 0.012068 | 0.012114 | 0.012148 | 0.012178 | 0.012203 | 0.012228 | 0.012239 | 0.012239
F1_Commercial_Warehouse_Existing_Food Preparation_Natural Gas_Oven_E2 | F1 | Commercial | Warehouse | Existing | Food Preparation | Natural Gas | Oven | E2 | RVT - Cost of Equipment | 0.0083767 | 0.0084405 | 0.0085119 | 0.0085903 | 0.0086798 | 0.0087833 | 0.0088672 | 0.0089478 | 0.0090296 | 0.0091148 | 0.009196 | 0.0092706 | 0.0093469 | 0.009427 | 0.0095155 | 0.009602 | 0.0096937 | 0.0097906 | 0.0098916 | 0.0099947 | 0.010098 | 0.010196 | 0.010283 | 0.010361 | 0.010428 | 0.010485 | 0.010525 | 0.010555 | 0.010581 | 0.010603 | 0.010625 | 0.010634 | 0.010634
F1_Commercial_Warehouse_Existing_Food Preparation_Natural Gas_Oven_E3 | F1 | Commercial | Warehouse | Existing | Food Preparation | Natural Gas | Oven | E3 | RVT - Cost of Equipment | 0 | 0 | 0 | 0 | 0 | 0 | 0 | 0 | 0 | 0 | 0 | 0 | 0 | 0 | 0 | 0 | 0 | 0 | 0 | 0 | 0 | 0 | 0 | 0 | 0 | 0 | 0 | 0 | 0 | 0 | 0 | 0 | 0
F1_Commercial_Warehouse_Existing_Food Preparation_Natural Gas_Oven_E4 | F1 | Commercial | Warehouse | Existing | Food Preparation | Natural Gas | Oven | E4 | RVT - Cost of Equipment | 0 | 0 | 0 | 0 | 0 | 0 | 0 | 0 | 0 | 0 | 0 | 0 | 0 | 0 | 0 | 0 | 0 | 0 | 0 | 0 | 0 | 0 | 0 | 0 | 0 | 0 | 0 | 0 | 0 | 0 | 0 | 0 | 0
F1_Commercial_Warehouse_Existing_Food Preparation_Natural Gas_Oven_E5 | F1 | Commercial | Warehouse | Existing | Food Preparation | Natural Gas | Oven | E5 | RVT - Cost of Equipment | 0 | 0 | 0 | 0 | 0 | 0 | 0 | 0 | 0 | 0 | 0 | 0 | 0 | 0 | 0 | 0 | 0 | 0 | 0 | 0 | 0 | 0 | 0 | 0 | 0 | 0 | 0 | 0 | 0 | 0 | 0 | 0 | 0
F1_Commercial_Warehouse_Existing_Food Preparation_Natural Gas_Oven_E6 | F1 | Commercial | Warehouse | Existing | Food Preparation | Natural Gas | Oven | E6 | RVT - Cost of Equipment | 0 | 0 | 0 | 0 | 0 | 0 | 0 | 0 | 0 | 0 | 0 | 0 | 0 | 0 | 0 | 0 | 0 | 0 | 0 | 0 | 0 | 0 | 0 | 0 | 0 | 0 | 0 | 0 | 0 | 0 | 0 | 0 | 0
F1_Commercial_Warehouse_Existing_Food Preparation_Natural Gas_Oven_E7 | F1 | Commercial | Warehouse | Existing | Food Preparation | Natural Gas | Oven | E7 | RVT - Cost of Equipment | 0 | 0 | 0 | 0 | 0 | 0 | 0 | 0 | 0 | 0 | 0 | 0 | 0 | 0 | 0 | 0 | 0 | 0 | 0 | 0 | 0 | 0 | 0 | 0 | 0 | 0 | 0 | 0 | 0 | 0 | 0 | 0 | 0
F1_Commercial_Warehouse_Existing_Food Preparation_Natural Gas_Oven_E8 | F1 | Commercial | Warehouse | Existing | Food Preparation | Natural Gas | Oven | E8 | RVT - Cost of Equipment | 0 | 0 | 0 | 0 | 0 | 0 | 0 | 0 | 0 | 0 | 0 | 0 | 0 | 0 | 0 | 0 | 0 | 0 | 0 | 0 | 0 | 0 | 0 | 0 | 0 | 0 | 0 | 0 | 0 | 0 | 0 | 0 | 0
F1_Commercial_Warehouse_Existing_Food Preparation_Natural Gas_Oven_E9 | F1 | Commercial | Warehouse | Existing | Food Preparation | Natural Gas | Oven | E9 | RVT - Cost of Equipment | 0 | 0 | 0 | 0 | 0 | 0 | 0 | 0 | 0 | 0 | 0 | 0 | 0 | 0 | 0 | 0 | 0 | 0 | 0 | 0 | 0 | 0 | 0 | 0 | 0 | 0 | 0 | 0 | 0 | 0 | 0 | 0 | 0
F1_Commercial_Warehouse_Existing_Food Preparation_Natural Gas_Oven_E10 | F1 | Commercial | Warehouse | Existing | Food Preparation | Natural Gas | Oven | E10 | RVT - Cost of Equipment | 0 | 0 | 0 | 0 | 0 | 0 | 0 | 0 | 0 | 0 | 0 | 0 | 0 | 0 | 0 | 0 | 0 | 0 | 0 | 0 | 0 | 0 | 0 | 0 | 0 | 0 | 0 | 0 | 0 | 0 | 0 | 0 | 0
F2_Commercial_Warehouse_Existing_Food Preparation_Natural Gas_Oven_E1 | F2 | Commercial | Warehouse | Existing | Food Preparation | Natural Gas | Oven | E1 | RVT - Cost of Operation | 0.011551 | 0.011639 | 0.011737 | 0.011845 | 0.011969 | 0.012111 | 0.012227 | 0.012338 | 0.012451 | 0.012568 | 0.01268 | 0.012783 | 0.012888 | 0.012999 | 0.013121 | 0.01324 | 0.013367 | 0.0135 | 0.01364 | 0.013782 | 0.013925 | 0.014059 | 0.01418 | 0.014286 | 0.014379 | 0.014458 | 0.014513 | 0.014554 | 0.01459 | 0.01462 | 0.01465 | 0.014664 | 0.014664
F2_Commercial_Warehouse_Existing_Food Preparation_Natural Gas_Oven_E2 | F2 | Commercial | Warehouse | Existing | Food Preparation | Natural Gas | Oven | E2 | RVT - Cost of Operation | 0.010036 | 0.010112 | 0.010198 | 0.010292 | 0.010399 | 0.010523 | 0.010624 | 0.01072 | 0.010818 | 0.01092 | 0.011017 | 0.011107 | 0.011198 | 0.011294 | 0.0114 | 0.011504 | 0.011614 | 0.01173 | 0.011851 | 0.011974 | 0.012099 | 0.012215 | 0.01232 | 0.012413 | 0.012493 | 0.012562 | 0.01261 | 0.012646 | 0.012677 | 0.012703 | 0.012729 | 0.012741 | 0.012741
F2_Commercial_Warehouse_Existing_Food Preparation_Natural Gas_Oven_E3 | F2 | Commercial | Warehouse | Existing | Food Preparation | Natural Gas | Oven | E3 | RVT - Cost of Operation | 0 | 0 | 0 | 0 | 0 | 0 | 0 | 0 | 0 | 0 | 0 | 0 | 0 | 0 | 0 | 0 | 0 | 0 | 0 | 0 | 0 | 0 | 0 | 0 | 0 | 0 | 0 | 0 | 0 | 0 | 0 | 0 | 0
F2_Commercial_Warehouse_Existing_Food Preparation_Natural Gas_Oven_E4 | F2 | Commercial | Warehouse | Existing | Food Preparation | Natural Gas | Oven | E4 | RVT - Cost of Operation | 0 | 0 | 0 | 0 | 0 | 0 | 0 | 0 | 0 | 0 | 0 | 0 | 0 | 0 | 0 | 0 | 0 | 0 | 0 | 0 | 0 | 0 | 0 | 0 | 0 | 0 | 0 | 0 | 0 | 0 | 0 | 0 | 0
F2_Commercial_Warehouse_Existing_Food Preparation_Natural Gas_Oven_E5 | F2 | Commercial | Warehouse | Existing | Food Preparation | Natural Gas | Oven | E5 | RVT - Cost of Operation | 0 | 0 | 0 | 0 | 0 | 0 | 0 | 0 | 0 | 0 | 0 | 0 | 0 | 0 | 0 | 0 | 0 | 0 | 0 | 0 | 0 | 0 | 0 | 0 | 0 | 0 | 0 | 0 | 0 | 0 | 0 | 0 | 0
F2_Commercial_Warehouse_Existing_Food Preparation_Natural Gas_Oven_E6 | F2 | Commercial | Warehouse | Existing | Food Preparation | Natural Gas | Oven | E6 | RVT - Cost of Operation | 0 | 0 | 0 | 0 | 0 | 0 | 0 | 0 | 0 | 0 | 0 | 0 | 0 | 0 | 0 | 0 | 0 | 0 | 0 | 0 | 0 | 0 | 0 | 0 | 0 | 0 | 0 | 0 | 0 | 0 | 0 | 0 | 0
F2_Commercial_Warehouse_Existing_Food Preparation_Natural Gas_Oven_E7 | F2 | Commercial | Warehouse | Existing | Food Preparation | Natural Gas | Oven | E7 | RVT - Cost of Operation | 0 | 0 | 0 | 0 | 0 | 0 | 0 | 0 | 0 | 0 | 0 | 0 | 0 | 0 | 0 | 0 | 0 | 0 | 0 | 0 | 0 | 0 | 0 | 0 | 0 | 0 | 0 | 0 | 0 | 0 | 0 | 0 | 0
F2_Commercial_Warehouse_Existing_Food Preparation_Natural Gas_Oven_E8 | F2 | Commercial | Warehouse | Existing | Food Preparation | Natural Gas | Oven | E8 | RVT - Cost of Operation | 0 | 0 | 0 | 0 | 0 | 0 | 0 | 0 | 0 | 0 | 0 | 0 | 0 | 0 | 0 | 0 | 0 | 0 | 0 | 0 | 0 | 0 | 0 | 0 | 0 | 0 | 0 | 0 | 0 | 0 | 0 | 0 | 0
F2_Commercial_Warehouse_Existing_Food Preparation_Natural Gas_Oven_E9 | F2 | Commercial | Warehouse | Existing | Food Preparation | Natural Gas | Oven | E9 | RVT - Cost of Operation | 0 | 0 | 0 | 0 | 0 | 0 | 0 | 0 | 0 | 0 | 0 | 0 | 0 | 0 | 0 | 0 | 0 | 0 | 0 | 0 | 0 | 0 | 0 | 0 | 0 | 0 | 0 | 0 | 0 | 0 | 0 | 0 | 0
F2_Commercial_Warehouse_Existing_Food Preparation_Natural Gas_Oven_E10 | F2 | Commercial | Warehouse | Existing | Food Preparation | Natural Gas | Oven | E10 | RVT - Cost of Operation | 0 | 0 | 0 | 0 | 0 | 0 | 0 | 0 | 0 | 0 | 0 | 0 | 0 | 0 | 0 | 0 | 0 | 0 | 0 | 0 | 0 | 0 | 0 | 0 | 0 | 0 | 0 | 0 | 0 | 0 | 0 | 0 | 0
F3_Commercial_Warehouse_Existing_Food Preparation_Natural Gas_Oven_E1 | F3 | Commercial | Warehouse | Existing | Food Preparation | Natural Gas | Oven | E1 | System - kBTUs of Consumption | 0.0074149 | 0.0074149 | 0.0074149 | 0.0074149 | 0.0074149 | 0.0074149 | 0.0074149 | 0.0074149 | 0.0074149 | 0.0074149 | 0.0074149 | 0.0074149 | 0.0074149 | 0.0074149 | 0.0074149 | 0.0074149 | 0.0074149 | 0.0074149 | 0.0074149 | 0.0074149 | 0.0074149 | 0.0074149 | 0.0074149 | 0.0074149 | 0.0074149 | 0.0074149 | 0.0074149 | 0.0074149 | 0.0074149 | 0.0074149 | 0.0074149 | 0.0074149 | 0.0074149
F3_Commercial_Warehouse_Existing_Food Preparation_Natural Gas_Oven_E2 | F3 | Commercial | Warehouse | Existing | Food Preparation | Natural Gas | Oven | E2 | System - kBTUs of Consumption | 0.0078111 | 0.0078111 | 0.0078111 | 0.0078111 | 0.0078111 | 0.0078111 | 0.0078111 | 0.0078111 | 0.0078111 | 0.0078111 | 0.0078111 | 0.0078111 | 0.0078111 | 0.0078111 | 0.0078111 | 0.0078111 | 0.0078111 | 0.0078111 | 0.0078111 | 0.0078111 | 0.0078111 | 0.0078111 | 0.0078111 | 0.0078111 | 0.0078111 | 0.0078111 | 0.0078111 | 0.0078111 | 0.0078111 | 0.0078111 | 0.0078111 | 0.0078111 | 0.0078111
F3_Commercial_Warehouse_Existing_Food Preparation_Natural Gas_Oven_E3 | F3 | Commercial | Warehouse | Existing | Food Preparation | Natural Gas | Oven | E3 | System - kBTUs of Consumption | 0 | 0 | 0 | 0 | 0 | 0 | 0 | 0 | 0 | 0 | 0 | 0 | 0 | 0 | 0 | 0 | 0 | 0 | 0 | 0 | 0 | 0 | 0 | 0 | 0 | 0 | 0 | 0 | 0 | 0 | 0 | 0 | 0
F3_Commercial_Warehouse_Existing_Food Preparation_Natural Gas_Oven_E4 | F3 | Commercial | Warehouse | Existing | Food Preparation | Natural Gas | Oven | E4 | System - kBTUs of Consumption | 0 | 0 | 0 | 0 | 0 | 0 | 0 | 0 | 0 | 0 | 0 | 0 | 0 | 0 | 0 | 0 | 0 | 0 | 0 | 0 | 0 | 0 | 0 | 0 | 0 | 0 | 0 | 0 | 0 | 0 | 0 | 0 | 0
F3_Commercial_Warehouse_Existing_Food Preparation_Natural Gas_Oven_E5 | F3 | Commercial | Warehouse | Existing | Food Preparation | Natural Gas | Oven | E5 | System - kBTUs of Consumption | 0 | 0 | 0 | 0 | 0 | 0 | 0 | 0 | 0 | 0 | 0 | 0 | 0 | 0 | 0 | 0 | 0 | 0 | 0 | 0 | 0 | 0 | 0 | 0 | 0 | 0 | 0 | 0 | 0 | 0 | 0 | 0 | 0
F3_Commercial_Warehouse_Existing_Food Preparation_Natural Gas_Oven_E6 | F3 | Commercial | Warehouse | Existing | Food Preparation | Natural Gas | Oven | E6 | System - kBTUs of Consumption | 0 | 0 | 0 | 0 | 0 | 0 | 0 | 0 | 0 | 0 | 0 | 0 | 0 | 0 | 0 | 0 | 0 | 0 | 0 | 0 | 0 | 0 | 0 | 0 | 0 | 0 | 0 | 0 | 0 | 0 | 0 | 0 | 0
F3_Commercial_Warehouse_Existing_Food Preparation_Natural Gas_Oven_E7 | F3 | Commercial | Warehouse | Existing | Food Preparation | Natural Gas | Oven | E7 | System - kBTUs of Consumption | 0 | 0 | 0 | 0 | 0 | 0 | 0 | 0 | 0 | 0 | 0 | 0 | 0 | 0 | 0 | 0 | 0 | 0 | 0 | 0 | 0 | 0 | 0 | 0 | 0 | 0 | 0 | 0 | 0 | 0 | 0 | 0 | 0
F3_Commercial_Warehouse_Existing_Food Preparation_Natural Gas_Oven_E8 | F3 | Commercial | Warehouse | Existing | Food Preparation | Natural Gas | Oven | E8 | System - kBTUs of Consumption | 0 | 0 | 0 | 0 | 0 | 0 | 0 | 0 | 0 | 0 | 0 | 0 | 0 | 0 | 0 | 0 | 0 | 0 | 0 | 0 | 0 | 0 | 0 | 0 | 0 | 0 | 0 | 0 | 0 | 0 | 0 | 0 | 0
F3_Commercial_Warehouse_Existing_Food Preparation_Natural Gas_Oven_E9 | F3 | Commercial | Warehouse | Existing | Food Preparation | Natural Gas | Oven | E9 | System - kBTUs of Consumption | 0 | 0 | 0 | 0 | 0 | 0 | 0 | 0 | 0 | 0 | 0 | 0 | 0 | 0 | 0 | 0 | 0 | 0 | 0 | 0 | 0 | 0 | 0 | 0 | 0 | 0 | 0 | 0 | 0 | 0 | 0 | 0 | 0
F3_Commercial_Warehouse_Existing_Food Preparation_Natural Gas_Oven_E10 | F3 | Commercial | Warehouse | Existing | Food Preparation | Natural Gas | Oven | E10 | System - kBTUs of Consumption | 0 | 0 | 0 | 0 | 0 | 0 | 0 | 0 | 0 | 0 | 0 | 0 | 0 | 0 | 0 | 0 | 0 | 0 | 0 | 0 | 0 | 0 | 0 | 0 | 0 | 0 | 0 | 0 | 0 | 0 | 0 | 0 | 0
F4_Commercial_Warehouse_Existing_Food Preparation_Natural Gas_Oven_E1 | F4 | Commercial | Warehouse | Existing | Food Preparation | Natural Gas | Oven | E1 | Utility - Cost of Equipment | 0.011551 | 0.011639 | 0.011737 | 0.011845 | 0.011969 | 0.012111 | 0.012227 | 0.012338 | 0.012451 | 0.012568 | 0.01268 | 0.012783 | 0.012888 | 0.012999 | 0.013121 | 0.01324 | 0.013367 | 0.0135 | 0.01364 | 0.013782 | 0.013925 | 0.014059 | 0.01418 | 0.014286 | 0.014379 | 0.014458 | 0.014513 | 0.014554 | 0.01459 | 0.01462 | 0.01465 | 0.014664 | 0.014664
F4_Commercial_Warehouse_Existing_Food Preparation_Natural Gas_Oven_E2 | F4 | Commercial | Warehouse | Existing | Food Preparation | Natural Gas | Oven | E2 | Utility - Cost of Equipment | 0.010036 | 0.010112 | 0.010198 | 0.010292 | 0.010399 | 0.010523 | 0.010624 | 0.01072 | 0.010818 | 0.01092 | 0.011017 | 0.011107 | 0.011198 | 0.011294 | 0.0114 | 0.011504 | 0.011614 | 0.01173 | 0.011851 | 0.011974 | 0.012099 | 0.012215 | 0.01232 | 0.012413 | 0.012493 | 0.012562 | 0.01261 | 0.012646 | 0.012677 | 0.012703 | 0.012729 | 0.012741 | 0.012741
F4_Commercial_Warehouse_Existing_Food Preparation_Natural Gas_Oven_E3 | F4 | Commercial | Warehouse | Existing | Food Preparation | Natural Gas | Oven | E3 | Utility - Cost of Equipment | 0 | 0 | 0 | 0 | 0 | 0 | 0 | 0 | 0 | 0 | 0 | 0 | 0 | 0 | 0 | 0 | 0 | 0 | 0 | 0 | 0 | 0 | 0 | 0 | 0 | 0 | 0 | 0 | 0 | 0 | 0 | 0 | 0
F4_Commercial_Warehouse_Existing_Food Preparation_Natural Gas_Oven_E4 | F4 | Commercial | Warehouse | Existing | Food Preparation | Natural Gas | Oven | E4 | Utility - Cost of Equipment | 0 | 0 | 0 | 0 | 0 | 0 | 0 | 0 | 0 | 0 | 0 | 0 | 0 | 0 | 0 | 0 | 0 | 0 | 0 | 0 | 0 | 0 | 0 | 0 | 0 | 0 | 0 | 0 | 0 | 0 | 0 | 0 | 0
F4_Commercial_Warehouse_Existing_Food Preparation_Natural Gas_Oven_E5 | F4 | Commercial | Warehouse | Existing | Food Preparation | Natural Gas | Oven | E5 | Utility - Cost of Equipment | 0 | 0 | 0 | 0 | 0 | 0 | 0 | 0 | 0 | 0 | 0 | 0 | 0 | 0 | 0 | 0 | 0 | 0 | 0 | 0 | 0 | 0 | 0 | 0 | 0 | 0 | 0 | 0 | 0 | 0 | 0 | 0 | 0
F4_Commercial_Warehouse_Existing_Food Preparation_Natural Gas_Oven_E6 | F4 | Commercial | Warehouse | Existing | Food Preparation | Natural Gas | Oven | E6 | Utility - Cost of Equipment | 0 | 0 | 0 | 0 | 0 | 0 | 0 | 0 | 0 | 0 | 0 | 0 | 0 | 0 | 0 | 0 | 0 | 0 | 0 | 0 | 0 | 0 | 0 | 0 | 0 | 0 | 0 | 0 | 0 | 0 | 0 | 0 | 0
F4_Commercial_Warehouse_Existing_Food Preparation_Natural Gas_Oven_E7 | F4 | Commercial | Warehouse | Existing | Food Preparation | Natural Gas | Oven | E7 | Utility - Cost of Equipment | 0 | 0 | 0 | 0 | 0 | 0 | 0 | 0 | 0 | 0 | 0 | 0 | 0 | 0 | 0 | 0 | 0 | 0 | 0 | 0 | 0 | 0 | 0 | 0 | 0 | 0 | 0 | 0 | 0 | 0 | 0 | 0 | 0
F4_Commercial_Warehouse_Existing_Food Preparation_Natural Gas_Oven_E8 | F4 | Commercial | Warehouse | Existing | Food Preparation | Natural Gas | Oven | E8 | Utility - Cost of Equipment | 0 | 0 | 0 | 0 | 0 | 0 | 0 | 0 | 0 | 0 | 0 | 0 | 0 | 0 | 0 | 0 | 0 | 0 | 0 | 0 | 0 | 0 | 0 | 0 | 0 | 0 | 0 | 0 | 0 | 0 | 0 | 0 | 0
F4_Commercial_Warehouse_Existing_Food Preparation_Natural Gas_Oven_E9 | F4 | Commercial | Warehouse | Existing | Food Preparation | Natural Gas | Oven | E9 | Utility - Cost of Equipment | 0 | 0 | 0 | 0 | 0 | 0 | 0 | 0 | 0 | 0 | 0 | 0 | 0 | 0 | 0 | 0 | 0 | 0 | 0 | 0 | 0 | 0 | 0 | 0 | 0 | 0 | 0 | 0 | 0 | 0 | 0 | 0 | 0
F4_Commercial_Warehouse_Existing_Food Preparation_Natural Gas_Oven_E10 | F4 | Commercial | Warehouse | Existing | Food Preparation | Natural Gas | Oven | E10 | Utility - Cost of Equipment | 0 | 0 | 0 | 0 | 0 | 0 | 0 | 0 | 0 | 0 | 0 | 0 | 0 | 0 | 0 | 0 | 0 | 0 | 0 | 0 | 0 | 0 | 0 | 0 | 0 | 0 | 0 | 0 | 0 | 0 | 0 | 0 | 0
F5_Commercial_Warehouse_Existing_Food Preparation_Natural Gas_Oven_E1 | F5 | Commercial | Warehouse | Existing | Food Preparation | Natural Gas | Oven | E1 | Utility - Cost of Operation | 0.0074149 | 0.0074149 | 0.0074149 | 0.0074149 | 0.0074149 | 0.0074149 | 0.0074149 | 0.0074149 | 0.0074149 | 0.0074149 | 0.0074149 | 0.0074149 | 0.0074149 | 0.0074149 | 0.0074149 | 0.0074149 | 0.0074149 | 0.0074149 | 0.0074149 | 0.0074149 | 0.0074149 | 0.0074149 | 0.0074149 | 0.0074149 | 0.0074149 | 0.0074149 | 0.0074149 | 0.0074149 | 0.0074149 | 0.0074149 | 0.0074149 | 0.0074149 | 0.0074149
F5_Commercial_Warehouse_Existing_Food Preparation_Natural Gas_Oven_E2 | F5 | Commercial | Warehouse | Existing | Food Preparation | Natural Gas | Oven | E2 | Utility - Cost of Operation | 0.0078111 | 0.0078111 | 0.0078111 | 0.0078111 | 0.0078111 | 0.0078111 | 0.0078111 | 0.0078111 | 0.0078111 | 0.0078111 | 0.0078111 | 0.0078111 | 0.0078111 | 0.0078111 | 0.0078111 | 0.0078111 | 0.0078111 | 0.0078111 | 0.0078111 | 0.0078111 | 0.0078111 | 0.0078111 | 0.0078111 | 0.0078111 | 0.0078111 | 0.0078111 | 0.0078111 | 0.0078111 | 0.0078111 | 0.0078111 | 0.0078111 | 0.0078111 | 0.0078111
F5_Commercial_Warehouse_Existing_Food Preparation_Natural Gas_Oven_E3 | F5 | Commercial | Warehouse | Existing | Food Preparation | Natural Gas | Oven | E3 | Utility - Cost of Operation | 0 | 0 | 0 | 0 | 0 | 0 | 0 | 0 | 0 | 0 | 0 | 0 | 0 | 0 | 0 | 0 | 0 | 0 | 0 | 0 | 0 | 0 | 0 | 0 | 0 | 0 | 0 | 0 | 0 | 0 | 0 | 0 | 0
F5_Commercial_Warehouse_Existing_Food Preparation_Natural Gas_Oven_E4 | F5 | Commercial | Warehouse | Existing | Food Preparation | Natural Gas | Oven | E4 | Utility - Cost of Operation | 0 | 0 | 0 | 0 | 0 | 0 | 0 | 0 | 0 | 0 | 0 | 0 | 0 | 0 | 0 | 0 | 0 | 0 | 0 | 0 | 0 | 0 | 0 | 0 | 0 | 0 | 0 | 0 | 0 | 0 | 0 | 0 | 0
F5_Commercial_Warehouse_Existing_Food Preparation_Natural Gas_Oven_E5 | F5 | Commercial | Warehouse | Existing | Food Preparation | Natural Gas | Oven | E5 | Utility - Cost of Operation | 0 | 0 | 0 | 0 | 0 | 0 | 0 | 0 | 0 | 0 | 0 | 0 | 0 | 0 | 0 | 0 | 0 | 0 | 0 | 0 | 0 | 0 | 0 | 0 | 0 | 0 | 0 | 0 | 0 | 0 | 0 | 0 | 0
F5_Commercial_Warehouse_Existing_Food Preparation_Natural Gas_Oven_E6 | F5 | Commercial | Warehouse | Existing | Food Preparation | Natural Gas | Oven | E6 | Utility - Cost of Operation | 0 | 0 | 0 | 0 | 0 | 0 | 0 | 0 | 0 | 0 | 0 | 0 | 0 | 0 | 0 | 0 | 0 | 0 | 0 | 0 | 0 | 0 | 0 | 0 | 0 | 0 | 0 | 0 | 0 | 0 | 0 | 0 | 0
F5_Commercial_Warehouse_Existing_Food Preparation_Natural Gas_Oven_E7 | F5 | Commercial | Warehouse | Existing | Food Preparation | Natural Gas | Oven | E7 | Utility - Cost of Operation | 0 | 0 | 0 | 0 | 0 | 0 | 0 | 0 | 0 | 0 | 0 | 0 | 0 | 0 | 0 | 0 | 0 | 0 | 0 | 0 | 0 | 0 | 0 | 0 | 0 | 0 | 0 | 0 | 0 | 0 | 0 | 0 | 0
F5_Commercial_Warehouse_Existing_Food Preparation_Natural Gas_Oven_E8 | F5 | Commercial | Warehouse | Existing | Food Preparation | Natural Gas | Oven | E8 | Utility - Cost of Operation | 0 | 0 | 0 | 0 | 0 | 0 | 0 | 0 | 0 | 0 | 0 | 0 | 0 | 0 | 0 | 0 | 0 | 0 | 0 | 0 | 0 | 0 | 0 | 0 | 0 | 0 | 0 | 0 | 0 | 0 | 0 | 0 | 0
F5_Commercial_Warehouse_Existing_Food Preparation_Natural Gas_Oven_E9 | F5 | Commercial | Warehouse | Existing | Food Preparation | Natural Gas | Oven | E9 | Utility - Cost of Operation | 0 | 0 | 0 | 0 | 0 | 0 | 0 | 0 | 0 | 0 | 0 | 0 | 0 | 0 | 0 | 0 | 0 | 0 | 0 | 0 | 0 | 0 | 0 | 0 | 0 | 0 | 0 | 0 | 0 | 0 | 0 | 0 | 0
F5_Commercial_Warehouse_Existing_Food Preparation_Natural Gas_Oven_E10 | F5 | Commercial | Warehouse | Existing | Food Preparation | Natural Gas | Oven | E10 | Utility - Cost of Operation | 0 | 0 | 0 | 0 | 0 | 0 | 0 | 0 | 0 | 0 | 0 | 0 | 0 | 0 | 0 | 0 | 0 | 0 | 0 | 0 | 0 | 0 | 0 | 0 | 0 | 0 | 0 | 0 | 0 | 0 | 0 | 0 | 0
F6_Commercial_Warehouse_Existing_Food Preparation_Natural Gas_Oven_E1 | F6 | Commercial | Warehouse | Existing | Food Preparation | Natural Gas | Oven | E1 | Utility - Value of Sales | 0.0068409 | 0.0068409 | 0.0068409 | 0.0068409 | 0.0068409 | 0.0068409 | 0.0068409 | 0.0068409 | 0.0068409 | 0.0068409 | 0.0068409 | 0.0068409 | 0.0068409 | 0.0068409 | 0.0068409 | 0.0068409 | 0.0068409 | 0.0068409 | 0.0068409 | 0.0068409 | 0.0068409 | 0.0068409 | 0.0068409 | 0.0068409 | 0.0068409 | 0.0068409 | 0.0068409 | 0.0068409 | 0.0068409 | 0.0068409 | 0.0068409 | 0.0068409 | 0.0068409
F6_Commercial_Warehouse_Existing_Food Preparation_Natural Gas_Oven_E2 | F6 | Commercial | Warehouse | Existing | Food Preparation | Natural Gas | Oven | E2 | Utility - Value of Sales | 0.0059437 | 0.0059437 | 0.0059437 | 0.0059437 | 0.0059437 | 0.0059437 | 0.0059437 | 0.0059437 | 0.0059437 | 0.0059437 | 0.0059437 | 0.0059437 | 0.0059437 | 0.0059437 | 0.0059437 | 0.0059437 | 0.0059437 | 0.0059437 | 0.0059437 | 0.0059437 | 0.0059437 | 0.0059437 | 0.0059437 | 0.0059437 | 0.0059437 | 0.0059437 | 0.0059437 | 0.0059437 | 0.0059437 | 0.0059437 | 0.0059437 | 0.0059437 | 0.0059437
F6_Commercial_Warehouse_Existing_Food Preparation_Natural Gas_Oven_E3 | F6 | Commercial | Warehouse | Existing | Food Preparation | Natural Gas | Oven | E3 | Utility - Value of Sales | 0 | 0 | 0 | 0 | 0 | 0 | 0 | 0 | 0 | 0 | 0 | 0 | 0 | 0 | 0 | 0 | 0 | 0 | 0 | 0 | 0 | 0 | 0 | 0 | 0 | 0 | 0 | 0 | 0 | 0 | 0 | 0 | 0
F6_Commercial_Warehouse_Existing_Food Preparation_Natural Gas_Oven_E4 | F6 | Commercial | Warehouse | Existing | Food Preparation | Natural Gas | Oven | E4 | Utility - Value of Sales | 0 | 0 | 0 | 0 | 0 | 0 | 0 | 0 | 0 | 0 | 0 | 0 | 0 | 0 | 0 | 0 | 0 | 0 | 0 | 0 | 0 | 0 | 0 | 0 | 0 | 0 | 0 | 0 | 0 | 0 | 0 | 0 | 0
F6_Commercial_Warehouse_Existing_Food Preparation_Natural Gas_Oven_E5 | F6 | Commercial | Warehouse | Existing | Food Preparation | Natural Gas | Oven | E5 | Utility - Value of Sales | 0 | 0 | 0 | 0 | 0 | 0 | 0 | 0 | 0 | 0 | 0 | 0 | 0 | 0 | 0 | 0 | 0 | 0 | 0 | 0 | 0 | 0 | 0 | 0 | 0 | 0 | 0 | 0 | 0 | 0 | 0 | 0 | 0
F6_Commercial_Warehouse_Existing_Food Preparation_Natural Gas_Oven_E6 | F6 | Commercial | Warehouse | Existing | Food Preparation | Natural Gas | Oven | E6 | Utility - Value of Sales | 0 | 0 | 0 | 0 | 0 | 0 | 0 | 0 | 0 | 0 | 0 | 0 | 0 | 0 | 0 | 0 | 0 | 0 | 0 | 0 | 0 | 0 | 0 | 0 | 0 | 0 | 0 | 0 | 0 | 0 | 0 | 0 | 0
F6_Commercial_Warehouse_Existing_Food Preparation_Natural Gas_Oven_E7 | F6 | Commercial | Warehouse | Existing | Food Preparation | Natural Gas | Oven | E7 | Utility - Value of Sales | 0 | 0 | 0 | 0 | 0 | 0 | 0 | 0 | 0 | 0 | 0 | 0 | 0 | 0 | 0 | 0 | 0 | 0 | 0 | 0 | 0 | 0 | 0 | 0 | 0 | 0 | 0 | 0 | 0 | 0 | 0 | 0 | 0
F6_Commercial_Warehouse_Existing_Food Preparation_Natural Gas_Oven_E8 | F6 | Commercial | Warehouse | Existing | Food Preparation | Natural Gas | Oven | E8 | Utility - Value of Sales | 0 | 0 | 0 | 0 | 0 | 0 | 0 | 0 | 0 | 0 | 0 | 0 | 0 | 0 | 0 | 0 | 0 | 0 | 0 | 0 | 0 | 0 | 0 | 0 | 0 | 0 | 0 | 0 | 0 | 0 | 0 | 0 | 0
F6_Commercial_Warehouse_Existing_Food Preparation_Natural Gas_Oven_E9 | F6 | Commercial | Warehouse | Existing | Food Preparation | Natural Gas | Oven | E9 | Utility - Value of Sales | 0 | 0 | 0 | 0 | 0 | 0 | 0 | 0 | 0 | 0 | 0 | 0 | 0 | 0 | 0 | 0 | 0 | 0 | 0 | 0 | 0 | 0 | 0 | 0 | 0 | 0 | 0 | 0 | 0 | 0 | 0 | 0 | 0
F6_Commercial_Warehouse_Existing_Food Preparation_Natural Gas_Oven_E10 | F6 | Commercial | Warehouse | Existing | Food Preparation | Natural Gas | Oven | E10 | Utility - Value of Sales | 0 | 0 | 0 | 0 | 0 | 0 | 0 | 0 | 0 | 0 | 0 | 0 | 0 | 0 | 0 | 0 | 0 | 0 | 0 | 0 | 0 | 0 | 0 | 0 | 0 | 0 | 0 | 0 | 0 | 0 | 0 | 0 | 0
F1_Commercial_Warehouse_Existing_Food Preparation_Natural Gas_Conveyor Oven_E1 | F1 | Commercial | Warehouse | Existing | Food Preparation | Natural Gas | Conveyor Oven | E1 | RVT - Cost of Equipment | 0.018092 | 0.018224 | 0.018367 | 0.018524 | 0.018704 | 0.018912 | 0.019096 | 0.019281 | 0.019472 | 0.019672 | 0.019863 | 0.02004 | 0.020214 | 0.020387 | 0.020568 | 0.02074 | 0.020917 | 0.021099 | 0.021282 | 0.021463 | 0.021642 | 0.021805 | 0.02195 | 0.022079 | 0.02219 | 0.022285 | 0.022351 | 0.022401 | 0.022444 | 0.02248 | 0.022516 | 0.022532 | 0.022532
F1_Commercial_Warehouse_Existing_Food Preparation_Natural Gas_Conveyor Oven_E2 | F1 | Commercial | Warehouse | Existing | Food Preparation | Natural Gas | Conveyor Oven | E2 | RVT - Cost of Equipment | 0.013753 | 0.013853 | 0.013962 | 0.014081 | 0.014218 | 0.014376 | 0.014516 | 0.014656 | 0.014802 | 0.014954 | 0.015099 | 0.015234 | 0.015366 | 0.015497 | 0.015635 | 0.015765 | 0.0159 | 0.016038 | 0.016177 | 0.016315 | 0.016451 | 0.016575 | 0.016685 | 0.016783 | 0.016868 | 0.01694 | 0.016991 | 0.017028 | 0.017061 | 0.017088 | 0.017116 | 0.017128 | 0.017128
F1_Commercial_Warehouse_Existing_Food Preparation_Natural Gas_Conveyor Oven_E3 | F1 | Commercial | Warehouse | Existing | Food Preparation | Natural Gas | Conveyor Oven | E3 | RVT - Cost of Equipment | 0 | 0 | 0 | 0 | 0 | 0 | 0 | 0 | 0 | 0 | 0 | 0 | 0 | 0 | 0 | 0 | 0 | 0 | 0 | 0 | 0 | 0 | 0 | 0 | 0 | 0 | 0 | 0 | 0 | 0 | 0 | 0 | 0
F1_Commercial_Warehouse_Existing_Food Preparation_Natural Gas_Conveyor Oven_E4 | F1 | Commercial | Warehouse | Existing | Food Preparation | Natural Gas | Conveyor Oven | E4 | RVT - Cost of Equipment | 0 | 0 | 0 | 0 | 0 | 0 | 0 | 0 | 0 | 0 | 0 | 0 | 0 | 0 | 0 | 0 | 0 | 0 | 0 | 0 | 0 | 0 | 0 | 0 | 0 | 0 | 0 | 0 | 0 | 0 | 0 | 0 | 0
F1_Commercial_Warehouse_Existing_Food Preparation_Natural Gas_Conveyor Oven_E5 | F1 | Commercial | Warehouse | Existing | Food Preparation | Natural Gas | Conveyor Oven | E5 | RVT - Cost of Equipment | 0 | 0 | 0 | 0 | 0 | 0 | 0 | 0 | 0 | 0 | 0 | 0 | 0 | 0 | 0 | 0 | 0 | 0 | 0 | 0 | 0 | 0 | 0 | 0 | 0 | 0 | 0 | 0 | 0 | 0 | 0 | 0 | 0
F1_Commercial_Warehouse_Existing_Food Preparation_Natural Gas_Conveyor Oven_E6 | F1 | Commercial | Warehouse | Existing | Food Preparation | Natural Gas | Conveyor Oven | E6 | RVT - Cost of Equipment | 0 | 0 | 0 | 0 | 0 | 0 | 0 | 0 | 0 | 0 | 0 | 0 | 0 | 0 | 0 | 0 | 0 | 0 | 0 | 0 | 0 | 0 | 0 | 0 | 0 | 0 | 0 | 0 | 0 | 0 | 0 | 0 | 0
F1_Commercial_Warehouse_Existing_Food Preparation_Natural Gas_Conveyor Oven_E7 | F1 | Commercial | Warehouse | Existing | Food Preparation | Natural Gas | Conveyor Oven | E7 | RVT - Cost of Equipment | 0 | 0 | 0 | 0 | 0 | 0 | 0 | 0 | 0 | 0 | 0 | 0 | 0 | 0 | 0 | 0 | 0 | 0 | 0 | 0 | 0 | 0 | 0 | 0 | 0 | 0 | 0 | 0 | 0 | 0 | 0 | 0 | 0
F1_Commercial_Warehouse_Existing_Food Preparation_Natural Gas_Conveyor Oven_E8 | F1 | Commercial | Warehouse | Existing | Food Preparation | Natural Gas | Conveyor Oven | E8 | RVT - Cost of Equipment | 0 | 0 | 0 | 0 | 0 | 0 | 0 | 0 | 0 | 0 | 0 | 0 | 0 | 0 | 0 | 0 | 0 | 0 | 0 | 0 | 0 | 0 | 0 | 0 | 0 | 0 | 0 | 0 | 0 | 0 | 0 | 0 | 0
F1_Commercial_Warehouse_Existing_Food Preparation_Natural Gas_Conveyor Oven_E9 | F1 | Commercial | Warehouse | Existing | Food Preparation | Natural Gas | Conveyor Oven | E9 | RVT - Cost of Equipment | 0 | 0 | 0 | 0 | 0 | 0 | 0 | 0 | 0 | 0 | 0 | 0 | 0 | 0 | 0 | 0 | 0 | 0 | 0 | 0 | 0 | 0 | 0 | 0 | 0 | 0 | 0 | 0 | 0 | 0 | 0 | 0 | 0
F1_Commercial_Warehouse_Existing_Food Preparation_Natural Gas_Conveyor Oven_E10 | F1 | Commercial | Warehouse | Existing | Food Preparation | Natural Gas | Conveyor Oven | E10 | RVT - Cost of Equipment | 0 | 0 | 0 | 0 | 0 | 0 | 0 | 0 | 0 | 0 | 0 | 0 | 0 | 0 | 0 | 0 | 0 | 0 | 0 | 0 | 0 | 0 | 0 | 0 | 0 | 0 | 0 | 0 | 0 | 0 | 0 | 0 | 0
F2_Commercial_Warehouse_Existing_Food Preparation_Natural Gas_Conveyor Oven_E1 | F2 | Commercial | Warehouse | Existing | Food Preparation | Natural Gas | Conveyor Oven | E1 | RVT - Cost of Operation | 0.021676 | 0.021834 | 0.022005 | 0.022193 | 0.022409 | 0.022658 | 0.022878 | 0.0231 | 0.023329 | 0.023568 | 0.023798 | 0.02401 | 0.024217 | 0.024425 | 0.024641 | 0.024848 | 0.02506 | 0.025278 | 0.025497 | 0.025714 | 0.025928 | 0.026123 | 0.026298 | 0.026452 | 0.026585 | 0.026699 | 0.026779 | 0.026838 | 0.026889 | 0.026933 | 0.026976 | 0.026995 | 0.026995
F2_Commercial_Warehouse_Existing_Food Preparation_Natural Gas_Conveyor Oven_E2 | F2 | Commercial | Warehouse | Existing | Food Preparation | Natural Gas | Conveyor Oven | E2 | RVT - Cost of Operation | 0.016477 | 0.016597 | 0.016727 | 0.016871 | 0.017034 | 0.017224 | 0.017391 | 0.017559 | 0.017734 | 0.017915 | 0.01809 | 0.018251 | 0.018409 | 0.018567 | 0.018731 | 0.018888 | 0.019049 | 0.019215 | 0.019382 | 0.019547 | 0.019709 | 0.019858 | 0.01999 | 0.020107 | 0.020208 | 0.020295 | 0.020356 | 0.020401 | 0.02044 | 0.020473 | 0.020506 | 0.02052 | 0.02052
F2_Commercial_Warehouse_Existing_Food Preparation_Natural Gas_Conveyor Oven_E3 | F2 | Commercial | Warehouse | Existing | Food Preparation | Natural Gas | Conveyor Oven | E3 | RVT - Cost of Operation | 0 | 0 | 0 | 0 | 0 | 0 | 0 | 0 | 0 | 0 | 0 | 0 | 0 | 0 | 0 | 0 | 0 | 0 | 0 | 0 | 0 | 0 | 0 | 0 | 0 | 0 | 0 | 0 | 0 | 0 | 0 | 0 | 0
F2_Commercial_Warehouse_Existing_Food Preparation_Natural Gas_Conveyor Oven_E4 | F2 | Commercial | Warehouse | Existing | Food Preparation | Natural Gas | Conveyor Oven | E4 | RVT - Cost of Operation | 0 | 0 | 0 | 0 | 0 | 0 | 0 | 0 | 0 | 0 | 0 | 0 | 0 | 0 | 0 | 0 | 0 | 0 | 0 | 0 | 0 | 0 | 0 | 0 | 0 | 0 | 0 | 0 | 0 | 0 | 0 | 0 | 0
F2_Commercial_Warehouse_Existing_Food Preparation_Natural Gas_Conveyor Oven_E5 | F2 | Commercial | Warehouse | Existing | Food Preparation | Natural Gas | Conveyor Oven | E5 | RVT - Cost of Operation | 0 | 0 | 0 | 0 | 0 | 0 | 0 | 0 | 0 | 0 | 0 | 0 | 0 | 0 | 0 | 0 | 0 | 0 | 0 | 0 | 0 | 0 | 0 | 0 | 0 | 0 | 0 | 0 | 0 | 0 | 0 | 0 | 0
F2_Commercial_Warehouse_Existing_Food Preparation_Natural Gas_Conveyor Oven_E6 | F2 | Commercial | Warehouse | Existing | Food Preparation | Natural Gas | Conveyor Oven | E6 | RVT - Cost of Operation | 0 | 0 | 0 | 0 | 0 | 0 | 0 | 0 | 0 | 0 | 0 | 0 | 0 | 0 | 0 | 0 | 0 | 0 | 0 | 0 | 0 | 0 | 0 | 0 | 0 | 0 | 0 | 0 | 0 | 0 | 0 | 0 | 0
F2_Commercial_Warehouse_Existing_Food Preparation_Natural Gas_Conveyor Oven_E7 | F2 | Commercial | Warehouse | Existing | Food Preparation | Natural Gas | Conveyor Oven | E7 | RVT - Cost of Operation | 0 | 0 | 0 | 0 | 0 | 0 | 0 | 0 | 0 | 0 | 0 | 0 | 0 | 0 | 0 | 0 | 0 | 0 | 0 | 0 | 0 | 0 | 0 | 0 | 0 | 0 | 0 | 0 | 0 | 0 | 0 | 0 | 0
F2_Commercial_Warehouse_Existing_Food Preparation_Natural Gas_Conveyor Oven_E8 | F2 | Commercial | Warehouse | Existing | Food Preparation | Natural Gas | Conveyor Oven | E8 | RVT - Cost of Operation | 0 | 0 | 0 | 0 | 0 | 0 | 0 | 0 | 0 | 0 | 0 | 0 | 0 | 0 | 0 | 0 | 0 | 0 | 0 | 0 | 0 | 0 | 0 | 0 | 0 | 0 | 0 | 0 | 0 | 0 | 0 | 0 | 0
F2_Commercial_Warehouse_Existing_Food Preparation_Natural Gas_Conveyor Oven_E9 | F2 | Commercial | Warehouse | Existing | Food Preparation | Natural Gas | Conveyor Oven | E9 | RVT - Cost of Operation | 0 | 0 | 0 | 0 | 0 | 0 | 0 | 0 | 0 | 0 | 0 | 0 | 0 | 0 | 0 | 0 | 0 | 0 | 0 | 0 | 0 | 0 | 0 | 0 | 0 | 0 | 0 | 0 | 0 | 0 | 0 | 0 | 0
F2_Commercial_Warehouse_Existing_Food Preparation_Natural Gas_Conveyor Oven_E10 | F2 | Commercial | Warehouse | Existing | Food Preparation | Natural Gas | Conveyor Oven | E10 | RVT - Cost of Operation | 0 | 0 | 0 | 0 | 0 | 0 | 0 | 0 | 0 | 0 | 0 | 0 | 0 | 0 | 0 | 0 | 0 | 0 | 0 | 0 | 0 | 0 | 0 | 0 | 0 | 0 | 0 | 0 | 0 | 0 | 0 | 0 | 0
F3_Commercial_Warehouse_Existing_Food Preparation_Natural Gas_Conveyor Oven_E1 | F3 | Commercial | Warehouse | Existing | Food Preparation | Natural Gas | Conveyor Oven | E1 | System - kBTUs of Consumption | 0.0040771 | 0.0040771 | 0.0040771 | 0.0040771 | 0.0040771 | 0.0040771 | 0.0040771 | 0.0040771 | 0.0040771 | 0.0040771 | 0.0040771 | 0.0040771 | 0.0040771 | 0.0040771 | 0.0040771 | 0.0040771 | 0.0040771 | 0.0040771 | 0.0040771 | 0.0040771 | 0.0040771 | 0.0040771 | 0.0040771 | 0.0040771 | 0.0040771 | 0.0040771 | 0.0040771 | 0.0040771 | 0.0040771 | 0.0040771 | 0.0040771 | 0.0040771 | 0.0040771
F3_Commercial_Warehouse_Existing_Food Preparation_Natural Gas_Conveyor Oven_E2 | F3 | Commercial | Warehouse | Existing | Food Preparation | Natural Gas | Conveyor Oven | E2 | System - kBTUs of Consumption | 0.0049705 | 0.0049705 | 0.0049705 | 0.0049705 | 0.0049705 | 0.0049705 | 0.0049705 | 0.0049705 | 0.0049705 | 0.0049705 | 0.0049705 | 0.0049705 | 0.0049705 | 0.0049705 | 0.0049705 | 0.0049705 | 0.0049705 | 0.0049705 | 0.0049705 | 0.0049705 | 0.0049705 | 0.0049705 | 0.0049705 | 0.0049705 | 0.0049705 | 0.0049705 | 0.0049705 | 0.0049705 | 0.0049705 | 0.0049705 | 0.0049705 | 0.0049705 | 0.0049705
F3_Commercial_Warehouse_Existing_Food Preparation_Natural Gas_Conveyor Oven_E3 | F3 | Commercial | Warehouse | Existing | Food Preparation | Natural Gas | Conveyor Oven | E3 | System - kBTUs of Consumption | 0 | 0 | 0 | 0 | 0 | 0 | 0 | 0 | 0 | 0 | 0 | 0 | 0 | 0 | 0 | 0 | 0 | 0 | 0 | 0 | 0 | 0 | 0 | 0 | 0 | 0 | 0 | 0 | 0 | 0 | 0 | 0 | 0
F3_Commercial_Warehouse_Existing_Food Preparation_Natural Gas_Conveyor Oven_E4 | F3 | Commercial | Warehouse | Existing | Food Preparation | Natural Gas | Conveyor Oven | E4 | System - kBTUs of Consumption | 0 | 0 | 0 | 0 | 0 | 0 | 0 | 0 | 0 | 0 | 0 | 0 | 0 | 0 | 0 | 0 | 0 | 0 | 0 | 0 | 0 | 0 | 0 | 0 | 0 | 0 | 0 | 0 | 0 | 0 | 0 | 0 | 0
F3_Commercial_Warehouse_Existing_Food Preparation_Natural Gas_Conveyor Oven_E5 | F3 | Commercial | Warehouse | Existing | Food Preparation | Natural Gas | Conveyor Oven | E5 | System - kBTUs of Consumption | 0 | 0 | 0 | 0 | 0 | 0 | 0 | 0 | 0 | 0 | 0 | 0 | 0 | 0 | 0 | 0 | 0 | 0 | 0 | 0 | 0 | 0 | 0 | 0 | 0 | 0 | 0 | 0 | 0 | 0 | 0 | 0 | 0
F3_Commercial_Warehouse_Existing_Food Preparation_Natural Gas_Conveyor Oven_E6 | F3 | Commercial | Warehouse | Existing | Food Preparation | Natural Gas | Conveyor Oven | E6 | System - kBTUs of Consumption | 0 | 0 | 0 | 0 | 0 | 0 | 0 | 0 | 0 | 0 | 0 | 0 | 0 | 0 | 0 | 0 | 0 | 0 | 0 | 0 | 0 | 0 | 0 | 0 | 0 | 0 | 0 | 0 | 0 | 0 | 0 | 0 | 0
F3_Commercial_Warehouse_Existing_Food Preparation_Natural Gas_Conveyor Oven_E7 | F3 | Commercial | Warehouse | Existing | Food Preparation | Natural Gas | Conveyor Oven | E7 | System - kBTUs of Consumption | 0 | 0 | 0 | 0 | 0 | 0 | 0 | 0 | 0 | 0 | 0 | 0 | 0 | 0 | 0 | 0 | 0 | 0 | 0 | 0 | 0 | 0 | 0 | 0 | 0 | 0 | 0 | 0 | 0 | 0 | 0 | 0 | 0
F3_Commercial_Warehouse_Existing_Food Preparation_Natural Gas_Conveyor Oven_E8 | F3 | Commercial | Warehouse | Existing | Food Preparation | Natural Gas | Conveyor Oven | E8 | System - kBTUs of Consumption | 0 | 0 | 0 | 0 | 0 | 0 | 0 | 0 | 0 | 0 | 0 | 0 | 0 | 0 | 0 | 0 | 0 | 0 | 0 | 0 | 0 | 0 | 0 | 0 | 0 | 0 | 0 | 0 | 0 | 0 | 0 | 0 | 0
F3_Commercial_Warehouse_Existing_Food Preparation_Natural Gas_Conveyor Oven_E9 | F3 | Commercial | Warehouse | Existing | Food Preparation | Natural Gas | Conveyor Oven | E9 | System - kBTUs of Consumption | 0 | 0 | 0 | 0 | 0 | 0 | 0 | 0 | 0 | 0 | 0 | 0 | 0 | 0 | 0 | 0 | 0 | 0 | 0 | 0 | 0 | 0 | 0 | 0 | 0 | 0 | 0 | 0 | 0 | 0 | 0 | 0 | 0
F3_Commercial_Warehouse_Existing_Food Preparation_Natural Gas_Conveyor Oven_E10 | F3 | Commercial | Warehouse | Existing | Food Preparation | Natural Gas | Conveyor Oven | E10 | System - kBTUs of Consumption | 0 | 0 | 0 | 0 | 0 | 0 | 0 | 0 | 0 | 0 | 0 | 0 | 0 | 0 | 0 | 0 | 0 | 0 | 0 | 0 | 0 | 0 | 0 | 0 | 0 | 0 | 0 | 0 | 0 | 0 | 0 | 0 | 0
F4_Commercial_Warehouse_Existing_Food Preparation_Natural Gas_Conveyor Oven_E1 | F4 | Commercial | Warehouse | Existing | Food Preparation | Natural Gas | Conveyor Oven | E1 | Utility - Cost of Equipment | 0.021676 | 0.021834 | 0.022005 | 0.022193 | 0.022409 | 0.022658 | 0.022878 | 0.0231 | 0.023329 | 0.023568 | 0.023798 | 0.02401 | 0.024217 | 0.024425 | 0.024641 | 0.024848 | 0.02506 | 0.025278 | 0.025497 | 0.025714 | 0.025928 | 0.026123 | 0.026298 | 0.026452 | 0.026585 | 0.026699 | 0.026779 | 0.026838 | 0.026889 | 0.026933 | 0.026976 | 0.026995 | 0.026995
F4_Commercial_Warehouse_Existing_Food Preparation_Natural Gas_Conveyor Oven_E2 | F4 | Commercial | Warehouse | Existing | Food Preparation | Natural Gas | Conveyor Oven | E2 | Utility - Cost of Equipment | 0.016477 | 0.016597 | 0.016727 | 0.016871 | 0.017034 | 0.017224 | 0.017391 | 0.017559 | 0.017734 | 0.017915 | 0.01809 | 0.018251 | 0.018409 | 0.018567 | 0.018731 | 0.018888 | 0.019049 | 0.019215 | 0.019382 | 0.019547 | 0.019709 | 0.019858 | 0.01999 | 0.020107 | 0.020208 | 0.020295 | 0.020356 | 0.020401 | 0.02044 | 0.020473 | 0.020506 | 0.02052 | 0.02052
F4_Commercial_Warehouse_Existing_Food Preparation_Natural Gas_Conveyor Oven_E3 | F4 | Commercial | Warehouse | Existing | Food Preparation | Natural Gas | Conveyor Oven | E3 | Utility - Cost of Equipment | 0 | 0 | 0 | 0 | 0 | 0 | 0 | 0 | 0 | 0 | 0 | 0 | 0 | 0 | 0 | 0 | 0 | 0 | 0 | 0 | 0 | 0 | 0 | 0 | 0 | 0 | 0 | 0 | 0 | 0 | 0 | 0 | 0
F4_Commercial_Warehouse_Existing_Food Preparation_Natural Gas_Conveyor Oven_E4 | F4 | Commercial | Warehouse | Existing | Food Preparation | Natural Gas | Conveyor Oven | E4 | Utility - Cost of Equipment | 0 | 0 | 0 | 0 | 0 | 0 | 0 | 0 | 0 | 0 | 0 | 0 | 0 | 0 | 0 | 0 | 0 | 0 | 0 | 0 | 0 | 0 | 0 | 0 | 0 | 0 | 0 | 0 | 0 | 0 | 0 | 0 | 0
F4_Commercial_Warehouse_Existing_Food Preparation_Natural Gas_Conveyor Oven_E5 | F4 | Commercial | Warehouse | Existing | Food Preparation | Natural Gas | Conveyor Oven | E5 | Utility - Cost of Equipment | 0 | 0 | 0 | 0 | 0 | 0 | 0 | 0 | 0 | 0 | 0 | 0 | 0 | 0 | 0 | 0 | 0 | 0 | 0 | 0 | 0 | 0 | 0 | 0 | 0 | 0 | 0 | 0 | 0 | 0 | 0 | 0 | 0
F4_Commercial_Warehouse_Existing_Food Preparation_Natural Gas_Conveyor Oven_E6 | F4 | Commercial | Warehouse | Existing | Food Preparation | Natural Gas | Conveyor Oven | E6 | Utility - Cost of Equipment | 0 | 0 | 0 | 0 | 0 | 0 | 0 | 0 | 0 | 0 | 0 | 0 | 0 | 0 | 0 | 0 | 0 | 0 | 0 | 0 | 0 | 0 | 0 | 0 | 0 | 0 | 0 | 0 | 0 | 0 | 0 | 0 | 0
F4_Commercial_Warehouse_Existing_Food Preparation_Natural Gas_Conveyor Oven_E7 | F4 | Commercial | Warehouse | Existing | Food Preparation | Natural Gas | Conveyor Oven | E7 | Utility - Cost of Equipment | 0 | 0 | 0 | 0 | 0 | 0 | 0 | 0 | 0 | 0 | 0 | 0 | 0 | 0 | 0 | 0 | 0 | 0 | 0 | 0 | 0 | 0 | 0 | 0 | 0 | 0 | 0 | 0 | 0 | 0 | 0 | 0 | 0
F4_Commercial_Warehouse_Existing_Food Preparation_Natural Gas_Conveyor Oven_E8 | F4 | Commercial | Warehouse | Existing | Food Preparation | Natural Gas | Conveyor Oven | E8 | Utility - Cost of Equipment | 0 | 0 | 0 | 0 | 0 | 0 | 0 | 0 | 0 | 0 | 0 | 0 | 0 | 0 | 0 | 0 | 0 | 0 | 0 | 0 | 0 | 0 | 0 | 0 | 0 | 0 | 0 | 0 | 0 | 0 | 0 | 0 | 0
F4_Commercial_Warehouse_Existing_Food Preparation_Natural Gas_Conveyor Oven_E9 | F4 | Commercial | Warehouse | Existing | Food Preparation | Natural Gas | Conveyor Oven | E9 | Utility - Cost of Equipment | 0 | 0 | 0 | 0 | 0 | 0 | 0 | 0 | 0 | 0 | 0 | 0 | 0 | 0 | 0 | 0 | 0 | 0 | 0 | 0 | 0 | 0 | 0 | 0 | 0 | 0 | 0 | 0 | 0 | 0 | 0 | 0 | 0
F4_Commercial_Warehouse_Existing_Food Preparation_Natural Gas_Conveyor Oven_E10 | F4 | Commercial | Warehouse | Existing | Food Preparation | Natural Gas | Conveyor Oven | E10 | Utility - Cost of Equipment | 0 | 0 | 0 | 0 | 0 | 0 | 0 | 0 | 0 | 0 | 0 | 0 | 0 | 0 | 0 | 0 | 0 | 0 | 0 | 0 | 0 | 0 | 0 | 0 | 0 | 0 | 0 | 0 | 0 | 0 | 0 | 0 | 0
F5_Commercial_Warehouse_Existing_Food Preparation_Natural Gas_Conveyor Oven_E1 | F5 | Commercial | Warehouse | Existing | Food Preparation | Natural Gas | Conveyor Oven | E1 | Utility - Cost of Operation | 0.0040771 | 0.0040771 | 0.0040771 | 0.0040771 | 0.0040771 | 0.0040771 | 0.0040771 | 0.0040771 | 0.0040771 | 0.0040771 | 0.0040771 | 0.0040771 | 0.0040771 | 0.0040771 | 0.0040771 | 0.0040771 | 0.0040771 | 0.0040771 | 0.0040771 | 0.0040771 | 0.0040771 | 0.0040771 | 0.0040771 | 0.0040771 | 0.0040771 | 0.0040771 | 0.0040771 | 0.0040771 | 0.0040771 | 0.0040771 | 0.0040771 | 0.0040771 | 0.0040771
F5_Commercial_Warehouse_Existing_Food Preparation_Natural Gas_Conveyor Oven_E2 | F5 | Commercial | Warehouse | Existing | Food Preparation | Natural Gas | Conveyor Oven | E2 | Utility - Cost of Operation | 0.0049705 | 0.0049705 | 0.0049705 | 0.0049705 | 0.0049705 | 0.0049705 | 0.0049705 | 0.0049705 | 0.0049705 | 0.0049705 | 0.0049705 | 0.0049705 | 0.0049705 | 0.0049705 | 0.0049705 | 0.0049705 | 0.0049705 | 0.0049705 | 0.0049705 | 0.0049705 | 0.0049705 | 0.0049705 | 0.0049705 | 0.0049705 | 0.0049705 | 0.0049705 | 0.0049705 | 0.0049705 | 0.0049705 | 0.0049705 | 0.0049705 | 0.0049705 | 0.0049705
F5_Commercial_Warehouse_Existing_Food Preparation_Natural Gas_Conveyor Oven_E3 | F5 | Commercial | Warehouse | Existing | Food Preparation | Natural Gas | Conveyor Oven | E3 | Utility - Cost of Operation | 0 | 0 | 0 | 0 | 0 | 0 | 0 | 0 | 0 | 0 | 0 | 0 | 0 | 0 | 0 | 0 | 0 | 0 | 0 | 0 | 0 | 0 | 0 | 0 | 0 | 0 | 0 | 0 | 0 | 0 | 0 | 0 | 0
F5_Commercial_Warehouse_Existing_Food Preparation_Natural Gas_Conveyor Oven_E4 | F5 | Commercial | Warehouse | Existing | Food Preparation | Natural Gas | Conveyor Oven | E4 | Utility - Cost of Operation | 0 | 0 | 0 | 0 | 0 | 0 | 0 | 0 | 0 | 0 | 0 | 0 | 0 | 0 | 0 | 0 | 0 | 0 | 0 | 0 | 0 | 0 | 0 | 0 | 0 | 0 | 0 | 0 | 0 | 0 | 0 | 0 | 0
F5_Commercial_Warehouse_Existing_Food Preparation_Natural Gas_Conveyor Oven_E5 | F5 | Commercial | Warehouse | Existing | Food Preparation | Natural Gas | Conveyor Oven | E5 | Utility - Cost of Operation | 0 | 0 | 0 | 0 | 0 | 0 | 0 | 0 | 0 | 0 | 0 | 0 | 0 | 0 | 0 | 0 | 0 | 0 | 0 | 0 | 0 | 0 | 0 | 0 | 0 | 0 | 0 | 0 | 0 | 0 | 0 | 0 | 0
F5_Commercial_Warehouse_Existing_Food Preparation_Natural Gas_Conveyor Oven_E6 | F5 | Commercial | Warehouse | Existing | Food Preparation | Natural Gas | Conveyor Oven | E6 | Utility - Cost of Operation | 0 | 0 | 0 | 0 | 0 | 0 | 0 | 0 | 0 | 0 | 0 | 0 | 0 | 0 | 0 | 0 | 0 | 0 | 0 | 0 | 0 | 0 | 0 | 0 | 0 | 0 | 0 | 0 | 0 | 0 | 0 | 0 | 0
F5_Commercial_Warehouse_Existing_Food Preparation_Natural Gas_Conveyor Oven_E7 | F5 | Commercial | Warehouse | Existing | Food Preparation | Natural Gas | Conveyor Oven | E7 | Utility - Cost of Operation | 0 | 0 | 0 | 0 | 0 | 0 | 0 | 0 | 0 | 0 | 0 | 0 | 0 | 0 | 0 | 0 | 0 | 0 | 0 | 0 | 0 | 0 | 0 | 0 | 0 | 0 | 0 | 0 | 0 | 0 | 0 | 0 | 0
F5_Commercial_Warehouse_Existing_Food Preparation_Natural Gas_Conveyor Oven_E8 | F5 | Commercial | Warehouse | Existing | Food Preparation | Natural Gas | Conveyor Oven | E8 | Utility - Cost of Operation | 0 | 0 | 0 | 0 | 0 | 0 | 0 | 0 | 0 | 0 | 0 | 0 | 0 | 0 | 0 | 0 | 0 | 0 | 0 | 0 | 0 | 0 | 0 | 0 | 0 | 0 | 0 | 0 | 0 | 0 | 0 | 0 | 0
F5_Commercial_Warehouse_Existing_Food Preparation_Natural Gas_Conveyor Oven_E9 | F5 | Commercial | Warehouse | Existing | Food Preparation | Natural Gas | Conveyor Oven | E9 | Utility - Cost of Operation | 0 | 0 | 0 | 0 | 0 | 0 | 0 | 0 | 0 | 0 | 0 | 0 | 0 | 0 | 0 | 0 | 0 | 0 | 0 | 0 | 0 | 0 | 0 | 0 | 0 | 0 | 0 | 0 | 0 | 0 | 0 | 0 | 0
F5_Commercial_Warehouse_Existing_Food Preparation_Natural Gas_Conveyor Oven_E10 | F5 | Commercial | Warehouse | Existing | Food Preparation | Natural Gas | Conveyor Oven | E10 | Utility - Cost of Operation | 0 | 0 | 0 | 0 | 0 | 0 | 0 | 0 | 0 | 0 | 0 | 0 | 0 | 0 | 0 | 0 | 0 | 0 | 0 | 0 | 0 | 0 | 0 | 0 | 0 | 0 | 0 | 0 | 0 | 0 | 0 | 0 | 0
F6_Commercial_Warehouse_Existing_Food Preparation_Natural Gas_Conveyor Oven_E1 | F6 | Commercial | Warehouse | Existing | Food Preparation | Natural Gas | Conveyor Oven | E1 | Utility - Value of Sales | 0.01258 | 0.01258 | 0.01258 | 0.01258 | 0.01258 | 0.01258 | 0.01258 | 0.01258 | 0.01258 | 0.01258 | 0.01258 | 0.01258 | 0.01258 | 0.01258 | 0.01258 | 0.01258 | 0.01258 | 0.01258 | 0.01258 | 0.01258 | 0.01258 | 0.01258 | 0.01258 | 0.01258 | 0.01258 | 0.01258 | 0.01258 | 0.01258 | 0.01258 | 0.01258 | 0.01258 | 0.01258 | 0.01258
F6_Commercial_Warehouse_Existing_Food Preparation_Natural Gas_Conveyor Oven_E2 | F6 | Commercial | Warehouse | Existing | Food Preparation | Natural Gas | Conveyor Oven | E2 | Utility - Value of Sales | 0.0095625 | 0.0095625 | 0.0095625 | 0.0095625 | 0.0095625 | 0.0095625 | 0.0095625 | 0.0095625 | 0.0095625 | 0.0095625 | 0.0095625 | 0.0095625 | 0.0095625 | 0.0095625 | 0.0095625 | 0.0095625 | 0.0095625 | 0.0095625 | 0.0095625 | 0.0095625 | 0.0095625 | 0.0095625 | 0.0095625 | 0.0095625 | 0.0095625 | 0.0095625 | 0.0095625 | 0.0095625 | 0.0095625 | 0.0095625 | 0.0095625 | 0.0095625 | 0.0095625
F6_Commercial_Warehouse_Existing_Food Preparation_Natural Gas_Conveyor Oven_E3 | F6 | Commercial | Warehouse | Existing | Food Preparation | Natural Gas | Conveyor Oven | E3 | Utility - Value of Sales | 0 | 0 | 0 | 0 | 0 | 0 | 0 | 0 | 0 | 0 | 0 | 0 | 0 | 0 | 0 | 0 | 0 | 0 | 0 | 0 | 0 | 0 | 0 | 0 | 0 | 0 | 0 | 0 | 0 | 0 | 0 | 0 | 0
F6_Commercial_Warehouse_Existing_Food Preparation_Natural Gas_Conveyor Oven_E4 | F6 | Commercial | Warehouse | Existing | Food Preparation | Natural Gas | Conveyor Oven | E4 | Utility - Value of Sales | 0 | 0 | 0 | 0 | 0 | 0 | 0 | 0 | 0 | 0 | 0 | 0 | 0 | 0 | 0 | 0 | 0 | 0 | 0 | 0 | 0 | 0 | 0 | 0 | 0 | 0 | 0 | 0 | 0 | 0 | 0 | 0 | 0
F6_Commercial_Warehouse_Existing_Food Preparation_Natural Gas_Conveyor Oven_E5 | F6 | Commercial | Warehouse | Existing | Food Preparation | Natural Gas | Conveyor Oven | E5 | Utility - Value of Sales | 0 | 0 | 0 | 0 | 0 | 0 | 0 | 0 | 0 | 0 | 0 | 0 | 0 | 0 | 0 | 0 | 0 | 0 | 0 | 0 | 0 | 0 | 0 | 0 | 0 | 0 | 0 | 0 | 0 | 0 | 0 | 0 | 0
F6_Commercial_Warehouse_Existing_Food Preparation_Natural Gas_Conveyor Oven_E6 | F6 | Commercial | Warehouse | Existing | Food Preparation | Natural Gas | Conveyor Oven | E6 | Utility - Value of Sales | 0 | 0 | 0 | 0 | 0 | 0 | 0 | 0 | 0 | 0 | 0 | 0 | 0 | 0 | 0 | 0 | 0 | 0 | 0 | 0 | 0 | 0 | 0 | 0 | 0 | 0 | 0 | 0 | 0 | 0 | 0 | 0 | 0
F6_Commercial_Warehouse_Existing_Food Preparation_Natural Gas_Conveyor Oven_E7 | F6 | Commercial | Warehouse | Existing | Food Preparation | Natural Gas | Conveyor Oven | E7 | Utility - Value of Sales | 0 | 0 | 0 | 0 | 0 | 0 | 0 | 0 | 0 | 0 | 0 | 0 | 0 | 0 | 0 | 0 | 0 | 0 | 0 | 0 | 0 | 0 | 0 | 0 | 0 | 0 | 0 | 0 | 0 | 0 | 0 | 0 | 0
F6_Commercial_Warehouse_Existing_Food Preparation_Natural Gas_Conveyor Oven_E8 | F6 | Commercial | Warehouse | Existing | Food Preparation | Natural Gas | Conveyor Oven | E8 | Utility - Value of Sales | 0 | 0 | 0 | 0 | 0 | 0 | 0 | 0 | 0 | 0 | 0 | 0 | 0 | 0 | 0 | 0 | 0 | 0 | 0 | 0 | 0 | 0 | 0 | 0 | 0 | 0 | 0 | 0 | 0 | 0 | 0 | 0 | 0
F6_Commercial_Warehouse_Existing_Food Preparation_Natural Gas_Conveyor Oven_E9 | F6 | Commercial | Warehouse | Existing | Food Preparation | Natural Gas | Conveyor Oven | E9 | Utility - Value of Sales | 0 | 0 | 0 | 0 | 0 | 0 | 0 | 0 | 0 | 0 | 0 | 0 | 0 | 0 | 0 | 0 | 0 | 0 | 0 | 0 | 0 | 0 | 0 | 0 | 0 | 0 | 0 | 0 | 0 | 0 | 0 | 0 | 0
F6_Commercial_Warehouse_Existing_Food Preparation_Natural Gas_Conveyor Oven_E10 | F6 | Commercial | Warehouse | Existing | Food Preparation | Natural Gas | Conveyor Oven | E10 | Utility - Value of Sales | 0 | 0 | 0 | 0 | 0 | 0 | 0 | 0 | 0 | 0 | 0 | 0 | 0 | 0 | 0 | 0 | 0 | 0 | 0 | 0 | 0 | 0 | 0 | 0 | 0 | 0 | 0 | 0 | 0 | 0 | 0 | 0 | 0
F1_Commercial_Warehouse_Existing_Food Preparation_Natural Gas_Double Rack Oven_E1 | F1 | Commercial | Warehouse | Existing | Food Preparation | Natural Gas | Double Rack Oven | E1 | RVT - Cost of Equipment | 0.031595 | 0.031836 | 0.032105 | 0.032401 | 0.032739 | 0.033129 | 0.033446 | 0.03375 | 0.034058 | 0.034379 | 0.034686 | 0.034967 | 0.035255 | 0.035557 | 0.035891 | 0.036217 | 0.036563 | 0.036928 | 0.037309 | 0.037698 | 0.038089 | 0.038456 | 0.038787 | 0.039079 | 0.039332 | 0.039549 | 0.0397 | 0.039812 | 0.039909 | 0.039992 | 0.040075 | 0.040111 | 0.040111
F1_Commercial_Warehouse_Existing_Food Preparation_Natural Gas_Double Rack Oven_E2 | F1 | Commercial | Warehouse | Existing | Food Preparation | Natural Gas | Double Rack Oven | E2 | RVT - Cost of Equipment | 0.017234 | 0.017365 | 0.017512 | 0.017673 | 0.017857 | 0.01807 | 0.018243 | 0.018409 | 0.018577 | 0.018752 | 0.01892 | 0.019073 | 0.01923 | 0.019395 | 0.019577 | 0.019755 | 0.019944 | 0.020143 | 0.020351 | 0.020563 | 0.020776 | 0.020976 | 0.021156 | 0.021316 | 0.021454 | 0.021572 | 0.021654 | 0.021716 | 0.021769 | 0.021814 | 0.021859 | 0.021879 | 0.021879
F1_Commercial_Warehouse_Existing_Food Preparation_Natural Gas_Double Rack Oven_E3 | F1 | Commercial | Warehouse | Existing | Food Preparation | Natural Gas | Double Rack Oven | E3 | RVT - Cost of Equipment | 0 | 0 | 0 | 0 | 0 | 0 | 0 | 0 | 0 | 0 | 0 | 0 | 0 | 0 | 0 | 0 | 0 | 0 | 0 | 0 | 0 | 0 | 0 | 0 | 0 | 0 | 0 | 0 | 0 | 0 | 0 | 0 | 0
F1_Commercial_Warehouse_Existing_Food Preparation_Natural Gas_Double Rack Oven_E4 | F1 | Commercial | Warehouse | Existing | Food Preparation | Natural Gas | Double Rack Oven | E4 | RVT - Cost of Equipment | 0 | 0 | 0 | 0 | 0 | 0 | 0 | 0 | 0 | 0 | 0 | 0 | 0 | 0 | 0 | 0 | 0 | 0 | 0 | 0 | 0 | 0 | 0 | 0 | 0 | 0 | 0 | 0 | 0 | 0 | 0 | 0 | 0
F1_Commercial_Warehouse_Existing_Food Preparation_Natural Gas_Double Rack Oven_E5 | F1 | Commercial | Warehouse | Existing | Food Preparation | Natural Gas | Double Rack Oven | E5 | RVT - Cost of Equipment | 0 | 0 | 0 | 0 | 0 | 0 | 0 | 0 | 0 | 0 | 0 | 0 | 0 | 0 | 0 | 0 | 0 | 0 | 0 | 0 | 0 | 0 | 0 | 0 | 0 | 0 | 0 | 0 | 0 | 0 | 0 | 0 | 0
F1_Commercial_Warehouse_Existing_Food Preparation_Natural Gas_Double Rack Oven_E6 | F1 | Commercial | Warehouse | Existing | Food Preparation | Natural Gas | Double Rack Oven | E6 | RVT - Cost of Equipment | 0 | 0 | 0 | 0 | 0 | 0 | 0 | 0 | 0 | 0 | 0 | 0 | 0 | 0 | 0 | 0 | 0 | 0 | 0 | 0 | 0 | 0 | 0 | 0 | 0 | 0 | 0 | 0 | 0 | 0 | 0 | 0 | 0
F1_Commercial_Warehouse_Existing_Food Preparation_Natural Gas_Double Rack Oven_E7 | F1 | Commercial | Warehouse | Existing | Food Preparation | Natural Gas | Double Rack Oven | E7 | RVT - Cost of Equipment | 0 | 0 | 0 | 0 | 0 | 0 | 0 | 0 | 0 | 0 | 0 | 0 | 0 | 0 | 0 | 0 | 0 | 0 | 0 | 0 | 0 | 0 | 0 | 0 | 0 | 0 | 0 | 0 | 0 | 0 | 0 | 0 | 0
F1_Commercial_Warehouse_Existing_Food Preparation_Natural Gas_Double Rack Oven_E8 | F1 | Commercial | Warehouse | Existing | Food Preparation | Natural Gas | Double Rack Oven | E8 | RVT - Cost of Equipment | 0 | 0 | 0 | 0 | 0 | 0 | 0 | 0 | 0 | 0 | 0 | 0 | 0 | 0 | 0 | 0 | 0 | 0 | 0 | 0 | 0 | 0 | 0 | 0 | 0 | 0 | 0 | 0 | 0 | 0 | 0 | 0 | 0
F1_Commercial_Warehouse_Existing_Food Preparation_Natural Gas_Double Rack Oven_E9 | F1 | Commercial | Warehouse | Existing | Food Preparation | Natural Gas | Double Rack Oven | E9 | RVT - Cost of Equipment | 0 | 0 | 0 | 0 | 0 | 0 | 0 | 0 | 0 | 0 | 0 | 0 | 0 | 0 | 0 | 0 | 0 | 0 | 0 | 0 | 0 | 0 | 0 | 0 | 0 | 0 | 0 | 0 | 0 | 0 | 0 | 0 | 0
F1_Commercial_Warehouse_Existing_Food Preparation_Natural Gas_Double Rack Oven_E10 | F1 | Commercial | Warehouse | Existing | Food Preparation | Natural Gas | Double Rack Oven | E10 | RVT - Cost of Equipment | 0 | 0 | 0 | 0 | 0 | 0 | 0 | 0 | 0 | 0 | 0 | 0 | 0 | 0 | 0 | 0 | 0 | 0 | 0 | 0 | 0 | 0 | 0 | 0 | 0 | 0 | 0 | 0 | 0 | 0 | 0 | 0 | 0
F2_Commercial_Warehouse_Existing_Food Preparation_Natural Gas_Double Rack Oven_E1 | F2 | Commercial | Warehouse | Existing | Food Preparation | Natural Gas | Double Rack Oven | E1 | RVT - Cost of Operation | 0.037853 | 0.038142 | 0.038464 | 0.038819 | 0.039223 | 0.039691 | 0.04007 | 0.040434 | 0.040804 | 0.041189 | 0.041556 | 0.041893 | 0.042238 | 0.0426 | 0.043 | 0.04339 | 0.043805 | 0.044243 | 0.044699 | 0.045165 | 0.045634 | 0.046073 | 0.046469 | 0.046819 | 0.047122 | 0.047382 | 0.047563 | 0.047698 | 0.047814 | 0.047913 | 0.048012 | 0.048055 | 0.048055
F2_Commercial_Warehouse_Existing_Food Preparation_Natural Gas_Double Rack Oven_E2 | F2 | Commercial | Warehouse | Existing | Food Preparation | Natural Gas | Double Rack Oven | E2 | RVT - Cost of Operation | 0.020647 | 0.020805 | 0.02098 | 0.021174 | 0.021394 | 0.021649 | 0.021856 | 0.022055 | 0.022257 | 0.022467 | 0.022667 | 0.022851 | 0.023039 | 0.023236 | 0.023454 | 0.023667 | 0.023894 | 0.024132 | 0.024381 | 0.024635 | 0.024891 | 0.02513 | 0.025347 | 0.025538 | 0.025703 | 0.025845 | 0.025943 | 0.026017 | 0.02608 | 0.026135 | 0.026188 | 0.026212 | 0.026212
F2_Commercial_Warehouse_Existing_Food Preparation_Natural Gas_Double Rack Oven_E3 | F2 | Commercial | Warehouse | Existing | Food Preparation | Natural Gas | Double Rack Oven | E3 | RVT - Cost of Operation | 0 | 0 | 0 | 0 | 0 | 0 | 0 | 0 | 0 | 0 | 0 | 0 | 0 | 0 | 0 | 0 | 0 | 0 | 0 | 0 | 0 | 0 | 0 | 0 | 0 | 0 | 0 | 0 | 0 | 0 | 0 | 0 | 0
F2_Commercial_Warehouse_Existing_Food Preparation_Natural Gas_Double Rack Oven_E4 | F2 | Commercial | Warehouse | Existing | Food Preparation | Natural Gas | Double Rack Oven | E4 | RVT - Cost of Operation | 0 | 0 | 0 | 0 | 0 | 0 | 0 | 0 | 0 | 0 | 0 | 0 | 0 | 0 | 0 | 0 | 0 | 0 | 0 | 0 | 0 | 0 | 0 | 0 | 0 | 0 | 0 | 0 | 0 | 0 | 0 | 0 | 0
F2_Commercial_Warehouse_Existing_Food Preparation_Natural Gas_Double Rack Oven_E5 | F2 | Commercial | Warehouse | Existing | Food Preparation | Natural Gas | Double Rack Oven | E5 | RVT - Cost of Operation | 0 | 0 | 0 | 0 | 0 | 0 | 0 | 0 | 0 | 0 | 0 | 0 | 0 | 0 | 0 | 0 | 0 | 0 | 0 | 0 | 0 | 0 | 0 | 0 | 0 | 0 | 0 | 0 | 0 | 0 | 0 | 0 | 0
F2_Commercial_Warehouse_Existing_Food Preparation_Natural Gas_Double Rack Oven_E6 | F2 | Commercial | Warehouse | Existing | Food Preparation | Natural Gas | Double Rack Oven | E6 | RVT - Cost of Operation | 0 | 0 | 0 | 0 | 0 | 0 | 0 | 0 | 0 | 0 | 0 | 0 | 0 | 0 | 0 | 0 | 0 | 0 | 0 | 0 | 0 | 0 | 0 | 0 | 0 | 0 | 0 | 0 | 0 | 0 | 0 | 0 | 0
F2_Commercial_Warehouse_Existing_Food Preparation_Natural Gas_Double Rack Oven_E7 | F2 | Commercial | Warehouse | Existing | Food Preparation | Natural Gas | Double Rack Oven | E7 | RVT - Cost of Operation | 0 | 0 | 0 | 0 | 0 | 0 | 0 | 0 | 0 | 0 | 0 | 0 | 0 | 0 | 0 | 0 | 0 | 0 | 0 | 0 | 0 | 0 | 0 | 0 | 0 | 0 | 0 | 0 | 0 | 0 | 0 | 0 | 0
F2_Commercial_Warehouse_Existing_Food Preparation_Natural Gas_Double Rack Oven_E8 | F2 | Commercial | Warehouse | Existing | Food Preparation | Natural Gas | Double Rack Oven | E8 | RVT - Cost of Operation | 0 | 0 | 0 | 0 | 0 | 0 | 0 | 0 | 0 | 0 | 0 | 0 | 0 | 0 | 0 | 0 | 0 | 0 | 0 | 0 | 0 | 0 | 0 | 0 | 0 | 0 | 0 | 0 | 0 | 0 | 0 | 0 | 0
F2_Commercial_Warehouse_Existing_Food Preparation_Natural Gas_Double Rack Oven_E9 | F2 | Commercial | Warehouse | Existing | Food Preparation | Natural Gas | Double Rack Oven | E9 | RVT - Cost of Operation | 0 | 0 | 0 | 0 | 0 | 0 | 0 | 0 | 0 | 0 | 0 | 0 | 0 | 0 | 0 | 0 | 0 | 0 | 0 | 0 | 0 | 0 | 0 | 0 | 0 | 0 | 0 | 0 | 0 | 0 | 0 | 0 | 0
F2_Commercial_Warehouse_Existing_Food Preparation_Natural Gas_Double Rack Oven_E10 | F2 | Commercial | Warehouse | Existing | Food Preparation | Natural Gas | Double Rack Oven | E10 | RVT - Cost of Operation | 0 | 0 | 0 | 0 | 0 | 0 | 0 | 0 | 0 | 0 | 0 | 0 | 0 | 0 | 0 | 0 | 0 | 0 | 0 | 0 | 0 | 0 | 0 | 0 | 0 | 0 | 0 | 0 | 0 | 0 | 0 | 0 | 0
F3_Commercial_Warehouse_Existing_Food Preparation_Natural Gas_Double Rack Oven_E1 | F3 | Commercial | Warehouse | Existing | Food Preparation | Natural Gas | Double Rack Oven | E1 | System - kBTUs of Consumption | 0.0076544 | 0.0076544 | 0.0076544 | 0.0076544 | 0.0076544 | 0.0076544 | 0.0076544 | 0.0076544 | 0.0076544 | 0.0076544 | 0.0076544 | 0.0076544 | 0.0076544 | 0.0076544 | 0.0076544 | 0.0076544 | 0.0076544 | 0.0076544 | 0.0076544 | 0.0076544 | 0.0076544 | 0.0076544 | 0.0076544 | 0.0076544 | 0.0076544 | 0.0076544 | 0.0076544 | 0.0076544 | 0.0076544 | 0.0076544 | 0.0076544 | 0.0076544 | 0.0076544
F3_Commercial_Warehouse_Existing_Food Preparation_Natural Gas_Double Rack Oven_E2 | F3 | Commercial | Warehouse | Existing | Food Preparation | Natural Gas | Double Rack Oven | E2 | System - kBTUs of Consumption | 0.01018 | 0.01018 | 0.01018 | 0.01018 | 0.01018 | 0.01018 | 0.01018 | 0.01018 | 0.01018 | 0.01018 | 0.01018 | 0.01018 | 0.01018 | 0.01018 | 0.01018 | 0.01018 | 0.01018 | 0.01018 | 0.01018 | 0.01018 | 0.01018 | 0.01018 | 0.01018 | 0.01018 | 0.01018 | 0.01018 | 0.01018 | 0.01018 | 0.01018 | 0.01018 | 0.01018 | 0.01018 | 0.01018
F3_Commercial_Warehouse_Existing_Food Preparation_Natural Gas_Double Rack Oven_E3 | F3 | Commercial | Warehouse | Existing | Food Preparation | Natural Gas | Double Rack Oven | E3 | System - kBTUs of Consumption | 0 | 0 | 0 | 0 | 0 | 0 | 0 | 0 | 0 | 0 | 0 | 0 | 0 | 0 | 0 | 0 | 0 | 0 | 0 | 0 | 0 | 0 | 0 | 0 | 0 | 0 | 0 | 0 | 0 | 0 | 0 | 0 | 0
F3_Commercial_Warehouse_Existing_Food Preparation_Natural Gas_Double Rack Oven_E4 | F3 | Commercial | Warehouse | Existing | Food Preparation | Natural Gas | Double Rack Oven | E4 | System - kBTUs of Consumption | 0 | 0 | 0 | 0 | 0 | 0 | 0 | 0 | 0 | 0 | 0 | 0 | 0 | 0 | 0 | 0 | 0 | 0 | 0 | 0 | 0 | 0 | 0 | 0 | 0 | 0 | 0 | 0 | 0 | 0 | 0 | 0 | 0
F3_Commercial_Warehouse_Existing_Food Preparation_Natural Gas_Double Rack Oven_E5 | F3 | Commercial | Warehouse | Existing | Food Preparation | Natural Gas | Double Rack Oven | E5 | System - kBTUs of Consumption | 0 | 0 | 0 | 0 | 0 | 0 | 0 | 0 | 0 | 0 | 0 | 0 | 0 | 0 | 0 | 0 | 0 | 0 | 0 | 0 | 0 | 0 | 0 | 0 | 0 | 0 | 0 | 0 | 0 | 0 | 0 | 0 | 0
F3_Commercial_Warehouse_Existing_Food Preparation_Natural Gas_Double Rack Oven_E6 | F3 | Commercial | Warehouse | Existing | Food Preparation | Natural Gas | Double Rack Oven | E6 | System - kBTUs of Consumption | 0 | 0 | 0 | 0 | 0 | 0 | 0 | 0 | 0 | 0 | 0 | 0 | 0 | 0 | 0 | 0 | 0 | 0 | 0 | 0 | 0 | 0 | 0 | 0 | 0 | 0 | 0 | 0 | 0 | 0 | 0 | 0 | 0
F3_Commercial_Warehouse_Existing_Food Preparation_Natural Gas_Double Rack Oven_E7 | F3 | Commercial | Warehouse | Existing | Food Preparation | Natural Gas | Double Rack Oven | E7 | System - kBTUs of Consumption | 0 | 0 | 0 | 0 | 0 | 0 | 0 | 0 | 0 | 0 | 0 | 0 | 0 | 0 | 0 | 0 | 0 | 0 | 0 | 0 | 0 | 0 | 0 | 0 | 0 | 0 | 0 | 0 | 0 | 0 | 0 | 0 | 0
F3_Commercial_Warehouse_Existing_Food Preparation_Natural Gas_Double Rack Oven_E8 | F3 | Commercial | Warehouse | Existing | Food Preparation | Natural Gas | Double Rack Oven | E8 | System - kBTUs of Consumption | 0 | 0 | 0 | 0 | 0 | 0 | 0 | 0 | 0 | 0 | 0 | 0 | 0 | 0 | 0 | 0 | 0 | 0 | 0 | 0 | 0 | 0 | 0 | 0 | 0 | 0 | 0 | 0 | 0 | 0 | 0 | 0 | 0
F3_Commercial_Warehouse_Existing_Food Preparation_Natural Gas_Double Rack Oven_E9 | F3 | Commercial | Warehouse | Existing | Food Preparation | Natural Gas | Double Rack Oven | E9 | System - kBTUs of Consumption | 0 | 0 | 0 | 0 | 0 | 0 | 0 | 0 | 0 | 0 | 0 | 0 | 0 | 0 | 0 | 0 | 0 | 0 | 0 | 0 | 0 | 0 | 0 | 0 | 0 | 0 | 0 | 0 | 0 | 0 | 0 | 0 | 0
F3_Commercial_Warehouse_Existing_Food Preparation_Natural Gas_Double Rack Oven_E10 | F3 | Commercial | Warehouse | Existing | Food Preparation | Natural Gas | Double Rack Oven | E10 | System - kBTUs of Consumption | 0 | 0 | 0 | 0 | 0 | 0 | 0 | 0 | 0 | 0 | 0 | 0 | 0 | 0 | 0 | 0 | 0 | 0 | 0 | 0 | 0 | 0 | 0 | 0 | 0 | 0 | 0 | 0 | 0 | 0 | 0 | 0 | 0
F4_Commercial_Warehouse_Existing_Food Preparation_Natural Gas_Double Rack Oven_E1 | F4 | Commercial | Warehouse | Existing | Food Preparation | Natural Gas | Double Rack Oven | E1 | Utility - Cost of Equipment | 0.037853 | 0.038142 | 0.038464 | 0.038819 | 0.039223 | 0.039691 | 0.04007 | 0.040434 | 0.040804 | 0.041189 | 0.041556 | 0.041893 | 0.042238 | 0.0426 | 0.043 | 0.04339 | 0.043805 | 0.044243 | 0.044699 | 0.045165 | 0.045634 | 0.046073 | 0.046469 | 0.046819 | 0.047122 | 0.047382 | 0.047563 | 0.047698 | 0.047814 | 0.047913 | 0.048012 | 0.048055 | 0.048055
F4_Commercial_Warehouse_Existing_Food Preparation_Natural Gas_Double Rack Oven_E2 | F4 | Commercial | Warehouse | Existing | Food Preparation | Natural Gas | Double Rack Oven | E2 | Utility - Cost of Equipment | 0.020647 | 0.020805 | 0.02098 | 0.021174 | 0.021394 | 0.021649 | 0.021856 | 0.022055 | 0.022257 | 0.022467 | 0.022667 | 0.022851 | 0.023039 | 0.023236 | 0.023454 | 0.023667 | 0.023894 | 0.024132 | 0.024381 | 0.024635 | 0.024891 | 0.02513 | 0.025347 | 0.025538 | 0.025703 | 0.025845 | 0.025943 | 0.026017 | 0.02608 | 0.026135 | 0.026188 | 0.026212 | 0.026212
F4_Commercial_Warehouse_Existing_Food Preparation_Natural Gas_Double Rack Oven_E3 | F4 | Commercial | Warehouse | Existing | Food Preparation | Natural Gas | Double Rack Oven | E3 | Utility - Cost of Equipment | 0 | 0 | 0 | 0 | 0 | 0 | 0 | 0 | 0 | 0 | 0 | 0 | 0 | 0 | 0 | 0 | 0 | 0 | 0 | 0 | 0 | 0 | 0 | 0 | 0 | 0 | 0 | 0 | 0 | 0 | 0 | 0 | 0
F4_Commercial_Warehouse_Existing_Food Preparation_Natural Gas_Double Rack Oven_E4 | F4 | Commercial | Warehouse | Existing | Food Preparation | Natural Gas | Double Rack Oven | E4 | Utility - Cost of Equipment | 0 | 0 | 0 | 0 | 0 | 0 | 0 | 0 | 0 | 0 | 0 | 0 | 0 | 0 | 0 | 0 | 0 | 0 | 0 | 0 | 0 | 0 | 0 | 0 | 0 | 0 | 0 | 0 | 0 | 0 | 0 | 0 | 0
F4_Commercial_Warehouse_Existing_Food Preparation_Natural Gas_Double Rack Oven_E5 | F4 | Commercial | Warehouse | Existing | Food Preparation | Natural Gas | Double Rack Oven | E5 | Utility - Cost of Equipment | 0 | 0 | 0 | 0 | 0 | 0 | 0 | 0 | 0 | 0 | 0 | 0 | 0 | 0 | 0 | 0 | 0 | 0 | 0 | 0 | 0 | 0 | 0 | 0 | 0 | 0 | 0 | 0 | 0 | 0 | 0 | 0 | 0
F4_Commercial_Warehouse_Existing_Food Preparation_Natural Gas_Double Rack Oven_E6 | F4 | Commercial | Warehouse | Existing | Food Preparation | Natural Gas | Double Rack Oven | E6 | Utility - Cost of Equipment | 0 | 0 | 0 | 0 | 0 | 0 | 0 | 0 | 0 | 0 | 0 | 0 | 0 | 0 | 0 | 0 | 0 | 0 | 0 | 0 | 0 | 0 | 0 | 0 | 0 | 0 | 0 | 0 | 0 | 0 | 0 | 0 | 0
F4_Commercial_Warehouse_Existing_Food Preparation_Natural Gas_Double Rack Oven_E7 | F4 | Commercial | Warehouse | Existing | Food Preparation | Natural Gas | Double Rack Oven | E7 | Utility - Cost of Equipment | 0 | 0 | 0 | 0 | 0 | 0 | 0 | 0 | 0 | 0 | 0 | 0 | 0 | 0 | 0 | 0 | 0 | 0 | 0 | 0 | 0 | 0 | 0 | 0 | 0 | 0 | 0 | 0 | 0 | 0 | 0 | 0 | 0
F4_Commercial_Warehouse_Existing_Food Preparation_Natural Gas_Double Rack Oven_E8 | F4 | Commercial | Warehouse | Existing | Food Preparation | Natural Gas | Double Rack Oven | E8 | Utility - Cost of Equipment | 0 | 0 | 0 | 0 | 0 | 0 | 0 | 0 | 0 | 0 | 0 | 0 | 0 | 0 | 0 | 0 | 0 | 0 | 0 | 0 | 0 | 0 | 0 | 0 | 0 | 0 | 0 | 0 | 0 | 0 | 0 | 0 | 0
F4_Commercial_Warehouse_Existing_Food Preparation_Natural Gas_Double Rack Oven_E9 | F4 | Commercial | Warehouse | Existing | Food Preparation | Natural Gas | Double Rack Oven | E9 | Utility - Cost of Equipment | 0 | 0 | 0 | 0 | 0 | 0 | 0 | 0 | 0 | 0 | 0 | 0 | 0 | 0 | 0 | 0 | 0 | 0 | 0 | 0 | 0 | 0 | 0 | 0 | 0 | 0 | 0 | 0 | 0 | 0 | 0 | 0 | 0
F4_Commercial_Warehouse_Existing_Food Preparation_Natural Gas_Double Rack Oven_E10 | F4 | Commercial | Warehouse | Existing | Food Preparation | Natural Gas | Double Rack Oven | E10 | Utility - Cost of Equipment | 0 | 0 | 0 | 0 | 0 | 0 | 0 | 0 | 0 | 0 | 0 | 0 | 0 | 0 | 0 | 0 | 0 | 0 | 0 | 0 | 0 | 0 | 0 | 0 | 0 | 0 | 0 | 0 | 0 | 0 | 0 | 0 | 0
F5_Commercial_Warehouse_Existing_Food Preparation_Natural Gas_Double Rack Oven_E1 | F5 | Commercial | Warehouse | Existing | Food Preparation | Natural Gas | Double Rack Oven | E1 | Utility - Cost of Operation | 0.0076544 | 0.0076544 | 0.0076544 | 0.0076544 | 0.0076544 | 0.0076544 | 0.0076544 | 0.0076544 | 0.0076544 | 0.0076544 | 0.0076544 | 0.0076544 | 0.0076544 | 0.0076544 | 0.0076544 | 0.0076544 | 0.0076544 | 0.0076544 | 0.0076544 | 0.0076544 | 0.0076544 | 0.0076544 | 0.0076544 | 0.0076544 | 0.0076544 | 0.0076544 | 0.0076544 | 0.0076544 | 0.0076544 | 0.0076544 | 0.0076544 | 0.0076544 | 0.0076544
F5_Commercial_Warehouse_Existing_Food Preparation_Natural Gas_Double Rack Oven_E2 | F5 | Commercial | Warehouse | Existing | Food Preparation | Natural Gas | Double Rack Oven | E2 | Utility - Cost of Operation | 0.01018 | 0.01018 | 0.01018 | 0.01018 | 0.01018 | 0.01018 | 0.01018 | 0.01018 | 0.01018 | 0.01018 | 0.01018 | 0.01018 | 0.01018 | 0.01018 | 0.01018 | 0.01018 | 0.01018 | 0.01018 | 0.01018 | 0.01018 | 0.01018 | 0.01018 | 0.01018 | 0.01018 | 0.01018 | 0.01018 | 0.01018 | 0.01018 | 0.01018 | 0.01018 | 0.01018 | 0.01018 | 0.01018
F5_Commercial_Warehouse_Existing_Food Preparation_Natural Gas_Double Rack Oven_E3 | F5 | Commercial | Warehouse | Existing | Food Preparation | Natural Gas | Double Rack Oven | E3 | Utility - Cost of Operation | 0 | 0 | 0 | 0 | 0 | 0 | 0 | 0 | 0 | 0 | 0 | 0 | 0 | 0 | 0 | 0 | 0 | 0 | 0 | 0 | 0 | 0 | 0 | 0 | 0 | 0 | 0 | 0 | 0 | 0 | 0 | 0 | 0
F5_Commercial_Warehouse_Existing_Food Preparation_Natural Gas_Double Rack Oven_E4 | F5 | Commercial | Warehouse | Existing | Food Preparation | Natural Gas | Double Rack Oven | E4 | Utility - Cost of Operation | 0 | 0 | 0 | 0 | 0 | 0 | 0 | 0 | 0 | 0 | 0 | 0 | 0 | 0 | 0 | 0 | 0 | 0 | 0 | 0 | 0 | 0 | 0 | 0 | 0 | 0 | 0 | 0 | 0 | 0 | 0 | 0 | 0
F5_Commercial_Warehouse_Existing_Food Preparation_Natural Gas_Double Rack Oven_E5 | F5 | Commercial | Warehouse | Existing | Food Preparation | Natural Gas | Double Rack Oven | E5 | Utility - Cost of Operation | 0 | 0 | 0 | 0 | 0 | 0 | 0 | 0 | 0 | 0 | 0 | 0 | 0 | 0 | 0 | 0 | 0 | 0 | 0 | 0 | 0 | 0 | 0 | 0 | 0 | 0 | 0 | 0 | 0 | 0 | 0 | 0 | 0
F5_Commercial_Warehouse_Existing_Food Preparation_Natural Gas_Double Rack Oven_E6 | F5 | Commercial | Warehouse | Existing | Food Preparation | Natural Gas | Double Rack Oven | E6 | Utility - Cost of Operation | 0 | 0 | 0 | 0 | 0 | 0 | 0 | 0 | 0 | 0 | 0 | 0 | 0 | 0 | 0 | 0 | 0 | 0 | 0 | 0 | 0 | 0 | 0 | 0 | 0 | 0 | 0 | 0 | 0 | 0 | 0 | 0 | 0
F5_Commercial_Warehouse_Existing_Food Preparation_Natural Gas_Double Rack Oven_E7 | F5 | Commercial | Warehouse | Existing | Food Preparation | Natural Gas | Double Rack Oven | E7 | Utility - Cost of Operation | 0 | 0 | 0 | 0 | 0 | 0 | 0 | 0 | 0 | 0 | 0 | 0 | 0 | 0 | 0 | 0 | 0 | 0 | 0 | 0 | 0 | 0 | 0 | 0 | 0 | 0 | 0 | 0 | 0 | 0 | 0 | 0 | 0
F5_Commercial_Warehouse_Existing_Food Preparation_Natural Gas_Double Rack Oven_E8 | F5 | Commercial | Warehouse | Existing | Food Preparation | Natural Gas | Double Rack Oven | E8 | Utility - Cost of Operation | 0 | 0 | 0 | 0 | 0 | 0 | 0 | 0 | 0 | 0 | 0 | 0 | 0 | 0 | 0 | 0 | 0 | 0 | 0 | 0 | 0 | 0 | 0 | 0 | 0 | 0 | 0 | 0 | 0 | 0 | 0 | 0 | 0
F5_Commercial_Warehouse_Existing_Food Preparation_Natural Gas_Double Rack Oven_E9 | F5 | Commercial | Warehouse | Existing | Food Preparation | Natural Gas | Double Rack Oven | E9 | Utility - Cost of Operation | 0 | 0 | 0 | 0 | 0 | 0 | 0 | 0 | 0 | 0 | 0 | 0 | 0 | 0 | 0 | 0 | 0 | 0 | 0 | 0 | 0 | 0 | 0 | 0 | 0 | 0 | 0 | 0 | 0 | 0 | 0 | 0 | 0
F5_Commercial_Warehouse_Existing_Food Preparation_Natural Gas_Double Rack Oven_E10 | F5 | Commercial | Warehouse | Existing | Food Preparation | Natural Gas | Double Rack Oven | E10 | Utility - Cost of Operation | 0 | 0 | 0 | 0 | 0 | 0 | 0 | 0 | 0 | 0 | 0 | 0 | 0 | 0 | 0 | 0 | 0 | 0 | 0 | 0 | 0 | 0 | 0 | 0 | 0 | 0 | 0 | 0 | 0 | 0 | 0 | 0 | 0
F6_Commercial_Warehouse_Existing_Food Preparation_Natural Gas_Double Rack Oven_E1 | F6 | Commercial | Warehouse | Existing | Food Preparation | Natural Gas | Double Rack Oven | E1 | Utility - Value of Sales | 0.022419 | 0.022419 | 0.022419 | 0.022419 | 0.022419 | 0.022419 | 0.022419 | 0.022419 | 0.022419 | 0.022419 | 0.022419 | 0.022419 | 0.022419 | 0.022419 | 0.022419 | 0.022419 | 0.022419 | 0.022419 | 0.022419 | 0.022419 | 0.022419 | 0.022419 | 0.022419 | 0.022419 | 0.022419 | 0.022419 | 0.022419 | 0.022419 | 0.022419 | 0.022419 | 0.022419 | 0.022419 | 0.022419
F6_Commercial_Warehouse_Existing_Food Preparation_Natural Gas_Double Rack Oven_E2 | F6 | Commercial | Warehouse | Existing | Food Preparation | Natural Gas | Double Rack Oven | E2 | Utility - Value of Sales | 0.012228 | 0.012228 | 0.012228 | 0.012228 | 0.012228 | 0.012228 | 0.012228 | 0.012228 | 0.012228 | 0.012228 | 0.012228 | 0.012228 | 0.012228 | 0.012228 | 0.012228 | 0.012228 | 0.012228 | 0.012228 | 0.012228 | 0.012228 | 0.012228 | 0.012228 | 0.012228 | 0.012228 | 0.012228 | 0.012228 | 0.012228 | 0.012228 | 0.012228 | 0.012228 | 0.012228 | 0.012228 | 0.012228
F6_Commercial_Warehouse_Existing_Food Preparation_Natural Gas_Double Rack Oven_E3 | F6 | Commercial | Warehouse | Existing | Food Preparation | Natural Gas | Double Rack Oven | E3 | Utility - Value of Sales | 0 | 0 | 0 | 0 | 0 | 0 | 0 | 0 | 0 | 0 | 0 | 0 | 0 | 0 | 0 | 0 | 0 | 0 | 0 | 0 | 0 | 0 | 0 | 0 | 0 | 0 | 0 | 0 | 0 | 0 | 0 | 0 | 0
F6_Commercial_Warehouse_Existing_Food Preparation_Natural Gas_Double Rack Oven_E4 | F6 | Commercial | Warehouse | Existing | Food Preparation | Natural Gas | Double Rack Oven | E4 | Utility - Value of Sales | 0 | 0 | 0 | 0 | 0 | 0 | 0 | 0 | 0 | 0 | 0 | 0 | 0 | 0 | 0 | 0 | 0 | 0 | 0 | 0 | 0 | 0 | 0 | 0 | 0 | 0 | 0 | 0 | 0 | 0 | 0 | 0 | 0
F6_Commercial_Warehouse_Existing_Food Preparation_Natural Gas_Double Rack Oven_E5 | F6 | Commercial | Warehouse | Existing | Food Preparation | Natural Gas | Double Rack Oven | E5 | Utility - Value of Sales | 0 | 0 | 0 | 0 | 0 | 0 | 0 | 0 | 0 | 0 | 0 | 0 | 0 | 0 | 0 | 0 | 0 | 0 | 0 | 0 | 0 | 0 | 0 | 0 | 0 | 0 | 0 | 0 | 0 | 0 | 0 | 0 | 0
F6_Commercial_Warehouse_Existing_Food Preparation_Natural Gas_Double Rack Oven_E6 | F6 | Commercial | Warehouse | Existing | Food Preparation | Natural Gas | Double Rack Oven | E6 | Utility - Value of Sales | 0 | 0 | 0 | 0 | 0 | 0 | 0 | 0 | 0 | 0 | 0 | 0 | 0 | 0 | 0 | 0 | 0 | 0 | 0 | 0 | 0 | 0 | 0 | 0 | 0 | 0 | 0 | 0 | 0 | 0 | 0 | 0 | 0
F6_Commercial_Warehouse_Existing_Food Preparation_Natural Gas_Double Rack Oven_E7 | F6 | Commercial | Warehouse | Existing | Food Preparation | Natural Gas | Double Rack Oven | E7 | Utility - Value of Sales | 0 | 0 | 0 | 0 | 0 | 0 | 0 | 0 | 0 | 0 | 0 | 0 | 0 | 0 | 0 | 0 | 0 | 0 | 0 | 0 | 0 | 0 | 0 | 0 | 0 | 0 | 0 | 0 | 0 | 0 | 0 | 0 | 0
F6_Commercial_Warehouse_Existing_Food Preparation_Natural Gas_Double Rack Oven_E8 | F6 | Commercial | Warehouse | Existing | Food Preparation | Natural Gas | Double Rack Oven | E8 | Utility - Value of Sales | 0 | 0 | 0 | 0 | 0 | 0 | 0 | 0 | 0 | 0 | 0 | 0 | 0 | 0 | 0 | 0 | 0 | 0 | 0 | 0 | 0 | 0 | 0 | 0 | 0 | 0 | 0 | 0 | 0 | 0 | 0 | 0 | 0
F6_Commercial_Warehouse_Existing_Food Preparation_Natural Gas_Double Rack Oven_E9 | F6 | Commercial | Warehouse | Existing | Food Preparation | Natural Gas | Double Rack Oven | E9 | Utility - Value of Sales | 0 | 0 | 0 | 0 | 0 | 0 | 0 | 0 | 0 | 0 | 0 | 0 | 0 | 0 | 0 | 0 | 0 | 0 | 0 | 0 | 0 | 0 | 0 | 0 | 0 | 0 | 0 | 0 | 0 | 0 | 0 | 0 | 0
F6_Commercial_Warehouse_Existing_Food Preparation_Natural Gas_Double Rack Oven_E10 | F6 | Commercial | Warehouse | Existing | Food Preparation | Natural Gas | Double Rack Oven | E10 | Utility - Value of Sales | 0 | 0 | 0 | 0 | 0 | 0 | 0 | 0 | 0 | 0 | 0 | 0 | 0 | 0 | 0 | 0 | 0 | 0 | 0 | 0 | 0 | 0 | 0 | 0 | 0 | 0 | 0 | 0 | 0 | 0 | 0 | 0 | 0
F1_Commercial_Warehouse_Existing_Food Preparation_Natural Gas_Fryer_E1 | F1 | Commercial | Warehouse | Existing | Food Preparation | Natural Gas | Fryer | E1 | RVT - Cost of Equipment | 0.015576 | 0.015625 | 0.015714 | 0 | 0 | 0 | 0 | 0 | 0 | 0 | 0 | 0 | 0 | 0 | 0 | 0 | 0 | 0 | 0 | 0 | 0 | 0 | 0 | 0 | 0 | 0 | 0 | 0 | 0 | 0 | 0 | 0 | 0
F1_Commercial_Warehouse_Existing_Food Preparation_Natural Gas_Fryer_E2 | F1 | Commercial | Warehouse | Existing | Food Preparation | Natural Gas | Fryer | E2 | RVT - Cost of Equipment | 0.0095467 | 0.0095764 | 0.0096311 | 0.0097062 | 0.0098144 | 0.0099634 | 0.010082 | 0.010199 | 0.010319 | 0.010441 | 0.010545 | 0.010623 | 0.01069 | 0.01075 | 0.01082 | 0.010884 | 0.010963 | 0.011063 | 0.011182 | 0.01132 | 0.011474 | 0.011625 | 0.011768 | 0.011897 | 0.012011 | 0.012115 | 0.012189 | 0.012251 | 0.012308 | 0.012357 | 0.012405 | 0.012426 | 0.012426
F1_Commercial_Warehouse_Existing_Food Preparation_Natural Gas_Fryer_E3 | F1 | Commercial | Warehouse | Existing | Food Preparation | Natural Gas | Fryer | E3 | RVT - Cost of Equipment | 0 | 0 | 0 | 0 | 0 | 0 | 0 | 0 | 0 | 0 | 0 | 0 | 0 | 0 | 0 | 0 | 0 | 0 | 0 | 0 | 0 | 0 | 0 | 0 | 0 | 0 | 0 | 0 | 0 | 0 | 0 | 0 | 0
F1_Commercial_Warehouse_Existing_Food Preparation_Natural Gas_Fryer_E4 | F1 | Commercial | Warehouse | Existing | Food Preparation | Natural Gas | Fryer | E4 | RVT - Cost of Equipment | 0 | 0 | 0 | 0 | 0 | 0 | 0 | 0 | 0 | 0 | 0 | 0 | 0 | 0 | 0 | 0 | 0 | 0 | 0 | 0 | 0 | 0 | 0 | 0 | 0 | 0 | 0 | 0 | 0 | 0 | 0 | 0 | 0
F1_Commercial_Warehouse_Existing_Food Preparation_Natural Gas_Fryer_E5 | F1 | Commercial | Warehouse | Existing | Food Preparation | Natural Gas | Fryer | E5 | RVT - Cost of Equipment | 0 | 0 | 0 | 0 | 0 | 0 | 0 | 0 | 0 | 0 | 0 | 0 | 0 | 0 | 0 | 0 | 0 | 0 | 0 | 0 | 0 | 0 | 0 | 0 | 0 | 0 | 0 | 0 | 0 | 0 | 0 | 0 | 0
F1_Commercial_Warehouse_Existing_Food Preparation_Natural Gas_Fryer_E6 | F1 | Commercial | Warehouse | Existing | Food Preparation | Natural Gas | Fryer | E6 | RVT - Cost of Equipment | 0 | 0 | 0 | 0 | 0 | 0 | 0 | 0 | 0 | 0 | 0 | 0 | 0 | 0 | 0 | 0 | 0 | 0 | 0 | 0 | 0 | 0 | 0 | 0 | 0 | 0 | 0 | 0 | 0 | 0 | 0 | 0 | 0
F1_Commercial_Warehouse_Existing_Food Preparation_Natural Gas_Fryer_E7 | F1 | Commercial | Warehouse | Existing | Food Preparation | Natural Gas | Fryer | E7 | RVT - Cost of Equipment | 0 | 0 | 0 | 0 | 0 | 0 | 0 | 0 | 0 | 0 | 0 | 0 | 0 | 0 | 0 | 0 | 0 | 0 | 0 | 0 | 0 | 0 | 0 | 0 | 0 | 0 | 0 | 0 | 0 | 0 | 0 | 0 | 0
F1_Commercial_Warehouse_Existing_Food Preparation_Natural Gas_Fryer_E8 | F1 | Commercial | Warehouse | Existing | Food Preparation | Natural Gas | Fryer | E8 | RVT - Cost of Equipment | 0 | 0 | 0 | 0 | 0 | 0 | 0 | 0 | 0 | 0 | 0 | 0 | 0 | 0 | 0 | 0 | 0 | 0 | 0 | 0 | 0 | 0 | 0 | 0 | 0 | 0 | 0 | 0 | 0 | 0 | 0 | 0 | 0
F1_Commercial_Warehouse_Existing_Food Preparation_Natural Gas_Fryer_E9 | F1 | Commercial | Warehouse | Existing | Food Preparation | Natural Gas | Fryer | E9 | RVT - Cost of Equipment | 0 | 0 | 0 | 0 | 0 | 0 | 0 | 0 | 0 | 0 | 0 | 0 | 0 | 0 | 0 | 0 | 0 | 0 | 0 | 0 | 0 | 0 | 0 | 0 | 0 | 0 | 0 | 0 | 0 | 0 | 0 | 0 | 0
F1_Commercial_Warehouse_Existing_Food Preparation_Natural Gas_Fryer_E10 | F1 | Commercial | Warehouse | Existing | Food Preparation | Natural Gas | Fryer | E10 | RVT - Cost of Equipment | 0 | 0 | 0 | 0 | 0 | 0 | 0 | 0 | 0 | 0 | 0 | 0 | 0 | 0 | 0 | 0 | 0 | 0 | 0 | 0 | 0 | 0 | 0 | 0 | 0 | 0 | 0 | 0 | 0 | 0 | 0 | 0 | 0
F2_Commercial_Warehouse_Existing_Food Preparation_Natural Gas_Fryer_E1 | F2 | Commercial | Warehouse | Existing | Food Preparation | Natural Gas | Fryer | E1 | RVT - Cost of Operation | 0.018661 | 0.018719 | 0.018826 | 0 | 0 | 0 | 0 | 0 | 0 | 0 | 0 | 0 | 0 | 0 | 0 | 0 | 0 | 0 | 0 | 0 | 0 | 0 | 0 | 0 | 0 | 0 | 0 | 0 | 0 | 0 | 0 | 0 | 0
F2_Commercial_Warehouse_Existing_Food Preparation_Natural Gas_Fryer_E2 | F2 | Commercial | Warehouse | Existing | Food Preparation | Natural Gas | Fryer | E2 | RVT - Cost of Operation | 0.011438 | 0.011473 | 0.011539 | 0.011629 | 0.011758 | 0.011937 | 0.012079 | 0.012219 | 0.012362 | 0.012509 | 0.012633 | 0.012727 | 0.012807 | 0.012879 | 0.012963 | 0.013039 | 0.013134 | 0.013254 | 0.013397 | 0.013562 | 0.013746 | 0.013927 | 0.014099 | 0.014253 | 0.01439 | 0.014515 | 0.014604 | 0.014677 | 0.014746 | 0.014804 | 0.014862 | 0.014888 | 0.014888
F2_Commercial_Warehouse_Existing_Food Preparation_Natural Gas_Fryer_E3 | F2 | Commercial | Warehouse | Existing | Food Preparation | Natural Gas | Fryer | E3 | RVT - Cost of Operation | 0 | 0 | 0 | 0 | 0 | 0 | 0 | 0 | 0 | 0 | 0 | 0 | 0 | 0 | 0 | 0 | 0 | 0 | 0 | 0 | 0 | 0 | 0 | 0 | 0 | 0 | 0 | 0 | 0 | 0 | 0 | 0 | 0
F2_Commercial_Warehouse_Existing_Food Preparation_Natural Gas_Fryer_E4 | F2 | Commercial | Warehouse | Existing | Food Preparation | Natural Gas | Fryer | E4 | RVT - Cost of Operation | 0 | 0 | 0 | 0 | 0 | 0 | 0 | 0 | 0 | 0 | 0 | 0 | 0 | 0 | 0 | 0 | 0 | 0 | 0 | 0 | 0 | 0 | 0 | 0 | 0 | 0 | 0 | 0 | 0 | 0 | 0 | 0 | 0
F2_Commercial_Warehouse_Existing_Food Preparation_Natural Gas_Fryer_E5 | F2 | Commercial | Warehouse | Existing | Food Preparation | Natural Gas | Fryer | E5 | RVT - Cost of Operation | 0 | 0 | 0 | 0 | 0 | 0 | 0 | 0 | 0 | 0 | 0 | 0 | 0 | 0 | 0 | 0 | 0 | 0 | 0 | 0 | 0 | 0 | 0 | 0 | 0 | 0 | 0 | 0 | 0 | 0 | 0 | 0 | 0
F2_Commercial_Warehouse_Existing_Food Preparation_Natural Gas_Fryer_E6 | F2 | Commercial | Warehouse | Existing | Food Preparation | Natural Gas | Fryer | E6 | RVT - Cost of Operation | 0 | 0 | 0 | 0 | 0 | 0 | 0 | 0 | 0 | 0 | 0 | 0 | 0 | 0 | 0 | 0 | 0 | 0 | 0 | 0 | 0 | 0 | 0 | 0 | 0 | 0 | 0 | 0 | 0 | 0 | 0 | 0 | 0
F2_Commercial_Warehouse_Existing_Food Preparation_Natural Gas_Fryer_E7 | F2 | Commercial | Warehouse | Existing | Food Preparation | Natural Gas | Fryer | E7 | RVT - Cost of Operation | 0 | 0 | 0 | 0 | 0 | 0 | 0 | 0 | 0 | 0 | 0 | 0 | 0 | 0 | 0 | 0 | 0 | 0 | 0 | 0 | 0 | 0 | 0 | 0 | 0 | 0 | 0 | 0 | 0 | 0 | 0 | 0 | 0
F2_Commercial_Warehouse_Existing_Food Preparation_Natural Gas_Fryer_E8 | F2 | Commercial | Warehouse | Existing | Food Preparation | Natural Gas | Fryer | E8 | RVT - Cost of Operation | 0 | 0 | 0 | 0 | 0 | 0 | 0 | 0 | 0 | 0 | 0 | 0 | 0 | 0 | 0 | 0 | 0 | 0 | 0 | 0 | 0 | 0 | 0 | 0 | 0 | 0 | 0 | 0 | 0 | 0 | 0 | 0 | 0
F2_Commercial_Warehouse_Existing_Food Preparation_Natural Gas_Fryer_E9 | F2 | Commercial | Warehouse | Existing | Food Preparation | Natural Gas | Fryer | E9 | RVT - Cost of Operation | 0 | 0 | 0 | 0 | 0 | 0 | 0 | 0 | 0 | 0 | 0 | 0 | 0 | 0 | 0 | 0 | 0 | 0 | 0 | 0 | 0 | 0 | 0 | 0 | 0 | 0 | 0 | 0 | 0 | 0 | 0 | 0 | 0
F2_Commercial_Warehouse_Existing_Food Preparation_Natural Gas_Fryer_E10 | F2 | Commercial | Warehouse | Existing | Food Preparation | Natural Gas | Fryer | E10 | RVT - Cost of Operation | 0 | 0 | 0 | 0 | 0 | 0 | 0 | 0 | 0 | 0 | 0 | 0 | 0 | 0 | 0 | 0 | 0 | 0 | 0 | 0 | 0 | 0 | 0 | 0 | 0 | 0 | 0 | 0 | 0 | 0 | 0 | 0 | 0
F3_Commercial_Warehouse_Existing_Food Preparation_Natural Gas_Fryer_E1 | F3 | Commercial | Warehouse | Existing | Food Preparation | Natural Gas | Fryer | E1 | System - kBTUs of Consumption | 0.0074328 | 0.0074328 | 0.0074328 | 0 | 0 | 0 | 0 | 0 | 0 | 0 | 0 | 0 | 0 | 0 | 0 | 0 | 0 | 0 | 0 | 0 | 0 | 0 | 0 | 0 | 0 | 0 | 0 | 0 | 0 | 0 | 0 | 0 | 0
F3_Commercial_Warehouse_Existing_Food Preparation_Natural Gas_Fryer_E2 | F3 | Commercial | Warehouse | Existing | Food Preparation | Natural Gas | Fryer | E2 | System - kBTUs of Consumption | 0.009343 | 0.009343 | 0.009343 | 0.009343 | 0.009343 | 0.009343 | 0.009343 | 0.009343 | 0.009343 | 0.009343 | 0.009343 | 0.009343 | 0.009343 | 0.009343 | 0.009343 | 0.009343 | 0.009343 | 0.009343 | 0.009343 | 0.009343 | 0.009343 | 0.009343 | 0.009343 | 0.009343 | 0.009343 | 0.009343 | 0.009343 | 0.009343 | 0.009343 | 0.009343 | 0.009343 | 0.009343 | 0.009343
F3_Commercial_Warehouse_Existing_Food Preparation_Natural Gas_Fryer_E3 | F3 | Commercial | Warehouse | Existing | Food Preparation | Natural Gas | Fryer | E3 | System - kBTUs of Consumption | 0 | 0 | 0 | 0 | 0 | 0 | 0 | 0 | 0 | 0 | 0 | 0 | 0 | 0 | 0 | 0 | 0 | 0 | 0 | 0 | 0 | 0 | 0 | 0 | 0 | 0 | 0 | 0 | 0 | 0 | 0 | 0 | 0
F3_Commercial_Warehouse_Existing_Food Preparation_Natural Gas_Fryer_E4 | F3 | Commercial | Warehouse | Existing | Food Preparation | Natural Gas | Fryer | E4 | System - kBTUs of Consumption | 0 | 0 | 0 | 0 | 0 | 0 | 0 | 0 | 0 | 0 | 0 | 0 | 0 | 0 | 0 | 0 | 0 | 0 | 0 | 0 | 0 | 0 | 0 | 0 | 0 | 0 | 0 | 0 | 0 | 0 | 0 | 0 | 0
F3_Commercial_Warehouse_Existing_Food Preparation_Natural Gas_Fryer_E5 | F3 | Commercial | Warehouse | Existing | Food Preparation | Natural Gas | Fryer | E5 | System - kBTUs of Consumption | 0 | 0 | 0 | 0 | 0 | 0 | 0 | 0 | 0 | 0 | 0 | 0 | 0 | 0 | 0 | 0 | 0 | 0 | 0 | 0 | 0 | 0 | 0 | 0 | 0 | 0 | 0 | 0 | 0 | 0 | 0 | 0 | 0
F3_Commercial_Warehouse_Existing_Food Preparation_Natural Gas_Fryer_E6 | F3 | Commercial | Warehouse | Existing | Food Preparation | Natural Gas | Fryer | E6 | System - kBTUs of Consumption | 0 | 0 | 0 | 0 | 0 | 0 | 0 | 0 | 0 | 0 | 0 | 0 | 0 | 0 | 0 | 0 | 0 | 0 | 0 | 0 | 0 | 0 | 0 | 0 | 0 | 0 | 0 | 0 | 0 | 0 | 0 | 0 | 0
F3_Commercial_Warehouse_Existing_Food Preparation_Natural Gas_Fryer_E7 | F3 | Commercial | Warehouse | Existing | Food Preparation | Natural Gas | Fryer | E7 | System - kBTUs of Consumption | 0 | 0 | 0 | 0 | 0 | 0 | 0 | 0 | 0 | 0 | 0 | 0 | 0 | 0 | 0 | 0 | 0 | 0 | 0 | 0 | 0 | 0 | 0 | 0 | 0 | 0 | 0 | 0 | 0 | 0 | 0 | 0 | 0
F3_Commercial_Warehouse_Existing_Food Preparation_Natural Gas_Fryer_E8 | F3 | Commercial | Warehouse | Existing | Food Preparation | Natural Gas | Fryer | E8 | System - kBTUs of Consumption | 0 | 0 | 0 | 0 | 0 | 0 | 0 | 0 | 0 | 0 | 0 | 0 | 0 | 0 | 0 | 0 | 0 | 0 | 0 | 0 | 0 | 0 | 0 | 0 | 0 | 0 | 0 | 0 | 0 | 0 | 0 | 0 | 0
F3_Commercial_Warehouse_Existing_Food Preparation_Natural Gas_Fryer_E9 | F3 | Commercial | Warehouse | Existing | Food Preparation | Natural Gas | Fryer | E9 | System - kBTUs of Consumption | 0 | 0 | 0 | 0 | 0 | 0 | 0 | 0 | 0 | 0 | 0 | 0 | 0 | 0 | 0 | 0 | 0 | 0 | 0 | 0 | 0 | 0 | 0 | 0 | 0 | 0 | 0 | 0 | 0 | 0 | 0 | 0 | 0
F3_Commercial_Warehouse_Existing_Food Preparation_Natural Gas_Fryer_E10 | F3 | Commercial | Warehouse | Existing | Food Preparation | Natural Gas | Fryer | E10 | System - kBTUs of Consumption | 0 | 0 | 0 | 0 | 0 | 0 | 0 | 0 | 0 | 0 | 0 | 0 | 0 | 0 | 0 | 0 | 0 | 0 | 0 | 0 | 0 | 0 | 0 | 0 | 0 | 0 | 0 | 0 | 0 | 0 | 0 | 0 | 0
F4_Commercial_Warehouse_Existing_Food Preparation_Natural Gas_Fryer_E1 | F4 | Commercial | Warehouse | Existing | Food Preparation | Natural Gas | Fryer | E1 | Utility - Cost of Equipment | 0.018661 | 0.018719 | 0.018826 | 0 | 0 | 0 | 0 | 0 | 0 | 0 | 0 | 0 | 0 | 0 | 0 | 0 | 0 | 0 | 0 | 0 | 0 | 0 | 0 | 0 | 0 | 0 | 0 | 0 | 0 | 0 | 0 | 0 | 0
F4_Commercial_Warehouse_Existing_Food Preparation_Natural Gas_Fryer_E2 | F4 | Commercial | Warehouse | Existing | Food Preparation | Natural Gas | Fryer | E2 | Utility - Cost of Equipment | 0.011438 | 0.011473 | 0.011539 | 0.011629 | 0.011758 | 0.011937 | 0.012079 | 0.012219 | 0.012362 | 0.012509 | 0.012633 | 0.012727 | 0.012807 | 0.012879 | 0.012963 | 0.013039 | 0.013134 | 0.013254 | 0.013397 | 0.013562 | 0.013746 | 0.013927 | 0.014099 | 0.014253 | 0.01439 | 0.014515 | 0.014604 | 0.014677 | 0.014746 | 0.014804 | 0.014862 | 0.014888 | 0.014888
F4_Commercial_Warehouse_Existing_Food Preparation_Natural Gas_Fryer_E3 | F4 | Commercial | Warehouse | Existing | Food Preparation | Natural Gas | Fryer | E3 | Utility - Cost of Equipment | 0 | 0 | 0 | 0 | 0 | 0 | 0 | 0 | 0 | 0 | 0 | 0 | 0 | 0 | 0 | 0 | 0 | 0 | 0 | 0 | 0 | 0 | 0 | 0 | 0 | 0 | 0 | 0 | 0 | 0 | 0 | 0 | 0
F4_Commercial_Warehouse_Existing_Food Preparation_Natural Gas_Fryer_E4 | F4 | Commercial | Warehouse | Existing | Food Preparation | Natural Gas | Fryer | E4 | Utility - Cost of Equipment | 0 | 0 | 0 | 0 | 0 | 0 | 0 | 0 | 0 | 0 | 0 | 0 | 0 | 0 | 0 | 0 | 0 | 0 | 0 | 0 | 0 | 0 | 0 | 0 | 0 | 0 | 0 | 0 | 0 | 0 | 0 | 0 | 0
F4_Commercial_Warehouse_Existing_Food Preparation_Natural Gas_Fryer_E5 | F4 | Commercial | Warehouse | Existing | Food Preparation | Natural Gas | Fryer | E5 | Utility - Cost of Equipment | 0 | 0 | 0 | 0 | 0 | 0 | 0 | 0 | 0 | 0 | 0 | 0 | 0 | 0 | 0 | 0 | 0 | 0 | 0 | 0 | 0 | 0 | 0 | 0 | 0 | 0 | 0 | 0 | 0 | 0 | 0 | 0 | 0
F4_Commercial_Warehouse_Existing_Food Preparation_Natural Gas_Fryer_E6 | F4 | Commercial | Warehouse | Existing | Food Preparation | Natural Gas | Fryer | E6 | Utility - Cost of Equipment | 0 | 0 | 0 | 0 | 0 | 0 | 0 | 0 | 0 | 0 | 0 | 0 | 0 | 0 | 0 | 0 | 0 | 0 | 0 | 0 | 0 | 0 | 0 | 0 | 0 | 0 | 0 | 0 | 0 | 0 | 0 | 0 | 0
F4_Commercial_Warehouse_Existing_Food Preparation_Natural Gas_Fryer_E7 | F4 | Commercial | Warehouse | Existing | Food Preparation | Natural Gas | Fryer | E7 | Utility - Cost of Equipment | 0 | 0 | 0 | 0 | 0 | 0 | 0 | 0 | 0 | 0 | 0 | 0 | 0 | 0 | 0 | 0 | 0 | 0 | 0 | 0 | 0 | 0 | 0 | 0 | 0 | 0 | 0 | 0 | 0 | 0 | 0 | 0 | 0
F4_Commercial_Warehouse_Existing_Food Preparation_Natural Gas_Fryer_E8 | F4 | Commercial | Warehouse | Existing | Food Preparation | Natural Gas | Fryer | E8 | Utility - Cost of Equipment | 0 | 0 | 0 | 0 | 0 | 0 | 0 | 0 | 0 | 0 | 0 | 0 | 0 | 0 | 0 | 0 | 0 | 0 | 0 | 0 | 0 | 0 | 0 | 0 | 0 | 0 | 0 | 0 | 0 | 0 | 0 | 0 | 0
F4_Commercial_Warehouse_Existing_Food Preparation_Natural Gas_Fryer_E9 | F4 | Commercial | Warehouse | Existing | Food Preparation | Natural Gas | Fryer | E9 | Utility - Cost of Equipment | 0 | 0 | 0 | 0 | 0 | 0 | 0 | 0 | 0 | 0 | 0 | 0 | 0 | 0 | 0 | 0 | 0 | 0 | 0 | 0 | 0 | 0 | 0 | 0 | 0 | 0 | 0 | 0 | 0 | 0 | 0 | 0 | 0
F4_Commercial_Warehouse_Existing_Food Preparation_Natural Gas_Fryer_E10 | F4 | Commercial | Warehouse | Existing | Food Preparation | Natural Gas | Fryer | E10 | Utility - Cost of Equipment | 0 | 0 | 0 | 0 | 0 | 0 | 0 | 0 | 0 | 0 | 0 | 0 | 0 | 0 | 0 | 0 | 0 | 0 | 0 | 0 | 0 | 0 | 0 | 0 | 0 | 0 | 0 | 0 | 0 | 0 | 0 | 0 | 0
F5_Commercial_Warehouse_Existing_Food Preparation_Natural Gas_Fryer_E1 | F5 | Commercial | Warehouse | Existing | Food Preparation | Natural Gas | Fryer | E1 | Utility - Cost of Operation | 0.0074328 | 0.0074328 | 0.0074328 | 0 | 0 | 0 | 0 | 0 | 0 | 0 | 0 | 0 | 0 | 0 | 0 | 0 | 0 | 0 | 0 | 0 | 0 | 0 | 0 | 0 | 0 | 0 | 0 | 0 | 0 | 0 | 0 | 0 | 0
F5_Commercial_Warehouse_Existing_Food Preparation_Natural Gas_Fryer_E2 | F5 | Commercial | Warehouse | Existing | Food Preparation | Natural Gas | Fryer | E2 | Utility - Cost of Operation | 0.009343 | 0.009343 | 0.009343 | 0.009343 | 0.009343 | 0.009343 | 0.009343 | 0.009343 | 0.009343 | 0.009343 | 0.009343 | 0.009343 | 0.009343 | 0.009343 | 0.009343 | 0.009343 | 0.009343 | 0.009343 | 0.009343 | 0.009343 | 0.009343 | 0.009343 | 0.009343 | 0.009343 | 0.009343 | 0.009343 | 0.009343 | 0.009343 | 0.009343 | 0.009343 | 0.009343 | 0.009343 | 0.009343
F5_Commercial_Warehouse_Existing_Food Preparation_Natural Gas_Fryer_E3 | F5 | Commercial | Warehouse | Existing | Food Preparation | Natural Gas | Fryer | E3 | Utility - Cost of Operation | 0 | 0 | 0 | 0 | 0 | 0 | 0 | 0 | 0 | 0 | 0 | 0 | 0 | 0 | 0 | 0 | 0 | 0 | 0 | 0 | 0 | 0 | 0 | 0 | 0 | 0 | 0 | 0 | 0 | 0 | 0 | 0 | 0
F5_Commercial_Warehouse_Existing_Food Preparation_Natural Gas_Fryer_E4 | F5 | Commercial | Warehouse | Existing | Food Preparation | Natural Gas | Fryer | E4 | Utility - Cost of Operation | 0 | 0 | 0 | 0 | 0 | 0 | 0 | 0 | 0 | 0 | 0 | 0 | 0 | 0 | 0 | 0 | 0 | 0 | 0 | 0 | 0 | 0 | 0 | 0 | 0 | 0 | 0 | 0 | 0 | 0 | 0 | 0 | 0
F5_Commercial_Warehouse_Existing_Food Preparation_Natural Gas_Fryer_E5 | F5 | Commercial | Warehouse | Existing | Food Preparation | Natural Gas | Fryer | E5 | Utility - Cost of Operation | 0 | 0 | 0 | 0 | 0 | 0 | 0 | 0 | 0 | 0 | 0 | 0 | 0 | 0 | 0 | 0 | 0 | 0 | 0 | 0 | 0 | 0 | 0 | 0 | 0 | 0 | 0 | 0 | 0 | 0 | 0 | 0 | 0
F5_Commercial_Warehouse_Existing_Food Preparation_Natural Gas_Fryer_E6 | F5 | Commercial | Warehouse | Existing | Food Preparation | Natural Gas | Fryer | E6 | Utility - Cost of Operation | 0 | 0 | 0 | 0 | 0 | 0 | 0 | 0 | 0 | 0 | 0 | 0 | 0 | 0 | 0 | 0 | 0 | 0 | 0 | 0 | 0 | 0 | 0 | 0 | 0 | 0 | 0 | 0 | 0 | 0 | 0 | 0 | 0
F5_Commercial_Warehouse_Existing_Food Preparation_Natural Gas_Fryer_E7 | F5 | Commercial | Warehouse | Existing | Food Preparation | Natural Gas | Fryer | E7 | Utility - Cost of Operation | 0 | 0 | 0 | 0 | 0 | 0 | 0 | 0 | 0 | 0 | 0 | 0 | 0 | 0 | 0 | 0 | 0 | 0 | 0 | 0 | 0 | 0 | 0 | 0 | 0 | 0 | 0 | 0 | 0 | 0 | 0 | 0 | 0
F5_Commercial_Warehouse_Existing_Food Preparation_Natural Gas_Fryer_E8 | F5 | Commercial | Warehouse | Existing | Food Preparation | Natural Gas | Fryer | E8 | Utility - Cost of Operation | 0 | 0 | 0 | 0 | 0 | 0 | 0 | 0 | 0 | 0 | 0 | 0 | 0 | 0 | 0 | 0 | 0 | 0 | 0 | 0 | 0 | 0 | 0 | 0 | 0 | 0 | 0 | 0 | 0 | 0 | 0 | 0 | 0
F5_Commercial_Warehouse_Existing_Food Preparation_Natural Gas_Fryer_E9 | F5 | Commercial | Warehouse | Existing | Food Preparation | Natural Gas | Fryer | E9 | Utility - Cost of Operation | 0 | 0 | 0 | 0 | 0 | 0 | 0 | 0 | 0 | 0 | 0 | 0 | 0 | 0 | 0 | 0 | 0 | 0 | 0 | 0 | 0 | 0 | 0 | 0 | 0 | 0 | 0 | 0 | 0 | 0 | 0 | 0 | 0
F5_Commercial_Warehouse_Existing_Food Preparation_Natural Gas_Fryer_E10 | F5 | Commercial | Warehouse | Existing | Food Preparation | Natural Gas | Fryer | E10 | Utility - Cost of Operation | 0 | 0 | 0 | 0 | 0 | 0 | 0 | 0 | 0 | 0 | 0 | 0 | 0 | 0 | 0 | 0 | 0 | 0 | 0 | 0 | 0 | 0 | 0 | 0 | 0 | 0 | 0 | 0 | 0 | 0 | 0 | 0 | 0
F6_Commercial_Warehouse_Existing_Food Preparation_Natural Gas_Fryer_E1 | F6 | Commercial | Warehouse | Existing | Food Preparation | Natural Gas | Fryer | E1 | Utility - Value of Sales | 0.011352 | 0.011352 | 0.011352 | 0 | 0 | 0 | 0 | 0 | 0 | 0 | 0 | 0 | 0 | 0 | 0 | 0 | 0 | 0 | 0 | 0 | 0 | 0 | 0 | 0 | 0 | 0 | 0 | 0 | 0 | 0 | 0 | 0 | 0
F6_Commercial_Warehouse_Existing_Food Preparation_Natural Gas_Fryer_E2 | F6 | Commercial | Warehouse | Existing | Food Preparation | Natural Gas | Fryer | E2 | Utility - Value of Sales | 0.0069577 | 0.0069577 | 0.0069577 | 0.0069577 | 0.0069577 | 0.0069577 | 0.0069577 | 0.0069577 | 0.0069577 | 0.0069577 | 0.0069577 | 0.0069577 | 0.0069577 | 0.0069577 | 0.0069577 | 0.0069577 | 0.0069577 | 0.0069577 | 0.0069577 | 0.0069577 | 0.0069577 | 0.0069577 | 0.0069577 | 0.0069577 | 0.0069577 | 0.0069577 | 0.0069577 | 0.0069577 | 0.0069577 | 0.0069577 | 0.0069577 | 0.0069577 | 0.0069577
F6_Commercial_Warehouse_Existing_Food Preparation_Natural Gas_Fryer_E3 | F6 | Commercial | Warehouse | Existing | Food Preparation | Natural Gas | Fryer | E3 | Utility - Value of Sales | 0 | 0 | 0 | 0 | 0 | 0 | 0 | 0 | 0 | 0 | 0 | 0 | 0 | 0 | 0 | 0 | 0 | 0 | 0 | 0 | 0 | 0 | 0 | 0 | 0 | 0 | 0 | 0 | 0 | 0 | 0 | 0 | 0
F6_Commercial_Warehouse_Existing_Food Preparation_Natural Gas_Fryer_E4 | F6 | Commercial | Warehouse | Existing | Food Preparation | Natural Gas | Fryer | E4 | Utility - Value of Sales | 0 | 0 | 0 | 0 | 0 | 0 | 0 | 0 | 0 | 0 | 0 | 0 | 0 | 0 | 0 | 0 | 0 | 0 | 0 | 0 | 0 | 0 | 0 | 0 | 0 | 0 | 0 | 0 | 0 | 0 | 0 | 0 | 0
F6_Commercial_Warehouse_Existing_Food Preparation_Natural Gas_Fryer_E5 | F6 | Commercial | Warehouse | Existing | Food Preparation | Natural Gas | Fryer | E5 | Utility - Value of Sales | 0 | 0 | 0 | 0 | 0 | 0 | 0 | 0 | 0 | 0 | 0 | 0 | 0 | 0 | 0 | 0 | 0 | 0 | 0 | 0 | 0 | 0 | 0 | 0 | 0 | 0 | 0 | 0 | 0 | 0 | 0 | 0 | 0
F6_Commercial_Warehouse_Existing_Food Preparation_Natural Gas_Fryer_E6 | F6 | Commercial | Warehouse | Existing | Food Preparation | Natural Gas | Fryer | E6 | Utility - Value of Sales | 0 | 0 | 0 | 0 | 0 | 0 | 0 | 0 | 0 | 0 | 0 | 0 | 0 | 0 | 0 | 0 | 0 | 0 | 0 | 0 | 0 | 0 | 0 | 0 | 0 | 0 | 0 | 0 | 0 | 0 | 0 | 0 | 0
F6_Commercial_Warehouse_Existing_Food Preparation_Natural Gas_Fryer_E7 | F6 | Commercial | Warehouse | Existing | Food Preparation | Natural Gas | Fryer | E7 | Utility - Value of Sales | 0 | 0 | 0 | 0 | 0 | 0 | 0 | 0 | 0 | 0 | 0 | 0 | 0 | 0 | 0 | 0 | 0 | 0 | 0 | 0 | 0 | 0 | 0 | 0 | 0 | 0 | 0 | 0 | 0 | 0 | 0 | 0 | 0
F6_Commercial_Warehouse_Existing_Food Preparation_Natural Gas_Fryer_E8 | F6 | Commercial | Warehouse | Existing | Food Preparation | Natural Gas | Fryer | E8 | Utility - Value of Sales | 0 | 0 | 0 | 0 | 0 | 0 | 0 | 0 | 0 | 0 | 0 | 0 | 0 | 0 | 0 | 0 | 0 | 0 | 0 | 0 | 0 | 0 | 0 | 0 | 0 | 0 | 0 | 0 | 0 | 0 | 0 | 0 | 0
F6_Commercial_Warehouse_Existing_Food Preparation_Natural Gas_Fryer_E9 | F6 | Commercial | Warehouse | Existing | Food Preparation | Natural Gas | Fryer | E9 | Utility - Value of Sales | 0 | 0 | 0 | 0 | 0 | 0 | 0 | 0 | 0 | 0 | 0 | 0 | 0 | 0 | 0 | 0 | 0 | 0 | 0 | 0 | 0 | 0 | 0 | 0 | 0 | 0 | 0 | 0 | 0 | 0 | 0 | 0 | 0
F6_Commercial_Warehouse_Existing_Food Preparation_Natural Gas_Fryer_E10 | F6 | Commercial | Warehouse | Existing | Food Preparation | Natural Gas | Fryer | E10 | Utility - Value of Sales | 0 | 0 | 0 | 0 | 0 | 0 | 0 | 0 | 0 | 0 | 0 | 0 | 0 | 0 | 0 | 0 | 0 | 0 | 0 | 0 | 0 | 0 | 0 | 0 | 0 | 0 | 0 | 0 | 0 | 0 | 0 | 0 | 0
F1_Commercial_Warehouse_Existing_Food Preparation_Natural Gas_Broiler_E1 | F1 | Commercial | Warehouse | Existing | Food Preparation | Natural Gas | Broiler | E1 | RVT - Cost of Equipment | 0.017446 | 0.017578 | 0.017727 | 0.01789 | 0.018077 | 0.018292 | 0.018467 | 0.018635 | 0.018805 | 0.018983 | 0.019152 | 0.019307 | 0.019466 | 0.019633 | 0.019817 | 0.019997 | 0.020188 | 0.02039 | 0.020601 | 0.020815 | 0.021031 | 0.021234 | 0.021416 | 0.021578 | 0.021717 | 0.021837 | 0.02192 | 0.021982 | 0.022036 | 0.022082 | 0.022127 | 0.022147 | 0.022147
F1_Commercial_Warehouse_Existing_Food Preparation_Natural Gas_Broiler_E2 | F1 | Commercial | Warehouse | Existing | Food Preparation | Natural Gas | Broiler | E2 | RVT - Cost of Equipment | 0.011215 | 0.0113 | 0.011396 | 0.011501 | 0.011621 | 0.011759 | 0.011872 | 0.01198 | 0.012089 | 0.012203 | 0.012312 | 0.012412 | 0.012514 | 0.012621 | 0.01274 | 0.012855 | 0.012978 | 0.013108 | 0.013243 | 0.013381 | 0.01352 | 0.01365 | 0.013768 | 0.013871 | 0.013961 | 0.014038 | 0.014092 | 0.014132 | 0.014166 | 0.014196 | 0.014225 | 0.014238 | 0.014238
F1_Commercial_Warehouse_Existing_Food Preparation_Natural Gas_Broiler_E3 | F1 | Commercial | Warehouse | Existing | Food Preparation | Natural Gas | Broiler | E3 | RVT - Cost of Equipment | 0 | 0 | 0 | 0 | 0 | 0 | 0 | 0 | 0 | 0 | 0 | 0 | 0 | 0 | 0 | 0 | 0 | 0 | 0 | 0 | 0 | 0 | 0 | 0 | 0 | 0 | 0 | 0 | 0 | 0 | 0 | 0 | 0
F1_Commercial_Warehouse_Existing_Food Preparation_Natural Gas_Broiler_E4 | F1 | Commercial | Warehouse | Existing | Food Preparation | Natural Gas | Broiler | E4 | RVT - Cost of Equipment | 0 | 0 | 0 | 0 | 0 | 0 | 0 | 0 | 0 | 0 | 0 | 0 | 0 | 0 | 0 | 0 | 0 | 0 | 0 | 0 | 0 | 0 | 0 | 0 | 0 | 0 | 0 | 0 | 0 | 0 | 0 | 0 | 0
F1_Commercial_Warehouse_Existing_Food Preparation_Natural Gas_Broiler_E5 | F1 | Commercial | Warehouse | Existing | Food Preparation | Natural Gas | Broiler | E5 | RVT - Cost of Equipment | 0 | 0 | 0 | 0 | 0 | 0 | 0 | 0 | 0 | 0 | 0 | 0 | 0 | 0 | 0 | 0 | 0 | 0 | 0 | 0 | 0 | 0 | 0 | 0 | 0 | 0 | 0 | 0 | 0 | 0 | 0 | 0 | 0
F1_Commercial_Warehouse_Existing_Food Preparation_Natural Gas_Broiler_E6 | F1 | Commercial | Warehouse | Existing | Food Preparation | Natural Gas | Broiler | E6 | RVT - Cost of Equipment | 0 | 0 | 0 | 0 | 0 | 0 | 0 | 0 | 0 | 0 | 0 | 0 | 0 | 0 | 0 | 0 | 0 | 0 | 0 | 0 | 0 | 0 | 0 | 0 | 0 | 0 | 0 | 0 | 0 | 0 | 0 | 0 | 0
F1_Commercial_Warehouse_Existing_Food Preparation_Natural Gas_Broiler_E7 | F1 | Commercial | Warehouse | Existing | Food Preparation | Natural Gas | Broiler | E7 | RVT - Cost of Equipment | 0 | 0 | 0 | 0 | 0 | 0 | 0 | 0 | 0 | 0 | 0 | 0 | 0 | 0 | 0 | 0 | 0 | 0 | 0 | 0 | 0 | 0 | 0 | 0 | 0 | 0 | 0 | 0 | 0 | 0 | 0 | 0 | 0
F1_Commercial_Warehouse_Existing_Food Preparation_Natural Gas_Broiler_E8 | F1 | Commercial | Warehouse | Existing | Food Preparation | Natural Gas | Broiler | E8 | RVT - Cost of Equipment | 0 | 0 | 0 | 0 | 0 | 0 | 0 | 0 | 0 | 0 | 0 | 0 | 0 | 0 | 0 | 0 | 0 | 0 | 0 | 0 | 0 | 0 | 0 | 0 | 0 | 0 | 0 | 0 | 0 | 0 | 0 | 0 | 0
F1_Commercial_Warehouse_Existing_Food Preparation_Natural Gas_Broiler_E9 | F1 | Commercial | Warehouse | Existing | Food Preparation | Natural Gas | Broiler | E9 | RVT - Cost of Equipment | 0 | 0 | 0 | 0 | 0 | 0 | 0 | 0 | 0 | 0 | 0 | 0 | 0 | 0 | 0 | 0 | 0 | 0 | 0 | 0 | 0 | 0 | 0 | 0 | 0 | 0 | 0 | 0 | 0 | 0 | 0 | 0 | 0
F1_Commercial_Warehouse_Existing_Food Preparation_Natural Gas_Broiler_E10 | F1 | Commercial | Warehouse | Existing | Food Preparation | Natural Gas | Broiler | E10 | RVT - Cost of Equipment | 0 | 0 | 0 | 0 | 0 | 0 | 0 | 0 | 0 | 0 | 0 | 0 | 0 | 0 | 0 | 0 | 0 | 0 | 0 | 0 | 0 | 0 | 0 | 0 | 0 | 0 | 0 | 0 | 0 | 0 | 0 | 0 | 0
F2_Commercial_Warehouse_Existing_Food Preparation_Natural Gas_Broiler_E1 | F2 | Commercial | Warehouse | Existing | Food Preparation | Natural Gas | Broiler | E1 | RVT - Cost of Operation | 0.020901 | 0.02106 | 0.021238 | 0.021434 | 0.021657 | 0.021915 | 0.022125 | 0.022326 | 0.02253 | 0.022743 | 0.022945 | 0.023131 | 0.023322 | 0.023522 | 0.023742 | 0.023958 | 0.024187 | 0.024429 | 0.024681 | 0.024938 | 0.025197 | 0.025439 | 0.025658 | 0.025851 | 0.026019 | 0.026162 | 0.026262 | 0.026336 | 0.026401 | 0.026456 | 0.02651 | 0.026534 | 0.026534
F2_Commercial_Warehouse_Existing_Food Preparation_Natural Gas_Broiler_E2 | F2 | Commercial | Warehouse | Existing | Food Preparation | Natural Gas | Broiler | E2 | RVT - Cost of Operation | 0.013436 | 0.013539 | 0.013653 | 0.013779 | 0.013922 | 0.014088 | 0.014223 | 0.014352 | 0.014484 | 0.01462 | 0.014751 | 0.01487 | 0.014993 | 0.015121 | 0.015263 | 0.015402 | 0.015549 | 0.015704 | 0.015866 | 0.016032 | 0.016198 | 0.016354 | 0.016494 | 0.016619 | 0.016726 | 0.016819 | 0.016883 | 0.016931 | 0.016972 | 0.017007 | 0.017042 | 0.017058 | 0.017058
F2_Commercial_Warehouse_Existing_Food Preparation_Natural Gas_Broiler_E3 | F2 | Commercial | Warehouse | Existing | Food Preparation | Natural Gas | Broiler | E3 | RVT - Cost of Operation | 0 | 0 | 0 | 0 | 0 | 0 | 0 | 0 | 0 | 0 | 0 | 0 | 0 | 0 | 0 | 0 | 0 | 0 | 0 | 0 | 0 | 0 | 0 | 0 | 0 | 0 | 0 | 0 | 0 | 0 | 0 | 0 | 0
F2_Commercial_Warehouse_Existing_Food Preparation_Natural Gas_Broiler_E4 | F2 | Commercial | Warehouse | Existing | Food Preparation | Natural Gas | Broiler | E4 | RVT - Cost of Operation | 0 | 0 | 0 | 0 | 0 | 0 | 0 | 0 | 0 | 0 | 0 | 0 | 0 | 0 | 0 | 0 | 0 | 0 | 0 | 0 | 0 | 0 | 0 | 0 | 0 | 0 | 0 | 0 | 0 | 0 | 0 | 0 | 0
F2_Commercial_Warehouse_Existing_Food Preparation_Natural Gas_Broiler_E5 | F2 | Commercial | Warehouse | Existing | Food Preparation | Natural Gas | Broiler | E5 | RVT - Cost of Operation | 0 | 0 | 0 | 0 | 0 | 0 | 0 | 0 | 0 | 0 | 0 | 0 | 0 | 0 | 0 | 0 | 0 | 0 | 0 | 0 | 0 | 0 | 0 | 0 | 0 | 0 | 0 | 0 | 0 | 0 | 0 | 0 | 0
F2_Commercial_Warehouse_Existing_Food Preparation_Natural Gas_Broiler_E6 | F2 | Commercial | Warehouse | Existing | Food Preparation | Natural Gas | Broiler | E6 | RVT - Cost of Operation | 0 | 0 | 0 | 0 | 0 | 0 | 0 | 0 | 0 | 0 | 0 | 0 | 0 | 0 | 0 | 0 | 0 | 0 | 0 | 0 | 0 | 0 | 0 | 0 | 0 | 0 | 0 | 0 | 0 | 0 | 0 | 0 | 0
F2_Commercial_Warehouse_Existing_Food Preparation_Natural Gas_Broiler_E7 | F2 | Commercial | Warehouse | Existing | Food Preparation | Natural Gas | Broiler | E7 | RVT - Cost of Operation | 0 | 0 | 0 | 0 | 0 | 0 | 0 | 0 | 0 | 0 | 0 | 0 | 0 | 0 | 0 | 0 | 0 | 0 | 0 | 0 | 0 | 0 | 0 | 0 | 0 | 0 | 0 | 0 | 0 | 0 | 0 | 0 | 0
F2_Commercial_Warehouse_Existing_Food Preparation_Natural Gas_Broiler_E8 | F2 | Commercial | Warehouse | Existing | Food Preparation | Natural Gas | Broiler | E8 | RVT - Cost of Operation | 0 | 0 | 0 | 0 | 0 | 0 | 0 | 0 | 0 | 0 | 0 | 0 | 0 | 0 | 0 | 0 | 0 | 0 | 0 | 0 | 0 | 0 | 0 | 0 | 0 | 0 | 0 | 0 | 0 | 0 | 0 | 0 | 0
F2_Commercial_Warehouse_Existing_Food Preparation_Natural Gas_Broiler_E9 | F2 | Commercial | Warehouse | Existing | Food Preparation | Natural Gas | Broiler | E9 | RVT - Cost of Operation | 0 | 0 | 0 | 0 | 0 | 0 | 0 | 0 | 0 | 0 | 0 | 0 | 0 | 0 | 0 | 0 | 0 | 0 | 0 | 0 | 0 | 0 | 0 | 0 | 0 | 0 | 0 | 0 | 0 | 0 | 0 | 0 | 0
F2_Commercial_Warehouse_Existing_Food Preparation_Natural Gas_Broiler_E10 | F2 | Commercial | Warehouse | Existing | Food Preparation | Natural Gas | Broiler | E10 | RVT - Cost of Operation | 0 | 0 | 0 | 0 | 0 | 0 | 0 | 0 | 0 | 0 | 0 | 0 | 0 | 0 | 0 | 0 | 0 | 0 | 0 | 0 | 0 | 0 | 0 | 0 | 0 | 0 | 0 | 0 | 0 | 0 | 0 | 0 | 0
F3_Commercial_Warehouse_Existing_Food Preparation_Natural Gas_Broiler_E1 | F3 | Commercial | Warehouse | Existing | Food Preparation | Natural Gas | Broiler | E1 | System - kBTUs of Consumption | 0.0057983 | 0.0057983 | 0.0057983 | 0.0057983 | 0.0057983 | 0.0057983 | 0.0057983 | 0.0057983 | 0.0057983 | 0.0057983 | 0.0057983 | 0.0057983 | 0.0057983 | 0.0057983 | 0.0057983 | 0.0057983 | 0.0057983 | 0.0057983 | 0.0057983 | 0.0057983 | 0.0057983 | 0.0057983 | 0.0057983 | 0.0057983 | 0.0057983 | 0.0057983 | 0.0057983 | 0.0057983 | 0.0057983 | 0.0057983 | 0.0057983 | 0.0057983 | 0.0057983
F3_Commercial_Warehouse_Existing_Food Preparation_Natural Gas_Broiler_E2 | F3 | Commercial | Warehouse | Existing | Food Preparation | Natural Gas | Broiler | E2 | System - kBTUs of Consumption | 0.0081176 | 0.0081176 | 0.0081176 | 0.0081176 | 0.0081176 | 0.0081176 | 0.0081176 | 0.0081176 | 0.0081176 | 0.0081176 | 0.0081176 | 0.0081176 | 0.0081176 | 0.0081176 | 0.0081176 | 0.0081176 | 0.0081176 | 0.0081176 | 0.0081176 | 0.0081176 | 0.0081176 | 0.0081176 | 0.0081176 | 0.0081176 | 0.0081176 | 0.0081176 | 0.0081176 | 0.0081176 | 0.0081176 | 0.0081176 | 0.0081176 | 0.0081176 | 0.0081176
F3_Commercial_Warehouse_Existing_Food Preparation_Natural Gas_Broiler_E3 | F3 | Commercial | Warehouse | Existing | Food Preparation | Natural Gas | Broiler | E3 | System - kBTUs of Consumption | 0 | 0 | 0 | 0 | 0 | 0 | 0 | 0 | 0 | 0 | 0 | 0 | 0 | 0 | 0 | 0 | 0 | 0 | 0 | 0 | 0 | 0 | 0 | 0 | 0 | 0 | 0 | 0 | 0 | 0 | 0 | 0 | 0
F3_Commercial_Warehouse_Existing_Food Preparation_Natural Gas_Broiler_E4 | F3 | Commercial | Warehouse | Existing | Food Preparation | Natural Gas | Broiler | E4 | System - kBTUs of Consumption | 0 | 0 | 0 | 0 | 0 | 0 | 0 | 0 | 0 | 0 | 0 | 0 | 0 | 0 | 0 | 0 | 0 | 0 | 0 | 0 | 0 | 0 | 0 | 0 | 0 | 0 | 0 | 0 | 0 | 0 | 0 | 0 | 0
F3_Commercial_Warehouse_Existing_Food Preparation_Natural Gas_Broiler_E5 | F3 | Commercial | Warehouse | Existing | Food Preparation | Natural Gas | Broiler | E5 | System - kBTUs of Consumption | 0 | 0 | 0 | 0 | 0 | 0 | 0 | 0 | 0 | 0 | 0 | 0 | 0 | 0 | 0 | 0 | 0 | 0 | 0 | 0 | 0 | 0 | 0 | 0 | 0 | 0 | 0 | 0 | 0 | 0 | 0 | 0 | 0
F3_Commercial_Warehouse_Existing_Food Preparation_Natural Gas_Broiler_E6 | F3 | Commercial | Warehouse | Existing | Food Preparation | Natural Gas | Broiler | E6 | System - kBTUs of Consumption | 0 | 0 | 0 | 0 | 0 | 0 | 0 | 0 | 0 | 0 | 0 | 0 | 0 | 0 | 0 | 0 | 0 | 0 | 0 | 0 | 0 | 0 | 0 | 0 | 0 | 0 | 0 | 0 | 0 | 0 | 0 | 0 | 0
F3_Commercial_Warehouse_Existing_Food Preparation_Natural Gas_Broiler_E7 | F3 | Commercial | Warehouse | Existing | Food Preparation | Natural Gas | Broiler | E7 | System - kBTUs of Consumption | 0 | 0 | 0 | 0 | 0 | 0 | 0 | 0 | 0 | 0 | 0 | 0 | 0 | 0 | 0 | 0 | 0 | 0 | 0 | 0 | 0 | 0 | 0 | 0 | 0 | 0 | 0 | 0 | 0 | 0 | 0 | 0 | 0
F3_Commercial_Warehouse_Existing_Food Preparation_Natural Gas_Broiler_E8 | F3 | Commercial | Warehouse | Existing | Food Preparation | Natural Gas | Broiler | E8 | System - kBTUs of Consumption | 0 | 0 | 0 | 0 | 0 | 0 | 0 | 0 | 0 | 0 | 0 | 0 | 0 | 0 | 0 | 0 | 0 | 0 | 0 | 0 | 0 | 0 | 0 | 0 | 0 | 0 | 0 | 0 | 0 | 0 | 0 | 0 | 0
F3_Commercial_Warehouse_Existing_Food Preparation_Natural Gas_Broiler_E9 | F3 | Commercial | Warehouse | Existing | Food Preparation | Natural Gas | Broiler | E9 | System - kBTUs of Consumption | 0 | 0 | 0 | 0 | 0 | 0 | 0 | 0 | 0 | 0 | 0 | 0 | 0 | 0 | 0 | 0 | 0 | 0 | 0 | 0 | 0 | 0 | 0 | 0 | 0 | 0 | 0 | 0 | 0 | 0 | 0 | 0 | 0
F3_Commercial_Warehouse_Existing_Food Preparation_Natural Gas_Broiler_E10 | F3 | Commercial | Warehouse | Existing | Food Preparation | Natural Gas | Broiler | E10 | System - kBTUs of Consumption | 0 | 0 | 0 | 0 | 0 | 0 | 0 | 0 | 0 | 0 | 0 | 0 | 0 | 0 | 0 | 0 | 0 | 0 | 0 | 0 | 0 | 0 | 0 | 0 | 0 | 0 | 0 | 0 | 0 | 0 | 0 | 0 | 0
F4_Commercial_Warehouse_Existing_Food Preparation_Natural Gas_Broiler_E1 | F4 | Commercial | Warehouse | Existing | Food Preparation | Natural Gas | Broiler | E1 | Utility - Cost of Equipment | 0.020901 | 0.02106 | 0.021238 | 0.021434 | 0.021657 | 0.021915 | 0.022125 | 0.022326 | 0.02253 | 0.022743 | 0.022945 | 0.023131 | 0.023322 | 0.023522 | 0.023742 | 0.023958 | 0.024187 | 0.024429 | 0.024681 | 0.024938 | 0.025197 | 0.025439 | 0.025658 | 0.025851 | 0.026019 | 0.026162 | 0.026262 | 0.026336 | 0.026401 | 0.026456 | 0.02651 | 0.026534 | 0.026534
F4_Commercial_Warehouse_Existing_Food Preparation_Natural Gas_Broiler_E2 | F4 | Commercial | Warehouse | Existing | Food Preparation | Natural Gas | Broiler | E2 | Utility - Cost of Equipment | 0.013436 | 0.013539 | 0.013653 | 0.013779 | 0.013922 | 0.014088 | 0.014223 | 0.014352 | 0.014484 | 0.01462 | 0.014751 | 0.01487 | 0.014993 | 0.015121 | 0.015263 | 0.015402 | 0.015549 | 0.015704 | 0.015866 | 0.016032 | 0.016198 | 0.016354 | 0.016494 | 0.016619 | 0.016726 | 0.016819 | 0.016883 | 0.016931 | 0.016972 | 0.017007 | 0.017042 | 0.017058 | 0.017058
F4_Commercial_Warehouse_Existing_Food Preparation_Natural Gas_Broiler_E3 | F4 | Commercial | Warehouse | Existing | Food Preparation | Natural Gas | Broiler | E3 | Utility - Cost of Equipment | 0 | 0 | 0 | 0 | 0 | 0 | 0 | 0 | 0 | 0 | 0 | 0 | 0 | 0 | 0 | 0 | 0 | 0 | 0 | 0 | 0 | 0 | 0 | 0 | 0 | 0 | 0 | 0 | 0 | 0 | 0 | 0 | 0
F4_Commercial_Warehouse_Existing_Food Preparation_Natural Gas_Broiler_E4 | F4 | Commercial | Warehouse | Existing | Food Preparation | Natural Gas | Broiler | E4 | Utility - Cost of Equipment | 0 | 0 | 0 | 0 | 0 | 0 | 0 | 0 | 0 | 0 | 0 | 0 | 0 | 0 | 0 | 0 | 0 | 0 | 0 | 0 | 0 | 0 | 0 | 0 | 0 | 0 | 0 | 0 | 0 | 0 | 0 | 0 | 0
F4_Commercial_Warehouse_Existing_Food Preparation_Natural Gas_Broiler_E5 | F4 | Commercial | Warehouse | Existing | Food Preparation | Natural Gas | Broiler | E5 | Utility - Cost of Equipment | 0 | 0 | 0 | 0 | 0 | 0 | 0 | 0 | 0 | 0 | 0 | 0 | 0 | 0 | 0 | 0 | 0 | 0 | 0 | 0 | 0 | 0 | 0 | 0 | 0 | 0 | 0 | 0 | 0 | 0 | 0 | 0 | 0
F4_Commercial_Warehouse_Existing_Food Preparation_Natural Gas_Broiler_E6 | F4 | Commercial | Warehouse | Existing | Food Preparation | Natural Gas | Broiler | E6 | Utility - Cost of Equipment | 0 | 0 | 0 | 0 | 0 | 0 | 0 | 0 | 0 | 0 | 0 | 0 | 0 | 0 | 0 | 0 | 0 | 0 | 0 | 0 | 0 | 0 | 0 | 0 | 0 | 0 | 0 | 0 | 0 | 0 | 0 | 0 | 0
F4_Commercial_Warehouse_Existing_Food Preparation_Natural Gas_Broiler_E7 | F4 | Commercial | Warehouse | Existing | Food Preparation | Natural Gas | Broiler | E7 | Utility - Cost of Equipment | 0 | 0 | 0 | 0 | 0 | 0 | 0 | 0 | 0 | 0 | 0 | 0 | 0 | 0 | 0 | 0 | 0 | 0 | 0 | 0 | 0 | 0 | 0 | 0 | 0 | 0 | 0 | 0 | 0 | 0 | 0 | 0 | 0
F4_Commercial_Warehouse_Existing_Food Preparation_Natural Gas_Broiler_E8 | F4 | Commercial | Warehouse | Existing | Food Preparation | Natural Gas | Broiler | E8 | Utility - Cost of Equipment | 0 | 0 | 0 | 0 | 0 | 0 | 0 | 0 | 0 | 0 | 0 | 0 | 0 | 0 | 0 | 0 | 0 | 0 | 0 | 0 | 0 | 0 | 0 | 0 | 0 | 0 | 0 | 0 | 0 | 0 | 0 | 0 | 0
F4_Commercial_Warehouse_Existing_Food Preparation_Natural Gas_Broiler_E9 | F4 | Commercial | Warehouse | Existing | Food Preparation | Natural Gas | Broiler | E9 | Utility - Cost of Equipment | 0 | 0 | 0 | 0 | 0 | 0 | 0 | 0 | 0 | 0 | 0 | 0 | 0 | 0 | 0 | 0 | 0 | 0 | 0 | 0 | 0 | 0 | 0 | 0 | 0 | 0 | 0 | 0 | 0 | 0 | 0 | 0 | 0
F4_Commercial_Warehouse_Existing_Food Preparation_Natural Gas_Broiler_E10 | F4 | Commercial | Warehouse | Existing | Food Preparation | Natural Gas | Broiler | E10 | Utility - Cost of Equipment | 0 | 0 | 0 | 0 | 0 | 0 | 0 | 0 | 0 | 0 | 0 | 0 | 0 | 0 | 0 | 0 | 0 | 0 | 0 | 0 | 0 | 0 | 0 | 0 | 0 | 0 | 0 | 0 | 0 | 0 | 0 | 0 | 0
F5_Commercial_Warehouse_Existing_Food Preparation_Natural Gas_Broiler_E1 | F5 | Commercial | Warehouse | Existing | Food Preparation | Natural Gas | Broiler | E1 | Utility - Cost of Operation | 0.0057983 | 0.0057983 | 0.0057983 | 0.0057983 | 0.0057983 | 0.0057983 | 0.0057983 | 0.0057983 | 0.0057983 | 0.0057983 | 0.0057983 | 0.0057983 | 0.0057983 | 0.0057983 | 0.0057983 | 0.0057983 | 0.0057983 | 0.0057983 | 0.0057983 | 0.0057983 | 0.0057983 | 0.0057983 | 0.0057983 | 0.0057983 | 0.0057983 | 0.0057983 | 0.0057983 | 0.0057983 | 0.0057983 | 0.0057983 | 0.0057983 | 0.0057983 | 0.0057983
F5_Commercial_Warehouse_Existing_Food Preparation_Natural Gas_Broiler_E2 | F5 | Commercial | Warehouse | Existing | Food Preparation | Natural Gas | Broiler | E2 | Utility - Cost of Operation | 0.0081176 | 0.0081176 | 0.0081176 | 0.0081176 | 0.0081176 | 0.0081176 | 0.0081176 | 0.0081176 | 0.0081176 | 0.0081176 | 0.0081176 | 0.0081176 | 0.0081176 | 0.0081176 | 0.0081176 | 0.0081176 | 0.0081176 | 0.0081176 | 0.0081176 | 0.0081176 | 0.0081176 | 0.0081176 | 0.0081176 | 0.0081176 | 0.0081176 | 0.0081176 | 0.0081176 | 0.0081176 | 0.0081176 | 0.0081176 | 0.0081176 | 0.0081176 | 0.0081176
F5_Commercial_Warehouse_Existing_Food Preparation_Natural Gas_Broiler_E3 | F5 | Commercial | Warehouse | Existing | Food Preparation | Natural Gas | Broiler | E3 | Utility - Cost of Operation | 0 | 0 | 0 | 0 | 0 | 0 | 0 | 0 | 0 | 0 | 0 | 0 | 0 | 0 | 0 | 0 | 0 | 0 | 0 | 0 | 0 | 0 | 0 | 0 | 0 | 0 | 0 | 0 | 0 | 0 | 0 | 0 | 0
F5_Commercial_Warehouse_Existing_Food Preparation_Natural Gas_Broiler_E4 | F5 | Commercial | Warehouse | Existing | Food Preparation | Natural Gas | Broiler | E4 | Utility - Cost of Operation | 0 | 0 | 0 | 0 | 0 | 0 | 0 | 0 | 0 | 0 | 0 | 0 | 0 | 0 | 0 | 0 | 0 | 0 | 0 | 0 | 0 | 0 | 0 | 0 | 0 | 0 | 0 | 0 | 0 | 0 | 0 | 0 | 0
F5_Commercial_Warehouse_Existing_Food Preparation_Natural Gas_Broiler_E5 | F5 | Commercial | Warehouse | Existing | Food Preparation | Natural Gas | Broiler | E5 | Utility - Cost of Operation | 0 | 0 | 0 | 0 | 0 | 0 | 0 | 0 | 0 | 0 | 0 | 0 | 0 | 0 | 0 | 0 | 0 | 0 | 0 | 0 | 0 | 0 | 0 | 0 | 0 | 0 | 0 | 0 | 0 | 0 | 0 | 0 | 0
F5_Commercial_Warehouse_Existing_Food Preparation_Natural Gas_Broiler_E6 | F5 | Commercial | Warehouse | Existing | Food Preparation | Natural Gas | Broiler | E6 | Utility - Cost of Operation | 0 | 0 | 0 | 0 | 0 | 0 | 0 | 0 | 0 | 0 | 0 | 0 | 0 | 0 | 0 | 0 | 0 | 0 | 0 | 0 | 0 | 0 | 0 | 0 | 0 | 0 | 0 | 0 | 0 | 0 | 0 | 0 | 0
F5_Commercial_Warehouse_Existing_Food Preparation_Natural Gas_Broiler_E7 | F5 | Commercial | Warehouse | Existing | Food Preparation | Natural Gas | Broiler | E7 | Utility - Cost of Operation | 0 | 0 | 0 | 0 | 0 | 0 | 0 | 0 | 0 | 0 | 0 | 0 | 0 | 0 | 0 | 0 | 0 | 0 | 0 | 0 | 0 | 0 | 0 | 0 | 0 | 0 | 0 | 0 | 0 | 0 | 0 | 0 | 0
F5_Commercial_Warehouse_Existing_Food Preparation_Natural Gas_Broiler_E8 | F5 | Commercial | Warehouse | Existing | Food Preparation | Natural Gas | Broiler | E8 | Utility - Cost of Operation | 0 | 0 | 0 | 0 | 0 | 0 | 0 | 0 | 0 | 0 | 0 | 0 | 0 | 0 | 0 | 0 | 0 | 0 | 0 | 0 | 0 | 0 | 0 | 0 | 0 | 0 | 0 | 0 | 0 | 0 | 0 | 0 | 0
F5_Commercial_Warehouse_Existing_Food Preparation_Natural Gas_Broiler_E9 | F5 | Commercial | Warehouse | Existing | Food Preparation | Natural Gas | Broiler | E9 | Utility - Cost of Operation | 0 | 0 | 0 | 0 | 0 | 0 | 0 | 0 | 0 | 0 | 0 | 0 | 0 | 0 | 0 | 0 | 0 | 0 | 0 | 0 | 0 | 0 | 0 | 0 | 0 | 0 | 0 | 0 | 0 | 0 | 0 | 0 | 0
F5_Commercial_Warehouse_Existing_Food Preparation_Natural Gas_Broiler_E10 | F5 | Commercial | Warehouse | Existing | Food Preparation | Natural Gas | Broiler | E10 | Utility - Cost of Operation | 0 | 0 | 0 | 0 | 0 | 0 | 0 | 0 | 0 | 0 | 0 | 0 | 0 | 0 | 0 | 0 | 0 | 0 | 0 | 0 | 0 | 0 | 0 | 0 | 0 | 0 | 0 | 0 | 0 | 0 | 0 | 0 | 0
F6_Commercial_Warehouse_Existing_Food Preparation_Natural Gas_Broiler_E1 | F6 | Commercial | Warehouse | Existing | Food Preparation | Natural Gas | Broiler | E1 | Utility - Value of Sales | 0.012379 | 0.012379 | 0.012379 | 0.012379 | 0.012379 | 0.012379 | 0.012379 | 0.012379 | 0.012379 | 0.012379 | 0.012379 | 0.012379 | 0.012379 | 0.012379 | 0.012379 | 0.012379 | 0.012379 | 0.012379 | 0.012379 | 0.012379 | 0.012379 | 0.012379 | 0.012379 | 0.012379 | 0.012379 | 0.012379 | 0.012379 | 0.012379 | 0.012379 | 0.012379 | 0.012379 | 0.012379 | 0.012379
F6_Commercial_Warehouse_Existing_Food Preparation_Natural Gas_Broiler_E2 | F6 | Commercial | Warehouse | Existing | Food Preparation | Natural Gas | Broiler | E2 | Utility - Value of Sales | 0.0079577 | 0.0079577 | 0.0079577 | 0.0079577 | 0.0079577 | 0.0079577 | 0.0079577 | 0.0079577 | 0.0079577 | 0.0079577 | 0.0079577 | 0.0079577 | 0.0079577 | 0.0079577 | 0.0079577 | 0.0079577 | 0.0079577 | 0.0079577 | 0.0079577 | 0.0079577 | 0.0079577 | 0.0079577 | 0.0079577 | 0.0079577 | 0.0079577 | 0.0079577 | 0.0079577 | 0.0079577 | 0.0079577 | 0.0079577 | 0.0079577 | 0.0079577 | 0.0079577
F6_Commercial_Warehouse_Existing_Food Preparation_Natural Gas_Broiler_E3 | F6 | Commercial | Warehouse | Existing | Food Preparation | Natural Gas | Broiler | E3 | Utility - Value of Sales | 0 | 0 | 0 | 0 | 0 | 0 | 0 | 0 | 0 | 0 | 0 | 0 | 0 | 0 | 0 | 0 | 0 | 0 | 0 | 0 | 0 | 0 | 0 | 0 | 0 | 0 | 0 | 0 | 0 | 0 | 0 | 0 | 0
F6_Commercial_Warehouse_Existing_Food Preparation_Natural Gas_Broiler_E4 | F6 | Commercial | Warehouse | Existing | Food Preparation | Natural Gas | Broiler | E4 | Utility - Value of Sales | 0 | 0 | 0 | 0 | 0 | 0 | 0 | 0 | 0 | 0 | 0 | 0 | 0 | 0 | 0 | 0 | 0 | 0 | 0 | 0 | 0 | 0 | 0 | 0 | 0 | 0 | 0 | 0 | 0 | 0 | 0 | 0 | 0
F6_Commercial_Warehouse_Existing_Food Preparation_Natural Gas_Broiler_E5 | F6 | Commercial | Warehouse | Existing | Food Preparation | Natural Gas | Broiler | E5 | Utility - Value of Sales | 0 | 0 | 0 | 0 | 0 | 0 | 0 | 0 | 0 | 0 | 0 | 0 | 0 | 0 | 0 | 0 | 0 | 0 | 0 | 0 | 0 | 0 | 0 | 0 | 0 | 0 | 0 | 0 | 0 | 0 | 0 | 0 | 0
F6_Commercial_Warehouse_Existing_Food Preparation_Natural Gas_Broiler_E6 | F6 | Commercial | Warehouse | Existing | Food Preparation | Natural Gas | Broiler | E6 | Utility - Value of Sales | 0 | 0 | 0 | 0 | 0 | 0 | 0 | 0 | 0 | 0 | 0 | 0 | 0 | 0 | 0 | 0 | 0 | 0 | 0 | 0 | 0 | 0 | 0 | 0 | 0 | 0 | 0 | 0 | 0 | 0 | 0 | 0 | 0
F6_Commercial_Warehouse_Existing_Food Preparation_Natural Gas_Broiler_E7 | F6 | Commercial | Warehouse | Existing | Food Preparation | Natural Gas | Broiler | E7 | Utility - Value of Sales | 0 | 0 | 0 | 0 | 0 | 0 | 0 | 0 | 0 | 0 | 0 | 0 | 0 | 0 | 0 | 0 | 0 | 0 | 0 | 0 | 0 | 0 | 0 | 0 | 0 | 0 | 0 | 0 | 0 | 0 | 0 | 0 | 0
F6_Commercial_Warehouse_Existing_Food Preparation_Natural Gas_Broiler_E8 | F6 | Commercial | Warehouse | Existing | Food Preparation | Natural Gas | Broiler | E8 | Utility - Value of Sales | 0 | 0 | 0 | 0 | 0 | 0 | 0 | 0 | 0 | 0 | 0 | 0 | 0 | 0 | 0 | 0 | 0 | 0 | 0 | 0 | 0 | 0 | 0 | 0 | 0 | 0 | 0 | 0 | 0 | 0 | 0 | 0 | 0
F6_Commercial_Warehouse_Existing_Food Preparation_Natural Gas_Broiler_E9 | F6 | Commercial | Warehouse | Existing | Food Preparation | Natural Gas | Broiler | E9 | Utility - Value of Sales | 0 | 0 | 0 | 0 | 0 | 0 | 0 | 0 | 0 | 0 | 0 | 0 | 0 | 0 | 0 | 0 | 0 | 0 | 0 | 0 | 0 | 0 | 0 | 0 | 0 | 0 | 0 | 0 | 0 | 0 | 0 | 0 | 0
F6_Commercial_Warehouse_Existing_Food Preparation_Natural Gas_Broiler_E10 | F6 | Commercial | Warehouse | Existing | Food Preparation | Natural Gas | Broiler | E10 | Utility - Value of Sales | 0 | 0 | 0 | 0 | 0 | 0 | 0 | 0 | 0 | 0 | 0 | 0 | 0 | 0 | 0 | 0 | 0 | 0 | 0 | 0 | 0 | 0 | 0 | 0 | 0 | 0 | 0 | 0 | 0 | 0 | 0 | 0 | 0
F1_Commercial_Warehouse_Existing_Food Preparation_Natural Gas_Griddle_E1 | F1 | Commercial | Warehouse | Existing | Food Preparation | Natural Gas | Griddle | E1 | RVT - Cost of Equipment | 0.010766 | 0.010848 | 0.010939 | 0.01104 | 0.011155 | 0.011288 | 0.011396 | 0.0115 | 0.011605 | 0.011714 | 0.011819 | 0.011914 | 0.012012 | 0.012115 | 0.012229 | 0.01234 | 0.012458 | 0.012583 | 0.012712 | 0.012845 | 0.012978 | 0.013103 | 0.013216 | 0.013315 | 0.013402 | 0.013476 | 0.013527 | 0.013565 | 0.013598 | 0.013627 | 0.013655 | 0.013667 | 0.013667
F1_Commercial_Warehouse_Existing_Food Preparation_Natural Gas_Griddle_E2 | F1 | Commercial | Warehouse | Existing | Food Preparation | Natural Gas | Griddle | E2 | RVT - Cost of Equipment | 0.0098668 | 0.009942 | 0.010026 | 0.010118 | 0.010224 | 0.010346 | 0.010445 | 0.01054 | 0.010636 | 0.010736 | 0.010832 | 0.01092 | 0.01101 | 0.011104 | 0.011208 | 0.01131 | 0.011418 | 0.011532 | 0.011651 | 0.011773 | 0.011895 | 0.012009 | 0.012113 | 0.012204 | 0.012283 | 0.012351 | 0.012398 | 0.012433 | 0.012463 | 0.012489 | 0.012515 | 0.012526 | 0.012526
F1_Commercial_Warehouse_Existing_Food Preparation_Natural Gas_Griddle_E3 | F1 | Commercial | Warehouse | Existing | Food Preparation | Natural Gas | Griddle | E3 | RVT - Cost of Equipment | 0 | 0 | 0 | 0 | 0 | 0 | 0 | 0 | 0 | 0 | 0 | 0 | 0 | 0 | 0 | 0 | 0 | 0 | 0 | 0 | 0 | 0 | 0 | 0 | 0 | 0 | 0 | 0 | 0 | 0 | 0 | 0 | 0
F1_Commercial_Warehouse_Existing_Food Preparation_Natural Gas_Griddle_E4 | F1 | Commercial | Warehouse | Existing | Food Preparation | Natural Gas | Griddle | E4 | RVT - Cost of Equipment | 0 | 0 | 0 | 0 | 0 | 0 | 0 | 0 | 0 | 0 | 0 | 0 | 0 | 0 | 0 | 0 | 0 | 0 | 0 | 0 | 0 | 0 | 0 | 0 | 0 | 0 | 0 | 0 | 0 | 0 | 0 | 0 | 0
F1_Commercial_Warehouse_Existing_Food Preparation_Natural Gas_Griddle_E5 | F1 | Commercial | Warehouse | Existing | Food Preparation | Natural Gas | Griddle | E5 | RVT - Cost of Equipment | 0 | 0 | 0 | 0 | 0 | 0 | 0 | 0 | 0 | 0 | 0 | 0 | 0 | 0 | 0 | 0 | 0 | 0 | 0 | 0 | 0 | 0 | 0 | 0 | 0 | 0 | 0 | 0 | 0 | 0 | 0 | 0 | 0
F1_Commercial_Warehouse_Existing_Food Preparation_Natural Gas_Griddle_E6 | F1 | Commercial | Warehouse | Existing | Food Preparation | Natural Gas | Griddle | E6 | RVT - Cost of Equipment | 0 | 0 | 0 | 0 | 0 | 0 | 0 | 0 | 0 | 0 | 0 | 0 | 0 | 0 | 0 | 0 | 0 | 0 | 0 | 0 | 0 | 0 | 0 | 0 | 0 | 0 | 0 | 0 | 0 | 0 | 0 | 0 | 0
F1_Commercial_Warehouse_Existing_Food Preparation_Natural Gas_Griddle_E7 | F1 | Commercial | Warehouse | Existing | Food Preparation | Natural Gas | Griddle | E7 | RVT - Cost of Equipment | 0 | 0 | 0 | 0 | 0 | 0 | 0 | 0 | 0 | 0 | 0 | 0 | 0 | 0 | 0 | 0 | 0 | 0 | 0 | 0 | 0 | 0 | 0 | 0 | 0 | 0 | 0 | 0 | 0 | 0 | 0 | 0 | 0
F1_Commercial_Warehouse_Existing_Food Preparation_Natural Gas_Griddle_E8 | F1 | Commercial | Warehouse | Existing | Food Preparation | Natural Gas | Griddle | E8 | RVT - Cost of Equipment | 0 | 0 | 0 | 0 | 0 | 0 | 0 | 0 | 0 | 0 | 0 | 0 | 0 | 0 | 0 | 0 | 0 | 0 | 0 | 0 | 0 | 0 | 0 | 0 | 0 | 0 | 0 | 0 | 0 | 0 | 0 | 0 | 0
F1_Commercial_Warehouse_Existing_Food Preparation_Natural Gas_Griddle_E9 | F1 | Commercial | Warehouse | Existing | Food Preparation | Natural Gas | Griddle | E9 | RVT - Cost of Equipment | 0 | 0 | 0 | 0 | 0 | 0 | 0 | 0 | 0 | 0 | 0 | 0 | 0 | 0 | 0 | 0 | 0 | 0 | 0 | 0 | 0 | 0 | 0 | 0 | 0 | 0 | 0 | 0 | 0 | 0 | 0 | 0 | 0
F1_Commercial_Warehouse_Existing_Food Preparation_Natural Gas_Griddle_E10 | F1 | Commercial | Warehouse | Existing | Food Preparation | Natural Gas | Griddle | E10 | RVT - Cost of Equipment | 0 | 0 | 0 | 0 | 0 | 0 | 0 | 0 | 0 | 0 | 0 | 0 | 0 | 0 | 0 | 0 | 0 | 0 | 0 | 0 | 0 | 0 | 0 | 0 | 0 | 0 | 0 | 0 | 0 | 0 | 0 | 0 | 0
F2_Commercial_Warehouse_Existing_Food Preparation_Natural Gas_Griddle_E1 | F2 | Commercial | Warehouse | Existing | Food Preparation | Natural Gas | Griddle | E1 | RVT - Cost of Operation | 0.012898 | 0.012996 | 0.013106 | 0.013227 | 0.013365 | 0.013524 | 0.013653 | 0.013777 | 0.013903 | 0.014034 | 0.014159 | 0.014274 | 0.014392 | 0.014515 | 0.014651 | 0.014784 | 0.014926 | 0.015075 | 0.01523 | 0.015389 | 0.015549 | 0.015698 | 0.015833 | 0.015953 | 0.016056 | 0.016145 | 0.016206 | 0.016252 | 0.016292 | 0.016326 | 0.016359 | 0.016374 | 0.016374
F2_Commercial_Warehouse_Existing_Food Preparation_Natural Gas_Griddle_E2 | F2 | Commercial | Warehouse | Existing | Food Preparation | Natural Gas | Griddle | E2 | RVT - Cost of Operation | 0.011821 | 0.011911 | 0.012012 | 0.012123 | 0.012249 | 0.012395 | 0.012513 | 0.012627 | 0.012742 | 0.012863 | 0.012977 | 0.013083 | 0.01319 | 0.013303 | 0.013428 | 0.01355 | 0.01368 | 0.013816 | 0.013959 | 0.014104 | 0.014251 | 0.014388 | 0.014512 | 0.014621 | 0.014716 | 0.014797 | 0.014853 | 0.014895 | 0.014932 | 0.014963 | 0.014993 | 0.015007 | 0.015007
F2_Commercial_Warehouse_Existing_Food Preparation_Natural Gas_Griddle_E3 | F2 | Commercial | Warehouse | Existing | Food Preparation | Natural Gas | Griddle | E3 | RVT - Cost of Operation | 0 | 0 | 0 | 0 | 0 | 0 | 0 | 0 | 0 | 0 | 0 | 0 | 0 | 0 | 0 | 0 | 0 | 0 | 0 | 0 | 0 | 0 | 0 | 0 | 0 | 0 | 0 | 0 | 0 | 0 | 0 | 0 | 0
F2_Commercial_Warehouse_Existing_Food Preparation_Natural Gas_Griddle_E4 | F2 | Commercial | Warehouse | Existing | Food Preparation | Natural Gas | Griddle | E4 | RVT - Cost of Operation | 0 | 0 | 0 | 0 | 0 | 0 | 0 | 0 | 0 | 0 | 0 | 0 | 0 | 0 | 0 | 0 | 0 | 0 | 0 | 0 | 0 | 0 | 0 | 0 | 0 | 0 | 0 | 0 | 0 | 0 | 0 | 0 | 0
F2_Commercial_Warehouse_Existing_Food Preparation_Natural Gas_Griddle_E5 | F2 | Commercial | Warehouse | Existing | Food Preparation | Natural Gas | Griddle | E5 | RVT - Cost of Operation | 0 | 0 | 0 | 0 | 0 | 0 | 0 | 0 | 0 | 0 | 0 | 0 | 0 | 0 | 0 | 0 | 0 | 0 | 0 | 0 | 0 | 0 | 0 | 0 | 0 | 0 | 0 | 0 | 0 | 0 | 0 | 0 | 0
F2_Commercial_Warehouse_Existing_Food Preparation_Natural Gas_Griddle_E6 | F2 | Commercial | Warehouse | Existing | Food Preparation | Natural Gas | Griddle | E6 | RVT - Cost of Operation | 0 | 0 | 0 | 0 | 0 | 0 | 0 | 0 | 0 | 0 | 0 | 0 | 0 | 0 | 0 | 0 | 0 | 0 | 0 | 0 | 0 | 0 | 0 | 0 | 0 | 0 | 0 | 0 | 0 | 0 | 0 | 0 | 0
F2_Commercial_Warehouse_Existing_Food Preparation_Natural Gas_Griddle_E7 | F2 | Commercial | Warehouse | Existing | Food Preparation | Natural Gas | Griddle | E7 | RVT - Cost of Operation | 0 | 0 | 0 | 0 | 0 | 0 | 0 | 0 | 0 | 0 | 0 | 0 | 0 | 0 | 0 | 0 | 0 | 0 | 0 | 0 | 0 | 0 | 0 | 0 | 0 | 0 | 0 | 0 | 0 | 0 | 0 | 0 | 0
F2_Commercial_Warehouse_Existing_Food Preparation_Natural Gas_Griddle_E8 | F2 | Commercial | Warehouse | Existing | Food Preparation | Natural Gas | Griddle | E8 | RVT - Cost of Operation | 0 | 0 | 0 | 0 | 0 | 0 | 0 | 0 | 0 | 0 | 0 | 0 | 0 | 0 | 0 | 0 | 0 | 0 | 0 | 0 | 0 | 0 | 0 | 0 | 0 | 0 | 0 | 0 | 0 | 0 | 0 | 0 | 0
F2_Commercial_Warehouse_Existing_Food Preparation_Natural Gas_Griddle_E9 | F2 | Commercial | Warehouse | Existing | Food Preparation | Natural Gas | Griddle | E9 | RVT - Cost of Operation | 0 | 0 | 0 | 0 | 0 | 0 | 0 | 0 | 0 | 0 | 0 | 0 | 0 | 0 | 0 | 0 | 0 | 0 | 0 | 0 | 0 | 0 | 0 | 0 | 0 | 0 | 0 | 0 | 0 | 0 | 0 | 0 | 0
F2_Commercial_Warehouse_Existing_Food Preparation_Natural Gas_Griddle_E10 | F2 | Commercial | Warehouse | Existing | Food Preparation | Natural Gas | Griddle | E10 | RVT - Cost of Operation | 0 | 0 | 0 | 0 | 0 | 0 | 0 | 0 | 0 | 0 | 0 | 0 | 0 | 0 | 0 | 0 | 0 | 0 | 0 | 0 | 0 | 0 | 0 | 0 | 0 | 0 | 0 | 0 | 0 | 0 | 0 | 0 | 0
F3_Commercial_Warehouse_Existing_Food Preparation_Natural Gas_Griddle_E1 | F3 | Commercial | Warehouse | Existing | Food Preparation | Natural Gas | Griddle | E1 | System - kBTUs of Consumption | 0.0038771 | 0.0038771 | 0.0038771 | 0.0038771 | 0.0038771 | 0.0038771 | 0.0038771 | 0.0038771 | 0.0038771 | 0.0038771 | 0.0038771 | 0.0038771 | 0.0038771 | 0.0038771 | 0.0038771 | 0.0038771 | 0.0038771 | 0.0038771 | 0.0038771 | 0.0038771 | 0.0038771 | 0.0038771 | 0.0038771 | 0.0038771 | 0.0038771 | 0.0038771 | 0.0038771 | 0.0038771 | 0.0038771 | 0.0038771 | 0.0038771 | 0.0038771 | 0.0038771
F3_Commercial_Warehouse_Existing_Food Preparation_Natural Gas_Griddle_E2 | F3 | Commercial | Warehouse | Existing | Food Preparation | Natural Gas | Griddle | E2 | System - kBTUs of Consumption | 0.0048182 | 0.0048182 | 0.0048182 | 0.0048182 | 0.0048182 | 0.0048182 | 0.0048182 | 0.0048182 | 0.0048182 | 0.0048182 | 0.0048182 | 0.0048182 | 0.0048182 | 0.0048182 | 0.0048182 | 0.0048182 | 0.0048182 | 0.0048182 | 0.0048182 | 0.0048182 | 0.0048182 | 0.0048182 | 0.0048182 | 0.0048182 | 0.0048182 | 0.0048182 | 0.0048182 | 0.0048182 | 0.0048182 | 0.0048182 | 0.0048182 | 0.0048182 | 0.0048182
F3_Commercial_Warehouse_Existing_Food Preparation_Natural Gas_Griddle_E3 | F3 | Commercial | Warehouse | Existing | Food Preparation | Natural Gas | Griddle | E3 | System - kBTUs of Consumption | 0 | 0 | 0 | 0 | 0 | 0 | 0 | 0 | 0 | 0 | 0 | 0 | 0 | 0 | 0 | 0 | 0 | 0 | 0 | 0 | 0 | 0 | 0 | 0 | 0 | 0 | 0 | 0 | 0 | 0 | 0 | 0 | 0
F3_Commercial_Warehouse_Existing_Food Preparation_Natural Gas_Griddle_E4 | F3 | Commercial | Warehouse | Existing | Food Preparation | Natural Gas | Griddle | E4 | System - kBTUs of Consumption | 0 | 0 | 0 | 0 | 0 | 0 | 0 | 0 | 0 | 0 | 0 | 0 | 0 | 0 | 0 | 0 | 0 | 0 | 0 | 0 | 0 | 0 | 0 | 0 | 0 | 0 | 0 | 0 | 0 | 0 | 0 | 0 | 0
F3_Commercial_Warehouse_Existing_Food Preparation_Natural Gas_Griddle_E5 | F3 | Commercial | Warehouse | Existing | Food Preparation | Natural Gas | Griddle | E5 | System - kBTUs of Consumption | 0 | 0 | 0 | 0 | 0 | 0 | 0 | 0 | 0 | 0 | 0 | 0 | 0 | 0 | 0 | 0 | 0 | 0 | 0 | 0 | 0 | 0 | 0 | 0 | 0 | 0 | 0 | 0 | 0 | 0 | 0 | 0 | 0
F3_Commercial_Warehouse_Existing_Food Preparation_Natural Gas_Griddle_E6 | F3 | Commercial | Warehouse | Existing | Food Preparation | Natural Gas | Griddle | E6 | System - kBTUs of Consumption | 0 | 0 | 0 | 0 | 0 | 0 | 0 | 0 | 0 | 0 | 0 | 0 | 0 | 0 | 0 | 0 | 0 | 0 | 0 | 0 | 0 | 0 | 0 | 0 | 0 | 0 | 0 | 0 | 0 | 0 | 0 | 0 | 0
F3_Commercial_Warehouse_Existing_Food Preparation_Natural Gas_Griddle_E7 | F3 | Commercial | Warehouse | Existing | Food Preparation | Natural Gas | Griddle | E7 | System - kBTUs of Consumption | 0 | 0 | 0 | 0 | 0 | 0 | 0 | 0 | 0 | 0 | 0 | 0 | 0 | 0 | 0 | 0 | 0 | 0 | 0 | 0 | 0 | 0 | 0 | 0 | 0 | 0 | 0 | 0 | 0 | 0 | 0 | 0 | 0
F3_Commercial_Warehouse_Existing_Food Preparation_Natural Gas_Griddle_E8 | F3 | Commercial | Warehouse | Existing | Food Preparation | Natural Gas | Griddle | E8 | System - kBTUs of Consumption | 0 | 0 | 0 | 0 | 0 | 0 | 0 | 0 | 0 | 0 | 0 | 0 | 0 | 0 | 0 | 0 | 0 | 0 | 0 | 0 | 0 | 0 | 0 | 0 | 0 | 0 | 0 | 0 | 0 | 0 | 0 | 0 | 0
F3_Commercial_Warehouse_Existing_Food Preparation_Natural Gas_Griddle_E9 | F3 | Commercial | Warehouse | Existing | Food Preparation | Natural Gas | Griddle | E9 | System - kBTUs of Consumption | 0 | 0 | 0 | 0 | 0 | 0 | 0 | 0 | 0 | 0 | 0 | 0 | 0 | 0 | 0 | 0 | 0 | 0 | 0 | 0 | 0 | 0 | 0 | 0 | 0 | 0 | 0 | 0 | 0 | 0 | 0 | 0 | 0
F3_Commercial_Warehouse_Existing_Food Preparation_Natural Gas_Griddle_E10 | F3 | Commercial | Warehouse | Existing | Food Preparation | Natural Gas | Griddle | E10 | System - kBTUs of Consumption | 0 | 0 | 0 | 0 | 0 | 0 | 0 | 0 | 0 | 0 | 0 | 0 | 0 | 0 | 0 | 0 | 0 | 0 | 0 | 0 | 0 | 0 | 0 | 0 | 0 | 0 | 0 | 0 | 0 | 0 | 0 | 0 | 0
F4_Commercial_Warehouse_Existing_Food Preparation_Natural Gas_Griddle_E1 | F4 | Commercial | Warehouse | Existing | Food Preparation | Natural Gas | Griddle | E1 | Utility - Cost of Equipment | 0.012898 | 0.012996 | 0.013106 | 0.013227 | 0.013365 | 0.013524 | 0.013653 | 0.013777 | 0.013903 | 0.014034 | 0.014159 | 0.014274 | 0.014392 | 0.014515 | 0.014651 | 0.014784 | 0.014926 | 0.015075 | 0.01523 | 0.015389 | 0.015549 | 0.015698 | 0.015833 | 0.015953 | 0.016056 | 0.016145 | 0.016206 | 0.016252 | 0.016292 | 0.016326 | 0.016359 | 0.016374 | 0.016374
F4_Commercial_Warehouse_Existing_Food Preparation_Natural Gas_Griddle_E2 | F4 | Commercial | Warehouse | Existing | Food Preparation | Natural Gas | Griddle | E2 | Utility - Cost of Equipment | 0.011821 | 0.011911 | 0.012012 | 0.012123 | 0.012249 | 0.012395 | 0.012513 | 0.012627 | 0.012742 | 0.012863 | 0.012977 | 0.013083 | 0.01319 | 0.013303 | 0.013428 | 0.01355 | 0.01368 | 0.013816 | 0.013959 | 0.014104 | 0.014251 | 0.014388 | 0.014512 | 0.014621 | 0.014716 | 0.014797 | 0.014853 | 0.014895 | 0.014932 | 0.014963 | 0.014993 | 0.015007 | 0.015007
F4_Commercial_Warehouse_Existing_Food Preparation_Natural Gas_Griddle_E3 | F4 | Commercial | Warehouse | Existing | Food Preparation | Natural Gas | Griddle | E3 | Utility - Cost of Equipment | 0 | 0 | 0 | 0 | 0 | 0 | 0 | 0 | 0 | 0 | 0 | 0 | 0 | 0 | 0 | 0 | 0 | 0 | 0 | 0 | 0 | 0 | 0 | 0 | 0 | 0 | 0 | 0 | 0 | 0 | 0 | 0 | 0
F4_Commercial_Warehouse_Existing_Food Preparation_Natural Gas_Griddle_E4 | F4 | Commercial | Warehouse | Existing | Food Preparation | Natural Gas | Griddle | E4 | Utility - Cost of Equipment | 0 | 0 | 0 | 0 | 0 | 0 | 0 | 0 | 0 | 0 | 0 | 0 | 0 | 0 | 0 | 0 | 0 | 0 | 0 | 0 | 0 | 0 | 0 | 0 | 0 | 0 | 0 | 0 | 0 | 0 | 0 | 0 | 0
F4_Commercial_Warehouse_Existing_Food Preparation_Natural Gas_Griddle_E5 | F4 | Commercial | Warehouse | Existing | Food Preparation | Natural Gas | Griddle | E5 | Utility - Cost of Equipment | 0 | 0 | 0 | 0 | 0 | 0 | 0 | 0 | 0 | 0 | 0 | 0 | 0 | 0 | 0 | 0 | 0 | 0 | 0 | 0 | 0 | 0 | 0 | 0 | 0 | 0 | 0 | 0 | 0 | 0 | 0 | 0 | 0
F4_Commercial_Warehouse_Existing_Food Preparation_Natural Gas_Griddle_E6 | F4 | Commercial | Warehouse | Existing | Food Preparation | Natural Gas | Griddle | E6 | Utility - Cost of Equipment | 0 | 0 | 0 | 0 | 0 | 0 | 0 | 0 | 0 | 0 | 0 | 0 | 0 | 0 | 0 | 0 | 0 | 0 | 0 | 0 | 0 | 0 | 0 | 0 | 0 | 0 | 0 | 0 | 0 | 0 | 0 | 0 | 0
F4_Commercial_Warehouse_Existing_Food Preparation_Natural Gas_Griddle_E7 | F4 | Commercial | Warehouse | Existing | Food Preparation | Natural Gas | Griddle | E7 | Utility - Cost of Equipment | 0 | 0 | 0 | 0 | 0 | 0 | 0 | 0 | 0 | 0 | 0 | 0 | 0 | 0 | 0 | 0 | 0 | 0 | 0 | 0 | 0 | 0 | 0 | 0 | 0 | 0 | 0 | 0 | 0 | 0 | 0 | 0 | 0
F4_Commercial_Warehouse_Existing_Food Preparation_Natural Gas_Griddle_E8 | F4 | Commercial | Warehouse | Existing | Food Preparation | Natural Gas | Griddle | E8 | Utility - Cost of Equipment | 0 | 0 | 0 | 0 | 0 | 0 | 0 | 0 | 0 | 0 | 0 | 0 | 0 | 0 | 0 | 0 | 0 | 0 | 0 | 0 | 0 | 0 | 0 | 0 | 0 | 0 | 0 | 0 | 0 | 0 | 0 | 0 | 0
F4_Commercial_Warehouse_Existing_Food Preparation_Natural Gas_Griddle_E9 | F4 | Commercial | Warehouse | Existing | Food Preparation | Natural Gas | Griddle | E9 | Utility - Cost of Equipment | 0 | 0 | 0 | 0 | 0 | 0 | 0 | 0 | 0 | 0 | 0 | 0 | 0 | 0 | 0 | 0 | 0 | 0 | 0 | 0 | 0 | 0 | 0 | 0 | 0 | 0 | 0 | 0 | 0 | 0 | 0 | 0 | 0
F4_Commercial_Warehouse_Existing_Food Preparation_Natural Gas_Griddle_E10 | F4 | Commercial | Warehouse | Existing | Food Preparation | Natural Gas | Griddle | E10 | Utility - Cost of Equipment | 0 | 0 | 0 | 0 | 0 | 0 | 0 | 0 | 0 | 0 | 0 | 0 | 0 | 0 | 0 | 0 | 0 | 0 | 0 | 0 | 0 | 0 | 0 | 0 | 0 | 0 | 0 | 0 | 0 | 0 | 0 | 0 | 0
F5_Commercial_Warehouse_Existing_Food Preparation_Natural Gas_Griddle_E1 | F5 | Commercial | Warehouse | Existing | Food Preparation | Natural Gas | Griddle | E1 | Utility - Cost of Operation | 0.0038771 | 0.0038771 | 0.0038771 | 0.0038771 | 0.0038771 | 0.0038771 | 0.0038771 | 0.0038771 | 0.0038771 | 0.0038771 | 0.0038771 | 0.0038771 | 0.0038771 | 0.0038771 | 0.0038771 | 0.0038771 | 0.0038771 | 0.0038771 | 0.0038771 | 0.0038771 | 0.0038771 | 0.0038771 | 0.0038771 | 0.0038771 | 0.0038771 | 0.0038771 | 0.0038771 | 0.0038771 | 0.0038771 | 0.0038771 | 0.0038771 | 0.0038771 | 0.0038771
F5_Commercial_Warehouse_Existing_Food Preparation_Natural Gas_Griddle_E2 | F5 | Commercial | Warehouse | Existing | Food Preparation | Natural Gas | Griddle | E2 | Utility - Cost of Operation | 0.0048182 | 0.0048182 | 0.0048182 | 0.0048182 | 0.0048182 | 0.0048182 | 0.0048182 | 0.0048182 | 0.0048182 | 0.0048182 | 0.0048182 | 0.0048182 | 0.0048182 | 0.0048182 | 0.0048182 | 0.0048182 | 0.0048182 | 0.0048182 | 0.0048182 | 0.0048182 | 0.0048182 | 0.0048182 | 0.0048182 | 0.0048182 | 0.0048182 | 0.0048182 | 0.0048182 | 0.0048182 | 0.0048182 | 0.0048182 | 0.0048182 | 0.0048182 | 0.0048182
F5_Commercial_Warehouse_Existing_Food Preparation_Natural Gas_Griddle_E3 | F5 | Commercial | Warehouse | Existing | Food Preparation | Natural Gas | Griddle | E3 | Utility - Cost of Operation | 0 | 0 | 0 | 0 | 0 | 0 | 0 | 0 | 0 | 0 | 0 | 0 | 0 | 0 | 0 | 0 | 0 | 0 | 0 | 0 | 0 | 0 | 0 | 0 | 0 | 0 | 0 | 0 | 0 | 0 | 0 | 0 | 0
F5_Commercial_Warehouse_Existing_Food Preparation_Natural Gas_Griddle_E4 | F5 | Commercial | Warehouse | Existing | Food Preparation | Natural Gas | Griddle | E4 | Utility - Cost of Operation | 0 | 0 | 0 | 0 | 0 | 0 | 0 | 0 | 0 | 0 | 0 | 0 | 0 | 0 | 0 | 0 | 0 | 0 | 0 | 0 | 0 | 0 | 0 | 0 | 0 | 0 | 0 | 0 | 0 | 0 | 0 | 0 | 0
F5_Commercial_Warehouse_Existing_Food Preparation_Natural Gas_Griddle_E5 | F5 | Commercial | Warehouse | Existing | Food Preparation | Natural Gas | Griddle | E5 | Utility - Cost of Operation | 0 | 0 | 0 | 0 | 0 | 0 | 0 | 0 | 0 | 0 | 0 | 0 | 0 | 0 | 0 | 0 | 0 | 0 | 0 | 0 | 0 | 0 | 0 | 0 | 0 | 0 | 0 | 0 | 0 | 0 | 0 | 0 | 0
F5_Commercial_Warehouse_Existing_Food Preparation_Natural Gas_Griddle_E6 | F5 | Commercial | Warehouse | Existing | Food Preparation | Natural Gas | Griddle | E6 | Utility - Cost of Operation | 0 | 0 | 0 | 0 | 0 | 0 | 0 | 0 | 0 | 0 | 0 | 0 | 0 | 0 | 0 | 0 | 0 | 0 | 0 | 0 | 0 | 0 | 0 | 0 | 0 | 0 | 0 | 0 | 0 | 0 | 0 | 0 | 0
F5_Commercial_Warehouse_Existing_Food Preparation_Natural Gas_Griddle_E7 | F5 | Commercial | Warehouse | Existing | Food Preparation | Natural Gas | Griddle | E7 | Utility - Cost of Operation | 0 | 0 | 0 | 0 | 0 | 0 | 0 | 0 | 0 | 0 | 0 | 0 | 0 | 0 | 0 | 0 | 0 | 0 | 0 | 0 | 0 | 0 | 0 | 0 | 0 | 0 | 0 | 0 | 0 | 0 | 0 | 0 | 0
F5_Commercial_Warehouse_Existing_Food Preparation_Natural Gas_Griddle_E8 | F5 | Commercial | Warehouse | Existing | Food Preparation | Natural Gas | Griddle | E8 | Utility - Cost of Operation | 0 | 0 | 0 | 0 | 0 | 0 | 0 | 0 | 0 | 0 | 0 | 0 | 0 | 0 | 0 | 0 | 0 | 0 | 0 | 0 | 0 | 0 | 0 | 0 | 0 | 0 | 0 | 0 | 0 | 0 | 0 | 0 | 0
F5_Commercial_Warehouse_Existing_Food Preparation_Natural Gas_Griddle_E9 | F5 | Commercial | Warehouse | Existing | Food Preparation | Natural Gas | Griddle | E9 | Utility - Cost of Operation | 0 | 0 | 0 | 0 | 0 | 0 | 0 | 0 | 0 | 0 | 0 | 0 | 0 | 0 | 0 | 0 | 0 | 0 | 0 | 0 | 0 | 0 | 0 | 0 | 0 | 0 | 0 | 0 | 0 | 0 | 0 | 0 | 0
F5_Commercial_Warehouse_Existing_Food Preparation_Natural Gas_Griddle_E10 | F5 | Commercial | Warehouse | Existing | Food Preparation | Natural Gas | Griddle | E10 | Utility - Cost of Operation | 0 | 0 | 0 | 0 | 0 | 0 | 0 | 0 | 0 | 0 | 0 | 0 | 0 | 0 | 0 | 0 | 0 | 0 | 0 | 0 | 0 | 0 | 0 | 0 | 0 | 0 | 0 | 0 | 0 | 0 | 0 | 0 | 0
F6_Commercial_Warehouse_Existing_Food Preparation_Natural Gas_Griddle_E1 | F6 | Commercial | Warehouse | Existing | Food Preparation | Natural Gas | Griddle | E1 | Utility - Value of Sales | 0.0076388 | 0.0076388 | 0.0076388 | 0.0076388 | 0.0076388 | 0.0076388 | 0.0076388 | 0.0076388 | 0.0076388 | 0.0076388 | 0.0076388 | 0.0076388 | 0.0076388 | 0.0076388 | 0.0076388 | 0.0076388 | 0.0076388 | 0.0076388 | 0.0076388 | 0.0076388 | 0.0076388 | 0.0076388 | 0.0076388 | 0.0076388 | 0.0076388 | 0.0076388 | 0.0076388 | 0.0076388 | 0.0076388 | 0.0076388 | 0.0076388 | 0.0076388 | 0.0076388
F6_Commercial_Warehouse_Existing_Food Preparation_Natural Gas_Griddle_E2 | F6 | Commercial | Warehouse | Existing | Food Preparation | Natural Gas | Griddle | E2 | Utility - Value of Sales | 0.0070011 | 0.0070011 | 0.0070011 | 0.0070011 | 0.0070011 | 0.0070011 | 0.0070011 | 0.0070011 | 0.0070011 | 0.0070011 | 0.0070011 | 0.0070011 | 0.0070011 | 0.0070011 | 0.0070011 | 0.0070011 | 0.0070011 | 0.0070011 | 0.0070011 | 0.0070011 | 0.0070011 | 0.0070011 | 0.0070011 | 0.0070011 | 0.0070011 | 0.0070011 | 0.0070011 | 0.0070011 | 0.0070011 | 0.0070011 | 0.0070011 | 0.0070011 | 0.0070011
F6_Commercial_Warehouse_Existing_Food Preparation_Natural Gas_Griddle_E3 | F6 | Commercial | Warehouse | Existing | Food Preparation | Natural Gas | Griddle | E3 | Utility - Value of Sales | 0 | 0 | 0 | 0 | 0 | 0 | 0 | 0 | 0 | 0 | 0 | 0 | 0 | 0 | 0 | 0 | 0 | 0 | 0 | 0 | 0 | 0 | 0 | 0 | 0 | 0 | 0 | 0 | 0 | 0 | 0 | 0 | 0
F6_Commercial_Warehouse_Existing_Food Preparation_Natural Gas_Griddle_E4 | F6 | Commercial | Warehouse | Existing | Food Preparation | Natural Gas | Griddle | E4 | Utility - Value of Sales | 0 | 0 | 0 | 0 | 0 | 0 | 0 | 0 | 0 | 0 | 0 | 0 | 0 | 0 | 0 | 0 | 0 | 0 | 0 | 0 | 0 | 0 | 0 | 0 | 0 | 0 | 0 | 0 | 0 | 0 | 0 | 0 | 0
F6_Commercial_Warehouse_Existing_Food Preparation_Natural Gas_Griddle_E5 | F6 | Commercial | Warehouse | Existing | Food Preparation | Natural Gas | Griddle | E5 | Utility - Value of Sales | 0 | 0 | 0 | 0 | 0 | 0 | 0 | 0 | 0 | 0 | 0 | 0 | 0 | 0 | 0 | 0 | 0 | 0 | 0 | 0 | 0 | 0 | 0 | 0 | 0 | 0 | 0 | 0 | 0 | 0 | 0 | 0 | 0
F6_Commercial_Warehouse_Existing_Food Preparation_Natural Gas_Griddle_E6 | F6 | Commercial | Warehouse | Existing | Food Preparation | Natural Gas | Griddle | E6 | Utility - Value of Sales | 0 | 0 | 0 | 0 | 0 | 0 | 0 | 0 | 0 | 0 | 0 | 0 | 0 | 0 | 0 | 0 | 0 | 0 | 0 | 0 | 0 | 0 | 0 | 0 | 0 | 0 | 0 | 0 | 0 | 0 | 0 | 0 | 0
F6_Commercial_Warehouse_Existing_Food Preparation_Natural Gas_Griddle_E7 | F6 | Commercial | Warehouse | Existing | Food Preparation | Natural Gas | Griddle | E7 | Utility - Value of Sales | 0 | 0 | 0 | 0 | 0 | 0 | 0 | 0 | 0 | 0 | 0 | 0 | 0 | 0 | 0 | 0 | 0 | 0 | 0 | 0 | 0 | 0 | 0 | 0 | 0 | 0 | 0 | 0 | 0 | 0 | 0 | 0 | 0
F6_Commercial_Warehouse_Existing_Food Preparation_Natural Gas_Griddle_E8 | F6 | Commercial | Warehouse | Existing | Food Preparation | Natural Gas | Griddle | E8 | Utility - Value of Sales | 0 | 0 | 0 | 0 | 0 | 0 | 0 | 0 | 0 | 0 | 0 | 0 | 0 | 0 | 0 | 0 | 0 | 0 | 0 | 0 | 0 | 0 | 0 | 0 | 0 | 0 | 0 | 0 | 0 | 0 | 0 | 0 | 0
F6_Commercial_Warehouse_Existing_Food Preparation_Natural Gas_Griddle_E9 | F6 | Commercial | Warehouse | Existing | Food Preparation | Natural Gas | Griddle | E9 | Utility - Value of Sales | 0 | 0 | 0 | 0 | 0 | 0 | 0 | 0 | 0 | 0 | 0 | 0 | 0 | 0 | 0 | 0 | 0 | 0 | 0 | 0 | 0 | 0 | 0 | 0 | 0 | 0 | 0 | 0 | 0 | 0 | 0 | 0 | 0
F6_Commercial_Warehouse_Existing_Food Preparation_Natural Gas_Griddle_E10 | F6 | Commercial | Warehouse | Existing | Food Preparation | Natural Gas | Griddle | E10 | Utility - Value of Sales | 0 | 0 | 0 | 0 | 0 | 0 | 0 | 0 | 0 | 0 | 0 | 0 | 0 | 0 | 0 | 0 | 0 | 0 | 0 | 0 | 0 | 0 | 0 | 0 | 0 | 0 | 0 | 0 | 0 | 0 | 0 | 0 | 0
F1_Commercial_Warehouse_Existing_Food Preparation_Natural Gas_Range_E1 | F1 | Commercial | Warehouse | Existing | Food Preparation | Natural Gas | Range | E1 | RVT - Cost of Equipment | 0.012662 | 0.012751 | 0.012857 | 0.01298 | 0.013125 | 0.013294 | 0.01343 | 0.013559 | 0.013686 | 0.013814 | 0.013932 | 0.014035 | 0.014138 | 0.014248 | 0.014375 | 0.014501 | 0.014641 | 0.014794 | 0.014956 | 0.015124 | 0.015295 | 0.015455 | 0.015601 | 0.015735 | 0.015852 | 0.015953 | 0.016023 | 0.016076 | 0.016121 | 0.01616 | 0.016198 | 0.016215 | 0.016215
F1_Commercial_Warehouse_Existing_Food Preparation_Natural Gas_Range_E2 | F1 | Commercial | Warehouse | Existing | Food Preparation | Natural Gas | Range | E2 | RVT - Cost of Equipment | 0.0094967 | 0.0095634 | 0.0096429 | 0.0097351 | 0.0098435 | 0.0099705 | 0.010072 | 0.010169 | 0.010264 | 0.010361 | 0.010449 | 0.010526 | 0.010604 | 0.010686 | 0.010781 | 0.010876 | 0.010981 | 0.011095 | 0.011217 | 0.011343 | 0.011471 | 0.011591 | 0.011701 | 0.011801 | 0.011889 | 0.011965 | 0.012018 | 0.012057 | 0.012091 | 0.01212 | 0.012148 | 0.012161 | 0.012161
F1_Commercial_Warehouse_Existing_Food Preparation_Natural Gas_Range_E3 | F1 | Commercial | Warehouse | Existing | Food Preparation | Natural Gas | Range | E3 | RVT - Cost of Equipment | 0 | 0 | 0 | 0 | 0 | 0 | 0 | 0 | 0 | 0 | 0 | 0 | 0 | 0 | 0 | 0 | 0 | 0 | 0 | 0 | 0 | 0 | 0 | 0 | 0 | 0 | 0 | 0 | 0 | 0 | 0 | 0 | 0
F1_Commercial_Warehouse_Existing_Food Preparation_Natural Gas_Range_E4 | F1 | Commercial | Warehouse | Existing | Food Preparation | Natural Gas | Range | E4 | RVT - Cost of Equipment | 0 | 0 | 0 | 0 | 0 | 0 | 0 | 0 | 0 | 0 | 0 | 0 | 0 | 0 | 0 | 0 | 0 | 0 | 0 | 0 | 0 | 0 | 0 | 0 | 0 | 0 | 0 | 0 | 0 | 0 | 0 | 0 | 0
F1_Commercial_Warehouse_Existing_Food Preparation_Natural Gas_Range_E5 | F1 | Commercial | Warehouse | Existing | Food Preparation | Natural Gas | Range | E5 | RVT - Cost of Equipment | 0 | 0 | 0 | 0 | 0 | 0 | 0 | 0 | 0 | 0 | 0 | 0 | 0 | 0 | 0 | 0 | 0 | 0 | 0 | 0 | 0 | 0 | 0 | 0 | 0 | 0 | 0 | 0 | 0 | 0 | 0 | 0 | 0
F1_Commercial_Warehouse_Existing_Food Preparation_Natural Gas_Range_E6 | F1 | Commercial | Warehouse | Existing | Food Preparation | Natural Gas | Range | E6 | RVT - Cost of Equipment | 0 | 0 | 0 | 0 | 0 | 0 | 0 | 0 | 0 | 0 | 0 | 0 | 0 | 0 | 0 | 0 | 0 | 0 | 0 | 0 | 0 | 0 | 0 | 0 | 0 | 0 | 0 | 0 | 0 | 0 | 0 | 0 | 0
F1_Commercial_Warehouse_Existing_Food Preparation_Natural Gas_Range_E7 | F1 | Commercial | Warehouse | Existing | Food Preparation | Natural Gas | Range | E7 | RVT - Cost of Equipment | 0 | 0 | 0 | 0 | 0 | 0 | 0 | 0 | 0 | 0 | 0 | 0 | 0 | 0 | 0 | 0 | 0 | 0 | 0 | 0 | 0 | 0 | 0 | 0 | 0 | 0 | 0 | 0 | 0 | 0 | 0 | 0 | 0
F1_Commercial_Warehouse_Existing_Food Preparation_Natural Gas_Range_E8 | F1 | Commercial | Warehouse | Existing | Food Preparation | Natural Gas | Range | E8 | RVT - Cost of Equipment | 0 | 0 | 0 | 0 | 0 | 0 | 0 | 0 | 0 | 0 | 0 | 0 | 0 | 0 | 0 | 0 | 0 | 0 | 0 | 0 | 0 | 0 | 0 | 0 | 0 | 0 | 0 | 0 | 0 | 0 | 0 | 0 | 0
F1_Commercial_Warehouse_Existing_Food Preparation_Natural Gas_Range_E9 | F1 | Commercial | Warehouse | Existing | Food Preparation | Natural Gas | Range | E9 | RVT - Cost of Equipment | 0 | 0 | 0 | 0 | 0 | 0 | 0 | 0 | 0 | 0 | 0 | 0 | 0 | 0 | 0 | 0 | 0 | 0 | 0 | 0 | 0 | 0 | 0 | 0 | 0 | 0 | 0 | 0 | 0 | 0 | 0 | 0 | 0
F1_Commercial_Warehouse_Existing_Food Preparation_Natural Gas_Range_E10 | F1 | Commercial | Warehouse | Existing | Food Preparation | Natural Gas | Range | E10 | RVT - Cost of Equipment | 0 | 0 | 0 | 0 | 0 | 0 | 0 | 0 | 0 | 0 | 0 | 0 | 0 | 0 | 0 | 0 | 0 | 0 | 0 | 0 | 0 | 0 | 0 | 0 | 0 | 0 | 0 | 0 | 0 | 0 | 0 | 0 | 0
F2_Commercial_Warehouse_Existing_Food Preparation_Natural Gas_Range_E1 | F2 | Commercial | Warehouse | Existing | Food Preparation | Natural Gas | Range | E1 | RVT - Cost of Operation | 0.01517 | 0.015277 | 0.015404 | 0.015551 | 0.015724 | 0.015927 | 0.01609 | 0.016244 | 0.016396 | 0.01655 | 0.016691 | 0.016815 | 0.016939 | 0.01707 | 0.017222 | 0.017373 | 0.017541 | 0.017724 | 0.017918 | 0.018119 | 0.018324 | 0.018516 | 0.018691 | 0.018851 | 0.018992 | 0.019113 | 0.019197 | 0.01926 | 0.019314 | 0.01936 | 0.019406 | 0.019426 | 0.019426
F2_Commercial_Warehouse_Existing_Food Preparation_Natural Gas_Range_E2 | F2 | Commercial | Warehouse | Existing | Food Preparation | Natural Gas | Range | E2 | RVT - Cost of Operation | 0.011378 | 0.011458 | 0.011553 | 0.011663 | 0.011793 | 0.011945 | 0.012067 | 0.012183 | 0.012297 | 0.012413 | 0.012519 | 0.012611 | 0.012704 | 0.012803 | 0.012916 | 0.01303 | 0.013156 | 0.013293 | 0.013439 | 0.01359 | 0.013743 | 0.013887 | 0.014018 | 0.014138 | 0.014244 | 0.014335 | 0.014398 | 0.014445 | 0.014485 | 0.01452 | 0.014554 | 0.01457 | 0.01457
F2_Commercial_Warehouse_Existing_Food Preparation_Natural Gas_Range_E3 | F2 | Commercial | Warehouse | Existing | Food Preparation | Natural Gas | Range | E3 | RVT - Cost of Operation | 0 | 0 | 0 | 0 | 0 | 0 | 0 | 0 | 0 | 0 | 0 | 0 | 0 | 0 | 0 | 0 | 0 | 0 | 0 | 0 | 0 | 0 | 0 | 0 | 0 | 0 | 0 | 0 | 0 | 0 | 0 | 0 | 0
F2_Commercial_Warehouse_Existing_Food Preparation_Natural Gas_Range_E4 | F2 | Commercial | Warehouse | Existing | Food Preparation | Natural Gas | Range | E4 | RVT - Cost of Operation | 0 | 0 | 0 | 0 | 0 | 0 | 0 | 0 | 0 | 0 | 0 | 0 | 0 | 0 | 0 | 0 | 0 | 0 | 0 | 0 | 0 | 0 | 0 | 0 | 0 | 0 | 0 | 0 | 0 | 0 | 0 | 0 | 0
F2_Commercial_Warehouse_Existing_Food Preparation_Natural Gas_Range_E5 | F2 | Commercial | Warehouse | Existing | Food Preparation | Natural Gas | Range | E5 | RVT - Cost of Operation | 0 | 0 | 0 | 0 | 0 | 0 | 0 | 0 | 0 | 0 | 0 | 0 | 0 | 0 | 0 | 0 | 0 | 0 | 0 | 0 | 0 | 0 | 0 | 0 | 0 | 0 | 0 | 0 | 0 | 0 | 0 | 0 | 0
F2_Commercial_Warehouse_Existing_Food Preparation_Natural Gas_Range_E6 | F2 | Commercial | Warehouse | Existing | Food Preparation | Natural Gas | Range | E6 | RVT - Cost of Operation | 0 | 0 | 0 | 0 | 0 | 0 | 0 | 0 | 0 | 0 | 0 | 0 | 0 | 0 | 0 | 0 | 0 | 0 | 0 | 0 | 0 | 0 | 0 | 0 | 0 | 0 | 0 | 0 | 0 | 0 | 0 | 0 | 0
F2_Commercial_Warehouse_Existing_Food Preparation_Natural Gas_Range_E7 | F2 | Commercial | Warehouse | Existing | Food Preparation | Natural Gas | Range | E7 | RVT - Cost of Operation | 0 | 0 | 0 | 0 | 0 | 0 | 0 | 0 | 0 | 0 | 0 | 0 | 0 | 0 | 0 | 0 | 0 | 0 | 0 | 0 | 0 | 0 | 0 | 0 | 0 | 0 | 0 | 0 | 0 | 0 | 0 | 0 | 0
F2_Commercial_Warehouse_Existing_Food Preparation_Natural Gas_Range_E8 | F2 | Commercial | Warehouse | Existing | Food Preparation | Natural Gas | Range | E8 | RVT - Cost of Operation | 0 | 0 | 0 | 0 | 0 | 0 | 0 | 0 | 0 | 0 | 0 | 0 | 0 | 0 | 0 | 0 | 0 | 0 | 0 | 0 | 0 | 0 | 0 | 0 | 0 | 0 | 0 | 0 | 0 | 0 | 0 | 0 | 0
F2_Commercial_Warehouse_Existing_Food Preparation_Natural Gas_Range_E9 | F2 | Commercial | Warehouse | Existing | Food Preparation | Natural Gas | Range | E9 | RVT - Cost of Operation | 0 | 0 | 0 | 0 | 0 | 0 | 0 | 0 | 0 | 0 | 0 | 0 | 0 | 0 | 0 | 0 | 0 | 0 | 0 | 0 | 0 | 0 | 0 | 0 | 0 | 0 | 0 | 0 | 0 | 0 | 0 | 0 | 0
F2_Commercial_Warehouse_Existing_Food Preparation_Natural Gas_Range_E10 | F2 | Commercial | Warehouse | Existing | Food Preparation | Natural Gas | Range | E10 | RVT - Cost of Operation | 0 | 0 | 0 | 0 | 0 | 0 | 0 | 0 | 0 | 0 | 0 | 0 | 0 | 0 | 0 | 0 | 0 | 0 | 0 | 0 | 0 | 0 | 0 | 0 | 0 | 0 | 0 | 0 | 0 | 0 | 0 | 0 | 0
F3_Commercial_Warehouse_Existing_Food Preparation_Natural Gas_Range_E1 | F3 | Commercial | Warehouse | Existing | Food Preparation | Natural Gas | Range | E1 | System - kBTUs of Consumption | 0.0074226 | 0.0074226 | 0.0074226 | 0.0074226 | 0.0074226 | 0.0074226 | 0.0074226 | 0.0074226 | 0.0074226 | 0.0074226 | 0.0074226 | 0.0074226 | 0.0074226 | 0.0074226 | 0.0074226 | 0.0074226 | 0.0074226 | 0.0074226 | 0.0074226 | 0.0074226 | 0.0074226 | 0.0074226 | 0.0074226 | 0.0074226 | 0.0074226 | 0.0074226 | 0.0074226 | 0.0074226 | 0.0074226 | 0.0074226 | 0.0074226 | 0.0074226 | 0.0074226
F3_Commercial_Warehouse_Existing_Food Preparation_Natural Gas_Range_E2 | F3 | Commercial | Warehouse | Existing | Food Preparation | Natural Gas | Range | E2 | System - kBTUs of Consumption | 0.0074236 | 0.0074236 | 0.0074236 | 0.0074236 | 0.0074236 | 0.0074236 | 0.0074236 | 0.0074236 | 0.0074236 | 0.0074236 | 0.0074236 | 0.0074236 | 0.0074236 | 0.0074236 | 0.0074236 | 0.0074236 | 0.0074236 | 0.0074236 | 0.0074236 | 0.0074236 | 0.0074236 | 0.0074236 | 0.0074236 | 0.0074236 | 0.0074236 | 0.0074236 | 0.0074236 | 0.0074236 | 0.0074236 | 0.0074236 | 0.0074236 | 0.0074236 | 0.0074236
F3_Commercial_Warehouse_Existing_Food Preparation_Natural Gas_Range_E3 | F3 | Commercial | Warehouse | Existing | Food Preparation | Natural Gas | Range | E3 | System - kBTUs of Consumption | 0 | 0 | 0 | 0 | 0 | 0 | 0 | 0 | 0 | 0 | 0 | 0 | 0 | 0 | 0 | 0 | 0 | 0 | 0 | 0 | 0 | 0 | 0 | 0 | 0 | 0 | 0 | 0 | 0 | 0 | 0 | 0 | 0
F3_Commercial_Warehouse_Existing_Food Preparation_Natural Gas_Range_E4 | F3 | Commercial | Warehouse | Existing | Food Preparation | Natural Gas | Range | E4 | System - kBTUs of Consumption | 0 | 0 | 0 | 0 | 0 | 0 | 0 | 0 | 0 | 0 | 0 | 0 | 0 | 0 | 0 | 0 | 0 | 0 | 0 | 0 | 0 | 0 | 0 | 0 | 0 | 0 | 0 | 0 | 0 | 0 | 0 | 0 | 0
F3_Commercial_Warehouse_Existing_Food Preparation_Natural Gas_Range_E5 | F3 | Commercial | Warehouse | Existing | Food Preparation | Natural Gas | Range | E5 | System - kBTUs of Consumption | 0 | 0 | 0 | 0 | 0 | 0 | 0 | 0 | 0 | 0 | 0 | 0 | 0 | 0 | 0 | 0 | 0 | 0 | 0 | 0 | 0 | 0 | 0 | 0 | 0 | 0 | 0 | 0 | 0 | 0 | 0 | 0 | 0
F3_Commercial_Warehouse_Existing_Food Preparation_Natural Gas_Range_E6 | F3 | Commercial | Warehouse | Existing | Food Preparation | Natural Gas | Range | E6 | System - kBTUs of Consumption | 0 | 0 | 0 | 0 | 0 | 0 | 0 | 0 | 0 | 0 | 0 | 0 | 0 | 0 | 0 | 0 | 0 | 0 | 0 | 0 | 0 | 0 | 0 | 0 | 0 | 0 | 0 | 0 | 0 | 0 | 0 | 0 | 0
F3_Commercial_Warehouse_Existing_Food Preparation_Natural Gas_Range_E7 | F3 | Commercial | Warehouse | Existing | Food Preparation | Natural Gas | Range | E7 | System - kBTUs of Consumption | 0 | 0 | 0 | 0 | 0 | 0 | 0 | 0 | 0 | 0 | 0 | 0 | 0 | 0 | 0 | 0 | 0 | 0 | 0 | 0 | 0 | 0 | 0 | 0 | 0 | 0 | 0 | 0 | 0 | 0 | 0 | 0 | 0
F3_Commercial_Warehouse_Existing_Food Preparation_Natural Gas_Range_E8 | F3 | Commercial | Warehouse | Existing | Food Preparation | Natural Gas | Range | E8 | System - kBTUs of Consumption | 0 | 0 | 0 | 0 | 0 | 0 | 0 | 0 | 0 | 0 | 0 | 0 | 0 | 0 | 0 | 0 | 0 | 0 | 0 | 0 | 0 | 0 | 0 | 0 | 0 | 0 | 0 | 0 | 0 | 0 | 0 | 0 | 0
F3_Commercial_Warehouse_Existing_Food Preparation_Natural Gas_Range_E9 | F3 | Commercial | Warehouse | Existing | Food Preparation | Natural Gas | Range | E9 | System - kBTUs of Consumption | 0 | 0 | 0 | 0 | 0 | 0 | 0 | 0 | 0 | 0 | 0 | 0 | 0 | 0 | 0 | 0 | 0 | 0 | 0 | 0 | 0 | 0 | 0 | 0 | 0 | 0 | 0 | 0 | 0 | 0 | 0 | 0 | 0
F3_Commercial_Warehouse_Existing_Food Preparation_Natural Gas_Range_E10 | F3 | Commercial | Warehouse | Existing | Food Preparation | Natural Gas | Range | E10 | System - kBTUs of Consumption | 0 | 0 | 0 | 0 | 0 | 0 | 0 | 0 | 0 | 0 | 0 | 0 | 0 | 0 | 0 | 0 | 0 | 0 | 0 | 0 | 0 | 0 | 0 | 0 | 0 | 0 | 0 | 0 | 0 | 0 | 0 | 0 | 0
F4_Commercial_Warehouse_Existing_Food Preparation_Natural Gas_Range_E1 | F4 | Commercial | Warehouse | Existing | Food Preparation | Natural Gas | Range | E1 | Utility - Cost of Equipment | 0.01517 | 0.015277 | 0.015404 | 0.015551 | 0.015724 | 0.015927 | 0.01609 | 0.016244 | 0.016396 | 0.01655 | 0.016691 | 0.016815 | 0.016939 | 0.01707 | 0.017222 | 0.017373 | 0.017541 | 0.017724 | 0.017918 | 0.018119 | 0.018324 | 0.018516 | 0.018691 | 0.018851 | 0.018992 | 0.019113 | 0.019197 | 0.01926 | 0.019314 | 0.01936 | 0.019406 | 0.019426 | 0.019426
F4_Commercial_Warehouse_Existing_Food Preparation_Natural Gas_Range_E2 | F4 | Commercial | Warehouse | Existing | Food Preparation | Natural Gas | Range | E2 | Utility - Cost of Equipment | 0.011378 | 0.011458 | 0.011553 | 0.011663 | 0.011793 | 0.011945 | 0.012067 | 0.012183 | 0.012297 | 0.012413 | 0.012519 | 0.012611 | 0.012704 | 0.012803 | 0.012916 | 0.01303 | 0.013156 | 0.013293 | 0.013439 | 0.01359 | 0.013743 | 0.013887 | 0.014018 | 0.014138 | 0.014244 | 0.014335 | 0.014398 | 0.014445 | 0.014485 | 0.01452 | 0.014554 | 0.01457 | 0.01457
F4_Commercial_Warehouse_Existing_Food Preparation_Natural Gas_Range_E3 | F4 | Commercial | Warehouse | Existing | Food Preparation | Natural Gas | Range | E3 | Utility - Cost of Equipment | 0 | 0 | 0 | 0 | 0 | 0 | 0 | 0 | 0 | 0 | 0 | 0 | 0 | 0 | 0 | 0 | 0 | 0 | 0 | 0 | 0 | 0 | 0 | 0 | 0 | 0 | 0 | 0 | 0 | 0 | 0 | 0 | 0
F4_Commercial_Warehouse_Existing_Food Preparation_Natural Gas_Range_E4 | F4 | Commercial | Warehouse | Existing | Food Preparation | Natural Gas | Range | E4 | Utility - Cost of Equipment | 0 | 0 | 0 | 0 | 0 | 0 | 0 | 0 | 0 | 0 | 0 | 0 | 0 | 0 | 0 | 0 | 0 | 0 | 0 | 0 | 0 | 0 | 0 | 0 | 0 | 0 | 0 | 0 | 0 | 0 | 0 | 0 | 0
F4_Commercial_Warehouse_Existing_Food Preparation_Natural Gas_Range_E5 | F4 | Commercial | Warehouse | Existing | Food Preparation | Natural Gas | Range | E5 | Utility - Cost of Equipment | 0 | 0 | 0 | 0 | 0 | 0 | 0 | 0 | 0 | 0 | 0 | 0 | 0 | 0 | 0 | 0 | 0 | 0 | 0 | 0 | 0 | 0 | 0 | 0 | 0 | 0 | 0 | 0 | 0 | 0 | 0 | 0 | 0
F4_Commercial_Warehouse_Existing_Food Preparation_Natural Gas_Range_E6 | F4 | Commercial | Warehouse | Existing | Food Preparation | Natural Gas | Range | E6 | Utility - Cost of Equipment | 0 | 0 | 0 | 0 | 0 | 0 | 0 | 0 | 0 | 0 | 0 | 0 | 0 | 0 | 0 | 0 | 0 | 0 | 0 | 0 | 0 | 0 | 0 | 0 | 0 | 0 | 0 | 0 | 0 | 0 | 0 | 0 | 0
F4_Commercial_Warehouse_Existing_Food Preparation_Natural Gas_Range_E7 | F4 | Commercial | Warehouse | Existing | Food Preparation | Natural Gas | Range | E7 | Utility - Cost of Equipment | 0 | 0 | 0 | 0 | 0 | 0 | 0 | 0 | 0 | 0 | 0 | 0 | 0 | 0 | 0 | 0 | 0 | 0 | 0 | 0 | 0 | 0 | 0 | 0 | 0 | 0 | 0 | 0 | 0 | 0 | 0 | 0 | 0
F4_Commercial_Warehouse_Existing_Food Preparation_Natural Gas_Range_E8 | F4 | Commercial | Warehouse | Existing | Food Preparation | Natural Gas | Range | E8 | Utility - Cost of Equipment | 0 | 0 | 0 | 0 | 0 | 0 | 0 | 0 | 0 | 0 | 0 | 0 | 0 | 0 | 0 | 0 | 0 | 0 | 0 | 0 | 0 | 0 | 0 | 0 | 0 | 0 | 0 | 0 | 0 | 0 | 0 | 0 | 0
F4_Commercial_Warehouse_Existing_Food Preparation_Natural Gas_Range_E9 | F4 | Commercial | Warehouse | Existing | Food Preparation | Natural Gas | Range | E9 | Utility - Cost of Equipment | 0 | 0 | 0 | 0 | 0 | 0 | 0 | 0 | 0 | 0 | 0 | 0 | 0 | 0 | 0 | 0 | 0 | 0 | 0 | 0 | 0 | 0 | 0 | 0 | 0 | 0 | 0 | 0 | 0 | 0 | 0 | 0 | 0
F4_Commercial_Warehouse_Existing_Food Preparation_Natural Gas_Range_E10 | F4 | Commercial | Warehouse | Existing | Food Preparation | Natural Gas | Range | E10 | Utility - Cost of Equipment | 0 | 0 | 0 | 0 | 0 | 0 | 0 | 0 | 0 | 0 | 0 | 0 | 0 | 0 | 0 | 0 | 0 | 0 | 0 | 0 | 0 | 0 | 0 | 0 | 0 | 0 | 0 | 0 | 0 | 0 | 0 | 0 | 0
F5_Commercial_Warehouse_Existing_Food Preparation_Natural Gas_Range_E1 | F5 | Commercial | Warehouse | Existing | Food Preparation | Natural Gas | Range | E1 | Utility - Cost of Operation | 0.0074226 | 0.0074226 | 0.0074226 | 0.0074226 | 0.0074226 | 0.0074226 | 0.0074226 | 0.0074226 | 0.0074226 | 0.0074226 | 0.0074226 | 0.0074226 | 0.0074226 | 0.0074226 | 0.0074226 | 0.0074226 | 0.0074226 | 0.0074226 | 0.0074226 | 0.0074226 | 0.0074226 | 0.0074226 | 0.0074226 | 0.0074226 | 0.0074226 | 0.0074226 | 0.0074226 | 0.0074226 | 0.0074226 | 0.0074226 | 0.0074226 | 0.0074226 | 0.0074226
F5_Commercial_Warehouse_Existing_Food Preparation_Natural Gas_Range_E2 | F5 | Commercial | Warehouse | Existing | Food Preparation | Natural Gas | Range | E2 | Utility - Cost of Operation | 0.0074236 | 0.0074236 | 0.0074236 | 0.0074236 | 0.0074236 | 0.0074236 | 0.0074236 | 0.0074236 | 0.0074236 | 0.0074236 | 0.0074236 | 0.0074236 | 0.0074236 | 0.0074236 | 0.0074236 | 0.0074236 | 0.0074236 | 0.0074236 | 0.0074236 | 0.0074236 | 0.0074236 | 0.0074236 | 0.0074236 | 0.0074236 | 0.0074236 | 0.0074236 | 0.0074236 | 0.0074236 | 0.0074236 | 0.0074236 | 0.0074236 | 0.0074236 | 0.0074236
F5_Commercial_Warehouse_Existing_Food Preparation_Natural Gas_Range_E3 | F5 | Commercial | Warehouse | Existing | Food Preparation | Natural Gas | Range | E3 | Utility - Cost of Operation | 0 | 0 | 0 | 0 | 0 | 0 | 0 | 0 | 0 | 0 | 0 | 0 | 0 | 0 | 0 | 0 | 0 | 0 | 0 | 0 | 0 | 0 | 0 | 0 | 0 | 0 | 0 | 0 | 0 | 0 | 0 | 0 | 0
F5_Commercial_Warehouse_Existing_Food Preparation_Natural Gas_Range_E4 | F5 | Commercial | Warehouse | Existing | Food Preparation | Natural Gas | Range | E4 | Utility - Cost of Operation | 0 | 0 | 0 | 0 | 0 | 0 | 0 | 0 | 0 | 0 | 0 | 0 | 0 | 0 | 0 | 0 | 0 | 0 | 0 | 0 | 0 | 0 | 0 | 0 | 0 | 0 | 0 | 0 | 0 | 0 | 0 | 0 | 0
F5_Commercial_Warehouse_Existing_Food Preparation_Natural Gas_Range_E5 | F5 | Commercial | Warehouse | Existing | Food Preparation | Natural Gas | Range | E5 | Utility - Cost of Operation | 0 | 0 | 0 | 0 | 0 | 0 | 0 | 0 | 0 | 0 | 0 | 0 | 0 | 0 | 0 | 0 | 0 | 0 | 0 | 0 | 0 | 0 | 0 | 0 | 0 | 0 | 0 | 0 | 0 | 0 | 0 | 0 | 0
F5_Commercial_Warehouse_Existing_Food Preparation_Natural Gas_Range_E6 | F5 | Commercial | Warehouse | Existing | Food Preparation | Natural Gas | Range | E6 | Utility - Cost of Operation | 0 | 0 | 0 | 0 | 0 | 0 | 0 | 0 | 0 | 0 | 0 | 0 | 0 | 0 | 0 | 0 | 0 | 0 | 0 | 0 | 0 | 0 | 0 | 0 | 0 | 0 | 0 | 0 | 0 | 0 | 0 | 0 | 0
F5_Commercial_Warehouse_Existing_Food Preparation_Natural Gas_Range_E7 | F5 | Commercial | Warehouse | Existing | Food Preparation | Natural Gas | Range | E7 | Utility - Cost of Operation | 0 | 0 | 0 | 0 | 0 | 0 | 0 | 0 | 0 | 0 | 0 | 0 | 0 | 0 | 0 | 0 | 0 | 0 | 0 | 0 | 0 | 0 | 0 | 0 | 0 | 0 | 0 | 0 | 0 | 0 | 0 | 0 | 0
F5_Commercial_Warehouse_Existing_Food Preparation_Natural Gas_Range_E8 | F5 | Commercial | Warehouse | Existing | Food Preparation | Natural Gas | Range | E8 | Utility - Cost of Operation | 0 | 0 | 0 | 0 | 0 | 0 | 0 | 0 | 0 | 0 | 0 | 0 | 0 | 0 | 0 | 0 | 0 | 0 | 0 | 0 | 0 | 0 | 0 | 0 | 0 | 0 | 0 | 0 | 0 | 0 | 0 | 0 | 0
F5_Commercial_Warehouse_Existing_Food Preparation_Natural Gas_Range_E9 | F5 | Commercial | Warehouse | Existing | Food Preparation | Natural Gas | Range | E9 | Utility - Cost of Operation | 0 | 0 | 0 | 0 | 0 | 0 | 0 | 0 | 0 | 0 | 0 | 0 | 0 | 0 | 0 | 0 | 0 | 0 | 0 | 0 | 0 | 0 | 0 | 0 | 0 | 0 | 0 | 0 | 0 | 0 | 0 | 0 | 0
F5_Commercial_Warehouse_Existing_Food Preparation_Natural Gas_Range_E10 | F5 | Commercial | Warehouse | Existing | Food Preparation | Natural Gas | Range | E10 | Utility - Cost of Operation | 0 | 0 | 0 | 0 | 0 | 0 | 0 | 0 | 0 | 0 | 0 | 0 | 0 | 0 | 0 | 0 | 0 | 0 | 0 | 0 | 0 | 0 | 0 | 0 | 0 | 0 | 0 | 0 | 0 | 0 | 0 | 0 | 0
F6_Commercial_Warehouse_Existing_Food Preparation_Natural Gas_Range_E1 | F6 | Commercial | Warehouse | Existing | Food Preparation | Natural Gas | Range | E1 | Utility - Value of Sales | 0.0090696 | 0.0090696 | 0.0090696 | 0.0090696 | 0.0090696 | 0.0090696 | 0.0090696 | 0.0090696 | 0.0090696 | 0.0090696 | 0.0090696 | 0.0090696 | 0.0090696 | 0.0090696 | 0.0090696 | 0.0090696 | 0.0090696 | 0.0090696 | 0.0090696 | 0.0090696 | 0.0090696 | 0.0090696 | 0.0090696 | 0.0090696 | 0.0090696 | 0.0090696 | 0.0090696 | 0.0090696 | 0.0090696 | 0.0090696 | 0.0090696 | 0.0090696 | 0.0090696
F6_Commercial_Warehouse_Existing_Food Preparation_Natural Gas_Range_E2 | F6 | Commercial | Warehouse | Existing | Food Preparation | Natural Gas | Range | E2 | Utility - Value of Sales | 0.0068022 | 0.0068022 | 0.0068022 | 0.0068022 | 0.0068022 | 0.0068022 | 0.0068022 | 0.0068022 | 0.0068022 | 0.0068022 | 0.0068022 | 0.0068022 | 0.0068022 | 0.0068022 | 0.0068022 | 0.0068022 | 0.0068022 | 0.0068022 | 0.0068022 | 0.0068022 | 0.0068022 | 0.0068022 | 0.0068022 | 0.0068022 | 0.0068022 | 0.0068022 | 0.0068022 | 0.0068022 | 0.0068022 | 0.0068022 | 0.0068022 | 0.0068022 | 0.0068022
F6_Commercial_Warehouse_Existing_Food Preparation_Natural Gas_Range_E3 | F6 | Commercial | Warehouse | Existing | Food Preparation | Natural Gas | Range | E3 | Utility - Value of Sales | 0 | 0 | 0 | 0 | 0 | 0 | 0 | 0 | 0 | 0 | 0 | 0 | 0 | 0 | 0 | 0 | 0 | 0 | 0 | 0 | 0 | 0 | 0 | 0 | 0 | 0 | 0 | 0 | 0 | 0 | 0 | 0 | 0
F6_Commercial_Warehouse_Existing_Food Preparation_Natural Gas_Range_E4 | F6 | Commercial | Warehouse | Existing | Food Preparation | Natural Gas | Range | E4 | Utility - Value of Sales | 0 | 0 | 0 | 0 | 0 | 0 | 0 | 0 | 0 | 0 | 0 | 0 | 0 | 0 | 0 | 0 | 0 | 0 | 0 | 0 | 0 | 0 | 0 | 0 | 0 | 0 | 0 | 0 | 0 | 0 | 0 | 0 | 0
F6_Commercial_Warehouse_Existing_Food Preparation_Natural Gas_Range_E5 | F6 | Commercial | Warehouse | Existing | Food Preparation | Natural Gas | Range | E5 | Utility - Value of Sales | 0 | 0 | 0 | 0 | 0 | 0 | 0 | 0 | 0 | 0 | 0 | 0 | 0 | 0 | 0 | 0 | 0 | 0 | 0 | 0 | 0 | 0 | 0 | 0 | 0 | 0 | 0 | 0 | 0 | 0 | 0 | 0 | 0
F6_Commercial_Warehouse_Existing_Food Preparation_Natural Gas_Range_E6 | F6 | Commercial | Warehouse | Existing | Food Preparation | Natural Gas | Range | E6 | Utility - Value of Sales | 0 | 0 | 0 | 0 | 0 | 0 | 0 | 0 | 0 | 0 | 0 | 0 | 0 | 0 | 0 | 0 | 0 | 0 | 0 | 0 | 0 | 0 | 0 | 0 | 0 | 0 | 0 | 0 | 0 | 0 | 0 | 0 | 0
F6_Commercial_Warehouse_Existing_Food Preparation_Natural Gas_Range_E7 | F6 | Commercial | Warehouse | Existing | Food Preparation | Natural Gas | Range | E7 | Utility - Value of Sales | 0 | 0 | 0 | 0 | 0 | 0 | 0 | 0 | 0 | 0 | 0 | 0 | 0 | 0 | 0 | 0 | 0 | 0 | 0 | 0 | 0 | 0 | 0 | 0 | 0 | 0 | 0 | 0 | 0 | 0 | 0 | 0 | 0
F6_Commercial_Warehouse_Existing_Food Preparation_Natural Gas_Range_E8 | F6 | Commercial | Warehouse | Existing | Food Preparation | Natural Gas | Range | E8 | Utility - Value of Sales | 0 | 0 | 0 | 0 | 0 | 0 | 0 | 0 | 0 | 0 | 0 | 0 | 0 | 0 | 0 | 0 | 0 | 0 | 0 | 0 | 0 | 0 | 0 | 0 | 0 | 0 | 0 | 0 | 0 | 0 | 0 | 0 | 0
F6_Commercial_Warehouse_Existing_Food Preparation_Natural Gas_Range_E9 | F6 | Commercial | Warehouse | Existing | Food Preparation | Natural Gas | Range | E9 | Utility - Value of Sales | 0 | 0 | 0 | 0 | 0 | 0 | 0 | 0 | 0 | 0 | 0 | 0 | 0 | 0 | 0 | 0 | 0 | 0 | 0 | 0 | 0 | 0 | 0 | 0 | 0 | 0 | 0 | 0 | 0 | 0 | 0 | 0 | 0
F6_Commercial_Warehouse_Existing_Food Preparation_Natural Gas_Range_E10 | F6 | Commercial | Warehouse | Existing | Food Preparation | Natural Gas | Range | E10 | Utility - Value of Sales | 0 | 0 | 0 | 0 | 0 | 0 | 0 | 0 | 0 | 0 | 0 | 0 | 0 | 0 | 0 | 0 | 0 | 0 | 0 | 0 | 0 | 0 | 0 | 0 | 0 | 0 | 0 | 0 | 0 | 0 | 0 | 0 | 0
F1_Commercial_Warehouse_Existing_Food Preparation_Natural Gas_Steamer_E1 | F1 | Commercial | Warehouse | Existing | Food Preparation | Natural Gas | Steamer | E1 | RVT - Cost of Equipment | 0.025241 | 0.025424 | 0.025634 | 0 | 0 | 0 | 0 | 0 | 0 | 0 | 0 | 0 | 0 | 0 | 0 | 0 | 0 | 0 | 0 | 0 | 0 | 0 | 0 | 0 | 0 | 0 | 0 | 0 | 0 | 0 | 0 | 0 | 0
F1_Commercial_Warehouse_Existing_Food Preparation_Natural Gas_Steamer_E2 | F1 | Commercial | Warehouse | Existing | Food Preparation | Natural Gas | Steamer | E2 | RVT - Cost of Equipment | 0.01095 | 0.01103 | 0.01112 | 0.011222 | 0.011339 | 0.011474 | 0.011586 | 0.011695 | 0.011805 | 0.011919 | 0.012027 | 0.012125 | 0.012224 | 0.012326 | 0.012438 | 0.012547 | 0.012664 | 0.01279 | 0.012921 | 0.013055 | 0.013189 | 0.013313 | 0.013425 | 0.013526 | 0.013614 | 0.01369 | 0.013742 | 0.013782 | 0.013815 | 0.013844 | 0.013873 | 0.013886 | 0.013886
F1_Commercial_Warehouse_Existing_Food Preparation_Natural Gas_Steamer_E3 | F1 | Commercial | Warehouse | Existing | Food Preparation | Natural Gas | Steamer | E3 | RVT - Cost of Equipment | 0 | 0 | 0 | 0 | 0 | 0 | 0 | 0 | 0 | 0 | 0 | 0 | 0 | 0 | 0 | 0 | 0 | 0 | 0 | 0 | 0 | 0 | 0 | 0 | 0 | 0 | 0 | 0 | 0 | 0 | 0 | 0 | 0
F1_Commercial_Warehouse_Existing_Food Preparation_Natural Gas_Steamer_E4 | F1 | Commercial | Warehouse | Existing | Food Preparation | Natural Gas | Steamer | E4 | RVT - Cost of Equipment | 0 | 0 | 0 | 0 | 0 | 0 | 0 | 0 | 0 | 0 | 0 | 0 | 0 | 0 | 0 | 0 | 0 | 0 | 0 | 0 | 0 | 0 | 0 | 0 | 0 | 0 | 0 | 0 | 0 | 0 | 0 | 0 | 0
F1_Commercial_Warehouse_Existing_Food Preparation_Natural Gas_Steamer_E5 | F1 | Commercial | Warehouse | Existing | Food Preparation | Natural Gas | Steamer | E5 | RVT - Cost of Equipment | 0 | 0 | 0 | 0 | 0 | 0 | 0 | 0 | 0 | 0 | 0 | 0 | 0 | 0 | 0 | 0 | 0 | 0 | 0 | 0 | 0 | 0 | 0 | 0 | 0 | 0 | 0 | 0 | 0 | 0 | 0 | 0 | 0
F1_Commercial_Warehouse_Existing_Food Preparation_Natural Gas_Steamer_E6 | F1 | Commercial | Warehouse | Existing | Food Preparation | Natural Gas | Steamer | E6 | RVT - Cost of Equipment | 0 | 0 | 0 | 0 | 0 | 0 | 0 | 0 | 0 | 0 | 0 | 0 | 0 | 0 | 0 | 0 | 0 | 0 | 0 | 0 | 0 | 0 | 0 | 0 | 0 | 0 | 0 | 0 | 0 | 0 | 0 | 0 | 0
F1_Commercial_Warehouse_Existing_Food Preparation_Natural Gas_Steamer_E7 | F1 | Commercial | Warehouse | Existing | Food Preparation | Natural Gas | Steamer | E7 | RVT - Cost of Equipment | 0 | 0 | 0 | 0 | 0 | 0 | 0 | 0 | 0 | 0 | 0 | 0 | 0 | 0 | 0 | 0 | 0 | 0 | 0 | 0 | 0 | 0 | 0 | 0 | 0 | 0 | 0 | 0 | 0 | 0 | 0 | 0 | 0
F1_Commercial_Warehouse_Existing_Food Preparation_Natural Gas_Steamer_E8 | F1 | Commercial | Warehouse | Existing | Food Preparation | Natural Gas | Steamer | E8 | RVT - Cost of Equipment | 0 | 0 | 0 | 0 | 0 | 0 | 0 | 0 | 0 | 0 | 0 | 0 | 0 | 0 | 0 | 0 | 0 | 0 | 0 | 0 | 0 | 0 | 0 | 0 | 0 | 0 | 0 | 0 | 0 | 0 | 0 | 0 | 0
F1_Commercial_Warehouse_Existing_Food Preparation_Natural Gas_Steamer_E9 | F1 | Commercial | Warehouse | Existing | Food Preparation | Natural Gas | Steamer | E9 | RVT - Cost of Equipment | 0 | 0 | 0 | 0 | 0 | 0 | 0 | 0 | 0 | 0 | 0 | 0 | 0 | 0 | 0 | 0 | 0 | 0 | 0 | 0 | 0 | 0 | 0 | 0 | 0 | 0 | 0 | 0 | 0 | 0 | 0 | 0 | 0
F1_Commercial_Warehouse_Existing_Food Preparation_Natural Gas_Steamer_E10 | F1 | Commercial | Warehouse | Existing | Food Preparation | Natural Gas | Steamer | E10 | RVT - Cost of Equipment | 0 | 0 | 0 | 0 | 0 | 0 | 0 | 0 | 0 | 0 | 0 | 0 | 0 | 0 | 0 | 0 | 0 | 0 | 0 | 0 | 0 | 0 | 0 | 0 | 0 | 0 | 0 | 0 | 0 | 0 | 0 | 0 | 0
F2_Commercial_Warehouse_Existing_Food Preparation_Natural Gas_Steamer_E1 | F2 | Commercial | Warehouse | Existing | Food Preparation | Natural Gas | Steamer | E1 | RVT - Cost of Operation | 0.03024 | 0.03046 | 0.030711 | 0 | 0 | 0 | 0 | 0 | 0 | 0 | 0 | 0 | 0 | 0 | 0 | 0 | 0 | 0 | 0 | 0 | 0 | 0 | 0 | 0 | 0 | 0 | 0 | 0 | 0 | 0 | 0 | 0 | 0
F2_Commercial_Warehouse_Existing_Food Preparation_Natural Gas_Steamer_E2 | F2 | Commercial | Warehouse | Existing | Food Preparation | Natural Gas | Steamer | E2 | RVT - Cost of Operation | 0.013119 | 0.013214 | 0.013323 | 0.013445 | 0.013584 | 0.013747 | 0.013881 | 0.014011 | 0.014144 | 0.01428 | 0.014409 | 0.014527 | 0.014645 | 0.014767 | 0.014902 | 0.015032 | 0.015173 | 0.015323 | 0.01548 | 0.01564 | 0.015801 | 0.01595 | 0.016084 | 0.016205 | 0.016311 | 0.016401 | 0.016464 | 0.016511 | 0.016552 | 0.016586 | 0.016621 | 0.016636 | 0.016636
F2_Commercial_Warehouse_Existing_Food Preparation_Natural Gas_Steamer_E3 | F2 | Commercial | Warehouse | Existing | Food Preparation | Natural Gas | Steamer | E3 | RVT - Cost of Operation | 0 | 0 | 0 | 0 | 0 | 0 | 0 | 0 | 0 | 0 | 0 | 0 | 0 | 0 | 0 | 0 | 0 | 0 | 0 | 0 | 0 | 0 | 0 | 0 | 0 | 0 | 0 | 0 | 0 | 0 | 0 | 0 | 0
F2_Commercial_Warehouse_Existing_Food Preparation_Natural Gas_Steamer_E4 | F2 | Commercial | Warehouse | Existing | Food Preparation | Natural Gas | Steamer | E4 | RVT - Cost of Operation | 0 | 0 | 0 | 0 | 0 | 0 | 0 | 0 | 0 | 0 | 0 | 0 | 0 | 0 | 0 | 0 | 0 | 0 | 0 | 0 | 0 | 0 | 0 | 0 | 0 | 0 | 0 | 0 | 0 | 0 | 0 | 0 | 0
F2_Commercial_Warehouse_Existing_Food Preparation_Natural Gas_Steamer_E5 | F2 | Commercial | Warehouse | Existing | Food Preparation | Natural Gas | Steamer | E5 | RVT - Cost of Operation | 0 | 0 | 0 | 0 | 0 | 0 | 0 | 0 | 0 | 0 | 0 | 0 | 0 | 0 | 0 | 0 | 0 | 0 | 0 | 0 | 0 | 0 | 0 | 0 | 0 | 0 | 0 | 0 | 0 | 0 | 0 | 0 | 0
F2_Commercial_Warehouse_Existing_Food Preparation_Natural Gas_Steamer_E6 | F2 | Commercial | Warehouse | Existing | Food Preparation | Natural Gas | Steamer | E6 | RVT - Cost of Operation | 0 | 0 | 0 | 0 | 0 | 0 | 0 | 0 | 0 | 0 | 0 | 0 | 0 | 0 | 0 | 0 | 0 | 0 | 0 | 0 | 0 | 0 | 0 | 0 | 0 | 0 | 0 | 0 | 0 | 0 | 0 | 0 | 0
F2_Commercial_Warehouse_Existing_Food Preparation_Natural Gas_Steamer_E7 | F2 | Commercial | Warehouse | Existing | Food Preparation | Natural Gas | Steamer | E7 | RVT - Cost of Operation | 0 | 0 | 0 | 0 | 0 | 0 | 0 | 0 | 0 | 0 | 0 | 0 | 0 | 0 | 0 | 0 | 0 | 0 | 0 | 0 | 0 | 0 | 0 | 0 | 0 | 0 | 0 | 0 | 0 | 0 | 0 | 0 | 0
F2_Commercial_Warehouse_Existing_Food Preparation_Natural Gas_Steamer_E8 | F2 | Commercial | Warehouse | Existing | Food Preparation | Natural Gas | Steamer | E8 | RVT - Cost of Operation | 0 | 0 | 0 | 0 | 0 | 0 | 0 | 0 | 0 | 0 | 0 | 0 | 0 | 0 | 0 | 0 | 0 | 0 | 0 | 0 | 0 | 0 | 0 | 0 | 0 | 0 | 0 | 0 | 0 | 0 | 0 | 0 | 0
F2_Commercial_Warehouse_Existing_Food Preparation_Natural Gas_Steamer_E9 | F2 | Commercial | Warehouse | Existing | Food Preparation | Natural Gas | Steamer | E9 | RVT - Cost of Operation | 0 | 0 | 0 | 0 | 0 | 0 | 0 | 0 | 0 | 0 | 0 | 0 | 0 | 0 | 0 | 0 | 0 | 0 | 0 | 0 | 0 | 0 | 0 | 0 | 0 | 0 | 0 | 0 | 0 | 0 | 0 | 0 | 0
F2_Commercial_Warehouse_Existing_Food Preparation_Natural Gas_Steamer_E10 | F2 | Commercial | Warehouse | Existing | Food Preparation | Natural Gas | Steamer | E10 | RVT - Cost of Operation | 0 | 0 | 0 | 0 | 0 | 0 | 0 | 0 | 0 | 0 | 0 | 0 | 0 | 0 | 0 | 0 | 0 | 0 | 0 | 0 | 0 | 0 | 0 | 0 | 0 | 0 | 0 | 0 | 0 | 0 | 0 | 0 | 0
F3_Commercial_Warehouse_Existing_Food Preparation_Natural Gas_Steamer_E1 | F3 | Commercial | Warehouse | Existing | Food Preparation | Natural Gas | Steamer | E1 | System - kBTUs of Consumption | 0.01913 | 0.01913 | 0.01913 | 0 | 0 | 0 | 0 | 0 | 0 | 0 | 0 | 0 | 0 | 0 | 0 | 0 | 0 | 0 | 0 | 0 | 0 | 0 | 0 | 0 | 0 | 0 | 0 | 0 | 0 | 0 | 0 | 0 | 0
F3_Commercial_Warehouse_Existing_Food Preparation_Natural Gas_Steamer_E2 | F3 | Commercial | Warehouse | Existing | Food Preparation | Natural Gas | Steamer | E2 | System - kBTUs of Consumption | 0.022411 | 0.022411 | 0.022411 | 0.022411 | 0.022411 | 0.022411 | 0.022411 | 0.022411 | 0.022411 | 0.022411 | 0.022411 | 0.022411 | 0.022411 | 0.022411 | 0.022411 | 0.022411 | 0.022411 | 0.022411 | 0.022411 | 0.022411 | 0.022411 | 0.022411 | 0.022411 | 0.022411 | 0.022411 | 0.022411 | 0.022411 | 0.022411 | 0.022411 | 0.022411 | 0.022411 | 0.022411 | 0.022411
F3_Commercial_Warehouse_Existing_Food Preparation_Natural Gas_Steamer_E3 | F3 | Commercial | Warehouse | Existing | Food Preparation | Natural Gas | Steamer | E3 | System - kBTUs of Consumption | 0 | 0 | 0 | 0 | 0 | 0 | 0 | 0 | 0 | 0 | 0 | 0 | 0 | 0 | 0 | 0 | 0 | 0 | 0 | 0 | 0 | 0 | 0 | 0 | 0 | 0 | 0 | 0 | 0 | 0 | 0 | 0 | 0
F3_Commercial_Warehouse_Existing_Food Preparation_Natural Gas_Steamer_E4 | F3 | Commercial | Warehouse | Existing | Food Preparation | Natural Gas | Steamer | E4 | System - kBTUs of Consumption | 0 | 0 | 0 | 0 | 0 | 0 | 0 | 0 | 0 | 0 | 0 | 0 | 0 | 0 | 0 | 0 | 0 | 0 | 0 | 0 | 0 | 0 | 0 | 0 | 0 | 0 | 0 | 0 | 0 | 0 | 0 | 0 | 0
F3_Commercial_Warehouse_Existing_Food Preparation_Natural Gas_Steamer_E5 | F3 | Commercial | Warehouse | Existing | Food Preparation | Natural Gas | Steamer | E5 | System - kBTUs of Consumption | 0 | 0 | 0 | 0 | 0 | 0 | 0 | 0 | 0 | 0 | 0 | 0 | 0 | 0 | 0 | 0 | 0 | 0 | 0 | 0 | 0 | 0 | 0 | 0 | 0 | 0 | 0 | 0 | 0 | 0 | 0 | 0 | 0
F3_Commercial_Warehouse_Existing_Food Preparation_Natural Gas_Steamer_E6 | F3 | Commercial | Warehouse | Existing | Food Preparation | Natural Gas | Steamer | E6 | System - kBTUs of Consumption | 0 | 0 | 0 | 0 | 0 | 0 | 0 | 0 | 0 | 0 | 0 | 0 | 0 | 0 | 0 | 0 | 0 | 0 | 0 | 0 | 0 | 0 | 0 | 0 | 0 | 0 | 0 | 0 | 0 | 0 | 0 | 0 | 0
F3_Commercial_Warehouse_Existing_Food Preparation_Natural Gas_Steamer_E7 | F3 | Commercial | Warehouse | Existing | Food Preparation | Natural Gas | Steamer | E7 | System - kBTUs of Consumption | 0 | 0 | 0 | 0 | 0 | 0 | 0 | 0 | 0 | 0 | 0 | 0 | 0 | 0 | 0 | 0 | 0 | 0 | 0 | 0 | 0 | 0 | 0 | 0 | 0 | 0 | 0 | 0 | 0 | 0 | 0 | 0 | 0
F3_Commercial_Warehouse_Existing_Food Preparation_Natural Gas_Steamer_E8 | F3 | Commercial | Warehouse | Existing | Food Preparation | Natural Gas | Steamer | E8 | System - kBTUs of Consumption | 0 | 0 | 0 | 0 | 0 | 0 | 0 | 0 | 0 | 0 | 0 | 0 | 0 | 0 | 0 | 0 | 0 | 0 | 0 | 0 | 0 | 0 | 0 | 0 | 0 | 0 | 0 | 0 | 0 | 0 | 0 | 0 | 0
F3_Commercial_Warehouse_Existing_Food Preparation_Natural Gas_Steamer_E9 | F3 | Commercial | Warehouse | Existing | Food Preparation | Natural Gas | Steamer | E9 | System - kBTUs of Consumption | 0 | 0 | 0 | 0 | 0 | 0 | 0 | 0 | 0 | 0 | 0 | 0 | 0 | 0 | 0 | 0 | 0 | 0 | 0 | 0 | 0 | 0 | 0 | 0 | 0 | 0 | 0 | 0 | 0 | 0 | 0 | 0 | 0
F3_Commercial_Warehouse_Existing_Food Preparation_Natural Gas_Steamer_E10 | F3 | Commercial | Warehouse | Existing | Food Preparation | Natural Gas | Steamer | E10 | System - kBTUs of Consumption | 0 | 0 | 0 | 0 | 0 | 0 | 0 | 0 | 0 | 0 | 0 | 0 | 0 | 0 | 0 | 0 | 0 | 0 | 0 | 0 | 0 | 0 | 0 | 0 | 0 | 0 | 0 | 0 | 0 | 0 | 0 | 0 | 0
F4_Commercial_Warehouse_Existing_Food Preparation_Natural Gas_Steamer_E1 | F4 | Commercial | Warehouse | Existing | Food Preparation | Natural Gas | Steamer | E1 | Utility - Cost of Equipment | 0.03024 | 0.03046 | 0.030711 | 0 | 0 | 0 | 0 | 0 | 0 | 0 | 0 | 0 | 0 | 0 | 0 | 0 | 0 | 0 | 0 | 0 | 0 | 0 | 0 | 0 | 0 | 0 | 0 | 0 | 0 | 0 | 0 | 0 | 0
F4_Commercial_Warehouse_Existing_Food Preparation_Natural Gas_Steamer_E2 | F4 | Commercial | Warehouse | Existing | Food Preparation | Natural Gas | Steamer | E2 | Utility - Cost of Equipment | 0.013119 | 0.013214 | 0.013323 | 0.013445 | 0.013584 | 0.013747 | 0.013881 | 0.014011 | 0.014144 | 0.01428 | 0.014409 | 0.014527 | 0.014645 | 0.014767 | 0.014902 | 0.015032 | 0.015173 | 0.015323 | 0.01548 | 0.01564 | 0.015801 | 0.01595 | 0.016084 | 0.016205 | 0.016311 | 0.016401 | 0.016464 | 0.016511 | 0.016552 | 0.016586 | 0.016621 | 0.016636 | 0.016636
F4_Commercial_Warehouse_Existing_Food Preparation_Natural Gas_Steamer_E3 | F4 | Commercial | Warehouse | Existing | Food Preparation | Natural Gas | Steamer | E3 | Utility - Cost of Equipment | 0 | 0 | 0 | 0 | 0 | 0 | 0 | 0 | 0 | 0 | 0 | 0 | 0 | 0 | 0 | 0 | 0 | 0 | 0 | 0 | 0 | 0 | 0 | 0 | 0 | 0 | 0 | 0 | 0 | 0 | 0 | 0 | 0
F4_Commercial_Warehouse_Existing_Food Preparation_Natural Gas_Steamer_E4 | F4 | Commercial | Warehouse | Existing | Food Preparation | Natural Gas | Steamer | E4 | Utility - Cost of Equipment | 0 | 0 | 0 | 0 | 0 | 0 | 0 | 0 | 0 | 0 | 0 | 0 | 0 | 0 | 0 | 0 | 0 | 0 | 0 | 0 | 0 | 0 | 0 | 0 | 0 | 0 | 0 | 0 | 0 | 0 | 0 | 0 | 0
F4_Commercial_Warehouse_Existing_Food Preparation_Natural Gas_Steamer_E5 | F4 | Commercial | Warehouse | Existing | Food Preparation | Natural Gas | Steamer | E5 | Utility - Cost of Equipment | 0 | 0 | 0 | 0 | 0 | 0 | 0 | 0 | 0 | 0 | 0 | 0 | 0 | 0 | 0 | 0 | 0 | 0 | 0 | 0 | 0 | 0 | 0 | 0 | 0 | 0 | 0 | 0 | 0 | 0 | 0 | 0 | 0
F4_Commercial_Warehouse_Existing_Food Preparation_Natural Gas_Steamer_E6 | F4 | Commercial | Warehouse | Existing | Food Preparation | Natural Gas | Steamer | E6 | Utility - Cost of Equipment | 0 | 0 | 0 | 0 | 0 | 0 | 0 | 0 | 0 | 0 | 0 | 0 | 0 | 0 | 0 | 0 | 0 | 0 | 0 | 0 | 0 | 0 | 0 | 0 | 0 | 0 | 0 | 0 | 0 | 0 | 0 | 0 | 0
F4_Commercial_Warehouse_Existing_Food Preparation_Natural Gas_Steamer_E7 | F4 | Commercial | Warehouse | Existing | Food Preparation | Natural Gas | Steamer | E7 | Utility - Cost of Equipment | 0 | 0 | 0 | 0 | 0 | 0 | 0 | 0 | 0 | 0 | 0 | 0 | 0 | 0 | 0 | 0 | 0 | 0 | 0 | 0 | 0 | 0 | 0 | 0 | 0 | 0 | 0 | 0 | 0 | 0 | 0 | 0 | 0
F4_Commercial_Warehouse_Existing_Food Preparation_Natural Gas_Steamer_E8 | F4 | Commercial | Warehouse | Existing | Food Preparation | Natural Gas | Steamer | E8 | Utility - Cost of Equipment | 0 | 0 | 0 | 0 | 0 | 0 | 0 | 0 | 0 | 0 | 0 | 0 | 0 | 0 | 0 | 0 | 0 | 0 | 0 | 0 | 0 | 0 | 0 | 0 | 0 | 0 | 0 | 0 | 0 | 0 | 0 | 0 | 0
F4_Commercial_Warehouse_Existing_Food Preparation_Natural Gas_Steamer_E9 | F4 | Commercial | Warehouse | Existing | Food Preparation | Natural Gas | Steamer | E9 | Utility - Cost of Equipment | 0 | 0 | 0 | 0 | 0 | 0 | 0 | 0 | 0 | 0 | 0 | 0 | 0 | 0 | 0 | 0 | 0 | 0 | 0 | 0 | 0 | 0 | 0 | 0 | 0 | 0 | 0 | 0 | 0 | 0 | 0 | 0 | 0
F4_Commercial_Warehouse_Existing_Food Preparation_Natural Gas_Steamer_E10 | F4 | Commercial | Warehouse | Existing | Food Preparation | Natural Gas | Steamer | E10 | Utility - Cost of Equipment | 0 | 0 | 0 | 0 | 0 | 0 | 0 | 0 | 0 | 0 | 0 | 0 | 0 | 0 | 0 | 0 | 0 | 0 | 0 | 0 | 0 | 0 | 0 | 0 | 0 | 0 | 0 | 0 | 0 | 0 | 0 | 0 | 0
F5_Commercial_Warehouse_Existing_Food Preparation_Natural Gas_Steamer_E1 | F5 | Commercial | Warehouse | Existing | Food Preparation | Natural Gas | Steamer | E1 | Utility - Cost of Operation | 0.01913 | 0.01913 | 0.01913 | 0 | 0 | 0 | 0 | 0 | 0 | 0 | 0 | 0 | 0 | 0 | 0 | 0 | 0 | 0 | 0 | 0 | 0 | 0 | 0 | 0 | 0 | 0 | 0 | 0 | 0 | 0 | 0 | 0 | 0
F5_Commercial_Warehouse_Existing_Food Preparation_Natural Gas_Steamer_E2 | F5 | Commercial | Warehouse | Existing | Food Preparation | Natural Gas | Steamer | E2 | Utility - Cost of Operation | 0.022411 | 0.022411 | 0.022411 | 0.022411 | 0.022411 | 0.022411 | 0.022411 | 0.022411 | 0.022411 | 0.022411 | 0.022411 | 0.022411 | 0.022411 | 0.022411 | 0.022411 | 0.022411 | 0.022411 | 0.022411 | 0.022411 | 0.022411 | 0.022411 | 0.022411 | 0.022411 | 0.022411 | 0.022411 | 0.022411 | 0.022411 | 0.022411 | 0.022411 | 0.022411 | 0.022411 | 0.022411 | 0.022411
F5_Commercial_Warehouse_Existing_Food Preparation_Natural Gas_Steamer_E3 | F5 | Commercial | Warehouse | Existing | Food Preparation | Natural Gas | Steamer | E3 | Utility - Cost of Operation | 0 | 0 | 0 | 0 | 0 | 0 | 0 | 0 | 0 | 0 | 0 | 0 | 0 | 0 | 0 | 0 | 0 | 0 | 0 | 0 | 0 | 0 | 0 | 0 | 0 | 0 | 0 | 0 | 0 | 0 | 0 | 0 | 0
F5_Commercial_Warehouse_Existing_Food Preparation_Natural Gas_Steamer_E4 | F5 | Commercial | Warehouse | Existing | Food Preparation | Natural Gas | Steamer | E4 | Utility - Cost of Operation | 0 | 0 | 0 | 0 | 0 | 0 | 0 | 0 | 0 | 0 | 0 | 0 | 0 | 0 | 0 | 0 | 0 | 0 | 0 | 0 | 0 | 0 | 0 | 0 | 0 | 0 | 0 | 0 | 0 | 0 | 0 | 0 | 0
F5_Commercial_Warehouse_Existing_Food Preparation_Natural Gas_Steamer_E5 | F5 | Commercial | Warehouse | Existing | Food Preparation | Natural Gas | Steamer | E5 | Utility - Cost of Operation | 0 | 0 | 0 | 0 | 0 | 0 | 0 | 0 | 0 | 0 | 0 | 0 | 0 | 0 | 0 | 0 | 0 | 0 | 0 | 0 | 0 | 0 | 0 | 0 | 0 | 0 | 0 | 0 | 0 | 0 | 0 | 0 | 0
F5_Commercial_Warehouse_Existing_Food Preparation_Natural Gas_Steamer_E6 | F5 | Commercial | Warehouse | Existing | Food Preparation | Natural Gas | Steamer | E6 | Utility - Cost of Operation | 0 | 0 | 0 | 0 | 0 | 0 | 0 | 0 | 0 | 0 | 0 | 0 | 0 | 0 | 0 | 0 | 0 | 0 | 0 | 0 | 0 | 0 | 0 | 0 | 0 | 0 | 0 | 0 | 0 | 0 | 0 | 0 | 0
F5_Commercial_Warehouse_Existing_Food Preparation_Natural Gas_Steamer_E7 | F5 | Commercial | Warehouse | Existing | Food Preparation | Natural Gas | Steamer | E7 | Utility - Cost of Operation | 0 | 0 | 0 | 0 | 0 | 0 | 0 | 0 | 0 | 0 | 0 | 0 | 0 | 0 | 0 | 0 | 0 | 0 | 0 | 0 | 0 | 0 | 0 | 0 | 0 | 0 | 0 | 0 | 0 | 0 | 0 | 0 | 0
F5_Commercial_Warehouse_Existing_Food Preparation_Natural Gas_Steamer_E8 | F5 | Commercial | Warehouse | Existing | Food Preparation | Natural Gas | Steamer | E8 | Utility - Cost of Operation | 0 | 0 | 0 | 0 | 0 | 0 | 0 | 0 | 0 | 0 | 0 | 0 | 0 | 0 | 0 | 0 | 0 | 0 | 0 | 0 | 0 | 0 | 0 | 0 | 0 | 0 | 0 | 0 | 0 | 0 | 0 | 0 | 0
F5_Commercial_Warehouse_Existing_Food Preparation_Natural Gas_Steamer_E9 | F5 | Commercial | Warehouse | Existing | Food Preparation | Natural Gas | Steamer | E9 | Utility - Cost of Operation | 0 | 0 | 0 | 0 | 0 | 0 | 0 | 0 | 0 | 0 | 0 | 0 | 0 | 0 | 0 | 0 | 0 | 0 | 0 | 0 | 0 | 0 | 0 | 0 | 0 | 0 | 0 | 0 | 0 | 0 | 0 | 0 | 0
F5_Commercial_Warehouse_Existing_Food Preparation_Natural Gas_Steamer_E10 | F5 | Commercial | Warehouse | Existing | Food Preparation | Natural Gas | Steamer | E10 | Utility - Cost of Operation | 0 | 0 | 0 | 0 | 0 | 0 | 0 | 0 | 0 | 0 | 0 | 0 | 0 | 0 | 0 | 0 | 0 | 0 | 0 | 0 | 0 | 0 | 0 | 0 | 0 | 0 | 0 | 0 | 0 | 0 | 0 | 0 | 0
F6_Commercial_Warehouse_Existing_Food Preparation_Natural Gas_Steamer_E1 | F6 | Commercial | Warehouse | Existing | Food Preparation | Natural Gas | Steamer | E1 | Utility - Value of Sales | 0.018013 | 0.018013 | 0.018013 | 0 | 0 | 0 | 0 | 0 | 0 | 0 | 0 | 0 | 0 | 0 | 0 | 0 | 0 | 0 | 0 | 0 | 0 | 0 | 0 | 0 | 0 | 0 | 0 | 0 | 0 | 0 | 0 | 0 | 0
F6_Commercial_Warehouse_Existing_Food Preparation_Natural Gas_Steamer_E2 | F6 | Commercial | Warehouse | Existing | Food Preparation | Natural Gas | Steamer | E2 | Utility - Value of Sales | 0.0078143 | 0.0078143 | 0.0078143 | 0.0078143 | 0.0078143 | 0.0078143 | 0.0078143 | 0.0078143 | 0.0078143 | 0.0078143 | 0.0078143 | 0.0078143 | 0.0078143 | 0.0078143 | 0.0078143 | 0.0078143 | 0.0078143 | 0.0078143 | 0.0078143 | 0.0078143 | 0.0078143 | 0.0078143 | 0.0078143 | 0.0078143 | 0.0078143 | 0.0078143 | 0.0078143 | 0.0078143 | 0.0078143 | 0.0078143 | 0.0078143 | 0.0078143 | 0.0078143
F6_Commercial_Warehouse_Existing_Food Preparation_Natural Gas_Steamer_E3 | F6 | Commercial | Warehouse | Existing | Food Preparation | Natural Gas | Steamer | E3 | Utility - Value of Sales | 0 | 0 | 0 | 0 | 0 | 0 | 0 | 0 | 0 | 0 | 0 | 0 | 0 | 0 | 0 | 0 | 0 | 0 | 0 | 0 | 0 | 0 | 0 | 0 | 0 | 0 | 0 | 0 | 0 | 0 | 0 | 0 | 0
F6_Commercial_Warehouse_Existing_Food Preparation_Natural Gas_Steamer_E4 | F6 | Commercial | Warehouse | Existing | Food Preparation | Natural Gas | Steamer | E4 | Utility - Value of Sales | 0 | 0 | 0 | 0 | 0 | 0 | 0 | 0 | 0 | 0 | 0 | 0 | 0 | 0 | 0 | 0 | 0 | 0 | 0 | 0 | 0 | 0 | 0 | 0 | 0 | 0 | 0 | 0 | 0 | 0 | 0 | 0 | 0
F6_Commercial_Warehouse_Existing_Food Preparation_Natural Gas_Steamer_E5 | F6 | Commercial | Warehouse | Existing | Food Preparation | Natural Gas | Steamer | E5 | Utility - Value of Sales | 0 | 0 | 0 | 0 | 0 | 0 | 0 | 0 | 0 | 0 | 0 | 0 | 0 | 0 | 0 | 0 | 0 | 0 | 0 | 0 | 0 | 0 | 0 | 0 | 0 | 0 | 0 | 0 | 0 | 0 | 0 | 0 | 0
F6_Commercial_Warehouse_Existing_Food Preparation_Natural Gas_Steamer_E6 | F6 | Commercial | Warehouse | Existing | Food Preparation | Natural Gas | Steamer | E6 | Utility - Value of Sales | 0 | 0 | 0 | 0 | 0 | 0 | 0 | 0 | 0 | 0 | 0 | 0 | 0 | 0 | 0 | 0 | 0 | 0 | 0 | 0 | 0 | 0 | 0 | 0 | 0 | 0 | 0 | 0 | 0 | 0 | 0 | 0 | 0
F6_Commercial_Warehouse_Existing_Food Preparation_Natural Gas_Steamer_E7 | F6 | Commercial | Warehouse | Existing | Food Preparation | Natural Gas | Steamer | E7 | Utility - Value of Sales | 0 | 0 | 0 | 0 | 0 | 0 | 0 | 0 | 0 | 0 | 0 | 0 | 0 | 0 | 0 | 0 | 0 | 0 | 0 | 0 | 0 | 0 | 0 | 0 | 0 | 0 | 0 | 0 | 0 | 0 | 0 | 0 | 0
F6_Commercial_Warehouse_Existing_Food Preparation_Natural Gas_Steamer_E8 | F6 | Commercial | Warehouse | Existing | Food Preparation | Natural Gas | Steamer | E8 | Utility - Value of Sales | 0 | 0 | 0 | 0 | 0 | 0 | 0 | 0 | 0 | 0 | 0 | 0 | 0 | 0 | 0 | 0 | 0 | 0 | 0 | 0 | 0 | 0 | 0 | 0 | 0 | 0 | 0 | 0 | 0 | 0 | 0 | 0 | 0
F6_Commercial_Warehouse_Existing_Food Preparation_Natural Gas_Steamer_E9 | F6 | Commercial | Warehouse | Existing | Food Preparation | Natural Gas | Steamer | E9 | Utility - Value of Sales | 0 | 0 | 0 | 0 | 0 | 0 | 0 | 0 | 0 | 0 | 0 | 0 | 0 | 0 | 0 | 0 | 0 | 0 | 0 | 0 | 0 | 0 | 0 | 0 | 0 | 0 | 0 | 0 | 0 | 0 | 0 | 0 | 0
F6_Commercial_Warehouse_Existing_Food Preparation_Natural Gas_Steamer_E10 | F6 | Commercial | Warehouse | Existing | Food Preparation | Natural Gas | Steamer | E10 | Utility - Value of Sales | 0 | 0 | 0 | 0 | 0 | 0 | 0 | 0 | 0 | 0 | 0 | 0 | 0 | 0 | 0 | 0 | 0 | 0 | 0 | 0 | 0 | 0 | 0 | 0 | 0 | 0 | 0 | 0 | 0 | 0 | 0 | 0 | 0
F1_Commercial_Warehouse_Existing_Food Preparation_Natural Gas_Food Prep Other_E1 | F1 | Commercial | Warehouse | Existing | Food Preparation | Natural Gas | Food Prep Other | E1 | RVT - Cost of Equipment | 0.0045049 | 0.0045366 | 0.0045743 | 0.004618 | 0.0046695 | 0.0047297 | 0.004778 | 0.0048239 | 0.0048691 | 0.0049148 | 0.0049567 | 0.0049933 | 0.0050301 | 0.0050692 | 0.0051142 | 0.0051592 | 0.0052089 | 0.0052632 | 0.0053211 | 0.0053808 | 0.0054415 | 0.0054984 | 0.0055505 | 0.0055981 | 0.0056399 | 0.0056759 | 0.0057008 | 0.0057194 | 0.0057355 | 0.0057492 | 0.0057628 | 0.0057688 | 0.0057688
F1_Commercial_Warehouse_Existing_Food Preparation_Natural Gas_Food Prep Other_E2 | F1 | Commercial | Warehouse | Existing | Food Preparation | Natural Gas | Food Prep Other | E2 | RVT - Cost of Equipment | 0.0045049 | 0.0045366 | 0.0045743 | 0.004618 | 0.0046695 | 0.0047297 | 0.004778 | 0.0048239 | 0.0048691 | 0.0049148 | 0.0049567 | 0.0049933 | 0.0050301 | 0.0050692 | 0.0051142 | 0.0051592 | 0.0052089 | 0.0052632 | 0.0053211 | 0.0053808 | 0.0054415 | 0.0054984 | 0.0055505 | 0.0055981 | 0.0056399 | 0.0056759 | 0.0057008 | 0.0057194 | 0.0057355 | 0.0057492 | 0.0057628 | 0.0057688 | 0.0057688
F1_Commercial_Warehouse_Existing_Food Preparation_Natural Gas_Food Prep Other_E3 | F1 | Commercial | Warehouse | Existing | Food Preparation | Natural Gas | Food Prep Other | E3 | RVT - Cost of Equipment | 0 | 0 | 0 | 0 | 0 | 0 | 0 | 0 | 0 | 0 | 0 | 0 | 0 | 0 | 0 | 0 | 0 | 0 | 0 | 0 | 0 | 0 | 0 | 0 | 0 | 0 | 0 | 0 | 0 | 0 | 0 | 0 | 0
F1_Commercial_Warehouse_Existing_Food Preparation_Natural Gas_Food Prep Other_E4 | F1 | Commercial | Warehouse | Existing | Food Preparation | Natural Gas | Food Prep Other | E4 | RVT - Cost of Equipment | 0 | 0 | 0 | 0 | 0 | 0 | 0 | 0 | 0 | 0 | 0 | 0 | 0 | 0 | 0 | 0 | 0 | 0 | 0 | 0 | 0 | 0 | 0 | 0 | 0 | 0 | 0 | 0 | 0 | 0 | 0 | 0 | 0
F1_Commercial_Warehouse_Existing_Food Preparation_Natural Gas_Food Prep Other_E5 | F1 | Commercial | Warehouse | Existing | Food Preparation | Natural Gas | Food Prep Other | E5 | RVT - Cost of Equipment | 0 | 0 | 0 | 0 | 0 | 0 | 0 | 0 | 0 | 0 | 0 | 0 | 0 | 0 | 0 | 0 | 0 | 0 | 0 | 0 | 0 | 0 | 0 | 0 | 0 | 0 | 0 | 0 | 0 | 0 | 0 | 0 | 0
F1_Commercial_Warehouse_Existing_Food Preparation_Natural Gas_Food Prep Other_E6 | F1 | Commercial | Warehouse | Existing | Food Preparation | Natural Gas | Food Prep Other | E6 | RVT - Cost of Equipment | 0 | 0 | 0 | 0 | 0 | 0 | 0 | 0 | 0 | 0 | 0 | 0 | 0 | 0 | 0 | 0 | 0 | 0 | 0 | 0 | 0 | 0 | 0 | 0 | 0 | 0 | 0 | 0 | 0 | 0 | 0 | 0 | 0
F1_Commercial_Warehouse_Existing_Food Preparation_Natural Gas_Food Prep Other_E7 | F1 | Commercial | Warehouse | Existing | Food Preparation | Natural Gas | Food Prep Other | E7 | RVT - Cost of Equipment | 0 | 0 | 0 | 0 | 0 | 0 | 0 | 0 | 0 | 0 | 0 | 0 | 0 | 0 | 0 | 0 | 0 | 0 | 0 | 0 | 0 | 0 | 0 | 0 | 0 | 0 | 0 | 0 | 0 | 0 | 0 | 0 | 0
F1_Commercial_Warehouse_Existing_Food Preparation_Natural Gas_Food Prep Other_E8 | F1 | Commercial | Warehouse | Existing | Food Preparation | Natural Gas | Food Prep Other | E8 | RVT - Cost of Equipment | 0 | 0 | 0 | 0 | 0 | 0 | 0 | 0 | 0 | 0 | 0 | 0 | 0 | 0 | 0 | 0 | 0 | 0 | 0 | 0 | 0 | 0 | 0 | 0 | 0 | 0 | 0 | 0 | 0 | 0 | 0 | 0 | 0
F1_Commercial_Warehouse_Existing_Food Preparation_Natural Gas_Food Prep Other_E9 | F1 | Commercial | Warehouse | Existing | Food Preparation | Natural Gas | Food Prep Other | E9 | RVT - Cost of Equipment | 0 | 0 | 0 | 0 | 0 | 0 | 0 | 0 | 0 | 0 | 0 | 0 | 0 | 0 | 0 | 0 | 0 | 0 | 0 | 0 | 0 | 0 | 0 | 0 | 0 | 0 | 0 | 0 | 0 | 0 | 0 | 0 | 0
F1_Commercial_Warehouse_Existing_Food Preparation_Natural Gas_Food Prep Other_E10 | F1 | Commercial | Warehouse | Existing | Food Preparation | Natural Gas | Food Prep Other | E10 | RVT - Cost of Equipment | 0 | 0 | 0 | 0 | 0 | 0 | 0 | 0 | 0 | 0 | 0 | 0 | 0 | 0 | 0 | 0 | 0 | 0 | 0 | 0 | 0 | 0 | 0 | 0 | 0 | 0 | 0 | 0 | 0 | 0 | 0 | 0 | 0
F2_Commercial_Warehouse_Existing_Food Preparation_Natural Gas_Food Prep Other_E1 | F2 | Commercial | Warehouse | Existing | Food Preparation | Natural Gas | Food Prep Other | E1 | RVT - Cost of Operation | 0.0053972 | 0.0054351 | 0.0054803 | 0.0055327 | 0.0055943 | 0.0056665 | 0.0057243 | 0.0057794 | 0.0058335 | 0.0058882 | 0.0059384 | 0.0059823 | 0.0060264 | 0.0060732 | 0.0061271 | 0.0061811 | 0.0062406 | 0.0063057 | 0.006375 | 0.0064465 | 0.0065192 | 0.0065875 | 0.0066499 | 0.0067068 | 0.006757 | 0.0068 | 0.0068299 | 0.0068522 | 0.0068714 | 0.0068879 | 0.0069042 | 0.0069114 | 0.0069114
F2_Commercial_Warehouse_Existing_Food Preparation_Natural Gas_Food Prep Other_E2 | F2 | Commercial | Warehouse | Existing | Food Preparation | Natural Gas | Food Prep Other | E2 | RVT - Cost of Operation | 0.0053972 | 0.0054351 | 0.0054803 | 0.0055327 | 0.0055943 | 0.0056665 | 0.0057243 | 0.0057794 | 0.0058335 | 0.0058882 | 0.0059384 | 0.0059823 | 0.0060264 | 0.0060732 | 0.0061271 | 0.0061811 | 0.0062406 | 0.0063057 | 0.006375 | 0.0064465 | 0.0065192 | 0.0065875 | 0.0066499 | 0.0067068 | 0.006757 | 0.0068 | 0.0068299 | 0.0068522 | 0.0068714 | 0.0068879 | 0.0069042 | 0.0069114 | 0.0069114
F2_Commercial_Warehouse_Existing_Food Preparation_Natural Gas_Food Prep Other_E3 | F2 | Commercial | Warehouse | Existing | Food Preparation | Natural Gas | Food Prep Other | E3 | RVT - Cost of Operation | 0 | 0 | 0 | 0 | 0 | 0 | 0 | 0 | 0 | 0 | 0 | 0 | 0 | 0 | 0 | 0 | 0 | 0 | 0 | 0 | 0 | 0 | 0 | 0 | 0 | 0 | 0 | 0 | 0 | 0 | 0 | 0 | 0
F2_Commercial_Warehouse_Existing_Food Preparation_Natural Gas_Food Prep Other_E4 | F2 | Commercial | Warehouse | Existing | Food Preparation | Natural Gas | Food Prep Other | E4 | RVT - Cost of Operation | 0 | 0 | 0 | 0 | 0 | 0 | 0 | 0 | 0 | 0 | 0 | 0 | 0 | 0 | 0 | 0 | 0 | 0 | 0 | 0 | 0 | 0 | 0 | 0 | 0 | 0 | 0 | 0 | 0 | 0 | 0 | 0 | 0
F2_Commercial_Warehouse_Existing_Food Preparation_Natural Gas_Food Prep Other_E5 | F2 | Commercial | Warehouse | Existing | Food Preparation | Natural Gas | Food Prep Other | E5 | RVT - Cost of Operation | 0 | 0 | 0 | 0 | 0 | 0 | 0 | 0 | 0 | 0 | 0 | 0 | 0 | 0 | 0 | 0 | 0 | 0 | 0 | 0 | 0 | 0 | 0 | 0 | 0 | 0 | 0 | 0 | 0 | 0 | 0 | 0 | 0
F2_Commercial_Warehouse_Existing_Food Preparation_Natural Gas_Food Prep Other_E6 | F2 | Commercial | Warehouse | Existing | Food Preparation | Natural Gas | Food Prep Other | E6 | RVT - Cost of Operation | 0 | 0 | 0 | 0 | 0 | 0 | 0 | 0 | 0 | 0 | 0 | 0 | 0 | 0 | 0 | 0 | 0 | 0 | 0 | 0 | 0 | 0 | 0 | 0 | 0 | 0 | 0 | 0 | 0 | 0 | 0 | 0 | 0
F2_Commercial_Warehouse_Existing_Food Preparation_Natural Gas_Food Prep Other_E7 | F2 | Commercial | Warehouse | Existing | Food Preparation | Natural Gas | Food Prep Other | E7 | RVT - Cost of Operation | 0 | 0 | 0 | 0 | 0 | 0 | 0 | 0 | 0 | 0 | 0 | 0 | 0 | 0 | 0 | 0 | 0 | 0 | 0 | 0 | 0 | 0 | 0 | 0 | 0 | 0 | 0 | 0 | 0 | 0 | 0 | 0 | 0
F2_Commercial_Warehouse_Existing_Food Preparation_Natural Gas_Food Prep Other_E8 | F2 | Commercial | Warehouse | Existing | Food Preparation | Natural Gas | Food Prep Other | E8 | RVT - Cost of Operation | 0 | 0 | 0 | 0 | 0 | 0 | 0 | 0 | 0 | 0 | 0 | 0 | 0 | 0 | 0 | 0 | 0 | 0 | 0 | 0 | 0 | 0 | 0 | 0 | 0 | 0 | 0 | 0 | 0 | 0 | 0 | 0 | 0
F2_Commercial_Warehouse_Existing_Food Preparation_Natural Gas_Food Prep Other_E9 | F2 | Commercial | Warehouse | Existing | Food Preparation | Natural Gas | Food Prep Other | E9 | RVT - Cost of Operation | 0 | 0 | 0 | 0 | 0 | 0 | 0 | 0 | 0 | 0 | 0 | 0 | 0 | 0 | 0 | 0 | 0 | 0 | 0 | 0 | 0 | 0 | 0 | 0 | 0 | 0 | 0 | 0 | 0 | 0 | 0 | 0 | 0
F2_Commercial_Warehouse_Existing_Food Preparation_Natural Gas_Food Prep Other_E10 | F2 | Commercial | Warehouse | Existing | Food Preparation | Natural Gas | Food Prep Other | E10 | RVT - Cost of Operation | 0 | 0 | 0 | 0 | 0 | 0 | 0 | 0 | 0 | 0 | 0 | 0 | 0 | 0 | 0 | 0 | 0 | 0 | 0 | 0 | 0 | 0 | 0 | 0 | 0 | 0 | 0 | 0 | 0 | 0 | 0 | 0 | 0
F3_Commercial_Warehouse_Existing_Food Preparation_Natural Gas_Food Prep Other_E1 | F3 | Commercial | Warehouse | Existing | Food Preparation | Natural Gas | Food Prep Other | E1 | System - kBTUs of Consumption | 0.00033395 | 0.00033395 | 0.00033395 | 0.00033395 | 0.00033395 | 0.00033395 | 0.00033395 | 0.00033395 | 0.00033395 | 0.00033395 | 0.00033395 | 0.00033395 | 0.00033395 | 0.00033395 | 0.00033395 | 0.00033395 | 0.00033395 | 0.00033395 | 0.00033395 | 0.00033395 | 0.00033395 | 0.00033395 | 0.00033395 | 0.00033395 | 0.00033395 | 0.00033395 | 0.00033395 | 0.00033395 | 0.00033395 | 0.00033395 | 0.00033395 | 0.00033395 | 0.00033395
F3_Commercial_Warehouse_Existing_Food Preparation_Natural Gas_Food Prep Other_E2 | F3 | Commercial | Warehouse | Existing | Food Preparation | Natural Gas | Food Prep Other | E2 | System - kBTUs of Consumption | 0.00033428 | 0.00033428 | 0.00033428 | 0.00033428 | 0.00033428 | 0.00033428 | 0.00033428 | 0.00033428 | 0.00033428 | 0.00033428 | 0.00033428 | 0.00033428 | 0.00033428 | 0.00033428 | 0.00033428 | 0.00033428 | 0.00033428 | 0.00033428 | 0.00033428 | 0.00033428 | 0.00033428 | 0.00033428 | 0.00033428 | 0.00033428 | 0.00033428 | 0.00033428 | 0.00033428 | 0.00033428 | 0.00033428 | 0.00033428 | 0.00033428 | 0.00033428 | 0.00033428
F3_Commercial_Warehouse_Existing_Food Preparation_Natural Gas_Food Prep Other_E3 | F3 | Commercial | Warehouse | Existing | Food Preparation | Natural Gas | Food Prep Other | E3 | System - kBTUs of Consumption | 0 | 0 | 0 | 0 | 0 | 0 | 0 | 0 | 0 | 0 | 0 | 0 | 0 | 0 | 0 | 0 | 0 | 0 | 0 | 0 | 0 | 0 | 0 | 0 | 0 | 0 | 0 | 0 | 0 | 0 | 0 | 0 | 0
F3_Commercial_Warehouse_Existing_Food Preparation_Natural Gas_Food Prep Other_E4 | F3 | Commercial | Warehouse | Existing | Food Preparation | Natural Gas | Food Prep Other | E4 | System - kBTUs of Consumption | 0 | 0 | 0 | 0 | 0 | 0 | 0 | 0 | 0 | 0 | 0 | 0 | 0 | 0 | 0 | 0 | 0 | 0 | 0 | 0 | 0 | 0 | 0 | 0 | 0 | 0 | 0 | 0 | 0 | 0 | 0 | 0 | 0
F3_Commercial_Warehouse_Existing_Food Preparation_Natural Gas_Food Prep Other_E5 | F3 | Commercial | Warehouse | Existing | Food Preparation | Natural Gas | Food Prep Other | E5 | System - kBTUs of Consumption | 0 | 0 | 0 | 0 | 0 | 0 | 0 | 0 | 0 | 0 | 0 | 0 | 0 | 0 | 0 | 0 | 0 | 0 | 0 | 0 | 0 | 0 | 0 | 0 | 0 | 0 | 0 | 0 | 0 | 0 | 0 | 0 | 0
F3_Commercial_Warehouse_Existing_Food Preparation_Natural Gas_Food Prep Other_E6 | F3 | Commercial | Warehouse | Existing | Food Preparation | Natural Gas | Food Prep Other | E6 | System - kBTUs of Consumption | 0 | 0 | 0 | 0 | 0 | 0 | 0 | 0 | 0 | 0 | 0 | 0 | 0 | 0 | 0 | 0 | 0 | 0 | 0 | 0 | 0 | 0 | 0 | 0 | 0 | 0 | 0 | 0 | 0 | 0 | 0 | 0 | 0
F3_Commercial_Warehouse_Existing_Food Preparation_Natural Gas_Food Prep Other_E7 | F3 | Commercial | Warehouse | Existing | Food Preparation | Natural Gas | Food Prep Other | E7 | System - kBTUs of Consumption | 0 | 0 | 0 | 0 | 0 | 0 | 0 | 0 | 0 | 0 | 0 | 0 | 0 | 0 | 0 | 0 | 0 | 0 | 0 | 0 | 0 | 0 | 0 | 0 | 0 | 0 | 0 | 0 | 0 | 0 | 0 | 0 | 0
F3_Commercial_Warehouse_Existing_Food Preparation_Natural Gas_Food Prep Other_E8 | F3 | Commercial | Warehouse | Existing | Food Preparation | Natural Gas | Food Prep Other | E8 | System - kBTUs of Consumption | 0 | 0 | 0 | 0 | 0 | 0 | 0 | 0 | 0 | 0 | 0 | 0 | 0 | 0 | 0 | 0 | 0 | 0 | 0 | 0 | 0 | 0 | 0 | 0 | 0 | 0 | 0 | 0 | 0 | 0 | 0 | 0 | 0
F3_Commercial_Warehouse_Existing_Food Preparation_Natural Gas_Food Prep Other_E9 | F3 | Commercial | Warehouse | Existing | Food Preparation | Natural Gas | Food Prep Other | E9 | System - kBTUs of Consumption | 0 | 0 | 0 | 0 | 0 | 0 | 0 | 0 | 0 | 0 | 0 | 0 | 0 | 0 | 0 | 0 | 0 | 0 | 0 | 0 | 0 | 0 | 0 | 0 | 0 | 0 | 0 | 0 | 0 | 0 | 0 | 0 | 0
F3_Commercial_Warehouse_Existing_Food Preparation_Natural Gas_Food Prep Other_E10 | F3 | Commercial | Warehouse | Existing | Food Preparation | Natural Gas | Food Prep Other | E10 | System - kBTUs of Consumption | 0 | 0 | 0 | 0 | 0 | 0 | 0 | 0 | 0 | 0 | 0 | 0 | 0 | 0 | 0 | 0 | 0 | 0 | 0 | 0 | 0 | 0 | 0 | 0 | 0 | 0 | 0 | 0 | 0 | 0 | 0 | 0 | 0
F4_Commercial_Warehouse_Existing_Food Preparation_Natural Gas_Food Prep Other_E1 | F4 | Commercial | Warehouse | Existing | Food Preparation | Natural Gas | Food Prep Other | E1 | Utility - Cost of Equipment | 0.0053972 | 0.0054351 | 0.0054803 | 0.0055327 | 0.0055943 | 0.0056665 | 0.0057243 | 0.0057794 | 0.0058335 | 0.0058882 | 0.0059384 | 0.0059823 | 0.0060264 | 0.0060732 | 0.0061271 | 0.0061811 | 0.0062406 | 0.0063057 | 0.006375 | 0.0064465 | 0.0065192 | 0.0065875 | 0.0066499 | 0.0067068 | 0.006757 | 0.0068 | 0.0068299 | 0.0068522 | 0.0068714 | 0.0068879 | 0.0069042 | 0.0069114 | 0.0069114
F4_Commercial_Warehouse_Existing_Food Preparation_Natural Gas_Food Prep Other_E2 | F4 | Commercial | Warehouse | Existing | Food Preparation | Natural Gas | Food Prep Other | E2 | Utility - Cost of Equipment | 0.0053972 | 0.0054351 | 0.0054803 | 0.0055327 | 0.0055943 | 0.0056665 | 0.0057243 | 0.0057794 | 0.0058335 | 0.0058882 | 0.0059384 | 0.0059823 | 0.0060264 | 0.0060732 | 0.0061271 | 0.0061811 | 0.0062406 | 0.0063057 | 0.006375 | 0.0064465 | 0.0065192 | 0.0065875 | 0.0066499 | 0.0067068 | 0.006757 | 0.0068 | 0.0068299 | 0.0068522 | 0.0068714 | 0.0068879 | 0.0069042 | 0.0069114 | 0.0069114
F4_Commercial_Warehouse_Existing_Food Preparation_Natural Gas_Food Prep Other_E3 | F4 | Commercial | Warehouse | Existing | Food Preparation | Natural Gas | Food Prep Other | E3 | Utility - Cost of Equipment | 0 | 0 | 0 | 0 | 0 | 0 | 0 | 0 | 0 | 0 | 0 | 0 | 0 | 0 | 0 | 0 | 0 | 0 | 0 | 0 | 0 | 0 | 0 | 0 | 0 | 0 | 0 | 0 | 0 | 0 | 0 | 0 | 0
F4_Commercial_Warehouse_Existing_Food Preparation_Natural Gas_Food Prep Other_E4 | F4 | Commercial | Warehouse | Existing | Food Preparation | Natural Gas | Food Prep Other | E4 | Utility - Cost of Equipment | 0 | 0 | 0 | 0 | 0 | 0 | 0 | 0 | 0 | 0 | 0 | 0 | 0 | 0 | 0 | 0 | 0 | 0 | 0 | 0 | 0 | 0 | 0 | 0 | 0 | 0 | 0 | 0 | 0 | 0 | 0 | 0 | 0
F4_Commercial_Warehouse_Existing_Food Preparation_Natural Gas_Food Prep Other_E5 | F4 | Commercial | Warehouse | Existing | Food Preparation | Natural Gas | Food Prep Other | E5 | Utility - Cost of Equipment | 0 | 0 | 0 | 0 | 0 | 0 | 0 | 0 | 0 | 0 | 0 | 0 | 0 | 0 | 0 | 0 | 0 | 0 | 0 | 0 | 0 | 0 | 0 | 0 | 0 | 0 | 0 | 0 | 0 | 0 | 0 | 0 | 0
F4_Commercial_Warehouse_Existing_Food Preparation_Natural Gas_Food Prep Other_E6 | F4 | Commercial | Warehouse | Existing | Food Preparation | Natural Gas | Food Prep Other | E6 | Utility - Cost of Equipment | 0 | 0 | 0 | 0 | 0 | 0 | 0 | 0 | 0 | 0 | 0 | 0 | 0 | 0 | 0 | 0 | 0 | 0 | 0 | 0 | 0 | 0 | 0 | 0 | 0 | 0 | 0 | 0 | 0 | 0 | 0 | 0 | 0
F4_Commercial_Warehouse_Existing_Food Preparation_Natural Gas_Food Prep Other_E7 | F4 | Commercial | Warehouse | Existing | Food Preparation | Natural Gas | Food Prep Other | E7 | Utility - Cost of Equipment | 0 | 0 | 0 | 0 | 0 | 0 | 0 | 0 | 0 | 0 | 0 | 0 | 0 | 0 | 0 | 0 | 0 | 0 | 0 | 0 | 0 | 0 | 0 | 0 | 0 | 0 | 0 | 0 | 0 | 0 | 0 | 0 | 0
F4_Commercial_Warehouse_Existing_Food Preparation_Natural Gas_Food Prep Other_E8 | F4 | Commercial | Warehouse | Existing | Food Preparation | Natural Gas | Food Prep Other | E8 | Utility - Cost of Equipment | 0 | 0 | 0 | 0 | 0 | 0 | 0 | 0 | 0 | 0 | 0 | 0 | 0 | 0 | 0 | 0 | 0 | 0 | 0 | 0 | 0 | 0 | 0 | 0 | 0 | 0 | 0 | 0 | 0 | 0 | 0 | 0 | 0
F4_Commercial_Warehouse_Existing_Food Preparation_Natural Gas_Food Prep Other_E9 | F4 | Commercial | Warehouse | Existing | Food Preparation | Natural Gas | Food Prep Other | E9 | Utility - Cost of Equipment | 0 | 0 | 0 | 0 | 0 | 0 | 0 | 0 | 0 | 0 | 0 | 0 | 0 | 0 | 0 | 0 | 0 | 0 | 0 | 0 | 0 | 0 | 0 | 0 | 0 | 0 | 0 | 0 | 0 | 0 | 0 | 0 | 0
F4_Commercial_Warehouse_Existing_Food Preparation_Natural Gas_Food Prep Other_E10 | F4 | Commercial | Warehouse | Existing | Food Preparation | Natural Gas | Food Prep Other | E10 | Utility - Cost of Equipment | 0 | 0 | 0 | 0 | 0 | 0 | 0 | 0 | 0 | 0 | 0 | 0 | 0 | 0 | 0 | 0 | 0 | 0 | 0 | 0 | 0 | 0 | 0 | 0 | 0 | 0 | 0 | 0 | 0 | 0 | 0 | 0 | 0
F5_Commercial_Warehouse_Existing_Food Preparation_Natural Gas_Food Prep Other_E1 | F5 | Commercial | Warehouse | Existing | Food Preparation | Natural Gas | Food Prep Other | E1 | Utility - Cost of Operation | 0.00033395 | 0.00033395 | 0.00033395 | 0.00033395 | 0.00033395 | 0.00033395 | 0.00033395 | 0.00033395 | 0.00033395 | 0.00033395 | 0.00033395 | 0.00033395 | 0.00033395 | 0.00033395 | 0.00033395 | 0.00033395 | 0.00033395 | 0.00033395 | 0.00033395 | 0.00033395 | 0.00033395 | 0.00033395 | 0.00033395 | 0.00033395 | 0.00033395 | 0.00033395 | 0.00033395 | 0.00033395 | 0.00033395 | 0.00033395 | 0.00033395 | 0.00033395 | 0.00033395
F5_Commercial_Warehouse_Existing_Food Preparation_Natural Gas_Food Prep Other_E2 | F5 | Commercial | Warehouse | Existing | Food Preparation | Natural Gas | Food Prep Other | E2 | Utility - Cost of Operation | 0.00033428 | 0.00033428 | 0.00033428 | 0.00033428 | 0.00033428 | 0.00033428 | 0.00033428 | 0.00033428 | 0.00033428 | 0.00033428 | 0.00033428 | 0.00033428 | 0.00033428 | 0.00033428 | 0.00033428 | 0.00033428 | 0.00033428 | 0.00033428 | 0.00033428 | 0.00033428 | 0.00033428 | 0.00033428 | 0.00033428 | 0.00033428 | 0.00033428 | 0.00033428 | 0.00033428 | 0.00033428 | 0.00033428 | 0.00033428 | 0.00033428 | 0.00033428 | 0.00033428
F5_Commercial_Warehouse_Existing_Food Preparation_Natural Gas_Food Prep Other_E3 | F5 | Commercial | Warehouse | Existing | Food Preparation | Natural Gas | Food Prep Other | E3 | Utility - Cost of Operation | 0 | 0 | 0 | 0 | 0 | 0 | 0 | 0 | 0 | 0 | 0 | 0 | 0 | 0 | 0 | 0 | 0 | 0 | 0 | 0 | 0 | 0 | 0 | 0 | 0 | 0 | 0 | 0 | 0 | 0 | 0 | 0 | 0
F5_Commercial_Warehouse_Existing_Food Preparation_Natural Gas_Food Prep Other_E4 | F5 | Commercial | Warehouse | Existing | Food Preparation | Natural Gas | Food Prep Other | E4 | Utility - Cost of Operation | 0 | 0 | 0 | 0 | 0 | 0 | 0 | 0 | 0 | 0 | 0 | 0 | 0 | 0 | 0 | 0 | 0 | 0 | 0 | 0 | 0 | 0 | 0 | 0 | 0 | 0 | 0 | 0 | 0 | 0 | 0 | 0 | 0
F5_Commercial_Warehouse_Existing_Food Preparation_Natural Gas_Food Prep Other_E5 | F5 | Commercial | Warehouse | Existing | Food Preparation | Natural Gas | Food Prep Other | E5 | Utility - Cost of Operation | 0 | 0 | 0 | 0 | 0 | 0 | 0 | 0 | 0 | 0 | 0 | 0 | 0 | 0 | 0 | 0 | 0 | 0 | 0 | 0 | 0 | 0 | 0 | 0 | 0 | 0 | 0 | 0 | 0 | 0 | 0 | 0 | 0
F5_Commercial_Warehouse_Existing_Food Preparation_Natural Gas_Food Prep Other_E6 | F5 | Commercial | Warehouse | Existing | Food Preparation | Natural Gas | Food Prep Other | E6 | Utility - Cost of Operation | 0 | 0 | 0 | 0 | 0 | 0 | 0 | 0 | 0 | 0 | 0 | 0 | 0 | 0 | 0 | 0 | 0 | 0 | 0 | 0 | 0 | 0 | 0 | 0 | 0 | 0 | 0 | 0 | 0 | 0 | 0 | 0 | 0
F5_Commercial_Warehouse_Existing_Food Preparation_Natural Gas_Food Prep Other_E7 | F5 | Commercial | Warehouse | Existing | Food Preparation | Natural Gas | Food Prep Other | E7 | Utility - Cost of Operation | 0 | 0 | 0 | 0 | 0 | 0 | 0 | 0 | 0 | 0 | 0 | 0 | 0 | 0 | 0 | 0 | 0 | 0 | 0 | 0 | 0 | 0 | 0 | 0 | 0 | 0 | 0 | 0 | 0 | 0 | 0 | 0 | 0
F5_Commercial_Warehouse_Existing_Food Preparation_Natural Gas_Food Prep Other_E8 | F5 | Commercial | Warehouse | Existing | Food Preparation | Natural Gas | Food Prep Other | E8 | Utility - Cost of Operation | 0 | 0 | 0 | 0 | 0 | 0 | 0 | 0 | 0 | 0 | 0 | 0 | 0 | 0 | 0 | 0 | 0 | 0 | 0 | 0 | 0 | 0 | 0 | 0 | 0 | 0 | 0 | 0 | 0 | 0 | 0 | 0 | 0
F5_Commercial_Warehouse_Existing_Food Preparation_Natural Gas_Food Prep Other_E9 | F5 | Commercial | Warehouse | Existing | Food Preparation | Natural Gas | Food Prep Other | E9 | Utility - Cost of Operation | 0 | 0 | 0 | 0 | 0 | 0 | 0 | 0 | 0 | 0 | 0 | 0 | 0 | 0 | 0 | 0 | 0 | 0 | 0 | 0 | 0 | 0 | 0 | 0 | 0 | 0 | 0 | 0 | 0 | 0 | 0 | 0 | 0
F5_Commercial_Warehouse_Existing_Food Preparation_Natural Gas_Food Prep Other_E10 | F5 | Commercial | Warehouse | Existing | Food Preparation | Natural Gas | Food Prep Other | E10 | Utility - Cost of Operation | 0 | 0 | 0 | 0 | 0 | 0 | 0 | 0 | 0 | 0 | 0 | 0 | 0 | 0 | 0 | 0 | 0 | 0 | 0 | 0 | 0 | 0 | 0 | 0 | 0 | 0 | 0 | 0 | 0 | 0 | 0 | 0 | 0
F6_Commercial_Warehouse_Existing_Food Preparation_Natural Gas_Food Prep Other_E1 | F6 | Commercial | Warehouse | Existing | Food Preparation | Natural Gas | Food Prep Other | E1 | Utility - Value of Sales | 0.0032268 | 0.0032268 | 0.0032268 | 0.0032268 | 0.0032268 | 0.0032268 | 0.0032268 | 0.0032268 | 0.0032268 | 0.0032268 | 0.0032268 | 0.0032268 | 0.0032268 | 0.0032268 | 0.0032268 | 0.0032268 | 0.0032268 | 0.0032268 | 0.0032268 | 0.0032268 | 0.0032268 | 0.0032268 | 0.0032268 | 0.0032268 | 0.0032268 | 0.0032268 | 0.0032268 | 0.0032268 | 0.0032268 | 0.0032268 | 0.0032268 | 0.0032268 | 0.0032268
F6_Commercial_Warehouse_Existing_Food Preparation_Natural Gas_Food Prep Other_E2 | F6 | Commercial | Warehouse | Existing | Food Preparation | Natural Gas | Food Prep Other | E2 | Utility - Value of Sales | 0.0032268 | 0.0032268 | 0.0032268 | 0.0032268 | 0.0032268 | 0.0032268 | 0.0032268 | 0.0032268 | 0.0032268 | 0.0032268 | 0.0032268 | 0.0032268 | 0.0032268 | 0.0032268 | 0.0032268 | 0.0032268 | 0.0032268 | 0.0032268 | 0.0032268 | 0.0032268 | 0.0032268 | 0.0032268 | 0.0032268 | 0.0032268 | 0.0032268 | 0.0032268 | 0.0032268 | 0.0032268 | 0.0032268 | 0.0032268 | 0.0032268 | 0.0032268 | 0.0032268
F6_Commercial_Warehouse_Existing_Food Preparation_Natural Gas_Food Prep Other_E3 | F6 | Commercial | Warehouse | Existing | Food Preparation | Natural Gas | Food Prep Other | E3 | Utility - Value of Sales | 0 | 0 | 0 | 0 | 0 | 0 | 0 | 0 | 0 | 0 | 0 | 0 | 0 | 0 | 0 | 0 | 0 | 0 | 0 | 0 | 0 | 0 | 0 | 0 | 0 | 0 | 0 | 0 | 0 | 0 | 0 | 0 | 0
F6_Commercial_Warehouse_Existing_Food Preparation_Natural Gas_Food Prep Other_E4 | F6 | Commercial | Warehouse | Existing | Food Preparation | Natural Gas | Food Prep Other | E4 | Utility - Value of Sales | 0 | 0 | 0 | 0 | 0 | 0 | 0 | 0 | 0 | 0 | 0 | 0 | 0 | 0 | 0 | 0 | 0 | 0 | 0 | 0 | 0 | 0 | 0 | 0 | 0 | 0 | 0 | 0 | 0 | 0 | 0 | 0 | 0
F6_Commercial_Warehouse_Existing_Food Preparation_Natural Gas_Food Prep Other_E5 | F6 | Commercial | Warehouse | Existing | Food Preparation | Natural Gas | Food Prep Other | E5 | Utility - Value of Sales | 0 | 0 | 0 | 0 | 0 | 0 | 0 | 0 | 0 | 0 | 0 | 0 | 0 | 0 | 0 | 0 | 0 | 0 | 0 | 0 | 0 | 0 | 0 | 0 | 0 | 0 | 0 | 0 | 0 | 0 | 0 | 0 | 0
F6_Commercial_Warehouse_Existing_Food Preparation_Natural Gas_Food Prep Other_E6 | F6 | Commercial | Warehouse | Existing | Food Preparation | Natural Gas | Food Prep Other | E6 | Utility - Value of Sales | 0 | 0 | 0 | 0 | 0 | 0 | 0 | 0 | 0 | 0 | 0 | 0 | 0 | 0 | 0 | 0 | 0 | 0 | 0 | 0 | 0 | 0 | 0 | 0 | 0 | 0 | 0 | 0 | 0 | 0 | 0 | 0 | 0
F6_Commercial_Warehouse_Existing_Food Preparation_Natural Gas_Food Prep Other_E7 | F6 | Commercial | Warehouse | Existing | Food Preparation | Natural Gas | Food Prep Other | E7 | Utility - Value of Sales | 0 | 0 | 0 | 0 | 0 | 0 | 0 | 0 | 0 | 0 | 0 | 0 | 0 | 0 | 0 | 0 | 0 | 0 | 0 | 0 | 0 | 0 | 0 | 0 | 0 | 0 | 0 | 0 | 0 | 0 | 0 | 0 | 0
F6_Commercial_Warehouse_Existing_Food Preparation_Natural Gas_Food Prep Other_E8 | F6 | Commercial | Warehouse | Existing | Food Preparation | Natural Gas | Food Prep Other | E8 | Utility - Value of Sales | 0 | 0 | 0 | 0 | 0 | 0 | 0 | 0 | 0 | 0 | 0 | 0 | 0 | 0 | 0 | 0 | 0 | 0 | 0 | 0 | 0 | 0 | 0 | 0 | 0 | 0 | 0 | 0 | 0 | 0 | 0 | 0 | 0
F6_Commercial_Warehouse_Existing_Food Preparation_Natural Gas_Food Prep Other_E9 | F6 | Commercial | Warehouse | Existing | Food Preparation | Natural Gas | Food Prep Other | E9 | Utility - Value of Sales | 0 | 0 | 0 | 0 | 0 | 0 | 0 | 0 | 0 | 0 | 0 | 0 | 0 | 0 | 0 | 0 | 0 | 0 | 0 | 0 | 0 | 0 | 0 | 0 | 0 | 0 | 0 | 0 | 0 | 0 | 0 | 0 | 0
F6_Commercial_Warehouse_Existing_Food Preparation_Natural Gas_Food Prep Other_E10 | F6 | Commercial | Warehouse | Existing | Food Preparation | Natural Gas | Food Prep Other | E10 | Utility - Value of Sales | 0 | 0 | 0 | 0 | 0 | 0 | 0 | 0 | 0 | 0 | 0 | 0 | 0 | 0 | 0 | 0 | 0 | 0 | 0 | 0 | 0 | 0 | 0 | 0 | 0 | 0 | 0 | 0 | 0 | 0 | 0 | 0 | 0
F1_Commercial_Warehouse_Existing_Miscellaneous_Natural Gas_Pool Heater_E1 | F1 | Commercial | Warehouse | Existing | Miscellaneous | Natural Gas | Pool Heater | E1 | RVT - Cost of Equipment | 0 | 0 | 0 | 0 | 0 | 0 | 0 | 0 | 0 | 0 | 0 | 0 | 0 | 0 | 0 | 0 | 0 | 0 | 0 | 0 | 0 | 0 | 0 | 0 | 0 | 0 | 0 | 0 | 0 | 0 | 0 | 0 | 0
F1_Commercial_Warehouse_Existing_Miscellaneous_Natural Gas_Pool Heater_E2 | F1 | Commercial | Warehouse | Existing | Miscellaneous | Natural Gas | Pool Heater | E2 | RVT - Cost of Equipment | 0 | 0 | 0 | 0 | 0 | 0 | 0 | 0 | 0 | 0 | 0 | 0 | 0 | 0 | 0 | 0 | 0 | 0 | 0 | 0 | 0 | 0 | 0 | 0 | 0 | 0 | 0 | 0 | 0 | 0 | 0 | 0 | 0
F1_Commercial_Warehouse_Existing_Miscellaneous_Natural Gas_Pool Heater_E3 | F1 | Commercial | Warehouse | Existing | Miscellaneous | Natural Gas | Pool Heater | E3 | RVT - Cost of Equipment | 0 | 0 | 0 | 0 | 0 | 0 | 0 | 0 | 0 | 0 | 0 | 0 | 0 | 0 | 0 | 0 | 0 | 0 | 0 | 0 | 0 | 0 | 0 | 0 | 0 | 0 | 0 | 0 | 0 | 0 | 0 | 0 | 0
F1_Commercial_Warehouse_Existing_Miscellaneous_Natural Gas_Pool Heater_E4 | F1 | Commercial | Warehouse | Existing | Miscellaneous | Natural Gas | Pool Heater | E4 | RVT - Cost of Equipment | 0 | 0 | 0 | 0 | 0 | 0 | 0 | 0 | 0 | 0 | 0 | 0 | 0 | 0 | 0 | 0 | 0 | 0 | 0 | 0 | 0 | 0 | 0 | 0 | 0 | 0 | 0 | 0 | 0 | 0 | 0 | 0 | 0
F1_Commercial_Warehouse_Existing_Miscellaneous_Natural Gas_Pool Heater_E5 | F1 | Commercial | Warehouse | Existing | Miscellaneous | Natural Gas | Pool Heater | E5 | RVT - Cost of Equipment | 0 | 0 | 0 | 0 | 0 | 0 | 0 | 0 | 0 | 0 | 0 | 0 | 0 | 0 | 0 | 0 | 0 | 0 | 0 | 0 | 0 | 0 | 0 | 0 | 0 | 0 | 0 | 0 | 0 | 0 | 0 | 0 | 0
F1_Commercial_Warehouse_Existing_Miscellaneous_Natural Gas_Pool Heater_E6 | F1 | Commercial | Warehouse | Existing | Miscellaneous | Natural Gas | Pool Heater | E6 | RVT - Cost of Equipment | 0 | 0 | 0 | 0 | 0 | 0 | 0 | 0 | 0 | 0 | 0 | 0 | 0 | 0 | 0 | 0 | 0 | 0 | 0 | 0 | 0 | 0 | 0 | 0 | 0 | 0 | 0 | 0 | 0 | 0 | 0 | 0 | 0
F1_Commercial_Warehouse_Existing_Miscellaneous_Natural Gas_Pool Heater_E7 | F1 | Commercial | Warehouse | Existing | Miscellaneous | Natural Gas | Pool Heater | E7 | RVT - Cost of Equipment | 0 | 0 | 0 | 0 | 0 | 0 | 0 | 0 | 0 | 0 | 0 | 0 | 0 | 0 | 0 | 0 | 0 | 0 | 0 | 0 | 0 | 0 | 0 | 0 | 0 | 0 | 0 | 0 | 0 | 0 | 0 | 0 | 0
F1_Commercial_Warehouse_Existing_Miscellaneous_Natural Gas_Pool Heater_E8 | F1 | Commercial | Warehouse | Existing | Miscellaneous | Natural Gas | Pool Heater | E8 | RVT - Cost of Equipment | 0 | 0 | 0 | 0 | 0 | 0 | 0 | 0 | 0 | 0 | 0 | 0 | 0 | 0 | 0 | 0 | 0 | 0 | 0 | 0 | 0 | 0 | 0 | 0 | 0 | 0 | 0 | 0 | 0 | 0 | 0 | 0 | 0
F1_Commercial_Warehouse_Existing_Miscellaneous_Natural Gas_Pool Heater_E9 | F1 | Commercial | Warehouse | Existing | Miscellaneous | Natural Gas | Pool Heater | E9 | RVT - Cost of Equipment | 0 | 0 | 0 | 0 | 0 | 0 | 0 | 0 | 0 | 0 | 0 | 0 | 0 | 0 | 0 | 0 | 0 | 0 | 0 | 0 | 0 | 0 | 0 | 0 | 0 | 0 | 0 | 0 | 0 | 0 | 0 | 0 | 0
F1_Commercial_Warehouse_Existing_Miscellaneous_Natural Gas_Pool Heater_E10 | F1 | Commercial | Warehouse | Existing | Miscellaneous | Natural Gas | Pool Heater | E10 | RVT - Cost of Equipment | 0 | 0 | 0 | 0 | 0 | 0 | 0 | 0 | 0 | 0 | 0 | 0 | 0 | 0 | 0 | 0 | 0 | 0 | 0 | 0 | 0 | 0 | 0 | 0 | 0 | 0 | 0 | 0 | 0 | 0 | 0 | 0 | 0
F2_Commercial_Warehouse_Existing_Miscellaneous_Natural Gas_Pool Heater_E1 | F2 | Commercial | Warehouse | Existing | Miscellaneous | Natural Gas | Pool Heater | E1 | RVT - Cost of Operation | 0 | 0 | 0 | 0 | 0 | 0 | 0 | 0 | 0 | 0 | 0 | 0 | 0 | 0 | 0 | 0 | 0 | 0 | 0 | 0 | 0 | 0 | 0 | 0 | 0 | 0 | 0 | 0 | 0 | 0 | 0 | 0 | 0
F2_Commercial_Warehouse_Existing_Miscellaneous_Natural Gas_Pool Heater_E2 | F2 | Commercial | Warehouse | Existing | Miscellaneous | Natural Gas | Pool Heater | E2 | RVT - Cost of Operation | 0 | 0 | 0 | 0 | 0 | 0 | 0 | 0 | 0 | 0 | 0 | 0 | 0 | 0 | 0 | 0 | 0 | 0 | 0 | 0 | 0 | 0 | 0 | 0 | 0 | 0 | 0 | 0 | 0 | 0 | 0 | 0 | 0
F2_Commercial_Warehouse_Existing_Miscellaneous_Natural Gas_Pool Heater_E3 | F2 | Commercial | Warehouse | Existing | Miscellaneous | Natural Gas | Pool Heater | E3 | RVT - Cost of Operation | 0 | 0 | 0 | 0 | 0 | 0 | 0 | 0 | 0 | 0 | 0 | 0 | 0 | 0 | 0 | 0 | 0 | 0 | 0 | 0 | 0 | 0 | 0 | 0 | 0 | 0 | 0 | 0 | 0 | 0 | 0 | 0 | 0
F2_Commercial_Warehouse_Existing_Miscellaneous_Natural Gas_Pool Heater_E4 | F2 | Commercial | Warehouse | Existing | Miscellaneous | Natural Gas | Pool Heater | E4 | RVT - Cost of Operation | 0 | 0 | 0 | 0 | 0 | 0 | 0 | 0 | 0 | 0 | 0 | 0 | 0 | 0 | 0 | 0 | 0 | 0 | 0 | 0 | 0 | 0 | 0 | 0 | 0 | 0 | 0 | 0 | 0 | 0 | 0 | 0 | 0
F2_Commercial_Warehouse_Existing_Miscellaneous_Natural Gas_Pool Heater_E5 | F2 | Commercial | Warehouse | Existing | Miscellaneous | Natural Gas | Pool Heater | E5 | RVT - Cost of Operation | 0 | 0 | 0 | 0 | 0 | 0 | 0 | 0 | 0 | 0 | 0 | 0 | 0 | 0 | 0 | 0 | 0 | 0 | 0 | 0 | 0 | 0 | 0 | 0 | 0 | 0 | 0 | 0 | 0 | 0 | 0 | 0 | 0
F2_Commercial_Warehouse_Existing_Miscellaneous_Natural Gas_Pool Heater_E6 | F2 | Commercial | Warehouse | Existing | Miscellaneous | Natural Gas | Pool Heater | E6 | RVT - Cost of Operation | 0 | 0 | 0 | 0 | 0 | 0 | 0 | 0 | 0 | 0 | 0 | 0 | 0 | 0 | 0 | 0 | 0 | 0 | 0 | 0 | 0 | 0 | 0 | 0 | 0 | 0 | 0 | 0 | 0 | 0 | 0 | 0 | 0
F2_Commercial_Warehouse_Existing_Miscellaneous_Natural Gas_Pool Heater_E7 | F2 | Commercial | Warehouse | Existing | Miscellaneous | Natural Gas | Pool Heater | E7 | RVT - Cost of Operation | 0 | 0 | 0 | 0 | 0 | 0 | 0 | 0 | 0 | 0 | 0 | 0 | 0 | 0 | 0 | 0 | 0 | 0 | 0 | 0 | 0 | 0 | 0 | 0 | 0 | 0 | 0 | 0 | 0 | 0 | 0 | 0 | 0
F2_Commercial_Warehouse_Existing_Miscellaneous_Natural Gas_Pool Heater_E8 | F2 | Commercial | Warehouse | Existing | Miscellaneous | Natural Gas | Pool Heater | E8 | RVT - Cost of Operation | 0 | 0 | 0 | 0 | 0 | 0 | 0 | 0 | 0 | 0 | 0 | 0 | 0 | 0 | 0 | 0 | 0 | 0 | 0 | 0 | 0 | 0 | 0 | 0 | 0 | 0 | 0 | 0 | 0 | 0 | 0 | 0 | 0
F2_Commercial_Warehouse_Existing_Miscellaneous_Natural Gas_Pool Heater_E9 | F2 | Commercial | Warehouse | Existing | Miscellaneous | Natural Gas | Pool Heater | E9 | RVT - Cost of Operation | 0 | 0 | 0 | 0 | 0 | 0 | 0 | 0 | 0 | 0 | 0 | 0 | 0 | 0 | 0 | 0 | 0 | 0 | 0 | 0 | 0 | 0 | 0 | 0 | 0 | 0 | 0 | 0 | 0 | 0 | 0 | 0 | 0
F2_Commercial_Warehouse_Existing_Miscellaneous_Natural Gas_Pool Heater_E10 | F2 | Commercial | Warehouse | Existing | Miscellaneous | Natural Gas | Pool Heater | E10 | RVT - Cost of Operation | 0 | 0 | 0 | 0 | 0 | 0 | 0 | 0 | 0 | 0 | 0 | 0 | 0 | 0 | 0 | 0 | 0 | 0 | 0 | 0 | 0 | 0 | 0 | 0 | 0 | 0 | 0 | 0 | 0 | 0 | 0 | 0 | 0
F3_Commercial_Warehouse_Existing_Miscellaneous_Natural Gas_Pool Heater_E1 | F3 | Commercial | Warehouse | Existing | Miscellaneous | Natural Gas | Pool Heater | E1 | System - kBTUs of Consumption | 0.0025602 | 0.0025602 | 0.0025602 | 0.0025602 | 0.0025602 | 0.0025602 | 0.0025602 | 0.0025602 | 0.0025602 | 0.0025602 | 0.0025602 | 0.0025602 | 0.0025602 | 0.0025602 | 0.0025602 | 0.0025602 | 0.0025602 | 0.0025602 | 0.0025602 | 0.0025602 | 0.0025602 | 0.0025602 | 0.0025602 | 0.0025602 | 0.0025602 | 0.0025602 | 0.0025602 | 0.0025602 | 0.0025602 | 0.0025602 | 0.0025602 | 0.0025602 | 0.0025602
F3_Commercial_Warehouse_Existing_Miscellaneous_Natural Gas_Pool Heater_E2 | F3 | Commercial | Warehouse | Existing | Miscellaneous | Natural Gas | Pool Heater | E2 | System - kBTUs of Consumption | 0.004192 | 0.004192 | 0.004192 | 0.004192 | 0.004192 | 0.004192 | 0.004192 | 0.004192 | 0.004192 | 0.004192 | 0.004192 | 0.004192 | 0.004192 | 0.004192 | 0.004192 | 0.004192 | 0.004192 | 0.004192 | 0.004192 | 0.004192 | 0.004192 | 0.004192 | 0.004192 | 0.004192 | 0.004192 | 0.004192 | 0.004192 | 0.004192 | 0.004192 | 0.004192 | 0.004192 | 0.004192 | 0.004192
F3_Commercial_Warehouse_Existing_Miscellaneous_Natural Gas_Pool Heater_E3 | F3 | Commercial | Warehouse | Existing | Miscellaneous | Natural Gas | Pool Heater | E3 | System - kBTUs of Consumption | 0 | 0 | 0 | 0 | 0 | 0 | 0 | 0 | 0 | 0 | 0 | 0 | 0 | 0 | 0 | 0 | 0 | 0 | 0 | 0 | 0 | 0 | 0 | 0 | 0 | 0 | 0 | 0 | 0 | 0 | 0 | 0 | 0
F3_Commercial_Warehouse_Existing_Miscellaneous_Natural Gas_Pool Heater_E4 | F3 | Commercial | Warehouse | Existing | Miscellaneous | Natural Gas | Pool Heater | E4 | System - kBTUs of Consumption | 0 | 0 | 0 | 0 | 0 | 0 | 0 | 0 | 0 | 0 | 0 | 0 | 0 | 0 | 0 | 0 | 0 | 0 | 0 | 0 | 0 | 0 | 0 | 0 | 0 | 0 | 0 | 0 | 0 | 0 | 0 | 0 | 0
F3_Commercial_Warehouse_Existing_Miscellaneous_Natural Gas_Pool Heater_E5 | F3 | Commercial | Warehouse | Existing | Miscellaneous | Natural Gas | Pool Heater | E5 | System - kBTUs of Consumption | 0 | 0 | 0 | 0 | 0 | 0 | 0 | 0 | 0 | 0 | 0 | 0 | 0 | 0 | 0 | 0 | 0 | 0 | 0 | 0 | 0 | 0 | 0 | 0 | 0 | 0 | 0 | 0 | 0 | 0 | 0 | 0 | 0
F3_Commercial_Warehouse_Existing_Miscellaneous_Natural Gas_Pool Heater_E6 | F3 | Commercial | Warehouse | Existing | Miscellaneous | Natural Gas | Pool Heater | E6 | System - kBTUs of Consumption | 0 | 0 | 0 | 0 | 0 | 0 | 0 | 0 | 0 | 0 | 0 | 0 | 0 | 0 | 0 | 0 | 0 | 0 | 0 | 0 | 0 | 0 | 0 | 0 | 0 | 0 | 0 | 0 | 0 | 0 | 0 | 0 | 0
F3_Commercial_Warehouse_Existing_Miscellaneous_Natural Gas_Pool Heater_E7 | F3 | Commercial | Warehouse | Existing | Miscellaneous | Natural Gas | Pool Heater | E7 | System - kBTUs of Consumption | 0 | 0 | 0 | 0 | 0 | 0 | 0 | 0 | 0 | 0 | 0 | 0 | 0 | 0 | 0 | 0 | 0 | 0 | 0 | 0 | 0 | 0 | 0 | 0 | 0 | 0 | 0 | 0 | 0 | 0 | 0 | 0 | 0
F3_Commercial_Warehouse_Existing_Miscellaneous_Natural Gas_Pool Heater_E8 | F3 | Commercial | Warehouse | Existing | Miscellaneous | Natural Gas | Pool Heater | E8 | System - kBTUs of Consumption | 0 | 0 | 0 | 0 | 0 | 0 | 0 | 0 | 0 | 0 | 0 | 0 | 0 | 0 | 0 | 0 | 0 | 0 | 0 | 0 | 0 | 0 | 0 | 0 | 0 | 0 | 0 | 0 | 0 | 0 | 0 | 0 | 0
F3_Commercial_Warehouse_Existing_Miscellaneous_Natural Gas_Pool Heater_E9 | F3 | Commercial | Warehouse | Existing | Miscellaneous | Natural Gas | Pool Heater | E9 | System - kBTUs of Consumption | 0 | 0 | 0 | 0 | 0 | 0 | 0 | 0 | 0 | 0 | 0 | 0 | 0 | 0 | 0 | 0 | 0 | 0 | 0 | 0 | 0 | 0 | 0 | 0 | 0 | 0 | 0 | 0 | 0 | 0 | 0 | 0 | 0
F3_Commercial_Warehouse_Existing_Miscellaneous_Natural Gas_Pool Heater_E10 | F3 | Commercial | Warehouse | Existing | Miscellaneous | Natural Gas | Pool Heater | E10 | System - kBTUs of Consumption | 0 | 0 | 0 | 0 | 0 | 0 | 0 | 0 | 0 | 0 | 0 | 0 | 0 | 0 | 0 | 0 | 0 | 0 | 0 | 0 | 0 | 0 | 0 | 0 | 0 | 0 | 0 | 0 | 0 | 0 | 0 | 0 | 0
F4_Commercial_Warehouse_Existing_Miscellaneous_Natural Gas_Pool Heater_E1 | F4 | Commercial | Warehouse | Existing | Miscellaneous | Natural Gas | Pool Heater | E1 | Utility - Cost of Equipment | 0 | 0 | 0 | 0 | 0 | 0 | 0 | 0 | 0 | 0 | 0 | 0 | 0 | 0 | 0 | 0 | 0 | 0 | 0 | 0 | 0 | 0 | 0 | 0 | 0 | 0 | 0 | 0 | 0 | 0 | 0 | 0 | 0
F4_Commercial_Warehouse_Existing_Miscellaneous_Natural Gas_Pool Heater_E2 | F4 | Commercial | Warehouse | Existing | Miscellaneous | Natural Gas | Pool Heater | E2 | Utility - Cost of Equipment | 0 | 0 | 0 | 0 | 0 | 0 | 0 | 0 | 0 | 0 | 0 | 0 | 0 | 0 | 0 | 0 | 0 | 0 | 0 | 0 | 0 | 0 | 0 | 0 | 0 | 0 | 0 | 0 | 0 | 0 | 0 | 0 | 0
F4_Commercial_Warehouse_Existing_Miscellaneous_Natural Gas_Pool Heater_E3 | F4 | Commercial | Warehouse | Existing | Miscellaneous | Natural Gas | Pool Heater | E3 | Utility - Cost of Equipment | 0 | 0 | 0 | 0 | 0 | 0 | 0 | 0 | 0 | 0 | 0 | 0 | 0 | 0 | 0 | 0 | 0 | 0 | 0 | 0 | 0 | 0 | 0 | 0 | 0 | 0 | 0 | 0 | 0 | 0 | 0 | 0 | 0
F4_Commercial_Warehouse_Existing_Miscellaneous_Natural Gas_Pool Heater_E4 | F4 | Commercial | Warehouse | Existing | Miscellaneous | Natural Gas | Pool Heater | E4 | Utility - Cost of Equipment | 0 | 0 | 0 | 0 | 0 | 0 | 0 | 0 | 0 | 0 | 0 | 0 | 0 | 0 | 0 | 0 | 0 | 0 | 0 | 0 | 0 | 0 | 0 | 0 | 0 | 0 | 0 | 0 | 0 | 0 | 0 | 0 | 0
F4_Commercial_Warehouse_Existing_Miscellaneous_Natural Gas_Pool Heater_E5 | F4 | Commercial | Warehouse | Existing | Miscellaneous | Natural Gas | Pool Heater | E5 | Utility - Cost of Equipment | 0 | 0 | 0 | 0 | 0 | 0 | 0 | 0 | 0 | 0 | 0 | 0 | 0 | 0 | 0 | 0 | 0 | 0 | 0 | 0 | 0 | 0 | 0 | 0 | 0 | 0 | 0 | 0 | 0 | 0 | 0 | 0 | 0
F4_Commercial_Warehouse_Existing_Miscellaneous_Natural Gas_Pool Heater_E6 | F4 | Commercial | Warehouse | Existing | Miscellaneous | Natural Gas | Pool Heater | E6 | Utility - Cost of Equipment | 0 | 0 | 0 | 0 | 0 | 0 | 0 | 0 | 0 | 0 | 0 | 0 | 0 | 0 | 0 | 0 | 0 | 0 | 0 | 0 | 0 | 0 | 0 | 0 | 0 | 0 | 0 | 0 | 0 | 0 | 0 | 0 | 0
F4_Commercial_Warehouse_Existing_Miscellaneous_Natural Gas_Pool Heater_E7 | F4 | Commercial | Warehouse | Existing | Miscellaneous | Natural Gas | Pool Heater | E7 | Utility - Cost of Equipment | 0 | 0 | 0 | 0 | 0 | 0 | 0 | 0 | 0 | 0 | 0 | 0 | 0 | 0 | 0 | 0 | 0 | 0 | 0 | 0 | 0 | 0 | 0 | 0 | 0 | 0 | 0 | 0 | 0 | 0 | 0 | 0 | 0
F4_Commercial_Warehouse_Existing_Miscellaneous_Natural Gas_Pool Heater_E8 | F4 | Commercial | Warehouse | Existing | Miscellaneous | Natural Gas | Pool Heater | E8 | Utility - Cost of Equipment | 0 | 0 | 0 | 0 | 0 | 0 | 0 | 0 | 0 | 0 | 0 | 0 | 0 | 0 | 0 | 0 | 0 | 0 | 0 | 0 | 0 | 0 | 0 | 0 | 0 | 0 | 0 | 0 | 0 | 0 | 0 | 0 | 0
F4_Commercial_Warehouse_Existing_Miscellaneous_Natural Gas_Pool Heater_E9 | F4 | Commercial | Warehouse | Existing | Miscellaneous | Natural Gas | Pool Heater | E9 | Utility - Cost of Equipment | 0 | 0 | 0 | 0 | 0 | 0 | 0 | 0 | 0 | 0 | 0 | 0 | 0 | 0 | 0 | 0 | 0 | 0 | 0 | 0 | 0 | 0 | 0 | 0 | 0 | 0 | 0 | 0 | 0 | 0 | 0 | 0 | 0
F4_Commercial_Warehouse_Existing_Miscellaneous_Natural Gas_Pool Heater_E10 | F4 | Commercial | Warehouse | Existing | Miscellaneous | Natural Gas | Pool Heater | E10 | Utility - Cost of Equipment | 0 | 0 | 0 | 0 | 0 | 0 | 0 | 0 | 0 | 0 | 0 | 0 | 0 | 0 | 0 | 0 | 0 | 0 | 0 | 0 | 0 | 0 | 0 | 0 | 0 | 0 | 0 | 0 | 0 | 0 | 0 | 0 | 0
F5_Commercial_Warehouse_Existing_Miscellaneous_Natural Gas_Pool Heater_E1 | F5 | Commercial | Warehouse | Existing | Miscellaneous | Natural Gas | Pool Heater | E1 | Utility - Cost of Operation | 0.0025602 | 0.0025602 | 0.0025602 | 0.0025602 | 0.0025602 | 0.0025602 | 0.0025602 | 0.0025602 | 0.0025602 | 0.0025602 | 0.0025602 | 0.0025602 | 0.0025602 | 0.0025602 | 0.0025602 | 0.0025602 | 0.0025602 | 0.0025602 | 0.0025602 | 0.0025602 | 0.0025602 | 0.0025602 | 0.0025602 | 0.0025602 | 0.0025602 | 0.0025602 | 0.0025602 | 0.0025602 | 0.0025602 | 0.0025602 | 0.0025602 | 0.0025602 | 0.0025602
F5_Commercial_Warehouse_Existing_Miscellaneous_Natural Gas_Pool Heater_E2 | F5 | Commercial | Warehouse | Existing | Miscellaneous | Natural Gas | Pool Heater | E2 | Utility - Cost of Operation | 0.004192 | 0.004192 | 0.004192 | 0.004192 | 0.004192 | 0.004192 | 0.004192 | 0.004192 | 0.004192 | 0.004192 | 0.004192 | 0.004192 | 0.004192 | 0.004192 | 0.004192 | 0.004192 | 0.004192 | 0.004192 | 0.004192 | 0.004192 | 0.004192 | 0.004192 | 0.004192 | 0.004192 | 0.004192 | 0.004192 | 0.004192 | 0.004192 | 0.004192 | 0.004192 | 0.004192 | 0.004192 | 0.004192
F5_Commercial_Warehouse_Existing_Miscellaneous_Natural Gas_Pool Heater_E3 | F5 | Commercial | Warehouse | Existing | Miscellaneous | Natural Gas | Pool Heater | E3 | Utility - Cost of Operation | 0 | 0 | 0 | 0 | 0 | 0 | 0 | 0 | 0 | 0 | 0 | 0 | 0 | 0 | 0 | 0 | 0 | 0 | 0 | 0 | 0 | 0 | 0 | 0 | 0 | 0 | 0 | 0 | 0 | 0 | 0 | 0 | 0
F5_Commercial_Warehouse_Existing_Miscellaneous_Natural Gas_Pool Heater_E4 | F5 | Commercial | Warehouse | Existing | Miscellaneous | Natural Gas | Pool Heater | E4 | Utility - Cost of Operation | 0 | 0 | 0 | 0 | 0 | 0 | 0 | 0 | 0 | 0 | 0 | 0 | 0 | 0 | 0 | 0 | 0 | 0 | 0 | 0 | 0 | 0 | 0 | 0 | 0 | 0 | 0 | 0 | 0 | 0 | 0 | 0 | 0
F5_Commercial_Warehouse_Existing_Miscellaneous_Natural Gas_Pool Heater_E5 | F5 | Commercial | Warehouse | Existing | Miscellaneous | Natural Gas | Pool Heater | E5 | Utility - Cost of Operation | 0 | 0 | 0 | 0 | 0 | 0 | 0 | 0 | 0 | 0 | 0 | 0 | 0 | 0 | 0 | 0 | 0 | 0 | 0 | 0 | 0 | 0 | 0 | 0 | 0 | 0 | 0 | 0 | 0 | 0 | 0 | 0 | 0
F5_Commercial_Warehouse_Existing_Miscellaneous_Natural Gas_Pool Heater_E6 | F5 | Commercial | Warehouse | Existing | Miscellaneous | Natural Gas | Pool Heater | E6 | Utility - Cost of Operation | 0 | 0 | 0 | 0 | 0 | 0 | 0 | 0 | 0 | 0 | 0 | 0 | 0 | 0 | 0 | 0 | 0 | 0 | 0 | 0 | 0 | 0 | 0 | 0 | 0 | 0 | 0 | 0 | 0 | 0 | 0 | 0 | 0
F5_Commercial_Warehouse_Existing_Miscellaneous_Natural Gas_Pool Heater_E7 | F5 | Commercial | Warehouse | Existing | Miscellaneous | Natural Gas | Pool Heater | E7 | Utility - Cost of Operation | 0 | 0 | 0 | 0 | 0 | 0 | 0 | 0 | 0 | 0 | 0 | 0 | 0 | 0 | 0 | 0 | 0 | 0 | 0 | 0 | 0 | 0 | 0 | 0 | 0 | 0 | 0 | 0 | 0 | 0 | 0 | 0 | 0
F5_Commercial_Warehouse_Existing_Miscellaneous_Natural Gas_Pool Heater_E8 | F5 | Commercial | Warehouse | Existing | Miscellaneous | Natural Gas | Pool Heater | E8 | Utility - Cost of Operation | 0 | 0 | 0 | 0 | 0 | 0 | 0 | 0 | 0 | 0 | 0 | 0 | 0 | 0 | 0 | 0 | 0 | 0 | 0 | 0 | 0 | 0 | 0 | 0 | 0 | 0 | 0 | 0 | 0 | 0 | 0 | 0 | 0
F5_Commercial_Warehouse_Existing_Miscellaneous_Natural Gas_Pool Heater_E9 | F5 | Commercial | Warehouse | Existing | Miscellaneous | Natural Gas | Pool Heater | E9 | Utility - Cost of Operation | 0 | 0 | 0 | 0 | 0 | 0 | 0 | 0 | 0 | 0 | 0 | 0 | 0 | 0 | 0 | 0 | 0 | 0 | 0 | 0 | 0 | 0 | 0 | 0 | 0 | 0 | 0 | 0 | 0 | 0 | 0 | 0 | 0
F5_Commercial_Warehouse_Existing_Miscellaneous_Natural Gas_Pool Heater_E10 | F5 | Commercial | Warehouse | Existing | Miscellaneous | Natural Gas | Pool Heater | E10 | Utility - Cost of Operation | 0 | 0 | 0 | 0 | 0 | 0 | 0 | 0 | 0 | 0 | 0 | 0 | 0 | 0 | 0 | 0 | 0 | 0 | 0 | 0 | 0 | 0 | 0 | 0 | 0 | 0 | 0 | 0 | 0 | 0 | 0 | 0 | 0
F6_Commercial_Warehouse_Existing_Miscellaneous_Natural Gas_Pool Heater_E1 | F6 | Commercial | Warehouse | Existing | Miscellaneous | Natural Gas | Pool Heater | E1 | Utility - Value of Sales | 0.010152 | 0.010152 | 0.010152 | 0.010152 | 0.010152 | 0.010152 | 0.010152 | 0.010152 | 0.010152 | 0.010152 | 0.010152 | 0.010152 | 0.010152 | 0.010152 | 0.010152 | 0.010152 | 0.010152 | 0.010152 | 0.010152 | 0.010152 | 0.010152 | 0.010152 | 0.010152 | 0.010152 | 0.010152 | 0.010152 | 0.010152 | 0.010152 | 0.010152 | 0.010152 | 0.010152 | 0.010152 | 0.010152
F6_Commercial_Warehouse_Existing_Miscellaneous_Natural Gas_Pool Heater_E2 | F6 | Commercial | Warehouse | Existing | Miscellaneous | Natural Gas | Pool Heater | E2 | Utility - Value of Sales | 0.0086294 | 0.0086294 | 0.0086294 | 0.0086294 | 0.0086294 | 0.0086294 | 0.0086294 | 0.0086294 | 0.0086294 | 0.0086294 | 0.0086294 | 0.0086294 | 0.0086294 | 0.0086294 | 0.0086294 | 0.0086294 | 0.0086294 | 0.0086294 | 0.0086294 | 0.0086294 | 0.0086294 | 0.0086294 | 0.0086294 | 0.0086294 | 0.0086294 | 0.0086294 | 0.0086294 | 0.0086294 | 0.0086294 | 0.0086294 | 0.0086294 | 0.0086294 | 0.0086294
F6_Commercial_Warehouse_Existing_Miscellaneous_Natural Gas_Pool Heater_E3 | F6 | Commercial | Warehouse | Existing | Miscellaneous | Natural Gas | Pool Heater | E3 | Utility - Value of Sales | 0 | 0 | 0 | 0 | 0 | 0 | 0 | 0 | 0 | 0 | 0 | 0 | 0 | 0 | 0 | 0 | 0 | 0 | 0 | 0 | 0 | 0 | 0 | 0 | 0 | 0 | 0 | 0 | 0 | 0 | 0 | 0 | 0
F6_Commercial_Warehouse_Existing_Miscellaneous_Natural Gas_Pool Heater_E4 | F6 | Commercial | Warehouse | Existing | Miscellaneous | Natural Gas | Pool Heater | E4 | Utility - Value of Sales | 0 | 0 | 0 | 0 | 0 | 0 | 0 | 0 | 0 | 0 | 0 | 0 | 0 | 0 | 0 | 0 | 0 | 0 | 0 | 0 | 0 | 0 | 0 | 0 | 0 | 0 | 0 | 0 | 0 | 0 | 0 | 0 | 0
F6_Commercial_Warehouse_Existing_Miscellaneous_Natural Gas_Pool Heater_E5 | F6 | Commercial | Warehouse | Existing | Miscellaneous | Natural Gas | Pool Heater | E5 | Utility - Value of Sales | 0 | 0 | 0 | 0 | 0 | 0 | 0 | 0 | 0 | 0 | 0 | 0 | 0 | 0 | 0 | 0 | 0 | 0 | 0 | 0 | 0 | 0 | 0 | 0 | 0 | 0 | 0 | 0 | 0 | 0 | 0 | 0 | 0
F6_Commercial_Warehouse_Existing_Miscellaneous_Natural Gas_Pool Heater_E6 | F6 | Commercial | Warehouse | Existing | Miscellaneous | Natural Gas | Pool Heater | E6 | Utility - Value of Sales | 0 | 0 | 0 | 0 | 0 | 0 | 0 | 0 | 0 | 0 | 0 | 0 | 0 | 0 | 0 | 0 | 0 | 0 | 0 | 0 | 0 | 0 | 0 | 0 | 0 | 0 | 0 | 0 | 0 | 0 | 0 | 0 | 0
F6_Commercial_Warehouse_Existing_Miscellaneous_Natural Gas_Pool Heater_E7 | F6 | Commercial | Warehouse | Existing | Miscellaneous | Natural Gas | Pool Heater | E7 | Utility - Value of Sales | 0 | 0 | 0 | 0 | 0 | 0 | 0 | 0 | 0 | 0 | 0 | 0 | 0 | 0 | 0 | 0 | 0 | 0 | 0 | 0 | 0 | 0 | 0 | 0 | 0 | 0 | 0 | 0 | 0 | 0 | 0 | 0 | 0
F6_Commercial_Warehouse_Existing_Miscellaneous_Natural Gas_Pool Heater_E8 | F6 | Commercial | Warehouse | Existing | Miscellaneous | Natural Gas | Pool Heater | E8 | Utility - Value of Sales | 0 | 0 | 0 | 0 | 0 | 0 | 0 | 0 | 0 | 0 | 0 | 0 | 0 | 0 | 0 | 0 | 0 | 0 | 0 | 0 | 0 | 0 | 0 | 0 | 0 | 0 | 0 | 0 | 0 | 0 | 0 | 0 | 0
F6_Commercial_Warehouse_Existing_Miscellaneous_Natural Gas_Pool Heater_E9 | F6 | Commercial | Warehouse | Existing | Miscellaneous | Natural Gas | Pool Heater | E9 | Utility - Value of Sales | 0 | 0 | 0 | 0 | 0 | 0 | 0 | 0 | 0 | 0 | 0 | 0 | 0 | 0 | 0 | 0 | 0 | 0 | 0 | 0 | 0 | 0 | 0 | 0 | 0 | 0 | 0 | 0 | 0 | 0 | 0 | 0 | 0
F6_Commercial_Warehouse_Existing_Miscellaneous_Natural Gas_Pool Heater_E10 | F6 | Commercial | Warehouse | Existing | Miscellaneous | Natural Gas | Pool Heater | E10 | Utility - Value of Sales | 0 | 0 | 0 | 0 | 0 | 0 | 0 | 0 | 0 | 0 | 0 | 0 | 0 | 0 | 0 | 0 | 0 | 0 | 0 | 0 | 0 | 0 | 0 | 0 | 0 | 0 | 0 | 0 | 0 | 0 | 0 | 0 | 0
F1_Commercial_Warehouse_Existing_Miscellaneous_Natural Gas_Miscellaneous_E1 | F1 | Commercial | Warehouse | Existing | Miscellaneous | Natural Gas | Miscellaneous | E1 | RVT - Cost of Equipment | 0 | 0 | 0 | 0 | 0 | 0 | 0 | 0 | 0 | 0 | 0 | 0 | 0 | 0 | 0 | 0 | 0 | 0 | 0 | 0 | 0 | 0 | 0 | 0 | 0 | 0 | 0 | 0 | 0 | 0 | 0 | 0 | 0
F1_Commercial_Warehouse_Existing_Miscellaneous_Natural Gas_Miscellaneous_E2 | F1 | Commercial | Warehouse | Existing | Miscellaneous | Natural Gas | Miscellaneous | E2 | RVT - Cost of Equipment | 0 | 0 | 0 | 0 | 0 | 0 | 0 | 0 | 0 | 0 | 0 | 0 | 0 | 0 | 0 | 0 | 0 | 0 | 0 | 0 | 0 | 0 | 0 | 0 | 0 | 0 | 0 | 0 | 0 | 0 | 0 | 0 | 0
F1_Commercial_Warehouse_Existing_Miscellaneous_Natural Gas_Miscellaneous_E3 | F1 | Commercial | Warehouse | Existing | Miscellaneous | Natural Gas | Miscellaneous | E3 | RVT - Cost of Equipment | 0 | 0 | 0 | 0 | 0 | 0 | 0 | 0 | 0 | 0 | 0 | 0 | 0 | 0 | 0 | 0 | 0 | 0 | 0 | 0 | 0 | 0 | 0 | 0 | 0 | 0 | 0 | 0 | 0 | 0 | 0 | 0 | 0
F1_Commercial_Warehouse_Existing_Miscellaneous_Natural Gas_Miscellaneous_E4 | F1 | Commercial | Warehouse | Existing | Miscellaneous | Natural Gas | Miscellaneous | E4 | RVT - Cost of Equipment | 0 | 0 | 0 | 0 | 0 | 0 | 0 | 0 | 0 | 0 | 0 | 0 | 0 | 0 | 0 | 0 | 0 | 0 | 0 | 0 | 0 | 0 | 0 | 0 | 0 | 0 | 0 | 0 | 0 | 0 | 0 | 0 | 0
F1_Commercial_Warehouse_Existing_Miscellaneous_Natural Gas_Miscellaneous_E5 | F1 | Commercial | Warehouse | Existing | Miscellaneous | Natural Gas | Miscellaneous | E5 | RVT - Cost of Equipment | 0 | 0 | 0 | 0 | 0 | 0 | 0 | 0 | 0 | 0 | 0 | 0 | 0 | 0 | 0 | 0 | 0 | 0 | 0 | 0 | 0 | 0 | 0 | 0 | 0 | 0 | 0 | 0 | 0 | 0 | 0 | 0 | 0
F1_Commercial_Warehouse_Existing_Miscellaneous_Natural Gas_Miscellaneous_E6 | F1 | Commercial | Warehouse | Existing | Miscellaneous | Natural Gas | Miscellaneous | E6 | RVT - Cost of Equipment | 0 | 0 | 0 | 0 | 0 | 0 | 0 | 0 | 0 | 0 | 0 | 0 | 0 | 0 | 0 | 0 | 0 | 0 | 0 | 0 | 0 | 0 | 0 | 0 | 0 | 0 | 0 | 0 | 0 | 0 | 0 | 0 | 0
F1_Commercial_Warehouse_Existing_Miscellaneous_Natural Gas_Miscellaneous_E7 | F1 | Commercial | Warehouse | Existing | Miscellaneous | Natural Gas | Miscellaneous | E7 | RVT - Cost of Equipment | 0 | 0 | 0 | 0 | 0 | 0 | 0 | 0 | 0 | 0 | 0 | 0 | 0 | 0 | 0 | 0 | 0 | 0 | 0 | 0 | 0 | 0 | 0 | 0 | 0 | 0 | 0 | 0 | 0 | 0 | 0 | 0 | 0
F1_Commercial_Warehouse_Existing_Miscellaneous_Natural Gas_Miscellaneous_E8 | F1 | Commercial | Warehouse | Existing | Miscellaneous | Natural Gas | Miscellaneous | E8 | RVT - Cost of Equipment | 0 | 0 | 0 | 0 | 0 | 0 | 0 | 0 | 0 | 0 | 0 | 0 | 0 | 0 | 0 | 0 | 0 | 0 | 0 | 0 | 0 | 0 | 0 | 0 | 0 | 0 | 0 | 0 | 0 | 0 | 0 | 0 | 0
F1_Commercial_Warehouse_Existing_Miscellaneous_Natural Gas_Miscellaneous_E9 | F1 | Commercial | Warehouse | Existing | Miscellaneous | Natural Gas | Miscellaneous | E9 | RVT - Cost of Equipment | 0 | 0 | 0 | 0 | 0 | 0 | 0 | 0 | 0 | 0 | 0 | 0 | 0 | 0 | 0 | 0 | 0 | 0 | 0 | 0 | 0 | 0 | 0 | 0 | 0 | 0 | 0 | 0 | 0 | 0 | 0 | 0 | 0
F1_Commercial_Warehouse_Existing_Miscellaneous_Natural Gas_Miscellaneous_E10 | F1 | Commercial | Warehouse | Existing | Miscellaneous | Natural Gas | Miscellaneous | E10 | RVT - Cost of Equipment | 0 | 0 | 0 | 0 | 0 | 0 | 0 | 0 | 0 | 0 | 0 | 0 | 0 | 0 | 0 | 0 | 0 | 0 | 0 | 0 | 0 | 0 | 0 | 0 | 0 | 0 | 0 | 0 | 0 | 0 | 0 | 0 | 0
F2_Commercial_Warehouse_Existing_Miscellaneous_Natural Gas_Miscellaneous_E1 | F2 | Commercial | Warehouse | Existing | Miscellaneous | Natural Gas | Miscellaneous | E1 | RVT - Cost of Operation | 0 | 0 | 0 | 0 | 0 | 0 | 0 | 0 | 0 | 0 | 0 | 0 | 0 | 0 | 0 | 0 | 0 | 0 | 0 | 0 | 0 | 0 | 0 | 0 | 0 | 0 | 0 | 0 | 0 | 0 | 0 | 0 | 0
F2_Commercial_Warehouse_Existing_Miscellaneous_Natural Gas_Miscellaneous_E2 | F2 | Commercial | Warehouse | Existing | Miscellaneous | Natural Gas | Miscellaneous | E2 | RVT - Cost of Operation | 0 | 0 | 0 | 0 | 0 | 0 | 0 | 0 | 0 | 0 | 0 | 0 | 0 | 0 | 0 | 0 | 0 | 0 | 0 | 0 | 0 | 0 | 0 | 0 | 0 | 0 | 0 | 0 | 0 | 0 | 0 | 0 | 0
F2_Commercial_Warehouse_Existing_Miscellaneous_Natural Gas_Miscellaneous_E3 | F2 | Commercial | Warehouse | Existing | Miscellaneous | Natural Gas | Miscellaneous | E3 | RVT - Cost of Operation | 0 | 0 | 0 | 0 | 0 | 0 | 0 | 0 | 0 | 0 | 0 | 0 | 0 | 0 | 0 | 0 | 0 | 0 | 0 | 0 | 0 | 0 | 0 | 0 | 0 | 0 | 0 | 0 | 0 | 0 | 0 | 0 | 0
F2_Commercial_Warehouse_Existing_Miscellaneous_Natural Gas_Miscellaneous_E4 | F2 | Commercial | Warehouse | Existing | Miscellaneous | Natural Gas | Miscellaneous | E4 | RVT - Cost of Operation | 0 | 0 | 0 | 0 | 0 | 0 | 0 | 0 | 0 | 0 | 0 | 0 | 0 | 0 | 0 | 0 | 0 | 0 | 0 | 0 | 0 | 0 | 0 | 0 | 0 | 0 | 0 | 0 | 0 | 0 | 0 | 0 | 0
F2_Commercial_Warehouse_Existing_Miscellaneous_Natural Gas_Miscellaneous_E5 | F2 | Commercial | Warehouse | Existing | Miscellaneous | Natural Gas | Miscellaneous | E5 | RVT - Cost of Operation | 0 | 0 | 0 | 0 | 0 | 0 | 0 | 0 | 0 | 0 | 0 | 0 | 0 | 0 | 0 | 0 | 0 | 0 | 0 | 0 | 0 | 0 | 0 | 0 | 0 | 0 | 0 | 0 | 0 | 0 | 0 | 0 | 0
F2_Commercial_Warehouse_Existing_Miscellaneous_Natural Gas_Miscellaneous_E6 | F2 | Commercial | Warehouse | Existing | Miscellaneous | Natural Gas | Miscellaneous | E6 | RVT - Cost of Operation | 0 | 0 | 0 | 0 | 0 | 0 | 0 | 0 | 0 | 0 | 0 | 0 | 0 | 0 | 0 | 0 | 0 | 0 | 0 | 0 | 0 | 0 | 0 | 0 | 0 | 0 | 0 | 0 | 0 | 0 | 0 | 0 | 0
F2_Commercial_Warehouse_Existing_Miscellaneous_Natural Gas_Miscellaneous_E7 | F2 | Commercial | Warehouse | Existing | Miscellaneous | Natural Gas | Miscellaneous | E7 | RVT - Cost of Operation | 0 | 0 | 0 | 0 | 0 | 0 | 0 | 0 | 0 | 0 | 0 | 0 | 0 | 0 | 0 | 0 | 0 | 0 | 0 | 0 | 0 | 0 | 0 | 0 | 0 | 0 | 0 | 0 | 0 | 0 | 0 | 0 | 0
F2_Commercial_Warehouse_Existing_Miscellaneous_Natural Gas_Miscellaneous_E8 | F2 | Commercial | Warehouse | Existing | Miscellaneous | Natural Gas | Miscellaneous | E8 | RVT - Cost of Operation | 0 | 0 | 0 | 0 | 0 | 0 | 0 | 0 | 0 | 0 | 0 | 0 | 0 | 0 | 0 | 0 | 0 | 0 | 0 | 0 | 0 | 0 | 0 | 0 | 0 | 0 | 0 | 0 | 0 | 0 | 0 | 0 | 0
F2_Commercial_Warehouse_Existing_Miscellaneous_Natural Gas_Miscellaneous_E9 | F2 | Commercial | Warehouse | Existing | Miscellaneous | Natural Gas | Miscellaneous | E9 | RVT - Cost of Operation | 0 | 0 | 0 | 0 | 0 | 0 | 0 | 0 | 0 | 0 | 0 | 0 | 0 | 0 | 0 | 0 | 0 | 0 | 0 | 0 | 0 | 0 | 0 | 0 | 0 | 0 | 0 | 0 | 0 | 0 | 0 | 0 | 0
F2_Commercial_Warehouse_Existing_Miscellaneous_Natural Gas_Miscellaneous_E10 | F2 | Commercial | Warehouse | Existing | Miscellaneous | Natural Gas | Miscellaneous | E10 | RVT - Cost of Operation | 0 | 0 | 0 | 0 | 0 | 0 | 0 | 0 | 0 | 0 | 0 | 0 | 0 | 0 | 0 | 0 | 0 | 0 | 0 | 0 | 0 | 0 | 0 | 0 | 0 | 0 | 0 | 0 | 0 | 0 | 0 | 0 | 0
F3_Commercial_Warehouse_Existing_Miscellaneous_Natural Gas_Miscellaneous_E1 | F3 | Commercial | Warehouse | Existing | Miscellaneous | Natural Gas | Miscellaneous | E1 | System - kBTUs of Consumption | 0.00029703 | 0.00029703 | 0.00029703 | 0.00029703 | 0.00029703 | 0.00029703 | 0.00029703 | 0.00029703 | 0.00029703 | 0.00029703 | 0.00029703 | 0.00029703 | 0.00029703 | 0.00029703 | 0.00029703 | 0.00029703 | 0.00029703 | 0.00029703 | 0.00029703 | 0.00029703 | 0.00029703 | 0.00029703 | 0.00029703 | 0.00029703 | 0.00029703 | 0.00029703 | 0.00029703 | 0.00029703 | 0.00029703 | 0.00029703 | 0.00029703 | 0.00029703 | 0.00029703
F3_Commercial_Warehouse_Existing_Miscellaneous_Natural Gas_Miscellaneous_E2 | F3 | Commercial | Warehouse | Existing | Miscellaneous | Natural Gas | Miscellaneous | E2 | System - kBTUs of Consumption | 0 | 0 | 0 | 0 | 0 | 0 | 0 | 0 | 0 | 0 | 0 | 0 | 0 | 0 | 0 | 0 | 0 | 0 | 0 | 0 | 0 | 0 | 0 | 0 | 0 | 0 | 0 | 0 | 0 | 0 | 0 | 0 | 0
F3_Commercial_Warehouse_Existing_Miscellaneous_Natural Gas_Miscellaneous_E3 | F3 | Commercial | Warehouse | Existing | Miscellaneous | Natural Gas | Miscellaneous | E3 | System - kBTUs of Consumption | 0 | 0 | 0 | 0 | 0 | 0 | 0 | 0 | 0 | 0 | 0 | 0 | 0 | 0 | 0 | 0 | 0 | 0 | 0 | 0 | 0 | 0 | 0 | 0 | 0 | 0 | 0 | 0 | 0 | 0 | 0 | 0 | 0
F3_Commercial_Warehouse_Existing_Miscellaneous_Natural Gas_Miscellaneous_E4 | F3 | Commercial | Warehouse | Existing | Miscellaneous | Natural Gas | Miscellaneous | E4 | System - kBTUs of Consumption | 0 | 0 | 0 | 0 | 0 | 0 | 0 | 0 | 0 | 0 | 0 | 0 | 0 | 0 | 0 | 0 | 0 | 0 | 0 | 0 | 0 | 0 | 0 | 0 | 0 | 0 | 0 | 0 | 0 | 0 | 0 | 0 | 0
F3_Commercial_Warehouse_Existing_Miscellaneous_Natural Gas_Miscellaneous_E5 | F3 | Commercial | Warehouse | Existing | Miscellaneous | Natural Gas | Miscellaneous | E5 | System - kBTUs of Consumption | 0 | 0 | 0 | 0 | 0 | 0 | 0 | 0 | 0 | 0 | 0 | 0 | 0 | 0 | 0 | 0 | 0 | 0 | 0 | 0 | 0 | 0 | 0 | 0 | 0 | 0 | 0 | 0 | 0 | 0 | 0 | 0 | 0
F3_Commercial_Warehouse_Existing_Miscellaneous_Natural Gas_Miscellaneous_E6 | F3 | Commercial | Warehouse | Existing | Miscellaneous | Natural Gas | Miscellaneous | E6 | System - kBTUs of Consumption | 0 | 0 | 0 | 0 | 0 | 0 | 0 | 0 | 0 | 0 | 0 | 0 | 0 | 0 | 0 | 0 | 0 | 0 | 0 | 0 | 0 | 0 | 0 | 0 | 0 | 0 | 0 | 0 | 0 | 0 | 0 | 0 | 0
F3_Commercial_Warehouse_Existing_Miscellaneous_Natural Gas_Miscellaneous_E7 | F3 | Commercial | Warehouse | Existing | Miscellaneous | Natural Gas | Miscellaneous | E7 | System - kBTUs of Consumption | 0 | 0 | 0 | 0 | 0 | 0 | 0 | 0 | 0 | 0 | 0 | 0 | 0 | 0 | 0 | 0 | 0 | 0 | 0 | 0 | 0 | 0 | 0 | 0 | 0 | 0 | 0 | 0 | 0 | 0 | 0 | 0 | 0
F3_Commercial_Warehouse_Existing_Miscellaneous_Natural Gas_Miscellaneous_E8 | F3 | Commercial | Warehouse | Existing | Miscellaneous | Natural Gas | Miscellaneous | E8 | System - kBTUs of Consumption | 0 | 0 | 0 | 0 | 0 | 0 | 0 | 0 | 0 | 0 | 0 | 0 | 0 | 0 | 0 | 0 | 0 | 0 | 0 | 0 | 0 | 0 | 0 | 0 | 0 | 0 | 0 | 0 | 0 | 0 | 0 | 0 | 0
F3_Commercial_Warehouse_Existing_Miscellaneous_Natural Gas_Miscellaneous_E9 | F3 | Commercial | Warehouse | Existing | Miscellaneous | Natural Gas | Miscellaneous | E9 | System - kBTUs of Consumption | 0 | 0 | 0 | 0 | 0 | 0 | 0 | 0 | 0 | 0 | 0 | 0 | 0 | 0 | 0 | 0 | 0 | 0 | 0 | 0 | 0 | 0 | 0 | 0 | 0 | 0 | 0 | 0 | 0 | 0 | 0 | 0 | 0
F3_Commercial_Warehouse_Existing_Miscellaneous_Natural Gas_Miscellaneous_E10 | F3 | Commercial | Warehouse | Existing | Miscellaneous | Natural Gas | Miscellaneous | E10 | System - kBTUs of Consumption | 0 | 0 | 0 | 0 | 0 | 0 | 0 | 0 | 0 | 0 | 0 | 0 | 0 | 0 | 0 | 0 | 0 | 0 | 0 | 0 | 0 | 0 | 0 | 0 | 0 | 0 | 0 | 0 | 0 | 0 | 0 | 0 | 0
F4_Commercial_Warehouse_Existing_Miscellaneous_Natural Gas_Miscellaneous_E1 | F4 | Commercial | Warehouse | Existing | Miscellaneous | Natural Gas | Miscellaneous | E1 | Utility - Cost of Equipment | 0 | 0 | 0 | 0 | 0 | 0 | 0 | 0 | 0 | 0 | 0 | 0 | 0 | 0 | 0 | 0 | 0 | 0 | 0 | 0 | 0 | 0 | 0 | 0 | 0 | 0 | 0 | 0 | 0 | 0 | 0 | 0 | 0
F4_Commercial_Warehouse_Existing_Miscellaneous_Natural Gas_Miscellaneous_E2 | F4 | Commercial | Warehouse | Existing | Miscellaneous | Natural Gas | Miscellaneous | E2 | Utility - Cost of Equipment | 0 | 0 | 0 | 0 | 0 | 0 | 0 | 0 | 0 | 0 | 0 | 0 | 0 | 0 | 0 | 0 | 0 | 0 | 0 | 0 | 0 | 0 | 0 | 0 | 0 | 0 | 0 | 0 | 0 | 0 | 0 | 0 | 0
F4_Commercial_Warehouse_Existing_Miscellaneous_Natural Gas_Miscellaneous_E3 | F4 | Commercial | Warehouse | Existing | Miscellaneous | Natural Gas | Miscellaneous | E3 | Utility - Cost of Equipment | 0 | 0 | 0 | 0 | 0 | 0 | 0 | 0 | 0 | 0 | 0 | 0 | 0 | 0 | 0 | 0 | 0 | 0 | 0 | 0 | 0 | 0 | 0 | 0 | 0 | 0 | 0 | 0 | 0 | 0 | 0 | 0 | 0
F4_Commercial_Warehouse_Existing_Miscellaneous_Natural Gas_Miscellaneous_E4 | F4 | Commercial | Warehouse | Existing | Miscellaneous | Natural Gas | Miscellaneous | E4 | Utility - Cost of Equipment | 0 | 0 | 0 | 0 | 0 | 0 | 0 | 0 | 0 | 0 | 0 | 0 | 0 | 0 | 0 | 0 | 0 | 0 | 0 | 0 | 0 | 0 | 0 | 0 | 0 | 0 | 0 | 0 | 0 | 0 | 0 | 0 | 0
F4_Commercial_Warehouse_Existing_Miscellaneous_Natural Gas_Miscellaneous_E5 | F4 | Commercial | Warehouse | Existing | Miscellaneous | Natural Gas | Miscellaneous | E5 | Utility - Cost of Equipment | 0 | 0 | 0 | 0 | 0 | 0 | 0 | 0 | 0 | 0 | 0 | 0 | 0 | 0 | 0 | 0 | 0 | 0 | 0 | 0 | 0 | 0 | 0 | 0 | 0 | 0 | 0 | 0 | 0 | 0 | 0 | 0 | 0
F4_Commercial_Warehouse_Existing_Miscellaneous_Natural Gas_Miscellaneous_E6 | F4 | Commercial | Warehouse | Existing | Miscellaneous | Natural Gas | Miscellaneous | E6 | Utility - Cost of Equipment | 0 | 0 | 0 | 0 | 0 | 0 | 0 | 0 | 0 | 0 | 0 | 0 | 0 | 0 | 0 | 0 | 0 | 0 | 0 | 0 | 0 | 0 | 0 | 0 | 0 | 0 | 0 | 0 | 0 | 0 | 0 | 0 | 0
F4_Commercial_Warehouse_Existing_Miscellaneous_Natural Gas_Miscellaneous_E7 | F4 | Commercial | Warehouse | Existing | Miscellaneous | Natural Gas | Miscellaneous | E7 | Utility - Cost of Equipment | 0 | 0 | 0 | 0 | 0 | 0 | 0 | 0 | 0 | 0 | 0 | 0 | 0 | 0 | 0 | 0 | 0 | 0 | 0 | 0 | 0 | 0 | 0 | 0 | 0 | 0 | 0 | 0 | 0 | 0 | 0 | 0 | 0
F4_Commercial_Warehouse_Existing_Miscellaneous_Natural Gas_Miscellaneous_E8 | F4 | Commercial | Warehouse | Existing | Miscellaneous | Natural Gas | Miscellaneous | E8 | Utility - Cost of Equipment | 0 | 0 | 0 | 0 | 0 | 0 | 0 | 0 | 0 | 0 | 0 | 0 | 0 | 0 | 0 | 0 | 0 | 0 | 0 | 0 | 0 | 0 | 0 | 0 | 0 | 0 | 0 | 0 | 0 | 0 | 0 | 0 | 0
F4_Commercial_Warehouse_Existing_Miscellaneous_Natural Gas_Miscellaneous_E9 | F4 | Commercial | Warehouse | Existing | Miscellaneous | Natural Gas | Miscellaneous | E9 | Utility - Cost of Equipment | 0 | 0 | 0 | 0 | 0 | 0 | 0 | 0 | 0 | 0 | 0 | 0 | 0 | 0 | 0 | 0 | 0 | 0 | 0 | 0 | 0 | 0 | 0 | 0 | 0 | 0 | 0 | 0 | 0 | 0 | 0 | 0 | 0
F4_Commercial_Warehouse_Existing_Miscellaneous_Natural Gas_Miscellaneous_E10 | F4 | Commercial | Warehouse | Existing | Miscellaneous | Natural Gas | Miscellaneous | E10 | Utility - Cost of Equipment | 0 | 0 | 0 | 0 | 0 | 0 | 0 | 0 | 0 | 0 | 0 | 0 | 0 | 0 | 0 | 0 | 0 | 0 | 0 | 0 | 0 | 0 | 0 | 0 | 0 | 0 | 0 | 0 | 0 | 0 | 0 | 0 | 0
F5_Commercial_Warehouse_Existing_Miscellaneous_Natural Gas_Miscellaneous_E1 | F5 | Commercial | Warehouse | Existing | Miscellaneous | Natural Gas | Miscellaneous | E1 | Utility - Cost of Operation | 0.00029703 | 0.00029703 | 0.00029703 | 0.00029703 | 0.00029703 | 0.00029703 | 0.00029703 | 0.00029703 | 0.00029703 | 0.00029703 | 0.00029703 | 0.00029703 | 0.00029703 | 0.00029703 | 0.00029703 | 0.00029703 | 0.00029703 | 0.00029703 | 0.00029703 | 0.00029703 | 0.00029703 | 0.00029703 | 0.00029703 | 0.00029703 | 0.00029703 | 0.00029703 | 0.00029703 | 0.00029703 | 0.00029703 | 0.00029703 | 0.00029703 | 0.00029703 | 0.00029703
F5_Commercial_Warehouse_Existing_Miscellaneous_Natural Gas_Miscellaneous_E2 | F5 | Commercial | Warehouse | Existing | Miscellaneous | Natural Gas | Miscellaneous | E2 | Utility - Cost of Operation | 0 | 0 | 0 | 0 | 0 | 0 | 0 | 0 | 0 | 0 | 0 | 0 | 0 | 0 | 0 | 0 | 0 | 0 | 0 | 0 | 0 | 0 | 0 | 0 | 0 | 0 | 0 | 0 | 0 | 0 | 0 | 0 | 0
F5_Commercial_Warehouse_Existing_Miscellaneous_Natural Gas_Miscellaneous_E3 | F5 | Commercial | Warehouse | Existing | Miscellaneous | Natural Gas | Miscellaneous | E3 | Utility - Cost of Operation | 0 | 0 | 0 | 0 | 0 | 0 | 0 | 0 | 0 | 0 | 0 | 0 | 0 | 0 | 0 | 0 | 0 | 0 | 0 | 0 | 0 | 0 | 0 | 0 | 0 | 0 | 0 | 0 | 0 | 0 | 0 | 0 | 0
F5_Commercial_Warehouse_Existing_Miscellaneous_Natural Gas_Miscellaneous_E4 | F5 | Commercial | Warehouse | Existing | Miscellaneous | Natural Gas | Miscellaneous | E4 | Utility - Cost of Operation | 0 | 0 | 0 | 0 | 0 | 0 | 0 | 0 | 0 | 0 | 0 | 0 | 0 | 0 | 0 | 0 | 0 | 0 | 0 | 0 | 0 | 0 | 0 | 0 | 0 | 0 | 0 | 0 | 0 | 0 | 0 | 0 | 0
F5_Commercial_Warehouse_Existing_Miscellaneous_Natural Gas_Miscellaneous_E5 | F5 | Commercial | Warehouse | Existing | Miscellaneous | Natural Gas | Miscellaneous | E5 | Utility - Cost of Operation | 0 | 0 | 0 | 0 | 0 | 0 | 0 | 0 | 0 | 0 | 0 | 0 | 0 | 0 | 0 | 0 | 0 | 0 | 0 | 0 | 0 | 0 | 0 | 0 | 0 | 0 | 0 | 0 | 0 | 0 | 0 | 0 | 0
F5_Commercial_Warehouse_Existing_Miscellaneous_Natural Gas_Miscellaneous_E6 | F5 | Commercial | Warehouse | Existing | Miscellaneous | Natural Gas | Miscellaneous | E6 | Utility - Cost of Operation | 0 | 0 | 0 | 0 | 0 | 0 | 0 | 0 | 0 | 0 | 0 | 0 | 0 | 0 | 0 | 0 | 0 | 0 | 0 | 0 | 0 | 0 | 0 | 0 | 0 | 0 | 0 | 0 | 0 | 0 | 0 | 0 | 0
F5_Commercial_Warehouse_Existing_Miscellaneous_Natural Gas_Miscellaneous_E7 | F5 | Commercial | Warehouse | Existing | Miscellaneous | Natural Gas | Miscellaneous | E7 | Utility - Cost of Operation | 0 | 0 | 0 | 0 | 0 | 0 | 0 | 0 | 0 | 0 | 0 | 0 | 0 | 0 | 0 | 0 | 0 | 0 | 0 | 0 | 0 | 0 | 0 | 0 | 0 | 0 | 0 | 0 | 0 | 0 | 0 | 0 | 0
F5_Commercial_Warehouse_Existing_Miscellaneous_Natural Gas_Miscellaneous_E8 | F5 | Commercial | Warehouse | Existing | Miscellaneous | Natural Gas | Miscellaneous | E8 | Utility - Cost of Operation | 0 | 0 | 0 | 0 | 0 | 0 | 0 | 0 | 0 | 0 | 0 | 0 | 0 | 0 | 0 | 0 | 0 | 0 | 0 | 0 | 0 | 0 | 0 | 0 | 0 | 0 | 0 | 0 | 0 | 0 | 0 | 0 | 0
F5_Commercial_Warehouse_Existing_Miscellaneous_Natural Gas_Miscellaneous_E9 | F5 | Commercial | Warehouse | Existing | Miscellaneous | Natural Gas | Miscellaneous | E9 | Utility - Cost of Operation | 0 | 0 | 0 | 0 | 0 | 0 | 0 | 0 | 0 | 0 | 0 | 0 | 0 | 0 | 0 | 0 | 0 | 0 | 0 | 0 | 0 | 0 | 0 | 0 | 0 | 0 | 0 | 0 | 0 | 0 | 0 | 0 | 0
F5_Commercial_Warehouse_Existing_Miscellaneous_Natural Gas_Miscellaneous_E10 | F5 | Commercial | Warehouse | Existing | Miscellaneous | Natural Gas | Miscellaneous | E10 | Utility - Cost of Operation | 0 | 0 | 0 | 0 | 0 | 0 | 0 | 0 | 0 | 0 | 0 | 0 | 0 | 0 | 0 | 0 | 0 | 0 | 0 | 0 | 0 | 0 | 0 | 0 | 0 | 0 | 0 | 0 | 0 | 0 | 0 | 0 | 0
F6_Commercial_Warehouse_Existing_Miscellaneous_Natural Gas_Miscellaneous_E1 | F6 | Commercial | Warehouse | Existing | Miscellaneous | Natural Gas | Miscellaneous | E1 | Utility - Value of Sales | 0.0012449 | 0.0012449 | 0.0012449 | 0.0012449 | 0.0012449 | 0.0012449 | 0.0012449 | 0.0012449 | 0.0012449 | 0.0012449 | 0.0012449 | 0.0012449 | 0.0012449 | 0.0012449 | 0.0012449 | 0.0012449 | 0.0012449 | 0.0012449 | 0.0012449 | 0.0012449 | 0.0012449 | 0.0012449 | 0.0012449 | 0.0012449 | 0.0012449 | 0.0012449 | 0.0012449 | 0.0012449 | 0.0012449 | 0.0012449 | 0.0012449 | 0.0012449 | 0.0012449
F6_Commercial_Warehouse_Existing_Miscellaneous_Natural Gas_Miscellaneous_E2 | F6 | Commercial | Warehouse | Existing | Miscellaneous | Natural Gas | Miscellaneous | E2 | Utility - Value of Sales | 0 | 0 | 0 | 0 | 0 | 0 | 0 | 0 | 0 | 0 | 0 | 0 | 0 | 0 | 0 | 0 | 0 | 0 | 0 | 0 | 0 | 0 | 0 | 0 | 0 | 0 | 0 | 0 | 0 | 0 | 0 | 0 | 0
F6_Commercial_Warehouse_Existing_Miscellaneous_Natural Gas_Miscellaneous_E3 | F6 | Commercial | Warehouse | Existing | Miscellaneous | Natural Gas | Miscellaneous | E3 | Utility - Value of Sales | 0 | 0 | 0 | 0 | 0 | 0 | 0 | 0 | 0 | 0 | 0 | 0 | 0 | 0 | 0 | 0 | 0 | 0 | 0 | 0 | 0 | 0 | 0 | 0 | 0 | 0 | 0 | 0 | 0 | 0 | 0 | 0 | 0
F6_Commercial_Warehouse_Existing_Miscellaneous_Natural Gas_Miscellaneous_E4 | F6 | Commercial | Warehouse | Existing | Miscellaneous | Natural Gas | Miscellaneous | E4 | Utility - Value of Sales | 0 | 0 | 0 | 0 | 0 | 0 | 0 | 0 | 0 | 0 | 0 | 0 | 0 | 0 | 0 | 0 | 0 | 0 | 0 | 0 | 0 | 0 | 0 | 0 | 0 | 0 | 0 | 0 | 0 | 0 | 0 | 0 | 0
F6_Commercial_Warehouse_Existing_Miscellaneous_Natural Gas_Miscellaneous_E5 | F6 | Commercial | Warehouse | Existing | Miscellaneous | Natural Gas | Miscellaneous | E5 | Utility - Value of Sales | 0 | 0 | 0 | 0 | 0 | 0 | 0 | 0 | 0 | 0 | 0 | 0 | 0 | 0 | 0 | 0 | 0 | 0 | 0 | 0 | 0 | 0 | 0 | 0 | 0 | 0 | 0 | 0 | 0 | 0 | 0 | 0 | 0
F6_Commercial_Warehouse_Existing_Miscellaneous_Natural Gas_Miscellaneous_E6 | F6 | Commercial | Warehouse | Existing | Miscellaneous | Natural Gas | Miscellaneous | E6 | Utility - Value of Sales | 0 | 0 | 0 | 0 | 0 | 0 | 0 | 0 | 0 | 0 | 0 | 0 | 0 | 0 | 0 | 0 | 0 | 0 | 0 | 0 | 0 | 0 | 0 | 0 | 0 | 0 | 0 | 0 | 0 | 0 | 0 | 0 | 0
F6_Commercial_Warehouse_Existing_Miscellaneous_Natural Gas_Miscellaneous_E7 | F6 | Commercial | Warehouse | Existing | Miscellaneous | Natural Gas | Miscellaneous | E7 | Utility - Value of Sales | 0 | 0 | 0 | 0 | 0 | 0 | 0 | 0 | 0 | 0 | 0 | 0 | 0 | 0 | 0 | 0 | 0 | 0 | 0 | 0 | 0 | 0 | 0 | 0 | 0 | 0 | 0 | 0 | 0 | 0 | 0 | 0 | 0
F6_Commercial_Warehouse_Existing_Miscellaneous_Natural Gas_Miscellaneous_E8 | F6 | Commercial | Warehouse | Existing | Miscellaneous | Natural Gas | Miscellaneous | E8 | Utility - Value of Sales | 0 | 0 | 0 | 0 | 0 | 0 | 0 | 0 | 0 | 0 | 0 | 0 | 0 | 0 | 0 | 0 | 0 | 0 | 0 | 0 | 0 | 0 | 0 | 0 | 0 | 0 | 0 | 0 | 0 | 0 | 0 | 0 | 0
F6_Commercial_Warehouse_Existing_Miscellaneous_Natural Gas_Miscellaneous_E9 | F6 | Commercial | Warehouse | Existing | Miscellaneous | Natural Gas | Miscellaneous | E9 | Utility - Value of Sales | 0 | 0 | 0 | 0 | 0 | 0 | 0 | 0 | 0 | 0 | 0 | 0 | 0 | 0 | 0 | 0 | 0 | 0 | 0 | 0 | 0 | 0 | 0 | 0 | 0 | 0 | 0 | 0 | 0 | 0 | 0 | 0 | 0
F6_Commercial_Warehouse_Existing_Miscellaneous_Natural Gas_Miscellaneous_E10 | F6 | Commercial | Warehouse | Existing | Miscellaneous | Natural Gas | Miscellaneous | E10 | Utility - Value of Sales | 0 | 0 | 0 | 0 | 0 | 0 | 0 | 0 | 0 | 0 | 0 | 0 | 0 | 0 | 0 | 0 | 0 | 0 | 0 | 0 | 0 | 0 | 0 | 0 | 0 | 0 | 0 | 0 | 0 | 0 | 0 | 0 | 0
F1_Commercial_Warehouse_New_Space Heating_Natural Gas_Furnace_E1 | F1 | Commercial | Warehouse | New | Space Heating | Natural Gas | Furnace | E1 | RVT - Cost of Equipment | 0.43303 | 0.43341 | 0.43383 | 0.43446 | 0.43536 | 0.43672 | 0.43767 | 0.43841 | 0.43923 | 0.43999 | 0.44051 | 0.44083 | 0.44112 | 0.44138 | 0.44172 | 0.44186 | 0.4421 | 0.44256 | 0.44304 | 0.4436 | 0.44426 | 0.44482 | 0.44525 | 0.44558 | 0.4458 | 0.44586 | 0.44575 | 0.44551 | 0.44532 | 0.44523 | 0.44529 | 0.44532 | 0.44532
F1_Commercial_Warehouse_New_Space Heating_Natural Gas_Furnace_E2 | F1 | Commercial | Warehouse | New | Space Heating | Natural Gas | Furnace | E2 | RVT - Cost of Equipment | 0.3849 | 0.38525 | 0.38562 | 0.38618 | 0.38697 | 0.38819 | 0.38903 | 0.38969 | 0.39042 | 0.39109 | 0.39156 | 0.39184 | 0.3921 | 0.39233 | 0.39263 | 0.39275 | 0.39297 | 0.39337 | 0.3938 | 0.3943 | 0.39489 | 0.39538 | 0.39577 | 0.39606 | 0.39625 | 0.39631 | 0.39621 | 0.39599 | 0.39583 | 0.39575 | 0.3958 | 0.39583 | 0.39583
F1_Commercial_Warehouse_New_Space Heating_Natural Gas_Furnace_E3 | F1 | Commercial | Warehouse | New | Space Heating | Natural Gas | Furnace | E3 | RVT - Cost of Equipment | 0.36086 | 0.36118 | 0.36153 | 0.36205 | 0.3628 | 0.36393 | 0.36473 | 0.36534 | 0.36603 | 0.36666 | 0.36709 | 0.36736 | 0.3676 | 0.36782 | 0.3681 | 0.36822 | 0.36842 | 0.3688 | 0.3692 | 0.36966 | 0.37022 | 0.37068 | 0.37104 | 0.37132 | 0.3715 | 0.37155 | 0.37145 | 0.37125 | 0.3711 | 0.37102 | 0.37108 | 0.3711 | 0.3711
F1_Commercial_Warehouse_New_Space Heating_Natural Gas_Furnace_E4 | F1 | Commercial | Warehouse | New | Space Heating | Natural Gas | Furnace | E4 | RVT - Cost of Equipment | 0.35824 | 0.35855 | 0.35888 | 0.35942 | 0.36022 | 0.36152 | 0.36236 | 0.36297 | 0.36368 | 0.36435 | 0.3648 | 0.36508 | 0.36535 | 0.36563 | 0.36601 | 0.36619 | 0.36649 | 0.36701 | 0.36754 | 0.36816 | 0.36887 | 0.36947 | 0.36995 | 0.37031 | 0.37054 | 0.37061 | 0.37049 | 0.37022 | 0.37002 | 0.36992 | 0.36999 | 0.37002 | 0.37002
F1_Commercial_Warehouse_New_Space Heating_Natural Gas_Furnace_E5 | F1 | Commercial | Warehouse | New | Space Heating | Natural Gas | Furnace | E5 | RVT - Cost of Equipment | 0 | 0 | 0 | 0 | 0 | 0 | 0 | 0 | 0 | 0 | 0 | 0 | 0 | 0 | 0 | 0 | 0 | 0 | 0 | 0 | 0 | 0 | 0 | 0 | 0 | 0 | 0 | 0 | 0 | 0 | 0 | 0 | 0
F1_Commercial_Warehouse_New_Space Heating_Natural Gas_Furnace_E6 | F1 | Commercial | Warehouse | New | Space Heating | Natural Gas | Furnace | E6 | RVT - Cost of Equipment | 0 | 0 | 0 | 0 | 0 | 0 | 0 | 0 | 0 | 0 | 0 | 0 | 0 | 0 | 0 | 0 | 0 | 0 | 0 | 0 | 0 | 0 | 0 | 0 | 0 | 0 | 0 | 0 | 0 | 0 | 0 | 0 | 0
F1_Commercial_Warehouse_New_Space Heating_Natural Gas_Furnace_E7 | F1 | Commercial | Warehouse | New | Space Heating | Natural Gas | Furnace | E7 | RVT - Cost of Equipment | 0 | 0 | 0 | 0 | 0 | 0 | 0 | 0 | 0 | 0 | 0 | 0 | 0 | 0 | 0 | 0 | 0 | 0 | 0 | 0 | 0 | 0 | 0 | 0 | 0 | 0 | 0 | 0 | 0 | 0 | 0 | 0 | 0
F1_Commercial_Warehouse_New_Space Heating_Natural Gas_Furnace_E8 | F1 | Commercial | Warehouse | New | Space Heating | Natural Gas | Furnace | E8 | RVT - Cost of Equipment | 0 | 0 | 0 | 0 | 0 | 0 | 0 | 0 | 0 | 0 | 0 | 0 | 0 | 0 | 0 | 0 | 0 | 0 | 0 | 0 | 0 | 0 | 0 | 0 | 0 | 0 | 0 | 0 | 0 | 0 | 0 | 0 | 0
F1_Commercial_Warehouse_New_Space Heating_Natural Gas_Furnace_E9 | F1 | Commercial | Warehouse | New | Space Heating | Natural Gas | Furnace | E9 | RVT - Cost of Equipment | 0 | 0 | 0 | 0 | 0 | 0 | 0 | 0 | 0 | 0 | 0 | 0 | 0 | 0 | 0 | 0 | 0 | 0 | 0 | 0 | 0 | 0 | 0 | 0 | 0 | 0 | 0 | 0 | 0 | 0 | 0 | 0 | 0
F1_Commercial_Warehouse_New_Space Heating_Natural Gas_Furnace_E10 | F1 | Commercial | Warehouse | New | Space Heating | Natural Gas | Furnace | E10 | RVT - Cost of Equipment | 0 | 0 | 0 | 0 | 0 | 0 | 0 | 0 | 0 | 0 | 0 | 0 | 0 | 0 | 0 | 0 | 0 | 0 | 0 | 0 | 0 | 0 | 0 | 0 | 0 | 0 | 0 | 0 | 0 | 0 | 0 | 0 | 0
F2_Commercial_Warehouse_New_Space Heating_Natural Gas_Furnace_E1 | F2 | Commercial | Warehouse | New | Space Heating | Natural Gas | Furnace | E1 | RVT - Cost of Operation | 0.5188 | 0.51926 | 0.51976 | 0.52051 | 0.52159 | 0.52322 | 0.52436 | 0.52525 | 0.52623 | 0.52714 | 0.52776 | 0.52815 | 0.52849 | 0.5288 | 0.52921 | 0.52938 | 0.52966 | 0.53021 | 0.53079 | 0.53146 | 0.53225 | 0.53292 | 0.53344 | 0.53383 | 0.5341 | 0.53417 | 0.53403 | 0.53374 | 0.53352 | 0.53341 | 0.53349 | 0.53352 | 0.53352
F2_Commercial_Warehouse_New_Space Heating_Natural Gas_Furnace_E2 | F2 | Commercial | Warehouse | New | Space Heating | Natural Gas | Furnace | E2 | RVT - Cost of Operation | 0.46114 | 0.46155 | 0.462 | 0.46267 | 0.46362 | 0.46507 | 0.46609 | 0.46687 | 0.46775 | 0.46855 | 0.46911 | 0.46945 | 0.46976 | 0.47004 | 0.4704 | 0.47054 | 0.4708 | 0.47129 | 0.4718 | 0.4724 | 0.4731 | 0.47369 | 0.47416 | 0.47451 | 0.47474 | 0.47481 | 0.47468 | 0.47443 | 0.47423 | 0.47413 | 0.4742 | 0.47423 | 0.47423
F2_Commercial_Warehouse_New_Space Heating_Natural Gas_Furnace_E3 | F2 | Commercial | Warehouse | New | Space Heating | Natural Gas | Furnace | E3 | RVT - Cost of Operation | 0.43233 | 0.43271 | 0.43313 | 0.43376 | 0.43466 | 0.43602 | 0.43697 | 0.43771 | 0.43852 | 0.43928 | 0.4398 | 0.44012 | 0.44041 | 0.44067 | 0.44101 | 0.44115 | 0.44139 | 0.44184 | 0.44232 | 0.44288 | 0.44355 | 0.4441 | 0.44453 | 0.44486 | 0.44508 | 0.44514 | 0.44503 | 0.44479 | 0.4446 | 0.44451 | 0.44457 | 0.4446 | 0.4446
F2_Commercial_Warehouse_New_Space Heating_Natural Gas_Furnace_E4 | F2 | Commercial | Warehouse | New | Space Heating | Natural Gas | Furnace | E4 | RVT - Cost of Operation | 0.42919 | 0.42957 | 0.42996 | 0.4306 | 0.43156 | 0.43312 | 0.43413 | 0.43486 | 0.43571 | 0.43652 | 0.43706 | 0.43739 | 0.43772 | 0.43805 | 0.43851 | 0.43872 | 0.43907 | 0.4397 | 0.44034 | 0.44107 | 0.44193 | 0.44265 | 0.44322 | 0.44365 | 0.44394 | 0.44402 | 0.44387 | 0.44355 | 0.44331 | 0.44319 | 0.44327 | 0.44331 | 0.44331
F2_Commercial_Warehouse_New_Space Heating_Natural Gas_Furnace_E5 | F2 | Commercial | Warehouse | New | Space Heating | Natural Gas | Furnace | E5 | RVT - Cost of Operation | 0 | 0 | 0 | 0 | 0 | 0 | 0 | 0 | 0 | 0 | 0 | 0 | 0 | 0 | 0 | 0 | 0 | 0 | 0 | 0 | 0 | 0 | 0 | 0 | 0 | 0 | 0 | 0 | 0 | 0 | 0 | 0 | 0
F2_Commercial_Warehouse_New_Space Heating_Natural Gas_Furnace_E6 | F2 | Commercial | Warehouse | New | Space Heating | Natural Gas | Furnace | E6 | RVT - Cost of Operation | 0 | 0 | 0 | 0 | 0 | 0 | 0 | 0 | 0 | 0 | 0 | 0 | 0 | 0 | 0 | 0 | 0 | 0 | 0 | 0 | 0 | 0 | 0 | 0 | 0 | 0 | 0 | 0 | 0 | 0 | 0 | 0 | 0
F2_Commercial_Warehouse_New_Space Heating_Natural Gas_Furnace_E7 | F2 | Commercial | Warehouse | New | Space Heating | Natural Gas | Furnace | E7 | RVT - Cost of Operation | 0 | 0 | 0 | 0 | 0 | 0 | 0 | 0 | 0 | 0 | 0 | 0 | 0 | 0 | 0 | 0 | 0 | 0 | 0 | 0 | 0 | 0 | 0 | 0 | 0 | 0 | 0 | 0 | 0 | 0 | 0 | 0 | 0
F2_Commercial_Warehouse_New_Space Heating_Natural Gas_Furnace_E8 | F2 | Commercial | Warehouse | New | Space Heating | Natural Gas | Furnace | E8 | RVT - Cost of Operation | 0 | 0 | 0 | 0 | 0 | 0 | 0 | 0 | 0 | 0 | 0 | 0 | 0 | 0 | 0 | 0 | 0 | 0 | 0 | 0 | 0 | 0 | 0 | 0 | 0 | 0 | 0 | 0 | 0 | 0 | 0 | 0 | 0
F2_Commercial_Warehouse_New_Space Heating_Natural Gas_Furnace_E9 | F2 | Commercial | Warehouse | New | Space Heating | Natural Gas | Furnace | E9 | RVT - Cost of Operation | 0 | 0 | 0 | 0 | 0 | 0 | 0 | 0 | 0 | 0 | 0 | 0 | 0 | 0 | 0 | 0 | 0 | 0 | 0 | 0 | 0 | 0 | 0 | 0 | 0 | 0 | 0 | 0 | 0 | 0 | 0 | 0 | 0
F2_Commercial_Warehouse_New_Space Heating_Natural Gas_Furnace_E10 | F2 | Commercial | Warehouse | New | Space Heating | Natural Gas | Furnace | E10 | RVT - Cost of Operation | 0 | 0 | 0 | 0 | 0 | 0 | 0 | 0 | 0 | 0 | 0 | 0 | 0 | 0 | 0 | 0 | 0 | 0 | 0 | 0 | 0 | 0 | 0 | 0 | 0 | 0 | 0 | 0 | 0 | 0 | 0 | 0 | 0
F3_Commercial_Warehouse_New_Space Heating_Natural Gas_Furnace_E1 | F3 | Commercial | Warehouse | New | Space Heating | Natural Gas | Furnace | E1 | System - kBTUs of Consumption | 0.019797 | 0.019797 | 0.019797 | 0.019797 | 0.019797 | 0.019797 | 0.019797 | 0.019797 | 0.019797 | 0.019797 | 0.019797 | 0.019797 | 0.019797 | 0.019797 | 0.019797 | 0.019797 | 0.019797 | 0.019797 | 0.019797 | 0.019797 | 0.019797 | 0.019797 | 0.019797 | 0.019797 | 0.019797 | 0.019797 | 0.019797 | 0.019797 | 0.019797 | 0.019797 | 0.019797 | 0.019797 | 0.019797
F3_Commercial_Warehouse_New_Space Heating_Natural Gas_Furnace_E2 | F3 | Commercial | Warehouse | New | Space Heating | Natural Gas | Furnace | E2 | System - kBTUs of Consumption | 0.024087 | 0.024087 | 0.024087 | 0.024087 | 0.024087 | 0.024087 | 0.024087 | 0.024087 | 0.024087 | 0.024087 | 0.024087 | 0.024087 | 0.024087 | 0.024087 | 0.024087 | 0.024087 | 0.024087 | 0.024087 | 0.024087 | 0.024087 | 0.024087 | 0.024087 | 0.024087 | 0.024087 | 0.024087 | 0.024087 | 0.024087 | 0.024087 | 0.024087 | 0.024087 | 0.024087 | 0.024087 | 0.024087
F3_Commercial_Warehouse_New_Space Heating_Natural Gas_Furnace_E3 | F3 | Commercial | Warehouse | New | Space Heating | Natural Gas | Furnace | E3 | System - kBTUs of Consumption | 0.028377 | 0.028377 | 0.028377 | 0.028377 | 0.028377 | 0.028377 | 0.028377 | 0.028377 | 0.028377 | 0.028377 | 0.028377 | 0.028377 | 0.028377 | 0.028377 | 0.028377 | 0.028377 | 0.028377 | 0.028377 | 0.028377 | 0.028377 | 0.028377 | 0.028377 | 0.028377 | 0.028377 | 0.028377 | 0.028377 | 0.028377 | 0.028377 | 0.028377 | 0.028377 | 0.028377 | 0.028377 | 0.028377
F3_Commercial_Warehouse_New_Space Heating_Natural Gas_Furnace_E4 | F3 | Commercial | Warehouse | New | Space Heating | Natural Gas | Furnace | E4 | System - kBTUs of Consumption | 0.5611 | 0.5611 | 0.5611 | 0.5611 | 0.5611 | 0.5611 | 0.5611 | 0.5611 | 0.5611 | 0.5611 | 0.5611 | 0.5611 | 0.5611 | 0.5611 | 0.5611 | 0.5611 | 0.5611 | 0.5611 | 0.5611 | 0.5611 | 0.5611 | 0.5611 | 0.5611 | 0.5611 | 0.5611 | 0.5611 | 0.5611 | 0.5611 | 0.5611 | 0.5611 | 0.5611 | 0.5611 | 0.5611
F3_Commercial_Warehouse_New_Space Heating_Natural Gas_Furnace_E5 | F3 | Commercial | Warehouse | New | Space Heating | Natural Gas | Furnace | E5 | System - kBTUs of Consumption | 0 | 0 | 0 | 0 | 0 | 0 | 0 | 0 | 0 | 0 | 0 | 0 | 0 | 0 | 0 | 0 | 0 | 0 | 0 | 0 | 0 | 0 | 0 | 0 | 0 | 0 | 0 | 0 | 0 | 0 | 0 | 0 | 0
F3_Commercial_Warehouse_New_Space Heating_Natural Gas_Furnace_E6 | F3 | Commercial | Warehouse | New | Space Heating | Natural Gas | Furnace | E6 | System - kBTUs of Consumption | 0 | 0 | 0 | 0 | 0 | 0 | 0 | 0 | 0 | 0 | 0 | 0 | 0 | 0 | 0 | 0 | 0 | 0 | 0 | 0 | 0 | 0 | 0 | 0 | 0 | 0 | 0 | 0 | 0 | 0 | 0 | 0 | 0
F3_Commercial_Warehouse_New_Space Heating_Natural Gas_Furnace_E7 | F3 | Commercial | Warehouse | New | Space Heating | Natural Gas | Furnace | E7 | System - kBTUs of Consumption | 0 | 0 | 0 | 0 | 0 | 0 | 0 | 0 | 0 | 0 | 0 | 0 | 0 | 0 | 0 | 0 | 0 | 0 | 0 | 0 | 0 | 0 | 0 | 0 | 0 | 0 | 0 | 0 | 0 | 0 | 0 | 0 | 0
F3_Commercial_Warehouse_New_Space Heating_Natural Gas_Furnace_E8 | F3 | Commercial | Warehouse | New | Space Heating | Natural Gas | Furnace | E8 | System - kBTUs of Consumption | 0 | 0 | 0 | 0 | 0 | 0 | 0 | 0 | 0 | 0 | 0 | 0 | 0 | 0 | 0 | 0 | 0 | 0 | 0 | 0 | 0 | 0 | 0 | 0 | 0 | 0 | 0 | 0 | 0 | 0 | 0 | 0 | 0
F3_Commercial_Warehouse_New_Space Heating_Natural Gas_Furnace_E9 | F3 | Commercial | Warehouse | New | Space Heating | Natural Gas | Furnace | E9 | System - kBTUs of Consumption | 0 | 0 | 0 | 0 | 0 | 0 | 0 | 0 | 0 | 0 | 0 | 0 | 0 | 0 | 0 | 0 | 0 | 0 | 0 | 0 | 0 | 0 | 0 | 0 | 0 | 0 | 0 | 0 | 0 | 0 | 0 | 0 | 0
F3_Commercial_Warehouse_New_Space Heating_Natural Gas_Furnace_E10 | F3 | Commercial | Warehouse | New | Space Heating | Natural Gas | Furnace | E10 | System - kBTUs of Consumption | 0 | 0 | 0 | 0 | 0 | 0 | 0 | 0 | 0 | 0 | 0 | 0 | 0 | 0 | 0 | 0 | 0 | 0 | 0 | 0 | 0 | 0 | 0 | 0 | 0 | 0 | 0 | 0 | 0 | 0 | 0 | 0 | 0
F4_Commercial_Warehouse_New_Space Heating_Natural Gas_Furnace_E1 | F4 | Commercial | Warehouse | New | Space Heating | Natural Gas | Furnace | E1 | Utility - Cost of Equipment | 0.5188 | 0.51926 | 0.51976 | 0.52051 | 0.52159 | 0.52322 | 0.52436 | 0.52525 | 0.52623 | 0.52714 | 0.52776 | 0.52815 | 0.52849 | 0.5288 | 0.52921 | 0.52938 | 0.52966 | 0.53021 | 0.53079 | 0.53146 | 0.53225 | 0.53292 | 0.53344 | 0.53383 | 0.5341 | 0.53417 | 0.53403 | 0.53374 | 0.53352 | 0.53341 | 0.53349 | 0.53352 | 0.53352
F4_Commercial_Warehouse_New_Space Heating_Natural Gas_Furnace_E2 | F4 | Commercial | Warehouse | New | Space Heating | Natural Gas | Furnace | E2 | Utility - Cost of Equipment | 0.46114 | 0.46155 | 0.462 | 0.46267 | 0.46362 | 0.46507 | 0.46609 | 0.46687 | 0.46775 | 0.46855 | 0.46911 | 0.46945 | 0.46976 | 0.47004 | 0.4704 | 0.47054 | 0.4708 | 0.47129 | 0.4718 | 0.4724 | 0.4731 | 0.47369 | 0.47416 | 0.47451 | 0.47474 | 0.47481 | 0.47468 | 0.47443 | 0.47423 | 0.47413 | 0.4742 | 0.47423 | 0.47423
F4_Commercial_Warehouse_New_Space Heating_Natural Gas_Furnace_E3 | F4 | Commercial | Warehouse | New | Space Heating | Natural Gas | Furnace | E3 | Utility - Cost of Equipment | 0.43233 | 0.43271 | 0.43313 | 0.43376 | 0.43466 | 0.43602 | 0.43697 | 0.43771 | 0.43852 | 0.43928 | 0.4398 | 0.44012 | 0.44041 | 0.44067 | 0.44101 | 0.44115 | 0.44139 | 0.44184 | 0.44232 | 0.44288 | 0.44355 | 0.4441 | 0.44453 | 0.44486 | 0.44508 | 0.44514 | 0.44503 | 0.44479 | 0.4446 | 0.44451 | 0.44457 | 0.4446 | 0.4446
F4_Commercial_Warehouse_New_Space Heating_Natural Gas_Furnace_E4 | F4 | Commercial | Warehouse | New | Space Heating | Natural Gas | Furnace | E4 | Utility - Cost of Equipment | 0.42919 | 0.42957 | 0.42996 | 0.4306 | 0.43156 | 0.43312 | 0.43413 | 0.43486 | 0.43571 | 0.43652 | 0.43706 | 0.43739 | 0.43772 | 0.43805 | 0.43851 | 0.43872 | 0.43907 | 0.4397 | 0.44034 | 0.44107 | 0.44193 | 0.44265 | 0.44322 | 0.44365 | 0.44394 | 0.44402 | 0.44387 | 0.44355 | 0.44331 | 0.44319 | 0.44327 | 0.44331 | 0.44331
F4_Commercial_Warehouse_New_Space Heating_Natural Gas_Furnace_E5 | F4 | Commercial | Warehouse | New | Space Heating | Natural Gas | Furnace | E5 | Utility - Cost of Equipment | 0 | 0 | 0 | 0 | 0 | 0 | 0 | 0 | 0 | 0 | 0 | 0 | 0 | 0 | 0 | 0 | 0 | 0 | 0 | 0 | 0 | 0 | 0 | 0 | 0 | 0 | 0 | 0 | 0 | 0 | 0 | 0 | 0
F4_Commercial_Warehouse_New_Space Heating_Natural Gas_Furnace_E6 | F4 | Commercial | Warehouse | New | Space Heating | Natural Gas | Furnace | E6 | Utility - Cost of Equipment | 0 | 0 | 0 | 0 | 0 | 0 | 0 | 0 | 0 | 0 | 0 | 0 | 0 | 0 | 0 | 0 | 0 | 0 | 0 | 0 | 0 | 0 | 0 | 0 | 0 | 0 | 0 | 0 | 0 | 0 | 0 | 0 | 0
F4_Commercial_Warehouse_New_Space Heating_Natural Gas_Furnace_E7 | F4 | Commercial | Warehouse | New | Space Heating | Natural Gas | Furnace | E7 | Utility - Cost of Equipment | 0 | 0 | 0 | 0 | 0 | 0 | 0 | 0 | 0 | 0 | 0 | 0 | 0 | 0 | 0 | 0 | 0 | 0 | 0 | 0 | 0 | 0 | 0 | 0 | 0 | 0 | 0 | 0 | 0 | 0 | 0 | 0 | 0
F4_Commercial_Warehouse_New_Space Heating_Natural Gas_Furnace_E8 | F4 | Commercial | Warehouse | New | Space Heating | Natural Gas | Furnace | E8 | Utility - Cost of Equipment | 0 | 0 | 0 | 0 | 0 | 0 | 0 | 0 | 0 | 0 | 0 | 0 | 0 | 0 | 0 | 0 | 0 | 0 | 0 | 0 | 0 | 0 | 0 | 0 | 0 | 0 | 0 | 0 | 0 | 0 | 0 | 0 | 0
F4_Commercial_Warehouse_New_Space Heating_Natural Gas_Furnace_E9 | F4 | Commercial | Warehouse | New | Space Heating | Natural Gas | Furnace | E9 | Utility - Cost of Equipment | 0 | 0 | 0 | 0 | 0 | 0 | 0 | 0 | 0 | 0 | 0 | 0 | 0 | 0 | 0 | 0 | 0 | 0 | 0 | 0 | 0 | 0 | 0 | 0 | 0 | 0 | 0 | 0 | 0 | 0 | 0 | 0 | 0
F4_Commercial_Warehouse_New_Space Heating_Natural Gas_Furnace_E10 | F4 | Commercial | Warehouse | New | Space Heating | Natural Gas | Furnace | E10 | Utility - Cost of Equipment | 0 | 0 | 0 | 0 | 0 | 0 | 0 | 0 | 0 | 0 | 0 | 0 | 0 | 0 | 0 | 0 | 0 | 0 | 0 | 0 | 0 | 0 | 0 | 0 | 0 | 0 | 0 | 0 | 0 | 0 | 0 | 0 | 0
F5_Commercial_Warehouse_New_Space Heating_Natural Gas_Furnace_E1 | F5 | Commercial | Warehouse | New | Space Heating | Natural Gas | Furnace | E1 | Utility - Cost of Operation | 0.019797 | 0.019797 | 0.019797 | 0.019797 | 0.019797 | 0.019797 | 0.019797 | 0.019797 | 0.019797 | 0.019797 | 0.019797 | 0.019797 | 0.019797 | 0.019797 | 0.019797 | 0.019797 | 0.019797 | 0.019797 | 0.019797 | 0.019797 | 0.019797 | 0.019797 | 0.019797 | 0.019797 | 0.019797 | 0.019797 | 0.019797 | 0.019797 | 0.019797 | 0.019797 | 0.019797 | 0.019797 | 0.019797
F5_Commercial_Warehouse_New_Space Heating_Natural Gas_Furnace_E2 | F5 | Commercial | Warehouse | New | Space Heating | Natural Gas | Furnace | E2 | Utility - Cost of Operation | 0.024087 | 0.024087 | 0.024087 | 0.024087 | 0.024087 | 0.024087 | 0.024087 | 0.024087 | 0.024087 | 0.024087 | 0.024087 | 0.024087 | 0.024087 | 0.024087 | 0.024087 | 0.024087 | 0.024087 | 0.024087 | 0.024087 | 0.024087 | 0.024087 | 0.024087 | 0.024087 | 0.024087 | 0.024087 | 0.024087 | 0.024087 | 0.024087 | 0.024087 | 0.024087 | 0.024087 | 0.024087 | 0.024087
F5_Commercial_Warehouse_New_Space Heating_Natural Gas_Furnace_E3 | F5 | Commercial | Warehouse | New | Space Heating | Natural Gas | Furnace | E3 | Utility - Cost of Operation | 0.028377 | 0.028377 | 0.028377 | 0.028377 | 0.028377 | 0.028377 | 0.028377 | 0.028377 | 0.028377 | 0.028377 | 0.028377 | 0.028377 | 0.028377 | 0.028377 | 0.028377 | 0.028377 | 0.028377 | 0.028377 | 0.028377 | 0.028377 | 0.028377 | 0.028377 | 0.028377 | 0.028377 | 0.028377 | 0.028377 | 0.028377 | 0.028377 | 0.028377 | 0.028377 | 0.028377 | 0.028377 | 0.028377
F5_Commercial_Warehouse_New_Space Heating_Natural Gas_Furnace_E4 | F5 | Commercial | Warehouse | New | Space Heating | Natural Gas | Furnace | E4 | Utility - Cost of Operation | 0.5611 | 0.5611 | 0.5611 | 0.5611 | 0.5611 | 0.5611 | 0.5611 | 0.5611 | 0.5611 | 0.5611 | 0.5611 | 0.5611 | 0.5611 | 0.5611 | 0.5611 | 0.5611 | 0.5611 | 0.5611 | 0.5611 | 0.5611 | 0.5611 | 0.5611 | 0.5611 | 0.5611 | 0.5611 | 0.5611 | 0.5611 | 0.5611 | 0.5611 | 0.5611 | 0.5611 | 0.5611 | 0.5611
F5_Commercial_Warehouse_New_Space Heating_Natural Gas_Furnace_E5 | F5 | Commercial | Warehouse | New | Space Heating | Natural Gas | Furnace | E5 | Utility - Cost of Operation | 0 | 0 | 0 | 0 | 0 | 0 | 0 | 0 | 0 | 0 | 0 | 0 | 0 | 0 | 0 | 0 | 0 | 0 | 0 | 0 | 0 | 0 | 0 | 0 | 0 | 0 | 0 | 0 | 0 | 0 | 0 | 0 | 0
F5_Commercial_Warehouse_New_Space Heating_Natural Gas_Furnace_E6 | F5 | Commercial | Warehouse | New | Space Heating | Natural Gas | Furnace | E6 | Utility - Cost of Operation | 0 | 0 | 0 | 0 | 0 | 0 | 0 | 0 | 0 | 0 | 0 | 0 | 0 | 0 | 0 | 0 | 0 | 0 | 0 | 0 | 0 | 0 | 0 | 0 | 0 | 0 | 0 | 0 | 0 | 0 | 0 | 0 | 0
F5_Commercial_Warehouse_New_Space Heating_Natural Gas_Furnace_E7 | F5 | Commercial | Warehouse | New | Space Heating | Natural Gas | Furnace | E7 | Utility - Cost of Operation | 0 | 0 | 0 | 0 | 0 | 0 | 0 | 0 | 0 | 0 | 0 | 0 | 0 | 0 | 0 | 0 | 0 | 0 | 0 | 0 | 0 | 0 | 0 | 0 | 0 | 0 | 0 | 0 | 0 | 0 | 0 | 0 | 0
F5_Commercial_Warehouse_New_Space Heating_Natural Gas_Furnace_E8 | F5 | Commercial | Warehouse | New | Space Heating | Natural Gas | Furnace | E8 | Utility - Cost of Operation | 0 | 0 | 0 | 0 | 0 | 0 | 0 | 0 | 0 | 0 | 0 | 0 | 0 | 0 | 0 | 0 | 0 | 0 | 0 | 0 | 0 | 0 | 0 | 0 | 0 | 0 | 0 | 0 | 0 | 0 | 0 | 0 | 0
F5_Commercial_Warehouse_New_Space Heating_Natural Gas_Furnace_E9 | F5 | Commercial | Warehouse | New | Space Heating | Natural Gas | Furnace | E9 | Utility - Cost of Operation | 0 | 0 | 0 | 0 | 0 | 0 | 0 | 0 | 0 | 0 | 0 | 0 | 0 | 0 | 0 | 0 | 0 | 0 | 0 | 0 | 0 | 0 | 0 | 0 | 0 | 0 | 0 | 0 | 0 | 0 | 0 | 0 | 0
F5_Commercial_Warehouse_New_Space Heating_Natural Gas_Furnace_E10 | F5 | Commercial | Warehouse | New | Space Heating | Natural Gas | Furnace | E10 | Utility - Cost of Operation | 0 | 0 | 0 | 0 | 0 | 0 | 0 | 0 | 0 | 0 | 0 | 0 | 0 | 0 | 0 | 0 | 0 | 0 | 0 | 0 | 0 | 0 | 0 | 0 | 0 | 0 | 0 | 0 | 0 | 0 | 0 | 0 | 0
F6_Commercial_Warehouse_New_Space Heating_Natural Gas_Furnace_E1 | F6 | Commercial | Warehouse | New | Space Heating | Natural Gas | Furnace | E1 | Utility - Value of Sales | 0.22816 | 0.22694 | 0.22566 | 0.22438 | 0.22311 | 0.22185 | 0.22059 | 0.21936 | 0.21815 | 0.21696 | 0.2158 | 0.21468 | 0.21359 | 0.21255 | 0.21156 | 0.21061 | 0.20973 | 0.20889 | 0.20812 | 0.20739 | 0.20673 | 0.20612 | 0.20556 | 0.20506 | 0.20462 | 0.20423 | 0.2039 | 0.20362 | 0.2034 | 0.20323 | 0.20312 | 0.20306 | 0.20306
F6_Commercial_Warehouse_New_Space Heating_Natural Gas_Furnace_E2 | F6 | Commercial | Warehouse | New | Space Heating | Natural Gas | Furnace | E2 | Utility - Value of Sales | 0.2028 | 0.20172 | 0.20058 | 0.19945 | 0.19831 | 0.19719 | 0.19608 | 0.19498 | 0.1939 | 0.19285 | 0.19182 | 0.19082 | 0.18986 | 0.18893 | 0.18805 | 0.18721 | 0.18642 | 0.18568 | 0.18499 | 0.18435 | 0.18375 | 0.18321 | 0.18272 | 0.18227 | 0.18188 | 0.18153 | 0.18124 | 0.18099 | 0.18079 | 0.18065 | 0.18055 | 0.1805 | 0.1805
F6_Commercial_Warehouse_New_Space Heating_Natural Gas_Furnace_E3 | F6 | Commercial | Warehouse | New | Space Heating | Natural Gas | Furnace | E3 | Utility - Value of Sales | 0.19013 | 0.18911 | 0.18805 | 0.18699 | 0.18592 | 0.18487 | 0.18383 | 0.1828 | 0.18179 | 0.1808 | 0.17984 | 0.1789 | 0.178 | 0.17713 | 0.1763 | 0.17551 | 0.17477 | 0.17408 | 0.17343 | 0.17283 | 0.17227 | 0.17176 | 0.1713 | 0.17089 | 0.17052 | 0.17019 | 0.16991 | 0.16968 | 0.1695 | 0.16936 | 0.16927 | 0.16922 | 0.16922
F6_Commercial_Warehouse_New_Space Heating_Natural Gas_Furnace_E4 | F6 | Commercial | Warehouse | New | Space Heating | Natural Gas | Furnace | E4 | Utility - Value of Sales | 0.19433 | 0.19333 | 0.19227 | 0.1912 | 0.19014 | 0.18908 | 0.18801 | 0.18695 | 0.18588 | 0.18482 | 0.18375 | 0.18269 | 0.18163 | 0.18057 | 0.17952 | 0.1785 | 0.1775 | 0.17653 | 0.1756 | 0.17472 | 0.17389 | 0.17311 | 0.17241 | 0.17177 | 0.1712 | 0.1707 | 0.17028 | 0.16992 | 0.16964 | 0.16943 | 0.16928 | 0.16921 | 0.16921
F6_Commercial_Warehouse_New_Space Heating_Natural Gas_Furnace_E5 | F6 | Commercial | Warehouse | New | Space Heating | Natural Gas | Furnace | E5 | Utility - Value of Sales | 0 | 0 | 0 | 0 | 0 | 0 | 0 | 0 | 0 | 0 | 0 | 0 | 0 | 0 | 0 | 0 | 0 | 0 | 0 | 0 | 0 | 0 | 0 | 0 | 0 | 0 | 0 | 0 | 0 | 0 | 0 | 0 | 0
F6_Commercial_Warehouse_New_Space Heating_Natural Gas_Furnace_E6 | F6 | Commercial | Warehouse | New | Space Heating | Natural Gas | Furnace | E6 | Utility - Value of Sales | 0 | 0 | 0 | 0 | 0 | 0 | 0 | 0 | 0 | 0 | 0 | 0 | 0 | 0 | 0 | 0 | 0 | 0 | 0 | 0 | 0 | 0 | 0 | 0 | 0 | 0 | 0 | 0 | 0 | 0 | 0 | 0 | 0
F6_Commercial_Warehouse_New_Space Heating_Natural Gas_Furnace_E7 | F6 | Commercial | Warehouse | New | Space Heating | Natural Gas | Furnace | E7 | Utility - Value of Sales | 0 | 0 | 0 | 0 | 0 | 0 | 0 | 0 | 0 | 0 | 0 | 0 | 0 | 0 | 0 | 0 | 0 | 0 | 0 | 0 | 0 | 0 | 0 | 0 | 0 | 0 | 0 | 0 | 0 | 0 | 0 | 0 | 0
F6_Commercial_Warehouse_New_Space Heating_Natural Gas_Furnace_E8 | F6 | Commercial | Warehouse | New | Space Heating | Natural Gas | Furnace | E8 | Utility - Value of Sales | 0 | 0 | 0 | 0 | 0 | 0 | 0 | 0 | 0 | 0 | 0 | 0 | 0 | 0 | 0 | 0 | 0 | 0 | 0 | 0 | 0 | 0 | 0 | 0 | 0 | 0 | 0 | 0 | 0 | 0 | 0 | 0 | 0
F6_Commercial_Warehouse_New_Space Heating_Natural Gas_Furnace_E9 | F6 | Commercial | Warehouse | New | Space Heating | Natural Gas | Furnace | E9 | Utility - Value of Sales | 0 | 0 | 0 | 0 | 0 | 0 | 0 | 0 | 0 | 0 | 0 | 0 | 0 | 0 | 0 | 0 | 0 | 0 | 0 | 0 | 0 | 0 | 0 | 0 | 0 | 0 | 0 | 0 | 0 | 0 | 0 | 0 | 0
F6_Commercial_Warehouse_New_Space Heating_Natural Gas_Furnace_E10 | F6 | Commercial | Warehouse | New | Space Heating | Natural Gas | Furnace | E10 | Utility - Value of Sales | 0 | 0 | 0 | 0 | 0 | 0 | 0 | 0 | 0 | 0 | 0 | 0 | 0 | 0 | 0 | 0 | 0 | 0 | 0 | 0 | 0 | 0 | 0 | 0 | 0 | 0 | 0 | 0 | 0 | 0 | 0 | 0 | 0
F1_Commercial_Warehouse_New_Space Heating_Natural Gas_Boiler_E1 | F1 | Commercial | Warehouse | New | Space Heating | Natural Gas | Boiler | E1 | RVT - Cost of Equipment | 1.8298 | 1.8316 | 1.8335 | 1.8362 | 1.84 | 1.8457 | 1.8496 | 1.8526 | 1.8559 | 1.8588 | 1.8609 | 1.8621 | 1.8633 | 1.8643 | 1.8657 | 1.8663 | 1.8672 | 1.8691 | 1.871 | 1.8733 | 1.8759 | 1.8782 | 1.8799 | 1.8812 | 1.8821 | 1.8824 | 1.8819 | 1.8809 | 1.8802 | 1.8798 | 1.8801 | 1.8802 | 1.8802
F1_Commercial_Warehouse_New_Space Heating_Natural Gas_Boiler_E2 | F1 | Commercial | Warehouse | New | Space Heating | Natural Gas | Boiler | E2 | RVT - Cost of Equipment | 1.7222 | 1.7238 | 1.7256 | 1.7282 | 1.7318 | 1.7371 | 1.7408 | 1.7436 | 1.7467 | 1.7495 | 1.7514 | 1.7526 | 1.7537 | 1.7547 | 1.756 | 1.7565 | 1.7574 | 1.7591 | 1.7609 | 1.7631 | 1.7656 | 1.7677 | 1.7693 | 1.7706 | 1.7714 | 1.7716 | 1.7712 | 1.7703 | 1.7696 | 1.7692 | 1.7695 | 1.7696 | 1.7696
F1_Commercial_Warehouse_New_Space Heating_Natural Gas_Boiler_E3 | F1 | Commercial | Warehouse | New | Space Heating | Natural Gas | Boiler | E3 | RVT - Cost of Equipment | 1.5091 | 1.5106 | 1.5122 | 1.5144 | 1.5176 | 1.5222 | 1.5254 | 1.5279 | 1.5306 | 1.5331 | 1.5347 | 1.5358 | 1.5367 | 1.5376 | 1.5387 | 1.5392 | 1.54 | 1.5415 | 1.5431 | 1.545 | 1.5472 | 1.549 | 1.5504 | 1.5515 | 1.5523 | 1.5525 | 1.5521 | 1.5513 | 1.5507 | 1.5504 | 1.5506 | 1.5507 | 1.5507
F1_Commercial_Warehouse_New_Space Heating_Natural Gas_Boiler_E4 | F1 | Commercial | Warehouse | New | Space Heating | Natural Gas | Boiler | E4 | RVT - Cost of Equipment | 1.1136 | 1.1146 | 1.1156 | 1.1173 | 1.1197 | 1.1238 | 1.1264 | 1.1283 | 1.1305 | 1.1326 | 1.134 | 1.1349 | 1.1357 | 1.1366 | 1.1378 | 1.1383 | 1.1392 | 1.1409 | 1.1425 | 1.1444 | 1.1467 | 1.1485 | 1.15 | 1.1511 | 1.1518 | 1.1521 | 1.1517 | 1.1509 | 1.1502 | 1.1499 | 1.1501 | 1.1502 | 1.1502
F1_Commercial_Warehouse_New_Space Heating_Natural Gas_Boiler_E5 | F1 | Commercial | Warehouse | New | Space Heating | Natural Gas | Boiler | E5 | RVT - Cost of Equipment | 0 | 0 | 0 | 0 | 0 | 0 | 0 | 0 | 0 | 0 | 0 | 0 | 0 | 0 | 0 | 0 | 0 | 0 | 0 | 0 | 0 | 0 | 0 | 0 | 0 | 0 | 0 | 0 | 0 | 0 | 0 | 0 | 0
F1_Commercial_Warehouse_New_Space Heating_Natural Gas_Boiler_E6 | F1 | Commercial | Warehouse | New | Space Heating | Natural Gas | Boiler | E6 | RVT - Cost of Equipment | 0 | 0 | 0 | 0 | 0 | 0 | 0 | 0 | 0 | 0 | 0 | 0 | 0 | 0 | 0 | 0 | 0 | 0 | 0 | 0 | 0 | 0 | 0 | 0 | 0 | 0 | 0 | 0 | 0 | 0 | 0 | 0 | 0
F1_Commercial_Warehouse_New_Space Heating_Natural Gas_Boiler_E7 | F1 | Commercial | Warehouse | New | Space Heating | Natural Gas | Boiler | E7 | RVT - Cost of Equipment | 0 | 0 | 0 | 0 | 0 | 0 | 0 | 0 | 0 | 0 | 0 | 0 | 0 | 0 | 0 | 0 | 0 | 0 | 0 | 0 | 0 | 0 | 0 | 0 | 0 | 0 | 0 | 0 | 0 | 0 | 0 | 0 | 0
F1_Commercial_Warehouse_New_Space Heating_Natural Gas_Boiler_E8 | F1 | Commercial | Warehouse | New | Space Heating | Natural Gas | Boiler | E8 | RVT - Cost of Equipment | 0 | 0 | 0 | 0 | 0 | 0 | 0 | 0 | 0 | 0 | 0 | 0 | 0 | 0 | 0 | 0 | 0 | 0 | 0 | 0 | 0 | 0 | 0 | 0 | 0 | 0 | 0 | 0 | 0 | 0 | 0 | 0 | 0
F1_Commercial_Warehouse_New_Space Heating_Natural Gas_Boiler_E9 | F1 | Commercial | Warehouse | New | Space Heating | Natural Gas | Boiler | E9 | RVT - Cost of Equipment | 0 | 0 | 0 | 0 | 0 | 0 | 0 | 0 | 0 | 0 | 0 | 0 | 0 | 0 | 0 | 0 | 0 | 0 | 0 | 0 | 0 | 0 | 0 | 0 | 0 | 0 | 0 | 0 | 0 | 0 | 0 | 0 | 0
F1_Commercial_Warehouse_New_Space Heating_Natural Gas_Boiler_E10 | F1 | Commercial | Warehouse | New | Space Heating | Natural Gas | Boiler | E10 | RVT - Cost of Equipment | 0 | 0 | 0 | 0 | 0 | 0 | 0 | 0 | 0 | 0 | 0 | 0 | 0 | 0 | 0 | 0 | 0 | 0 | 0 | 0 | 0 | 0 | 0 | 0 | 0 | 0 | 0 | 0 | 0 | 0 | 0 | 0 | 0
F2_Commercial_Warehouse_New_Space Heating_Natural Gas_Boiler_E1 | F2 | Commercial | Warehouse | New | Space Heating | Natural Gas | Boiler | E1 | RVT - Cost of Operation | 2.1923 | 2.1944 | 2.1967 | 2.1999 | 2.2045 | 2.2112 | 2.2159 | 2.2195 | 2.2234 | 2.227 | 2.2294 | 2.231 | 2.2323 | 2.2336 | 2.2352 | 2.2359 | 2.2371 | 2.2393 | 2.2416 | 2.2443 | 2.2475 | 2.2502 | 2.2523 | 2.2538 | 2.2549 | 2.2552 | 2.2546 | 2.2535 | 2.2526 | 2.2521 | 2.2525 | 2.2526 | 2.2526
F2_Commercial_Warehouse_New_Space Heating_Natural Gas_Boiler_E2 | F2 | Commercial | Warehouse | New | Space Heating | Natural Gas | Boiler | E2 | RVT - Cost of Operation | 2.0633 | 2.0653 | 2.0674 | 2.0705 | 2.0748 | 2.0811 | 2.0856 | 2.089 | 2.0926 | 2.096 | 2.0983 | 2.0997 | 2.101 | 2.1022 | 2.1038 | 2.1044 | 2.1055 | 2.1075 | 2.1097 | 2.1123 | 2.1153 | 2.1178 | 2.1198 | 2.1213 | 2.1223 | 2.1225 | 2.122 | 2.1209 | 2.1201 | 2.1197 | 2.12 | 2.1201 | 2.1201
F2_Commercial_Warehouse_New_Space Heating_Natural Gas_Boiler_E3 | F2 | Commercial | Warehouse | New | Space Heating | Natural Gas | Boiler | E3 | RVT - Cost of Operation | 1.808 | 1.8098 | 1.8117 | 1.8144 | 1.8181 | 1.8237 | 1.8276 | 1.8305 | 1.8338 | 1.8367 | 1.8387 | 1.84 | 1.8411 | 1.8421 | 1.8435 | 1.844 | 1.845 | 1.8468 | 1.8487 | 1.851 | 1.8536 | 1.8558 | 1.8575 | 1.8588 | 1.8597 | 1.86 | 1.8595 | 1.8585 | 1.8578 | 1.8574 | 1.8577 | 1.8578 | 1.8578
F2_Commercial_Warehouse_New_Space Heating_Natural Gas_Boiler_E4 | F2 | Commercial | Warehouse | New | Space Heating | Natural Gas | Boiler | E4 | RVT - Cost of Operation | 1.3342 | 1.3353 | 1.3366 | 1.3385 | 1.3415 | 1.3464 | 1.3495 | 1.3518 | 1.3544 | 1.3569 | 1.3586 | 1.3596 | 1.3607 | 1.3617 | 1.3631 | 1.3638 | 1.3649 | 1.3668 | 1.3688 | 1.3711 | 1.3738 | 1.376 | 1.3778 | 1.3791 | 1.38 | 1.3802 | 1.3798 | 1.3788 | 1.378 | 1.3777 | 1.3779 | 1.378 | 1.378
F2_Commercial_Warehouse_New_Space Heating_Natural Gas_Boiler_E5 | F2 | Commercial | Warehouse | New | Space Heating | Natural Gas | Boiler | E5 | RVT - Cost of Operation | 0 | 0 | 0 | 0 | 0 | 0 | 0 | 0 | 0 | 0 | 0 | 0 | 0 | 0 | 0 | 0 | 0 | 0 | 0 | 0 | 0 | 0 | 0 | 0 | 0 | 0 | 0 | 0 | 0 | 0 | 0 | 0 | 0
F2_Commercial_Warehouse_New_Space Heating_Natural Gas_Boiler_E6 | F2 | Commercial | Warehouse | New | Space Heating | Natural Gas | Boiler | E6 | RVT - Cost of Operation | 0 | 0 | 0 | 0 | 0 | 0 | 0 | 0 | 0 | 0 | 0 | 0 | 0 | 0 | 0 | 0 | 0 | 0 | 0 | 0 | 0 | 0 | 0 | 0 | 0 | 0 | 0 | 0 | 0 | 0 | 0 | 0 | 0
F2_Commercial_Warehouse_New_Space Heating_Natural Gas_Boiler_E7 | F2 | Commercial | Warehouse | New | Space Heating | Natural Gas | Boiler | E7 | RVT - Cost of Operation | 0 | 0 | 0 | 0 | 0 | 0 | 0 | 0 | 0 | 0 | 0 | 0 | 0 | 0 | 0 | 0 | 0 | 0 | 0 | 0 | 0 | 0 | 0 | 0 | 0 | 0 | 0 | 0 | 0 | 0 | 0 | 0 | 0
F2_Commercial_Warehouse_New_Space Heating_Natural Gas_Boiler_E8 | F2 | Commercial | Warehouse | New | Space Heating | Natural Gas | Boiler | E8 | RVT - Cost of Operation | 0 | 0 | 0 | 0 | 0 | 0 | 0 | 0 | 0 | 0 | 0 | 0 | 0 | 0 | 0 | 0 | 0 | 0 | 0 | 0 | 0 | 0 | 0 | 0 | 0 | 0 | 0 | 0 | 0 | 0 | 0 | 0 | 0
F2_Commercial_Warehouse_New_Space Heating_Natural Gas_Boiler_E9 | F2 | Commercial | Warehouse | New | Space Heating | Natural Gas | Boiler | E9 | RVT - Cost of Operation | 0 | 0 | 0 | 0 | 0 | 0 | 0 | 0 | 0 | 0 | 0 | 0 | 0 | 0 | 0 | 0 | 0 | 0 | 0 | 0 | 0 | 0 | 0 | 0 | 0 | 0 | 0 | 0 | 0 | 0 | 0 | 0 | 0
F2_Commercial_Warehouse_New_Space Heating_Natural Gas_Boiler_E10 | F2 | Commercial | Warehouse | New | Space Heating | Natural Gas | Boiler | E10 | RVT - Cost of Operation | 0 | 0 | 0 | 0 | 0 | 0 | 0 | 0 | 0 | 0 | 0 | 0 | 0 | 0 | 0 | 0 | 0 | 0 | 0 | 0 | 0 | 0 | 0 | 0 | 0 | 0 | 0 | 0 | 0 | 0 | 0 | 0 | 0
F3_Commercial_Warehouse_New_Space Heating_Natural Gas_Boiler_E1 | F3 | Commercial | Warehouse | New | Space Heating | Natural Gas | Boiler | E1 | System - kBTUs of Consumption | 0.10918 | 0.10918 | 0.10918 | 0.10918 | 0.10918 | 0.10918 | 0.10918 | 0.10918 | 0.10918 | 0.10918 | 0.10918 | 0.10918 | 0.10918 | 0.10918 | 0.10918 | 0.10918 | 0.10918 | 0.10918 | 0.10918 | 0.10918 | 0.10918 | 0.10918 | 0.10918 | 0.10918 | 0.10918 | 0.10918 | 0.10918 | 0.10918 | 0.10918 | 0.10918 | 0.10918 | 0.10918 | 0.10918
F3_Commercial_Warehouse_New_Space Heating_Natural Gas_Boiler_E2 | F3 | Commercial | Warehouse | New | Space Heating | Natural Gas | Boiler | E2 | System - kBTUs of Consumption | 0.12326 | 0.12326 | 0.12326 | 0.12326 | 0.12326 | 0.12326 | 0.12326 | 0.12326 | 0.12326 | 0.12326 | 0.12326 | 0.12326 | 0.12326 | 0.12326 | 0.12326 | 0.12326 | 0.12326 | 0.12326 | 0.12326 | 0.12326 | 0.12326 | 0.12326 | 0.12326 | 0.12326 | 0.12326 | 0.12326 | 0.12326 | 0.12326 | 0.12326 | 0.12326 | 0.12326 | 0.12326 | 0.12326
F3_Commercial_Warehouse_New_Space Heating_Natural Gas_Boiler_E3 | F3 | Commercial | Warehouse | New | Space Heating | Natural Gas | Boiler | E3 | System - kBTUs of Consumption | 0.15155 | 0.15155 | 0.15155 | 0.15155 | 0.15155 | 0.15155 | 0.15155 | 0.15155 | 0.15155 | 0.15155 | 0.15155 | 0.15155 | 0.15155 | 0.15155 | 0.15155 | 0.15155 | 0.15155 | 0.15155 | 0.15155 | 0.15155 | 0.15155 | 0.15155 | 0.15155 | 0.15155 | 0.15155 | 0.15155 | 0.15155 | 0.15155 | 0.15155 | 0.15155 | 0.15155 | 0.15155 | 0.15155
F3_Commercial_Warehouse_New_Space Heating_Natural Gas_Boiler_E4 | F3 | Commercial | Warehouse | New | Space Heating | Natural Gas | Boiler | E4 | System - kBTUs of Consumption | 0.58136 | 0.58136 | 0.58136 | 0.58136 | 0.58136 | 0.58136 | 0.58136 | 0.58136 | 0.58136 | 0.58136 | 0.58136 | 0.58136 | 0.58136 | 0.58136 | 0.58136 | 0.58136 | 0.58136 | 0.58136 | 0.58136 | 0.58136 | 0.58136 | 0.58136 | 0.58136 | 0.58136 | 0.58136 | 0.58136 | 0.58136 | 0.58136 | 0.58136 | 0.58136 | 0.58136 | 0.58136 | 0.58136
F3_Commercial_Warehouse_New_Space Heating_Natural Gas_Boiler_E5 | F3 | Commercial | Warehouse | New | Space Heating | Natural Gas | Boiler | E5 | System - kBTUs of Consumption | 0 | 0 | 0 | 0 | 0 | 0 | 0 | 0 | 0 | 0 | 0 | 0 | 0 | 0 | 0 | 0 | 0 | 0 | 0 | 0 | 0 | 0 | 0 | 0 | 0 | 0 | 0 | 0 | 0 | 0 | 0 | 0 | 0
F3_Commercial_Warehouse_New_Space Heating_Natural Gas_Boiler_E6 | F3 | Commercial | Warehouse | New | Space Heating | Natural Gas | Boiler | E6 | System - kBTUs of Consumption | 0 | 0 | 0 | 0 | 0 | 0 | 0 | 0 | 0 | 0 | 0 | 0 | 0 | 0 | 0 | 0 | 0 | 0 | 0 | 0 | 0 | 0 | 0 | 0 | 0 | 0 | 0 | 0 | 0 | 0 | 0 | 0 | 0
F3_Commercial_Warehouse_New_Space Heating_Natural Gas_Boiler_E7 | F3 | Commercial | Warehouse | New | Space Heating | Natural Gas | Boiler | E7 | System - kBTUs of Consumption | 0 | 0 | 0 | 0 | 0 | 0 | 0 | 0 | 0 | 0 | 0 | 0 | 0 | 0 | 0 | 0 | 0 | 0 | 0 | 0 | 0 | 0 | 0 | 0 | 0 | 0 | 0 | 0 | 0 | 0 | 0 | 0 | 0
F3_Commercial_Warehouse_New_Space Heating_Natural Gas_Boiler_E8 | F3 | Commercial | Warehouse | New | Space Heating | Natural Gas | Boiler | E8 | System - kBTUs of Consumption | 0 | 0 | 0 | 0 | 0 | 0 | 0 | 0 | 0 | 0 | 0 | 0 | 0 | 0 | 0 | 0 | 0 | 0 | 0 | 0 | 0 | 0 | 0 | 0 | 0 | 0 | 0 | 0 | 0 | 0 | 0 | 0 | 0
F3_Commercial_Warehouse_New_Space Heating_Natural Gas_Boiler_E9 | F3 | Commercial | Warehouse | New | Space Heating | Natural Gas | Boiler | E9 | System - kBTUs of Consumption | 0 | 0 | 0 | 0 | 0 | 0 | 0 | 0 | 0 | 0 | 0 | 0 | 0 | 0 | 0 | 0 | 0 | 0 | 0 | 0 | 0 | 0 | 0 | 0 | 0 | 0 | 0 | 0 | 0 | 0 | 0 | 0 | 0
F3_Commercial_Warehouse_New_Space Heating_Natural Gas_Boiler_E10 | F3 | Commercial | Warehouse | New | Space Heating | Natural Gas | Boiler | E10 | System - kBTUs of Consumption | 0 | 0 | 0 | 0 | 0 | 0 | 0 | 0 | 0 | 0 | 0 | 0 | 0 | 0 | 0 | 0 | 0 | 0 | 0 | 0 | 0 | 0 | 0 | 0 | 0 | 0 | 0 | 0 | 0 | 0 | 0 | 0 | 0
F4_Commercial_Warehouse_New_Space Heating_Natural Gas_Boiler_E1 | F4 | Commercial | Warehouse | New | Space Heating | Natural Gas | Boiler | E1 | Utility - Cost of Equipment | 2.1923 | 2.1944 | 2.1967 | 2.1999 | 2.2045 | 2.2112 | 2.2159 | 2.2195 | 2.2234 | 2.227 | 2.2294 | 2.231 | 2.2323 | 2.2336 | 2.2352 | 2.2359 | 2.2371 | 2.2393 | 2.2416 | 2.2443 | 2.2475 | 2.2502 | 2.2523 | 2.2538 | 2.2549 | 2.2552 | 2.2546 | 2.2535 | 2.2526 | 2.2521 | 2.2525 | 2.2526 | 2.2526
F4_Commercial_Warehouse_New_Space Heating_Natural Gas_Boiler_E2 | F4 | Commercial | Warehouse | New | Space Heating | Natural Gas | Boiler | E2 | Utility - Cost of Equipment | 2.0633 | 2.0653 | 2.0674 | 2.0705 | 2.0748 | 2.0811 | 2.0856 | 2.089 | 2.0926 | 2.096 | 2.0983 | 2.0997 | 2.101 | 2.1022 | 2.1038 | 2.1044 | 2.1055 | 2.1075 | 2.1097 | 2.1123 | 2.1153 | 2.1178 | 2.1198 | 2.1213 | 2.1223 | 2.1225 | 2.122 | 2.1209 | 2.1201 | 2.1197 | 2.12 | 2.1201 | 2.1201
F4_Commercial_Warehouse_New_Space Heating_Natural Gas_Boiler_E3 | F4 | Commercial | Warehouse | New | Space Heating | Natural Gas | Boiler | E3 | Utility - Cost of Equipment | 1.808 | 1.8098 | 1.8117 | 1.8144 | 1.8181 | 1.8237 | 1.8276 | 1.8305 | 1.8338 | 1.8367 | 1.8387 | 1.84 | 1.8411 | 1.8421 | 1.8435 | 1.844 | 1.845 | 1.8468 | 1.8487 | 1.851 | 1.8536 | 1.8558 | 1.8575 | 1.8588 | 1.8597 | 1.86 | 1.8595 | 1.8585 | 1.8578 | 1.8574 | 1.8577 | 1.8578 | 1.8578
F4_Commercial_Warehouse_New_Space Heating_Natural Gas_Boiler_E4 | F4 | Commercial | Warehouse | New | Space Heating | Natural Gas | Boiler | E4 | Utility - Cost of Equipment | 1.3342 | 1.3353 | 1.3366 | 1.3385 | 1.3415 | 1.3464 | 1.3495 | 1.3518 | 1.3544 | 1.3569 | 1.3586 | 1.3596 | 1.3607 | 1.3617 | 1.3631 | 1.3638 | 1.3649 | 1.3668 | 1.3688 | 1.3711 | 1.3738 | 1.376 | 1.3778 | 1.3791 | 1.38 | 1.3802 | 1.3798 | 1.3788 | 1.378 | 1.3777 | 1.3779 | 1.378 | 1.378
F4_Commercial_Warehouse_New_Space Heating_Natural Gas_Boiler_E5 | F4 | Commercial | Warehouse | New | Space Heating | Natural Gas | Boiler | E5 | Utility - Cost of Equipment | 0 | 0 | 0 | 0 | 0 | 0 | 0 | 0 | 0 | 0 | 0 | 0 | 0 | 0 | 0 | 0 | 0 | 0 | 0 | 0 | 0 | 0 | 0 | 0 | 0 | 0 | 0 | 0 | 0 | 0 | 0 | 0 | 0
F4_Commercial_Warehouse_New_Space Heating_Natural Gas_Boiler_E6 | F4 | Commercial | Warehouse | New | Space Heating | Natural Gas | Boiler | E6 | Utility - Cost of Equipment | 0 | 0 | 0 | 0 | 0 | 0 | 0 | 0 | 0 | 0 | 0 | 0 | 0 | 0 | 0 | 0 | 0 | 0 | 0 | 0 | 0 | 0 | 0 | 0 | 0 | 0 | 0 | 0 | 0 | 0 | 0 | 0 | 0
F4_Commercial_Warehouse_New_Space Heating_Natural Gas_Boiler_E7 | F4 | Commercial | Warehouse | New | Space Heating | Natural Gas | Boiler | E7 | Utility - Cost of Equipment | 0 | 0 | 0 | 0 | 0 | 0 | 0 | 0 | 0 | 0 | 0 | 0 | 0 | 0 | 0 | 0 | 0 | 0 | 0 | 0 | 0 | 0 | 0 | 0 | 0 | 0 | 0 | 0 | 0 | 0 | 0 | 0 | 0
F4_Commercial_Warehouse_New_Space Heating_Natural Gas_Boiler_E8 | F4 | Commercial | Warehouse | New | Space Heating | Natural Gas | Boiler | E8 | Utility - Cost of Equipment | 0 | 0 | 0 | 0 | 0 | 0 | 0 | 0 | 0 | 0 | 0 | 0 | 0 | 0 | 0 | 0 | 0 | 0 | 0 | 0 | 0 | 0 | 0 | 0 | 0 | 0 | 0 | 0 | 0 | 0 | 0 | 0 | 0
F4_Commercial_Warehouse_New_Space Heating_Natural Gas_Boiler_E9 | F4 | Commercial | Warehouse | New | Space Heating | Natural Gas | Boiler | E9 | Utility - Cost of Equipment | 0 | 0 | 0 | 0 | 0 | 0 | 0 | 0 | 0 | 0 | 0 | 0 | 0 | 0 | 0 | 0 | 0 | 0 | 0 | 0 | 0 | 0 | 0 | 0 | 0 | 0 | 0 | 0 | 0 | 0 | 0 | 0 | 0
F4_Commercial_Warehouse_New_Space Heating_Natural Gas_Boiler_E10 | F4 | Commercial | Warehouse | New | Space Heating | Natural Gas | Boiler | E10 | Utility - Cost of Equipment | 0 | 0 | 0 | 0 | 0 | 0 | 0 | 0 | 0 | 0 | 0 | 0 | 0 | 0 | 0 | 0 | 0 | 0 | 0 | 0 | 0 | 0 | 0 | 0 | 0 | 0 | 0 | 0 | 0 | 0 | 0 | 0 | 0
F5_Commercial_Warehouse_New_Space Heating_Natural Gas_Boiler_E1 | F5 | Commercial | Warehouse | New | Space Heating | Natural Gas | Boiler | E1 | Utility - Cost of Operation | 0.10918 | 0.10918 | 0.10918 | 0.10918 | 0.10918 | 0.10918 | 0.10918 | 0.10918 | 0.10918 | 0.10918 | 0.10918 | 0.10918 | 0.10918 | 0.10918 | 0.10918 | 0.10918 | 0.10918 | 0.10918 | 0.10918 | 0.10918 | 0.10918 | 0.10918 | 0.10918 | 0.10918 | 0.10918 | 0.10918 | 0.10918 | 0.10918 | 0.10918 | 0.10918 | 0.10918 | 0.10918 | 0.10918
F5_Commercial_Warehouse_New_Space Heating_Natural Gas_Boiler_E2 | F5 | Commercial | Warehouse | New | Space Heating | Natural Gas | Boiler | E2 | Utility - Cost of Operation | 0.12326 | 0.12326 | 0.12326 | 0.12326 | 0.12326 | 0.12326 | 0.12326 | 0.12326 | 0.12326 | 0.12326 | 0.12326 | 0.12326 | 0.12326 | 0.12326 | 0.12326 | 0.12326 | 0.12326 | 0.12326 | 0.12326 | 0.12326 | 0.12326 | 0.12326 | 0.12326 | 0.12326 | 0.12326 | 0.12326 | 0.12326 | 0.12326 | 0.12326 | 0.12326 | 0.12326 | 0.12326 | 0.12326
F5_Commercial_Warehouse_New_Space Heating_Natural Gas_Boiler_E3 | F5 | Commercial | Warehouse | New | Space Heating | Natural Gas | Boiler | E3 | Utility - Cost of Operation | 0.15155 | 0.15155 | 0.15155 | 0.15155 | 0.15155 | 0.15155 | 0.15155 | 0.15155 | 0.15155 | 0.15155 | 0.15155 | 0.15155 | 0.15155 | 0.15155 | 0.15155 | 0.15155 | 0.15155 | 0.15155 | 0.15155 | 0.15155 | 0.15155 | 0.15155 | 0.15155 | 0.15155 | 0.15155 | 0.15155 | 0.15155 | 0.15155 | 0.15155 | 0.15155 | 0.15155 | 0.15155 | 0.15155
F5_Commercial_Warehouse_New_Space Heating_Natural Gas_Boiler_E4 | F5 | Commercial | Warehouse | New | Space Heating | Natural Gas | Boiler | E4 | Utility - Cost of Operation | 0.58136 | 0.58136 | 0.58136 | 0.58136 | 0.58136 | 0.58136 | 0.58136 | 0.58136 | 0.58136 | 0.58136 | 0.58136 | 0.58136 | 0.58136 | 0.58136 | 0.58136 | 0.58136 | 0.58136 | 0.58136 | 0.58136 | 0.58136 | 0.58136 | 0.58136 | 0.58136 | 0.58136 | 0.58136 | 0.58136 | 0.58136 | 0.58136 | 0.58136 | 0.58136 | 0.58136 | 0.58136 | 0.58136
F5_Commercial_Warehouse_New_Space Heating_Natural Gas_Boiler_E5 | F5 | Commercial | Warehouse | New | Space Heating | Natural Gas | Boiler | E5 | Utility - Cost of Operation | 0 | 0 | 0 | 0 | 0 | 0 | 0 | 0 | 0 | 0 | 0 | 0 | 0 | 0 | 0 | 0 | 0 | 0 | 0 | 0 | 0 | 0 | 0 | 0 | 0 | 0 | 0 | 0 | 0 | 0 | 0 | 0 | 0
F5_Commercial_Warehouse_New_Space Heating_Natural Gas_Boiler_E6 | F5 | Commercial | Warehouse | New | Space Heating | Natural Gas | Boiler | E6 | Utility - Cost of Operation | 0 | 0 | 0 | 0 | 0 | 0 | 0 | 0 | 0 | 0 | 0 | 0 | 0 | 0 | 0 | 0 | 0 | 0 | 0 | 0 | 0 | 0 | 0 | 0 | 0 | 0 | 0 | 0 | 0 | 0 | 0 | 0 | 0
F5_Commercial_Warehouse_New_Space Heating_Natural Gas_Boiler_E7 | F5 | Commercial | Warehouse | New | Space Heating | Natural Gas | Boiler | E7 | Utility - Cost of Operation | 0 | 0 | 0 | 0 | 0 | 0 | 0 | 0 | 0 | 0 | 0 | 0 | 0 | 0 | 0 | 0 | 0 | 0 | 0 | 0 | 0 | 0 | 0 | 0 | 0 | 0 | 0 | 0 | 0 | 0 | 0 | 0 | 0
F5_Commercial_Warehouse_New_Space Heating_Natural Gas_Boiler_E8 | F5 | Commercial | Warehouse | New | Space Heating | Natural Gas | Boiler | E8 | Utility - Cost of Operation | 0 | 0 | 0 | 0 | 0 | 0 | 0 | 0 | 0 | 0 | 0 | 0 | 0 | 0 | 0 | 0 | 0 | 0 | 0 | 0 | 0 | 0 | 0 | 0 | 0 | 0 | 0 | 0 | 0 | 0 | 0 | 0 | 0
F5_Commercial_Warehouse_New_Space Heating_Natural Gas_Boiler_E9 | F5 | Commercial | Warehouse | New | Space Heating | Natural Gas | Boiler | E9 | Utility - Cost of Operation | 0 | 0 | 0 | 0 | 0 | 0 | 0 | 0 | 0 | 0 | 0 | 0 | 0 | 0 | 0 | 0 | 0 | 0 | 0 | 0 | 0 | 0 | 0 | 0 | 0 | 0 | 0 | 0 | 0 | 0 | 0 | 0 | 0
F5_Commercial_Warehouse_New_Space Heating_Natural Gas_Boiler_E10 | F5 | Commercial | Warehouse | New | Space Heating | Natural Gas | Boiler | E10 | Utility - Cost of Operation | 0 | 0 | 0 | 0 | 0 | 0 | 0 | 0 | 0 | 0 | 0 | 0 | 0 | 0 | 0 | 0 | 0 | 0 | 0 | 0 | 0 | 0 | 0 | 0 | 0 | 0 | 0 | 0 | 0 | 0 | 0 | 0 | 0
F6_Commercial_Warehouse_New_Space Heating_Natural Gas_Boiler_E1 | F6 | Commercial | Warehouse | New | Space Heating | Natural Gas | Boiler | E1 | Utility - Value of Sales | 0.95559 | 0.95043 | 0.94506 | 0.9397 | 0.93438 | 0.92912 | 0.92394 | 0.91886 | 0.9139 | 0.90907 | 0.9044 | 0.8999 | 0.8956 | 0.89152 | 0.88765 | 0.88399 | 0.88055 | 0.87733 | 0.87432 | 0.87153 | 0.86895 | 0.86658 | 0.86443 | 0.8625 | 0.86078 | 0.85927 | 0.85798 | 0.85691 | 0.85605 | 0.85541 | 0.85498 | 0.85476 | 0.85476
F6_Commercial_Warehouse_New_Space Heating_Natural Gas_Boiler_E2 | F6 | Commercial | Warehouse | New | Space Heating | Natural Gas | Boiler | E2 | Utility - Value of Sales | 0.89938 | 0.89452 | 0.88946 | 0.88442 | 0.87942 | 0.87447 | 0.86959 | 0.86481 | 0.86014 | 0.85559 | 0.8512 | 0.84697 | 0.84292 | 0.83908 | 0.83543 | 0.83199 | 0.82876 | 0.82572 | 0.82289 | 0.82026 | 0.81783 | 0.81561 | 0.81358 | 0.81176 | 0.81015 | 0.80873 | 0.80752 | 0.8065 | 0.80569 | 0.80509 | 0.80468 | 0.80448 | 0.80448
F6_Commercial_Warehouse_New_Space Heating_Natural Gas_Boiler_E3 | F6 | Commercial | Warehouse | New | Space Heating | Natural Gas | Boiler | E3 | Utility - Value of Sales | 0.78812 | 0.78386 | 0.77943 | 0.77501 | 0.77062 | 0.76629 | 0.76202 | 0.75782 | 0.75373 | 0.74975 | 0.7459 | 0.74219 | 0.73864 | 0.73527 | 0.73208 | 0.72907 | 0.72623 | 0.72357 | 0.72109 | 0.71878 | 0.71666 | 0.71471 | 0.71293 | 0.71134 | 0.70992 | 0.70868 | 0.70762 | 0.70673 | 0.70602 | 0.70549 | 0.70513 | 0.70496 | 0.70496
F6_Commercial_Warehouse_New_Space Heating_Natural Gas_Boiler_E4 | F6 | Commercial | Warehouse | New | Space Heating | Natural Gas | Boiler | E4 | Utility - Value of Sales | 0.60407 | 0.60098 | 0.59767 | 0.59436 | 0.59105 | 0.58775 | 0.58444 | 0.58113 | 0.57782 | 0.57451 | 0.5712 | 0.5679 | 0.56459 | 0.5613 | 0.55805 | 0.55487 | 0.55176 | 0.54875 | 0.54587 | 0.54312 | 0.54054 | 0.53813 | 0.53593 | 0.53394 | 0.53218 | 0.53064 | 0.52931 | 0.52821 | 0.52733 | 0.52667 | 0.52623 | 0.52601 | 0.52601
F6_Commercial_Warehouse_New_Space Heating_Natural Gas_Boiler_E5 | F6 | Commercial | Warehouse | New | Space Heating | Natural Gas | Boiler | E5 | Utility - Value of Sales | 0 | 0 | 0 | 0 | 0 | 0 | 0 | 0 | 0 | 0 | 0 | 0 | 0 | 0 | 0 | 0 | 0 | 0 | 0 | 0 | 0 | 0 | 0 | 0 | 0 | 0 | 0 | 0 | 0 | 0 | 0 | 0 | 0
F6_Commercial_Warehouse_New_Space Heating_Natural Gas_Boiler_E6 | F6 | Commercial | Warehouse | New | Space Heating | Natural Gas | Boiler | E6 | Utility - Value of Sales | 0 | 0 | 0 | 0 | 0 | 0 | 0 | 0 | 0 | 0 | 0 | 0 | 0 | 0 | 0 | 0 | 0 | 0 | 0 | 0 | 0 | 0 | 0 | 0 | 0 | 0 | 0 | 0 | 0 | 0 | 0 | 0 | 0
F6_Commercial_Warehouse_New_Space Heating_Natural Gas_Boiler_E7 | F6 | Commercial | Warehouse | New | Space Heating | Natural Gas | Boiler | E7 | Utility - Value of Sales | 0 | 0 | 0 | 0 | 0 | 0 | 0 | 0 | 0 | 0 | 0 | 0 | 0 | 0 | 0 | 0 | 0 | 0 | 0 | 0 | 0 | 0 | 0 | 0 | 0 | 0 | 0 | 0 | 0 | 0 | 0 | 0 | 0
F6_Commercial_Warehouse_New_Space Heating_Natural Gas_Boiler_E8 | F6 | Commercial | Warehouse | New | Space Heating | Natural Gas | Boiler | E8 | Utility - Value of Sales | 0 | 0 | 0 | 0 | 0 | 0 | 0 | 0 | 0 | 0 | 0 | 0 | 0 | 0 | 0 | 0 | 0 | 0 | 0 | 0 | 0 | 0 | 0 | 0 | 0 | 0 | 0 | 0 | 0 | 0 | 0 | 0 | 0
F6_Commercial_Warehouse_New_Space Heating_Natural Gas_Boiler_E9 | F6 | Commercial | Warehouse | New | Space Heating | Natural Gas | Boiler | E9 | Utility - Value of Sales | 0 | 0 | 0 | 0 | 0 | 0 | 0 | 0 | 0 | 0 | 0 | 0 | 0 | 0 | 0 | 0 | 0 | 0 | 0 | 0 | 0 | 0 | 0 | 0 | 0 | 0 | 0 | 0 | 0 | 0 | 0 | 0 | 0
F6_Commercial_Warehouse_New_Space Heating_Natural Gas_Boiler_E10 | F6 | Commercial | Warehouse | New | Space Heating | Natural Gas | Boiler | E10 | Utility - Value of Sales | 0 | 0 | 0 | 0 | 0 | 0 | 0 | 0 | 0 | 0 | 0 | 0 | 0 | 0 | 0 | 0 | 0 | 0 | 0 | 0 | 0 | 0 | 0 | 0 | 0 | 0 | 0 | 0 | 0 | 0 | 0 | 0 | 0
F1_Commercial_Warehouse_New_Space Heating_Natural Gas_Unit Heater_E1 | F1 | Commercial | Warehouse | New | Space Heating | Natural Gas | Unit Heater | E1 | RVT - Cost of Equipment | 0.2469 | 0.24718 | 0.24749 | 0.24795 | 0.2486 | 0.24963 | 0.25023 | 0.2506 | 0.25104 | 0.25143 | 0.25165 | 0.25176 | 0.25191 | 0.25211 | 0.25243 | 0.25261 | 0.25288 | 0.25332 | 0.25377 | 0.25426 | 0.25483 | 0.25531 | 0.25569 | 0.25598 | 0.25617 | 0.25623 | 0.25613 | 0.25592 | 0.25575 | 0.25567 | 0.25573 | 0.25575 | 0.25575
F1_Commercial_Warehouse_New_Space Heating_Natural Gas_Unit Heater_E2 | F1 | Commercial | Warehouse | New | Space Heating | Natural Gas | Unit Heater | E2 | RVT - Cost of Equipment | 0.23515 | 0.23541 | 0.23571 | 0.23614 | 0.23677 | 0.23775 | 0.23832 | 0.23868 | 0.23909 | 0.23946 | 0.23967 | 0.23978 | 0.23992 | 0.24011 | 0.24041 | 0.24058 | 0.24084 | 0.24126 | 0.24169 | 0.24216 | 0.2427 | 0.24316 | 0.24352 | 0.2438 | 0.24398 | 0.24403 | 0.24394 | 0.24374 | 0.24358 | 0.2435 | 0.24356 | 0.24358 | 0.24358
F1_Commercial_Warehouse_New_Space Heating_Natural Gas_Unit Heater_E3 | F1 | Commercial | Warehouse | New | Space Heating | Natural Gas | Unit Heater | E3 | RVT - Cost of Equipment | 0.20958 | 0.20977 | 0.20996 | 0.21026 | 0.21072 | 0.21146 | 0.21193 | 0.21228 | 0.21269 | 0.21309 | 0.21337 | 0.21354 | 0.21372 | 0.21389 | 0.21413 | 0.21424 | 0.21441 | 0.21471 | 0.21501 | 0.21536 | 0.21578 | 0.21614 | 0.21641 | 0.21662 | 0.21676 | 0.2168 | 0.21673 | 0.21657 | 0.21645 | 0.2164 | 0.21644 | 0.21645 | 0.21645
F1_Commercial_Warehouse_New_Space Heating_Natural Gas_Unit Heater_E4 | F1 | Commercial | Warehouse | New | Space Heating | Natural Gas | Unit Heater | E4 | RVT - Cost of Equipment | 0 | 0 | 0 | 0 | 0 | 0 | 0 | 0 | 0 | 0 | 0 | 0 | 0 | 0 | 0 | 0 | 0 | 0 | 0 | 0 | 0 | 0 | 0 | 0 | 0 | 0 | 0 | 0 | 0 | 0 | 0 | 0 | 0
F1_Commercial_Warehouse_New_Space Heating_Natural Gas_Unit Heater_E5 | F1 | Commercial | Warehouse | New | Space Heating | Natural Gas | Unit Heater | E5 | RVT - Cost of Equipment | 0 | 0 | 0 | 0 | 0 | 0 | 0 | 0 | 0 | 0 | 0 | 0 | 0 | 0 | 0 | 0 | 0 | 0 | 0 | 0 | 0 | 0 | 0 | 0 | 0 | 0 | 0 | 0 | 0 | 0 | 0 | 0 | 0
F1_Commercial_Warehouse_New_Space Heating_Natural Gas_Unit Heater_E6 | F1 | Commercial | Warehouse | New | Space Heating | Natural Gas | Unit Heater | E6 | RVT - Cost of Equipment | 0 | 0 | 0 | 0 | 0 | 0 | 0 | 0 | 0 | 0 | 0 | 0 | 0 | 0 | 0 | 0 | 0 | 0 | 0 | 0 | 0 | 0 | 0 | 0 | 0 | 0 | 0 | 0 | 0 | 0 | 0 | 0 | 0
F1_Commercial_Warehouse_New_Space Heating_Natural Gas_Unit Heater_E7 | F1 | Commercial | Warehouse | New | Space Heating | Natural Gas | Unit Heater | E7 | RVT - Cost of Equipment | 0 | 0 | 0 | 0 | 0 | 0 | 0 | 0 | 0 | 0 | 0 | 0 | 0 | 0 | 0 | 0 | 0 | 0 | 0 | 0 | 0 | 0 | 0 | 0 | 0 | 0 | 0 | 0 | 0 | 0 | 0 | 0 | 0
F1_Commercial_Warehouse_New_Space Heating_Natural Gas_Unit Heater_E8 | F1 | Commercial | Warehouse | New | Space Heating | Natural Gas | Unit Heater | E8 | RVT - Cost of Equipment | 0 | 0 | 0 | 0 | 0 | 0 | 0 | 0 | 0 | 0 | 0 | 0 | 0 | 0 | 0 | 0 | 0 | 0 | 0 | 0 | 0 | 0 | 0 | 0 | 0 | 0 | 0 | 0 | 0 | 0 | 0 | 0 | 0
F1_Commercial_Warehouse_New_Space Heating_Natural Gas_Unit Heater_E9 | F1 | Commercial | Warehouse | New | Space Heating | Natural Gas | Unit Heater | E9 | RVT - Cost of Equipment | 0 | 0 | 0 | 0 | 0 | 0 | 0 | 0 | 0 | 0 | 0 | 0 | 0 | 0 | 0 | 0 | 0 | 0 | 0 | 0 | 0 | 0 | 0 | 0 | 0 | 0 | 0 | 0 | 0 | 0 | 0 | 0 | 0
F1_Commercial_Warehouse_New_Space Heating_Natural Gas_Unit Heater_E10 | F1 | Commercial | Warehouse | New | Space Heating | Natural Gas | Unit Heater | E10 | RVT - Cost of Equipment | 0 | 0 | 0 | 0 | 0 | 0 | 0 | 0 | 0 | 0 | 0 | 0 | 0 | 0 | 0 | 0 | 0 | 0 | 0 | 0 | 0 | 0 | 0 | 0 | 0 | 0 | 0 | 0 | 0 | 0 | 0 | 0 | 0
F2_Commercial_Warehouse_New_Space Heating_Natural Gas_Unit Heater_E1 | F2 | Commercial | Warehouse | New | Space Heating | Natural Gas | Unit Heater | E1 | RVT - Cost of Operation | 0.2958 | 0.29614 | 0.2965 | 0.29706 | 0.29784 | 0.29907 | 0.2998 | 0.30024 | 0.30076 | 0.30123 | 0.30149 | 0.30163 | 0.30181 | 0.30204 | 0.30243 | 0.30264 | 0.30296 | 0.3035 | 0.30403 | 0.30462 | 0.3053 | 0.30588 | 0.30634 | 0.30668 | 0.30691 | 0.30698 | 0.30686 | 0.3066 | 0.30641 | 0.30631 | 0.30638 | 0.30641 | 0.30641
F2_Commercial_Warehouse_New_Space Heating_Natural Gas_Unit Heater_E2 | F2 | Commercial | Warehouse | New | Space Heating | Natural Gas | Unit Heater | E2 | RVT - Cost of Operation | 0.28172 | 0.28204 | 0.28239 | 0.28292 | 0.28366 | 0.28484 | 0.28553 | 0.28595 | 0.28645 | 0.28689 | 0.28714 | 0.28727 | 0.28744 | 0.28767 | 0.28803 | 0.28823 | 0.28854 | 0.28905 | 0.28956 | 0.29012 | 0.29077 | 0.29132 | 0.29176 | 0.29208 | 0.2923 | 0.29237 | 0.29225 | 0.29201 | 0.29182 | 0.29173 | 0.2918 | 0.29182 | 0.29182
F2_Commercial_Warehouse_New_Space Heating_Natural Gas_Unit Heater_E3 | F2 | Commercial | Warehouse | New | Space Heating | Natural Gas | Unit Heater | E3 | RVT - Cost of Operation | 0.2511 | 0.25132 | 0.25155 | 0.25191 | 0.25246 | 0.25335 | 0.25391 | 0.25432 | 0.25482 | 0.25529 | 0.25563 | 0.25584 | 0.25605 | 0.25626 | 0.25654 | 0.25667 | 0.25688 | 0.25723 | 0.2576 | 0.25802 | 0.25852 | 0.25895 | 0.25928 | 0.25953 | 0.25969 | 0.25974 | 0.25965 | 0.25947 | 0.25933 | 0.25926 | 0.25931 | 0.25933 | 0.25933
F2_Commercial_Warehouse_New_Space Heating_Natural Gas_Unit Heater_E4 | F2 | Commercial | Warehouse | New | Space Heating | Natural Gas | Unit Heater | E4 | RVT - Cost of Operation | 0 | 0 | 0 | 0 | 0 | 0 | 0 | 0 | 0 | 0 | 0 | 0 | 0 | 0 | 0 | 0 | 0 | 0 | 0 | 0 | 0 | 0 | 0 | 0 | 0 | 0 | 0 | 0 | 0 | 0 | 0 | 0 | 0
F2_Commercial_Warehouse_New_Space Heating_Natural Gas_Unit Heater_E5 | F2 | Commercial | Warehouse | New | Space Heating | Natural Gas | Unit Heater | E5 | RVT - Cost of Operation | 0 | 0 | 0 | 0 | 0 | 0 | 0 | 0 | 0 | 0 | 0 | 0 | 0 | 0 | 0 | 0 | 0 | 0 | 0 | 0 | 0 | 0 | 0 | 0 | 0 | 0 | 0 | 0 | 0 | 0 | 0 | 0 | 0
F2_Commercial_Warehouse_New_Space Heating_Natural Gas_Unit Heater_E6 | F2 | Commercial | Warehouse | New | Space Heating | Natural Gas | Unit Heater | E6 | RVT - Cost of Operation | 0 | 0 | 0 | 0 | 0 | 0 | 0 | 0 | 0 | 0 | 0 | 0 | 0 | 0 | 0 | 0 | 0 | 0 | 0 | 0 | 0 | 0 | 0 | 0 | 0 | 0 | 0 | 0 | 0 | 0 | 0 | 0 | 0
F2_Commercial_Warehouse_New_Space Heating_Natural Gas_Unit Heater_E7 | F2 | Commercial | Warehouse | New | Space Heating | Natural Gas | Unit Heater | E7 | RVT - Cost of Operation | 0 | 0 | 0 | 0 | 0 | 0 | 0 | 0 | 0 | 0 | 0 | 0 | 0 | 0 | 0 | 0 | 0 | 0 | 0 | 0 | 0 | 0 | 0 | 0 | 0 | 0 | 0 | 0 | 0 | 0 | 0 | 0 | 0
F2_Commercial_Warehouse_New_Space Heating_Natural Gas_Unit Heater_E8 | F2 | Commercial | Warehouse | New | Space Heating | Natural Gas | Unit Heater | E8 | RVT - Cost of Operation | 0 | 0 | 0 | 0 | 0 | 0 | 0 | 0 | 0 | 0 | 0 | 0 | 0 | 0 | 0 | 0 | 0 | 0 | 0 | 0 | 0 | 0 | 0 | 0 | 0 | 0 | 0 | 0 | 0 | 0 | 0 | 0 | 0
F2_Commercial_Warehouse_New_Space Heating_Natural Gas_Unit Heater_E9 | F2 | Commercial | Warehouse | New | Space Heating | Natural Gas | Unit Heater | E9 | RVT - Cost of Operation | 0 | 0 | 0 | 0 | 0 | 0 | 0 | 0 | 0 | 0 | 0 | 0 | 0 | 0 | 0 | 0 | 0 | 0 | 0 | 0 | 0 | 0 | 0 | 0 | 0 | 0 | 0 | 0 | 0 | 0 | 0 | 0 | 0
F2_Commercial_Warehouse_New_Space Heating_Natural Gas_Unit Heater_E10 | F2 | Commercial | Warehouse | New | Space Heating | Natural Gas | Unit Heater | E10 | RVT - Cost of Operation | 0 | 0 | 0 | 0 | 0 | 0 | 0 | 0 | 0 | 0 | 0 | 0 | 0 | 0 | 0 | 0 | 0 | 0 | 0 | 0 | 0 | 0 | 0 | 0 | 0 | 0 | 0 | 0 | 0 | 0 | 0 | 0 | 0
F3_Commercial_Warehouse_New_Space Heating_Natural Gas_Unit Heater_E1 | F3 | Commercial | Warehouse | New | Space Heating | Natural Gas | Unit Heater | E1 | System - kBTUs of Consumption | 0.011381 | 0.011381 | 0.011381 | 0.011381 | 0.011381 | 0.011381 | 0.011381 | 0.011381 | 0.011381 | 0.011381 | 0.011381 | 0.011381 | 0.011381 | 0.011381 | 0.011381 | 0.011381 | 0.011381 | 0.011381 | 0.011381 | 0.011381 | 0.011381 | 0.011381 | 0.011381 | 0.011381 | 0.011381 | 0.011381 | 0.011381 | 0.011381 | 0.011381 | 0.011381 | 0.011381 | 0.011381 | 0.011381
F3_Commercial_Warehouse_New_Space Heating_Natural Gas_Unit Heater_E2 | F3 | Commercial | Warehouse | New | Space Heating | Natural Gas | Unit Heater | E2 | System - kBTUs of Consumption | 0.018222 | 0.018222 | 0.018222 | 0.018222 | 0.018222 | 0.018222 | 0.018222 | 0.018222 | 0.018222 | 0.018222 | 0.018222 | 0.018222 | 0.018222 | 0.018222 | 0.018222 | 0.018222 | 0.018222 | 0.018222 | 0.018222 | 0.018222 | 0.018222 | 0.018222 | 0.018222 | 0.018222 | 0.018222 | 0.018222 | 0.018222 | 0.018222 | 0.018222 | 0.018222 | 0.018222 | 0.018222 | 0.018222
F3_Commercial_Warehouse_New_Space Heating_Natural Gas_Unit Heater_E3 | F3 | Commercial | Warehouse | New | Space Heating | Natural Gas | Unit Heater | E3 | System - kBTUs of Consumption | 0.013529 | 0.013529 | 0.013529 | 0.013529 | 0.013529 | 0.013529 | 0.013529 | 0.013529 | 0.013529 | 0.013529 | 0.013529 | 0.013529 | 0.013529 | 0.013529 | 0.013529 | 0.013529 | 0.013529 | 0.013529 | 0.013529 | 0.013529 | 0.013529 | 0.013529 | 0.013529 | 0.013529 | 0.013529 | 0.013529 | 0.013529 | 0.013529 | 0.013529 | 0.013529 | 0.013529 | 0.013529 | 0.013529
F3_Commercial_Warehouse_New_Space Heating_Natural Gas_Unit Heater_E4 | F3 | Commercial | Warehouse | New | Space Heating | Natural Gas | Unit Heater | E4 | System - kBTUs of Consumption | 0 | 0 | 0 | 0 | 0 | 0 | 0 | 0 | 0 | 0 | 0 | 0 | 0 | 0 | 0 | 0 | 0 | 0 | 0 | 0 | 0 | 0 | 0 | 0 | 0 | 0 | 0 | 0 | 0 | 0 | 0 | 0 | 0
F3_Commercial_Warehouse_New_Space Heating_Natural Gas_Unit Heater_E5 | F3 | Commercial | Warehouse | New | Space Heating | Natural Gas | Unit Heater | E5 | System - kBTUs of Consumption | 0 | 0 | 0 | 0 | 0 | 0 | 0 | 0 | 0 | 0 | 0 | 0 | 0 | 0 | 0 | 0 | 0 | 0 | 0 | 0 | 0 | 0 | 0 | 0 | 0 | 0 | 0 | 0 | 0 | 0 | 0 | 0 | 0
F3_Commercial_Warehouse_New_Space Heating_Natural Gas_Unit Heater_E6 | F3 | Commercial | Warehouse | New | Space Heating | Natural Gas | Unit Heater | E6 | System - kBTUs of Consumption | 0 | 0 | 0 | 0 | 0 | 0 | 0 | 0 | 0 | 0 | 0 | 0 | 0 | 0 | 0 | 0 | 0 | 0 | 0 | 0 | 0 | 0 | 0 | 0 | 0 | 0 | 0 | 0 | 0 | 0 | 0 | 0 | 0
F3_Commercial_Warehouse_New_Space Heating_Natural Gas_Unit Heater_E7 | F3 | Commercial | Warehouse | New | Space Heating | Natural Gas | Unit Heater | E7 | System - kBTUs of Consumption | 0 | 0 | 0 | 0 | 0 | 0 | 0 | 0 | 0 | 0 | 0 | 0 | 0 | 0 | 0 | 0 | 0 | 0 | 0 | 0 | 0 | 0 | 0 | 0 | 0 | 0 | 0 | 0 | 0 | 0 | 0 | 0 | 0
F3_Commercial_Warehouse_New_Space Heating_Natural Gas_Unit Heater_E8 | F3 | Commercial | Warehouse | New | Space Heating | Natural Gas | Unit Heater | E8 | System - kBTUs of Consumption | 0 | 0 | 0 | 0 | 0 | 0 | 0 | 0 | 0 | 0 | 0 | 0 | 0 | 0 | 0 | 0 | 0 | 0 | 0 | 0 | 0 | 0 | 0 | 0 | 0 | 0 | 0 | 0 | 0 | 0 | 0 | 0 | 0
F3_Commercial_Warehouse_New_Space Heating_Natural Gas_Unit Heater_E9 | F3 | Commercial | Warehouse | New | Space Heating | Natural Gas | Unit Heater | E9 | System - kBTUs of Consumption | 0 | 0 | 0 | 0 | 0 | 0 | 0 | 0 | 0 | 0 | 0 | 0 | 0 | 0 | 0 | 0 | 0 | 0 | 0 | 0 | 0 | 0 | 0 | 0 | 0 | 0 | 0 | 0 | 0 | 0 | 0 | 0 | 0
F3_Commercial_Warehouse_New_Space Heating_Natural Gas_Unit Heater_E10 | F3 | Commercial | Warehouse | New | Space Heating | Natural Gas | Unit Heater | E10 | System - kBTUs of Consumption | 0 | 0 | 0 | 0 | 0 | 0 | 0 | 0 | 0 | 0 | 0 | 0 | 0 | 0 | 0 | 0 | 0 | 0 | 0 | 0 | 0 | 0 | 0 | 0 | 0 | 0 | 0 | 0 | 0 | 0 | 0 | 0 | 0
F4_Commercial_Warehouse_New_Space Heating_Natural Gas_Unit Heater_E1 | F4 | Commercial | Warehouse | New | Space Heating | Natural Gas | Unit Heater | E1 | Utility - Cost of Equipment | 0.2958 | 0.29614 | 0.2965 | 0.29706 | 0.29784 | 0.29907 | 0.2998 | 0.30024 | 0.30076 | 0.30123 | 0.30149 | 0.30163 | 0.30181 | 0.30204 | 0.30243 | 0.30264 | 0.30296 | 0.3035 | 0.30403 | 0.30462 | 0.3053 | 0.30588 | 0.30634 | 0.30668 | 0.30691 | 0.30698 | 0.30686 | 0.3066 | 0.30641 | 0.30631 | 0.30638 | 0.30641 | 0.30641
F4_Commercial_Warehouse_New_Space Heating_Natural Gas_Unit Heater_E2 | F4 | Commercial | Warehouse | New | Space Heating | Natural Gas | Unit Heater | E2 | Utility - Cost of Equipment | 0.28172 | 0.28204 | 0.28239 | 0.28292 | 0.28366 | 0.28484 | 0.28553 | 0.28595 | 0.28645 | 0.28689 | 0.28714 | 0.28727 | 0.28744 | 0.28767 | 0.28803 | 0.28823 | 0.28854 | 0.28905 | 0.28956 | 0.29012 | 0.29077 | 0.29132 | 0.29176 | 0.29208 | 0.2923 | 0.29237 | 0.29225 | 0.29201 | 0.29182 | 0.29173 | 0.2918 | 0.29182 | 0.29182
F4_Commercial_Warehouse_New_Space Heating_Natural Gas_Unit Heater_E3 | F4 | Commercial | Warehouse | New | Space Heating | Natural Gas | Unit Heater | E3 | Utility - Cost of Equipment | 0.2511 | 0.25132 | 0.25155 | 0.25191 | 0.25246 | 0.25335 | 0.25391 | 0.25432 | 0.25482 | 0.25529 | 0.25563 | 0.25584 | 0.25605 | 0.25626 | 0.25654 | 0.25667 | 0.25688 | 0.25723 | 0.2576 | 0.25802 | 0.25852 | 0.25895 | 0.25928 | 0.25953 | 0.25969 | 0.25974 | 0.25965 | 0.25947 | 0.25933 | 0.25926 | 0.25931 | 0.25933 | 0.25933
F4_Commercial_Warehouse_New_Space Heating_Natural Gas_Unit Heater_E4 | F4 | Commercial | Warehouse | New | Space Heating | Natural Gas | Unit Heater | E4 | Utility - Cost of Equipment | 0 | 0 | 0 | 0 | 0 | 0 | 0 | 0 | 0 | 0 | 0 | 0 | 0 | 0 | 0 | 0 | 0 | 0 | 0 | 0 | 0 | 0 | 0 | 0 | 0 | 0 | 0 | 0 | 0 | 0 | 0 | 0 | 0
F4_Commercial_Warehouse_New_Space Heating_Natural Gas_Unit Heater_E5 | F4 | Commercial | Warehouse | New | Space Heating | Natural Gas | Unit Heater | E5 | Utility - Cost of Equipment | 0 | 0 | 0 | 0 | 0 | 0 | 0 | 0 | 0 | 0 | 0 | 0 | 0 | 0 | 0 | 0 | 0 | 0 | 0 | 0 | 0 | 0 | 0 | 0 | 0 | 0 | 0 | 0 | 0 | 0 | 0 | 0 | 0
F4_Commercial_Warehouse_New_Space Heating_Natural Gas_Unit Heater_E6 | F4 | Commercial | Warehouse | New | Space Heating | Natural Gas | Unit Heater | E6 | Utility - Cost of Equipment | 0 | 0 | 0 | 0 | 0 | 0 | 0 | 0 | 0 | 0 | 0 | 0 | 0 | 0 | 0 | 0 | 0 | 0 | 0 | 0 | 0 | 0 | 0 | 0 | 0 | 0 | 0 | 0 | 0 | 0 | 0 | 0 | 0
F4_Commercial_Warehouse_New_Space Heating_Natural Gas_Unit Heater_E7 | F4 | Commercial | Warehouse | New | Space Heating | Natural Gas | Unit Heater | E7 | Utility - Cost of Equipment | 0 | 0 | 0 | 0 | 0 | 0 | 0 | 0 | 0 | 0 | 0 | 0 | 0 | 0 | 0 | 0 | 0 | 0 | 0 | 0 | 0 | 0 | 0 | 0 | 0 | 0 | 0 | 0 | 0 | 0 | 0 | 0 | 0
F4_Commercial_Warehouse_New_Space Heating_Natural Gas_Unit Heater_E8 | F4 | Commercial | Warehouse | New | Space Heating | Natural Gas | Unit Heater | E8 | Utility - Cost of Equipment | 0 | 0 | 0 | 0 | 0 | 0 | 0 | 0 | 0 | 0 | 0 | 0 | 0 | 0 | 0 | 0 | 0 | 0 | 0 | 0 | 0 | 0 | 0 | 0 | 0 | 0 | 0 | 0 | 0 | 0 | 0 | 0 | 0
F4_Commercial_Warehouse_New_Space Heating_Natural Gas_Unit Heater_E9 | F4 | Commercial | Warehouse | New | Space Heating | Natural Gas | Unit Heater | E9 | Utility - Cost of Equipment | 0 | 0 | 0 | 0 | 0 | 0 | 0 | 0 | 0 | 0 | 0 | 0 | 0 | 0 | 0 | 0 | 0 | 0 | 0 | 0 | 0 | 0 | 0 | 0 | 0 | 0 | 0 | 0 | 0 | 0 | 0 | 0 | 0
F4_Commercial_Warehouse_New_Space Heating_Natural Gas_Unit Heater_E10 | F4 | Commercial | Warehouse | New | Space Heating | Natural Gas | Unit Heater | E10 | Utility - Cost of Equipment | 0 | 0 | 0 | 0 | 0 | 0 | 0 | 0 | 0 | 0 | 0 | 0 | 0 | 0 | 0 | 0 | 0 | 0 | 0 | 0 | 0 | 0 | 0 | 0 | 0 | 0 | 0 | 0 | 0 | 0 | 0 | 0 | 0
F5_Commercial_Warehouse_New_Space Heating_Natural Gas_Unit Heater_E1 | F5 | Commercial | Warehouse | New | Space Heating | Natural Gas | Unit Heater | E1 | Utility - Cost of Operation | 0.011381 | 0.011381 | 0.011381 | 0.011381 | 0.011381 | 0.011381 | 0.011381 | 0.011381 | 0.011381 | 0.011381 | 0.011381 | 0.011381 | 0.011381 | 0.011381 | 0.011381 | 0.011381 | 0.011381 | 0.011381 | 0.011381 | 0.011381 | 0.011381 | 0.011381 | 0.011381 | 0.011381 | 0.011381 | 0.011381 | 0.011381 | 0.011381 | 0.011381 | 0.011381 | 0.011381 | 0.011381 | 0.011381
F5_Commercial_Warehouse_New_Space Heating_Natural Gas_Unit Heater_E2 | F5 | Commercial | Warehouse | New | Space Heating | Natural Gas | Unit Heater | E2 | Utility - Cost of Operation | 0.018222 | 0.018222 | 0.018222 | 0.018222 | 0.018222 | 0.018222 | 0.018222 | 0.018222 | 0.018222 | 0.018222 | 0.018222 | 0.018222 | 0.018222 | 0.018222 | 0.018222 | 0.018222 | 0.018222 | 0.018222 | 0.018222 | 0.018222 | 0.018222 | 0.018222 | 0.018222 | 0.018222 | 0.018222 | 0.018222 | 0.018222 | 0.018222 | 0.018222 | 0.018222 | 0.018222 | 0.018222 | 0.018222
F5_Commercial_Warehouse_New_Space Heating_Natural Gas_Unit Heater_E3 | F5 | Commercial | Warehouse | New | Space Heating | Natural Gas | Unit Heater | E3 | Utility - Cost of Operation | 0.013529 | 0.013529 | 0.013529 | 0.013529 | 0.013529 | 0.013529 | 0.013529 | 0.013529 | 0.013529 | 0.013529 | 0.013529 | 0.013529 | 0.013529 | 0.013529 | 0.013529 | 0.013529 | 0.013529 | 0.013529 | 0.013529 | 0.013529 | 0.013529 | 0.013529 | 0.013529 | 0.013529 | 0.013529 | 0.013529 | 0.013529 | 0.013529 | 0.013529 | 0.013529 | 0.013529 | 0.013529 | 0.013529
F5_Commercial_Warehouse_New_Space Heating_Natural Gas_Unit Heater_E4 | F5 | Commercial | Warehouse | New | Space Heating | Natural Gas | Unit Heater | E4 | Utility - Cost of Operation | 0 | 0 | 0 | 0 | 0 | 0 | 0 | 0 | 0 | 0 | 0 | 0 | 0 | 0 | 0 | 0 | 0 | 0 | 0 | 0 | 0 | 0 | 0 | 0 | 0 | 0 | 0 | 0 | 0 | 0 | 0 | 0 | 0
F5_Commercial_Warehouse_New_Space Heating_Natural Gas_Unit Heater_E5 | F5 | Commercial | Warehouse | New | Space Heating | Natural Gas | Unit Heater | E5 | Utility - Cost of Operation | 0 | 0 | 0 | 0 | 0 | 0 | 0 | 0 | 0 | 0 | 0 | 0 | 0 | 0 | 0 | 0 | 0 | 0 | 0 | 0 | 0 | 0 | 0 | 0 | 0 | 0 | 0 | 0 | 0 | 0 | 0 | 0 | 0
F5_Commercial_Warehouse_New_Space Heating_Natural Gas_Unit Heater_E6 | F5 | Commercial | Warehouse | New | Space Heating | Natural Gas | Unit Heater | E6 | Utility - Cost of Operation | 0 | 0 | 0 | 0 | 0 | 0 | 0 | 0 | 0 | 0 | 0 | 0 | 0 | 0 | 0 | 0 | 0 | 0 | 0 | 0 | 0 | 0 | 0 | 0 | 0 | 0 | 0 | 0 | 0 | 0 | 0 | 0 | 0
F5_Commercial_Warehouse_New_Space Heating_Natural Gas_Unit Heater_E7 | F5 | Commercial | Warehouse | New | Space Heating | Natural Gas | Unit Heater | E7 | Utility - Cost of Operation | 0 | 0 | 0 | 0 | 0 | 0 | 0 | 0 | 0 | 0 | 0 | 0 | 0 | 0 | 0 | 0 | 0 | 0 | 0 | 0 | 0 | 0 | 0 | 0 | 0 | 0 | 0 | 0 | 0 | 0 | 0 | 0 | 0
F5_Commercial_Warehouse_New_Space Heating_Natural Gas_Unit Heater_E8 | F5 | Commercial | Warehouse | New | Space Heating | Natural Gas | Unit Heater | E8 | Utility - Cost of Operation | 0 | 0 | 0 | 0 | 0 | 0 | 0 | 0 | 0 | 0 | 0 | 0 | 0 | 0 | 0 | 0 | 0 | 0 | 0 | 0 | 0 | 0 | 0 | 0 | 0 | 0 | 0 | 0 | 0 | 0 | 0 | 0 | 0
F5_Commercial_Warehouse_New_Space Heating_Natural Gas_Unit Heater_E9 | F5 | Commercial | Warehouse | New | Space Heating | Natural Gas | Unit Heater | E9 | Utility - Cost of Operation | 0 | 0 | 0 | 0 | 0 | 0 | 0 | 0 | 0 | 0 | 0 | 0 | 0 | 0 | 0 | 0 | 0 | 0 | 0 | 0 | 0 | 0 | 0 | 0 | 0 | 0 | 0 | 0 | 0 | 0 | 0 | 0 | 0
F5_Commercial_Warehouse_New_Space Heating_Natural Gas_Unit Heater_E10 | F5 | Commercial | Warehouse | New | Space Heating | Natural Gas | Unit Heater | E10 | Utility - Cost of Operation | 0 | 0 | 0 | 0 | 0 | 0 | 0 | 0 | 0 | 0 | 0 | 0 | 0 | 0 | 0 | 0 | 0 | 0 | 0 | 0 | 0 | 0 | 0 | 0 | 0 | 0 | 0 | 0 | 0 | 0 | 0 | 0 | 0
F6_Commercial_Warehouse_New_Space Heating_Natural Gas_Unit Heater_E1 | F6 | Commercial | Warehouse | New | Space Heating | Natural Gas | Unit Heater | E1 | Utility - Value of Sales | 0.13452 | 0.13385 | 0.13312 | 0.13239 | 0.13166 | 0.13093 | 0.1302 | 0.12947 | 0.12874 | 0.12801 | 0.12728 | 0.12655 | 0.12582 | 0.12509 | 0.12436 | 0.12363 | 0.1229 | 0.12217 | 0.12144 | 0.12072 | 0.12003 | 0.11937 | 0.11877 | 0.11822 | 0.11773 | 0.11731 | 0.11694 | 0.11664 | 0.1164 | 0.11621 | 0.11609 | 0.11603 | 0.11603
F6_Commercial_Warehouse_New_Space Heating_Natural Gas_Unit Heater_E2 | F6 | Commercial | Warehouse | New | Space Heating | Natural Gas | Unit Heater | E2 | Utility - Value of Sales | 0.12811 | 0.12748 | 0.12678 | 0.12609 | 0.12539 | 0.1247 | 0.124 | 0.12331 | 0.12261 | 0.12192 | 0.12122 | 0.12052 | 0.11983 | 0.11914 | 0.11844 | 0.11775 | 0.11705 | 0.11636 | 0.11566 | 0.11498 | 0.11432 | 0.11369 | 0.11311 | 0.11259 | 0.11213 | 0.11172 | 0.11138 | 0.11109 | 0.11086 | 0.11068 | 0.11057 | 0.11051 | 0.11051
F6_Commercial_Warehouse_New_Space Heating_Natural Gas_Unit Heater_E3 | F6 | Commercial | Warehouse | New | Space Heating | Natural Gas | Unit Heater | E3 | Utility - Value of Sales | 0.11333 | 0.11275 | 0.11213 | 0.11151 | 0.11089 | 0.11027 | 0.10965 | 0.10903 | 0.10841 | 0.10779 | 0.10717 | 0.10655 | 0.10593 | 0.10531 | 0.10469 | 0.10409 | 0.10349 | 0.10292 | 0.10237 | 0.10185 | 0.10135 | 0.1009 | 0.10049 | 0.10011 | 0.099784 | 0.099495 | 0.099247 | 0.09904 | 0.098875 | 0.09875 | 0.098668 | 0.098626 | 0.098626
F6_Commercial_Warehouse_New_Space Heating_Natural Gas_Unit Heater_E4 | F6 | Commercial | Warehouse | New | Space Heating | Natural Gas | Unit Heater | E4 | Utility - Value of Sales | 0 | 0 | 0 | 0 | 0 | 0 | 0 | 0 | 0 | 0 | 0 | 0 | 0 | 0 | 0 | 0 | 0 | 0 | 0 | 0 | 0 | 0 | 0 | 0 | 0 | 0 | 0 | 0 | 0 | 0 | 0 | 0 | 0
F6_Commercial_Warehouse_New_Space Heating_Natural Gas_Unit Heater_E5 | F6 | Commercial | Warehouse | New | Space Heating | Natural Gas | Unit Heater | E5 | Utility - Value of Sales | 0 | 0 | 0 | 0 | 0 | 0 | 0 | 0 | 0 | 0 | 0 | 0 | 0 | 0 | 0 | 0 | 0 | 0 | 0 | 0 | 0 | 0 | 0 | 0 | 0 | 0 | 0 | 0 | 0 | 0 | 0 | 0 | 0
F6_Commercial_Warehouse_New_Space Heating_Natural Gas_Unit Heater_E6 | F6 | Commercial | Warehouse | New | Space Heating | Natural Gas | Unit Heater | E6 | Utility - Value of Sales | 0 | 0 | 0 | 0 | 0 | 0 | 0 | 0 | 0 | 0 | 0 | 0 | 0 | 0 | 0 | 0 | 0 | 0 | 0 | 0 | 0 | 0 | 0 | 0 | 0 | 0 | 0 | 0 | 0 | 0 | 0 | 0 | 0
F6_Commercial_Warehouse_New_Space Heating_Natural Gas_Unit Heater_E7 | F6 | Commercial | Warehouse | New | Space Heating | Natural Gas | Unit Heater | E7 | Utility - Value of Sales | 0 | 0 | 0 | 0 | 0 | 0 | 0 | 0 | 0 | 0 | 0 | 0 | 0 | 0 | 0 | 0 | 0 | 0 | 0 | 0 | 0 | 0 | 0 | 0 | 0 | 0 | 0 | 0 | 0 | 0 | 0 | 0 | 0
F6_Commercial_Warehouse_New_Space Heating_Natural Gas_Unit Heater_E8 | F6 | Commercial | Warehouse | New | Space Heating | Natural Gas | Unit Heater | E8 | Utility - Value of Sales | 0 | 0 | 0 | 0 | 0 | 0 | 0 | 0 | 0 | 0 | 0 | 0 | 0 | 0 | 0 | 0 | 0 | 0 | 0 | 0 | 0 | 0 | 0 | 0 | 0 | 0 | 0 | 0 | 0 | 0 | 0 | 0 | 0
F6_Commercial_Warehouse_New_Space Heating_Natural Gas_Unit Heater_E9 | F6 | Commercial | Warehouse | New | Space Heating | Natural Gas | Unit Heater | E9 | Utility - Value of Sales | 0 | 0 | 0 | 0 | 0 | 0 | 0 | 0 | 0 | 0 | 0 | 0 | 0 | 0 | 0 | 0 | 0 | 0 | 0 | 0 | 0 | 0 | 0 | 0 | 0 | 0 | 0 | 0 | 0 | 0 | 0 | 0 | 0
F6_Commercial_Warehouse_New_Space Heating_Natural Gas_Unit Heater_E10 | F6 | Commercial | Warehouse | New | Space Heating | Natural Gas | Unit Heater | E10 | Utility - Value of Sales | 0 | 0 | 0 | 0 | 0 | 0 | 0 | 0 | 0 | 0 | 0 | 0 | 0 | 0 | 0 | 0 | 0 | 0 | 0 | 0 | 0 | 0 | 0 | 0 | 0 | 0 | 0 | 0 | 0 | 0 | 0 | 0 | 0
F1_Commercial_Warehouse_New_Water Heating_Natural Gas_Water Heater_E1 | F1 | Commercial | Warehouse | New | Water Heating | Natural Gas | Water Heater | E1 | RVT - Cost of Equipment | 0.067237 | 0.067851 | 0.068582 | 0.069431 | 0.070421 | 0.071592 | 0.07254 | 0.073431 | 0.074311 | 0.075196 | 0.076004 | 0.076714 | 0.077427 | 0.078181 | 0.07905 | 0.079913 | 0.080864 | 0.081914 | 0.083025 | 0.084172 | 0.085344 | 0.086444 | 0.087452 | 0.08837 | 0.089182 | 0.089872 | 0.090358 | 0.090715 | 0.091023 | 0.091285 | 0.091545 | 0.091662 | 0.091662
F1_Commercial_Warehouse_New_Water Heating_Natural Gas_Water Heater_E2 | F1 | Commercial | Warehouse | New | Water Heating | Natural Gas | Water Heater | E2 | RVT - Cost of Equipment | 0.066407 | 0.067014 | 0.067736 | 0.068574 | 0.069551 | 0.070709 | 0.071644 | 0.072524 | 0.073394 | 0.074268 | 0.075066 | 0.075767 | 0.076471 | 0.077216 | 0.078074 | 0.078927 | 0.079866 | 0.080903 | 0.082 | 0.083133 | 0.084291 | 0.085377 | 0.086372 | 0.087279 | 0.088081 | 0.088763 | 0.089242 | 0.089595 | 0.089899 | 0.090158 | 0.090415 | 0.090531 | 0.090531
F1_Commercial_Warehouse_New_Water Heating_Natural Gas_Water Heater_E3 | F1 | Commercial | Warehouse | New | Water Heating | Natural Gas | Water Heater | E3 | RVT - Cost of Equipment | 0.061124 | 0.061683 | 0.062348 | 0.063119 | 0.064019 | 0.065084 | 0.065945 | 0.066755 | 0.067556 | 0.06836 | 0.069095 | 0.06974 | 0.070388 | 0.071073 | 0.071864 | 0.072648 | 0.073513 | 0.074467 | 0.075478 | 0.07652 | 0.077586 | 0.078585 | 0.079502 | 0.080337 | 0.081074 | 0.081702 | 0.082143 | 0.082468 | 0.082748 | 0.082986 | 0.083223 | 0.083329 | 0.083329
F1_Commercial_Warehouse_New_Water Heating_Natural Gas_Water Heater_E4 | F1 | Commercial | Warehouse | New | Water Heating | Natural Gas | Water Heater | E4 | RVT - Cost of Equipment | 0.057223 | 0.057746 | 0.058368 | 0.05909 | 0.059932 | 0.06093 | 0.061736 | 0.062494 | 0.063244 | 0.063997 | 0.064684 | 0.065288 | 0.065896 | 0.066537 | 0.067277 | 0.068011 | 0.068821 | 0.069714 | 0.07066 | 0.071636 | 0.072633 | 0.073569 | 0.074427 | 0.075209 | 0.075899 | 0.076487 | 0.0769 | 0.077204 | 0.077466 | 0.077689 | 0.07791 | 0.07801 | 0.07801
F1_Commercial_Warehouse_New_Water Heating_Natural Gas_Water Heater_E5 | F1 | Commercial | Warehouse | New | Water Heating | Natural Gas | Water Heater | E5 | RVT - Cost of Equipment | 0.056031 | 0.056543 | 0.057152 | 0.057859 | 0.058684 | 0.05966 | 0.06045 | 0.061193 | 0.061926 | 0.062663 | 0.063337 | 0.063928 | 0.064523 | 0.065151 | 0.065875 | 0.066594 | 0.067387 | 0.068261 | 0.069188 | 0.070143 | 0.07112 | 0.072037 | 0.072877 | 0.073642 | 0.074318 | 0.074894 | 0.075298 | 0.075596 | 0.075852 | 0.076071 | 0.076287 | 0.076385 | 0.076385
F1_Commercial_Warehouse_New_Water Heating_Natural Gas_Water Heater_E6 | F1 | Commercial | Warehouse | New | Water Heating | Natural Gas | Water Heater | E6 | RVT - Cost of Equipment | 0.054887 | 0.055389 | 0.055986 | 0.056678 | 0.057486 | 0.058443 | 0.059216 | 0.059944 | 0.060662 | 0.061385 | 0.062044 | 0.062624 | 0.063206 | 0.063821 | 0.064531 | 0.065235 | 0.066012 | 0.066868 | 0.067776 | 0.068712 | 0.069669 | 0.070566 | 0.071389 | 0.072139 | 0.072801 | 0.073365 | 0.073761 | 0.074053 | 0.074304 | 0.074518 | 0.07473 | 0.074826 | 0.074826
F1_Commercial_Warehouse_New_Water Heating_Natural Gas_Water Heater_E7 | F1 | Commercial | Warehouse | New | Water Heating | Natural Gas | Water Heater | E7 | RVT - Cost of Equipment | 0.051542 | 0.052047 | 0.052604 | 0.053214 | 0.053901 | 0.054705 | 0.055377 | 0.056025 | 0.056689 | 0.057379 | 0.058041 | 0.058657 | 0.059281 | 0.059922 | 0.060615 | 0.061284 | 0.061992 | 0.062742 | 0.063512 | 0.064291 | 0.065072 | 0.065799 | 0.066454 | 0.067033 | 0.067535 | 0.067962 | 0.068263 | 0.068484 | 0.068674 | 0.068837 | 0.068998 | 0.06907 | 0.06907
F1_Commercial_Warehouse_New_Water Heating_Natural Gas_Water Heater_E8 | F1 | Commercial | Warehouse | New | Water Heating | Natural Gas | Water Heater | E8 | RVT - Cost of Equipment | 0 | 0 | 0 | 0 | 0 | 0 | 0 | 0 | 0 | 0 | 0 | 0 | 0 | 0 | 0 | 0 | 0 | 0 | 0 | 0 | 0 | 0 | 0 | 0 | 0 | 0 | 0 | 0 | 0 | 0 | 0 | 0 | 0
F1_Commercial_Warehouse_New_Water Heating_Natural Gas_Water Heater_E9 | F1 | Commercial | Warehouse | New | Water Heating | Natural Gas | Water Heater | E9 | RVT - Cost of Equipment | 0 | 0 | 0 | 0 | 0 | 0 | 0 | 0 | 0 | 0 | 0 | 0 | 0 | 0 | 0 | 0 | 0 | 0 | 0 | 0 | 0 | 0 | 0 | 0 | 0 | 0 | 0 | 0 | 0 | 0 | 0 | 0 | 0
F1_Commercial_Warehouse_New_Water Heating_Natural Gas_Water Heater_E10 | F1 | Commercial | Warehouse | New | Water Heating | Natural Gas | Water Heater | E10 | RVT - Cost of Equipment | 0 | 0 | 0 | 0 | 0 | 0 | 0 | 0 | 0 | 0 | 0 | 0 | 0 | 0 | 0 | 0 | 0 | 0 | 0 | 0 | 0 | 0 | 0 | 0 | 0 | 0 | 0 | 0 | 0 | 0 | 0 | 0 | 0
F2_Commercial_Warehouse_New_Water Heating_Natural Gas_Water Heater_E1 | F2 | Commercial | Warehouse | New | Water Heating | Natural Gas | Water Heater | E1 | RVT - Cost of Operation | 0.080554 | 0.08129 | 0.082166 | 0.083183 | 0.084369 | 0.085772 | 0.086907 | 0.087975 | 0.08903 | 0.09009 | 0.091058 | 0.091908 | 0.092763 | 0.093666 | 0.094707 | 0.095741 | 0.096881 | 0.098138 | 0.09947 | 0.10084 | 0.10225 | 0.10357 | 0.10477 | 0.10587 | 0.10685 | 0.10767 | 0.10825 | 0.10868 | 0.10905 | 0.10937 | 0.10968 | 0.10982 | 0.10982
F2_Commercial_Warehouse_New_Water Heating_Natural Gas_Water Heater_E2 | F2 | Commercial | Warehouse | New | Water Heating | Natural Gas | Water Heater | E2 | RVT - Cost of Operation | 0.07956 | 0.080287 | 0.081152 | 0.082156 | 0.083327 | 0.084714 | 0.085834 | 0.086889 | 0.087931 | 0.088978 | 0.089934 | 0.090773 | 0.091618 | 0.092509 | 0.093538 | 0.094559 | 0.095685 | 0.096926 | 0.098242 | 0.099599 | 0.10099 | 0.10229 | 0.10348 | 0.10457 | 0.10553 | 0.10634 | 0.10692 | 0.10734 | 0.1077 | 0.10801 | 0.10832 | 0.10846 | 0.10846
F2_Commercial_Warehouse_New_Water Heating_Natural Gas_Water Heater_E3 | F2 | Commercial | Warehouse | New | Water Heating | Natural Gas | Water Heater | E3 | RVT - Cost of Operation | 0.073231 | 0.0739 | 0.074696 | 0.075621 | 0.076699 | 0.077975 | 0.079006 | 0.079977 | 0.080936 | 0.0819 | 0.08278 | 0.083553 | 0.08433 | 0.085151 | 0.086098 | 0.087037 | 0.088074 | 0.089216 | 0.090427 | 0.091676 | 0.092953 | 0.09415 | 0.095248 | 0.096249 | 0.097132 | 0.097884 | 0.098413 | 0.098802 | 0.099137 | 0.099423 | 0.099706 | 0.099834 | 0.099834
F2_Commercial_Warehouse_New_Water Heating_Natural Gas_Water Heater_E4 | F2 | Commercial | Warehouse | New | Water Heating | Natural Gas | Water Heater | E4 | RVT - Cost of Operation | 0.068557 | 0.069183 | 0.069929 | 0.070794 | 0.071803 | 0.072998 | 0.073964 | 0.074872 | 0.07577 | 0.076672 | 0.077496 | 0.07822 | 0.078947 | 0.079715 | 0.080602 | 0.081482 | 0.082452 | 0.083522 | 0.084655 | 0.085824 | 0.087019 | 0.088141 | 0.089169 | 0.090105 | 0.090932 | 0.091636 | 0.092131 | 0.092496 | 0.092809 | 0.093077 | 0.093342 | 0.093461 | 0.093461
F2_Commercial_Warehouse_New_Water Heating_Natural Gas_Water Heater_E5 | F2 | Commercial | Warehouse | New | Water Heating | Natural Gas | Water Heater | E5 | RVT - Cost of Operation | 0.067128 | 0.067742 | 0.068472 | 0.069319 | 0.070307 | 0.071477 | 0.072423 | 0.073313 | 0.074192 | 0.075075 | 0.075882 | 0.07659 | 0.077302 | 0.078055 | 0.078923 | 0.079784 | 0.080734 | 0.081782 | 0.082892 | 0.084036 | 0.085207 | 0.086305 | 0.087311 | 0.088228 | 0.089038 | 0.089727 | 0.090212 | 0.090569 | 0.090876 | 0.091138 | 0.091397 | 0.091514 | 0.091514
F2_Commercial_Warehouse_New_Water Heating_Natural Gas_Water Heater_E6 | F2 | Commercial | Warehouse | New | Water Heating | Natural Gas | Water Heater | E6 | RVT - Cost of Operation | 0.065758 | 0.066359 | 0.067074 | 0.067904 | 0.068872 | 0.070018 | 0.070945 | 0.071816 | 0.072677 | 0.073543 | 0.074333 | 0.075027 | 0.075725 | 0.076462 | 0.077312 | 0.078156 | 0.079086 | 0.080113 | 0.0812 | 0.082321 | 0.083468 | 0.084543 | 0.085529 | 0.086427 | 0.087221 | 0.087896 | 0.088371 | 0.08872 | 0.089021 | 0.089278 | 0.089532 | 0.089647 | 0.089647
F2_Commercial_Warehouse_New_Water Heating_Natural Gas_Water Heater_E7 | F2 | Commercial | Warehouse | New | Water Heating | Natural Gas | Water Heater | E7 | RVT - Cost of Operation | 0.061751 | 0.062356 | 0.063023 | 0.063754 | 0.064577 | 0.06554 | 0.066346 | 0.067121 | 0.067918 | 0.068744 | 0.069537 | 0.070275 | 0.071022 | 0.07179 | 0.07262 | 0.073422 | 0.074271 | 0.075169 | 0.076092 | 0.077025 | 0.07796 | 0.078831 | 0.079616 | 0.08031 | 0.080911 | 0.081423 | 0.081783 | 0.082048 | 0.082276 | 0.082471 | 0.082664 | 0.082751 | 0.082751
F2_Commercial_Warehouse_New_Water Heating_Natural Gas_Water Heater_E8 | F2 | Commercial | Warehouse | New | Water Heating | Natural Gas | Water Heater | E8 | RVT - Cost of Operation | 0 | 0 | 0 | 0 | 0 | 0 | 0 | 0 | 0 | 0 | 0 | 0 | 0 | 0 | 0 | 0 | 0 | 0 | 0 | 0 | 0 | 0 | 0 | 0 | 0 | 0 | 0 | 0 | 0 | 0 | 0 | 0 | 0
F2_Commercial_Warehouse_New_Water Heating_Natural Gas_Water Heater_E9 | F2 | Commercial | Warehouse | New | Water Heating | Natural Gas | Water Heater | E9 | RVT - Cost of Operation | 0 | 0 | 0 | 0 | 0 | 0 | 0 | 0 | 0 | 0 | 0 | 0 | 0 | 0 | 0 | 0 | 0 | 0 | 0 | 0 | 0 | 0 | 0 | 0 | 0 | 0 | 0 | 0 | 0 | 0 | 0 | 0 | 0
F2_Commercial_Warehouse_New_Water Heating_Natural Gas_Water Heater_E10 | F2 | Commercial | Warehouse | New | Water Heating | Natural Gas | Water Heater | E10 | RVT - Cost of Operation | 0 | 0 | 0 | 0 | 0 | 0 | 0 | 0 | 0 | 0 | 0 | 0 | 0 | 0 | 0 | 0 | 0 | 0 | 0 | 0 | 0 | 0 | 0 | 0 | 0 | 0 | 0 | 0 | 0 | 0 | 0 | 0 | 0
F3_Commercial_Warehouse_New_Water Heating_Natural Gas_Water Heater_E1 | F3 | Commercial | Warehouse | New | Water Heating | Natural Gas | Water Heater | E1 | System - kBTUs of Consumption | 0.0071094 | 0.0071094 | 0.0071094 | 0.0071094 | 0.0071094 | 0.0071094 | 0.0071094 | 0.0071094 | 0.0071094 | 0.0071094 | 0.0071094 | 0.0071094 | 0.0071094 | 0.0071094 | 0.0071094 | 0.0071094 | 0.0071094 | 0.0071094 | 0.0071094 | 0.0071094 | 0.0071094 | 0.0071094 | 0.0071094 | 0.0071094 | 0.0071094 | 0.0071094 | 0.0071094 | 0.0071094 | 0.0071094 | 0.0071094 | 0.0071094 | 0.0071094 | 0.0071094
F3_Commercial_Warehouse_New_Water Heating_Natural Gas_Water Heater_E2 | F3 | Commercial | Warehouse | New | Water Heating | Natural Gas | Water Heater | E2 | System - kBTUs of Consumption | 0.0071075 | 0.0071075 | 0.0071075 | 0.0071075 | 0.0071075 | 0.0071075 | 0.0071075 | 0.0071075 | 0.0071075 | 0.0071075 | 0.0071075 | 0.0071075 | 0.0071075 | 0.0071075 | 0.0071075 | 0.0071075 | 0.0071075 | 0.0071075 | 0.0071075 | 0.0071075 | 0.0071075 | 0.0071075 | 0.0071075 | 0.0071075 | 0.0071075 | 0.0071075 | 0.0071075 | 0.0071075 | 0.0071075 | 0.0071075 | 0.0071075 | 0.0071075 | 0.0071075
F3_Commercial_Warehouse_New_Water Heating_Natural Gas_Water Heater_E3 | F3 | Commercial | Warehouse | New | Water Heating | Natural Gas | Water Heater | E3 | System - kBTUs of Consumption | 0.0072255 | 0.0072255 | 0.0072255 | 0.0072255 | 0.0072255 | 0.0072255 | 0.0072255 | 0.0072255 | 0.0072255 | 0.0072255 | 0.0072255 | 0.0072255 | 0.0072255 | 0.0072255 | 0.0072255 | 0.0072255 | 0.0072255 | 0.0072255 | 0.0072255 | 0.0072255 | 0.0072255 | 0.0072255 | 0.0072255 | 0.0072255 | 0.0072255 | 0.0072255 | 0.0072255 | 0.0072255 | 0.0072255 | 0.0072255 | 0.0072255 | 0.0072255 | 0.0072255
F3_Commercial_Warehouse_New_Water Heating_Natural Gas_Water Heater_E4 | F3 | Commercial | Warehouse | New | Water Heating | Natural Gas | Water Heater | E4 | System - kBTUs of Consumption | 0.0073435 | 0.0073435 | 0.0073435 | 0.0073435 | 0.0073435 | 0.0073435 | 0.0073435 | 0.0073435 | 0.0073435 | 0.0073435 | 0.0073435 | 0.0073435 | 0.0073435 | 0.0073435 | 0.0073435 | 0.0073435 | 0.0073435 | 0.0073435 | 0.0073435 | 0.0073435 | 0.0073435 | 0.0073435 | 0.0073435 | 0.0073435 | 0.0073435 | 0.0073435 | 0.0073435 | 0.0073435 | 0.0073435 | 0.0073435 | 0.0073435 | 0.0073435 | 0.0073435
F3_Commercial_Warehouse_New_Water Heating_Natural Gas_Water Heater_E5 | F3 | Commercial | Warehouse | New | Water Heating | Natural Gas | Water Heater | E5 | System - kBTUs of Consumption | 0.0074998 | 0.0074998 | 0.0074998 | 0.0074998 | 0.0074998 | 0.0074998 | 0.0074998 | 0.0074998 | 0.0074998 | 0.0074998 | 0.0074998 | 0.0074998 | 0.0074998 | 0.0074998 | 0.0074998 | 0.0074998 | 0.0074998 | 0.0074998 | 0.0074998 | 0.0074998 | 0.0074998 | 0.0074998 | 0.0074998 | 0.0074998 | 0.0074998 | 0.0074998 | 0.0074998 | 0.0074998 | 0.0074998 | 0.0074998 | 0.0074998 | 0.0074998 | 0.0074998
F3_Commercial_Warehouse_New_Water Heating_Natural Gas_Water Heater_E6 | F3 | Commercial | Warehouse | New | Water Heating | Natural Gas | Water Heater | E6 | System - kBTUs of Consumption | 0.0063358 | 0.0063358 | 0.0063358 | 0.0063358 | 0.0063358 | 0.0063358 | 0.0063358 | 0.0063358 | 0.0063358 | 0.0063358 | 0.0063358 | 0.0063358 | 0.0063358 | 0.0063358 | 0.0063358 | 0.0063358 | 0.0063358 | 0.0063358 | 0.0063358 | 0.0063358 | 0.0063358 | 0.0063358 | 0.0063358 | 0.0063358 | 0.0063358 | 0.0063358 | 0.0063358 | 0.0063358 | 0.0063358 | 0.0063358 | 0.0063358 | 0.0063358 | 0.0063358
F3_Commercial_Warehouse_New_Water Heating_Natural Gas_Water Heater_E7 | F3 | Commercial | Warehouse | New | Water Heating | Natural Gas | Water Heater | E7 | System - kBTUs of Consumption | 0.008 | 0.008 | 0.008 | 0.008 | 0.008 | 0.008 | 0.008 | 0.008 | 0.008 | 0.008 | 0.008 | 0.008 | 0.008 | 0.008 | 0.008 | 0.008 | 0.008 | 0.008 | 0.008 | 0.008 | 0.008 | 0.008 | 0.008 | 0.008 | 0.008 | 0.008 | 0.008 | 0.008 | 0.008 | 0.008 | 0.008 | 0.008 | 0.008
F3_Commercial_Warehouse_New_Water Heating_Natural Gas_Water Heater_E8 | F3 | Commercial | Warehouse | New | Water Heating | Natural Gas | Water Heater | E8 | System - kBTUs of Consumption | 0 | 0 | 0 | 0 | 0 | 0 | 0 | 0 | 0 | 0 | 0 | 0 | 0 | 0 | 0 | 0 | 0 | 0 | 0 | 0 | 0 | 0 | 0 | 0 | 0 | 0 | 0 | 0 | 0 | 0 | 0 | 0 | 0
F3_Commercial_Warehouse_New_Water Heating_Natural Gas_Water Heater_E9 | F3 | Commercial | Warehouse | New | Water Heating | Natural Gas | Water Heater | E9 | System - kBTUs of Consumption | 0 | 0 | 0 | 0 | 0 | 0 | 0 | 0 | 0 | 0 | 0 | 0 | 0 | 0 | 0 | 0 | 0 | 0 | 0 | 0 | 0 | 0 | 0 | 0 | 0 | 0 | 0 | 0 | 0 | 0 | 0 | 0 | 0
F3_Commercial_Warehouse_New_Water Heating_Natural Gas_Water Heater_E10 | F3 | Commercial | Warehouse | New | Water Heating | Natural Gas | Water Heater | E10 | System - kBTUs of Consumption | 0 | 0 | 0 | 0 | 0 | 0 | 0 | 0 | 0 | 0 | 0 | 0 | 0 | 0 | 0 | 0 | 0 | 0 | 0 | 0 | 0 | 0 | 0 | 0 | 0 | 0 | 0 | 0 | 0 | 0 | 0 | 0 | 0
F4_Commercial_Warehouse_New_Water Heating_Natural Gas_Water Heater_E1 | F4 | Commercial | Warehouse | New | Water Heating | Natural Gas | Water Heater | E1 | Utility - Cost of Equipment | 0.080554 | 0.08129 | 0.082166 | 0.083183 | 0.084369 | 0.085772 | 0.086907 | 0.087975 | 0.08903 | 0.09009 | 0.091058 | 0.091908 | 0.092763 | 0.093666 | 0.094707 | 0.095741 | 0.096881 | 0.098138 | 0.09947 | 0.10084 | 0.10225 | 0.10357 | 0.10477 | 0.10587 | 0.10685 | 0.10767 | 0.10825 | 0.10868 | 0.10905 | 0.10937 | 0.10968 | 0.10982 | 0.10982
F4_Commercial_Warehouse_New_Water Heating_Natural Gas_Water Heater_E2 | F4 | Commercial | Warehouse | New | Water Heating | Natural Gas | Water Heater | E2 | Utility - Cost of Equipment | 0.07956 | 0.080287 | 0.081152 | 0.082156 | 0.083327 | 0.084714 | 0.085834 | 0.086889 | 0.087931 | 0.088978 | 0.089934 | 0.090773 | 0.091618 | 0.092509 | 0.093538 | 0.094559 | 0.095685 | 0.096926 | 0.098242 | 0.099599 | 0.10099 | 0.10229 | 0.10348 | 0.10457 | 0.10553 | 0.10634 | 0.10692 | 0.10734 | 0.1077 | 0.10801 | 0.10832 | 0.10846 | 0.10846
F4_Commercial_Warehouse_New_Water Heating_Natural Gas_Water Heater_E3 | F4 | Commercial | Warehouse | New | Water Heating | Natural Gas | Water Heater | E3 | Utility - Cost of Equipment | 0.073231 | 0.0739 | 0.074696 | 0.075621 | 0.076699 | 0.077975 | 0.079006 | 0.079977 | 0.080936 | 0.0819 | 0.08278 | 0.083553 | 0.08433 | 0.085151 | 0.086098 | 0.087037 | 0.088074 | 0.089216 | 0.090427 | 0.091676 | 0.092953 | 0.09415 | 0.095248 | 0.096249 | 0.097132 | 0.097884 | 0.098413 | 0.098802 | 0.099137 | 0.099423 | 0.099706 | 0.099834 | 0.099834
F4_Commercial_Warehouse_New_Water Heating_Natural Gas_Water Heater_E4 | F4 | Commercial | Warehouse | New | Water Heating | Natural Gas | Water Heater | E4 | Utility - Cost of Equipment | 0.068557 | 0.069183 | 0.069929 | 0.070794 | 0.071803 | 0.072998 | 0.073964 | 0.074872 | 0.07577 | 0.076672 | 0.077496 | 0.07822 | 0.078947 | 0.079715 | 0.080602 | 0.081482 | 0.082452 | 0.083522 | 0.084655 | 0.085824 | 0.087019 | 0.088141 | 0.089169 | 0.090105 | 0.090932 | 0.091636 | 0.092131 | 0.092496 | 0.092809 | 0.093077 | 0.093342 | 0.093461 | 0.093461
F4_Commercial_Warehouse_New_Water Heating_Natural Gas_Water Heater_E5 | F4 | Commercial | Warehouse | New | Water Heating | Natural Gas | Water Heater | E5 | Utility - Cost of Equipment | 0.067128 | 0.067742 | 0.068472 | 0.069319 | 0.070307 | 0.071477 | 0.072423 | 0.073313 | 0.074192 | 0.075075 | 0.075882 | 0.07659 | 0.077302 | 0.078055 | 0.078923 | 0.079784 | 0.080734 | 0.081782 | 0.082892 | 0.084036 | 0.085207 | 0.086305 | 0.087311 | 0.088228 | 0.089038 | 0.089727 | 0.090212 | 0.090569 | 0.090876 | 0.091138 | 0.091397 | 0.091514 | 0.091514
F4_Commercial_Warehouse_New_Water Heating_Natural Gas_Water Heater_E6 | F4 | Commercial | Warehouse | New | Water Heating | Natural Gas | Water Heater | E6 | Utility - Cost of Equipment | 0.065758 | 0.066359 | 0.067074 | 0.067904 | 0.068872 | 0.070018 | 0.070945 | 0.071816 | 0.072677 | 0.073543 | 0.074333 | 0.075027 | 0.075725 | 0.076462 | 0.077312 | 0.078156 | 0.079086 | 0.080113 | 0.0812 | 0.082321 | 0.083468 | 0.084543 | 0.085529 | 0.086427 | 0.087221 | 0.087896 | 0.088371 | 0.08872 | 0.089021 | 0.089278 | 0.089532 | 0.089647 | 0.089647
F4_Commercial_Warehouse_New_Water Heating_Natural Gas_Water Heater_E7 | F4 | Commercial | Warehouse | New | Water Heating | Natural Gas | Water Heater | E7 | Utility - Cost of Equipment | 0.061751 | 0.062356 | 0.063023 | 0.063754 | 0.064577 | 0.06554 | 0.066346 | 0.067121 | 0.067918 | 0.068744 | 0.069537 | 0.070275 | 0.071022 | 0.07179 | 0.07262 | 0.073422 | 0.074271 | 0.075169 | 0.076092 | 0.077025 | 0.07796 | 0.078831 | 0.079616 | 0.08031 | 0.080911 | 0.081423 | 0.081783 | 0.082048 | 0.082276 | 0.082471 | 0.082664 | 0.082751 | 0.082751
F4_Commercial_Warehouse_New_Water Heating_Natural Gas_Water Heater_E8 | F4 | Commercial | Warehouse | New | Water Heating | Natural Gas | Water Heater | E8 | Utility - Cost of Equipment | 0 | 0 | 0 | 0 | 0 | 0 | 0 | 0 | 0 | 0 | 0 | 0 | 0 | 0 | 0 | 0 | 0 | 0 | 0 | 0 | 0 | 0 | 0 | 0 | 0 | 0 | 0 | 0 | 0 | 0 | 0 | 0 | 0
F4_Commercial_Warehouse_New_Water Heating_Natural Gas_Water Heater_E9 | F4 | Commercial | Warehouse | New | Water Heating | Natural Gas | Water Heater | E9 | Utility - Cost of Equipment | 0 | 0 | 0 | 0 | 0 | 0 | 0 | 0 | 0 | 0 | 0 | 0 | 0 | 0 | 0 | 0 | 0 | 0 | 0 | 0 | 0 | 0 | 0 | 0 | 0 | 0 | 0 | 0 | 0 | 0 | 0 | 0 | 0
F4_Commercial_Warehouse_New_Water Heating_Natural Gas_Water Heater_E10 | F4 | Commercial | Warehouse | New | Water Heating | Natural Gas | Water Heater | E10 | Utility - Cost of Equipment | 0 | 0 | 0 | 0 | 0 | 0 | 0 | 0 | 0 | 0 | 0 | 0 | 0 | 0 | 0 | 0 | 0 | 0 | 0 | 0 | 0 | 0 | 0 | 0 | 0 | 0 | 0 | 0 | 0 | 0 | 0 | 0 | 0
F5_Commercial_Warehouse_New_Water Heating_Natural Gas_Water Heater_E1 | F5 | Commercial | Warehouse | New | Water Heating | Natural Gas | Water Heater | E1 | Utility - Cost of Operation | 0.0071094 | 0.0071094 | 0.0071094 | 0.0071094 | 0.0071094 | 0.0071094 | 0.0071094 | 0.0071094 | 0.0071094 | 0.0071094 | 0.0071094 | 0.0071094 | 0.0071094 | 0.0071094 | 0.0071094 | 0.0071094 | 0.0071094 | 0.0071094 | 0.0071094 | 0.0071094 | 0.0071094 | 0.0071094 | 0.0071094 | 0.0071094 | 0.0071094 | 0.0071094 | 0.0071094 | 0.0071094 | 0.0071094 | 0.0071094 | 0.0071094 | 0.0071094 | 0.0071094
F5_Commercial_Warehouse_New_Water Heating_Natural Gas_Water Heater_E2 | F5 | Commercial | Warehouse | New | Water Heating | Natural Gas | Water Heater | E2 | Utility - Cost of Operation | 0.0071075 | 0.0071075 | 0.0071075 | 0.0071075 | 0.0071075 | 0.0071075 | 0.0071075 | 0.0071075 | 0.0071075 | 0.0071075 | 0.0071075 | 0.0071075 | 0.0071075 | 0.0071075 | 0.0071075 | 0.0071075 | 0.0071075 | 0.0071075 | 0.0071075 | 0.0071075 | 0.0071075 | 0.0071075 | 0.0071075 | 0.0071075 | 0.0071075 | 0.0071075 | 0.0071075 | 0.0071075 | 0.0071075 | 0.0071075 | 0.0071075 | 0.0071075 | 0.0071075
F5_Commercial_Warehouse_New_Water Heating_Natural Gas_Water Heater_E3 | F5 | Commercial | Warehouse | New | Water Heating | Natural Gas | Water Heater | E3 | Utility - Cost of Operation | 0.0072255 | 0.0072255 | 0.0072255 | 0.0072255 | 0.0072255 | 0.0072255 | 0.0072255 | 0.0072255 | 0.0072255 | 0.0072255 | 0.0072255 | 0.0072255 | 0.0072255 | 0.0072255 | 0.0072255 | 0.0072255 | 0.0072255 | 0.0072255 | 0.0072255 | 0.0072255 | 0.0072255 | 0.0072255 | 0.0072255 | 0.0072255 | 0.0072255 | 0.0072255 | 0.0072255 | 0.0072255 | 0.0072255 | 0.0072255 | 0.0072255 | 0.0072255 | 0.0072255
F5_Commercial_Warehouse_New_Water Heating_Natural Gas_Water Heater_E4 | F5 | Commercial | Warehouse | New | Water Heating | Natural Gas | Water Heater | E4 | Utility - Cost of Operation | 0.0073435 | 0.0073435 | 0.0073435 | 0.0073435 | 0.0073435 | 0.0073435 | 0.0073435 | 0.0073435 | 0.0073435 | 0.0073435 | 0.0073435 | 0.0073435 | 0.0073435 | 0.0073435 | 0.0073435 | 0.0073435 | 0.0073435 | 0.0073435 | 0.0073435 | 0.0073435 | 0.0073435 | 0.0073435 | 0.0073435 | 0.0073435 | 0.0073435 | 0.0073435 | 0.0073435 | 0.0073435 | 0.0073435 | 0.0073435 | 0.0073435 | 0.0073435 | 0.0073435
F5_Commercial_Warehouse_New_Water Heating_Natural Gas_Water Heater_E5 | F5 | Commercial | Warehouse | New | Water Heating | Natural Gas | Water Heater | E5 | Utility - Cost of Operation | 0.0074998 | 0.0074998 | 0.0074998 | 0.0074998 | 0.0074998 | 0.0074998 | 0.0074998 | 0.0074998 | 0.0074998 | 0.0074998 | 0.0074998 | 0.0074998 | 0.0074998 | 0.0074998 | 0.0074998 | 0.0074998 | 0.0074998 | 0.0074998 | 0.0074998 | 0.0074998 | 0.0074998 | 0.0074998 | 0.0074998 | 0.0074998 | 0.0074998 | 0.0074998 | 0.0074998 | 0.0074998 | 0.0074998 | 0.0074998 | 0.0074998 | 0.0074998 | 0.0074998
F5_Commercial_Warehouse_New_Water Heating_Natural Gas_Water Heater_E6 | F5 | Commercial | Warehouse | New | Water Heating | Natural Gas | Water Heater | E6 | Utility - Cost of Operation | 0.0063358 | 0.0063358 | 0.0063358 | 0.0063358 | 0.0063358 | 0.0063358 | 0.0063358 | 0.0063358 | 0.0063358 | 0.0063358 | 0.0063358 | 0.0063358 | 0.0063358 | 0.0063358 | 0.0063358 | 0.0063358 | 0.0063358 | 0.0063358 | 0.0063358 | 0.0063358 | 0.0063358 | 0.0063358 | 0.0063358 | 0.0063358 | 0.0063358 | 0.0063358 | 0.0063358 | 0.0063358 | 0.0063358 | 0.0063358 | 0.0063358 | 0.0063358 | 0.0063358
F5_Commercial_Warehouse_New_Water Heating_Natural Gas_Water Heater_E7 | F5 | Commercial | Warehouse | New | Water Heating | Natural Gas | Water Heater | E7 | Utility - Cost of Operation | 0.008 | 0.008 | 0.008 | 0.008 | 0.008 | 0.008 | 0.008 | 0.008 | 0.008 | 0.008 | 0.008 | 0.008 | 0.008 | 0.008 | 0.008 | 0.008 | 0.008 | 0.008 | 0.008 | 0.008 | 0.008 | 0.008 | 0.008 | 0.008 | 0.008 | 0.008 | 0.008 | 0.008 | 0.008 | 0.008 | 0.008 | 0.008 | 0.008
F5_Commercial_Warehouse_New_Water Heating_Natural Gas_Water Heater_E8 | F5 | Commercial | Warehouse | New | Water Heating | Natural Gas | Water Heater | E8 | Utility - Cost of Operation | 0 | 0 | 0 | 0 | 0 | 0 | 0 | 0 | 0 | 0 | 0 | 0 | 0 | 0 | 0 | 0 | 0 | 0 | 0 | 0 | 0 | 0 | 0 | 0 | 0 | 0 | 0 | 0 | 0 | 0 | 0 | 0 | 0
F5_Commercial_Warehouse_New_Water Heating_Natural Gas_Water Heater_E9 | F5 | Commercial | Warehouse | New | Water Heating | Natural Gas | Water Heater | E9 | Utility - Cost of Operation | 0 | 0 | 0 | 0 | 0 | 0 | 0 | 0 | 0 | 0 | 0 | 0 | 0 | 0 | 0 | 0 | 0 | 0 | 0 | 0 | 0 | 0 | 0 | 0 | 0 | 0 | 0 | 0 | 0 | 0 | 0 | 0 | 0
F5_Commercial_Warehouse_New_Water Heating_Natural Gas_Water Heater_E10 | F5 | Commercial | Warehouse | New | Water Heating | Natural Gas | Water Heater | E10 | Utility - Cost of Operation | 0 | 0 | 0 | 0 | 0 | 0 | 0 | 0 | 0 | 0 | 0 | 0 | 0 | 0 | 0 | 0 | 0 | 0 | 0 | 0 | 0 | 0 | 0 | 0 | 0 | 0 | 0 | 0 | 0 | 0 | 0 | 0 | 0
F6_Commercial_Warehouse_New_Water Heating_Natural Gas_Water Heater_E1 | F6 | Commercial | Warehouse | New | Water Heating | Natural Gas | Water Heater | E1 | Utility - Value of Sales | 0.062485 | 0.062485 | 0.062485 | 0.062485 | 0.062485 | 0.062485 | 0.062485 | 0.062485 | 0.062485 | 0.062485 | 0.062485 | 0.062485 | 0.062485 | 0.062485 | 0.062485 | 0.062485 | 0.062485 | 0.062485 | 0.062485 | 0.062485 | 0.062485 | 0.062485 | 0.062485 | 0.062485 | 0.062485 | 0.062485 | 0.062485 | 0.062485 | 0.062485 | 0.062485 | 0.062485 | 0.062485 | 0.062485
F6_Commercial_Warehouse_New_Water Heating_Natural Gas_Water Heater_E2 | F6 | Commercial | Warehouse | New | Water Heating | Natural Gas | Water Heater | E2 | Utility - Value of Sales | 0.061714 | 0.061714 | 0.061714 | 0.061714 | 0.061714 | 0.061714 | 0.061714 | 0.061714 | 0.061714 | 0.061714 | 0.061714 | 0.061714 | 0.061714 | 0.061714 | 0.061714 | 0.061714 | 0.061714 | 0.061714 | 0.061714 | 0.061714 | 0.061714 | 0.061714 | 0.061714 | 0.061714 | 0.061714 | 0.061714 | 0.061714 | 0.061714 | 0.061714 | 0.061714 | 0.061714 | 0.061714 | 0.061714
F6_Commercial_Warehouse_New_Water Heating_Natural Gas_Water Heater_E3 | F6 | Commercial | Warehouse | New | Water Heating | Natural Gas | Water Heater | E3 | Utility - Value of Sales | 0.056805 | 0.056805 | 0.056805 | 0.056805 | 0.056805 | 0.056805 | 0.056805 | 0.056805 | 0.056805 | 0.056805 | 0.056805 | 0.056805 | 0.056805 | 0.056805 | 0.056805 | 0.056805 | 0.056805 | 0.056805 | 0.056805 | 0.056805 | 0.056805 | 0.056805 | 0.056805 | 0.056805 | 0.056805 | 0.056805 | 0.056805 | 0.056805 | 0.056805 | 0.056805 | 0.056805 | 0.056805 | 0.056805
F6_Commercial_Warehouse_New_Water Heating_Natural Gas_Water Heater_E4 | F6 | Commercial | Warehouse | New | Water Heating | Natural Gas | Water Heater | E4 | Utility - Value of Sales | 0.053179 | 0.053179 | 0.053179 | 0.053179 | 0.053179 | 0.053179 | 0.053179 | 0.053179 | 0.053179 | 0.053179 | 0.053179 | 0.053179 | 0.053179 | 0.053179 | 0.053179 | 0.053179 | 0.053179 | 0.053179 | 0.053179 | 0.053179 | 0.053179 | 0.053179 | 0.053179 | 0.053179 | 0.053179 | 0.053179 | 0.053179 | 0.053179 | 0.053179 | 0.053179 | 0.053179 | 0.053179 | 0.053179
F6_Commercial_Warehouse_New_Water Heating_Natural Gas_Water Heater_E5 | F6 | Commercial | Warehouse | New | Water Heating | Natural Gas | Water Heater | E5 | Utility - Value of Sales | 0.052071 | 0.052071 | 0.052071 | 0.052071 | 0.052071 | 0.052071 | 0.052071 | 0.052071 | 0.052071 | 0.052071 | 0.052071 | 0.052071 | 0.052071 | 0.052071 | 0.052071 | 0.052071 | 0.052071 | 0.052071 | 0.052071 | 0.052071 | 0.052071 | 0.052071 | 0.052071 | 0.052071 | 0.052071 | 0.052071 | 0.052071 | 0.052071 | 0.052071 | 0.052071 | 0.052071 | 0.052071 | 0.052071
F6_Commercial_Warehouse_New_Water Heating_Natural Gas_Water Heater_E6 | F6 | Commercial | Warehouse | New | Water Heating | Natural Gas | Water Heater | E6 | Utility - Value of Sales | 0.051008 | 0.051008 | 0.051008 | 0.051008 | 0.051008 | 0.051008 | 0.051008 | 0.051008 | 0.051008 | 0.051008 | 0.051008 | 0.051008 | 0.051008 | 0.051008 | 0.051008 | 0.051008 | 0.051008 | 0.051008 | 0.051008 | 0.051008 | 0.051008 | 0.051008 | 0.051008 | 0.051008 | 0.051008 | 0.051008 | 0.051008 | 0.051008 | 0.051008 | 0.051008 | 0.051008 | 0.051008 | 0.051008
F6_Commercial_Warehouse_New_Water Heating_Natural Gas_Water Heater_E7 | F6 | Commercial | Warehouse | New | Water Heating | Natural Gas | Water Heater | E7 | Utility - Value of Sales | 0.047158 | 0.047158 | 0.047158 | 0.047158 | 0.047158 | 0.047158 | 0.047158 | 0.047158 | 0.047158 | 0.047158 | 0.047158 | 0.047158 | 0.047158 | 0.047158 | 0.047158 | 0.047158 | 0.047158 | 0.047158 | 0.047158 | 0.047158 | 0.047158 | 0.047158 | 0.047158 | 0.047158 | 0.047158 | 0.047158 | 0.047158 | 0.047158 | 0.047158 | 0.047158 | 0.047158 | 0.047158 | 0.047158
F6_Commercial_Warehouse_New_Water Heating_Natural Gas_Water Heater_E8 | F6 | Commercial | Warehouse | New | Water Heating | Natural Gas | Water Heater | E8 | Utility - Value of Sales | 0 | 0 | 0 | 0 | 0 | 0 | 0 | 0 | 0 | 0 | 0 | 0 | 0 | 0 | 0 | 0 | 0 | 0 | 0 | 0 | 0 | 0 | 0 | 0 | 0 | 0 | 0 | 0 | 0 | 0 | 0 | 0 | 0
F6_Commercial_Warehouse_New_Water Heating_Natural Gas_Water Heater_E9 | F6 | Commercial | Warehouse | New | Water Heating | Natural Gas | Water Heater | E9 | Utility - Value of Sales | 0 | 0 | 0 | 0 | 0 | 0 | 0 | 0 | 0 | 0 | 0 | 0 | 0 | 0 | 0 | 0 | 0 | 0 | 0 | 0 | 0 | 0 | 0 | 0 | 0 | 0 | 0 | 0 | 0 | 0 | 0 | 0 | 0
F6_Commercial_Warehouse_New_Water Heating_Natural Gas_Water Heater_E10 | F6 | Commercial | Warehouse | New | Water Heating | Natural Gas | Water Heater | E10 | Utility - Value of Sales | 0 | 0 | 0 | 0 | 0 | 0 | 0 | 0 | 0 | 0 | 0 | 0 | 0 | 0 | 0 | 0 | 0 | 0 | 0 | 0 | 0 | 0 | 0 | 0 | 0 | 0 | 0 | 0 | 0 | 0 | 0 | 0 | 0
F1_Commercial_Warehouse_New_Food Preparation_Natural Gas_Oven_E1 | F1 | Commercial | Warehouse | New | Food Preparation | Natural Gas | Oven | E1 | RVT - Cost of Equipment | 0.0096411 | 0.0097145 | 0.0097967 | 0.0098869 | 0.0099899 | 0.010109 | 0.010206 | 0.010298 | 0.010392 | 0.010491 | 0.010584 | 0.01067 | 0.010758 | 0.01085 | 0.010952 | 0.011051 | 0.011157 | 0.011268 | 0.011385 | 0.011503 | 0.011623 | 0.011734 | 0.011835 | 0.011925 | 0.012002 | 0.012068 | 0.012114 | 0.012148 | 0.012178 | 0.012203 | 0.012228 | 0.012239 | 0.012239
F1_Commercial_Warehouse_New_Food Preparation_Natural Gas_Oven_E2 | F1 | Commercial | Warehouse | New | Food Preparation | Natural Gas | Oven | E2 | RVT - Cost of Equipment | 0.0083767 | 0.0084405 | 0.0085119 | 0.0085903 | 0.0086798 | 0.0087833 | 0.0088672 | 0.0089478 | 0.0090296 | 0.0091148 | 0.009196 | 0.0092706 | 0.0093469 | 0.009427 | 0.0095155 | 0.009602 | 0.0096937 | 0.0097906 | 0.0098916 | 0.0099947 | 0.010098 | 0.010196 | 0.010283 | 0.010361 | 0.010428 | 0.010485 | 0.010525 | 0.010555 | 0.010581 | 0.010603 | 0.010625 | 0.010634 | 0.010634
F1_Commercial_Warehouse_New_Food Preparation_Natural Gas_Oven_E3 | F1 | Commercial | Warehouse | New | Food Preparation | Natural Gas | Oven | E3 | RVT - Cost of Equipment | 0 | 0 | 0 | 0 | 0 | 0 | 0 | 0 | 0 | 0 | 0 | 0 | 0 | 0 | 0 | 0 | 0 | 0 | 0 | 0 | 0 | 0 | 0 | 0 | 0 | 0 | 0 | 0 | 0 | 0 | 0 | 0 | 0
F1_Commercial_Warehouse_New_Food Preparation_Natural Gas_Oven_E4 | F1 | Commercial | Warehouse | New | Food Preparation | Natural Gas | Oven | E4 | RVT - Cost of Equipment | 0 | 0 | 0 | 0 | 0 | 0 | 0 | 0 | 0 | 0 | 0 | 0 | 0 | 0 | 0 | 0 | 0 | 0 | 0 | 0 | 0 | 0 | 0 | 0 | 0 | 0 | 0 | 0 | 0 | 0 | 0 | 0 | 0
F1_Commercial_Warehouse_New_Food Preparation_Natural Gas_Oven_E5 | F1 | Commercial | Warehouse | New | Food Preparation | Natural Gas | Oven | E5 | RVT - Cost of Equipment | 0 | 0 | 0 | 0 | 0 | 0 | 0 | 0 | 0 | 0 | 0 | 0 | 0 | 0 | 0 | 0 | 0 | 0 | 0 | 0 | 0 | 0 | 0 | 0 | 0 | 0 | 0 | 0 | 0 | 0 | 0 | 0 | 0
F1_Commercial_Warehouse_New_Food Preparation_Natural Gas_Oven_E6 | F1 | Commercial | Warehouse | New | Food Preparation | Natural Gas | Oven | E6 | RVT - Cost of Equipment | 0 | 0 | 0 | 0 | 0 | 0 | 0 | 0 | 0 | 0 | 0 | 0 | 0 | 0 | 0 | 0 | 0 | 0 | 0 | 0 | 0 | 0 | 0 | 0 | 0 | 0 | 0 | 0 | 0 | 0 | 0 | 0 | 0
F1_Commercial_Warehouse_New_Food Preparation_Natural Gas_Oven_E7 | F1 | Commercial | Warehouse | New | Food Preparation | Natural Gas | Oven | E7 | RVT - Cost of Equipment | 0 | 0 | 0 | 0 | 0 | 0 | 0 | 0 | 0 | 0 | 0 | 0 | 0 | 0 | 0 | 0 | 0 | 0 | 0 | 0 | 0 | 0 | 0 | 0 | 0 | 0 | 0 | 0 | 0 | 0 | 0 | 0 | 0
F1_Commercial_Warehouse_New_Food Preparation_Natural Gas_Oven_E8 | F1 | Commercial | Warehouse | New | Food Preparation | Natural Gas | Oven | E8 | RVT - Cost of Equipment | 0 | 0 | 0 | 0 | 0 | 0 | 0 | 0 | 0 | 0 | 0 | 0 | 0 | 0 | 0 | 0 | 0 | 0 | 0 | 0 | 0 | 0 | 0 | 0 | 0 | 0 | 0 | 0 | 0 | 0 | 0 | 0 | 0
F1_Commercial_Warehouse_New_Food Preparation_Natural Gas_Oven_E9 | F1 | Commercial | Warehouse | New | Food Preparation | Natural Gas | Oven | E9 | RVT - Cost of Equipment | 0 | 0 | 0 | 0 | 0 | 0 | 0 | 0 | 0 | 0 | 0 | 0 | 0 | 0 | 0 | 0 | 0 | 0 | 0 | 0 | 0 | 0 | 0 | 0 | 0 | 0 | 0 | 0 | 0 | 0 | 0 | 0 | 0
F1_Commercial_Warehouse_New_Food Preparation_Natural Gas_Oven_E10 | F1 | Commercial | Warehouse | New | Food Preparation | Natural Gas | Oven | E10 | RVT - Cost of Equipment | 0 | 0 | 0 | 0 | 0 | 0 | 0 | 0 | 0 | 0 | 0 | 0 | 0 | 0 | 0 | 0 | 0 | 0 | 0 | 0 | 0 | 0 | 0 | 0 | 0 | 0 | 0 | 0 | 0 | 0 | 0 | 0 | 0
F2_Commercial_Warehouse_New_Food Preparation_Natural Gas_Oven_E1 | F2 | Commercial | Warehouse | New | Food Preparation | Natural Gas | Oven | E1 | RVT - Cost of Operation | 0.011551 | 0.011639 | 0.011737 | 0.011845 | 0.011969 | 0.012111 | 0.012227 | 0.012338 | 0.012451 | 0.012568 | 0.01268 | 0.012783 | 0.012888 | 0.012999 | 0.013121 | 0.01324 | 0.013367 | 0.0135 | 0.01364 | 0.013782 | 0.013925 | 0.014059 | 0.01418 | 0.014286 | 0.014379 | 0.014458 | 0.014513 | 0.014554 | 0.01459 | 0.01462 | 0.01465 | 0.014664 | 0.014664
F2_Commercial_Warehouse_New_Food Preparation_Natural Gas_Oven_E2 | F2 | Commercial | Warehouse | New | Food Preparation | Natural Gas | Oven | E2 | RVT - Cost of Operation | 0.010036 | 0.010112 | 0.010198 | 0.010292 | 0.010399 | 0.010523 | 0.010624 | 0.01072 | 0.010818 | 0.01092 | 0.011017 | 0.011107 | 0.011198 | 0.011294 | 0.0114 | 0.011504 | 0.011614 | 0.01173 | 0.011851 | 0.011974 | 0.012099 | 0.012215 | 0.01232 | 0.012413 | 0.012493 | 0.012562 | 0.01261 | 0.012646 | 0.012677 | 0.012703 | 0.012729 | 0.012741 | 0.012741
F2_Commercial_Warehouse_New_Food Preparation_Natural Gas_Oven_E3 | F2 | Commercial | Warehouse | New | Food Preparation | Natural Gas | Oven | E3 | RVT - Cost of Operation | 0 | 0 | 0 | 0 | 0 | 0 | 0 | 0 | 0 | 0 | 0 | 0 | 0 | 0 | 0 | 0 | 0 | 0 | 0 | 0 | 0 | 0 | 0 | 0 | 0 | 0 | 0 | 0 | 0 | 0 | 0 | 0 | 0
F2_Commercial_Warehouse_New_Food Preparation_Natural Gas_Oven_E4 | F2 | Commercial | Warehouse | New | Food Preparation | Natural Gas | Oven | E4 | RVT - Cost of Operation | 0 | 0 | 0 | 0 | 0 | 0 | 0 | 0 | 0 | 0 | 0 | 0 | 0 | 0 | 0 | 0 | 0 | 0 | 0 | 0 | 0 | 0 | 0 | 0 | 0 | 0 | 0 | 0 | 0 | 0 | 0 | 0 | 0
F2_Commercial_Warehouse_New_Food Preparation_Natural Gas_Oven_E5 | F2 | Commercial | Warehouse | New | Food Preparation | Natural Gas | Oven | E5 | RVT - Cost of Operation | 0 | 0 | 0 | 0 | 0 | 0 | 0 | 0 | 0 | 0 | 0 | 0 | 0 | 0 | 0 | 0 | 0 | 0 | 0 | 0 | 0 | 0 | 0 | 0 | 0 | 0 | 0 | 0 | 0 | 0 | 0 | 0 | 0
F2_Commercial_Warehouse_New_Food Preparation_Natural Gas_Oven_E6 | F2 | Commercial | Warehouse | New | Food Preparation | Natural Gas | Oven | E6 | RVT - Cost of Operation | 0 | 0 | 0 | 0 | 0 | 0 | 0 | 0 | 0 | 0 | 0 | 0 | 0 | 0 | 0 | 0 | 0 | 0 | 0 | 0 | 0 | 0 | 0 | 0 | 0 | 0 | 0 | 0 | 0 | 0 | 0 | 0 | 0
F2_Commercial_Warehouse_New_Food Preparation_Natural Gas_Oven_E7 | F2 | Commercial | Warehouse | New | Food Preparation | Natural Gas | Oven | E7 | RVT - Cost of Operation | 0 | 0 | 0 | 0 | 0 | 0 | 0 | 0 | 0 | 0 | 0 | 0 | 0 | 0 | 0 | 0 | 0 | 0 | 0 | 0 | 0 | 0 | 0 | 0 | 0 | 0 | 0 | 0 | 0 | 0 | 0 | 0 | 0
F2_Commercial_Warehouse_New_Food Preparation_Natural Gas_Oven_E8 | F2 | Commercial | Warehouse | New | Food Preparation | Natural Gas | Oven | E8 | RVT - Cost of Operation | 0 | 0 | 0 | 0 | 0 | 0 | 0 | 0 | 0 | 0 | 0 | 0 | 0 | 0 | 0 | 0 | 0 | 0 | 0 | 0 | 0 | 0 | 0 | 0 | 0 | 0 | 0 | 0 | 0 | 0 | 0 | 0 | 0
F2_Commercial_Warehouse_New_Food Preparation_Natural Gas_Oven_E9 | F2 | Commercial | Warehouse | New | Food Preparation | Natural Gas | Oven | E9 | RVT - Cost of Operation | 0 | 0 | 0 | 0 | 0 | 0 | 0 | 0 | 0 | 0 | 0 | 0 | 0 | 0 | 0 | 0 | 0 | 0 | 0 | 0 | 0 | 0 | 0 | 0 | 0 | 0 | 0 | 0 | 0 | 0 | 0 | 0 | 0
F2_Commercial_Warehouse_New_Food Preparation_Natural Gas_Oven_E10 | F2 | Commercial | Warehouse | New | Food Preparation | Natural Gas | Oven | E10 | RVT - Cost of Operation | 0 | 0 | 0 | 0 | 0 | 0 | 0 | 0 | 0 | 0 | 0 | 0 | 0 | 0 | 0 | 0 | 0 | 0 | 0 | 0 | 0 | 0 | 0 | 0 | 0 | 0 | 0 | 0 | 0 | 0 | 0 | 0 | 0
F3_Commercial_Warehouse_New_Food Preparation_Natural Gas_Oven_E1 | F3 | Commercial | Warehouse | New | Food Preparation | Natural Gas | Oven | E1 | System - kBTUs of Consumption | 0.0074149 | 0.0074149 | 0.0074149 | 0.0074149 | 0.0074149 | 0.0074149 | 0.0074149 | 0.0074149 | 0.0074149 | 0.0074149 | 0.0074149 | 0.0074149 | 0.0074149 | 0.0074149 | 0.0074149 | 0.0074149 | 0.0074149 | 0.0074149 | 0.0074149 | 0.0074149 | 0.0074149 | 0.0074149 | 0.0074149 | 0.0074149 | 0.0074149 | 0.0074149 | 0.0074149 | 0.0074149 | 0.0074149 | 0.0074149 | 0.0074149 | 0.0074149 | 0.0074149
F3_Commercial_Warehouse_New_Food Preparation_Natural Gas_Oven_E2 | F3 | Commercial | Warehouse | New | Food Preparation | Natural Gas | Oven | E2 | System - kBTUs of Consumption | 0.0078111 | 0.0078111 | 0.0078111 | 0.0078111 | 0.0078111 | 0.0078111 | 0.0078111 | 0.0078111 | 0.0078111 | 0.0078111 | 0.0078111 | 0.0078111 | 0.0078111 | 0.0078111 | 0.0078111 | 0.0078111 | 0.0078111 | 0.0078111 | 0.0078111 | 0.0078111 | 0.0078111 | 0.0078111 | 0.0078111 | 0.0078111 | 0.0078111 | 0.0078111 | 0.0078111 | 0.0078111 | 0.0078111 | 0.0078111 | 0.0078111 | 0.0078111 | 0.0078111
F3_Commercial_Warehouse_New_Food Preparation_Natural Gas_Oven_E3 | F3 | Commercial | Warehouse | New | Food Preparation | Natural Gas | Oven | E3 | System - kBTUs of Consumption | 0 | 0 | 0 | 0 | 0 | 0 | 0 | 0 | 0 | 0 | 0 | 0 | 0 | 0 | 0 | 0 | 0 | 0 | 0 | 0 | 0 | 0 | 0 | 0 | 0 | 0 | 0 | 0 | 0 | 0 | 0 | 0 | 0
F3_Commercial_Warehouse_New_Food Preparation_Natural Gas_Oven_E4 | F3 | Commercial | Warehouse | New | Food Preparation | Natural Gas | Oven | E4 | System - kBTUs of Consumption | 0 | 0 | 0 | 0 | 0 | 0 | 0 | 0 | 0 | 0 | 0 | 0 | 0 | 0 | 0 | 0 | 0 | 0 | 0 | 0 | 0 | 0 | 0 | 0 | 0 | 0 | 0 | 0 | 0 | 0 | 0 | 0 | 0
F3_Commercial_Warehouse_New_Food Preparation_Natural Gas_Oven_E5 | F3 | Commercial | Warehouse | New | Food Preparation | Natural Gas | Oven | E5 | System - kBTUs of Consumption | 0 | 0 | 0 | 0 | 0 | 0 | 0 | 0 | 0 | 0 | 0 | 0 | 0 | 0 | 0 | 0 | 0 | 0 | 0 | 0 | 0 | 0 | 0 | 0 | 0 | 0 | 0 | 0 | 0 | 0 | 0 | 0 | 0
F3_Commercial_Warehouse_New_Food Preparation_Natural Gas_Oven_E6 | F3 | Commercial | Warehouse | New | Food Preparation | Natural Gas | Oven | E6 | System - kBTUs of Consumption | 0 | 0 | 0 | 0 | 0 | 0 | 0 | 0 | 0 | 0 | 0 | 0 | 0 | 0 | 0 | 0 | 0 | 0 | 0 | 0 | 0 | 0 | 0 | 0 | 0 | 0 | 0 | 0 | 0 | 0 | 0 | 0 | 0
F3_Commercial_Warehouse_New_Food Preparation_Natural Gas_Oven_E7 | F3 | Commercial | Warehouse | New | Food Preparation | Natural Gas | Oven | E7 | System - kBTUs of Consumption | 0 | 0 | 0 | 0 | 0 | 0 | 0 | 0 | 0 | 0 | 0 | 0 | 0 | 0 | 0 | 0 | 0 | 0 | 0 | 0 | 0 | 0 | 0 | 0 | 0 | 0 | 0 | 0 | 0 | 0 | 0 | 0 | 0
F3_Commercial_Warehouse_New_Food Preparation_Natural Gas_Oven_E8 | F3 | Commercial | Warehouse | New | Food Preparation | Natural Gas | Oven | E8 | System - kBTUs of Consumption | 0 | 0 | 0 | 0 | 0 | 0 | 0 | 0 | 0 | 0 | 0 | 0 | 0 | 0 | 0 | 0 | 0 | 0 | 0 | 0 | 0 | 0 | 0 | 0 | 0 | 0 | 0 | 0 | 0 | 0 | 0 | 0 | 0
F3_Commercial_Warehouse_New_Food Preparation_Natural Gas_Oven_E9 | F3 | Commercial | Warehouse | New | Food Preparation | Natural Gas | Oven | E9 | System - kBTUs of Consumption | 0 | 0 | 0 | 0 | 0 | 0 | 0 | 0 | 0 | 0 | 0 | 0 | 0 | 0 | 0 | 0 | 0 | 0 | 0 | 0 | 0 | 0 | 0 | 0 | 0 | 0 | 0 | 0 | 0 | 0 | 0 | 0 | 0
F3_Commercial_Warehouse_New_Food Preparation_Natural Gas_Oven_E10 | F3 | Commercial | Warehouse | New | Food Preparation | Natural Gas | Oven | E10 | System - kBTUs of Consumption | 0 | 0 | 0 | 0 | 0 | 0 | 0 | 0 | 0 | 0 | 0 | 0 | 0 | 0 | 0 | 0 | 0 | 0 | 0 | 0 | 0 | 0 | 0 | 0 | 0 | 0 | 0 | 0 | 0 | 0 | 0 | 0 | 0
F4_Commercial_Warehouse_New_Food Preparation_Natural Gas_Oven_E1 | F4 | Commercial | Warehouse | New | Food Preparation | Natural Gas | Oven | E1 | Utility - Cost of Equipment | 0.011551 | 0.011639 | 0.011737 | 0.011845 | 0.011969 | 0.012111 | 0.012227 | 0.012338 | 0.012451 | 0.012568 | 0.01268 | 0.012783 | 0.012888 | 0.012999 | 0.013121 | 0.01324 | 0.013367 | 0.0135 | 0.01364 | 0.013782 | 0.013925 | 0.014059 | 0.01418 | 0.014286 | 0.014379 | 0.014458 | 0.014513 | 0.014554 | 0.01459 | 0.01462 | 0.01465 | 0.014664 | 0.014664
F4_Commercial_Warehouse_New_Food Preparation_Natural Gas_Oven_E2 | F4 | Commercial | Warehouse | New | Food Preparation | Natural Gas | Oven | E2 | Utility - Cost of Equipment | 0.010036 | 0.010112 | 0.010198 | 0.010292 | 0.010399 | 0.010523 | 0.010624 | 0.01072 | 0.010818 | 0.01092 | 0.011017 | 0.011107 | 0.011198 | 0.011294 | 0.0114 | 0.011504 | 0.011614 | 0.01173 | 0.011851 | 0.011974 | 0.012099 | 0.012215 | 0.01232 | 0.012413 | 0.012493 | 0.012562 | 0.01261 | 0.012646 | 0.012677 | 0.012703 | 0.012729 | 0.012741 | 0.012741
F4_Commercial_Warehouse_New_Food Preparation_Natural Gas_Oven_E3 | F4 | Commercial | Warehouse | New | Food Preparation | Natural Gas | Oven | E3 | Utility - Cost of Equipment | 0 | 0 | 0 | 0 | 0 | 0 | 0 | 0 | 0 | 0 | 0 | 0 | 0 | 0 | 0 | 0 | 0 | 0 | 0 | 0 | 0 | 0 | 0 | 0 | 0 | 0 | 0 | 0 | 0 | 0 | 0 | 0 | 0
F4_Commercial_Warehouse_New_Food Preparation_Natural Gas_Oven_E4 | F4 | Commercial | Warehouse | New | Food Preparation | Natural Gas | Oven | E4 | Utility - Cost of Equipment | 0 | 0 | 0 | 0 | 0 | 0 | 0 | 0 | 0 | 0 | 0 | 0 | 0 | 0 | 0 | 0 | 0 | 0 | 0 | 0 | 0 | 0 | 0 | 0 | 0 | 0 | 0 | 0 | 0 | 0 | 0 | 0 | 0
F4_Commercial_Warehouse_New_Food Preparation_Natural Gas_Oven_E5 | F4 | Commercial | Warehouse | New | Food Preparation | Natural Gas | Oven | E5 | Utility - Cost of Equipment | 0 | 0 | 0 | 0 | 0 | 0 | 0 | 0 | 0 | 0 | 0 | 0 | 0 | 0 | 0 | 0 | 0 | 0 | 0 | 0 | 0 | 0 | 0 | 0 | 0 | 0 | 0 | 0 | 0 | 0 | 0 | 0 | 0
F4_Commercial_Warehouse_New_Food Preparation_Natural Gas_Oven_E6 | F4 | Commercial | Warehouse | New | Food Preparation | Natural Gas | Oven | E6 | Utility - Cost of Equipment | 0 | 0 | 0 | 0 | 0 | 0 | 0 | 0 | 0 | 0 | 0 | 0 | 0 | 0 | 0 | 0 | 0 | 0 | 0 | 0 | 0 | 0 | 0 | 0 | 0 | 0 | 0 | 0 | 0 | 0 | 0 | 0 | 0
F4_Commercial_Warehouse_New_Food Preparation_Natural Gas_Oven_E7 | F4 | Commercial | Warehouse | New | Food Preparation | Natural Gas | Oven | E7 | Utility - Cost of Equipment | 0 | 0 | 0 | 0 | 0 | 0 | 0 | 0 | 0 | 0 | 0 | 0 | 0 | 0 | 0 | 0 | 0 | 0 | 0 | 0 | 0 | 0 | 0 | 0 | 0 | 0 | 0 | 0 | 0 | 0 | 0 | 0 | 0
F4_Commercial_Warehouse_New_Food Preparation_Natural Gas_Oven_E8 | F4 | Commercial | Warehouse | New | Food Preparation | Natural Gas | Oven | E8 | Utility - Cost of Equipment | 0 | 0 | 0 | 0 | 0 | 0 | 0 | 0 | 0 | 0 | 0 | 0 | 0 | 0 | 0 | 0 | 0 | 0 | 0 | 0 | 0 | 0 | 0 | 0 | 0 | 0 | 0 | 0 | 0 | 0 | 0 | 0 | 0
F4_Commercial_Warehouse_New_Food Preparation_Natural Gas_Oven_E9 | F4 | Commercial | Warehouse | New | Food Preparation | Natural Gas | Oven | E9 | Utility - Cost of Equipment | 0 | 0 | 0 | 0 | 0 | 0 | 0 | 0 | 0 | 0 | 0 | 0 | 0 | 0 | 0 | 0 | 0 | 0 | 0 | 0 | 0 | 0 | 0 | 0 | 0 | 0 | 0 | 0 | 0 | 0 | 0 | 0 | 0
F4_Commercial_Warehouse_New_Food Preparation_Natural Gas_Oven_E10 | F4 | Commercial | Warehouse | New | Food Preparation | Natural Gas | Oven | E10 | Utility - Cost of Equipment | 0 | 0 | 0 | 0 | 0 | 0 | 0 | 0 | 0 | 0 | 0 | 0 | 0 | 0 | 0 | 0 | 0 | 0 | 0 | 0 | 0 | 0 | 0 | 0 | 0 | 0 | 0 | 0 | 0 | 0 | 0 | 0 | 0
F5_Commercial_Warehouse_New_Food Preparation_Natural Gas_Oven_E1 | F5 | Commercial | Warehouse | New | Food Preparation | Natural Gas | Oven | E1 | Utility - Cost of Operation | 0.0074149 | 0.0074149 | 0.0074149 | 0.0074149 | 0.0074149 | 0.0074149 | 0.0074149 | 0.0074149 | 0.0074149 | 0.0074149 | 0.0074149 | 0.0074149 | 0.0074149 | 0.0074149 | 0.0074149 | 0.0074149 | 0.0074149 | 0.0074149 | 0.0074149 | 0.0074149 | 0.0074149 | 0.0074149 | 0.0074149 | 0.0074149 | 0.0074149 | 0.0074149 | 0.0074149 | 0.0074149 | 0.0074149 | 0.0074149 | 0.0074149 | 0.0074149 | 0.0074149
F5_Commercial_Warehouse_New_Food Preparation_Natural Gas_Oven_E2 | F5 | Commercial | Warehouse | New | Food Preparation | Natural Gas | Oven | E2 | Utility - Cost of Operation | 0.0078111 | 0.0078111 | 0.0078111 | 0.0078111 | 0.0078111 | 0.0078111 | 0.0078111 | 0.0078111 | 0.0078111 | 0.0078111 | 0.0078111 | 0.0078111 | 0.0078111 | 0.0078111 | 0.0078111 | 0.0078111 | 0.0078111 | 0.0078111 | 0.0078111 | 0.0078111 | 0.0078111 | 0.0078111 | 0.0078111 | 0.0078111 | 0.0078111 | 0.0078111 | 0.0078111 | 0.0078111 | 0.0078111 | 0.0078111 | 0.0078111 | 0.0078111 | 0.0078111
F5_Commercial_Warehouse_New_Food Preparation_Natural Gas_Oven_E3 | F5 | Commercial | Warehouse | New | Food Preparation | Natural Gas | Oven | E3 | Utility - Cost of Operation | 0 | 0 | 0 | 0 | 0 | 0 | 0 | 0 | 0 | 0 | 0 | 0 | 0 | 0 | 0 | 0 | 0 | 0 | 0 | 0 | 0 | 0 | 0 | 0 | 0 | 0 | 0 | 0 | 0 | 0 | 0 | 0 | 0
F5_Commercial_Warehouse_New_Food Preparation_Natural Gas_Oven_E4 | F5 | Commercial | Warehouse | New | Food Preparation | Natural Gas | Oven | E4 | Utility - Cost of Operation | 0 | 0 | 0 | 0 | 0 | 0 | 0 | 0 | 0 | 0 | 0 | 0 | 0 | 0 | 0 | 0 | 0 | 0 | 0 | 0 | 0 | 0 | 0 | 0 | 0 | 0 | 0 | 0 | 0 | 0 | 0 | 0 | 0
F5_Commercial_Warehouse_New_Food Preparation_Natural Gas_Oven_E5 | F5 | Commercial | Warehouse | New | Food Preparation | Natural Gas | Oven | E5 | Utility - Cost of Operation | 0 | 0 | 0 | 0 | 0 | 0 | 0 | 0 | 0 | 0 | 0 | 0 | 0 | 0 | 0 | 0 | 0 | 0 | 0 | 0 | 0 | 0 | 0 | 0 | 0 | 0 | 0 | 0 | 0 | 0 | 0 | 0 | 0
F5_Commercial_Warehouse_New_Food Preparation_Natural Gas_Oven_E6 | F5 | Commercial | Warehouse | New | Food Preparation | Natural Gas | Oven | E6 | Utility - Cost of Operation | 0 | 0 | 0 | 0 | 0 | 0 | 0 | 0 | 0 | 0 | 0 | 0 | 0 | 0 | 0 | 0 | 0 | 0 | 0 | 0 | 0 | 0 | 0 | 0 | 0 | 0 | 0 | 0 | 0 | 0 | 0 | 0 | 0
F5_Commercial_Warehouse_New_Food Preparation_Natural Gas_Oven_E7 | F5 | Commercial | Warehouse | New | Food Preparation | Natural Gas | Oven | E7 | Utility - Cost of Operation | 0 | 0 | 0 | 0 | 0 | 0 | 0 | 0 | 0 | 0 | 0 | 0 | 0 | 0 | 0 | 0 | 0 | 0 | 0 | 0 | 0 | 0 | 0 | 0 | 0 | 0 | 0 | 0 | 0 | 0 | 0 | 0 | 0
F5_Commercial_Warehouse_New_Food Preparation_Natural Gas_Oven_E8 | F5 | Commercial | Warehouse | New | Food Preparation | Natural Gas | Oven | E8 | Utility - Cost of Operation | 0 | 0 | 0 | 0 | 0 | 0 | 0 | 0 | 0 | 0 | 0 | 0 | 0 | 0 | 0 | 0 | 0 | 0 | 0 | 0 | 0 | 0 | 0 | 0 | 0 | 0 | 0 | 0 | 0 | 0 | 0 | 0 | 0
F5_Commercial_Warehouse_New_Food Preparation_Natural Gas_Oven_E9 | F5 | Commercial | Warehouse | New | Food Preparation | Natural Gas | Oven | E9 | Utility - Cost of Operation | 0 | 0 | 0 | 0 | 0 | 0 | 0 | 0 | 0 | 0 | 0 | 0 | 0 | 0 | 0 | 0 | 0 | 0 | 0 | 0 | 0 | 0 | 0 | 0 | 0 | 0 | 0 | 0 | 0 | 0 | 0 | 0 | 0
F5_Commercial_Warehouse_New_Food Preparation_Natural Gas_Oven_E10 | F5 | Commercial | Warehouse | New | Food Preparation | Natural Gas | Oven | E10 | Utility - Cost of Operation | 0 | 0 | 0 | 0 | 0 | 0 | 0 | 0 | 0 | 0 | 0 | 0 | 0 | 0 | 0 | 0 | 0 | 0 | 0 | 0 | 0 | 0 | 0 | 0 | 0 | 0 | 0 | 0 | 0 | 0 | 0 | 0 | 0
F6_Commercial_Warehouse_New_Food Preparation_Natural Gas_Oven_E1 | F6 | Commercial | Warehouse | New | Food Preparation | Natural Gas | Oven | E1 | Utility - Value of Sales | 0.0068409 | 0.0068409 | 0.0068409 | 0.0068409 | 0.0068409 | 0.0068409 | 0.0068409 | 0.0068409 | 0.0068409 | 0.0068409 | 0.0068409 | 0.0068409 | 0.0068409 | 0.0068409 | 0.0068409 | 0.0068409 | 0.0068409 | 0.0068409 | 0.0068409 | 0.0068409 | 0.0068409 | 0.0068409 | 0.0068409 | 0.0068409 | 0.0068409 | 0.0068409 | 0.0068409 | 0.0068409 | 0.0068409 | 0.0068409 | 0.0068409 | 0.0068409 | 0.0068409
F6_Commercial_Warehouse_New_Food Preparation_Natural Gas_Oven_E2 | F6 | Commercial | Warehouse | New | Food Preparation | Natural Gas | Oven | E2 | Utility - Value of Sales | 0.0059437 | 0.0059437 | 0.0059437 | 0.0059437 | 0.0059437 | 0.0059437 | 0.0059437 | 0.0059437 | 0.0059437 | 0.0059437 | 0.0059437 | 0.0059437 | 0.0059437 | 0.0059437 | 0.0059437 | 0.0059437 | 0.0059437 | 0.0059437 | 0.0059437 | 0.0059437 | 0.0059437 | 0.0059437 | 0.0059437 | 0.0059437 | 0.0059437 | 0.0059437 | 0.0059437 | 0.0059437 | 0.0059437 | 0.0059437 | 0.0059437 | 0.0059437 | 0.0059437
F6_Commercial_Warehouse_New_Food Preparation_Natural Gas_Oven_E3 | F6 | Commercial | Warehouse | New | Food Preparation | Natural Gas | Oven | E3 | Utility - Value of Sales | 0 | 0 | 0 | 0 | 0 | 0 | 0 | 0 | 0 | 0 | 0 | 0 | 0 | 0 | 0 | 0 | 0 | 0 | 0 | 0 | 0 | 0 | 0 | 0 | 0 | 0 | 0 | 0 | 0 | 0 | 0 | 0 | 0
F6_Commercial_Warehouse_New_Food Preparation_Natural Gas_Oven_E4 | F6 | Commercial | Warehouse | New | Food Preparation | Natural Gas | Oven | E4 | Utility - Value of Sales | 0 | 0 | 0 | 0 | 0 | 0 | 0 | 0 | 0 | 0 | 0 | 0 | 0 | 0 | 0 | 0 | 0 | 0 | 0 | 0 | 0 | 0 | 0 | 0 | 0 | 0 | 0 | 0 | 0 | 0 | 0 | 0 | 0
F6_Commercial_Warehouse_New_Food Preparation_Natural Gas_Oven_E5 | F6 | Commercial | Warehouse | New | Food Preparation | Natural Gas | Oven | E5 | Utility - Value of Sales | 0 | 0 | 0 | 0 | 0 | 0 | 0 | 0 | 0 | 0 | 0 | 0 | 0 | 0 | 0 | 0 | 0 | 0 | 0 | 0 | 0 | 0 | 0 | 0 | 0 | 0 | 0 | 0 | 0 | 0 | 0 | 0 | 0
F6_Commercial_Warehouse_New_Food Preparation_Natural Gas_Oven_E6 | F6 | Commercial | Warehouse | New | Food Preparation | Natural Gas | Oven | E6 | Utility - Value of Sales | 0 | 0 | 0 | 0 | 0 | 0 | 0 | 0 | 0 | 0 | 0 | 0 | 0 | 0 | 0 | 0 | 0 | 0 | 0 | 0 | 0 | 0 | 0 | 0 | 0 | 0 | 0 | 0 | 0 | 0 | 0 | 0 | 0
F6_Commercial_Warehouse_New_Food Preparation_Natural Gas_Oven_E7 | F6 | Commercial | Warehouse | New | Food Preparation | Natural Gas | Oven | E7 | Utility - Value of Sales | 0 | 0 | 0 | 0 | 0 | 0 | 0 | 0 | 0 | 0 | 0 | 0 | 0 | 0 | 0 | 0 | 0 | 0 | 0 | 0 | 0 | 0 | 0 | 0 | 0 | 0 | 0 | 0 | 0 | 0 | 0 | 0 | 0
F6_Commercial_Warehouse_New_Food Preparation_Natural Gas_Oven_E8 | F6 | Commercial | Warehouse | New | Food Preparation | Natural Gas | Oven | E8 | Utility - Value of Sales | 0 | 0 | 0 | 0 | 0 | 0 | 0 | 0 | 0 | 0 | 0 | 0 | 0 | 0 | 0 | 0 | 0 | 0 | 0 | 0 | 0 | 0 | 0 | 0 | 0 | 0 | 0 | 0 | 0 | 0 | 0 | 0 | 0
F6_Commercial_Warehouse_New_Food Preparation_Natural Gas_Oven_E9 | F6 | Commercial | Warehouse | New | Food Preparation | Natural Gas | Oven | E9 | Utility - Value of Sales | 0 | 0 | 0 | 0 | 0 | 0 | 0 | 0 | 0 | 0 | 0 | 0 | 0 | 0 | 0 | 0 | 0 | 0 | 0 | 0 | 0 | 0 | 0 | 0 | 0 | 0 | 0 | 0 | 0 | 0 | 0 | 0 | 0
F6_Commercial_Warehouse_New_Food Preparation_Natural Gas_Oven_E10 | F6 | Commercial | Warehouse | New | Food Preparation | Natural Gas | Oven | E10 | Utility - Value of Sales | 0 | 0 | 0 | 0 | 0 | 0 | 0 | 0 | 0 | 0 | 0 | 0 | 0 | 0 | 0 | 0 | 0 | 0 | 0 | 0 | 0 | 0 | 0 | 0 | 0 | 0 | 0 | 0 | 0 | 0 | 0 | 0 | 0
F1_Commercial_Warehouse_New_Food Preparation_Natural Gas_Conveyor Oven_E1 | F1 | Commercial | Warehouse | New | Food Preparation | Natural Gas | Conveyor Oven | E1 | RVT - Cost of Equipment | 0.018092 | 0.018224 | 0.018367 | 0.018524 | 0.018704 | 0.018912 | 0.019096 | 0.019281 | 0.019472 | 0.019672 | 0.019863 | 0.02004 | 0.020214 | 0.020387 | 0.020568 | 0.02074 | 0.020917 | 0.021099 | 0.021282 | 0.021463 | 0.021642 | 0.021805 | 0.02195 | 0.022079 | 0.02219 | 0.022285 | 0.022351 | 0.022401 | 0.022444 | 0.02248 | 0.022516 | 0.022532 | 0.022532
F1_Commercial_Warehouse_New_Food Preparation_Natural Gas_Conveyor Oven_E2 | F1 | Commercial | Warehouse | New | Food Preparation | Natural Gas | Conveyor Oven | E2 | RVT - Cost of Equipment | 0.013753 | 0.013853 | 0.013962 | 0.014081 | 0.014218 | 0.014376 | 0.014516 | 0.014656 | 0.014802 | 0.014954 | 0.015099 | 0.015234 | 0.015366 | 0.015497 | 0.015635 | 0.015765 | 0.0159 | 0.016038 | 0.016177 | 0.016315 | 0.016451 | 0.016575 | 0.016685 | 0.016783 | 0.016868 | 0.01694 | 0.016991 | 0.017028 | 0.017061 | 0.017088 | 0.017116 | 0.017128 | 0.017128
F1_Commercial_Warehouse_New_Food Preparation_Natural Gas_Conveyor Oven_E3 | F1 | Commercial | Warehouse | New | Food Preparation | Natural Gas | Conveyor Oven | E3 | RVT - Cost of Equipment | 0 | 0 | 0 | 0 | 0 | 0 | 0 | 0 | 0 | 0 | 0 | 0 | 0 | 0 | 0 | 0 | 0 | 0 | 0 | 0 | 0 | 0 | 0 | 0 | 0 | 0 | 0 | 0 | 0 | 0 | 0 | 0 | 0
F1_Commercial_Warehouse_New_Food Preparation_Natural Gas_Conveyor Oven_E4 | F1 | Commercial | Warehouse | New | Food Preparation | Natural Gas | Conveyor Oven | E4 | RVT - Cost of Equipment | 0 | 0 | 0 | 0 | 0 | 0 | 0 | 0 | 0 | 0 | 0 | 0 | 0 | 0 | 0 | 0 | 0 | 0 | 0 | 0 | 0 | 0 | 0 | 0 | 0 | 0 | 0 | 0 | 0 | 0 | 0 | 0 | 0
F1_Commercial_Warehouse_New_Food Preparation_Natural Gas_Conveyor Oven_E5 | F1 | Commercial | Warehouse | New | Food Preparation | Natural Gas | Conveyor Oven | E5 | RVT - Cost of Equipment | 0 | 0 | 0 | 0 | 0 | 0 | 0 | 0 | 0 | 0 | 0 | 0 | 0 | 0 | 0 | 0 | 0 | 0 | 0 | 0 | 0 | 0 | 0 | 0 | 0 | 0 | 0 | 0 | 0 | 0 | 0 | 0 | 0
F1_Commercial_Warehouse_New_Food Preparation_Natural Gas_Conveyor Oven_E6 | F1 | Commercial | Warehouse | New | Food Preparation | Natural Gas | Conveyor Oven | E6 | RVT - Cost of Equipment | 0 | 0 | 0 | 0 | 0 | 0 | 0 | 0 | 0 | 0 | 0 | 0 | 0 | 0 | 0 | 0 | 0 | 0 | 0 | 0 | 0 | 0 | 0 | 0 | 0 | 0 | 0 | 0 | 0 | 0 | 0 | 0 | 0
F1_Commercial_Warehouse_New_Food Preparation_Natural Gas_Conveyor Oven_E7 | F1 | Commercial | Warehouse | New | Food Preparation | Natural Gas | Conveyor Oven | E7 | RVT - Cost of Equipment | 0 | 0 | 0 | 0 | 0 | 0 | 0 | 0 | 0 | 0 | 0 | 0 | 0 | 0 | 0 | 0 | 0 | 0 | 0 | 0 | 0 | 0 | 0 | 0 | 0 | 0 | 0 | 0 | 0 | 0 | 0 | 0 | 0
F1_Commercial_Warehouse_New_Food Preparation_Natural Gas_Conveyor Oven_E8 | F1 | Commercial | Warehouse | New | Food Preparation | Natural Gas | Conveyor Oven | E8 | RVT - Cost of Equipment | 0 | 0 | 0 | 0 | 0 | 0 | 0 | 0 | 0 | 0 | 0 | 0 | 0 | 0 | 0 | 0 | 0 | 0 | 0 | 0 | 0 | 0 | 0 | 0 | 0 | 0 | 0 | 0 | 0 | 0 | 0 | 0 | 0
F1_Commercial_Warehouse_New_Food Preparation_Natural Gas_Conveyor Oven_E9 | F1 | Commercial | Warehouse | New | Food Preparation | Natural Gas | Conveyor Oven | E9 | RVT - Cost of Equipment | 0 | 0 | 0 | 0 | 0 | 0 | 0 | 0 | 0 | 0 | 0 | 0 | 0 | 0 | 0 | 0 | 0 | 0 | 0 | 0 | 0 | 0 | 0 | 0 | 0 | 0 | 0 | 0 | 0 | 0 | 0 | 0 | 0
F1_Commercial_Warehouse_New_Food Preparation_Natural Gas_Conveyor Oven_E10 | F1 | Commercial | Warehouse | New | Food Preparation | Natural Gas | Conveyor Oven | E10 | RVT - Cost of Equipment | 0 | 0 | 0 | 0 | 0 | 0 | 0 | 0 | 0 | 0 | 0 | 0 | 0 | 0 | 0 | 0 | 0 | 0 | 0 | 0 | 0 | 0 | 0 | 0 | 0 | 0 | 0 | 0 | 0 | 0 | 0 | 0 | 0
F2_Commercial_Warehouse_New_Food Preparation_Natural Gas_Conveyor Oven_E1 | F2 | Commercial | Warehouse | New | Food Preparation | Natural Gas | Conveyor Oven | E1 | RVT - Cost of Operation | 0.021676 | 0.021834 | 0.022005 | 0.022193 | 0.022409 | 0.022658 | 0.022878 | 0.0231 | 0.023329 | 0.023568 | 0.023798 | 0.02401 | 0.024217 | 0.024425 | 0.024641 | 0.024848 | 0.02506 | 0.025278 | 0.025497 | 0.025714 | 0.025928 | 0.026123 | 0.026298 | 0.026452 | 0.026585 | 0.026699 | 0.026779 | 0.026838 | 0.026889 | 0.026933 | 0.026976 | 0.026995 | 0.026995
F2_Commercial_Warehouse_New_Food Preparation_Natural Gas_Conveyor Oven_E2 | F2 | Commercial | Warehouse | New | Food Preparation | Natural Gas | Conveyor Oven | E2 | RVT - Cost of Operation | 0.016477 | 0.016597 | 0.016727 | 0.016871 | 0.017034 | 0.017224 | 0.017391 | 0.017559 | 0.017734 | 0.017915 | 0.01809 | 0.018251 | 0.018409 | 0.018567 | 0.018731 | 0.018888 | 0.019049 | 0.019215 | 0.019382 | 0.019547 | 0.019709 | 0.019858 | 0.01999 | 0.020107 | 0.020208 | 0.020295 | 0.020356 | 0.020401 | 0.02044 | 0.020473 | 0.020506 | 0.02052 | 0.02052
F2_Commercial_Warehouse_New_Food Preparation_Natural Gas_Conveyor Oven_E3 | F2 | Commercial | Warehouse | New | Food Preparation | Natural Gas | Conveyor Oven | E3 | RVT - Cost of Operation | 0 | 0 | 0 | 0 | 0 | 0 | 0 | 0 | 0 | 0 | 0 | 0 | 0 | 0 | 0 | 0 | 0 | 0 | 0 | 0 | 0 | 0 | 0 | 0 | 0 | 0 | 0 | 0 | 0 | 0 | 0 | 0 | 0
F2_Commercial_Warehouse_New_Food Preparation_Natural Gas_Conveyor Oven_E4 | F2 | Commercial | Warehouse | New | Food Preparation | Natural Gas | Conveyor Oven | E4 | RVT - Cost of Operation | 0 | 0 | 0 | 0 | 0 | 0 | 0 | 0 | 0 | 0 | 0 | 0 | 0 | 0 | 0 | 0 | 0 | 0 | 0 | 0 | 0 | 0 | 0 | 0 | 0 | 0 | 0 | 0 | 0 | 0 | 0 | 0 | 0
F2_Commercial_Warehouse_New_Food Preparation_Natural Gas_Conveyor Oven_E5 | F2 | Commercial | Warehouse | New | Food Preparation | Natural Gas | Conveyor Oven | E5 | RVT - Cost of Operation | 0 | 0 | 0 | 0 | 0 | 0 | 0 | 0 | 0 | 0 | 0 | 0 | 0 | 0 | 0 | 0 | 0 | 0 | 0 | 0 | 0 | 0 | 0 | 0 | 0 | 0 | 0 | 0 | 0 | 0 | 0 | 0 | 0
F2_Commercial_Warehouse_New_Food Preparation_Natural Gas_Conveyor Oven_E6 | F2 | Commercial | Warehouse | New | Food Preparation | Natural Gas | Conveyor Oven | E6 | RVT - Cost of Operation | 0 | 0 | 0 | 0 | 0 | 0 | 0 | 0 | 0 | 0 | 0 | 0 | 0 | 0 | 0 | 0 | 0 | 0 | 0 | 0 | 0 | 0 | 0 | 0 | 0 | 0 | 0 | 0 | 0 | 0 | 0 | 0 | 0
F2_Commercial_Warehouse_New_Food Preparation_Natural Gas_Conveyor Oven_E7 | F2 | Commercial | Warehouse | New | Food Preparation | Natural Gas | Conveyor Oven | E7 | RVT - Cost of Operation | 0 | 0 | 0 | 0 | 0 | 0 | 0 | 0 | 0 | 0 | 0 | 0 | 0 | 0 | 0 | 0 | 0 | 0 | 0 | 0 | 0 | 0 | 0 | 0 | 0 | 0 | 0 | 0 | 0 | 0 | 0 | 0 | 0
F2_Commercial_Warehouse_New_Food Preparation_Natural Gas_Conveyor Oven_E8 | F2 | Commercial | Warehouse | New | Food Preparation | Natural Gas | Conveyor Oven | E8 | RVT - Cost of Operation | 0 | 0 | 0 | 0 | 0 | 0 | 0 | 0 | 0 | 0 | 0 | 0 | 0 | 0 | 0 | 0 | 0 | 0 | 0 | 0 | 0 | 0 | 0 | 0 | 0 | 0 | 0 | 0 | 0 | 0 | 0 | 0 | 0
F2_Commercial_Warehouse_New_Food Preparation_Natural Gas_Conveyor Oven_E9 | F2 | Commercial | Warehouse | New | Food Preparation | Natural Gas | Conveyor Oven | E9 | RVT - Cost of Operation | 0 | 0 | 0 | 0 | 0 | 0 | 0 | 0 | 0 | 0 | 0 | 0 | 0 | 0 | 0 | 0 | 0 | 0 | 0 | 0 | 0 | 0 | 0 | 0 | 0 | 0 | 0 | 0 | 0 | 0 | 0 | 0 | 0
F2_Commercial_Warehouse_New_Food Preparation_Natural Gas_Conveyor Oven_E10 | F2 | Commercial | Warehouse | New | Food Preparation | Natural Gas | Conveyor Oven | E10 | RVT - Cost of Operation | 0 | 0 | 0 | 0 | 0 | 0 | 0 | 0 | 0 | 0 | 0 | 0 | 0 | 0 | 0 | 0 | 0 | 0 | 0 | 0 | 0 | 0 | 0 | 0 | 0 | 0 | 0 | 0 | 0 | 0 | 0 | 0 | 0
F3_Commercial_Warehouse_New_Food Preparation_Natural Gas_Conveyor Oven_E1 | F3 | Commercial | Warehouse | New | Food Preparation | Natural Gas | Conveyor Oven | E1 | System - kBTUs of Consumption | 0.0040771 | 0.0040771 | 0.0040771 | 0.0040771 | 0.0040771 | 0.0040771 | 0.0040771 | 0.0040771 | 0.0040771 | 0.0040771 | 0.0040771 | 0.0040771 | 0.0040771 | 0.0040771 | 0.0040771 | 0.0040771 | 0.0040771 | 0.0040771 | 0.0040771 | 0.0040771 | 0.0040771 | 0.0040771 | 0.0040771 | 0.0040771 | 0.0040771 | 0.0040771 | 0.0040771 | 0.0040771 | 0.0040771 | 0.0040771 | 0.0040771 | 0.0040771 | 0.0040771
F3_Commercial_Warehouse_New_Food Preparation_Natural Gas_Conveyor Oven_E2 | F3 | Commercial | Warehouse | New | Food Preparation | Natural Gas | Conveyor Oven | E2 | System - kBTUs of Consumption | 0.0049705 | 0.0049705 | 0.0049705 | 0.0049705 | 0.0049705 | 0.0049705 | 0.0049705 | 0.0049705 | 0.0049705 | 0.0049705 | 0.0049705 | 0.0049705 | 0.0049705 | 0.0049705 | 0.0049705 | 0.0049705 | 0.0049705 | 0.0049705 | 0.0049705 | 0.0049705 | 0.0049705 | 0.0049705 | 0.0049705 | 0.0049705 | 0.0049705 | 0.0049705 | 0.0049705 | 0.0049705 | 0.0049705 | 0.0049705 | 0.0049705 | 0.0049705 | 0.0049705
F3_Commercial_Warehouse_New_Food Preparation_Natural Gas_Conveyor Oven_E3 | F3 | Commercial | Warehouse | New | Food Preparation | Natural Gas | Conveyor Oven | E3 | System - kBTUs of Consumption | 0 | 0 | 0 | 0 | 0 | 0 | 0 | 0 | 0 | 0 | 0 | 0 | 0 | 0 | 0 | 0 | 0 | 0 | 0 | 0 | 0 | 0 | 0 | 0 | 0 | 0 | 0 | 0 | 0 | 0 | 0 | 0 | 0
F3_Commercial_Warehouse_New_Food Preparation_Natural Gas_Conveyor Oven_E4 | F3 | Commercial | Warehouse | New | Food Preparation | Natural Gas | Conveyor Oven | E4 | System - kBTUs of Consumption | 0 | 0 | 0 | 0 | 0 | 0 | 0 | 0 | 0 | 0 | 0 | 0 | 0 | 0 | 0 | 0 | 0 | 0 | 0 | 0 | 0 | 0 | 0 | 0 | 0 | 0 | 0 | 0 | 0 | 0 | 0 | 0 | 0
F3_Commercial_Warehouse_New_Food Preparation_Natural Gas_Conveyor Oven_E5 | F3 | Commercial | Warehouse | New | Food Preparation | Natural Gas | Conveyor Oven | E5 | System - kBTUs of Consumption | 0 | 0 | 0 | 0 | 0 | 0 | 0 | 0 | 0 | 0 | 0 | 0 | 0 | 0 | 0 | 0 | 0 | 0 | 0 | 0 | 0 | 0 | 0 | 0 | 0 | 0 | 0 | 0 | 0 | 0 | 0 | 0 | 0
F3_Commercial_Warehouse_New_Food Preparation_Natural Gas_Conveyor Oven_E6 | F3 | Commercial | Warehouse | New | Food Preparation | Natural Gas | Conveyor Oven | E6 | System - kBTUs of Consumption | 0 | 0 | 0 | 0 | 0 | 0 | 0 | 0 | 0 | 0 | 0 | 0 | 0 | 0 | 0 | 0 | 0 | 0 | 0 | 0 | 0 | 0 | 0 | 0 | 0 | 0 | 0 | 0 | 0 | 0 | 0 | 0 | 0
F3_Commercial_Warehouse_New_Food Preparation_Natural Gas_Conveyor Oven_E7 | F3 | Commercial | Warehouse | New | Food Preparation | Natural Gas | Conveyor Oven | E7 | System - kBTUs of Consumption | 0 | 0 | 0 | 0 | 0 | 0 | 0 | 0 | 0 | 0 | 0 | 0 | 0 | 0 | 0 | 0 | 0 | 0 | 0 | 0 | 0 | 0 | 0 | 0 | 0 | 0 | 0 | 0 | 0 | 0 | 0 | 0 | 0
F3_Commercial_Warehouse_New_Food Preparation_Natural Gas_Conveyor Oven_E8 | F3 | Commercial | Warehouse | New | Food Preparation | Natural Gas | Conveyor Oven | E8 | System - kBTUs of Consumption | 0 | 0 | 0 | 0 | 0 | 0 | 0 | 0 | 0 | 0 | 0 | 0 | 0 | 0 | 0 | 0 | 0 | 0 | 0 | 0 | 0 | 0 | 0 | 0 | 0 | 0 | 0 | 0 | 0 | 0 | 0 | 0 | 0
F3_Commercial_Warehouse_New_Food Preparation_Natural Gas_Conveyor Oven_E9 | F3 | Commercial | Warehouse | New | Food Preparation | Natural Gas | Conveyor Oven | E9 | System - kBTUs of Consumption | 0 | 0 | 0 | 0 | 0 | 0 | 0 | 0 | 0 | 0 | 0 | 0 | 0 | 0 | 0 | 0 | 0 | 0 | 0 | 0 | 0 | 0 | 0 | 0 | 0 | 0 | 0 | 0 | 0 | 0 | 0 | 0 | 0
F3_Commercial_Warehouse_New_Food Preparation_Natural Gas_Conveyor Oven_E10 | F3 | Commercial | Warehouse | New | Food Preparation | Natural Gas | Conveyor Oven | E10 | System - kBTUs of Consumption | 0 | 0 | 0 | 0 | 0 | 0 | 0 | 0 | 0 | 0 | 0 | 0 | 0 | 0 | 0 | 0 | 0 | 0 | 0 | 0 | 0 | 0 | 0 | 0 | 0 | 0 | 0 | 0 | 0 | 0 | 0 | 0 | 0
F4_Commercial_Warehouse_New_Food Preparation_Natural Gas_Conveyor Oven_E1 | F4 | Commercial | Warehouse | New | Food Preparation | Natural Gas | Conveyor Oven | E1 | Utility - Cost of Equipment | 0.021676 | 0.021834 | 0.022005 | 0.022193 | 0.022409 | 0.022658 | 0.022878 | 0.0231 | 0.023329 | 0.023568 | 0.023798 | 0.02401 | 0.024217 | 0.024425 | 0.024641 | 0.024848 | 0.02506 | 0.025278 | 0.025497 | 0.025714 | 0.025928 | 0.026123 | 0.026298 | 0.026452 | 0.026585 | 0.026699 | 0.026779 | 0.026838 | 0.026889 | 0.026933 | 0.026976 | 0.026995 | 0.026995
F4_Commercial_Warehouse_New_Food Preparation_Natural Gas_Conveyor Oven_E2 | F4 | Commercial | Warehouse | New | Food Preparation | Natural Gas | Conveyor Oven | E2 | Utility - Cost of Equipment | 0.016477 | 0.016597 | 0.016727 | 0.016871 | 0.017034 | 0.017224 | 0.017391 | 0.017559 | 0.017734 | 0.017915 | 0.01809 | 0.018251 | 0.018409 | 0.018567 | 0.018731 | 0.018888 | 0.019049 | 0.019215 | 0.019382 | 0.019547 | 0.019709 | 0.019858 | 0.01999 | 0.020107 | 0.020208 | 0.020295 | 0.020356 | 0.020401 | 0.02044 | 0.020473 | 0.020506 | 0.02052 | 0.02052
F4_Commercial_Warehouse_New_Food Preparation_Natural Gas_Conveyor Oven_E3 | F4 | Commercial | Warehouse | New | Food Preparation | Natural Gas | Conveyor Oven | E3 | Utility - Cost of Equipment | 0 | 0 | 0 | 0 | 0 | 0 | 0 | 0 | 0 | 0 | 0 | 0 | 0 | 0 | 0 | 0 | 0 | 0 | 0 | 0 | 0 | 0 | 0 | 0 | 0 | 0 | 0 | 0 | 0 | 0 | 0 | 0 | 0
F4_Commercial_Warehouse_New_Food Preparation_Natural Gas_Conveyor Oven_E4 | F4 | Commercial | Warehouse | New | Food Preparation | Natural Gas | Conveyor Oven | E4 | Utility - Cost of Equipment | 0 | 0 | 0 | 0 | 0 | 0 | 0 | 0 | 0 | 0 | 0 | 0 | 0 | 0 | 0 | 0 | 0 | 0 | 0 | 0 | 0 | 0 | 0 | 0 | 0 | 0 | 0 | 0 | 0 | 0 | 0 | 0 | 0
F4_Commercial_Warehouse_New_Food Preparation_Natural Gas_Conveyor Oven_E5 | F4 | Commercial | Warehouse | New | Food Preparation | Natural Gas | Conveyor Oven | E5 | Utility - Cost of Equipment | 0 | 0 | 0 | 0 | 0 | 0 | 0 | 0 | 0 | 0 | 0 | 0 | 0 | 0 | 0 | 0 | 0 | 0 | 0 | 0 | 0 | 0 | 0 | 0 | 0 | 0 | 0 | 0 | 0 | 0 | 0 | 0 | 0
F4_Commercial_Warehouse_New_Food Preparation_Natural Gas_Conveyor Oven_E6 | F4 | Commercial | Warehouse | New | Food Preparation | Natural Gas | Conveyor Oven | E6 | Utility - Cost of Equipment | 0 | 0 | 0 | 0 | 0 | 0 | 0 | 0 | 0 | 0 | 0 | 0 | 0 | 0 | 0 | 0 | 0 | 0 | 0 | 0 | 0 | 0 | 0 | 0 | 0 | 0 | 0 | 0 | 0 | 0 | 0 | 0 | 0
F4_Commercial_Warehouse_New_Food Preparation_Natural Gas_Conveyor Oven_E7 | F4 | Commercial | Warehouse | New | Food Preparation | Natural Gas | Conveyor Oven | E7 | Utility - Cost of Equipment | 0 | 0 | 0 | 0 | 0 | 0 | 0 | 0 | 0 | 0 | 0 | 0 | 0 | 0 | 0 | 0 | 0 | 0 | 0 | 0 | 0 | 0 | 0 | 0 | 0 | 0 | 0 | 0 | 0 | 0 | 0 | 0 | 0
F4_Commercial_Warehouse_New_Food Preparation_Natural Gas_Conveyor Oven_E8 | F4 | Commercial | Warehouse | New | Food Preparation | Natural Gas | Conveyor Oven | E8 | Utility - Cost of Equipment | 0 | 0 | 0 | 0 | 0 | 0 | 0 | 0 | 0 | 0 | 0 | 0 | 0 | 0 | 0 | 0 | 0 | 0 | 0 | 0 | 0 | 0 | 0 | 0 | 0 | 0 | 0 | 0 | 0 | 0 | 0 | 0 | 0
F4_Commercial_Warehouse_New_Food Preparation_Natural Gas_Conveyor Oven_E9 | F4 | Commercial | Warehouse | New | Food Preparation | Natural Gas | Conveyor Oven | E9 | Utility - Cost of Equipment | 0 | 0 | 0 | 0 | 0 | 0 | 0 | 0 | 0 | 0 | 0 | 0 | 0 | 0 | 0 | 0 | 0 | 0 | 0 | 0 | 0 | 0 | 0 | 0 | 0 | 0 | 0 | 0 | 0 | 0 | 0 | 0 | 0
F4_Commercial_Warehouse_New_Food Preparation_Natural Gas_Conveyor Oven_E10 | F4 | Commercial | Warehouse | New | Food Preparation | Natural Gas | Conveyor Oven | E10 | Utility - Cost of Equipment | 0 | 0 | 0 | 0 | 0 | 0 | 0 | 0 | 0 | 0 | 0 | 0 | 0 | 0 | 0 | 0 | 0 | 0 | 0 | 0 | 0 | 0 | 0 | 0 | 0 | 0 | 0 | 0 | 0 | 0 | 0 | 0 | 0
F5_Commercial_Warehouse_New_Food Preparation_Natural Gas_Conveyor Oven_E1 | F5 | Commercial | Warehouse | New | Food Preparation | Natural Gas | Conveyor Oven | E1 | Utility - Cost of Operation | 0.0040771 | 0.0040771 | 0.0040771 | 0.0040771 | 0.0040771 | 0.0040771 | 0.0040771 | 0.0040771 | 0.0040771 | 0.0040771 | 0.0040771 | 0.0040771 | 0.0040771 | 0.0040771 | 0.0040771 | 0.0040771 | 0.0040771 | 0.0040771 | 0.0040771 | 0.0040771 | 0.0040771 | 0.0040771 | 0.0040771 | 0.0040771 | 0.0040771 | 0.0040771 | 0.0040771 | 0.0040771 | 0.0040771 | 0.0040771 | 0.0040771 | 0.0040771 | 0.0040771
F5_Commercial_Warehouse_New_Food Preparation_Natural Gas_Conveyor Oven_E2 | F5 | Commercial | Warehouse | New | Food Preparation | Natural Gas | Conveyor Oven | E2 | Utility - Cost of Operation | 0.0049705 | 0.0049705 | 0.0049705 | 0.0049705 | 0.0049705 | 0.0049705 | 0.0049705 | 0.0049705 | 0.0049705 | 0.0049705 | 0.0049705 | 0.0049705 | 0.0049705 | 0.0049705 | 0.0049705 | 0.0049705 | 0.0049705 | 0.0049705 | 0.0049705 | 0.0049705 | 0.0049705 | 0.0049705 | 0.0049705 | 0.0049705 | 0.0049705 | 0.0049705 | 0.0049705 | 0.0049705 | 0.0049705 | 0.0049705 | 0.0049705 | 0.0049705 | 0.0049705
F5_Commercial_Warehouse_New_Food Preparation_Natural Gas_Conveyor Oven_E3 | F5 | Commercial | Warehouse | New | Food Preparation | Natural Gas | Conveyor Oven | E3 | Utility - Cost of Operation | 0 | 0 | 0 | 0 | 0 | 0 | 0 | 0 | 0 | 0 | 0 | 0 | 0 | 0 | 0 | 0 | 0 | 0 | 0 | 0 | 0 | 0 | 0 | 0 | 0 | 0 | 0 | 0 | 0 | 0 | 0 | 0 | 0
F5_Commercial_Warehouse_New_Food Preparation_Natural Gas_Conveyor Oven_E4 | F5 | Commercial | Warehouse | New | Food Preparation | Natural Gas | Conveyor Oven | E4 | Utility - Cost of Operation | 0 | 0 | 0 | 0 | 0 | 0 | 0 | 0 | 0 | 0 | 0 | 0 | 0 | 0 | 0 | 0 | 0 | 0 | 0 | 0 | 0 | 0 | 0 | 0 | 0 | 0 | 0 | 0 | 0 | 0 | 0 | 0 | 0
F5_Commercial_Warehouse_New_Food Preparation_Natural Gas_Conveyor Oven_E5 | F5 | Commercial | Warehouse | New | Food Preparation | Natural Gas | Conveyor Oven | E5 | Utility - Cost of Operation | 0 | 0 | 0 | 0 | 0 | 0 | 0 | 0 | 0 | 0 | 0 | 0 | 0 | 0 | 0 | 0 | 0 | 0 | 0 | 0 | 0 | 0 | 0 | 0 | 0 | 0 | 0 | 0 | 0 | 0 | 0 | 0 | 0
F5_Commercial_Warehouse_New_Food Preparation_Natural Gas_Conveyor Oven_E6 | F5 | Commercial | Warehouse | New | Food Preparation | Natural Gas | Conveyor Oven | E6 | Utility - Cost of Operation | 0 | 0 | 0 | 0 | 0 | 0 | 0 | 0 | 0 | 0 | 0 | 0 | 0 | 0 | 0 | 0 | 0 | 0 | 0 | 0 | 0 | 0 | 0 | 0 | 0 | 0 | 0 | 0 | 0 | 0 | 0 | 0 | 0
F5_Commercial_Warehouse_New_Food Preparation_Natural Gas_Conveyor Oven_E7 | F5 | Commercial | Warehouse | New | Food Preparation | Natural Gas | Conveyor Oven | E7 | Utility - Cost of Operation | 0 | 0 | 0 | 0 | 0 | 0 | 0 | 0 | 0 | 0 | 0 | 0 | 0 | 0 | 0 | 0 | 0 | 0 | 0 | 0 | 0 | 0 | 0 | 0 | 0 | 0 | 0 | 0 | 0 | 0 | 0 | 0 | 0
F5_Commercial_Warehouse_New_Food Preparation_Natural Gas_Conveyor Oven_E8 | F5 | Commercial | Warehouse | New | Food Preparation | Natural Gas | Conveyor Oven | E8 | Utility - Cost of Operation | 0 | 0 | 0 | 0 | 0 | 0 | 0 | 0 | 0 | 0 | 0 | 0 | 0 | 0 | 0 | 0 | 0 | 0 | 0 | 0 | 0 | 0 | 0 | 0 | 0 | 0 | 0 | 0 | 0 | 0 | 0 | 0 | 0
F5_Commercial_Warehouse_New_Food Preparation_Natural Gas_Conveyor Oven_E9 | F5 | Commercial | Warehouse | New | Food Preparation | Natural Gas | Conveyor Oven | E9 | Utility - Cost of Operation | 0 | 0 | 0 | 0 | 0 | 0 | 0 | 0 | 0 | 0 | 0 | 0 | 0 | 0 | 0 | 0 | 0 | 0 | 0 | 0 | 0 | 0 | 0 | 0 | 0 | 0 | 0 | 0 | 0 | 0 | 0 | 0 | 0
F5_Commercial_Warehouse_New_Food Preparation_Natural Gas_Conveyor Oven_E10 | F5 | Commercial | Warehouse | New | Food Preparation | Natural Gas | Conveyor Oven | E10 | Utility - Cost of Operation | 0 | 0 | 0 | 0 | 0 | 0 | 0 | 0 | 0 | 0 | 0 | 0 | 0 | 0 | 0 | 0 | 0 | 0 | 0 | 0 | 0 | 0 | 0 | 0 | 0 | 0 | 0 | 0 | 0 | 0 | 0 | 0 | 0
F6_Commercial_Warehouse_New_Food Preparation_Natural Gas_Conveyor Oven_E1 | F6 | Commercial | Warehouse | New | Food Preparation | Natural Gas | Conveyor Oven | E1 | Utility - Value of Sales | 0.01258 | 0.01258 | 0.01258 | 0.01258 | 0.01258 | 0.01258 | 0.01258 | 0.01258 | 0.01258 | 0.01258 | 0.01258 | 0.01258 | 0.01258 | 0.01258 | 0.01258 | 0.01258 | 0.01258 | 0.01258 | 0.01258 | 0.01258 | 0.01258 | 0.01258 | 0.01258 | 0.01258 | 0.01258 | 0.01258 | 0.01258 | 0.01258 | 0.01258 | 0.01258 | 0.01258 | 0.01258 | 0.01258
F6_Commercial_Warehouse_New_Food Preparation_Natural Gas_Conveyor Oven_E2 | F6 | Commercial | Warehouse | New | Food Preparation | Natural Gas | Conveyor Oven | E2 | Utility - Value of Sales | 0.0095625 | 0.0095625 | 0.0095625 | 0.0095625 | 0.0095625 | 0.0095625 | 0.0095625 | 0.0095625 | 0.0095625 | 0.0095625 | 0.0095625 | 0.0095625 | 0.0095625 | 0.0095625 | 0.0095625 | 0.0095625 | 0.0095625 | 0.0095625 | 0.0095625 | 0.0095625 | 0.0095625 | 0.0095625 | 0.0095625 | 0.0095625 | 0.0095625 | 0.0095625 | 0.0095625 | 0.0095625 | 0.0095625 | 0.0095625 | 0.0095625 | 0.0095625 | 0.0095625
F6_Commercial_Warehouse_New_Food Preparation_Natural Gas_Conveyor Oven_E3 | F6 | Commercial | Warehouse | New | Food Preparation | Natural Gas | Conveyor Oven | E3 | Utility - Value of Sales | 0 | 0 | 0 | 0 | 0 | 0 | 0 | 0 | 0 | 0 | 0 | 0 | 0 | 0 | 0 | 0 | 0 | 0 | 0 | 0 | 0 | 0 | 0 | 0 | 0 | 0 | 0 | 0 | 0 | 0 | 0 | 0 | 0
F6_Commercial_Warehouse_New_Food Preparation_Natural Gas_Conveyor Oven_E4 | F6 | Commercial | Warehouse | New | Food Preparation | Natural Gas | Conveyor Oven | E4 | Utility - Value of Sales | 0 | 0 | 0 | 0 | 0 | 0 | 0 | 0 | 0 | 0 | 0 | 0 | 0 | 0 | 0 | 0 | 0 | 0 | 0 | 0 | 0 | 0 | 0 | 0 | 0 | 0 | 0 | 0 | 0 | 0 | 0 | 0 | 0
F6_Commercial_Warehouse_New_Food Preparation_Natural Gas_Conveyor Oven_E5 | F6 | Commercial | Warehouse | New | Food Preparation | Natural Gas | Conveyor Oven | E5 | Utility - Value of Sales | 0 | 0 | 0 | 0 | 0 | 0 | 0 | 0 | 0 | 0 | 0 | 0 | 0 | 0 | 0 | 0 | 0 | 0 | 0 | 0 | 0 | 0 | 0 | 0 | 0 | 0 | 0 | 0 | 0 | 0 | 0 | 0 | 0
F6_Commercial_Warehouse_New_Food Preparation_Natural Gas_Conveyor Oven_E6 | F6 | Commercial | Warehouse | New | Food Preparation | Natural Gas | Conveyor Oven | E6 | Utility - Value of Sales | 0 | 0 | 0 | 0 | 0 | 0 | 0 | 0 | 0 | 0 | 0 | 0 | 0 | 0 | 0 | 0 | 0 | 0 | 0 | 0 | 0 | 0 | 0 | 0 | 0 | 0 | 0 | 0 | 0 | 0 | 0 | 0 | 0
F6_Commercial_Warehouse_New_Food Preparation_Natural Gas_Conveyor Oven_E7 | F6 | Commercial | Warehouse | New | Food Preparation | Natural Gas | Conveyor Oven | E7 | Utility - Value of Sales | 0 | 0 | 0 | 0 | 0 | 0 | 0 | 0 | 0 | 0 | 0 | 0 | 0 | 0 | 0 | 0 | 0 | 0 | 0 | 0 | 0 | 0 | 0 | 0 | 0 | 0 | 0 | 0 | 0 | 0 | 0 | 0 | 0
F6_Commercial_Warehouse_New_Food Preparation_Natural Gas_Conveyor Oven_E8 | F6 | Commercial | Warehouse | New | Food Preparation | Natural Gas | Conveyor Oven | E8 | Utility - Value of Sales | 0 | 0 | 0 | 0 | 0 | 0 | 0 | 0 | 0 | 0 | 0 | 0 | 0 | 0 | 0 | 0 | 0 | 0 | 0 | 0 | 0 | 0 | 0 | 0 | 0 | 0 | 0 | 0 | 0 | 0 | 0 | 0 | 0
F6_Commercial_Warehouse_New_Food Preparation_Natural Gas_Conveyor Oven_E9 | F6 | Commercial | Warehouse | New | Food Preparation | Natural Gas | Conveyor Oven | E9 | Utility - Value of Sales | 0 | 0 | 0 | 0 | 0 | 0 | 0 | 0 | 0 | 0 | 0 | 0 | 0 | 0 | 0 | 0 | 0 | 0 | 0 | 0 | 0 | 0 | 0 | 0 | 0 | 0 | 0 | 0 | 0 | 0 | 0 | 0 | 0
F6_Commercial_Warehouse_New_Food Preparation_Natural Gas_Conveyor Oven_E10 | F6 | Commercial | Warehouse | New | Food Preparation | Natural Gas | Conveyor Oven | E10 | Utility - Value of Sales | 0 | 0 | 0 | 0 | 0 | 0 | 0 | 0 | 0 | 0 | 0 | 0 | 0 | 0 | 0 | 0 | 0 | 0 | 0 | 0 | 0 | 0 | 0 | 0 | 0 | 0 | 0 | 0 | 0 | 0 | 0 | 0 | 0
F1_Commercial_Warehouse_New_Food Preparation_Natural Gas_Double Rack Oven_E1 | F1 | Commercial | Warehouse | New | Food Preparation | Natural Gas | Double Rack Oven | E1 | RVT - Cost of Equipment | 0.031595 | 0.031836 | 0.032105 | 0.032401 | 0.032739 | 0.033129 | 0.033446 | 0.03375 | 0.034058 | 0.034379 | 0.034686 | 0.034967 | 0.035255 | 0.035557 | 0.035891 | 0.036217 | 0.036563 | 0.036928 | 0.037309 | 0.037698 | 0.038089 | 0.038456 | 0.038787 | 0.039079 | 0.039332 | 0.039549 | 0.0397 | 0.039812 | 0.039909 | 0.039992 | 0.040075 | 0.040111 | 0.040111
F1_Commercial_Warehouse_New_Food Preparation_Natural Gas_Double Rack Oven_E2 | F1 | Commercial | Warehouse | New | Food Preparation | Natural Gas | Double Rack Oven | E2 | RVT - Cost of Equipment | 0.017234 | 0.017365 | 0.017512 | 0.017673 | 0.017857 | 0.01807 | 0.018243 | 0.018409 | 0.018577 | 0.018752 | 0.01892 | 0.019073 | 0.01923 | 0.019395 | 0.019577 | 0.019755 | 0.019944 | 0.020143 | 0.020351 | 0.020563 | 0.020776 | 0.020976 | 0.021156 | 0.021316 | 0.021454 | 0.021572 | 0.021654 | 0.021716 | 0.021769 | 0.021814 | 0.021859 | 0.021879 | 0.021879
F1_Commercial_Warehouse_New_Food Preparation_Natural Gas_Double Rack Oven_E3 | F1 | Commercial | Warehouse | New | Food Preparation | Natural Gas | Double Rack Oven | E3 | RVT - Cost of Equipment | 0 | 0 | 0 | 0 | 0 | 0 | 0 | 0 | 0 | 0 | 0 | 0 | 0 | 0 | 0 | 0 | 0 | 0 | 0 | 0 | 0 | 0 | 0 | 0 | 0 | 0 | 0 | 0 | 0 | 0 | 0 | 0 | 0
F1_Commercial_Warehouse_New_Food Preparation_Natural Gas_Double Rack Oven_E4 | F1 | Commercial | Warehouse | New | Food Preparation | Natural Gas | Double Rack Oven | E4 | RVT - Cost of Equipment | 0 | 0 | 0 | 0 | 0 | 0 | 0 | 0 | 0 | 0 | 0 | 0 | 0 | 0 | 0 | 0 | 0 | 0 | 0 | 0 | 0 | 0 | 0 | 0 | 0 | 0 | 0 | 0 | 0 | 0 | 0 | 0 | 0
F1_Commercial_Warehouse_New_Food Preparation_Natural Gas_Double Rack Oven_E5 | F1 | Commercial | Warehouse | New | Food Preparation | Natural Gas | Double Rack Oven | E5 | RVT - Cost of Equipment | 0 | 0 | 0 | 0 | 0 | 0 | 0 | 0 | 0 | 0 | 0 | 0 | 0 | 0 | 0 | 0 | 0 | 0 | 0 | 0 | 0 | 0 | 0 | 0 | 0 | 0 | 0 | 0 | 0 | 0 | 0 | 0 | 0
F1_Commercial_Warehouse_New_Food Preparation_Natural Gas_Double Rack Oven_E6 | F1 | Commercial | Warehouse | New | Food Preparation | Natural Gas | Double Rack Oven | E6 | RVT - Cost of Equipment | 0 | 0 | 0 | 0 | 0 | 0 | 0 | 0 | 0 | 0 | 0 | 0 | 0 | 0 | 0 | 0 | 0 | 0 | 0 | 0 | 0 | 0 | 0 | 0 | 0 | 0 | 0 | 0 | 0 | 0 | 0 | 0 | 0
F1_Commercial_Warehouse_New_Food Preparation_Natural Gas_Double Rack Oven_E7 | F1 | Commercial | Warehouse | New | Food Preparation | Natural Gas | Double Rack Oven | E7 | RVT - Cost of Equipment | 0 | 0 | 0 | 0 | 0 | 0 | 0 | 0 | 0 | 0 | 0 | 0 | 0 | 0 | 0 | 0 | 0 | 0 | 0 | 0 | 0 | 0 | 0 | 0 | 0 | 0 | 0 | 0 | 0 | 0 | 0 | 0 | 0
F1_Commercial_Warehouse_New_Food Preparation_Natural Gas_Double Rack Oven_E8 | F1 | Commercial | Warehouse | New | Food Preparation | Natural Gas | Double Rack Oven | E8 | RVT - Cost of Equipment | 0 | 0 | 0 | 0 | 0 | 0 | 0 | 0 | 0 | 0 | 0 | 0 | 0 | 0 | 0 | 0 | 0 | 0 | 0 | 0 | 0 | 0 | 0 | 0 | 0 | 0 | 0 | 0 | 0 | 0 | 0 | 0 | 0
F1_Commercial_Warehouse_New_Food Preparation_Natural Gas_Double Rack Oven_E9 | F1 | Commercial | Warehouse | New | Food Preparation | Natural Gas | Double Rack Oven | E9 | RVT - Cost of Equipment | 0 | 0 | 0 | 0 | 0 | 0 | 0 | 0 | 0 | 0 | 0 | 0 | 0 | 0 | 0 | 0 | 0 | 0 | 0 | 0 | 0 | 0 | 0 | 0 | 0 | 0 | 0 | 0 | 0 | 0 | 0 | 0 | 0
F1_Commercial_Warehouse_New_Food Preparation_Natural Gas_Double Rack Oven_E10 | F1 | Commercial | Warehouse | New | Food Preparation | Natural Gas | Double Rack Oven | E10 | RVT - Cost of Equipment | 0 | 0 | 0 | 0 | 0 | 0 | 0 | 0 | 0 | 0 | 0 | 0 | 0 | 0 | 0 | 0 | 0 | 0 | 0 | 0 | 0 | 0 | 0 | 0 | 0 | 0 | 0 | 0 | 0 | 0 | 0 | 0 | 0
F2_Commercial_Warehouse_New_Food Preparation_Natural Gas_Double Rack Oven_E1 | F2 | Commercial | Warehouse | New | Food Preparation | Natural Gas | Double Rack Oven | E1 | RVT - Cost of Operation | 0.037853 | 0.038142 | 0.038464 | 0.038819 | 0.039223 | 0.039691 | 0.04007 | 0.040434 | 0.040804 | 0.041189 | 0.041556 | 0.041893 | 0.042238 | 0.0426 | 0.043 | 0.04339 | 0.043805 | 0.044243 | 0.044699 | 0.045165 | 0.045634 | 0.046073 | 0.046469 | 0.046819 | 0.047122 | 0.047382 | 0.047563 | 0.047698 | 0.047814 | 0.047913 | 0.048012 | 0.048055 | 0.048055
F2_Commercial_Warehouse_New_Food Preparation_Natural Gas_Double Rack Oven_E2 | F2 | Commercial | Warehouse | New | Food Preparation | Natural Gas | Double Rack Oven | E2 | RVT - Cost of Operation | 0.020647 | 0.020805 | 0.02098 | 0.021174 | 0.021394 | 0.021649 | 0.021856 | 0.022055 | 0.022257 | 0.022467 | 0.022667 | 0.022851 | 0.023039 | 0.023236 | 0.023454 | 0.023667 | 0.023894 | 0.024132 | 0.024381 | 0.024635 | 0.024891 | 0.02513 | 0.025347 | 0.025538 | 0.025703 | 0.025845 | 0.025943 | 0.026017 | 0.02608 | 0.026135 | 0.026188 | 0.026212 | 0.026212
F2_Commercial_Warehouse_New_Food Preparation_Natural Gas_Double Rack Oven_E3 | F2 | Commercial | Warehouse | New | Food Preparation | Natural Gas | Double Rack Oven | E3 | RVT - Cost of Operation | 0 | 0 | 0 | 0 | 0 | 0 | 0 | 0 | 0 | 0 | 0 | 0 | 0 | 0 | 0 | 0 | 0 | 0 | 0 | 0 | 0 | 0 | 0 | 0 | 0 | 0 | 0 | 0 | 0 | 0 | 0 | 0 | 0
F2_Commercial_Warehouse_New_Food Preparation_Natural Gas_Double Rack Oven_E4 | F2 | Commercial | Warehouse | New | Food Preparation | Natural Gas | Double Rack Oven | E4 | RVT - Cost of Operation | 0 | 0 | 0 | 0 | 0 | 0 | 0 | 0 | 0 | 0 | 0 | 0 | 0 | 0 | 0 | 0 | 0 | 0 | 0 | 0 | 0 | 0 | 0 | 0 | 0 | 0 | 0 | 0 | 0 | 0 | 0 | 0 | 0
F2_Commercial_Warehouse_New_Food Preparation_Natural Gas_Double Rack Oven_E5 | F2 | Commercial | Warehouse | New | Food Preparation | Natural Gas | Double Rack Oven | E5 | RVT - Cost of Operation | 0 | 0 | 0 | 0 | 0 | 0 | 0 | 0 | 0 | 0 | 0 | 0 | 0 | 0 | 0 | 0 | 0 | 0 | 0 | 0 | 0 | 0 | 0 | 0 | 0 | 0 | 0 | 0 | 0 | 0 | 0 | 0 | 0
F2_Commercial_Warehouse_New_Food Preparation_Natural Gas_Double Rack Oven_E6 | F2 | Commercial | Warehouse | New | Food Preparation | Natural Gas | Double Rack Oven | E6 | RVT - Cost of Operation | 0 | 0 | 0 | 0 | 0 | 0 | 0 | 0 | 0 | 0 | 0 | 0 | 0 | 0 | 0 | 0 | 0 | 0 | 0 | 0 | 0 | 0 | 0 | 0 | 0 | 0 | 0 | 0 | 0 | 0 | 0 | 0 | 0
F2_Commercial_Warehouse_New_Food Preparation_Natural Gas_Double Rack Oven_E7 | F2 | Commercial | Warehouse | New | Food Preparation | Natural Gas | Double Rack Oven | E7 | RVT - Cost of Operation | 0 | 0 | 0 | 0 | 0 | 0 | 0 | 0 | 0 | 0 | 0 | 0 | 0 | 0 | 0 | 0 | 0 | 0 | 0 | 0 | 0 | 0 | 0 | 0 | 0 | 0 | 0 | 0 | 0 | 0 | 0 | 0 | 0
F2_Commercial_Warehouse_New_Food Preparation_Natural Gas_Double Rack Oven_E8 | F2 | Commercial | Warehouse | New | Food Preparation | Natural Gas | Double Rack Oven | E8 | RVT - Cost of Operation | 0 | 0 | 0 | 0 | 0 | 0 | 0 | 0 | 0 | 0 | 0 | 0 | 0 | 0 | 0 | 0 | 0 | 0 | 0 | 0 | 0 | 0 | 0 | 0 | 0 | 0 | 0 | 0 | 0 | 0 | 0 | 0 | 0
F2_Commercial_Warehouse_New_Food Preparation_Natural Gas_Double Rack Oven_E9 | F2 | Commercial | Warehouse | New | Food Preparation | Natural Gas | Double Rack Oven | E9 | RVT - Cost of Operation | 0 | 0 | 0 | 0 | 0 | 0 | 0 | 0 | 0 | 0 | 0 | 0 | 0 | 0 | 0 | 0 | 0 | 0 | 0 | 0 | 0 | 0 | 0 | 0 | 0 | 0 | 0 | 0 | 0 | 0 | 0 | 0 | 0
F2_Commercial_Warehouse_New_Food Preparation_Natural Gas_Double Rack Oven_E10 | F2 | Commercial | Warehouse | New | Food Preparation | Natural Gas | Double Rack Oven | E10 | RVT - Cost of Operation | 0 | 0 | 0 | 0 | 0 | 0 | 0 | 0 | 0 | 0 | 0 | 0 | 0 | 0 | 0 | 0 | 0 | 0 | 0 | 0 | 0 | 0 | 0 | 0 | 0 | 0 | 0 | 0 | 0 | 0 | 0 | 0 | 0
F3_Commercial_Warehouse_New_Food Preparation_Natural Gas_Double Rack Oven_E1 | F3 | Commercial | Warehouse | New | Food Preparation | Natural Gas | Double Rack Oven | E1 | System - kBTUs of Consumption | 0.0076544 | 0.0076544 | 0.0076544 | 0.0076544 | 0.0076544 | 0.0076544 | 0.0076544 | 0.0076544 | 0.0076544 | 0.0076544 | 0.0076544 | 0.0076544 | 0.0076544 | 0.0076544 | 0.0076544 | 0.0076544 | 0.0076544 | 0.0076544 | 0.0076544 | 0.0076544 | 0.0076544 | 0.0076544 | 0.0076544 | 0.0076544 | 0.0076544 | 0.0076544 | 0.0076544 | 0.0076544 | 0.0076544 | 0.0076544 | 0.0076544 | 0.0076544 | 0.0076544
F3_Commercial_Warehouse_New_Food Preparation_Natural Gas_Double Rack Oven_E2 | F3 | Commercial | Warehouse | New | Food Preparation | Natural Gas | Double Rack Oven | E2 | System - kBTUs of Consumption | 0.01018 | 0.01018 | 0.01018 | 0.01018 | 0.01018 | 0.01018 | 0.01018 | 0.01018 | 0.01018 | 0.01018 | 0.01018 | 0.01018 | 0.01018 | 0.01018 | 0.01018 | 0.01018 | 0.01018 | 0.01018 | 0.01018 | 0.01018 | 0.01018 | 0.01018 | 0.01018 | 0.01018 | 0.01018 | 0.01018 | 0.01018 | 0.01018 | 0.01018 | 0.01018 | 0.01018 | 0.01018 | 0.01018
F3_Commercial_Warehouse_New_Food Preparation_Natural Gas_Double Rack Oven_E3 | F3 | Commercial | Warehouse | New | Food Preparation | Natural Gas | Double Rack Oven | E3 | System - kBTUs of Consumption | 0 | 0 | 0 | 0 | 0 | 0 | 0 | 0 | 0 | 0 | 0 | 0 | 0 | 0 | 0 | 0 | 0 | 0 | 0 | 0 | 0 | 0 | 0 | 0 | 0 | 0 | 0 | 0 | 0 | 0 | 0 | 0 | 0
F3_Commercial_Warehouse_New_Food Preparation_Natural Gas_Double Rack Oven_E4 | F3 | Commercial | Warehouse | New | Food Preparation | Natural Gas | Double Rack Oven | E4 | System - kBTUs of Consumption | 0 | 0 | 0 | 0 | 0 | 0 | 0 | 0 | 0 | 0 | 0 | 0 | 0 | 0 | 0 | 0 | 0 | 0 | 0 | 0 | 0 | 0 | 0 | 0 | 0 | 0 | 0 | 0 | 0 | 0 | 0 | 0 | 0
F3_Commercial_Warehouse_New_Food Preparation_Natural Gas_Double Rack Oven_E5 | F3 | Commercial | Warehouse | New | Food Preparation | Natural Gas | Double Rack Oven | E5 | System - kBTUs of Consumption | 0 | 0 | 0 | 0 | 0 | 0 | 0 | 0 | 0 | 0 | 0 | 0 | 0 | 0 | 0 | 0 | 0 | 0 | 0 | 0 | 0 | 0 | 0 | 0 | 0 | 0 | 0 | 0 | 0 | 0 | 0 | 0 | 0
F3_Commercial_Warehouse_New_Food Preparation_Natural Gas_Double Rack Oven_E6 | F3 | Commercial | Warehouse | New | Food Preparation | Natural Gas | Double Rack Oven | E6 | System - kBTUs of Consumption | 0 | 0 | 0 | 0 | 0 | 0 | 0 | 0 | 0 | 0 | 0 | 0 | 0 | 0 | 0 | 0 | 0 | 0 | 0 | 0 | 0 | 0 | 0 | 0 | 0 | 0 | 0 | 0 | 0 | 0 | 0 | 0 | 0
F3_Commercial_Warehouse_New_Food Preparation_Natural Gas_Double Rack Oven_E7 | F3 | Commercial | Warehouse | New | Food Preparation | Natural Gas | Double Rack Oven | E7 | System - kBTUs of Consumption | 0 | 0 | 0 | 0 | 0 | 0 | 0 | 0 | 0 | 0 | 0 | 0 | 0 | 0 | 0 | 0 | 0 | 0 | 0 | 0 | 0 | 0 | 0 | 0 | 0 | 0 | 0 | 0 | 0 | 0 | 0 | 0 | 0
F3_Commercial_Warehouse_New_Food Preparation_Natural Gas_Double Rack Oven_E8 | F3 | Commercial | Warehouse | New | Food Preparation | Natural Gas | Double Rack Oven | E8 | System - kBTUs of Consumption | 0 | 0 | 0 | 0 | 0 | 0 | 0 | 0 | 0 | 0 | 0 | 0 | 0 | 0 | 0 | 0 | 0 | 0 | 0 | 0 | 0 | 0 | 0 | 0 | 0 | 0 | 0 | 0 | 0 | 0 | 0 | 0 | 0
F3_Commercial_Warehouse_New_Food Preparation_Natural Gas_Double Rack Oven_E9 | F3 | Commercial | Warehouse | New | Food Preparation | Natural Gas | Double Rack Oven | E9 | System - kBTUs of Consumption | 0 | 0 | 0 | 0 | 0 | 0 | 0 | 0 | 0 | 0 | 0 | 0 | 0 | 0 | 0 | 0 | 0 | 0 | 0 | 0 | 0 | 0 | 0 | 0 | 0 | 0 | 0 | 0 | 0 | 0 | 0 | 0 | 0
F3_Commercial_Warehouse_New_Food Preparation_Natural Gas_Double Rack Oven_E10 | F3 | Commercial | Warehouse | New | Food Preparation | Natural Gas | Double Rack Oven | E10 | System - kBTUs of Consumption | 0 | 0 | 0 | 0 | 0 | 0 | 0 | 0 | 0 | 0 | 0 | 0 | 0 | 0 | 0 | 0 | 0 | 0 | 0 | 0 | 0 | 0 | 0 | 0 | 0 | 0 | 0 | 0 | 0 | 0 | 0 | 0 | 0
F4_Commercial_Warehouse_New_Food Preparation_Natural Gas_Double Rack Oven_E1 | F4 | Commercial | Warehouse | New | Food Preparation | Natural Gas | Double Rack Oven | E1 | Utility - Cost of Equipment | 0.037853 | 0.038142 | 0.038464 | 0.038819 | 0.039223 | 0.039691 | 0.04007 | 0.040434 | 0.040804 | 0.041189 | 0.041556 | 0.041893 | 0.042238 | 0.0426 | 0.043 | 0.04339 | 0.043805 | 0.044243 | 0.044699 | 0.045165 | 0.045634 | 0.046073 | 0.046469 | 0.046819 | 0.047122 | 0.047382 | 0.047563 | 0.047698 | 0.047814 | 0.047913 | 0.048012 | 0.048055 | 0.048055
F4_Commercial_Warehouse_New_Food Preparation_Natural Gas_Double Rack Oven_E2 | F4 | Commercial | Warehouse | New | Food Preparation | Natural Gas | Double Rack Oven | E2 | Utility - Cost of Equipment | 0.020647 | 0.020805 | 0.02098 | 0.021174 | 0.021394 | 0.021649 | 0.021856 | 0.022055 | 0.022257 | 0.022467 | 0.022667 | 0.022851 | 0.023039 | 0.023236 | 0.023454 | 0.023667 | 0.023894 | 0.024132 | 0.024381 | 0.024635 | 0.024891 | 0.02513 | 0.025347 | 0.025538 | 0.025703 | 0.025845 | 0.025943 | 0.026017 | 0.02608 | 0.026135 | 0.026188 | 0.026212 | 0.026212
F4_Commercial_Warehouse_New_Food Preparation_Natural Gas_Double Rack Oven_E3 | F4 | Commercial | Warehouse | New | Food Preparation | Natural Gas | Double Rack Oven | E3 | Utility - Cost of Equipment | 0 | 0 | 0 | 0 | 0 | 0 | 0 | 0 | 0 | 0 | 0 | 0 | 0 | 0 | 0 | 0 | 0 | 0 | 0 | 0 | 0 | 0 | 0 | 0 | 0 | 0 | 0 | 0 | 0 | 0 | 0 | 0 | 0
F4_Commercial_Warehouse_New_Food Preparation_Natural Gas_Double Rack Oven_E4 | F4 | Commercial | Warehouse | New | Food Preparation | Natural Gas | Double Rack Oven | E4 | Utility - Cost of Equipment | 0 | 0 | 0 | 0 | 0 | 0 | 0 | 0 | 0 | 0 | 0 | 0 | 0 | 0 | 0 | 0 | 0 | 0 | 0 | 0 | 0 | 0 | 0 | 0 | 0 | 0 | 0 | 0 | 0 | 0 | 0 | 0 | 0
F4_Commercial_Warehouse_New_Food Preparation_Natural Gas_Double Rack Oven_E5 | F4 | Commercial | Warehouse | New | Food Preparation | Natural Gas | Double Rack Oven | E5 | Utility - Cost of Equipment | 0 | 0 | 0 | 0 | 0 | 0 | 0 | 0 | 0 | 0 | 0 | 0 | 0 | 0 | 0 | 0 | 0 | 0 | 0 | 0 | 0 | 0 | 0 | 0 | 0 | 0 | 0 | 0 | 0 | 0 | 0 | 0 | 0
F4_Commercial_Warehouse_New_Food Preparation_Natural Gas_Double Rack Oven_E6 | F4 | Commercial | Warehouse | New | Food Preparation | Natural Gas | Double Rack Oven | E6 | Utility - Cost of Equipment | 0 | 0 | 0 | 0 | 0 | 0 | 0 | 0 | 0 | 0 | 0 | 0 | 0 | 0 | 0 | 0 | 0 | 0 | 0 | 0 | 0 | 0 | 0 | 0 | 0 | 0 | 0 | 0 | 0 | 0 | 0 | 0 | 0
F4_Commercial_Warehouse_New_Food Preparation_Natural Gas_Double Rack Oven_E7 | F4 | Commercial | Warehouse | New | Food Preparation | Natural Gas | Double Rack Oven | E7 | Utility - Cost of Equipment | 0 | 0 | 0 | 0 | 0 | 0 | 0 | 0 | 0 | 0 | 0 | 0 | 0 | 0 | 0 | 0 | 0 | 0 | 0 | 0 | 0 | 0 | 0 | 0 | 0 | 0 | 0 | 0 | 0 | 0 | 0 | 0 | 0
F4_Commercial_Warehouse_New_Food Preparation_Natural Gas_Double Rack Oven_E8 | F4 | Commercial | Warehouse | New | Food Preparation | Natural Gas | Double Rack Oven | E8 | Utility - Cost of Equipment | 0 | 0 | 0 | 0 | 0 | 0 | 0 | 0 | 0 | 0 | 0 | 0 | 0 | 0 | 0 | 0 | 0 | 0 | 0 | 0 | 0 | 0 | 0 | 0 | 0 | 0 | 0 | 0 | 0 | 0 | 0 | 0 | 0
F4_Commercial_Warehouse_New_Food Preparation_Natural Gas_Double Rack Oven_E9 | F4 | Commercial | Warehouse | New | Food Preparation | Natural Gas | Double Rack Oven | E9 | Utility - Cost of Equipment | 0 | 0 | 0 | 0 | 0 | 0 | 0 | 0 | 0 | 0 | 0 | 0 | 0 | 0 | 0 | 0 | 0 | 0 | 0 | 0 | 0 | 0 | 0 | 0 | 0 | 0 | 0 | 0 | 0 | 0 | 0 | 0 | 0
F4_Commercial_Warehouse_New_Food Preparation_Natural Gas_Double Rack Oven_E10 | F4 | Commercial | Warehouse | New | Food Preparation | Natural Gas | Double Rack Oven | E10 | Utility - Cost of Equipment | 0 | 0 | 0 | 0 | 0 | 0 | 0 | 0 | 0 | 0 | 0 | 0 | 0 | 0 | 0 | 0 | 0 | 0 | 0 | 0 | 0 | 0 | 0 | 0 | 0 | 0 | 0 | 0 | 0 | 0 | 0 | 0 | 0
F5_Commercial_Warehouse_New_Food Preparation_Natural Gas_Double Rack Oven_E1 | F5 | Commercial | Warehouse | New | Food Preparation | Natural Gas | Double Rack Oven | E1 | Utility - Cost of Operation | 0.0076544 | 0.0076544 | 0.0076544 | 0.0076544 | 0.0076544 | 0.0076544 | 0.0076544 | 0.0076544 | 0.0076544 | 0.0076544 | 0.0076544 | 0.0076544 | 0.0076544 | 0.0076544 | 0.0076544 | 0.0076544 | 0.0076544 | 0.0076544 | 0.0076544 | 0.0076544 | 0.0076544 | 0.0076544 | 0.0076544 | 0.0076544 | 0.0076544 | 0.0076544 | 0.0076544 | 0.0076544 | 0.0076544 | 0.0076544 | 0.0076544 | 0.0076544 | 0.0076544
F5_Commercial_Warehouse_New_Food Preparation_Natural Gas_Double Rack Oven_E2 | F5 | Commercial | Warehouse | New | Food Preparation | Natural Gas | Double Rack Oven | E2 | Utility - Cost of Operation | 0.01018 | 0.01018 | 0.01018 | 0.01018 | 0.01018 | 0.01018 | 0.01018 | 0.01018 | 0.01018 | 0.01018 | 0.01018 | 0.01018 | 0.01018 | 0.01018 | 0.01018 | 0.01018 | 0.01018 | 0.01018 | 0.01018 | 0.01018 | 0.01018 | 0.01018 | 0.01018 | 0.01018 | 0.01018 | 0.01018 | 0.01018 | 0.01018 | 0.01018 | 0.01018 | 0.01018 | 0.01018 | 0.01018
F5_Commercial_Warehouse_New_Food Preparation_Natural Gas_Double Rack Oven_E3 | F5 | Commercial | Warehouse | New | Food Preparation | Natural Gas | Double Rack Oven | E3 | Utility - Cost of Operation | 0 | 0 | 0 | 0 | 0 | 0 | 0 | 0 | 0 | 0 | 0 | 0 | 0 | 0 | 0 | 0 | 0 | 0 | 0 | 0 | 0 | 0 | 0 | 0 | 0 | 0 | 0 | 0 | 0 | 0 | 0 | 0 | 0
F5_Commercial_Warehouse_New_Food Preparation_Natural Gas_Double Rack Oven_E4 | F5 | Commercial | Warehouse | New | Food Preparation | Natural Gas | Double Rack Oven | E4 | Utility - Cost of Operation | 0 | 0 | 0 | 0 | 0 | 0 | 0 | 0 | 0 | 0 | 0 | 0 | 0 | 0 | 0 | 0 | 0 | 0 | 0 | 0 | 0 | 0 | 0 | 0 | 0 | 0 | 0 | 0 | 0 | 0 | 0 | 0 | 0
F5_Commercial_Warehouse_New_Food Preparation_Natural Gas_Double Rack Oven_E5 | F5 | Commercial | Warehouse | New | Food Preparation | Natural Gas | Double Rack Oven | E5 | Utility - Cost of Operation | 0 | 0 | 0 | 0 | 0 | 0 | 0 | 0 | 0 | 0 | 0 | 0 | 0 | 0 | 0 | 0 | 0 | 0 | 0 | 0 | 0 | 0 | 0 | 0 | 0 | 0 | 0 | 0 | 0 | 0 | 0 | 0 | 0
F5_Commercial_Warehouse_New_Food Preparation_Natural Gas_Double Rack Oven_E6 | F5 | Commercial | Warehouse | New | Food Preparation | Natural Gas | Double Rack Oven | E6 | Utility - Cost of Operation | 0 | 0 | 0 | 0 | 0 | 0 | 0 | 0 | 0 | 0 | 0 | 0 | 0 | 0 | 0 | 0 | 0 | 0 | 0 | 0 | 0 | 0 | 0 | 0 | 0 | 0 | 0 | 0 | 0 | 0 | 0 | 0 | 0
F5_Commercial_Warehouse_New_Food Preparation_Natural Gas_Double Rack Oven_E7 | F5 | Commercial | Warehouse | New | Food Preparation | Natural Gas | Double Rack Oven | E7 | Utility - Cost of Operation | 0 | 0 | 0 | 0 | 0 | 0 | 0 | 0 | 0 | 0 | 0 | 0 | 0 | 0 | 0 | 0 | 0 | 0 | 0 | 0 | 0 | 0 | 0 | 0 | 0 | 0 | 0 | 0 | 0 | 0 | 0 | 0 | 0
F5_Commercial_Warehouse_New_Food Preparation_Natural Gas_Double Rack Oven_E8 | F5 | Commercial | Warehouse | New | Food Preparation | Natural Gas | Double Rack Oven | E8 | Utility - Cost of Operation | 0 | 0 | 0 | 0 | 0 | 0 | 0 | 0 | 0 | 0 | 0 | 0 | 0 | 0 | 0 | 0 | 0 | 0 | 0 | 0 | 0 | 0 | 0 | 0 | 0 | 0 | 0 | 0 | 0 | 0 | 0 | 0 | 0
F5_Commercial_Warehouse_New_Food Preparation_Natural Gas_Double Rack Oven_E9 | F5 | Commercial | Warehouse | New | Food Preparation | Natural Gas | Double Rack Oven | E9 | Utility - Cost of Operation | 0 | 0 | 0 | 0 | 0 | 0 | 0 | 0 | 0 | 0 | 0 | 0 | 0 | 0 | 0 | 0 | 0 | 0 | 0 | 0 | 0 | 0 | 0 | 0 | 0 | 0 | 0 | 0 | 0 | 0 | 0 | 0 | 0
F5_Commercial_Warehouse_New_Food Preparation_Natural Gas_Double Rack Oven_E10 | F5 | Commercial | Warehouse | New | Food Preparation | Natural Gas | Double Rack Oven | E10 | Utility - Cost of Operation | 0 | 0 | 0 | 0 | 0 | 0 | 0 | 0 | 0 | 0 | 0 | 0 | 0 | 0 | 0 | 0 | 0 | 0 | 0 | 0 | 0 | 0 | 0 | 0 | 0 | 0 | 0 | 0 | 0 | 0 | 0 | 0 | 0
F6_Commercial_Warehouse_New_Food Preparation_Natural Gas_Double Rack Oven_E1 | F6 | Commercial | Warehouse | New | Food Preparation | Natural Gas | Double Rack Oven | E1 | Utility - Value of Sales | 0.022419 | 0.022419 | 0.022419 | 0.022419 | 0.022419 | 0.022419 | 0.022419 | 0.022419 | 0.022419 | 0.022419 | 0.022419 | 0.022419 | 0.022419 | 0.022419 | 0.022419 | 0.022419 | 0.022419 | 0.022419 | 0.022419 | 0.022419 | 0.022419 | 0.022419 | 0.022419 | 0.022419 | 0.022419 | 0.022419 | 0.022419 | 0.022419 | 0.022419 | 0.022419 | 0.022419 | 0.022419 | 0.022419
F6_Commercial_Warehouse_New_Food Preparation_Natural Gas_Double Rack Oven_E2 | F6 | Commercial | Warehouse | New | Food Preparation | Natural Gas | Double Rack Oven | E2 | Utility - Value of Sales | 0.012228 | 0.012228 | 0.012228 | 0.012228 | 0.012228 | 0.012228 | 0.012228 | 0.012228 | 0.012228 | 0.012228 | 0.012228 | 0.012228 | 0.012228 | 0.012228 | 0.012228 | 0.012228 | 0.012228 | 0.012228 | 0.012228 | 0.012228 | 0.012228 | 0.012228 | 0.012228 | 0.012228 | 0.012228 | 0.012228 | 0.012228 | 0.012228 | 0.012228 | 0.012228 | 0.012228 | 0.012228 | 0.012228
F6_Commercial_Warehouse_New_Food Preparation_Natural Gas_Double Rack Oven_E3 | F6 | Commercial | Warehouse | New | Food Preparation | Natural Gas | Double Rack Oven | E3 | Utility - Value of Sales | 0 | 0 | 0 | 0 | 0 | 0 | 0 | 0 | 0 | 0 | 0 | 0 | 0 | 0 | 0 | 0 | 0 | 0 | 0 | 0 | 0 | 0 | 0 | 0 | 0 | 0 | 0 | 0 | 0 | 0 | 0 | 0 | 0
F6_Commercial_Warehouse_New_Food Preparation_Natural Gas_Double Rack Oven_E4 | F6 | Commercial | Warehouse | New | Food Preparation | Natural Gas | Double Rack Oven | E4 | Utility - Value of Sales | 0 | 0 | 0 | 0 | 0 | 0 | 0 | 0 | 0 | 0 | 0 | 0 | 0 | 0 | 0 | 0 | 0 | 0 | 0 | 0 | 0 | 0 | 0 | 0 | 0 | 0 | 0 | 0 | 0 | 0 | 0 | 0 | 0
F6_Commercial_Warehouse_New_Food Preparation_Natural Gas_Double Rack Oven_E5 | F6 | Commercial | Warehouse | New | Food Preparation | Natural Gas | Double Rack Oven | E5 | Utility - Value of Sales | 0 | 0 | 0 | 0 | 0 | 0 | 0 | 0 | 0 | 0 | 0 | 0 | 0 | 0 | 0 | 0 | 0 | 0 | 0 | 0 | 0 | 0 | 0 | 0 | 0 | 0 | 0 | 0 | 0 | 0 | 0 | 0 | 0
F6_Commercial_Warehouse_New_Food Preparation_Natural Gas_Double Rack Oven_E6 | F6 | Commercial | Warehouse | New | Food Preparation | Natural Gas | Double Rack Oven | E6 | Utility - Value of Sales | 0 | 0 | 0 | 0 | 0 | 0 | 0 | 0 | 0 | 0 | 0 | 0 | 0 | 0 | 0 | 0 | 0 | 0 | 0 | 0 | 0 | 0 | 0 | 0 | 0 | 0 | 0 | 0 | 0 | 0 | 0 | 0 | 0
F6_Commercial_Warehouse_New_Food Preparation_Natural Gas_Double Rack Oven_E7 | F6 | Commercial | Warehouse | New | Food Preparation | Natural Gas | Double Rack Oven | E7 | Utility - Value of Sales | 0 | 0 | 0 | 0 | 0 | 0 | 0 | 0 | 0 | 0 | 0 | 0 | 0 | 0 | 0 | 0 | 0 | 0 | 0 | 0 | 0 | 0 | 0 | 0 | 0 | 0 | 0 | 0 | 0 | 0 | 0 | 0 | 0
F6_Commercial_Warehouse_New_Food Preparation_Natural Gas_Double Rack Oven_E8 | F6 | Commercial | Warehouse | New | Food Preparation | Natural Gas | Double Rack Oven | E8 | Utility - Value of Sales | 0 | 0 | 0 | 0 | 0 | 0 | 0 | 0 | 0 | 0 | 0 | 0 | 0 | 0 | 0 | 0 | 0 | 0 | 0 | 0 | 0 | 0 | 0 | 0 | 0 | 0 | 0 | 0 | 0 | 0 | 0 | 0 | 0
F6_Commercial_Warehouse_New_Food Preparation_Natural Gas_Double Rack Oven_E9 | F6 | Commercial | Warehouse | New | Food Preparation | Natural Gas | Double Rack Oven | E9 | Utility - Value of Sales | 0 | 0 | 0 | 0 | 0 | 0 | 0 | 0 | 0 | 0 | 0 | 0 | 0 | 0 | 0 | 0 | 0 | 0 | 0 | 0 | 0 | 0 | 0 | 0 | 0 | 0 | 0 | 0 | 0 | 0 | 0 | 0 | 0
F6_Commercial_Warehouse_New_Food Preparation_Natural Gas_Double Rack Oven_E10 | F6 | Commercial | Warehouse | New | Food Preparation | Natural Gas | Double Rack Oven | E10 | Utility - Value of Sales | 0 | 0 | 0 | 0 | 0 | 0 | 0 | 0 | 0 | 0 | 0 | 0 | 0 | 0 | 0 | 0 | 0 | 0 | 0 | 0 | 0 | 0 | 0 | 0 | 0 | 0 | 0 | 0 | 0 | 0 | 0 | 0 | 0
F1_Commercial_Warehouse_New_Food Preparation_Natural Gas_Fryer_E1 | F1 | Commercial | Warehouse | New | Food Preparation | Natural Gas | Fryer | E1 | RVT - Cost of Equipment | 0.015576 | 0.015625 | 0.015714 | 0 | 0 | 0 | 0 | 0 | 0 | 0 | 0 | 0 | 0 | 0 | 0 | 0 | 0 | 0 | 0 | 0 | 0 | 0 | 0 | 0 | 0 | 0 | 0 | 0 | 0 | 0 | 0 | 0 | 0
F1_Commercial_Warehouse_New_Food Preparation_Natural Gas_Fryer_E2 | F1 | Commercial | Warehouse | New | Food Preparation | Natural Gas | Fryer | E2 | RVT - Cost of Equipment | 0.0095467 | 0.0095764 | 0.0096311 | 0.0097062 | 0.0098144 | 0.0099634 | 0.010082 | 0.010199 | 0.010319 | 0.010441 | 0.010545 | 0.010623 | 0.01069 | 0.01075 | 0.01082 | 0.010884 | 0.010963 | 0.011063 | 0.011182 | 0.01132 | 0.011474 | 0.011625 | 0.011768 | 0.011897 | 0.012011 | 0.012115 | 0.012189 | 0.012251 | 0.012308 | 0.012357 | 0.012405 | 0.012426 | 0.012426
F1_Commercial_Warehouse_New_Food Preparation_Natural Gas_Fryer_E3 | F1 | Commercial | Warehouse | New | Food Preparation | Natural Gas | Fryer | E3 | RVT - Cost of Equipment | 0 | 0 | 0 | 0 | 0 | 0 | 0 | 0 | 0 | 0 | 0 | 0 | 0 | 0 | 0 | 0 | 0 | 0 | 0 | 0 | 0 | 0 | 0 | 0 | 0 | 0 | 0 | 0 | 0 | 0 | 0 | 0 | 0
F1_Commercial_Warehouse_New_Food Preparation_Natural Gas_Fryer_E4 | F1 | Commercial | Warehouse | New | Food Preparation | Natural Gas | Fryer | E4 | RVT - Cost of Equipment | 0 | 0 | 0 | 0 | 0 | 0 | 0 | 0 | 0 | 0 | 0 | 0 | 0 | 0 | 0 | 0 | 0 | 0 | 0 | 0 | 0 | 0 | 0 | 0 | 0 | 0 | 0 | 0 | 0 | 0 | 0 | 0 | 0
F1_Commercial_Warehouse_New_Food Preparation_Natural Gas_Fryer_E5 | F1 | Commercial | Warehouse | New | Food Preparation | Natural Gas | Fryer | E5 | RVT - Cost of Equipment | 0 | 0 | 0 | 0 | 0 | 0 | 0 | 0 | 0 | 0 | 0 | 0 | 0 | 0 | 0 | 0 | 0 | 0 | 0 | 0 | 0 | 0 | 0 | 0 | 0 | 0 | 0 | 0 | 0 | 0 | 0 | 0 | 0
F1_Commercial_Warehouse_New_Food Preparation_Natural Gas_Fryer_E6 | F1 | Commercial | Warehouse | New | Food Preparation | Natural Gas | Fryer | E6 | RVT - Cost of Equipment | 0 | 0 | 0 | 0 | 0 | 0 | 0 | 0 | 0 | 0 | 0 | 0 | 0 | 0 | 0 | 0 | 0 | 0 | 0 | 0 | 0 | 0 | 0 | 0 | 0 | 0 | 0 | 0 | 0 | 0 | 0 | 0 | 0
F1_Commercial_Warehouse_New_Food Preparation_Natural Gas_Fryer_E7 | F1 | Commercial | Warehouse | New | Food Preparation | Natural Gas | Fryer | E7 | RVT - Cost of Equipment | 0 | 0 | 0 | 0 | 0 | 0 | 0 | 0 | 0 | 0 | 0 | 0 | 0 | 0 | 0 | 0 | 0 | 0 | 0 | 0 | 0 | 0 | 0 | 0 | 0 | 0 | 0 | 0 | 0 | 0 | 0 | 0 | 0
F1_Commercial_Warehouse_New_Food Preparation_Natural Gas_Fryer_E8 | F1 | Commercial | Warehouse | New | Food Preparation | Natural Gas | Fryer | E8 | RVT - Cost of Equipment | 0 | 0 | 0 | 0 | 0 | 0 | 0 | 0 | 0 | 0 | 0 | 0 | 0 | 0 | 0 | 0 | 0 | 0 | 0 | 0 | 0 | 0 | 0 | 0 | 0 | 0 | 0 | 0 | 0 | 0 | 0 | 0 | 0
F1_Commercial_Warehouse_New_Food Preparation_Natural Gas_Fryer_E9 | F1 | Commercial | Warehouse | New | Food Preparation | Natural Gas | Fryer | E9 | RVT - Cost of Equipment | 0 | 0 | 0 | 0 | 0 | 0 | 0 | 0 | 0 | 0 | 0 | 0 | 0 | 0 | 0 | 0 | 0 | 0 | 0 | 0 | 0 | 0 | 0 | 0 | 0 | 0 | 0 | 0 | 0 | 0 | 0 | 0 | 0
F1_Commercial_Warehouse_New_Food Preparation_Natural Gas_Fryer_E10 | F1 | Commercial | Warehouse | New | Food Preparation | Natural Gas | Fryer | E10 | RVT - Cost of Equipment | 0 | 0 | 0 | 0 | 0 | 0 | 0 | 0 | 0 | 0 | 0 | 0 | 0 | 0 | 0 | 0 | 0 | 0 | 0 | 0 | 0 | 0 | 0 | 0 | 0 | 0 | 0 | 0 | 0 | 0 | 0 | 0 | 0
F2_Commercial_Warehouse_New_Food Preparation_Natural Gas_Fryer_E1 | F2 | Commercial | Warehouse | New | Food Preparation | Natural Gas | Fryer | E1 | RVT - Cost of Operation | 0.018661 | 0.018719 | 0.018826 | 0 | 0 | 0 | 0 | 0 | 0 | 0 | 0 | 0 | 0 | 0 | 0 | 0 | 0 | 0 | 0 | 0 | 0 | 0 | 0 | 0 | 0 | 0 | 0 | 0 | 0 | 0 | 0 | 0 | 0
F2_Commercial_Warehouse_New_Food Preparation_Natural Gas_Fryer_E2 | F2 | Commercial | Warehouse | New | Food Preparation | Natural Gas | Fryer | E2 | RVT - Cost of Operation | 0.011438 | 0.011473 | 0.011539 | 0.011629 | 0.011758 | 0.011937 | 0.012079 | 0.012219 | 0.012362 | 0.012509 | 0.012633 | 0.012727 | 0.012807 | 0.012879 | 0.012963 | 0.013039 | 0.013134 | 0.013254 | 0.013397 | 0.013562 | 0.013746 | 0.013927 | 0.014099 | 0.014253 | 0.01439 | 0.014515 | 0.014604 | 0.014677 | 0.014746 | 0.014804 | 0.014862 | 0.014888 | 0.014888
F2_Commercial_Warehouse_New_Food Preparation_Natural Gas_Fryer_E3 | F2 | Commercial | Warehouse | New | Food Preparation | Natural Gas | Fryer | E3 | RVT - Cost of Operation | 0 | 0 | 0 | 0 | 0 | 0 | 0 | 0 | 0 | 0 | 0 | 0 | 0 | 0 | 0 | 0 | 0 | 0 | 0 | 0 | 0 | 0 | 0 | 0 | 0 | 0 | 0 | 0 | 0 | 0 | 0 | 0 | 0
F2_Commercial_Warehouse_New_Food Preparation_Natural Gas_Fryer_E4 | F2 | Commercial | Warehouse | New | Food Preparation | Natural Gas | Fryer | E4 | RVT - Cost of Operation | 0 | 0 | 0 | 0 | 0 | 0 | 0 | 0 | 0 | 0 | 0 | 0 | 0 | 0 | 0 | 0 | 0 | 0 | 0 | 0 | 0 | 0 | 0 | 0 | 0 | 0 | 0 | 0 | 0 | 0 | 0 | 0 | 0
F2_Commercial_Warehouse_New_Food Preparation_Natural Gas_Fryer_E5 | F2 | Commercial | Warehouse | New | Food Preparation | Natural Gas | Fryer | E5 | RVT - Cost of Operation | 0 | 0 | 0 | 0 | 0 | 0 | 0 | 0 | 0 | 0 | 0 | 0 | 0 | 0 | 0 | 0 | 0 | 0 | 0 | 0 | 0 | 0 | 0 | 0 | 0 | 0 | 0 | 0 | 0 | 0 | 0 | 0 | 0
F2_Commercial_Warehouse_New_Food Preparation_Natural Gas_Fryer_E6 | F2 | Commercial | Warehouse | New | Food Preparation | Natural Gas | Fryer | E6 | RVT - Cost of Operation | 0 | 0 | 0 | 0 | 0 | 0 | 0 | 0 | 0 | 0 | 0 | 0 | 0 | 0 | 0 | 0 | 0 | 0 | 0 | 0 | 0 | 0 | 0 | 0 | 0 | 0 | 0 | 0 | 0 | 0 | 0 | 0 | 0
F2_Commercial_Warehouse_New_Food Preparation_Natural Gas_Fryer_E7 | F2 | Commercial | Warehouse | New | Food Preparation | Natural Gas | Fryer | E7 | RVT - Cost of Operation | 0 | 0 | 0 | 0 | 0 | 0 | 0 | 0 | 0 | 0 | 0 | 0 | 0 | 0 | 0 | 0 | 0 | 0 | 0 | 0 | 0 | 0 | 0 | 0 | 0 | 0 | 0 | 0 | 0 | 0 | 0 | 0 | 0
F2_Commercial_Warehouse_New_Food Preparation_Natural Gas_Fryer_E8 | F2 | Commercial | Warehouse | New | Food Preparation | Natural Gas | Fryer | E8 | RVT - Cost of Operation | 0 | 0 | 0 | 0 | 0 | 0 | 0 | 0 | 0 | 0 | 0 | 0 | 0 | 0 | 0 | 0 | 0 | 0 | 0 | 0 | 0 | 0 | 0 | 0 | 0 | 0 | 0 | 0 | 0 | 0 | 0 | 0 | 0
F2_Commercial_Warehouse_New_Food Preparation_Natural Gas_Fryer_E9 | F2 | Commercial | Warehouse | New | Food Preparation | Natural Gas | Fryer | E9 | RVT - Cost of Operation | 0 | 0 | 0 | 0 | 0 | 0 | 0 | 0 | 0 | 0 | 0 | 0 | 0 | 0 | 0 | 0 | 0 | 0 | 0 | 0 | 0 | 0 | 0 | 0 | 0 | 0 | 0 | 0 | 0 | 0 | 0 | 0 | 0
F2_Commercial_Warehouse_New_Food Preparation_Natural Gas_Fryer_E10 | F2 | Commercial | Warehouse | New | Food Preparation | Natural Gas | Fryer | E10 | RVT - Cost of Operation | 0 | 0 | 0 | 0 | 0 | 0 | 0 | 0 | 0 | 0 | 0 | 0 | 0 | 0 | 0 | 0 | 0 | 0 | 0 | 0 | 0 | 0 | 0 | 0 | 0 | 0 | 0 | 0 | 0 | 0 | 0 | 0 | 0
F3_Commercial_Warehouse_New_Food Preparation_Natural Gas_Fryer_E1 | F3 | Commercial | Warehouse | New | Food Preparation | Natural Gas | Fryer | E1 | System - kBTUs of Consumption | 0.0074328 | 0.0074328 | 0.0074328 | 0 | 0 | 0 | 0 | 0 | 0 | 0 | 0 | 0 | 0 | 0 | 0 | 0 | 0 | 0 | 0 | 0 | 0 | 0 | 0 | 0 | 0 | 0 | 0 | 0 | 0 | 0 | 0 | 0 | 0
F3_Commercial_Warehouse_New_Food Preparation_Natural Gas_Fryer_E2 | F3 | Commercial | Warehouse | New | Food Preparation | Natural Gas | Fryer | E2 | System - kBTUs of Consumption | 0.009343 | 0.009343 | 0.009343 | 0.009343 | 0.009343 | 0.009343 | 0.009343 | 0.009343 | 0.009343 | 0.009343 | 0.009343 | 0.009343 | 0.009343 | 0.009343 | 0.009343 | 0.009343 | 0.009343 | 0.009343 | 0.009343 | 0.009343 | 0.009343 | 0.009343 | 0.009343 | 0.009343 | 0.009343 | 0.009343 | 0.009343 | 0.009343 | 0.009343 | 0.009343 | 0.009343 | 0.009343 | 0.009343
F3_Commercial_Warehouse_New_Food Preparation_Natural Gas_Fryer_E3 | F3 | Commercial | Warehouse | New | Food Preparation | Natural Gas | Fryer | E3 | System - kBTUs of Consumption | 0 | 0 | 0 | 0 | 0 | 0 | 0 | 0 | 0 | 0 | 0 | 0 | 0 | 0 | 0 | 0 | 0 | 0 | 0 | 0 | 0 | 0 | 0 | 0 | 0 | 0 | 0 | 0 | 0 | 0 | 0 | 0 | 0
F3_Commercial_Warehouse_New_Food Preparation_Natural Gas_Fryer_E4 | F3 | Commercial | Warehouse | New | Food Preparation | Natural Gas | Fryer | E4 | System - kBTUs of Consumption | 0 | 0 | 0 | 0 | 0 | 0 | 0 | 0 | 0 | 0 | 0 | 0 | 0 | 0 | 0 | 0 | 0 | 0 | 0 | 0 | 0 | 0 | 0 | 0 | 0 | 0 | 0 | 0 | 0 | 0 | 0 | 0 | 0
F3_Commercial_Warehouse_New_Food Preparation_Natural Gas_Fryer_E5 | F3 | Commercial | Warehouse | New | Food Preparation | Natural Gas | Fryer | E5 | System - kBTUs of Consumption | 0 | 0 | 0 | 0 | 0 | 0 | 0 | 0 | 0 | 0 | 0 | 0 | 0 | 0 | 0 | 0 | 0 | 0 | 0 | 0 | 0 | 0 | 0 | 0 | 0 | 0 | 0 | 0 | 0 | 0 | 0 | 0 | 0
F3_Commercial_Warehouse_New_Food Preparation_Natural Gas_Fryer_E6 | F3 | Commercial | Warehouse | New | Food Preparation | Natural Gas | Fryer | E6 | System - kBTUs of Consumption | 0 | 0 | 0 | 0 | 0 | 0 | 0 | 0 | 0 | 0 | 0 | 0 | 0 | 0 | 0 | 0 | 0 | 0 | 0 | 0 | 0 | 0 | 0 | 0 | 0 | 0 | 0 | 0 | 0 | 0 | 0 | 0 | 0
F3_Commercial_Warehouse_New_Food Preparation_Natural Gas_Fryer_E7 | F3 | Commercial | Warehouse | New | Food Preparation | Natural Gas | Fryer | E7 | System - kBTUs of Consumption | 0 | 0 | 0 | 0 | 0 | 0 | 0 | 0 | 0 | 0 | 0 | 0 | 0 | 0 | 0 | 0 | 0 | 0 | 0 | 0 | 0 | 0 | 0 | 0 | 0 | 0 | 0 | 0 | 0 | 0 | 0 | 0 | 0
F3_Commercial_Warehouse_New_Food Preparation_Natural Gas_Fryer_E8 | F3 | Commercial | Warehouse | New | Food Preparation | Natural Gas | Fryer | E8 | System - kBTUs of Consumption | 0 | 0 | 0 | 0 | 0 | 0 | 0 | 0 | 0 | 0 | 0 | 0 | 0 | 0 | 0 | 0 | 0 | 0 | 0 | 0 | 0 | 0 | 0 | 0 | 0 | 0 | 0 | 0 | 0 | 0 | 0 | 0 | 0
F3_Commercial_Warehouse_New_Food Preparation_Natural Gas_Fryer_E9 | F3 | Commercial | Warehouse | New | Food Preparation | Natural Gas | Fryer | E9 | System - kBTUs of Consumption | 0 | 0 | 0 | 0 | 0 | 0 | 0 | 0 | 0 | 0 | 0 | 0 | 0 | 0 | 0 | 0 | 0 | 0 | 0 | 0 | 0 | 0 | 0 | 0 | 0 | 0 | 0 | 0 | 0 | 0 | 0 | 0 | 0
F3_Commercial_Warehouse_New_Food Preparation_Natural Gas_Fryer_E10 | F3 | Commercial | Warehouse | New | Food Preparation | Natural Gas | Fryer | E10 | System - kBTUs of Consumption | 0 | 0 | 0 | 0 | 0 | 0 | 0 | 0 | 0 | 0 | 0 | 0 | 0 | 0 | 0 | 0 | 0 | 0 | 0 | 0 | 0 | 0 | 0 | 0 | 0 | 0 | 0 | 0 | 0 | 0 | 0 | 0 | 0
F4_Commercial_Warehouse_New_Food Preparation_Natural Gas_Fryer_E1 | F4 | Commercial | Warehouse | New | Food Preparation | Natural Gas | Fryer | E1 | Utility - Cost of Equipment | 0.018661 | 0.018719 | 0.018826 | 0 | 0 | 0 | 0 | 0 | 0 | 0 | 0 | 0 | 0 | 0 | 0 | 0 | 0 | 0 | 0 | 0 | 0 | 0 | 0 | 0 | 0 | 0 | 0 | 0 | 0 | 0 | 0 | 0 | 0
F4_Commercial_Warehouse_New_Food Preparation_Natural Gas_Fryer_E2 | F4 | Commercial | Warehouse | New | Food Preparation | Natural Gas | Fryer | E2 | Utility - Cost of Equipment | 0.011438 | 0.011473 | 0.011539 | 0.011629 | 0.011758 | 0.011937 | 0.012079 | 0.012219 | 0.012362 | 0.012509 | 0.012633 | 0.012727 | 0.012807 | 0.012879 | 0.012963 | 0.013039 | 0.013134 | 0.013254 | 0.013397 | 0.013562 | 0.013746 | 0.013927 | 0.014099 | 0.014253 | 0.01439 | 0.014515 | 0.014604 | 0.014677 | 0.014746 | 0.014804 | 0.014862 | 0.014888 | 0.014888
F4_Commercial_Warehouse_New_Food Preparation_Natural Gas_Fryer_E3 | F4 | Commercial | Warehouse | New | Food Preparation | Natural Gas | Fryer | E3 | Utility - Cost of Equipment | 0 | 0 | 0 | 0 | 0 | 0 | 0 | 0 | 0 | 0 | 0 | 0 | 0 | 0 | 0 | 0 | 0 | 0 | 0 | 0 | 0 | 0 | 0 | 0 | 0 | 0 | 0 | 0 | 0 | 0 | 0 | 0 | 0
F4_Commercial_Warehouse_New_Food Preparation_Natural Gas_Fryer_E4 | F4 | Commercial | Warehouse | New | Food Preparation | Natural Gas | Fryer | E4 | Utility - Cost of Equipment | 0 | 0 | 0 | 0 | 0 | 0 | 0 | 0 | 0 | 0 | 0 | 0 | 0 | 0 | 0 | 0 | 0 | 0 | 0 | 0 | 0 | 0 | 0 | 0 | 0 | 0 | 0 | 0 | 0 | 0 | 0 | 0 | 0
F4_Commercial_Warehouse_New_Food Preparation_Natural Gas_Fryer_E5 | F4 | Commercial | Warehouse | New | Food Preparation | Natural Gas | Fryer | E5 | Utility - Cost of Equipment | 0 | 0 | 0 | 0 | 0 | 0 | 0 | 0 | 0 | 0 | 0 | 0 | 0 | 0 | 0 | 0 | 0 | 0 | 0 | 0 | 0 | 0 | 0 | 0 | 0 | 0 | 0 | 0 | 0 | 0 | 0 | 0 | 0
F4_Commercial_Warehouse_New_Food Preparation_Natural Gas_Fryer_E6 | F4 | Commercial | Warehouse | New | Food Preparation | Natural Gas | Fryer | E6 | Utility - Cost of Equipment | 0 | 0 | 0 | 0 | 0 | 0 | 0 | 0 | 0 | 0 | 0 | 0 | 0 | 0 | 0 | 0 | 0 | 0 | 0 | 0 | 0 | 0 | 0 | 0 | 0 | 0 | 0 | 0 | 0 | 0 | 0 | 0 | 0
F4_Commercial_Warehouse_New_Food Preparation_Natural Gas_Fryer_E7 | F4 | Commercial | Warehouse | New | Food Preparation | Natural Gas | Fryer | E7 | Utility - Cost of Equipment | 0 | 0 | 0 | 0 | 0 | 0 | 0 | 0 | 0 | 0 | 0 | 0 | 0 | 0 | 0 | 0 | 0 | 0 | 0 | 0 | 0 | 0 | 0 | 0 | 0 | 0 | 0 | 0 | 0 | 0 | 0 | 0 | 0
F4_Commercial_Warehouse_New_Food Preparation_Natural Gas_Fryer_E8 | F4 | Commercial | Warehouse | New | Food Preparation | Natural Gas | Fryer | E8 | Utility - Cost of Equipment | 0 | 0 | 0 | 0 | 0 | 0 | 0 | 0 | 0 | 0 | 0 | 0 | 0 | 0 | 0 | 0 | 0 | 0 | 0 | 0 | 0 | 0 | 0 | 0 | 0 | 0 | 0 | 0 | 0 | 0 | 0 | 0 | 0
F4_Commercial_Warehouse_New_Food Preparation_Natural Gas_Fryer_E9 | F4 | Commercial | Warehouse | New | Food Preparation | Natural Gas | Fryer | E9 | Utility - Cost of Equipment | 0 | 0 | 0 | 0 | 0 | 0 | 0 | 0 | 0 | 0 | 0 | 0 | 0 | 0 | 0 | 0 | 0 | 0 | 0 | 0 | 0 | 0 | 0 | 0 | 0 | 0 | 0 | 0 | 0 | 0 | 0 | 0 | 0
F4_Commercial_Warehouse_New_Food Preparation_Natural Gas_Fryer_E10 | F4 | Commercial | Warehouse | New | Food Preparation | Natural Gas | Fryer | E10 | Utility - Cost of Equipment | 0 | 0 | 0 | 0 | 0 | 0 | 0 | 0 | 0 | 0 | 0 | 0 | 0 | 0 | 0 | 0 | 0 | 0 | 0 | 0 | 0 | 0 | 0 | 0 | 0 | 0 | 0 | 0 | 0 | 0 | 0 | 0 | 0
F5_Commercial_Warehouse_New_Food Preparation_Natural Gas_Fryer_E1 | F5 | Commercial | Warehouse | New | Food Preparation | Natural Gas | Fryer | E1 | Utility - Cost of Operation | 0.0074328 | 0.0074328 | 0.0074328 | 0 | 0 | 0 | 0 | 0 | 0 | 0 | 0 | 0 | 0 | 0 | 0 | 0 | 0 | 0 | 0 | 0 | 0 | 0 | 0 | 0 | 0 | 0 | 0 | 0 | 0 | 0 | 0 | 0 | 0
F5_Commercial_Warehouse_New_Food Preparation_Natural Gas_Fryer_E2 | F5 | Commercial | Warehouse | New | Food Preparation | Natural Gas | Fryer | E2 | Utility - Cost of Operation | 0.009343 | 0.009343 | 0.009343 | 0.009343 | 0.009343 | 0.009343 | 0.009343 | 0.009343 | 0.009343 | 0.009343 | 0.009343 | 0.009343 | 0.009343 | 0.009343 | 0.009343 | 0.009343 | 0.009343 | 0.009343 | 0.009343 | 0.009343 | 0.009343 | 0.009343 | 0.009343 | 0.009343 | 0.009343 | 0.009343 | 0.009343 | 0.009343 | 0.009343 | 0.009343 | 0.009343 | 0.009343 | 0.009343
F5_Commercial_Warehouse_New_Food Preparation_Natural Gas_Fryer_E3 | F5 | Commercial | Warehouse | New | Food Preparation | Natural Gas | Fryer | E3 | Utility - Cost of Operation | 0 | 0 | 0 | 0 | 0 | 0 | 0 | 0 | 0 | 0 | 0 | 0 | 0 | 0 | 0 | 0 | 0 | 0 | 0 | 0 | 0 | 0 | 0 | 0 | 0 | 0 | 0 | 0 | 0 | 0 | 0 | 0 | 0
F5_Commercial_Warehouse_New_Food Preparation_Natural Gas_Fryer_E4 | F5 | Commercial | Warehouse | New | Food Preparation | Natural Gas | Fryer | E4 | Utility - Cost of Operation | 0 | 0 | 0 | 0 | 0 | 0 | 0 | 0 | 0 | 0 | 0 | 0 | 0 | 0 | 0 | 0 | 0 | 0 | 0 | 0 | 0 | 0 | 0 | 0 | 0 | 0 | 0 | 0 | 0 | 0 | 0 | 0 | 0
F5_Commercial_Warehouse_New_Food Preparation_Natural Gas_Fryer_E5 | F5 | Commercial | Warehouse | New | Food Preparation | Natural Gas | Fryer | E5 | Utility - Cost of Operation | 0 | 0 | 0 | 0 | 0 | 0 | 0 | 0 | 0 | 0 | 0 | 0 | 0 | 0 | 0 | 0 | 0 | 0 | 0 | 0 | 0 | 0 | 0 | 0 | 0 | 0 | 0 | 0 | 0 | 0 | 0 | 0 | 0
F5_Commercial_Warehouse_New_Food Preparation_Natural Gas_Fryer_E6 | F5 | Commercial | Warehouse | New | Food Preparation | Natural Gas | Fryer | E6 | Utility - Cost of Operation | 0 | 0 | 0 | 0 | 0 | 0 | 0 | 0 | 0 | 0 | 0 | 0 | 0 | 0 | 0 | 0 | 0 | 0 | 0 | 0 | 0 | 0 | 0 | 0 | 0 | 0 | 0 | 0 | 0 | 0 | 0 | 0 | 0
F5_Commercial_Warehouse_New_Food Preparation_Natural Gas_Fryer_E7 | F5 | Commercial | Warehouse | New | Food Preparation | Natural Gas | Fryer | E7 | Utility - Cost of Operation | 0 | 0 | 0 | 0 | 0 | 0 | 0 | 0 | 0 | 0 | 0 | 0 | 0 | 0 | 0 | 0 | 0 | 0 | 0 | 0 | 0 | 0 | 0 | 0 | 0 | 0 | 0 | 0 | 0 | 0 | 0 | 0 | 0
F5_Commercial_Warehouse_New_Food Preparation_Natural Gas_Fryer_E8 | F5 | Commercial | Warehouse | New | Food Preparation | Natural Gas | Fryer | E8 | Utility - Cost of Operation | 0 | 0 | 0 | 0 | 0 | 0 | 0 | 0 | 0 | 0 | 0 | 0 | 0 | 0 | 0 | 0 | 0 | 0 | 0 | 0 | 0 | 0 | 0 | 0 | 0 | 0 | 0 | 0 | 0 | 0 | 0 | 0 | 0
F5_Commercial_Warehouse_New_Food Preparation_Natural Gas_Fryer_E9 | F5 | Commercial | Warehouse | New | Food Preparation | Natural Gas | Fryer | E9 | Utility - Cost of Operation | 0 | 0 | 0 | 0 | 0 | 0 | 0 | 0 | 0 | 0 | 0 | 0 | 0 | 0 | 0 | 0 | 0 | 0 | 0 | 0 | 0 | 0 | 0 | 0 | 0 | 0 | 0 | 0 | 0 | 0 | 0 | 0 | 0
F5_Commercial_Warehouse_New_Food Preparation_Natural Gas_Fryer_E10 | F5 | Commercial | Warehouse | New | Food Preparation | Natural Gas | Fryer | E10 | Utility - Cost of Operation | 0 | 0 | 0 | 0 | 0 | 0 | 0 | 0 | 0 | 0 | 0 | 0 | 0 | 0 | 0 | 0 | 0 | 0 | 0 | 0 | 0 | 0 | 0 | 0 | 0 | 0 | 0 | 0 | 0 | 0 | 0 | 0 | 0
F6_Commercial_Warehouse_New_Food Preparation_Natural Gas_Fryer_E1 | F6 | Commercial | Warehouse | New | Food Preparation | Natural Gas | Fryer | E1 | Utility - Value of Sales | 0.011352 | 0.011352 | 0.011352 | 0 | 0 | 0 | 0 | 0 | 0 | 0 | 0 | 0 | 0 | 0 | 0 | 0 | 0 | 0 | 0 | 0 | 0 | 0 | 0 | 0 | 0 | 0 | 0 | 0 | 0 | 0 | 0 | 0 | 0
F6_Commercial_Warehouse_New_Food Preparation_Natural Gas_Fryer_E2 | F6 | Commercial | Warehouse | New | Food Preparation | Natural Gas | Fryer | E2 | Utility - Value of Sales | 0.0069577 | 0.0069577 | 0.0069577 | 0.0069577 | 0.0069577 | 0.0069577 | 0.0069577 | 0.0069577 | 0.0069577 | 0.0069577 | 0.0069577 | 0.0069577 | 0.0069577 | 0.0069577 | 0.0069577 | 0.0069577 | 0.0069577 | 0.0069577 | 0.0069577 | 0.0069577 | 0.0069577 | 0.0069577 | 0.0069577 | 0.0069577 | 0.0069577 | 0.0069577 | 0.0069577 | 0.0069577 | 0.0069577 | 0.0069577 | 0.0069577 | 0.0069577 | 0.0069577
F6_Commercial_Warehouse_New_Food Preparation_Natural Gas_Fryer_E3 | F6 | Commercial | Warehouse | New | Food Preparation | Natural Gas | Fryer | E3 | Utility - Value of Sales | 0 | 0 | 0 | 0 | 0 | 0 | 0 | 0 | 0 | 0 | 0 | 0 | 0 | 0 | 0 | 0 | 0 | 0 | 0 | 0 | 0 | 0 | 0 | 0 | 0 | 0 | 0 | 0 | 0 | 0 | 0 | 0 | 0
F6_Commercial_Warehouse_New_Food Preparation_Natural Gas_Fryer_E4 | F6 | Commercial | Warehouse | New | Food Preparation | Natural Gas | Fryer | E4 | Utility - Value of Sales | 0 | 0 | 0 | 0 | 0 | 0 | 0 | 0 | 0 | 0 | 0 | 0 | 0 | 0 | 0 | 0 | 0 | 0 | 0 | 0 | 0 | 0 | 0 | 0 | 0 | 0 | 0 | 0 | 0 | 0 | 0 | 0 | 0
F6_Commercial_Warehouse_New_Food Preparation_Natural Gas_Fryer_E5 | F6 | Commercial | Warehouse | New | Food Preparation | Natural Gas | Fryer | E5 | Utility - Value of Sales | 0 | 0 | 0 | 0 | 0 | 0 | 0 | 0 | 0 | 0 | 0 | 0 | 0 | 0 | 0 | 0 | 0 | 0 | 0 | 0 | 0 | 0 | 0 | 0 | 0 | 0 | 0 | 0 | 0 | 0 | 0 | 0 | 0
F6_Commercial_Warehouse_New_Food Preparation_Natural Gas_Fryer_E6 | F6 | Commercial | Warehouse | New | Food Preparation | Natural Gas | Fryer | E6 | Utility - Value of Sales | 0 | 0 | 0 | 0 | 0 | 0 | 0 | 0 | 0 | 0 | 0 | 0 | 0 | 0 | 0 | 0 | 0 | 0 | 0 | 0 | 0 | 0 | 0 | 0 | 0 | 0 | 0 | 0 | 0 | 0 | 0 | 0 | 0
F6_Commercial_Warehouse_New_Food Preparation_Natural Gas_Fryer_E7 | F6 | Commercial | Warehouse | New | Food Preparation | Natural Gas | Fryer | E7 | Utility - Value of Sales | 0 | 0 | 0 | 0 | 0 | 0 | 0 | 0 | 0 | 0 | 0 | 0 | 0 | 0 | 0 | 0 | 0 | 0 | 0 | 0 | 0 | 0 | 0 | 0 | 0 | 0 | 0 | 0 | 0 | 0 | 0 | 0 | 0
F6_Commercial_Warehouse_New_Food Preparation_Natural Gas_Fryer_E8 | F6 | Commercial | Warehouse | New | Food Preparation | Natural Gas | Fryer | E8 | Utility - Value of Sales | 0 | 0 | 0 | 0 | 0 | 0 | 0 | 0 | 0 | 0 | 0 | 0 | 0 | 0 | 0 | 0 | 0 | 0 | 0 | 0 | 0 | 0 | 0 | 0 | 0 | 0 | 0 | 0 | 0 | 0 | 0 | 0 | 0
F6_Commercial_Warehouse_New_Food Preparation_Natural Gas_Fryer_E9 | F6 | Commercial | Warehouse | New | Food Preparation | Natural Gas | Fryer | E9 | Utility - Value of Sales | 0 | 0 | 0 | 0 | 0 | 0 | 0 | 0 | 0 | 0 | 0 | 0 | 0 | 0 | 0 | 0 | 0 | 0 | 0 | 0 | 0 | 0 | 0 | 0 | 0 | 0 | 0 | 0 | 0 | 0 | 0 | 0 | 0
F6_Commercial_Warehouse_New_Food Preparation_Natural Gas_Fryer_E10 | F6 | Commercial | Warehouse | New | Food Preparation | Natural Gas | Fryer | E10 | Utility - Value of Sales | 0 | 0 | 0 | 0 | 0 | 0 | 0 | 0 | 0 | 0 | 0 | 0 | 0 | 0 | 0 | 0 | 0 | 0 | 0 | 0 | 0 | 0 | 0 | 0 | 0 | 0 | 0 | 0 | 0 | 0 | 0 | 0 | 0
F1_Commercial_Warehouse_New_Food Preparation_Natural Gas_Broiler_E1 | F1 | Commercial | Warehouse | New | Food Preparation | Natural Gas | Broiler | E1 | RVT - Cost of Equipment | 0.017446 | 0.017578 | 0.017727 | 0.01789 | 0.018077 | 0.018292 | 0.018467 | 0.018635 | 0.018805 | 0.018983 | 0.019152 | 0.019307 | 0.019466 | 0.019633 | 0.019817 | 0.019997 | 0.020188 | 0.02039 | 0.020601 | 0.020815 | 0.021031 | 0.021234 | 0.021416 | 0.021578 | 0.021717 | 0.021837 | 0.02192 | 0.021982 | 0.022036 | 0.022082 | 0.022127 | 0.022147 | 0.022147
F1_Commercial_Warehouse_New_Food Preparation_Natural Gas_Broiler_E2 | F1 | Commercial | Warehouse | New | Food Preparation | Natural Gas | Broiler | E2 | RVT - Cost of Equipment | 0.011215 | 0.0113 | 0.011396 | 0.011501 | 0.011621 | 0.011759 | 0.011872 | 0.01198 | 0.012089 | 0.012203 | 0.012312 | 0.012412 | 0.012514 | 0.012621 | 0.01274 | 0.012855 | 0.012978 | 0.013108 | 0.013243 | 0.013381 | 0.01352 | 0.01365 | 0.013768 | 0.013871 | 0.013961 | 0.014038 | 0.014092 | 0.014132 | 0.014166 | 0.014196 | 0.014225 | 0.014238 | 0.014238
F1_Commercial_Warehouse_New_Food Preparation_Natural Gas_Broiler_E3 | F1 | Commercial | Warehouse | New | Food Preparation | Natural Gas | Broiler | E3 | RVT - Cost of Equipment | 0 | 0 | 0 | 0 | 0 | 0 | 0 | 0 | 0 | 0 | 0 | 0 | 0 | 0 | 0 | 0 | 0 | 0 | 0 | 0 | 0 | 0 | 0 | 0 | 0 | 0 | 0 | 0 | 0 | 0 | 0 | 0 | 0
F1_Commercial_Warehouse_New_Food Preparation_Natural Gas_Broiler_E4 | F1 | Commercial | Warehouse | New | Food Preparation | Natural Gas | Broiler | E4 | RVT - Cost of Equipment | 0 | 0 | 0 | 0 | 0 | 0 | 0 | 0 | 0 | 0 | 0 | 0 | 0 | 0 | 0 | 0 | 0 | 0 | 0 | 0 | 0 | 0 | 0 | 0 | 0 | 0 | 0 | 0 | 0 | 0 | 0 | 0 | 0
F1_Commercial_Warehouse_New_Food Preparation_Natural Gas_Broiler_E5 | F1 | Commercial | Warehouse | New | Food Preparation | Natural Gas | Broiler | E5 | RVT - Cost of Equipment | 0 | 0 | 0 | 0 | 0 | 0 | 0 | 0 | 0 | 0 | 0 | 0 | 0 | 0 | 0 | 0 | 0 | 0 | 0 | 0 | 0 | 0 | 0 | 0 | 0 | 0 | 0 | 0 | 0 | 0 | 0 | 0 | 0
F1_Commercial_Warehouse_New_Food Preparation_Natural Gas_Broiler_E6 | F1 | Commercial | Warehouse | New | Food Preparation | Natural Gas | Broiler | E6 | RVT - Cost of Equipment | 0 | 0 | 0 | 0 | 0 | 0 | 0 | 0 | 0 | 0 | 0 | 0 | 0 | 0 | 0 | 0 | 0 | 0 | 0 | 0 | 0 | 0 | 0 | 0 | 0 | 0 | 0 | 0 | 0 | 0 | 0 | 0 | 0
F1_Commercial_Warehouse_New_Food Preparation_Natural Gas_Broiler_E7 | F1 | Commercial | Warehouse | New | Food Preparation | Natural Gas | Broiler | E7 | RVT - Cost of Equipment | 0 | 0 | 0 | 0 | 0 | 0 | 0 | 0 | 0 | 0 | 0 | 0 | 0 | 0 | 0 | 0 | 0 | 0 | 0 | 0 | 0 | 0 | 0 | 0 | 0 | 0 | 0 | 0 | 0 | 0 | 0 | 0 | 0
F1_Commercial_Warehouse_New_Food Preparation_Natural Gas_Broiler_E8 | F1 | Commercial | Warehouse | New | Food Preparation | Natural Gas | Broiler | E8 | RVT - Cost of Equipment | 0 | 0 | 0 | 0 | 0 | 0 | 0 | 0 | 0 | 0 | 0 | 0 | 0 | 0 | 0 | 0 | 0 | 0 | 0 | 0 | 0 | 0 | 0 | 0 | 0 | 0 | 0 | 0 | 0 | 0 | 0 | 0 | 0
F1_Commercial_Warehouse_New_Food Preparation_Natural Gas_Broiler_E9 | F1 | Commercial | Warehouse | New | Food Preparation | Natural Gas | Broiler | E9 | RVT - Cost of Equipment | 0 | 0 | 0 | 0 | 0 | 0 | 0 | 0 | 0 | 0 | 0 | 0 | 0 | 0 | 0 | 0 | 0 | 0 | 0 | 0 | 0 | 0 | 0 | 0 | 0 | 0 | 0 | 0 | 0 | 0 | 0 | 0 | 0
F1_Commercial_Warehouse_New_Food Preparation_Natural Gas_Broiler_E10 | F1 | Commercial | Warehouse | New | Food Preparation | Natural Gas | Broiler | E10 | RVT - Cost of Equipment | 0 | 0 | 0 | 0 | 0 | 0 | 0 | 0 | 0 | 0 | 0 | 0 | 0 | 0 | 0 | 0 | 0 | 0 | 0 | 0 | 0 | 0 | 0 | 0 | 0 | 0 | 0 | 0 | 0 | 0 | 0 | 0 | 0
F2_Commercial_Warehouse_New_Food Preparation_Natural Gas_Broiler_E1 | F2 | Commercial | Warehouse | New | Food Preparation | Natural Gas | Broiler | E1 | RVT - Cost of Operation | 0.020901 | 0.02106 | 0.021238 | 0.021434 | 0.021657 | 0.021915 | 0.022125 | 0.022326 | 0.02253 | 0.022743 | 0.022945 | 0.023131 | 0.023322 | 0.023522 | 0.023742 | 0.023958 | 0.024187 | 0.024429 | 0.024681 | 0.024938 | 0.025197 | 0.025439 | 0.025658 | 0.025851 | 0.026019 | 0.026162 | 0.026262 | 0.026336 | 0.026401 | 0.026456 | 0.02651 | 0.026534 | 0.026534
F2_Commercial_Warehouse_New_Food Preparation_Natural Gas_Broiler_E2 | F2 | Commercial | Warehouse | New | Food Preparation | Natural Gas | Broiler | E2 | RVT - Cost of Operation | 0.013436 | 0.013539 | 0.013653 | 0.013779 | 0.013922 | 0.014088 | 0.014223 | 0.014352 | 0.014484 | 0.01462 | 0.014751 | 0.01487 | 0.014993 | 0.015121 | 0.015263 | 0.015402 | 0.015549 | 0.015704 | 0.015866 | 0.016032 | 0.016198 | 0.016354 | 0.016494 | 0.016619 | 0.016726 | 0.016819 | 0.016883 | 0.016931 | 0.016972 | 0.017007 | 0.017042 | 0.017058 | 0.017058
F2_Commercial_Warehouse_New_Food Preparation_Natural Gas_Broiler_E3 | F2 | Commercial | Warehouse | New | Food Preparation | Natural Gas | Broiler | E3 | RVT - Cost of Operation | 0 | 0 | 0 | 0 | 0 | 0 | 0 | 0 | 0 | 0 | 0 | 0 | 0 | 0 | 0 | 0 | 0 | 0 | 0 | 0 | 0 | 0 | 0 | 0 | 0 | 0 | 0 | 0 | 0 | 0 | 0 | 0 | 0
F2_Commercial_Warehouse_New_Food Preparation_Natural Gas_Broiler_E4 | F2 | Commercial | Warehouse | New | Food Preparation | Natural Gas | Broiler | E4 | RVT - Cost of Operation | 0 | 0 | 0 | 0 | 0 | 0 | 0 | 0 | 0 | 0 | 0 | 0 | 0 | 0 | 0 | 0 | 0 | 0 | 0 | 0 | 0 | 0 | 0 | 0 | 0 | 0 | 0 | 0 | 0 | 0 | 0 | 0 | 0
F2_Commercial_Warehouse_New_Food Preparation_Natural Gas_Broiler_E5 | F2 | Commercial | Warehouse | New | Food Preparation | Natural Gas | Broiler | E5 | RVT - Cost of Operation | 0 | 0 | 0 | 0 | 0 | 0 | 0 | 0 | 0 | 0 | 0 | 0 | 0 | 0 | 0 | 0 | 0 | 0 | 0 | 0 | 0 | 0 | 0 | 0 | 0 | 0 | 0 | 0 | 0 | 0 | 0 | 0 | 0
F2_Commercial_Warehouse_New_Food Preparation_Natural Gas_Broiler_E6 | F2 | Commercial | Warehouse | New | Food Preparation | Natural Gas | Broiler | E6 | RVT - Cost of Operation | 0 | 0 | 0 | 0 | 0 | 0 | 0 | 0 | 0 | 0 | 0 | 0 | 0 | 0 | 0 | 0 | 0 | 0 | 0 | 0 | 0 | 0 | 0 | 0 | 0 | 0 | 0 | 0 | 0 | 0 | 0 | 0 | 0
F2_Commercial_Warehouse_New_Food Preparation_Natural Gas_Broiler_E7 | F2 | Commercial | Warehouse | New | Food Preparation | Natural Gas | Broiler | E7 | RVT - Cost of Operation | 0 | 0 | 0 | 0 | 0 | 0 | 0 | 0 | 0 | 0 | 0 | 0 | 0 | 0 | 0 | 0 | 0 | 0 | 0 | 0 | 0 | 0 | 0 | 0 | 0 | 0 | 0 | 0 | 0 | 0 | 0 | 0 | 0
F2_Commercial_Warehouse_New_Food Preparation_Natural Gas_Broiler_E8 | F2 | Commercial | Warehouse | New | Food Preparation | Natural Gas | Broiler | E8 | RVT - Cost of Operation | 0 | 0 | 0 | 0 | 0 | 0 | 0 | 0 | 0 | 0 | 0 | 0 | 0 | 0 | 0 | 0 | 0 | 0 | 0 | 0 | 0 | 0 | 0 | 0 | 0 | 0 | 0 | 0 | 0 | 0 | 0 | 0 | 0
F2_Commercial_Warehouse_New_Food Preparation_Natural Gas_Broiler_E9 | F2 | Commercial | Warehouse | New | Food Preparation | Natural Gas | Broiler | E9 | RVT - Cost of Operation | 0 | 0 | 0 | 0 | 0 | 0 | 0 | 0 | 0 | 0 | 0 | 0 | 0 | 0 | 0 | 0 | 0 | 0 | 0 | 0 | 0 | 0 | 0 | 0 | 0 | 0 | 0 | 0 | 0 | 0 | 0 | 0 | 0
F2_Commercial_Warehouse_New_Food Preparation_Natural Gas_Broiler_E10 | F2 | Commercial | Warehouse | New | Food Preparation | Natural Gas | Broiler | E10 | RVT - Cost of Operation | 0 | 0 | 0 | 0 | 0 | 0 | 0 | 0 | 0 | 0 | 0 | 0 | 0 | 0 | 0 | 0 | 0 | 0 | 0 | 0 | 0 | 0 | 0 | 0 | 0 | 0 | 0 | 0 | 0 | 0 | 0 | 0 | 0
F3_Commercial_Warehouse_New_Food Preparation_Natural Gas_Broiler_E1 | F3 | Commercial | Warehouse | New | Food Preparation | Natural Gas | Broiler | E1 | System - kBTUs of Consumption | 0.0057983 | 0.0057983 | 0.0057983 | 0.0057983 | 0.0057983 | 0.0057983 | 0.0057983 | 0.0057983 | 0.0057983 | 0.0057983 | 0.0057983 | 0.0057983 | 0.0057983 | 0.0057983 | 0.0057983 | 0.0057983 | 0.0057983 | 0.0057983 | 0.0057983 | 0.0057983 | 0.0057983 | 0.0057983 | 0.0057983 | 0.0057983 | 0.0057983 | 0.0057983 | 0.0057983 | 0.0057983 | 0.0057983 | 0.0057983 | 0.0057983 | 0.0057983 | 0.0057983
F3_Commercial_Warehouse_New_Food Preparation_Natural Gas_Broiler_E2 | F3 | Commercial | Warehouse | New | Food Preparation | Natural Gas | Broiler | E2 | System - kBTUs of Consumption | 0.0081176 | 0.0081176 | 0.0081176 | 0.0081176 | 0.0081176 | 0.0081176 | 0.0081176 | 0.0081176 | 0.0081176 | 0.0081176 | 0.0081176 | 0.0081176 | 0.0081176 | 0.0081176 | 0.0081176 | 0.0081176 | 0.0081176 | 0.0081176 | 0.0081176 | 0.0081176 | 0.0081176 | 0.0081176 | 0.0081176 | 0.0081176 | 0.0081176 | 0.0081176 | 0.0081176 | 0.0081176 | 0.0081176 | 0.0081176 | 0.0081176 | 0.0081176 | 0.0081176
F3_Commercial_Warehouse_New_Food Preparation_Natural Gas_Broiler_E3 | F3 | Commercial | Warehouse | New | Food Preparation | Natural Gas | Broiler | E3 | System - kBTUs of Consumption | 0 | 0 | 0 | 0 | 0 | 0 | 0 | 0 | 0 | 0 | 0 | 0 | 0 | 0 | 0 | 0 | 0 | 0 | 0 | 0 | 0 | 0 | 0 | 0 | 0 | 0 | 0 | 0 | 0 | 0 | 0 | 0 | 0
F3_Commercial_Warehouse_New_Food Preparation_Natural Gas_Broiler_E4 | F3 | Commercial | Warehouse | New | Food Preparation | Natural Gas | Broiler | E4 | System - kBTUs of Consumption | 0 | 0 | 0 | 0 | 0 | 0 | 0 | 0 | 0 | 0 | 0 | 0 | 0 | 0 | 0 | 0 | 0 | 0 | 0 | 0 | 0 | 0 | 0 | 0 | 0 | 0 | 0 | 0 | 0 | 0 | 0 | 0 | 0
F3_Commercial_Warehouse_New_Food Preparation_Natural Gas_Broiler_E5 | F3 | Commercial | Warehouse | New | Food Preparation | Natural Gas | Broiler | E5 | System - kBTUs of Consumption | 0 | 0 | 0 | 0 | 0 | 0 | 0 | 0 | 0 | 0 | 0 | 0 | 0 | 0 | 0 | 0 | 0 | 0 | 0 | 0 | 0 | 0 | 0 | 0 | 0 | 0 | 0 | 0 | 0 | 0 | 0 | 0 | 0
F3_Commercial_Warehouse_New_Food Preparation_Natural Gas_Broiler_E6 | F3 | Commercial | Warehouse | New | Food Preparation | Natural Gas | Broiler | E6 | System - kBTUs of Consumption | 0 | 0 | 0 | 0 | 0 | 0 | 0 | 0 | 0 | 0 | 0 | 0 | 0 | 0 | 0 | 0 | 0 | 0 | 0 | 0 | 0 | 0 | 0 | 0 | 0 | 0 | 0 | 0 | 0 | 0 | 0 | 0 | 0
F3_Commercial_Warehouse_New_Food Preparation_Natural Gas_Broiler_E7 | F3 | Commercial | Warehouse | New | Food Preparation | Natural Gas | Broiler | E7 | System - kBTUs of Consumption | 0 | 0 | 0 | 0 | 0 | 0 | 0 | 0 | 0 | 0 | 0 | 0 | 0 | 0 | 0 | 0 | 0 | 0 | 0 | 0 | 0 | 0 | 0 | 0 | 0 | 0 | 0 | 0 | 0 | 0 | 0 | 0 | 0
F3_Commercial_Warehouse_New_Food Preparation_Natural Gas_Broiler_E8 | F3 | Commercial | Warehouse | New | Food Preparation | Natural Gas | Broiler | E8 | System - kBTUs of Consumption | 0 | 0 | 0 | 0 | 0 | 0 | 0 | 0 | 0 | 0 | 0 | 0 | 0 | 0 | 0 | 0 | 0 | 0 | 0 | 0 | 0 | 0 | 0 | 0 | 0 | 0 | 0 | 0 | 0 | 0 | 0 | 0 | 0
F3_Commercial_Warehouse_New_Food Preparation_Natural Gas_Broiler_E9 | F3 | Commercial | Warehouse | New | Food Preparation | Natural Gas | Broiler | E9 | System - kBTUs of Consumption | 0 | 0 | 0 | 0 | 0 | 0 | 0 | 0 | 0 | 0 | 0 | 0 | 0 | 0 | 0 | 0 | 0 | 0 | 0 | 0 | 0 | 0 | 0 | 0 | 0 | 0 | 0 | 0 | 0 | 0 | 0 | 0 | 0
F3_Commercial_Warehouse_New_Food Preparation_Natural Gas_Broiler_E10 | F3 | Commercial | Warehouse | New | Food Preparation | Natural Gas | Broiler | E10 | System - kBTUs of Consumption | 0 | 0 | 0 | 0 | 0 | 0 | 0 | 0 | 0 | 0 | 0 | 0 | 0 | 0 | 0 | 0 | 0 | 0 | 0 | 0 | 0 | 0 | 0 | 0 | 0 | 0 | 0 | 0 | 0 | 0 | 0 | 0 | 0
F4_Commercial_Warehouse_New_Food Preparation_Natural Gas_Broiler_E1 | F4 | Commercial | Warehouse | New | Food Preparation | Natural Gas | Broiler | E1 | Utility - Cost of Equipment | 0.020901 | 0.02106 | 0.021238 | 0.021434 | 0.021657 | 0.021915 | 0.022125 | 0.022326 | 0.02253 | 0.022743 | 0.022945 | 0.023131 | 0.023322 | 0.023522 | 0.023742 | 0.023958 | 0.024187 | 0.024429 | 0.024681 | 0.024938 | 0.025197 | 0.025439 | 0.025658 | 0.025851 | 0.026019 | 0.026162 | 0.026262 | 0.026336 | 0.026401 | 0.026456 | 0.02651 | 0.026534 | 0.026534
F4_Commercial_Warehouse_New_Food Preparation_Natural Gas_Broiler_E2 | F4 | Commercial | Warehouse | New | Food Preparation | Natural Gas | Broiler | E2 | Utility - Cost of Equipment | 0.013436 | 0.013539 | 0.013653 | 0.013779 | 0.013922 | 0.014088 | 0.014223 | 0.014352 | 0.014484 | 0.01462 | 0.014751 | 0.01487 | 0.014993 | 0.015121 | 0.015263 | 0.015402 | 0.015549 | 0.015704 | 0.015866 | 0.016032 | 0.016198 | 0.016354 | 0.016494 | 0.016619 | 0.016726 | 0.016819 | 0.016883 | 0.016931 | 0.016972 | 0.017007 | 0.017042 | 0.017058 | 0.017058
F4_Commercial_Warehouse_New_Food Preparation_Natural Gas_Broiler_E3 | F4 | Commercial | Warehouse | New | Food Preparation | Natural Gas | Broiler | E3 | Utility - Cost of Equipment | 0 | 0 | 0 | 0 | 0 | 0 | 0 | 0 | 0 | 0 | 0 | 0 | 0 | 0 | 0 | 0 | 0 | 0 | 0 | 0 | 0 | 0 | 0 | 0 | 0 | 0 | 0 | 0 | 0 | 0 | 0 | 0 | 0
F4_Commercial_Warehouse_New_Food Preparation_Natural Gas_Broiler_E4 | F4 | Commercial | Warehouse | New | Food Preparation | Natural Gas | Broiler | E4 | Utility - Cost of Equipment | 0 | 0 | 0 | 0 | 0 | 0 | 0 | 0 | 0 | 0 | 0 | 0 | 0 | 0 | 0 | 0 | 0 | 0 | 0 | 0 | 0 | 0 | 0 | 0 | 0 | 0 | 0 | 0 | 0 | 0 | 0 | 0 | 0
F4_Commercial_Warehouse_New_Food Preparation_Natural Gas_Broiler_E5 | F4 | Commercial | Warehouse | New | Food Preparation | Natural Gas | Broiler | E5 | Utility - Cost of Equipment | 0 | 0 | 0 | 0 | 0 | 0 | 0 | 0 | 0 | 0 | 0 | 0 | 0 | 0 | 0 | 0 | 0 | 0 | 0 | 0 | 0 | 0 | 0 | 0 | 0 | 0 | 0 | 0 | 0 | 0 | 0 | 0 | 0
F4_Commercial_Warehouse_New_Food Preparation_Natural Gas_Broiler_E6 | F4 | Commercial | Warehouse | New | Food Preparation | Natural Gas | Broiler | E6 | Utility - Cost of Equipment | 0 | 0 | 0 | 0 | 0 | 0 | 0 | 0 | 0 | 0 | 0 | 0 | 0 | 0 | 0 | 0 | 0 | 0 | 0 | 0 | 0 | 0 | 0 | 0 | 0 | 0 | 0 | 0 | 0 | 0 | 0 | 0 | 0
F4_Commercial_Warehouse_New_Food Preparation_Natural Gas_Broiler_E7 | F4 | Commercial | Warehouse | New | Food Preparation | Natural Gas | Broiler | E7 | Utility - Cost of Equipment | 0 | 0 | 0 | 0 | 0 | 0 | 0 | 0 | 0 | 0 | 0 | 0 | 0 | 0 | 0 | 0 | 0 | 0 | 0 | 0 | 0 | 0 | 0 | 0 | 0 | 0 | 0 | 0 | 0 | 0 | 0 | 0 | 0
F4_Commercial_Warehouse_New_Food Preparation_Natural Gas_Broiler_E8 | F4 | Commercial | Warehouse | New | Food Preparation | Natural Gas | Broiler | E8 | Utility - Cost of Equipment | 0 | 0 | 0 | 0 | 0 | 0 | 0 | 0 | 0 | 0 | 0 | 0 | 0 | 0 | 0 | 0 | 0 | 0 | 0 | 0 | 0 | 0 | 0 | 0 | 0 | 0 | 0 | 0 | 0 | 0 | 0 | 0 | 0
F4_Commercial_Warehouse_New_Food Preparation_Natural Gas_Broiler_E9 | F4 | Commercial | Warehouse | New | Food Preparation | Natural Gas | Broiler | E9 | Utility - Cost of Equipment | 0 | 0 | 0 | 0 | 0 | 0 | 0 | 0 | 0 | 0 | 0 | 0 | 0 | 0 | 0 | 0 | 0 | 0 | 0 | 0 | 0 | 0 | 0 | 0 | 0 | 0 | 0 | 0 | 0 | 0 | 0 | 0 | 0
F4_Commercial_Warehouse_New_Food Preparation_Natural Gas_Broiler_E10 | F4 | Commercial | Warehouse | New | Food Preparation | Natural Gas | Broiler | E10 | Utility - Cost of Equipment | 0 | 0 | 0 | 0 | 0 | 0 | 0 | 0 | 0 | 0 | 0 | 0 | 0 | 0 | 0 | 0 | 0 | 0 | 0 | 0 | 0 | 0 | 0 | 0 | 0 | 0 | 0 | 0 | 0 | 0 | 0 | 0 | 0
F5_Commercial_Warehouse_New_Food Preparation_Natural Gas_Broiler_E1 | F5 | Commercial | Warehouse | New | Food Preparation | Natural Gas | Broiler | E1 | Utility - Cost of Operation | 0.0057983 | 0.0057983 | 0.0057983 | 0.0057983 | 0.0057983 | 0.0057983 | 0.0057983 | 0.0057983 | 0.0057983 | 0.0057983 | 0.0057983 | 0.0057983 | 0.0057983 | 0.0057983 | 0.0057983 | 0.0057983 | 0.0057983 | 0.0057983 | 0.0057983 | 0.0057983 | 0.0057983 | 0.0057983 | 0.0057983 | 0.0057983 | 0.0057983 | 0.0057983 | 0.0057983 | 0.0057983 | 0.0057983 | 0.0057983 | 0.0057983 | 0.0057983 | 0.0057983
F5_Commercial_Warehouse_New_Food Preparation_Natural Gas_Broiler_E2 | F5 | Commercial | Warehouse | New | Food Preparation | Natural Gas | Broiler | E2 | Utility - Cost of Operation | 0.0081176 | 0.0081176 | 0.0081176 | 0.0081176 | 0.0081176 | 0.0081176 | 0.0081176 | 0.0081176 | 0.0081176 | 0.0081176 | 0.0081176 | 0.0081176 | 0.0081176 | 0.0081176 | 0.0081176 | 0.0081176 | 0.0081176 | 0.0081176 | 0.0081176 | 0.0081176 | 0.0081176 | 0.0081176 | 0.0081176 | 0.0081176 | 0.0081176 | 0.0081176 | 0.0081176 | 0.0081176 | 0.0081176 | 0.0081176 | 0.0081176 | 0.0081176 | 0.0081176
F5_Commercial_Warehouse_New_Food Preparation_Natural Gas_Broiler_E3 | F5 | Commercial | Warehouse | New | Food Preparation | Natural Gas | Broiler | E3 | Utility - Cost of Operation | 0 | 0 | 0 | 0 | 0 | 0 | 0 | 0 | 0 | 0 | 0 | 0 | 0 | 0 | 0 | 0 | 0 | 0 | 0 | 0 | 0 | 0 | 0 | 0 | 0 | 0 | 0 | 0 | 0 | 0 | 0 | 0 | 0
F5_Commercial_Warehouse_New_Food Preparation_Natural Gas_Broiler_E4 | F5 | Commercial | Warehouse | New | Food Preparation | Natural Gas | Broiler | E4 | Utility - Cost of Operation | 0 | 0 | 0 | 0 | 0 | 0 | 0 | 0 | 0 | 0 | 0 | 0 | 0 | 0 | 0 | 0 | 0 | 0 | 0 | 0 | 0 | 0 | 0 | 0 | 0 | 0 | 0 | 0 | 0 | 0 | 0 | 0 | 0
F5_Commercial_Warehouse_New_Food Preparation_Natural Gas_Broiler_E5 | F5 | Commercial | Warehouse | New | Food Preparation | Natural Gas | Broiler | E5 | Utility - Cost of Operation | 0 | 0 | 0 | 0 | 0 | 0 | 0 | 0 | 0 | 0 | 0 | 0 | 0 | 0 | 0 | 0 | 0 | 0 | 0 | 0 | 0 | 0 | 0 | 0 | 0 | 0 | 0 | 0 | 0 | 0 | 0 | 0 | 0
F5_Commercial_Warehouse_New_Food Preparation_Natural Gas_Broiler_E6 | F5 | Commercial | Warehouse | New | Food Preparation | Natural Gas | Broiler | E6 | Utility - Cost of Operation | 0 | 0 | 0 | 0 | 0 | 0 | 0 | 0 | 0 | 0 | 0 | 0 | 0 | 0 | 0 | 0 | 0 | 0 | 0 | 0 | 0 | 0 | 0 | 0 | 0 | 0 | 0 | 0 | 0 | 0 | 0 | 0 | 0
F5_Commercial_Warehouse_New_Food Preparation_Natural Gas_Broiler_E7 | F5 | Commercial | Warehouse | New | Food Preparation | Natural Gas | Broiler | E7 | Utility - Cost of Operation | 0 | 0 | 0 | 0 | 0 | 0 | 0 | 0 | 0 | 0 | 0 | 0 | 0 | 0 | 0 | 0 | 0 | 0 | 0 | 0 | 0 | 0 | 0 | 0 | 0 | 0 | 0 | 0 | 0 | 0 | 0 | 0 | 0
F5_Commercial_Warehouse_New_Food Preparation_Natural Gas_Broiler_E8 | F5 | Commercial | Warehouse | New | Food Preparation | Natural Gas | Broiler | E8 | Utility - Cost of Operation | 0 | 0 | 0 | 0 | 0 | 0 | 0 | 0 | 0 | 0 | 0 | 0 | 0 | 0 | 0 | 0 | 0 | 0 | 0 | 0 | 0 | 0 | 0 | 0 | 0 | 0 | 0 | 0 | 0 | 0 | 0 | 0 | 0
F5_Commercial_Warehouse_New_Food Preparation_Natural Gas_Broiler_E9 | F5 | Commercial | Warehouse | New | Food Preparation | Natural Gas | Broiler | E9 | Utility - Cost of Operation | 0 | 0 | 0 | 0 | 0 | 0 | 0 | 0 | 0 | 0 | 0 | 0 | 0 | 0 | 0 | 0 | 0 | 0 | 0 | 0 | 0 | 0 | 0 | 0 | 0 | 0 | 0 | 0 | 0 | 0 | 0 | 0 | 0
F5_Commercial_Warehouse_New_Food Preparation_Natural Gas_Broiler_E10 | F5 | Commercial | Warehouse | New | Food Preparation | Natural Gas | Broiler | E10 | Utility - Cost of Operation | 0 | 0 | 0 | 0 | 0 | 0 | 0 | 0 | 0 | 0 | 0 | 0 | 0 | 0 | 0 | 0 | 0 | 0 | 0 | 0 | 0 | 0 | 0 | 0 | 0 | 0 | 0 | 0 | 0 | 0 | 0 | 0 | 0
F6_Commercial_Warehouse_New_Food Preparation_Natural Gas_Broiler_E1 | F6 | Commercial | Warehouse | New | Food Preparation | Natural Gas | Broiler | E1 | Utility - Value of Sales | 0.012379 | 0.012379 | 0.012379 | 0.012379 | 0.012379 | 0.012379 | 0.012379 | 0.012379 | 0.012379 | 0.012379 | 0.012379 | 0.012379 | 0.012379 | 0.012379 | 0.012379 | 0.012379 | 0.012379 | 0.012379 | 0.012379 | 0.012379 | 0.012379 | 0.012379 | 0.012379 | 0.012379 | 0.012379 | 0.012379 | 0.012379 | 0.012379 | 0.012379 | 0.012379 | 0.012379 | 0.012379 | 0.012379
F6_Commercial_Warehouse_New_Food Preparation_Natural Gas_Broiler_E2 | F6 | Commercial | Warehouse | New | Food Preparation | Natural Gas | Broiler | E2 | Utility - Value of Sales | 0.0079577 | 0.0079577 | 0.0079577 | 0.0079577 | 0.0079577 | 0.0079577 | 0.0079577 | 0.0079577 | 0.0079577 | 0.0079577 | 0.0079577 | 0.0079577 | 0.0079577 | 0.0079577 | 0.0079577 | 0.0079577 | 0.0079577 | 0.0079577 | 0.0079577 | 0.0079577 | 0.0079577 | 0.0079577 | 0.0079577 | 0.0079577 | 0.0079577 | 0.0079577 | 0.0079577 | 0.0079577 | 0.0079577 | 0.0079577 | 0.0079577 | 0.0079577 | 0.0079577
F6_Commercial_Warehouse_New_Food Preparation_Natural Gas_Broiler_E3 | F6 | Commercial | Warehouse | New | Food Preparation | Natural Gas | Broiler | E3 | Utility - Value of Sales | 0 | 0 | 0 | 0 | 0 | 0 | 0 | 0 | 0 | 0 | 0 | 0 | 0 | 0 | 0 | 0 | 0 | 0 | 0 | 0 | 0 | 0 | 0 | 0 | 0 | 0 | 0 | 0 | 0 | 0 | 0 | 0 | 0
F6_Commercial_Warehouse_New_Food Preparation_Natural Gas_Broiler_E4 | F6 | Commercial | Warehouse | New | Food Preparation | Natural Gas | Broiler | E4 | Utility - Value of Sales | 0 | 0 | 0 | 0 | 0 | 0 | 0 | 0 | 0 | 0 | 0 | 0 | 0 | 0 | 0 | 0 | 0 | 0 | 0 | 0 | 0 | 0 | 0 | 0 | 0 | 0 | 0 | 0 | 0 | 0 | 0 | 0 | 0
F6_Commercial_Warehouse_New_Food Preparation_Natural Gas_Broiler_E5 | F6 | Commercial | Warehouse | New | Food Preparation | Natural Gas | Broiler | E5 | Utility - Value of Sales | 0 | 0 | 0 | 0 | 0 | 0 | 0 | 0 | 0 | 0 | 0 | 0 | 0 | 0 | 0 | 0 | 0 | 0 | 0 | 0 | 0 | 0 | 0 | 0 | 0 | 0 | 0 | 0 | 0 | 0 | 0 | 0 | 0
F6_Commercial_Warehouse_New_Food Preparation_Natural Gas_Broiler_E6 | F6 | Commercial | Warehouse | New | Food Preparation | Natural Gas | Broiler | E6 | Utility - Value of Sales | 0 | 0 | 0 | 0 | 0 | 0 | 0 | 0 | 0 | 0 | 0 | 0 | 0 | 0 | 0 | 0 | 0 | 0 | 0 | 0 | 0 | 0 | 0 | 0 | 0 | 0 | 0 | 0 | 0 | 0 | 0 | 0 | 0
F6_Commercial_Warehouse_New_Food Preparation_Natural Gas_Broiler_E7 | F6 | Commercial | Warehouse | New | Food Preparation | Natural Gas | Broiler | E7 | Utility - Value of Sales | 0 | 0 | 0 | 0 | 0 | 0 | 0 | 0 | 0 | 0 | 0 | 0 | 0 | 0 | 0 | 0 | 0 | 0 | 0 | 0 | 0 | 0 | 0 | 0 | 0 | 0 | 0 | 0 | 0 | 0 | 0 | 0 | 0
F6_Commercial_Warehouse_New_Food Preparation_Natural Gas_Broiler_E8 | F6 | Commercial | Warehouse | New | Food Preparation | Natural Gas | Broiler | E8 | Utility - Value of Sales | 0 | 0 | 0 | 0 | 0 | 0 | 0 | 0 | 0 | 0 | 0 | 0 | 0 | 0 | 0 | 0 | 0 | 0 | 0 | 0 | 0 | 0 | 0 | 0 | 0 | 0 | 0 | 0 | 0 | 0 | 0 | 0 | 0
F6_Commercial_Warehouse_New_Food Preparation_Natural Gas_Broiler_E9 | F6 | Commercial | Warehouse | New | Food Preparation | Natural Gas | Broiler | E9 | Utility - Value of Sales | 0 | 0 | 0 | 0 | 0 | 0 | 0 | 0 | 0 | 0 | 0 | 0 | 0 | 0 | 0 | 0 | 0 | 0 | 0 | 0 | 0 | 0 | 0 | 0 | 0 | 0 | 0 | 0 | 0 | 0 | 0 | 0 | 0
F6_Commercial_Warehouse_New_Food Preparation_Natural Gas_Broiler_E10 | F6 | Commercial | Warehouse | New | Food Preparation | Natural Gas | Broiler | E10 | Utility - Value of Sales | 0 | 0 | 0 | 0 | 0 | 0 | 0 | 0 | 0 | 0 | 0 | 0 | 0 | 0 | 0 | 0 | 0 | 0 | 0 | 0 | 0 | 0 | 0 | 0 | 0 | 0 | 0 | 0 | 0 | 0 | 0 | 0 | 0
F1_Commercial_Warehouse_New_Food Preparation_Natural Gas_Griddle_E1 | F1 | Commercial | Warehouse | New | Food Preparation | Natural Gas | Griddle | E1 | RVT - Cost of Equipment | 0.010766 | 0.010848 | 0.010939 | 0.01104 | 0.011155 | 0.011288 | 0.011396 | 0.0115 | 0.011605 | 0.011714 | 0.011819 | 0.011914 | 0.012012 | 0.012115 | 0.012229 | 0.01234 | 0.012458 | 0.012583 | 0.012712 | 0.012845 | 0.012978 | 0.013103 | 0.013216 | 0.013315 | 0.013402 | 0.013476 | 0.013527 | 0.013565 | 0.013598 | 0.013627 | 0.013655 | 0.013667 | 0.013667
F1_Commercial_Warehouse_New_Food Preparation_Natural Gas_Griddle_E2 | F1 | Commercial | Warehouse | New | Food Preparation | Natural Gas | Griddle | E2 | RVT - Cost of Equipment | 0.0098668 | 0.009942 | 0.010026 | 0.010118 | 0.010224 | 0.010346 | 0.010445 | 0.01054 | 0.010636 | 0.010736 | 0.010832 | 0.01092 | 0.01101 | 0.011104 | 0.011208 | 0.01131 | 0.011418 | 0.011532 | 0.011651 | 0.011773 | 0.011895 | 0.012009 | 0.012113 | 0.012204 | 0.012283 | 0.012351 | 0.012398 | 0.012433 | 0.012463 | 0.012489 | 0.012515 | 0.012526 | 0.012526
F1_Commercial_Warehouse_New_Food Preparation_Natural Gas_Griddle_E3 | F1 | Commercial | Warehouse | New | Food Preparation | Natural Gas | Griddle | E3 | RVT - Cost of Equipment | 0 | 0 | 0 | 0 | 0 | 0 | 0 | 0 | 0 | 0 | 0 | 0 | 0 | 0 | 0 | 0 | 0 | 0 | 0 | 0 | 0 | 0 | 0 | 0 | 0 | 0 | 0 | 0 | 0 | 0 | 0 | 0 | 0
F1_Commercial_Warehouse_New_Food Preparation_Natural Gas_Griddle_E4 | F1 | Commercial | Warehouse | New | Food Preparation | Natural Gas | Griddle | E4 | RVT - Cost of Equipment | 0 | 0 | 0 | 0 | 0 | 0 | 0 | 0 | 0 | 0 | 0 | 0 | 0 | 0 | 0 | 0 | 0 | 0 | 0 | 0 | 0 | 0 | 0 | 0 | 0 | 0 | 0 | 0 | 0 | 0 | 0 | 0 | 0
F1_Commercial_Warehouse_New_Food Preparation_Natural Gas_Griddle_E5 | F1 | Commercial | Warehouse | New | Food Preparation | Natural Gas | Griddle | E5 | RVT - Cost of Equipment | 0 | 0 | 0 | 0 | 0 | 0 | 0 | 0 | 0 | 0 | 0 | 0 | 0 | 0 | 0 | 0 | 0 | 0 | 0 | 0 | 0 | 0 | 0 | 0 | 0 | 0 | 0 | 0 | 0 | 0 | 0 | 0 | 0
F1_Commercial_Warehouse_New_Food Preparation_Natural Gas_Griddle_E6 | F1 | Commercial | Warehouse | New | Food Preparation | Natural Gas | Griddle | E6 | RVT - Cost of Equipment | 0 | 0 | 0 | 0 | 0 | 0 | 0 | 0 | 0 | 0 | 0 | 0 | 0 | 0 | 0 | 0 | 0 | 0 | 0 | 0 | 0 | 0 | 0 | 0 | 0 | 0 | 0 | 0 | 0 | 0 | 0 | 0 | 0
F1_Commercial_Warehouse_New_Food Preparation_Natural Gas_Griddle_E7 | F1 | Commercial | Warehouse | New | Food Preparation | Natural Gas | Griddle | E7 | RVT - Cost of Equipment | 0 | 0 | 0 | 0 | 0 | 0 | 0 | 0 | 0 | 0 | 0 | 0 | 0 | 0 | 0 | 0 | 0 | 0 | 0 | 0 | 0 | 0 | 0 | 0 | 0 | 0 | 0 | 0 | 0 | 0 | 0 | 0 | 0
F1_Commercial_Warehouse_New_Food Preparation_Natural Gas_Griddle_E8 | F1 | Commercial | Warehouse | New | Food Preparation | Natural Gas | Griddle | E8 | RVT - Cost of Equipment | 0 | 0 | 0 | 0 | 0 | 0 | 0 | 0 | 0 | 0 | 0 | 0 | 0 | 0 | 0 | 0 | 0 | 0 | 0 | 0 | 0 | 0 | 0 | 0 | 0 | 0 | 0 | 0 | 0 | 0 | 0 | 0 | 0
F1_Commercial_Warehouse_New_Food Preparation_Natural Gas_Griddle_E9 | F1 | Commercial | Warehouse | New | Food Preparation | Natural Gas | Griddle | E9 | RVT - Cost of Equipment | 0 | 0 | 0 | 0 | 0 | 0 | 0 | 0 | 0 | 0 | 0 | 0 | 0 | 0 | 0 | 0 | 0 | 0 | 0 | 0 | 0 | 0 | 0 | 0 | 0 | 0 | 0 | 0 | 0 | 0 | 0 | 0 | 0
F1_Commercial_Warehouse_New_Food Preparation_Natural Gas_Griddle_E10 | F1 | Commercial | Warehouse | New | Food Preparation | Natural Gas | Griddle | E10 | RVT - Cost of Equipment | 0 | 0 | 0 | 0 | 0 | 0 | 0 | 0 | 0 | 0 | 0 | 0 | 0 | 0 | 0 | 0 | 0 | 0 | 0 | 0 | 0 | 0 | 0 | 0 | 0 | 0 | 0 | 0 | 0 | 0 | 0 | 0 | 0
F2_Commercial_Warehouse_New_Food Preparation_Natural Gas_Griddle_E1 | F2 | Commercial | Warehouse | New | Food Preparation | Natural Gas | Griddle | E1 | RVT - Cost of Operation | 0.012898 | 0.012996 | 0.013106 | 0.013227 | 0.013365 | 0.013524 | 0.013653 | 0.013777 | 0.013903 | 0.014034 | 0.014159 | 0.014274 | 0.014392 | 0.014515 | 0.014651 | 0.014784 | 0.014926 | 0.015075 | 0.01523 | 0.015389 | 0.015549 | 0.015698 | 0.015833 | 0.015953 | 0.016056 | 0.016145 | 0.016206 | 0.016252 | 0.016292 | 0.016326 | 0.016359 | 0.016374 | 0.016374
F2_Commercial_Warehouse_New_Food Preparation_Natural Gas_Griddle_E2 | F2 | Commercial | Warehouse | New | Food Preparation | Natural Gas | Griddle | E2 | RVT - Cost of Operation | 0.011821 | 0.011911 | 0.012012 | 0.012123 | 0.012249 | 0.012395 | 0.012513 | 0.012627 | 0.012742 | 0.012863 | 0.012977 | 0.013083 | 0.01319 | 0.013303 | 0.013428 | 0.01355 | 0.01368 | 0.013816 | 0.013959 | 0.014104 | 0.014251 | 0.014388 | 0.014512 | 0.014621 | 0.014716 | 0.014797 | 0.014853 | 0.014895 | 0.014932 | 0.014963 | 0.014993 | 0.015007 | 0.015007
F2_Commercial_Warehouse_New_Food Preparation_Natural Gas_Griddle_E3 | F2 | Commercial | Warehouse | New | Food Preparation | Natural Gas | Griddle | E3 | RVT - Cost of Operation | 0 | 0 | 0 | 0 | 0 | 0 | 0 | 0 | 0 | 0 | 0 | 0 | 0 | 0 | 0 | 0 | 0 | 0 | 0 | 0 | 0 | 0 | 0 | 0 | 0 | 0 | 0 | 0 | 0 | 0 | 0 | 0 | 0
F2_Commercial_Warehouse_New_Food Preparation_Natural Gas_Griddle_E4 | F2 | Commercial | Warehouse | New | Food Preparation | Natural Gas | Griddle | E4 | RVT - Cost of Operation | 0 | 0 | 0 | 0 | 0 | 0 | 0 | 0 | 0 | 0 | 0 | 0 | 0 | 0 | 0 | 0 | 0 | 0 | 0 | 0 | 0 | 0 | 0 | 0 | 0 | 0 | 0 | 0 | 0 | 0 | 0 | 0 | 0
F2_Commercial_Warehouse_New_Food Preparation_Natural Gas_Griddle_E5 | F2 | Commercial | Warehouse | New | Food Preparation | Natural Gas | Griddle | E5 | RVT - Cost of Operation | 0 | 0 | 0 | 0 | 0 | 0 | 0 | 0 | 0 | 0 | 0 | 0 | 0 | 0 | 0 | 0 | 0 | 0 | 0 | 0 | 0 | 0 | 0 | 0 | 0 | 0 | 0 | 0 | 0 | 0 | 0 | 0 | 0
F2_Commercial_Warehouse_New_Food Preparation_Natural Gas_Griddle_E6 | F2 | Commercial | Warehouse | New | Food Preparation | Natural Gas | Griddle | E6 | RVT - Cost of Operation | 0 | 0 | 0 | 0 | 0 | 0 | 0 | 0 | 0 | 0 | 0 | 0 | 0 | 0 | 0 | 0 | 0 | 0 | 0 | 0 | 0 | 0 | 0 | 0 | 0 | 0 | 0 | 0 | 0 | 0 | 0 | 0 | 0
F2_Commercial_Warehouse_New_Food Preparation_Natural Gas_Griddle_E7 | F2 | Commercial | Warehouse | New | Food Preparation | Natural Gas | Griddle | E7 | RVT - Cost of Operation | 0 | 0 | 0 | 0 | 0 | 0 | 0 | 0 | 0 | 0 | 0 | 0 | 0 | 0 | 0 | 0 | 0 | 0 | 0 | 0 | 0 | 0 | 0 | 0 | 0 | 0 | 0 | 0 | 0 | 0 | 0 | 0 | 0
F2_Commercial_Warehouse_New_Food Preparation_Natural Gas_Griddle_E8 | F2 | Commercial | Warehouse | New | Food Preparation | Natural Gas | Griddle | E8 | RVT - Cost of Operation | 0 | 0 | 0 | 0 | 0 | 0 | 0 | 0 | 0 | 0 | 0 | 0 | 0 | 0 | 0 | 0 | 0 | 0 | 0 | 0 | 0 | 0 | 0 | 0 | 0 | 0 | 0 | 0 | 0 | 0 | 0 | 0 | 0
F2_Commercial_Warehouse_New_Food Preparation_Natural Gas_Griddle_E9 | F2 | Commercial | Warehouse | New | Food Preparation | Natural Gas | Griddle | E9 | RVT - Cost of Operation | 0 | 0 | 0 | 0 | 0 | 0 | 0 | 0 | 0 | 0 | 0 | 0 | 0 | 0 | 0 | 0 | 0 | 0 | 0 | 0 | 0 | 0 | 0 | 0 | 0 | 0 | 0 | 0 | 0 | 0 | 0 | 0 | 0
F2_Commercial_Warehouse_New_Food Preparation_Natural Gas_Griddle_E10 | F2 | Commercial | Warehouse | New | Food Preparation | Natural Gas | Griddle | E10 | RVT - Cost of Operation | 0 | 0 | 0 | 0 | 0 | 0 | 0 | 0 | 0 | 0 | 0 | 0 | 0 | 0 | 0 | 0 | 0 | 0 | 0 | 0 | 0 | 0 | 0 | 0 | 0 | 0 | 0 | 0 | 0 | 0 | 0 | 0 | 0
F3_Commercial_Warehouse_New_Food Preparation_Natural Gas_Griddle_E1 | F3 | Commercial | Warehouse | New | Food Preparation | Natural Gas | Griddle | E1 | System - kBTUs of Consumption | 0.0038771 | 0.0038771 | 0.0038771 | 0.0038771 | 0.0038771 | 0.0038771 | 0.0038771 | 0.0038771 | 0.0038771 | 0.0038771 | 0.0038771 | 0.0038771 | 0.0038771 | 0.0038771 | 0.0038771 | 0.0038771 | 0.0038771 | 0.0038771 | 0.0038771 | 0.0038771 | 0.0038771 | 0.0038771 | 0.0038771 | 0.0038771 | 0.0038771 | 0.0038771 | 0.0038771 | 0.0038771 | 0.0038771 | 0.0038771 | 0.0038771 | 0.0038771 | 0.0038771
F3_Commercial_Warehouse_New_Food Preparation_Natural Gas_Griddle_E2 | F3 | Commercial | Warehouse | New | Food Preparation | Natural Gas | Griddle | E2 | System - kBTUs of Consumption | 0.0048182 | 0.0048182 | 0.0048182 | 0.0048182 | 0.0048182 | 0.0048182 | 0.0048182 | 0.0048182 | 0.0048182 | 0.0048182 | 0.0048182 | 0.0048182 | 0.0048182 | 0.0048182 | 0.0048182 | 0.0048182 | 0.0048182 | 0.0048182 | 0.0048182 | 0.0048182 | 0.0048182 | 0.0048182 | 0.0048182 | 0.0048182 | 0.0048182 | 0.0048182 | 0.0048182 | 0.0048182 | 0.0048182 | 0.0048182 | 0.0048182 | 0.0048182 | 0.0048182
F3_Commercial_Warehouse_New_Food Preparation_Natural Gas_Griddle_E3 | F3 | Commercial | Warehouse | New | Food Preparation | Natural Gas | Griddle | E3 | System - kBTUs of Consumption | 0 | 0 | 0 | 0 | 0 | 0 | 0 | 0 | 0 | 0 | 0 | 0 | 0 | 0 | 0 | 0 | 0 | 0 | 0 | 0 | 0 | 0 | 0 | 0 | 0 | 0 | 0 | 0 | 0 | 0 | 0 | 0 | 0
F3_Commercial_Warehouse_New_Food Preparation_Natural Gas_Griddle_E4 | F3 | Commercial | Warehouse | New | Food Preparation | Natural Gas | Griddle | E4 | System - kBTUs of Consumption | 0 | 0 | 0 | 0 | 0 | 0 | 0 | 0 | 0 | 0 | 0 | 0 | 0 | 0 | 0 | 0 | 0 | 0 | 0 | 0 | 0 | 0 | 0 | 0 | 0 | 0 | 0 | 0 | 0 | 0 | 0 | 0 | 0
F3_Commercial_Warehouse_New_Food Preparation_Natural Gas_Griddle_E5 | F3 | Commercial | Warehouse | New | Food Preparation | Natural Gas | Griddle | E5 | System - kBTUs of Consumption | 0 | 0 | 0 | 0 | 0 | 0 | 0 | 0 | 0 | 0 | 0 | 0 | 0 | 0 | 0 | 0 | 0 | 0 | 0 | 0 | 0 | 0 | 0 | 0 | 0 | 0 | 0 | 0 | 0 | 0 | 0 | 0 | 0
F3_Commercial_Warehouse_New_Food Preparation_Natural Gas_Griddle_E6 | F3 | Commercial | Warehouse | New | Food Preparation | Natural Gas | Griddle | E6 | System - kBTUs of Consumption | 0 | 0 | 0 | 0 | 0 | 0 | 0 | 0 | 0 | 0 | 0 | 0 | 0 | 0 | 0 | 0 | 0 | 0 | 0 | 0 | 0 | 0 | 0 | 0 | 0 | 0 | 0 | 0 | 0 | 0 | 0 | 0 | 0
F3_Commercial_Warehouse_New_Food Preparation_Natural Gas_Griddle_E7 | F3 | Commercial | Warehouse | New | Food Preparation | Natural Gas | Griddle | E7 | System - kBTUs of Consumption | 0 | 0 | 0 | 0 | 0 | 0 | 0 | 0 | 0 | 0 | 0 | 0 | 0 | 0 | 0 | 0 | 0 | 0 | 0 | 0 | 0 | 0 | 0 | 0 | 0 | 0 | 0 | 0 | 0 | 0 | 0 | 0 | 0
F3_Commercial_Warehouse_New_Food Preparation_Natural Gas_Griddle_E8 | F3 | Commercial | Warehouse | New | Food Preparation | Natural Gas | Griddle | E8 | System - kBTUs of Consumption | 0 | 0 | 0 | 0 | 0 | 0 | 0 | 0 | 0 | 0 | 0 | 0 | 0 | 0 | 0 | 0 | 0 | 0 | 0 | 0 | 0 | 0 | 0 | 0 | 0 | 0 | 0 | 0 | 0 | 0 | 0 | 0 | 0
F3_Commercial_Warehouse_New_Food Preparation_Natural Gas_Griddle_E9 | F3 | Commercial | Warehouse | New | Food Preparation | Natural Gas | Griddle | E9 | System - kBTUs of Consumption | 0 | 0 | 0 | 0 | 0 | 0 | 0 | 0 | 0 | 0 | 0 | 0 | 0 | 0 | 0 | 0 | 0 | 0 | 0 | 0 | 0 | 0 | 0 | 0 | 0 | 0 | 0 | 0 | 0 | 0 | 0 | 0 | 0
F3_Commercial_Warehouse_New_Food Preparation_Natural Gas_Griddle_E10 | F3 | Commercial | Warehouse | New | Food Preparation | Natural Gas | Griddle | E10 | System - kBTUs of Consumption | 0 | 0 | 0 | 0 | 0 | 0 | 0 | 0 | 0 | 0 | 0 | 0 | 0 | 0 | 0 | 0 | 0 | 0 | 0 | 0 | 0 | 0 | 0 | 0 | 0 | 0 | 0 | 0 | 0 | 0 | 0 | 0 | 0
F4_Commercial_Warehouse_New_Food Preparation_Natural Gas_Griddle_E1 | F4 | Commercial | Warehouse | New | Food Preparation | Natural Gas | Griddle | E1 | Utility - Cost of Equipment | 0.012898 | 0.012996 | 0.013106 | 0.013227 | 0.013365 | 0.013524 | 0.013653 | 0.013777 | 0.013903 | 0.014034 | 0.014159 | 0.014274 | 0.014392 | 0.014515 | 0.014651 | 0.014784 | 0.014926 | 0.015075 | 0.01523 | 0.015389 | 0.015549 | 0.015698 | 0.015833 | 0.015953 | 0.016056 | 0.016145 | 0.016206 | 0.016252 | 0.016292 | 0.016326 | 0.016359 | 0.016374 | 0.016374
F4_Commercial_Warehouse_New_Food Preparation_Natural Gas_Griddle_E2 | F4 | Commercial | Warehouse | New | Food Preparation | Natural Gas | Griddle | E2 | Utility - Cost of Equipment | 0.011821 | 0.011911 | 0.012012 | 0.012123 | 0.012249 | 0.012395 | 0.012513 | 0.012627 | 0.012742 | 0.012863 | 0.012977 | 0.013083 | 0.01319 | 0.013303 | 0.013428 | 0.01355 | 0.01368 | 0.013816 | 0.013959 | 0.014104 | 0.014251 | 0.014388 | 0.014512 | 0.014621 | 0.014716 | 0.014797 | 0.014853 | 0.014895 | 0.014932 | 0.014963 | 0.014993 | 0.015007 | 0.015007
F4_Commercial_Warehouse_New_Food Preparation_Natural Gas_Griddle_E3 | F4 | Commercial | Warehouse | New | Food Preparation | Natural Gas | Griddle | E3 | Utility - Cost of Equipment | 0 | 0 | 0 | 0 | 0 | 0 | 0 | 0 | 0 | 0 | 0 | 0 | 0 | 0 | 0 | 0 | 0 | 0 | 0 | 0 | 0 | 0 | 0 | 0 | 0 | 0 | 0 | 0 | 0 | 0 | 0 | 0 | 0
F4_Commercial_Warehouse_New_Food Preparation_Natural Gas_Griddle_E4 | F4 | Commercial | Warehouse | New | Food Preparation | Natural Gas | Griddle | E4 | Utility - Cost of Equipment | 0 | 0 | 0 | 0 | 0 | 0 | 0 | 0 | 0 | 0 | 0 | 0 | 0 | 0 | 0 | 0 | 0 | 0 | 0 | 0 | 0 | 0 | 0 | 0 | 0 | 0 | 0 | 0 | 0 | 0 | 0 | 0 | 0
F4_Commercial_Warehouse_New_Food Preparation_Natural Gas_Griddle_E5 | F4 | Commercial | Warehouse | New | Food Preparation | Natural Gas | Griddle | E5 | Utility - Cost of Equipment | 0 | 0 | 0 | 0 | 0 | 0 | 0 | 0 | 0 | 0 | 0 | 0 | 0 | 0 | 0 | 0 | 0 | 0 | 0 | 0 | 0 | 0 | 0 | 0 | 0 | 0 | 0 | 0 | 0 | 0 | 0 | 0 | 0
F4_Commercial_Warehouse_New_Food Preparation_Natural Gas_Griddle_E6 | F4 | Commercial | Warehouse | New | Food Preparation | Natural Gas | Griddle | E6 | Utility - Cost of Equipment | 0 | 0 | 0 | 0 | 0 | 0 | 0 | 0 | 0 | 0 | 0 | 0 | 0 | 0 | 0 | 0 | 0 | 0 | 0 | 0 | 0 | 0 | 0 | 0 | 0 | 0 | 0 | 0 | 0 | 0 | 0 | 0 | 0
F4_Commercial_Warehouse_New_Food Preparation_Natural Gas_Griddle_E7 | F4 | Commercial | Warehouse | New | Food Preparation | Natural Gas | Griddle | E7 | Utility - Cost of Equipment | 0 | 0 | 0 | 0 | 0 | 0 | 0 | 0 | 0 | 0 | 0 | 0 | 0 | 0 | 0 | 0 | 0 | 0 | 0 | 0 | 0 | 0 | 0 | 0 | 0 | 0 | 0 | 0 | 0 | 0 | 0 | 0 | 0
F4_Commercial_Warehouse_New_Food Preparation_Natural Gas_Griddle_E8 | F4 | Commercial | Warehouse | New | Food Preparation | Natural Gas | Griddle | E8 | Utility - Cost of Equipment | 0 | 0 | 0 | 0 | 0 | 0 | 0 | 0 | 0 | 0 | 0 | 0 | 0 | 0 | 0 | 0 | 0 | 0 | 0 | 0 | 0 | 0 | 0 | 0 | 0 | 0 | 0 | 0 | 0 | 0 | 0 | 0 | 0
F4_Commercial_Warehouse_New_Food Preparation_Natural Gas_Griddle_E9 | F4 | Commercial | Warehouse | New | Food Preparation | Natural Gas | Griddle | E9 | Utility - Cost of Equipment | 0 | 0 | 0 | 0 | 0 | 0 | 0 | 0 | 0 | 0 | 0 | 0 | 0 | 0 | 0 | 0 | 0 | 0 | 0 | 0 | 0 | 0 | 0 | 0 | 0 | 0 | 0 | 0 | 0 | 0 | 0 | 0 | 0
F4_Commercial_Warehouse_New_Food Preparation_Natural Gas_Griddle_E10 | F4 | Commercial | Warehouse | New | Food Preparation | Natural Gas | Griddle | E10 | Utility - Cost of Equipment | 0 | 0 | 0 | 0 | 0 | 0 | 0 | 0 | 0 | 0 | 0 | 0 | 0 | 0 | 0 | 0 | 0 | 0 | 0 | 0 | 0 | 0 | 0 | 0 | 0 | 0 | 0 | 0 | 0 | 0 | 0 | 0 | 0
F5_Commercial_Warehouse_New_Food Preparation_Natural Gas_Griddle_E1 | F5 | Commercial | Warehouse | New | Food Preparation | Natural Gas | Griddle | E1 | Utility - Cost of Operation | 0.0038771 | 0.0038771 | 0.0038771 | 0.0038771 | 0.0038771 | 0.0038771 | 0.0038771 | 0.0038771 | 0.0038771 | 0.0038771 | 0.0038771 | 0.0038771 | 0.0038771 | 0.0038771 | 0.0038771 | 0.0038771 | 0.0038771 | 0.0038771 | 0.0038771 | 0.0038771 | 0.0038771 | 0.0038771 | 0.0038771 | 0.0038771 | 0.0038771 | 0.0038771 | 0.0038771 | 0.0038771 | 0.0038771 | 0.0038771 | 0.0038771 | 0.0038771 | 0.0038771
F5_Commercial_Warehouse_New_Food Preparation_Natural Gas_Griddle_E2 | F5 | Commercial | Warehouse | New | Food Preparation | Natural Gas | Griddle | E2 | Utility - Cost of Operation | 0.0048182 | 0.0048182 | 0.0048182 | 0.0048182 | 0.0048182 | 0.0048182 | 0.0048182 | 0.0048182 | 0.0048182 | 0.0048182 | 0.0048182 | 0.0048182 | 0.0048182 | 0.0048182 | 0.0048182 | 0.0048182 | 0.0048182 | 0.0048182 | 0.0048182 | 0.0048182 | 0.0048182 | 0.0048182 | 0.0048182 | 0.0048182 | 0.0048182 | 0.0048182 | 0.0048182 | 0.0048182 | 0.0048182 | 0.0048182 | 0.0048182 | 0.0048182 | 0.0048182
F5_Commercial_Warehouse_New_Food Preparation_Natural Gas_Griddle_E3 | F5 | Commercial | Warehouse | New | Food Preparation | Natural Gas | Griddle | E3 | Utility - Cost of Operation | 0 | 0 | 0 | 0 | 0 | 0 | 0 | 0 | 0 | 0 | 0 | 0 | 0 | 0 | 0 | 0 | 0 | 0 | 0 | 0 | 0 | 0 | 0 | 0 | 0 | 0 | 0 | 0 | 0 | 0 | 0 | 0 | 0
F5_Commercial_Warehouse_New_Food Preparation_Natural Gas_Griddle_E4 | F5 | Commercial | Warehouse | New | Food Preparation | Natural Gas | Griddle | E4 | Utility - Cost of Operation | 0 | 0 | 0 | 0 | 0 | 0 | 0 | 0 | 0 | 0 | 0 | 0 | 0 | 0 | 0 | 0 | 0 | 0 | 0 | 0 | 0 | 0 | 0 | 0 | 0 | 0 | 0 | 0 | 0 | 0 | 0 | 0 | 0
F5_Commercial_Warehouse_New_Food Preparation_Natural Gas_Griddle_E5 | F5 | Commercial | Warehouse | New | Food Preparation | Natural Gas | Griddle | E5 | Utility - Cost of Operation | 0 | 0 | 0 | 0 | 0 | 0 | 0 | 0 | 0 | 0 | 0 | 0 | 0 | 0 | 0 | 0 | 0 | 0 | 0 | 0 | 0 | 0 | 0 | 0 | 0 | 0 | 0 | 0 | 0 | 0 | 0 | 0 | 0
F5_Commercial_Warehouse_New_Food Preparation_Natural Gas_Griddle_E6 | F5 | Commercial | Warehouse | New | Food Preparation | Natural Gas | Griddle | E6 | Utility - Cost of Operation | 0 | 0 | 0 | 0 | 0 | 0 | 0 | 0 | 0 | 0 | 0 | 0 | 0 | 0 | 0 | 0 | 0 | 0 | 0 | 0 | 0 | 0 | 0 | 0 | 0 | 0 | 0 | 0 | 0 | 0 | 0 | 0 | 0
F5_Commercial_Warehouse_New_Food Preparation_Natural Gas_Griddle_E7 | F5 | Commercial | Warehouse | New | Food Preparation | Natural Gas | Griddle | E7 | Utility - Cost of Operation | 0 | 0 | 0 | 0 | 0 | 0 | 0 | 0 | 0 | 0 | 0 | 0 | 0 | 0 | 0 | 0 | 0 | 0 | 0 | 0 | 0 | 0 | 0 | 0 | 0 | 0 | 0 | 0 | 0 | 0 | 0 | 0 | 0
F5_Commercial_Warehouse_New_Food Preparation_Natural Gas_Griddle_E8 | F5 | Commercial | Warehouse | New | Food Preparation | Natural Gas | Griddle | E8 | Utility - Cost of Operation | 0 | 0 | 0 | 0 | 0 | 0 | 0 | 0 | 0 | 0 | 0 | 0 | 0 | 0 | 0 | 0 | 0 | 0 | 0 | 0 | 0 | 0 | 0 | 0 | 0 | 0 | 0 | 0 | 0 | 0 | 0 | 0 | 0
F5_Commercial_Warehouse_New_Food Preparation_Natural Gas_Griddle_E9 | F5 | Commercial | Warehouse | New | Food Preparation | Natural Gas | Griddle | E9 | Utility - Cost of Operation | 0 | 0 | 0 | 0 | 0 | 0 | 0 | 0 | 0 | 0 | 0 | 0 | 0 | 0 | 0 | 0 | 0 | 0 | 0 | 0 | 0 | 0 | 0 | 0 | 0 | 0 | 0 | 0 | 0 | 0 | 0 | 0 | 0
F5_Commercial_Warehouse_New_Food Preparation_Natural Gas_Griddle_E10 | F5 | Commercial | Warehouse | New | Food Preparation | Natural Gas | Griddle | E10 | Utility - Cost of Operation | 0 | 0 | 0 | 0 | 0 | 0 | 0 | 0 | 0 | 0 | 0 | 0 | 0 | 0 | 0 | 0 | 0 | 0 | 0 | 0 | 0 | 0 | 0 | 0 | 0 | 0 | 0 | 0 | 0 | 0 | 0 | 0 | 0
F6_Commercial_Warehouse_New_Food Preparation_Natural Gas_Griddle_E1 | F6 | Commercial | Warehouse | New | Food Preparation | Natural Gas | Griddle | E1 | Utility - Value of Sales | 0.0076388 | 0.0076388 | 0.0076388 | 0.0076388 | 0.0076388 | 0.0076388 | 0.0076388 | 0.0076388 | 0.0076388 | 0.0076388 | 0.0076388 | 0.0076388 | 0.0076388 | 0.0076388 | 0.0076388 | 0.0076388 | 0.0076388 | 0.0076388 | 0.0076388 | 0.0076388 | 0.0076388 | 0.0076388 | 0.0076388 | 0.0076388 | 0.0076388 | 0.0076388 | 0.0076388 | 0.0076388 | 0.0076388 | 0.0076388 | 0.0076388 | 0.0076388 | 0.0076388
F6_Commercial_Warehouse_New_Food Preparation_Natural Gas_Griddle_E2 | F6 | Commercial | Warehouse | New | Food Preparation | Natural Gas | Griddle | E2 | Utility - Value of Sales | 0.0070011 | 0.0070011 | 0.0070011 | 0.0070011 | 0.0070011 | 0.0070011 | 0.0070011 | 0.0070011 | 0.0070011 | 0.0070011 | 0.0070011 | 0.0070011 | 0.0070011 | 0.0070011 | 0.0070011 | 0.0070011 | 0.0070011 | 0.0070011 | 0.0070011 | 0.0070011 | 0.0070011 | 0.0070011 | 0.0070011 | 0.0070011 | 0.0070011 | 0.0070011 | 0.0070011 | 0.0070011 | 0.0070011 | 0.0070011 | 0.0070011 | 0.0070011 | 0.0070011
F6_Commercial_Warehouse_New_Food Preparation_Natural Gas_Griddle_E3 | F6 | Commercial | Warehouse | New | Food Preparation | Natural Gas | Griddle | E3 | Utility - Value of Sales | 0 | 0 | 0 | 0 | 0 | 0 | 0 | 0 | 0 | 0 | 0 | 0 | 0 | 0 | 0 | 0 | 0 | 0 | 0 | 0 | 0 | 0 | 0 | 0 | 0 | 0 | 0 | 0 | 0 | 0 | 0 | 0 | 0
F6_Commercial_Warehouse_New_Food Preparation_Natural Gas_Griddle_E4 | F6 | Commercial | Warehouse | New | Food Preparation | Natural Gas | Griddle | E4 | Utility - Value of Sales | 0 | 0 | 0 | 0 | 0 | 0 | 0 | 0 | 0 | 0 | 0 | 0 | 0 | 0 | 0 | 0 | 0 | 0 | 0 | 0 | 0 | 0 | 0 | 0 | 0 | 0 | 0 | 0 | 0 | 0 | 0 | 0 | 0
F6_Commercial_Warehouse_New_Food Preparation_Natural Gas_Griddle_E5 | F6 | Commercial | Warehouse | New | Food Preparation | Natural Gas | Griddle | E5 | Utility - Value of Sales | 0 | 0 | 0 | 0 | 0 | 0 | 0 | 0 | 0 | 0 | 0 | 0 | 0 | 0 | 0 | 0 | 0 | 0 | 0 | 0 | 0 | 0 | 0 | 0 | 0 | 0 | 0 | 0 | 0 | 0 | 0 | 0 | 0
F6_Commercial_Warehouse_New_Food Preparation_Natural Gas_Griddle_E6 | F6 | Commercial | Warehouse | New | Food Preparation | Natural Gas | Griddle | E6 | Utility - Value of Sales | 0 | 0 | 0 | 0 | 0 | 0 | 0 | 0 | 0 | 0 | 0 | 0 | 0 | 0 | 0 | 0 | 0 | 0 | 0 | 0 | 0 | 0 | 0 | 0 | 0 | 0 | 0 | 0 | 0 | 0 | 0 | 0 | 0
F6_Commercial_Warehouse_New_Food Preparation_Natural Gas_Griddle_E7 | F6 | Commercial | Warehouse | New | Food Preparation | Natural Gas | Griddle | E7 | Utility - Value of Sales | 0 | 0 | 0 | 0 | 0 | 0 | 0 | 0 | 0 | 0 | 0 | 0 | 0 | 0 | 0 | 0 | 0 | 0 | 0 | 0 | 0 | 0 | 0 | 0 | 0 | 0 | 0 | 0 | 0 | 0 | 0 | 0 | 0
F6_Commercial_Warehouse_New_Food Preparation_Natural Gas_Griddle_E8 | F6 | Commercial | Warehouse | New | Food Preparation | Natural Gas | Griddle | E8 | Utility - Value of Sales | 0 | 0 | 0 | 0 | 0 | 0 | 0 | 0 | 0 | 0 | 0 | 0 | 0 | 0 | 0 | 0 | 0 | 0 | 0 | 0 | 0 | 0 | 0 | 0 | 0 | 0 | 0 | 0 | 0 | 0 | 0 | 0 | 0
F6_Commercial_Warehouse_New_Food Preparation_Natural Gas_Griddle_E9 | F6 | Commercial | Warehouse | New | Food Preparation | Natural Gas | Griddle | E9 | Utility - Value of Sales | 0 | 0 | 0 | 0 | 0 | 0 | 0 | 0 | 0 | 0 | 0 | 0 | 0 | 0 | 0 | 0 | 0 | 0 | 0 | 0 | 0 | 0 | 0 | 0 | 0 | 0 | 0 | 0 | 0 | 0 | 0 | 0 | 0
F6_Commercial_Warehouse_New_Food Preparation_Natural Gas_Griddle_E10 | F6 | Commercial | Warehouse | New | Food Preparation | Natural Gas | Griddle | E10 | Utility - Value of Sales | 0 | 0 | 0 | 0 | 0 | 0 | 0 | 0 | 0 | 0 | 0 | 0 | 0 | 0 | 0 | 0 | 0 | 0 | 0 | 0 | 0 | 0 | 0 | 0 | 0 | 0 | 0 | 0 | 0 | 0 | 0 | 0 | 0
F1_Commercial_Warehouse_New_Food Preparation_Natural Gas_Range_E1 | F1 | Commercial | Warehouse | New | Food Preparation | Natural Gas | Range | E1 | RVT - Cost of Equipment | 0.012662 | 0.012751 | 0.012857 | 0.01298 | 0.013125 | 0.013294 | 0.01343 | 0.013559 | 0.013686 | 0.013814 | 0.013932 | 0.014035 | 0.014138 | 0.014248 | 0.014375 | 0.014501 | 0.014641 | 0.014794 | 0.014956 | 0.015124 | 0.015295 | 0.015455 | 0.015601 | 0.015735 | 0.015852 | 0.015953 | 0.016023 | 0.016076 | 0.016121 | 0.01616 | 0.016198 | 0.016215 | 0.016215
F1_Commercial_Warehouse_New_Food Preparation_Natural Gas_Range_E2 | F1 | Commercial | Warehouse | New | Food Preparation | Natural Gas | Range | E2 | RVT - Cost of Equipment | 0.0094967 | 0.0095634 | 0.0096429 | 0.0097351 | 0.0098435 | 0.0099705 | 0.010072 | 0.010169 | 0.010264 | 0.010361 | 0.010449 | 0.010526 | 0.010604 | 0.010686 | 0.010781 | 0.010876 | 0.010981 | 0.011095 | 0.011217 | 0.011343 | 0.011471 | 0.011591 | 0.011701 | 0.011801 | 0.011889 | 0.011965 | 0.012018 | 0.012057 | 0.012091 | 0.01212 | 0.012148 | 0.012161 | 0.012161
F1_Commercial_Warehouse_New_Food Preparation_Natural Gas_Range_E3 | F1 | Commercial | Warehouse | New | Food Preparation | Natural Gas | Range | E3 | RVT - Cost of Equipment | 0 | 0 | 0 | 0 | 0 | 0 | 0 | 0 | 0 | 0 | 0 | 0 | 0 | 0 | 0 | 0 | 0 | 0 | 0 | 0 | 0 | 0 | 0 | 0 | 0 | 0 | 0 | 0 | 0 | 0 | 0 | 0 | 0
F1_Commercial_Warehouse_New_Food Preparation_Natural Gas_Range_E4 | F1 | Commercial | Warehouse | New | Food Preparation | Natural Gas | Range | E4 | RVT - Cost of Equipment | 0 | 0 | 0 | 0 | 0 | 0 | 0 | 0 | 0 | 0 | 0 | 0 | 0 | 0 | 0 | 0 | 0 | 0 | 0 | 0 | 0 | 0 | 0 | 0 | 0 | 0 | 0 | 0 | 0 | 0 | 0 | 0 | 0
F1_Commercial_Warehouse_New_Food Preparation_Natural Gas_Range_E5 | F1 | Commercial | Warehouse | New | Food Preparation | Natural Gas | Range | E5 | RVT - Cost of Equipment | 0 | 0 | 0 | 0 | 0 | 0 | 0 | 0 | 0 | 0 | 0 | 0 | 0 | 0 | 0 | 0 | 0 | 0 | 0 | 0 | 0 | 0 | 0 | 0 | 0 | 0 | 0 | 0 | 0 | 0 | 0 | 0 | 0
F1_Commercial_Warehouse_New_Food Preparation_Natural Gas_Range_E6 | F1 | Commercial | Warehouse | New | Food Preparation | Natural Gas | Range | E6 | RVT - Cost of Equipment | 0 | 0 | 0 | 0 | 0 | 0 | 0 | 0 | 0 | 0 | 0 | 0 | 0 | 0 | 0 | 0 | 0 | 0 | 0 | 0 | 0 | 0 | 0 | 0 | 0 | 0 | 0 | 0 | 0 | 0 | 0 | 0 | 0
F1_Commercial_Warehouse_New_Food Preparation_Natural Gas_Range_E7 | F1 | Commercial | Warehouse | New | Food Preparation | Natural Gas | Range | E7 | RVT - Cost of Equipment | 0 | 0 | 0 | 0 | 0 | 0 | 0 | 0 | 0 | 0 | 0 | 0 | 0 | 0 | 0 | 0 | 0 | 0 | 0 | 0 | 0 | 0 | 0 | 0 | 0 | 0 | 0 | 0 | 0 | 0 | 0 | 0 | 0
F1_Commercial_Warehouse_New_Food Preparation_Natural Gas_Range_E8 | F1 | Commercial | Warehouse | New | Food Preparation | Natural Gas | Range | E8 | RVT - Cost of Equipment | 0 | 0 | 0 | 0 | 0 | 0 | 0 | 0 | 0 | 0 | 0 | 0 | 0 | 0 | 0 | 0 | 0 | 0 | 0 | 0 | 0 | 0 | 0 | 0 | 0 | 0 | 0 | 0 | 0 | 0 | 0 | 0 | 0
F1_Commercial_Warehouse_New_Food Preparation_Natural Gas_Range_E9 | F1 | Commercial | Warehouse | New | Food Preparation | Natural Gas | Range | E9 | RVT - Cost of Equipment | 0 | 0 | 0 | 0 | 0 | 0 | 0 | 0 | 0 | 0 | 0 | 0 | 0 | 0 | 0 | 0 | 0 | 0 | 0 | 0 | 0 | 0 | 0 | 0 | 0 | 0 | 0 | 0 | 0 | 0 | 0 | 0 | 0
F1_Commercial_Warehouse_New_Food Preparation_Natural Gas_Range_E10 | F1 | Commercial | Warehouse | New | Food Preparation | Natural Gas | Range | E10 | RVT - Cost of Equipment | 0 | 0 | 0 | 0 | 0 | 0 | 0 | 0 | 0 | 0 | 0 | 0 | 0 | 0 | 0 | 0 | 0 | 0 | 0 | 0 | 0 | 0 | 0 | 0 | 0 | 0 | 0 | 0 | 0 | 0 | 0 | 0 | 0
F2_Commercial_Warehouse_New_Food Preparation_Natural Gas_Range_E1 | F2 | Commercial | Warehouse | New | Food Preparation | Natural Gas | Range | E1 | RVT - Cost of Operation | 0.01517 | 0.015277 | 0.015404 | 0.015551 | 0.015724 | 0.015927 | 0.01609 | 0.016244 | 0.016396 | 0.01655 | 0.016691 | 0.016815 | 0.016939 | 0.01707 | 0.017222 | 0.017373 | 0.017541 | 0.017724 | 0.017918 | 0.018119 | 0.018324 | 0.018516 | 0.018691 | 0.018851 | 0.018992 | 0.019113 | 0.019197 | 0.01926 | 0.019314 | 0.01936 | 0.019406 | 0.019426 | 0.019426
F2_Commercial_Warehouse_New_Food Preparation_Natural Gas_Range_E2 | F2 | Commercial | Warehouse | New | Food Preparation | Natural Gas | Range | E2 | RVT - Cost of Operation | 0.011378 | 0.011458 | 0.011553 | 0.011663 | 0.011793 | 0.011945 | 0.012067 | 0.012183 | 0.012297 | 0.012413 | 0.012519 | 0.012611 | 0.012704 | 0.012803 | 0.012916 | 0.01303 | 0.013156 | 0.013293 | 0.013439 | 0.01359 | 0.013743 | 0.013887 | 0.014018 | 0.014138 | 0.014244 | 0.014335 | 0.014398 | 0.014445 | 0.014485 | 0.01452 | 0.014554 | 0.01457 | 0.01457
F2_Commercial_Warehouse_New_Food Preparation_Natural Gas_Range_E3 | F2 | Commercial | Warehouse | New | Food Preparation | Natural Gas | Range | E3 | RVT - Cost of Operation | 0 | 0 | 0 | 0 | 0 | 0 | 0 | 0 | 0 | 0 | 0 | 0 | 0 | 0 | 0 | 0 | 0 | 0 | 0 | 0 | 0 | 0 | 0 | 0 | 0 | 0 | 0 | 0 | 0 | 0 | 0 | 0 | 0
F2_Commercial_Warehouse_New_Food Preparation_Natural Gas_Range_E4 | F2 | Commercial | Warehouse | New | Food Preparation | Natural Gas | Range | E4 | RVT - Cost of Operation | 0 | 0 | 0 | 0 | 0 | 0 | 0 | 0 | 0 | 0 | 0 | 0 | 0 | 0 | 0 | 0 | 0 | 0 | 0 | 0 | 0 | 0 | 0 | 0 | 0 | 0 | 0 | 0 | 0 | 0 | 0 | 0 | 0
F2_Commercial_Warehouse_New_Food Preparation_Natural Gas_Range_E5 | F2 | Commercial | Warehouse | New | Food Preparation | Natural Gas | Range | E5 | RVT - Cost of Operation | 0 | 0 | 0 | 0 | 0 | 0 | 0 | 0 | 0 | 0 | 0 | 0 | 0 | 0 | 0 | 0 | 0 | 0 | 0 | 0 | 0 | 0 | 0 | 0 | 0 | 0 | 0 | 0 | 0 | 0 | 0 | 0 | 0
F2_Commercial_Warehouse_New_Food Preparation_Natural Gas_Range_E6 | F2 | Commercial | Warehouse | New | Food Preparation | Natural Gas | Range | E6 | RVT - Cost of Operation | 0 | 0 | 0 | 0 | 0 | 0 | 0 | 0 | 0 | 0 | 0 | 0 | 0 | 0 | 0 | 0 | 0 | 0 | 0 | 0 | 0 | 0 | 0 | 0 | 0 | 0 | 0 | 0 | 0 | 0 | 0 | 0 | 0
F2_Commercial_Warehouse_New_Food Preparation_Natural Gas_Range_E7 | F2 | Commercial | Warehouse | New | Food Preparation | Natural Gas | Range | E7 | RVT - Cost of Operation | 0 | 0 | 0 | 0 | 0 | 0 | 0 | 0 | 0 | 0 | 0 | 0 | 0 | 0 | 0 | 0 | 0 | 0 | 0 | 0 | 0 | 0 | 0 | 0 | 0 | 0 | 0 | 0 | 0 | 0 | 0 | 0 | 0
F2_Commercial_Warehouse_New_Food Preparation_Natural Gas_Range_E8 | F2 | Commercial | Warehouse | New | Food Preparation | Natural Gas | Range | E8 | RVT - Cost of Operation | 0 | 0 | 0 | 0 | 0 | 0 | 0 | 0 | 0 | 0 | 0 | 0 | 0 | 0 | 0 | 0 | 0 | 0 | 0 | 0 | 0 | 0 | 0 | 0 | 0 | 0 | 0 | 0 | 0 | 0 | 0 | 0 | 0
F2_Commercial_Warehouse_New_Food Preparation_Natural Gas_Range_E9 | F2 | Commercial | Warehouse | New | Food Preparation | Natural Gas | Range | E9 | RVT - Cost of Operation | 0 | 0 | 0 | 0 | 0 | 0 | 0 | 0 | 0 | 0 | 0 | 0 | 0 | 0 | 0 | 0 | 0 | 0 | 0 | 0 | 0 | 0 | 0 | 0 | 0 | 0 | 0 | 0 | 0 | 0 | 0 | 0 | 0
F2_Commercial_Warehouse_New_Food Preparation_Natural Gas_Range_E10 | F2 | Commercial | Warehouse | New | Food Preparation | Natural Gas | Range | E10 | RVT - Cost of Operation | 0 | 0 | 0 | 0 | 0 | 0 | 0 | 0 | 0 | 0 | 0 | 0 | 0 | 0 | 0 | 0 | 0 | 0 | 0 | 0 | 0 | 0 | 0 | 0 | 0 | 0 | 0 | 0 | 0 | 0 | 0 | 0 | 0
F3_Commercial_Warehouse_New_Food Preparation_Natural Gas_Range_E1 | F3 | Commercial | Warehouse | New | Food Preparation | Natural Gas | Range | E1 | System - kBTUs of Consumption | 0.0074226 | 0.0074226 | 0.0074226 | 0.0074226 | 0.0074226 | 0.0074226 | 0.0074226 | 0.0074226 | 0.0074226 | 0.0074226 | 0.0074226 | 0.0074226 | 0.0074226 | 0.0074226 | 0.0074226 | 0.0074226 | 0.0074226 | 0.0074226 | 0.0074226 | 0.0074226 | 0.0074226 | 0.0074226 | 0.0074226 | 0.0074226 | 0.0074226 | 0.0074226 | 0.0074226 | 0.0074226 | 0.0074226 | 0.0074226 | 0.0074226 | 0.0074226 | 0.0074226
F3_Commercial_Warehouse_New_Food Preparation_Natural Gas_Range_E2 | F3 | Commercial | Warehouse | New | Food Preparation | Natural Gas | Range | E2 | System - kBTUs of Consumption | 0.0074236 | 0.0074236 | 0.0074236 | 0.0074236 | 0.0074236 | 0.0074236 | 0.0074236 | 0.0074236 | 0.0074236 | 0.0074236 | 0.0074236 | 0.0074236 | 0.0074236 | 0.0074236 | 0.0074236 | 0.0074236 | 0.0074236 | 0.0074236 | 0.0074236 | 0.0074236 | 0.0074236 | 0.0074236 | 0.0074236 | 0.0074236 | 0.0074236 | 0.0074236 | 0.0074236 | 0.0074236 | 0.0074236 | 0.0074236 | 0.0074236 | 0.0074236 | 0.0074236
F3_Commercial_Warehouse_New_Food Preparation_Natural Gas_Range_E3 | F3 | Commercial | Warehouse | New | Food Preparation | Natural Gas | Range | E3 | System - kBTUs of Consumption | 0 | 0 | 0 | 0 | 0 | 0 | 0 | 0 | 0 | 0 | 0 | 0 | 0 | 0 | 0 | 0 | 0 | 0 | 0 | 0 | 0 | 0 | 0 | 0 | 0 | 0 | 0 | 0 | 0 | 0 | 0 | 0 | 0
F3_Commercial_Warehouse_New_Food Preparation_Natural Gas_Range_E4 | F3 | Commercial | Warehouse | New | Food Preparation | Natural Gas | Range | E4 | System - kBTUs of Consumption | 0 | 0 | 0 | 0 | 0 | 0 | 0 | 0 | 0 | 0 | 0 | 0 | 0 | 0 | 0 | 0 | 0 | 0 | 0 | 0 | 0 | 0 | 0 | 0 | 0 | 0 | 0 | 0 | 0 | 0 | 0 | 0 | 0
F3_Commercial_Warehouse_New_Food Preparation_Natural Gas_Range_E5 | F3 | Commercial | Warehouse | New | Food Preparation | Natural Gas | Range | E5 | System - kBTUs of Consumption | 0 | 0 | 0 | 0 | 0 | 0 | 0 | 0 | 0 | 0 | 0 | 0 | 0 | 0 | 0 | 0 | 0 | 0 | 0 | 0 | 0 | 0 | 0 | 0 | 0 | 0 | 0 | 0 | 0 | 0 | 0 | 0 | 0
F3_Commercial_Warehouse_New_Food Preparation_Natural Gas_Range_E6 | F3 | Commercial | Warehouse | New | Food Preparation | Natural Gas | Range | E6 | System - kBTUs of Consumption | 0 | 0 | 0 | 0 | 0 | 0 | 0 | 0 | 0 | 0 | 0 | 0 | 0 | 0 | 0 | 0 | 0 | 0 | 0 | 0 | 0 | 0 | 0 | 0 | 0 | 0 | 0 | 0 | 0 | 0 | 0 | 0 | 0
F3_Commercial_Warehouse_New_Food Preparation_Natural Gas_Range_E7 | F3 | Commercial | Warehouse | New | Food Preparation | Natural Gas | Range | E7 | System - kBTUs of Consumption | 0 | 0 | 0 | 0 | 0 | 0 | 0 | 0 | 0 | 0 | 0 | 0 | 0 | 0 | 0 | 0 | 0 | 0 | 0 | 0 | 0 | 0 | 0 | 0 | 0 | 0 | 0 | 0 | 0 | 0 | 0 | 0 | 0
F3_Commercial_Warehouse_New_Food Preparation_Natural Gas_Range_E8 | F3 | Commercial | Warehouse | New | Food Preparation | Natural Gas | Range | E8 | System - kBTUs of Consumption | 0 | 0 | 0 | 0 | 0 | 0 | 0 | 0 | 0 | 0 | 0 | 0 | 0 | 0 | 0 | 0 | 0 | 0 | 0 | 0 | 0 | 0 | 0 | 0 | 0 | 0 | 0 | 0 | 0 | 0 | 0 | 0 | 0
F3_Commercial_Warehouse_New_Food Preparation_Natural Gas_Range_E9 | F3 | Commercial | Warehouse | New | Food Preparation | Natural Gas | Range | E9 | System - kBTUs of Consumption | 0 | 0 | 0 | 0 | 0 | 0 | 0 | 0 | 0 | 0 | 0 | 0 | 0 | 0 | 0 | 0 | 0 | 0 | 0 | 0 | 0 | 0 | 0 | 0 | 0 | 0 | 0 | 0 | 0 | 0 | 0 | 0 | 0
F3_Commercial_Warehouse_New_Food Preparation_Natural Gas_Range_E10 | F3 | Commercial | Warehouse | New | Food Preparation | Natural Gas | Range | E10 | System - kBTUs of Consumption | 0 | 0 | 0 | 0 | 0 | 0 | 0 | 0 | 0 | 0 | 0 | 0 | 0 | 0 | 0 | 0 | 0 | 0 | 0 | 0 | 0 | 0 | 0 | 0 | 0 | 0 | 0 | 0 | 0 | 0 | 0 | 0 | 0
F4_Commercial_Warehouse_New_Food Preparation_Natural Gas_Range_E1 | F4 | Commercial | Warehouse | New | Food Preparation | Natural Gas | Range | E1 | Utility - Cost of Equipment | 0.01517 | 0.015277 | 0.015404 | 0.015551 | 0.015724 | 0.015927 | 0.01609 | 0.016244 | 0.016396 | 0.01655 | 0.016691 | 0.016815 | 0.016939 | 0.01707 | 0.017222 | 0.017373 | 0.017541 | 0.017724 | 0.017918 | 0.018119 | 0.018324 | 0.018516 | 0.018691 | 0.018851 | 0.018992 | 0.019113 | 0.019197 | 0.01926 | 0.019314 | 0.01936 | 0.019406 | 0.019426 | 0.019426
F4_Commercial_Warehouse_New_Food Preparation_Natural Gas_Range_E2 | F4 | Commercial | Warehouse | New | Food Preparation | Natural Gas | Range | E2 | Utility - Cost of Equipment | 0.011378 | 0.011458 | 0.011553 | 0.011663 | 0.011793 | 0.011945 | 0.012067 | 0.012183 | 0.012297 | 0.012413 | 0.012519 | 0.012611 | 0.012704 | 0.012803 | 0.012916 | 0.01303 | 0.013156 | 0.013293 | 0.013439 | 0.01359 | 0.013743 | 0.013887 | 0.014018 | 0.014138 | 0.014244 | 0.014335 | 0.014398 | 0.014445 | 0.014485 | 0.01452 | 0.014554 | 0.01457 | 0.01457
F4_Commercial_Warehouse_New_Food Preparation_Natural Gas_Range_E3 | F4 | Commercial | Warehouse | New | Food Preparation | Natural Gas | Range | E3 | Utility - Cost of Equipment | 0 | 0 | 0 | 0 | 0 | 0 | 0 | 0 | 0 | 0 | 0 | 0 | 0 | 0 | 0 | 0 | 0 | 0 | 0 | 0 | 0 | 0 | 0 | 0 | 0 | 0 | 0 | 0 | 0 | 0 | 0 | 0 | 0
F4_Commercial_Warehouse_New_Food Preparation_Natural Gas_Range_E4 | F4 | Commercial | Warehouse | New | Food Preparation | Natural Gas | Range | E4 | Utility - Cost of Equipment | 0 | 0 | 0 | 0 | 0 | 0 | 0 | 0 | 0 | 0 | 0 | 0 | 0 | 0 | 0 | 0 | 0 | 0 | 0 | 0 | 0 | 0 | 0 | 0 | 0 | 0 | 0 | 0 | 0 | 0 | 0 | 0 | 0
F4_Commercial_Warehouse_New_Food Preparation_Natural Gas_Range_E5 | F4 | Commercial | Warehouse | New | Food Preparation | Natural Gas | Range | E5 | Utility - Cost of Equipment | 0 | 0 | 0 | 0 | 0 | 0 | 0 | 0 | 0 | 0 | 0 | 0 | 0 | 0 | 0 | 0 | 0 | 0 | 0 | 0 | 0 | 0 | 0 | 0 | 0 | 0 | 0 | 0 | 0 | 0 | 0 | 0 | 0
F4_Commercial_Warehouse_New_Food Preparation_Natural Gas_Range_E6 | F4 | Commercial | Warehouse | New | Food Preparation | Natural Gas | Range | E6 | Utility - Cost of Equipment | 0 | 0 | 0 | 0 | 0 | 0 | 0 | 0 | 0 | 0 | 0 | 0 | 0 | 0 | 0 | 0 | 0 | 0 | 0 | 0 | 0 | 0 | 0 | 0 | 0 | 0 | 0 | 0 | 0 | 0 | 0 | 0 | 0
F4_Commercial_Warehouse_New_Food Preparation_Natural Gas_Range_E7 | F4 | Commercial | Warehouse | New | Food Preparation | Natural Gas | Range | E7 | Utility - Cost of Equipment | 0 | 0 | 0 | 0 | 0 | 0 | 0 | 0 | 0 | 0 | 0 | 0 | 0 | 0 | 0 | 0 | 0 | 0 | 0 | 0 | 0 | 0 | 0 | 0 | 0 | 0 | 0 | 0 | 0 | 0 | 0 | 0 | 0
F4_Commercial_Warehouse_New_Food Preparation_Natural Gas_Range_E8 | F4 | Commercial | Warehouse | New | Food Preparation | Natural Gas | Range | E8 | Utility - Cost of Equipment | 0 | 0 | 0 | 0 | 0 | 0 | 0 | 0 | 0 | 0 | 0 | 0 | 0 | 0 | 0 | 0 | 0 | 0 | 0 | 0 | 0 | 0 | 0 | 0 | 0 | 0 | 0 | 0 | 0 | 0 | 0 | 0 | 0
F4_Commercial_Warehouse_New_Food Preparation_Natural Gas_Range_E9 | F4 | Commercial | Warehouse | New | Food Preparation | Natural Gas | Range | E9 | Utility - Cost of Equipment | 0 | 0 | 0 | 0 | 0 | 0 | 0 | 0 | 0 | 0 | 0 | 0 | 0 | 0 | 0 | 0 | 0 | 0 | 0 | 0 | 0 | 0 | 0 | 0 | 0 | 0 | 0 | 0 | 0 | 0 | 0 | 0 | 0
F4_Commercial_Warehouse_New_Food Preparation_Natural Gas_Range_E10 | F4 | Commercial | Warehouse | New | Food Preparation | Natural Gas | Range | E10 | Utility - Cost of Equipment | 0 | 0 | 0 | 0 | 0 | 0 | 0 | 0 | 0 | 0 | 0 | 0 | 0 | 0 | 0 | 0 | 0 | 0 | 0 | 0 | 0 | 0 | 0 | 0 | 0 | 0 | 0 | 0 | 0 | 0 | 0 | 0 | 0
F5_Commercial_Warehouse_New_Food Preparation_Natural Gas_Range_E1 | F5 | Commercial | Warehouse | New | Food Preparation | Natural Gas | Range | E1 | Utility - Cost of Operation | 0.0074226 | 0.0074226 | 0.0074226 | 0.0074226 | 0.0074226 | 0.0074226 | 0.0074226 | 0.0074226 | 0.0074226 | 0.0074226 | 0.0074226 | 0.0074226 | 0.0074226 | 0.0074226 | 0.0074226 | 0.0074226 | 0.0074226 | 0.0074226 | 0.0074226 | 0.0074226 | 0.0074226 | 0.0074226 | 0.0074226 | 0.0074226 | 0.0074226 | 0.0074226 | 0.0074226 | 0.0074226 | 0.0074226 | 0.0074226 | 0.0074226 | 0.0074226 | 0.0074226
F5_Commercial_Warehouse_New_Food Preparation_Natural Gas_Range_E2 | F5 | Commercial | Warehouse | New | Food Preparation | Natural Gas | Range | E2 | Utility - Cost of Operation | 0.0074236 | 0.0074236 | 0.0074236 | 0.0074236 | 0.0074236 | 0.0074236 | 0.0074236 | 0.0074236 | 0.0074236 | 0.0074236 | 0.0074236 | 0.0074236 | 0.0074236 | 0.0074236 | 0.0074236 | 0.0074236 | 0.0074236 | 0.0074236 | 0.0074236 | 0.0074236 | 0.0074236 | 0.0074236 | 0.0074236 | 0.0074236 | 0.0074236 | 0.0074236 | 0.0074236 | 0.0074236 | 0.0074236 | 0.0074236 | 0.0074236 | 0.0074236 | 0.0074236
F5_Commercial_Warehouse_New_Food Preparation_Natural Gas_Range_E3 | F5 | Commercial | Warehouse | New | Food Preparation | Natural Gas | Range | E3 | Utility - Cost of Operation | 0 | 0 | 0 | 0 | 0 | 0 | 0 | 0 | 0 | 0 | 0 | 0 | 0 | 0 | 0 | 0 | 0 | 0 | 0 | 0 | 0 | 0 | 0 | 0 | 0 | 0 | 0 | 0 | 0 | 0 | 0 | 0 | 0
F5_Commercial_Warehouse_New_Food Preparation_Natural Gas_Range_E4 | F5 | Commercial | Warehouse | New | Food Preparation | Natural Gas | Range | E4 | Utility - Cost of Operation | 0 | 0 | 0 | 0 | 0 | 0 | 0 | 0 | 0 | 0 | 0 | 0 | 0 | 0 | 0 | 0 | 0 | 0 | 0 | 0 | 0 | 0 | 0 | 0 | 0 | 0 | 0 | 0 | 0 | 0 | 0 | 0 | 0
F5_Commercial_Warehouse_New_Food Preparation_Natural Gas_Range_E5 | F5 | Commercial | Warehouse | New | Food Preparation | Natural Gas | Range | E5 | Utility - Cost of Operation | 0 | 0 | 0 | 0 | 0 | 0 | 0 | 0 | 0 | 0 | 0 | 0 | 0 | 0 | 0 | 0 | 0 | 0 | 0 | 0 | 0 | 0 | 0 | 0 | 0 | 0 | 0 | 0 | 0 | 0 | 0 | 0 | 0
F5_Commercial_Warehouse_New_Food Preparation_Natural Gas_Range_E6 | F5 | Commercial | Warehouse | New | Food Preparation | Natural Gas | Range | E6 | Utility - Cost of Operation | 0 | 0 | 0 | 0 | 0 | 0 | 0 | 0 | 0 | 0 | 0 | 0 | 0 | 0 | 0 | 0 | 0 | 0 | 0 | 0 | 0 | 0 | 0 | 0 | 0 | 0 | 0 | 0 | 0 | 0 | 0 | 0 | 0
F5_Commercial_Warehouse_New_Food Preparation_Natural Gas_Range_E7 | F5 | Commercial | Warehouse | New | Food Preparation | Natural Gas | Range | E7 | Utility - Cost of Operation | 0 | 0 | 0 | 0 | 0 | 0 | 0 | 0 | 0 | 0 | 0 | 0 | 0 | 0 | 0 | 0 | 0 | 0 | 0 | 0 | 0 | 0 | 0 | 0 | 0 | 0 | 0 | 0 | 0 | 0 | 0 | 0 | 0
F5_Commercial_Warehouse_New_Food Preparation_Natural Gas_Range_E8 | F5 | Commercial | Warehouse | New | Food Preparation | Natural Gas | Range | E8 | Utility - Cost of Operation | 0 | 0 | 0 | 0 | 0 | 0 | 0 | 0 | 0 | 0 | 0 | 0 | 0 | 0 | 0 | 0 | 0 | 0 | 0 | 0 | 0 | 0 | 0 | 0 | 0 | 0 | 0 | 0 | 0 | 0 | 0 | 0 | 0
F5_Commercial_Warehouse_New_Food Preparation_Natural Gas_Range_E9 | F5 | Commercial | Warehouse | New | Food Preparation | Natural Gas | Range | E9 | Utility - Cost of Operation | 0 | 0 | 0 | 0 | 0 | 0 | 0 | 0 | 0 | 0 | 0 | 0 | 0 | 0 | 0 | 0 | 0 | 0 | 0 | 0 | 0 | 0 | 0 | 0 | 0 | 0 | 0 | 0 | 0 | 0 | 0 | 0 | 0
F5_Commercial_Warehouse_New_Food Preparation_Natural Gas_Range_E10 | F5 | Commercial | Warehouse | New | Food Preparation | Natural Gas | Range | E10 | Utility - Cost of Operation | 0 | 0 | 0 | 0 | 0 | 0 | 0 | 0 | 0 | 0 | 0 | 0 | 0 | 0 | 0 | 0 | 0 | 0 | 0 | 0 | 0 | 0 | 0 | 0 | 0 | 0 | 0 | 0 | 0 | 0 | 0 | 0 | 0
F6_Commercial_Warehouse_New_Food Preparation_Natural Gas_Range_E1 | F6 | Commercial | Warehouse | New | Food Preparation | Natural Gas | Range | E1 | Utility - Value of Sales | 0.0090696 | 0.0090696 | 0.0090696 | 0.0090696 | 0.0090696 | 0.0090696 | 0.0090696 | 0.0090696 | 0.0090696 | 0.0090696 | 0.0090696 | 0.0090696 | 0.0090696 | 0.0090696 | 0.0090696 | 0.0090696 | 0.0090696 | 0.0090696 | 0.0090696 | 0.0090696 | 0.0090696 | 0.0090696 | 0.0090696 | 0.0090696 | 0.0090696 | 0.0090696 | 0.0090696 | 0.0090696 | 0.0090696 | 0.0090696 | 0.0090696 | 0.0090696 | 0.0090696
F6_Commercial_Warehouse_New_Food Preparation_Natural Gas_Range_E2 | F6 | Commercial | Warehouse | New | Food Preparation | Natural Gas | Range | E2 | Utility - Value of Sales | 0.0068022 | 0.0068022 | 0.0068022 | 0.0068022 | 0.0068022 | 0.0068022 | 0.0068022 | 0.0068022 | 0.0068022 | 0.0068022 | 0.0068022 | 0.0068022 | 0.0068022 | 0.0068022 | 0.0068022 | 0.0068022 | 0.0068022 | 0.0068022 | 0.0068022 | 0.0068022 | 0.0068022 | 0.0068022 | 0.0068022 | 0.0068022 | 0.0068022 | 0.0068022 | 0.0068022 | 0.0068022 | 0.0068022 | 0.0068022 | 0.0068022 | 0.0068022 | 0.0068022
F6_Commercial_Warehouse_New_Food Preparation_Natural Gas_Range_E3 | F6 | Commercial | Warehouse | New | Food Preparation | Natural Gas | Range | E3 | Utility - Value of Sales | 0 | 0 | 0 | 0 | 0 | 0 | 0 | 0 | 0 | 0 | 0 | 0 | 0 | 0 | 0 | 0 | 0 | 0 | 0 | 0 | 0 | 0 | 0 | 0 | 0 | 0 | 0 | 0 | 0 | 0 | 0 | 0 | 0
F6_Commercial_Warehouse_New_Food Preparation_Natural Gas_Range_E4 | F6 | Commercial | Warehouse | New | Food Preparation | Natural Gas | Range | E4 | Utility - Value of Sales | 0 | 0 | 0 | 0 | 0 | 0 | 0 | 0 | 0 | 0 | 0 | 0 | 0 | 0 | 0 | 0 | 0 | 0 | 0 | 0 | 0 | 0 | 0 | 0 | 0 | 0 | 0 | 0 | 0 | 0 | 0 | 0 | 0
F6_Commercial_Warehouse_New_Food Preparation_Natural Gas_Range_E5 | F6 | Commercial | Warehouse | New | Food Preparation | Natural Gas | Range | E5 | Utility - Value of Sales | 0 | 0 | 0 | 0 | 0 | 0 | 0 | 0 | 0 | 0 | 0 | 0 | 0 | 0 | 0 | 0 | 0 | 0 | 0 | 0 | 0 | 0 | 0 | 0 | 0 | 0 | 0 | 0 | 0 | 0 | 0 | 0 | 0
F6_Commercial_Warehouse_New_Food Preparation_Natural Gas_Range_E6 | F6 | Commercial | Warehouse | New | Food Preparation | Natural Gas | Range | E6 | Utility - Value of Sales | 0 | 0 | 0 | 0 | 0 | 0 | 0 | 0 | 0 | 0 | 0 | 0 | 0 | 0 | 0 | 0 | 0 | 0 | 0 | 0 | 0 | 0 | 0 | 0 | 0 | 0 | 0 | 0 | 0 | 0 | 0 | 0 | 0
F6_Commercial_Warehouse_New_Food Preparation_Natural Gas_Range_E7 | F6 | Commercial | Warehouse | New | Food Preparation | Natural Gas | Range | E7 | Utility - Value of Sales | 0 | 0 | 0 | 0 | 0 | 0 | 0 | 0 | 0 | 0 | 0 | 0 | 0 | 0 | 0 | 0 | 0 | 0 | 0 | 0 | 0 | 0 | 0 | 0 | 0 | 0 | 0 | 0 | 0 | 0 | 0 | 0 | 0
F6_Commercial_Warehouse_New_Food Preparation_Natural Gas_Range_E8 | F6 | Commercial | Warehouse | New | Food Preparation | Natural Gas | Range | E8 | Utility - Value of Sales | 0 | 0 | 0 | 0 | 0 | 0 | 0 | 0 | 0 | 0 | 0 | 0 | 0 | 0 | 0 | 0 | 0 | 0 | 0 | 0 | 0 | 0 | 0 | 0 | 0 | 0 | 0 | 0 | 0 | 0 | 0 | 0 | 0
F6_Commercial_Warehouse_New_Food Preparation_Natural Gas_Range_E9 | F6 | Commercial | Warehouse | New | Food Preparation | Natural Gas | Range | E9 | Utility - Value of Sales | 0 | 0 | 0 | 0 | 0 | 0 | 0 | 0 | 0 | 0 | 0 | 0 | 0 | 0 | 0 | 0 | 0 | 0 | 0 | 0 | 0 | 0 | 0 | 0 | 0 | 0 | 0 | 0 | 0 | 0 | 0 | 0 | 0
F6_Commercial_Warehouse_New_Food Preparation_Natural Gas_Range_E10 | F6 | Commercial | Warehouse | New | Food Preparation | Natural Gas | Range | E10 | Utility - Value of Sales | 0 | 0 | 0 | 0 | 0 | 0 | 0 | 0 | 0 | 0 | 0 | 0 | 0 | 0 | 0 | 0 | 0 | 0 | 0 | 0 | 0 | 0 | 0 | 0 | 0 | 0 | 0 | 0 | 0 | 0 | 0 | 0 | 0
F1_Commercial_Warehouse_New_Food Preparation_Natural Gas_Steamer_E1 | F1 | Commercial | Warehouse | New | Food Preparation | Natural Gas | Steamer | E1 | RVT - Cost of Equipment | 0.025241 | 0.025424 | 0.025634 | 0 | 0 | 0 | 0 | 0 | 0 | 0 | 0 | 0 | 0 | 0 | 0 | 0 | 0 | 0 | 0 | 0 | 0 | 0 | 0 | 0 | 0 | 0 | 0 | 0 | 0 | 0 | 0 | 0 | 0
F1_Commercial_Warehouse_New_Food Preparation_Natural Gas_Steamer_E2 | F1 | Commercial | Warehouse | New | Food Preparation | Natural Gas | Steamer | E2 | RVT - Cost of Equipment | 0.01095 | 0.01103 | 0.01112 | 0.011222 | 0.011339 | 0.011474 | 0.011586 | 0.011695 | 0.011805 | 0.011919 | 0.012027 | 0.012125 | 0.012224 | 0.012326 | 0.012438 | 0.012547 | 0.012664 | 0.01279 | 0.012921 | 0.013055 | 0.013189 | 0.013313 | 0.013425 | 0.013526 | 0.013614 | 0.01369 | 0.013742 | 0.013782 | 0.013815 | 0.013844 | 0.013873 | 0.013886 | 0.013886
F1_Commercial_Warehouse_New_Food Preparation_Natural Gas_Steamer_E3 | F1 | Commercial | Warehouse | New | Food Preparation | Natural Gas | Steamer | E3 | RVT - Cost of Equipment | 0 | 0 | 0 | 0 | 0 | 0 | 0 | 0 | 0 | 0 | 0 | 0 | 0 | 0 | 0 | 0 | 0 | 0 | 0 | 0 | 0 | 0 | 0 | 0 | 0 | 0 | 0 | 0 | 0 | 0 | 0 | 0 | 0
F1_Commercial_Warehouse_New_Food Preparation_Natural Gas_Steamer_E4 | F1 | Commercial | Warehouse | New | Food Preparation | Natural Gas | Steamer | E4 | RVT - Cost of Equipment | 0 | 0 | 0 | 0 | 0 | 0 | 0 | 0 | 0 | 0 | 0 | 0 | 0 | 0 | 0 | 0 | 0 | 0 | 0 | 0 | 0 | 0 | 0 | 0 | 0 | 0 | 0 | 0 | 0 | 0 | 0 | 0 | 0
F1_Commercial_Warehouse_New_Food Preparation_Natural Gas_Steamer_E5 | F1 | Commercial | Warehouse | New | Food Preparation | Natural Gas | Steamer | E5 | RVT - Cost of Equipment | 0 | 0 | 0 | 0 | 0 | 0 | 0 | 0 | 0 | 0 | 0 | 0 | 0 | 0 | 0 | 0 | 0 | 0 | 0 | 0 | 0 | 0 | 0 | 0 | 0 | 0 | 0 | 0 | 0 | 0 | 0 | 0 | 0
F1_Commercial_Warehouse_New_Food Preparation_Natural Gas_Steamer_E6 | F1 | Commercial | Warehouse | New | Food Preparation | Natural Gas | Steamer | E6 | RVT - Cost of Equipment | 0 | 0 | 0 | 0 | 0 | 0 | 0 | 0 | 0 | 0 | 0 | 0 | 0 | 0 | 0 | 0 | 0 | 0 | 0 | 0 | 0 | 0 | 0 | 0 | 0 | 0 | 0 | 0 | 0 | 0 | 0 | 0 | 0
F1_Commercial_Warehouse_New_Food Preparation_Natural Gas_Steamer_E7 | F1 | Commercial | Warehouse | New | Food Preparation | Natural Gas | Steamer | E7 | RVT - Cost of Equipment | 0 | 0 | 0 | 0 | 0 | 0 | 0 | 0 | 0 | 0 | 0 | 0 | 0 | 0 | 0 | 0 | 0 | 0 | 0 | 0 | 0 | 0 | 0 | 0 | 0 | 0 | 0 | 0 | 0 | 0 | 0 | 0 | 0
F1_Commercial_Warehouse_New_Food Preparation_Natural Gas_Steamer_E8 | F1 | Commercial | Warehouse | New | Food Preparation | Natural Gas | Steamer | E8 | RVT - Cost of Equipment | 0 | 0 | 0 | 0 | 0 | 0 | 0 | 0 | 0 | 0 | 0 | 0 | 0 | 0 | 0 | 0 | 0 | 0 | 0 | 0 | 0 | 0 | 0 | 0 | 0 | 0 | 0 | 0 | 0 | 0 | 0 | 0 | 0
F1_Commercial_Warehouse_New_Food Preparation_Natural Gas_Steamer_E9 | F1 | Commercial | Warehouse | New | Food Preparation | Natural Gas | Steamer | E9 | RVT - Cost of Equipment | 0 | 0 | 0 | 0 | 0 | 0 | 0 | 0 | 0 | 0 | 0 | 0 | 0 | 0 | 0 | 0 | 0 | 0 | 0 | 0 | 0 | 0 | 0 | 0 | 0 | 0 | 0 | 0 | 0 | 0 | 0 | 0 | 0
F1_Commercial_Warehouse_New_Food Preparation_Natural Gas_Steamer_E10 | F1 | Commercial | Warehouse | New | Food Preparation | Natural Gas | Steamer | E10 | RVT - Cost of Equipment | 0 | 0 | 0 | 0 | 0 | 0 | 0 | 0 | 0 | 0 | 0 | 0 | 0 | 0 | 0 | 0 | 0 | 0 | 0 | 0 | 0 | 0 | 0 | 0 | 0 | 0 | 0 | 0 | 0 | 0 | 0 | 0 | 0
F2_Commercial_Warehouse_New_Food Preparation_Natural Gas_Steamer_E1 | F2 | Commercial | Warehouse | New | Food Preparation | Natural Gas | Steamer | E1 | RVT - Cost of Operation | 0.03024 | 0.03046 | 0.030711 | 0 | 0 | 0 | 0 | 0 | 0 | 0 | 0 | 0 | 0 | 0 | 0 | 0 | 0 | 0 | 0 | 0 | 0 | 0 | 0 | 0 | 0 | 0 | 0 | 0 | 0 | 0 | 0 | 0 | 0
F2_Commercial_Warehouse_New_Food Preparation_Natural Gas_Steamer_E2 | F2 | Commercial | Warehouse | New | Food Preparation | Natural Gas | Steamer | E2 | RVT - Cost of Operation | 0.013119 | 0.013214 | 0.013323 | 0.013445 | 0.013584 | 0.013747 | 0.013881 | 0.014011 | 0.014144 | 0.01428 | 0.014409 | 0.014527 | 0.014645 | 0.014767 | 0.014902 | 0.015032 | 0.015173 | 0.015323 | 0.01548 | 0.01564 | 0.015801 | 0.01595 | 0.016084 | 0.016205 | 0.016311 | 0.016401 | 0.016464 | 0.016511 | 0.016552 | 0.016586 | 0.016621 | 0.016636 | 0.016636
F2_Commercial_Warehouse_New_Food Preparation_Natural Gas_Steamer_E3 | F2 | Commercial | Warehouse | New | Food Preparation | Natural Gas | Steamer | E3 | RVT - Cost of Operation | 0 | 0 | 0 | 0 | 0 | 0 | 0 | 0 | 0 | 0 | 0 | 0 | 0 | 0 | 0 | 0 | 0 | 0 | 0 | 0 | 0 | 0 | 0 | 0 | 0 | 0 | 0 | 0 | 0 | 0 | 0 | 0 | 0
F2_Commercial_Warehouse_New_Food Preparation_Natural Gas_Steamer_E4 | F2 | Commercial | Warehouse | New | Food Preparation | Natural Gas | Steamer | E4 | RVT - Cost of Operation | 0 | 0 | 0 | 0 | 0 | 0 | 0 | 0 | 0 | 0 | 0 | 0 | 0 | 0 | 0 | 0 | 0 | 0 | 0 | 0 | 0 | 0 | 0 | 0 | 0 | 0 | 0 | 0 | 0 | 0 | 0 | 0 | 0
F2_Commercial_Warehouse_New_Food Preparation_Natural Gas_Steamer_E5 | F2 | Commercial | Warehouse | New | Food Preparation | Natural Gas | Steamer | E5 | RVT - Cost of Operation | 0 | 0 | 0 | 0 | 0 | 0 | 0 | 0 | 0 | 0 | 0 | 0 | 0 | 0 | 0 | 0 | 0 | 0 | 0 | 0 | 0 | 0 | 0 | 0 | 0 | 0 | 0 | 0 | 0 | 0 | 0 | 0 | 0
F2_Commercial_Warehouse_New_Food Preparation_Natural Gas_Steamer_E6 | F2 | Commercial | Warehouse | New | Food Preparation | Natural Gas | Steamer | E6 | RVT - Cost of Operation | 0 | 0 | 0 | 0 | 0 | 0 | 0 | 0 | 0 | 0 | 0 | 0 | 0 | 0 | 0 | 0 | 0 | 0 | 0 | 0 | 0 | 0 | 0 | 0 | 0 | 0 | 0 | 0 | 0 | 0 | 0 | 0 | 0
F2_Commercial_Warehouse_New_Food Preparation_Natural Gas_Steamer_E7 | F2 | Commercial | Warehouse | New | Food Preparation | Natural Gas | Steamer | E7 | RVT - Cost of Operation | 0 | 0 | 0 | 0 | 0 | 0 | 0 | 0 | 0 | 0 | 0 | 0 | 0 | 0 | 0 | 0 | 0 | 0 | 0 | 0 | 0 | 0 | 0 | 0 | 0 | 0 | 0 | 0 | 0 | 0 | 0 | 0 | 0
F2_Commercial_Warehouse_New_Food Preparation_Natural Gas_Steamer_E8 | F2 | Commercial | Warehouse | New | Food Preparation | Natural Gas | Steamer | E8 | RVT - Cost of Operation | 0 | 0 | 0 | 0 | 0 | 0 | 0 | 0 | 0 | 0 | 0 | 0 | 0 | 0 | 0 | 0 | 0 | 0 | 0 | 0 | 0 | 0 | 0 | 0 | 0 | 0 | 0 | 0 | 0 | 0 | 0 | 0 | 0
F2_Commercial_Warehouse_New_Food Preparation_Natural Gas_Steamer_E9 | F2 | Commercial | Warehouse | New | Food Preparation | Natural Gas | Steamer | E9 | RVT - Cost of Operation | 0 | 0 | 0 | 0 | 0 | 0 | 0 | 0 | 0 | 0 | 0 | 0 | 0 | 0 | 0 | 0 | 0 | 0 | 0 | 0 | 0 | 0 | 0 | 0 | 0 | 0 | 0 | 0 | 0 | 0 | 0 | 0 | 0
F2_Commercial_Warehouse_New_Food Preparation_Natural Gas_Steamer_E10 | F2 | Commercial | Warehouse | New | Food Preparation | Natural Gas | Steamer | E10 | RVT - Cost of Operation | 0 | 0 | 0 | 0 | 0 | 0 | 0 | 0 | 0 | 0 | 0 | 0 | 0 | 0 | 0 | 0 | 0 | 0 | 0 | 0 | 0 | 0 | 0 | 0 | 0 | 0 | 0 | 0 | 0 | 0 | 0 | 0 | 0
F3_Commercial_Warehouse_New_Food Preparation_Natural Gas_Steamer_E1 | F3 | Commercial | Warehouse | New | Food Preparation | Natural Gas | Steamer | E1 | System - kBTUs of Consumption | 0.01913 | 0.01913 | 0.01913 | 0 | 0 | 0 | 0 | 0 | 0 | 0 | 0 | 0 | 0 | 0 | 0 | 0 | 0 | 0 | 0 | 0 | 0 | 0 | 0 | 0 | 0 | 0 | 0 | 0 | 0 | 0 | 0 | 0 | 0
F3_Commercial_Warehouse_New_Food Preparation_Natural Gas_Steamer_E2 | F3 | Commercial | Warehouse | New | Food Preparation | Natural Gas | Steamer | E2 | System - kBTUs of Consumption | 0.022411 | 0.022411 | 0.022411 | 0.022411 | 0.022411 | 0.022411 | 0.022411 | 0.022411 | 0.022411 | 0.022411 | 0.022411 | 0.022411 | 0.022411 | 0.022411 | 0.022411 | 0.022411 | 0.022411 | 0.022411 | 0.022411 | 0.022411 | 0.022411 | 0.022411 | 0.022411 | 0.022411 | 0.022411 | 0.022411 | 0.022411 | 0.022411 | 0.022411 | 0.022411 | 0.022411 | 0.022411 | 0.022411
F3_Commercial_Warehouse_New_Food Preparation_Natural Gas_Steamer_E3 | F3 | Commercial | Warehouse | New | Food Preparation | Natural Gas | Steamer | E3 | System - kBTUs of Consumption | 0 | 0 | 0 | 0 | 0 | 0 | 0 | 0 | 0 | 0 | 0 | 0 | 0 | 0 | 0 | 0 | 0 | 0 | 0 | 0 | 0 | 0 | 0 | 0 | 0 | 0 | 0 | 0 | 0 | 0 | 0 | 0 | 0
F3_Commercial_Warehouse_New_Food Preparation_Natural Gas_Steamer_E4 | F3 | Commercial | Warehouse | New | Food Preparation | Natural Gas | Steamer | E4 | System - kBTUs of Consumption | 0 | 0 | 0 | 0 | 0 | 0 | 0 | 0 | 0 | 0 | 0 | 0 | 0 | 0 | 0 | 0 | 0 | 0 | 0 | 0 | 0 | 0 | 0 | 0 | 0 | 0 | 0 | 0 | 0 | 0 | 0 | 0 | 0
F3_Commercial_Warehouse_New_Food Preparation_Natural Gas_Steamer_E5 | F3 | Commercial | Warehouse | New | Food Preparation | Natural Gas | Steamer | E5 | System - kBTUs of Consumption | 0 | 0 | 0 | 0 | 0 | 0 | 0 | 0 | 0 | 0 | 0 | 0 | 0 | 0 | 0 | 0 | 0 | 0 | 0 | 0 | 0 | 0 | 0 | 0 | 0 | 0 | 0 | 0 | 0 | 0 | 0 | 0 | 0
F3_Commercial_Warehouse_New_Food Preparation_Natural Gas_Steamer_E6 | F3 | Commercial | Warehouse | New | Food Preparation | Natural Gas | Steamer | E6 | System - kBTUs of Consumption | 0 | 0 | 0 | 0 | 0 | 0 | 0 | 0 | 0 | 0 | 0 | 0 | 0 | 0 | 0 | 0 | 0 | 0 | 0 | 0 | 0 | 0 | 0 | 0 | 0 | 0 | 0 | 0 | 0 | 0 | 0 | 0 | 0
F3_Commercial_Warehouse_New_Food Preparation_Natural Gas_Steamer_E7 | F3 | Commercial | Warehouse | New | Food Preparation | Natural Gas | Steamer | E7 | System - kBTUs of Consumption | 0 | 0 | 0 | 0 | 0 | 0 | 0 | 0 | 0 | 0 | 0 | 0 | 0 | 0 | 0 | 0 | 0 | 0 | 0 | 0 | 0 | 0 | 0 | 0 | 0 | 0 | 0 | 0 | 0 | 0 | 0 | 0 | 0
F3_Commercial_Warehouse_New_Food Preparation_Natural Gas_Steamer_E8 | F3 | Commercial | Warehouse | New | Food Preparation | Natural Gas | Steamer | E8 | System - kBTUs of Consumption | 0 | 0 | 0 | 0 | 0 | 0 | 0 | 0 | 0 | 0 | 0 | 0 | 0 | 0 | 0 | 0 | 0 | 0 | 0 | 0 | 0 | 0 | 0 | 0 | 0 | 0 | 0 | 0 | 0 | 0 | 0 | 0 | 0
F3_Commercial_Warehouse_New_Food Preparation_Natural Gas_Steamer_E9 | F3 | Commercial | Warehouse | New | Food Preparation | Natural Gas | Steamer | E9 | System - kBTUs of Consumption | 0 | 0 | 0 | 0 | 0 | 0 | 0 | 0 | 0 | 0 | 0 | 0 | 0 | 0 | 0 | 0 | 0 | 0 | 0 | 0 | 0 | 0 | 0 | 0 | 0 | 0 | 0 | 0 | 0 | 0 | 0 | 0 | 0
F3_Commercial_Warehouse_New_Food Preparation_Natural Gas_Steamer_E10 | F3 | Commercial | Warehouse | New | Food Preparation | Natural Gas | Steamer | E10 | System - kBTUs of Consumption | 0 | 0 | 0 | 0 | 0 | 0 | 0 | 0 | 0 | 0 | 0 | 0 | 0 | 0 | 0 | 0 | 0 | 0 | 0 | 0 | 0 | 0 | 0 | 0 | 0 | 0 | 0 | 0 | 0 | 0 | 0 | 0 | 0
F4_Commercial_Warehouse_New_Food Preparation_Natural Gas_Steamer_E1 | F4 | Commercial | Warehouse | New | Food Preparation | Natural Gas | Steamer | E1 | Utility - Cost of Equipment | 0.03024 | 0.03046 | 0.030711 | 0 | 0 | 0 | 0 | 0 | 0 | 0 | 0 | 0 | 0 | 0 | 0 | 0 | 0 | 0 | 0 | 0 | 0 | 0 | 0 | 0 | 0 | 0 | 0 | 0 | 0 | 0 | 0 | 0 | 0
F4_Commercial_Warehouse_New_Food Preparation_Natural Gas_Steamer_E2 | F4 | Commercial | Warehouse | New | Food Preparation | Natural Gas | Steamer | E2 | Utility - Cost of Equipment | 0.013119 | 0.013214 | 0.013323 | 0.013445 | 0.013584 | 0.013747 | 0.013881 | 0.014011 | 0.014144 | 0.01428 | 0.014409 | 0.014527 | 0.014645 | 0.014767 | 0.014902 | 0.015032 | 0.015173 | 0.015323 | 0.01548 | 0.01564 | 0.015801 | 0.01595 | 0.016084 | 0.016205 | 0.016311 | 0.016401 | 0.016464 | 0.016511 | 0.016552 | 0.016586 | 0.016621 | 0.016636 | 0.016636
F4_Commercial_Warehouse_New_Food Preparation_Natural Gas_Steamer_E3 | F4 | Commercial | Warehouse | New | Food Preparation | Natural Gas | Steamer | E3 | Utility - Cost of Equipment | 0 | 0 | 0 | 0 | 0 | 0 | 0 | 0 | 0 | 0 | 0 | 0 | 0 | 0 | 0 | 0 | 0 | 0 | 0 | 0 | 0 | 0 | 0 | 0 | 0 | 0 | 0 | 0 | 0 | 0 | 0 | 0 | 0
F4_Commercial_Warehouse_New_Food Preparation_Natural Gas_Steamer_E4 | F4 | Commercial | Warehouse | New | Food Preparation | Natural Gas | Steamer | E4 | Utility - Cost of Equipment | 0 | 0 | 0 | 0 | 0 | 0 | 0 | 0 | 0 | 0 | 0 | 0 | 0 | 0 | 0 | 0 | 0 | 0 | 0 | 0 | 0 | 0 | 0 | 0 | 0 | 0 | 0 | 0 | 0 | 0 | 0 | 0 | 0
F4_Commercial_Warehouse_New_Food Preparation_Natural Gas_Steamer_E5 | F4 | Commercial | Warehouse | New | Food Preparation | Natural Gas | Steamer | E5 | Utility - Cost of Equipment | 0 | 0 | 0 | 0 | 0 | 0 | 0 | 0 | 0 | 0 | 0 | 0 | 0 | 0 | 0 | 0 | 0 | 0 | 0 | 0 | 0 | 0 | 0 | 0 | 0 | 0 | 0 | 0 | 0 | 0 | 0 | 0 | 0
F4_Commercial_Warehouse_New_Food Preparation_Natural Gas_Steamer_E6 | F4 | Commercial | Warehouse | New | Food Preparation | Natural Gas | Steamer | E6 | Utility - Cost of Equipment | 0 | 0 | 0 | 0 | 0 | 0 | 0 | 0 | 0 | 0 | 0 | 0 | 0 | 0 | 0 | 0 | 0 | 0 | 0 | 0 | 0 | 0 | 0 | 0 | 0 | 0 | 0 | 0 | 0 | 0 | 0 | 0 | 0
F4_Commercial_Warehouse_New_Food Preparation_Natural Gas_Steamer_E7 | F4 | Commercial | Warehouse | New | Food Preparation | Natural Gas | Steamer | E7 | Utility - Cost of Equipment | 0 | 0 | 0 | 0 | 0 | 0 | 0 | 0 | 0 | 0 | 0 | 0 | 0 | 0 | 0 | 0 | 0 | 0 | 0 | 0 | 0 | 0 | 0 | 0 | 0 | 0 | 0 | 0 | 0 | 0 | 0 | 0 | 0
F4_Commercial_Warehouse_New_Food Preparation_Natural Gas_Steamer_E8 | F4 | Commercial | Warehouse | New | Food Preparation | Natural Gas | Steamer | E8 | Utility - Cost of Equipment | 0 | 0 | 0 | 0 | 0 | 0 | 0 | 0 | 0 | 0 | 0 | 0 | 0 | 0 | 0 | 0 | 0 | 0 | 0 | 0 | 0 | 0 | 0 | 0 | 0 | 0 | 0 | 0 | 0 | 0 | 0 | 0 | 0
F4_Commercial_Warehouse_New_Food Preparation_Natural Gas_Steamer_E9 | F4 | Commercial | Warehouse | New | Food Preparation | Natural Gas | Steamer | E9 | Utility - Cost of Equipment | 0 | 0 | 0 | 0 | 0 | 0 | 0 | 0 | 0 | 0 | 0 | 0 | 0 | 0 | 0 | 0 | 0 | 0 | 0 | 0 | 0 | 0 | 0 | 0 | 0 | 0 | 0 | 0 | 0 | 0 | 0 | 0 | 0
F4_Commercial_Warehouse_New_Food Preparation_Natural Gas_Steamer_E10 | F4 | Commercial | Warehouse | New | Food Preparation | Natural Gas | Steamer | E10 | Utility - Cost of Equipment | 0 | 0 | 0 | 0 | 0 | 0 | 0 | 0 | 0 | 0 | 0 | 0 | 0 | 0 | 0 | 0 | 0 | 0 | 0 | 0 | 0 | 0 | 0 | 0 | 0 | 0 | 0 | 0 | 0 | 0 | 0 | 0 | 0
F5_Commercial_Warehouse_New_Food Preparation_Natural Gas_Steamer_E1 | F5 | Commercial | Warehouse | New | Food Preparation | Natural Gas | Steamer | E1 | Utility - Cost of Operation | 0.01913 | 0.01913 | 0.01913 | 0 | 0 | 0 | 0 | 0 | 0 | 0 | 0 | 0 | 0 | 0 | 0 | 0 | 0 | 0 | 0 | 0 | 0 | 0 | 0 | 0 | 0 | 0 | 0 | 0 | 0 | 0 | 0 | 0 | 0
F5_Commercial_Warehouse_New_Food Preparation_Natural Gas_Steamer_E2 | F5 | Commercial | Warehouse | New | Food Preparation | Natural Gas | Steamer | E2 | Utility - Cost of Operation | 0.022411 | 0.022411 | 0.022411 | 0.022411 | 0.022411 | 0.022411 | 0.022411 | 0.022411 | 0.022411 | 0.022411 | 0.022411 | 0.022411 | 0.022411 | 0.022411 | 0.022411 | 0.022411 | 0.022411 | 0.022411 | 0.022411 | 0.022411 | 0.022411 | 0.022411 | 0.022411 | 0.022411 | 0.022411 | 0.022411 | 0.022411 | 0.022411 | 0.022411 | 0.022411 | 0.022411 | 0.022411 | 0.022411
F5_Commercial_Warehouse_New_Food Preparation_Natural Gas_Steamer_E3 | F5 | Commercial | Warehouse | New | Food Preparation | Natural Gas | Steamer | E3 | Utility - Cost of Operation | 0 | 0 | 0 | 0 | 0 | 0 | 0 | 0 | 0 | 0 | 0 | 0 | 0 | 0 | 0 | 0 | 0 | 0 | 0 | 0 | 0 | 0 | 0 | 0 | 0 | 0 | 0 | 0 | 0 | 0 | 0 | 0 | 0
F5_Commercial_Warehouse_New_Food Preparation_Natural Gas_Steamer_E4 | F5 | Commercial | Warehouse | New | Food Preparation | Natural Gas | Steamer | E4 | Utility - Cost of Operation | 0 | 0 | 0 | 0 | 0 | 0 | 0 | 0 | 0 | 0 | 0 | 0 | 0 | 0 | 0 | 0 | 0 | 0 | 0 | 0 | 0 | 0 | 0 | 0 | 0 | 0 | 0 | 0 | 0 | 0 | 0 | 0 | 0
F5_Commercial_Warehouse_New_Food Preparation_Natural Gas_Steamer_E5 | F5 | Commercial | Warehouse | New | Food Preparation | Natural Gas | Steamer | E5 | Utility - Cost of Operation | 0 | 0 | 0 | 0 | 0 | 0 | 0 | 0 | 0 | 0 | 0 | 0 | 0 | 0 | 0 | 0 | 0 | 0 | 0 | 0 | 0 | 0 | 0 | 0 | 0 | 0 | 0 | 0 | 0 | 0 | 0 | 0 | 0
F5_Commercial_Warehouse_New_Food Preparation_Natural Gas_Steamer_E6 | F5 | Commercial | Warehouse | New | Food Preparation | Natural Gas | Steamer | E6 | Utility - Cost of Operation | 0 | 0 | 0 | 0 | 0 | 0 | 0 | 0 | 0 | 0 | 0 | 0 | 0 | 0 | 0 | 0 | 0 | 0 | 0 | 0 | 0 | 0 | 0 | 0 | 0 | 0 | 0 | 0 | 0 | 0 | 0 | 0 | 0
F5_Commercial_Warehouse_New_Food Preparation_Natural Gas_Steamer_E7 | F5 | Commercial | Warehouse | New | Food Preparation | Natural Gas | Steamer | E7 | Utility - Cost of Operation | 0 | 0 | 0 | 0 | 0 | 0 | 0 | 0 | 0 | 0 | 0 | 0 | 0 | 0 | 0 | 0 | 0 | 0 | 0 | 0 | 0 | 0 | 0 | 0 | 0 | 0 | 0 | 0 | 0 | 0 | 0 | 0 | 0
F5_Commercial_Warehouse_New_Food Preparation_Natural Gas_Steamer_E8 | F5 | Commercial | Warehouse | New | Food Preparation | Natural Gas | Steamer | E8 | Utility - Cost of Operation | 0 | 0 | 0 | 0 | 0 | 0 | 0 | 0 | 0 | 0 | 0 | 0 | 0 | 0 | 0 | 0 | 0 | 0 | 0 | 0 | 0 | 0 | 0 | 0 | 0 | 0 | 0 | 0 | 0 | 0 | 0 | 0 | 0
F5_Commercial_Warehouse_New_Food Preparation_Natural Gas_Steamer_E9 | F5 | Commercial | Warehouse | New | Food Preparation | Natural Gas | Steamer | E9 | Utility - Cost of Operation | 0 | 0 | 0 | 0 | 0 | 0 | 0 | 0 | 0 | 0 | 0 | 0 | 0 | 0 | 0 | 0 | 0 | 0 | 0 | 0 | 0 | 0 | 0 | 0 | 0 | 0 | 0 | 0 | 0 | 0 | 0 | 0 | 0
F5_Commercial_Warehouse_New_Food Preparation_Natural Gas_Steamer_E10 | F5 | Commercial | Warehouse | New | Food Preparation | Natural Gas | Steamer | E10 | Utility - Cost of Operation | 0 | 0 | 0 | 0 | 0 | 0 | 0 | 0 | 0 | 0 | 0 | 0 | 0 | 0 | 0 | 0 | 0 | 0 | 0 | 0 | 0 | 0 | 0 | 0 | 0 | 0 | 0 | 0 | 0 | 0 | 0 | 0 | 0
F6_Commercial_Warehouse_New_Food Preparation_Natural Gas_Steamer_E1 | F6 | Commercial | Warehouse | New | Food Preparation | Natural Gas | Steamer | E1 | Utility - Value of Sales | 0.018013 | 0.018013 | 0.018013 | 0 | 0 | 0 | 0 | 0 | 0 | 0 | 0 | 0 | 0 | 0 | 0 | 0 | 0 | 0 | 0 | 0 | 0 | 0 | 0 | 0 | 0 | 0 | 0 | 0 | 0 | 0 | 0 | 0 | 0
F6_Commercial_Warehouse_New_Food Preparation_Natural Gas_Steamer_E2 | F6 | Commercial | Warehouse | New | Food Preparation | Natural Gas | Steamer | E2 | Utility - Value of Sales | 0.0078143 | 0.0078143 | 0.0078143 | 0.0078143 | 0.0078143 | 0.0078143 | 0.0078143 | 0.0078143 | 0.0078143 | 0.0078143 | 0.0078143 | 0.0078143 | 0.0078143 | 0.0078143 | 0.0078143 | 0.0078143 | 0.0078143 | 0.0078143 | 0.0078143 | 0.0078143 | 0.0078143 | 0.0078143 | 0.0078143 | 0.0078143 | 0.0078143 | 0.0078143 | 0.0078143 | 0.0078143 | 0.0078143 | 0.0078143 | 0.0078143 | 0.0078143 | 0.0078143
F6_Commercial_Warehouse_New_Food Preparation_Natural Gas_Steamer_E3 | F6 | Commercial | Warehouse | New | Food Preparation | Natural Gas | Steamer | E3 | Utility - Value of Sales | 0 | 0 | 0 | 0 | 0 | 0 | 0 | 0 | 0 | 0 | 0 | 0 | 0 | 0 | 0 | 0 | 0 | 0 | 0 | 0 | 0 | 0 | 0 | 0 | 0 | 0 | 0 | 0 | 0 | 0 | 0 | 0 | 0
F6_Commercial_Warehouse_New_Food Preparation_Natural Gas_Steamer_E4 | F6 | Commercial | Warehouse | New | Food Preparation | Natural Gas | Steamer | E4 | Utility - Value of Sales | 0 | 0 | 0 | 0 | 0 | 0 | 0 | 0 | 0 | 0 | 0 | 0 | 0 | 0 | 0 | 0 | 0 | 0 | 0 | 0 | 0 | 0 | 0 | 0 | 0 | 0 | 0 | 0 | 0 | 0 | 0 | 0 | 0
F6_Commercial_Warehouse_New_Food Preparation_Natural Gas_Steamer_E5 | F6 | Commercial | Warehouse | New | Food Preparation | Natural Gas | Steamer | E5 | Utility - Value of Sales | 0 | 0 | 0 | 0 | 0 | 0 | 0 | 0 | 0 | 0 | 0 | 0 | 0 | 0 | 0 | 0 | 0 | 0 | 0 | 0 | 0 | 0 | 0 | 0 | 0 | 0 | 0 | 0 | 0 | 0 | 0 | 0 | 0
F6_Commercial_Warehouse_New_Food Preparation_Natural Gas_Steamer_E6 | F6 | Commercial | Warehouse | New | Food Preparation | Natural Gas | Steamer | E6 | Utility - Value of Sales | 0 | 0 | 0 | 0 | 0 | 0 | 0 | 0 | 0 | 0 | 0 | 0 | 0 | 0 | 0 | 0 | 0 | 0 | 0 | 0 | 0 | 0 | 0 | 0 | 0 | 0 | 0 | 0 | 0 | 0 | 0 | 0 | 0
F6_Commercial_Warehouse_New_Food Preparation_Natural Gas_Steamer_E7 | F6 | Commercial | Warehouse | New | Food Preparation | Natural Gas | Steamer | E7 | Utility - Value of Sales | 0 | 0 | 0 | 0 | 0 | 0 | 0 | 0 | 0 | 0 | 0 | 0 | 0 | 0 | 0 | 0 | 0 | 0 | 0 | 0 | 0 | 0 | 0 | 0 | 0 | 0 | 0 | 0 | 0 | 0 | 0 | 0 | 0
F6_Commercial_Warehouse_New_Food Preparation_Natural Gas_Steamer_E8 | F6 | Commercial | Warehouse | New | Food Preparation | Natural Gas | Steamer | E8 | Utility - Value of Sales | 0 | 0 | 0 | 0 | 0 | 0 | 0 | 0 | 0 | 0 | 0 | 0 | 0 | 0 | 0 | 0 | 0 | 0 | 0 | 0 | 0 | 0 | 0 | 0 | 0 | 0 | 0 | 0 | 0 | 0 | 0 | 0 | 0
F6_Commercial_Warehouse_New_Food Preparation_Natural Gas_Steamer_E9 | F6 | Commercial | Warehouse | New | Food Preparation | Natural Gas | Steamer | E9 | Utility - Value of Sales | 0 | 0 | 0 | 0 | 0 | 0 | 0 | 0 | 0 | 0 | 0 | 0 | 0 | 0 | 0 | 0 | 0 | 0 | 0 | 0 | 0 | 0 | 0 | 0 | 0 | 0 | 0 | 0 | 0 | 0 | 0 | 0 | 0
F6_Commercial_Warehouse_New_Food Preparation_Natural Gas_Steamer_E10 | F6 | Commercial | Warehouse | New | Food Preparation | Natural Gas | Steamer | E10 | Utility - Value of Sales | 0 | 0 | 0 | 0 | 0 | 0 | 0 | 0 | 0 | 0 | 0 | 0 | 0 | 0 | 0 | 0 | 0 | 0 | 0 | 0 | 0 | 0 | 0 | 0 | 0 | 0 | 0 | 0 | 0 | 0 | 0 | 0 | 0
F1_Commercial_Warehouse_New_Food Preparation_Natural Gas_Food Prep Other_E1 | F1 | Commercial | Warehouse | New | Food Preparation | Natural Gas | Food Prep Other | E1 | RVT - Cost of Equipment | 0.0045049 | 0.0045366 | 0.0045743 | 0.004618 | 0.0046695 | 0.0047297 | 0.004778 | 0.0048239 | 0.0048691 | 0.0049148 | 0.0049567 | 0.0049933 | 0.0050301 | 0.0050692 | 0.0051142 | 0.0051592 | 0.0052089 | 0.0052632 | 0.0053211 | 0.0053808 | 0.0054415 | 0.0054984 | 0.0055505 | 0.0055981 | 0.0056399 | 0.0056759 | 0.0057008 | 0.0057194 | 0.0057355 | 0.0057492 | 0.0057628 | 0.0057688 | 0.0057688
F1_Commercial_Warehouse_New_Food Preparation_Natural Gas_Food Prep Other_E2 | F1 | Commercial | Warehouse | New | Food Preparation | Natural Gas | Food Prep Other | E2 | RVT - Cost of Equipment | 0.0045049 | 0.0045366 | 0.0045743 | 0.004618 | 0.0046695 | 0.0047297 | 0.004778 | 0.0048239 | 0.0048691 | 0.0049148 | 0.0049567 | 0.0049933 | 0.0050301 | 0.0050692 | 0.0051142 | 0.0051592 | 0.0052089 | 0.0052632 | 0.0053211 | 0.0053808 | 0.0054415 | 0.0054984 | 0.0055505 | 0.0055981 | 0.0056399 | 0.0056759 | 0.0057008 | 0.0057194 | 0.0057355 | 0.0057492 | 0.0057628 | 0.0057688 | 0.0057688
F1_Commercial_Warehouse_New_Food Preparation_Natural Gas_Food Prep Other_E3 | F1 | Commercial | Warehouse | New | Food Preparation | Natural Gas | Food Prep Other | E3 | RVT - Cost of Equipment | 0 | 0 | 0 | 0 | 0 | 0 | 0 | 0 | 0 | 0 | 0 | 0 | 0 | 0 | 0 | 0 | 0 | 0 | 0 | 0 | 0 | 0 | 0 | 0 | 0 | 0 | 0 | 0 | 0 | 0 | 0 | 0 | 0
F1_Commercial_Warehouse_New_Food Preparation_Natural Gas_Food Prep Other_E4 | F1 | Commercial | Warehouse | New | Food Preparation | Natural Gas | Food Prep Other | E4 | RVT - Cost of Equipment | 0 | 0 | 0 | 0 | 0 | 0 | 0 | 0 | 0 | 0 | 0 | 0 | 0 | 0 | 0 | 0 | 0 | 0 | 0 | 0 | 0 | 0 | 0 | 0 | 0 | 0 | 0 | 0 | 0 | 0 | 0 | 0 | 0
F1_Commercial_Warehouse_New_Food Preparation_Natural Gas_Food Prep Other_E5 | F1 | Commercial | Warehouse | New | Food Preparation | Natural Gas | Food Prep Other | E5 | RVT - Cost of Equipment | 0 | 0 | 0 | 0 | 0 | 0 | 0 | 0 | 0 | 0 | 0 | 0 | 0 | 0 | 0 | 0 | 0 | 0 | 0 | 0 | 0 | 0 | 0 | 0 | 0 | 0 | 0 | 0 | 0 | 0 | 0 | 0 | 0
F1_Commercial_Warehouse_New_Food Preparation_Natural Gas_Food Prep Other_E6 | F1 | Commercial | Warehouse | New | Food Preparation | Natural Gas | Food Prep Other | E6 | RVT - Cost of Equipment | 0 | 0 | 0 | 0 | 0 | 0 | 0 | 0 | 0 | 0 | 0 | 0 | 0 | 0 | 0 | 0 | 0 | 0 | 0 | 0 | 0 | 0 | 0 | 0 | 0 | 0 | 0 | 0 | 0 | 0 | 0 | 0 | 0
F1_Commercial_Warehouse_New_Food Preparation_Natural Gas_Food Prep Other_E7 | F1 | Commercial | Warehouse | New | Food Preparation | Natural Gas | Food Prep Other | E7 | RVT - Cost of Equipment | 0 | 0 | 0 | 0 | 0 | 0 | 0 | 0 | 0 | 0 | 0 | 0 | 0 | 0 | 0 | 0 | 0 | 0 | 0 | 0 | 0 | 0 | 0 | 0 | 0 | 0 | 0 | 0 | 0 | 0 | 0 | 0 | 0
F1_Commercial_Warehouse_New_Food Preparation_Natural Gas_Food Prep Other_E8 | F1 | Commercial | Warehouse | New | Food Preparation | Natural Gas | Food Prep Other | E8 | RVT - Cost of Equipment | 0 | 0 | 0 | 0 | 0 | 0 | 0 | 0 | 0 | 0 | 0 | 0 | 0 | 0 | 0 | 0 | 0 | 0 | 0 | 0 | 0 | 0 | 0 | 0 | 0 | 0 | 0 | 0 | 0 | 0 | 0 | 0 | 0
F1_Commercial_Warehouse_New_Food Preparation_Natural Gas_Food Prep Other_E9 | F1 | Commercial | Warehouse | New | Food Preparation | Natural Gas | Food Prep Other | E9 | RVT - Cost of Equipment | 0 | 0 | 0 | 0 | 0 | 0 | 0 | 0 | 0 | 0 | 0 | 0 | 0 | 0 | 0 | 0 | 0 | 0 | 0 | 0 | 0 | 0 | 0 | 0 | 0 | 0 | 0 | 0 | 0 | 0 | 0 | 0 | 0
F1_Commercial_Warehouse_New_Food Preparation_Natural Gas_Food Prep Other_E10 | F1 | Commercial | Warehouse | New | Food Preparation | Natural Gas | Food Prep Other | E10 | RVT - Cost of Equipment | 0 | 0 | 0 | 0 | 0 | 0 | 0 | 0 | 0 | 0 | 0 | 0 | 0 | 0 | 0 | 0 | 0 | 0 | 0 | 0 | 0 | 0 | 0 | 0 | 0 | 0 | 0 | 0 | 0 | 0 | 0 | 0 | 0
F2_Commercial_Warehouse_New_Food Preparation_Natural Gas_Food Prep Other_E1 | F2 | Commercial | Warehouse | New | Food Preparation | Natural Gas | Food Prep Other | E1 | RVT - Cost of Operation | 0.0053972 | 0.0054351 | 0.0054803 | 0.0055327 | 0.0055943 | 0.0056665 | 0.0057243 | 0.0057794 | 0.0058335 | 0.0058882 | 0.0059384 | 0.0059823 | 0.0060264 | 0.0060732 | 0.0061271 | 0.0061811 | 0.0062406 | 0.0063057 | 0.006375 | 0.0064465 | 0.0065192 | 0.0065875 | 0.0066499 | 0.0067068 | 0.006757 | 0.0068 | 0.0068299 | 0.0068522 | 0.0068714 | 0.0068879 | 0.0069042 | 0.0069114 | 0.0069114
F2_Commercial_Warehouse_New_Food Preparation_Natural Gas_Food Prep Other_E2 | F2 | Commercial | Warehouse | New | Food Preparation | Natural Gas | Food Prep Other | E2 | RVT - Cost of Operation | 0.0053972 | 0.0054351 | 0.0054803 | 0.0055327 | 0.0055943 | 0.0056665 | 0.0057243 | 0.0057794 | 0.0058335 | 0.0058882 | 0.0059384 | 0.0059823 | 0.0060264 | 0.0060732 | 0.0061271 | 0.0061811 | 0.0062406 | 0.0063057 | 0.006375 | 0.0064465 | 0.0065192 | 0.0065875 | 0.0066499 | 0.0067068 | 0.006757 | 0.0068 | 0.0068299 | 0.0068522 | 0.0068714 | 0.0068879 | 0.0069042 | 0.0069114 | 0.0069114
F2_Commercial_Warehouse_New_Food Preparation_Natural Gas_Food Prep Other_E3 | F2 | Commercial | Warehouse | New | Food Preparation | Natural Gas | Food Prep Other | E3 | RVT - Cost of Operation | 0 | 0 | 0 | 0 | 0 | 0 | 0 | 0 | 0 | 0 | 0 | 0 | 0 | 0 | 0 | 0 | 0 | 0 | 0 | 0 | 0 | 0 | 0 | 0 | 0 | 0 | 0 | 0 | 0 | 0 | 0 | 0 | 0
F2_Commercial_Warehouse_New_Food Preparation_Natural Gas_Food Prep Other_E4 | F2 | Commercial | Warehouse | New | Food Preparation | Natural Gas | Food Prep Other | E4 | RVT - Cost of Operation | 0 | 0 | 0 | 0 | 0 | 0 | 0 | 0 | 0 | 0 | 0 | 0 | 0 | 0 | 0 | 0 | 0 | 0 | 0 | 0 | 0 | 0 | 0 | 0 | 0 | 0 | 0 | 0 | 0 | 0 | 0 | 0 | 0
F2_Commercial_Warehouse_New_Food Preparation_Natural Gas_Food Prep Other_E5 | F2 | Commercial | Warehouse | New | Food Preparation | Natural Gas | Food Prep Other | E5 | RVT - Cost of Operation | 0 | 0 | 0 | 0 | 0 | 0 | 0 | 0 | 0 | 0 | 0 | 0 | 0 | 0 | 0 | 0 | 0 | 0 | 0 | 0 | 0 | 0 | 0 | 0 | 0 | 0 | 0 | 0 | 0 | 0 | 0 | 0 | 0
F2_Commercial_Warehouse_New_Food Preparation_Natural Gas_Food Prep Other_E6 | F2 | Commercial | Warehouse | New | Food Preparation | Natural Gas | Food Prep Other | E6 | RVT - Cost of Operation | 0 | 0 | 0 | 0 | 0 | 0 | 0 | 0 | 0 | 0 | 0 | 0 | 0 | 0 | 0 | 0 | 0 | 0 | 0 | 0 | 0 | 0 | 0 | 0 | 0 | 0 | 0 | 0 | 0 | 0 | 0 | 0 | 0
F2_Commercial_Warehouse_New_Food Preparation_Natural Gas_Food Prep Other_E7 | F2 | Commercial | Warehouse | New | Food Preparation | Natural Gas | Food Prep Other | E7 | RVT - Cost of Operation | 0 | 0 | 0 | 0 | 0 | 0 | 0 | 0 | 0 | 0 | 0 | 0 | 0 | 0 | 0 | 0 | 0 | 0 | 0 | 0 | 0 | 0 | 0 | 0 | 0 | 0 | 0 | 0 | 0 | 0 | 0 | 0 | 0
F2_Commercial_Warehouse_New_Food Preparation_Natural Gas_Food Prep Other_E8 | F2 | Commercial | Warehouse | New | Food Preparation | Natural Gas | Food Prep Other | E8 | RVT - Cost of Operation | 0 | 0 | 0 | 0 | 0 | 0 | 0 | 0 | 0 | 0 | 0 | 0 | 0 | 0 | 0 | 0 | 0 | 0 | 0 | 0 | 0 | 0 | 0 | 0 | 0 | 0 | 0 | 0 | 0 | 0 | 0 | 0 | 0
F2_Commercial_Warehouse_New_Food Preparation_Natural Gas_Food Prep Other_E9 | F2 | Commercial | Warehouse | New | Food Preparation | Natural Gas | Food Prep Other | E9 | RVT - Cost of Operation | 0 | 0 | 0 | 0 | 0 | 0 | 0 | 0 | 0 | 0 | 0 | 0 | 0 | 0 | 0 | 0 | 0 | 0 | 0 | 0 | 0 | 0 | 0 | 0 | 0 | 0 | 0 | 0 | 0 | 0 | 0 | 0 | 0
F2_Commercial_Warehouse_New_Food Preparation_Natural Gas_Food Prep Other_E10 | F2 | Commercial | Warehouse | New | Food Preparation | Natural Gas | Food Prep Other | E10 | RVT - Cost of Operation | 0 | 0 | 0 | 0 | 0 | 0 | 0 | 0 | 0 | 0 | 0 | 0 | 0 | 0 | 0 | 0 | 0 | 0 | 0 | 0 | 0 | 0 | 0 | 0 | 0 | 0 | 0 | 0 | 0 | 0 | 0 | 0 | 0
F3_Commercial_Warehouse_New_Food Preparation_Natural Gas_Food Prep Other_E1 | F3 | Commercial | Warehouse | New | Food Preparation | Natural Gas | Food Prep Other | E1 | System - kBTUs of Consumption | 0.00033395 | 0.00033395 | 0.00033395 | 0.00033395 | 0.00033395 | 0.00033395 | 0.00033395 | 0.00033395 | 0.00033395 | 0.00033395 | 0.00033395 | 0.00033395 | 0.00033395 | 0.00033395 | 0.00033395 | 0.00033395 | 0.00033395 | 0.00033395 | 0.00033395 | 0.00033395 | 0.00033395 | 0.00033395 | 0.00033395 | 0.00033395 | 0.00033395 | 0.00033395 | 0.00033395 | 0.00033395 | 0.00033395 | 0.00033395 | 0.00033395 | 0.00033395 | 0.00033395
F3_Commercial_Warehouse_New_Food Preparation_Natural Gas_Food Prep Other_E2 | F3 | Commercial | Warehouse | New | Food Preparation | Natural Gas | Food Prep Other | E2 | System - kBTUs of Consumption | 0.00033428 | 0.00033428 | 0.00033428 | 0.00033428 | 0.00033428 | 0.00033428 | 0.00033428 | 0.00033428 | 0.00033428 | 0.00033428 | 0.00033428 | 0.00033428 | 0.00033428 | 0.00033428 | 0.00033428 | 0.00033428 | 0.00033428 | 0.00033428 | 0.00033428 | 0.00033428 | 0.00033428 | 0.00033428 | 0.00033428 | 0.00033428 | 0.00033428 | 0.00033428 | 0.00033428 | 0.00033428 | 0.00033428 | 0.00033428 | 0.00033428 | 0.00033428 | 0.00033428
F3_Commercial_Warehouse_New_Food Preparation_Natural Gas_Food Prep Other_E3 | F3 | Commercial | Warehouse | New | Food Preparation | Natural Gas | Food Prep Other | E3 | System - kBTUs of Consumption | 0 | 0 | 0 | 0 | 0 | 0 | 0 | 0 | 0 | 0 | 0 | 0 | 0 | 0 | 0 | 0 | 0 | 0 | 0 | 0 | 0 | 0 | 0 | 0 | 0 | 0 | 0 | 0 | 0 | 0 | 0 | 0 | 0
F3_Commercial_Warehouse_New_Food Preparation_Natural Gas_Food Prep Other_E4 | F3 | Commercial | Warehouse | New | Food Preparation | Natural Gas | Food Prep Other | E4 | System - kBTUs of Consumption | 0 | 0 | 0 | 0 | 0 | 0 | 0 | 0 | 0 | 0 | 0 | 0 | 0 | 0 | 0 | 0 | 0 | 0 | 0 | 0 | 0 | 0 | 0 | 0 | 0 | 0 | 0 | 0 | 0 | 0 | 0 | 0 | 0
F3_Commercial_Warehouse_New_Food Preparation_Natural Gas_Food Prep Other_E5 | F3 | Commercial | Warehouse | New | Food Preparation | Natural Gas | Food Prep Other | E5 | System - kBTUs of Consumption | 0 | 0 | 0 | 0 | 0 | 0 | 0 | 0 | 0 | 0 | 0 | 0 | 0 | 0 | 0 | 0 | 0 | 0 | 0 | 0 | 0 | 0 | 0 | 0 | 0 | 0 | 0 | 0 | 0 | 0 | 0 | 0 | 0
F3_Commercial_Warehouse_New_Food Preparation_Natural Gas_Food Prep Other_E6 | F3 | Commercial | Warehouse | New | Food Preparation | Natural Gas | Food Prep Other | E6 | System - kBTUs of Consumption | 0 | 0 | 0 | 0 | 0 | 0 | 0 | 0 | 0 | 0 | 0 | 0 | 0 | 0 | 0 | 0 | 0 | 0 | 0 | 0 | 0 | 0 | 0 | 0 | 0 | 0 | 0 | 0 | 0 | 0 | 0 | 0 | 0
F3_Commercial_Warehouse_New_Food Preparation_Natural Gas_Food Prep Other_E7 | F3 | Commercial | Warehouse | New | Food Preparation | Natural Gas | Food Prep Other | E7 | System - kBTUs of Consumption | 0 | 0 | 0 | 0 | 0 | 0 | 0 | 0 | 0 | 0 | 0 | 0 | 0 | 0 | 0 | 0 | 0 | 0 | 0 | 0 | 0 | 0 | 0 | 0 | 0 | 0 | 0 | 0 | 0 | 0 | 0 | 0 | 0
F3_Commercial_Warehouse_New_Food Preparation_Natural Gas_Food Prep Other_E8 | F3 | Commercial | Warehouse | New | Food Preparation | Natural Gas | Food Prep Other | E8 | System - kBTUs of Consumption | 0 | 0 | 0 | 0 | 0 | 0 | 0 | 0 | 0 | 0 | 0 | 0 | 0 | 0 | 0 | 0 | 0 | 0 | 0 | 0 | 0 | 0 | 0 | 0 | 0 | 0 | 0 | 0 | 0 | 0 | 0 | 0 | 0
F3_Commercial_Warehouse_New_Food Preparation_Natural Gas_Food Prep Other_E9 | F3 | Commercial | Warehouse | New | Food Preparation | Natural Gas | Food Prep Other | E9 | System - kBTUs of Consumption | 0 | 0 | 0 | 0 | 0 | 0 | 0 | 0 | 0 | 0 | 0 | 0 | 0 | 0 | 0 | 0 | 0 | 0 | 0 | 0 | 0 | 0 | 0 | 0 | 0 | 0 | 0 | 0 | 0 | 0 | 0 | 0 | 0
F3_Commercial_Warehouse_New_Food Preparation_Natural Gas_Food Prep Other_E10 | F3 | Commercial | Warehouse | New | Food Preparation | Natural Gas | Food Prep Other | E10 | System - kBTUs of Consumption | 0 | 0 | 0 | 0 | 0 | 0 | 0 | 0 | 0 | 0 | 0 | 0 | 0 | 0 | 0 | 0 | 0 | 0 | 0 | 0 | 0 | 0 | 0 | 0 | 0 | 0 | 0 | 0 | 0 | 0 | 0 | 0 | 0
F4_Commercial_Warehouse_New_Food Preparation_Natural Gas_Food Prep Other_E1 | F4 | Commercial | Warehouse | New | Food Preparation | Natural Gas | Food Prep Other | E1 | Utility - Cost of Equipment | 0.0053972 | 0.0054351 | 0.0054803 | 0.0055327 | 0.0055943 | 0.0056665 | 0.0057243 | 0.0057794 | 0.0058335 | 0.0058882 | 0.0059384 | 0.0059823 | 0.0060264 | 0.0060732 | 0.0061271 | 0.0061811 | 0.0062406 | 0.0063057 | 0.006375 | 0.0064465 | 0.0065192 | 0.0065875 | 0.0066499 | 0.0067068 | 0.006757 | 0.0068 | 0.0068299 | 0.0068522 | 0.0068714 | 0.0068879 | 0.0069042 | 0.0069114 | 0.0069114
F4_Commercial_Warehouse_New_Food Preparation_Natural Gas_Food Prep Other_E2 | F4 | Commercial | Warehouse | New | Food Preparation | Natural Gas | Food Prep Other | E2 | Utility - Cost of Equipment | 0.0053972 | 0.0054351 | 0.0054803 | 0.0055327 | 0.0055943 | 0.0056665 | 0.0057243 | 0.0057794 | 0.0058335 | 0.0058882 | 0.0059384 | 0.0059823 | 0.0060264 | 0.0060732 | 0.0061271 | 0.0061811 | 0.0062406 | 0.0063057 | 0.006375 | 0.0064465 | 0.0065192 | 0.0065875 | 0.0066499 | 0.0067068 | 0.006757 | 0.0068 | 0.0068299 | 0.0068522 | 0.0068714 | 0.0068879 | 0.0069042 | 0.0069114 | 0.0069114
F4_Commercial_Warehouse_New_Food Preparation_Natural Gas_Food Prep Other_E3 | F4 | Commercial | Warehouse | New | Food Preparation | Natural Gas | Food Prep Other | E3 | Utility - Cost of Equipment | 0 | 0 | 0 | 0 | 0 | 0 | 0 | 0 | 0 | 0 | 0 | 0 | 0 | 0 | 0 | 0 | 0 | 0 | 0 | 0 | 0 | 0 | 0 | 0 | 0 | 0 | 0 | 0 | 0 | 0 | 0 | 0 | 0
F4_Commercial_Warehouse_New_Food Preparation_Natural Gas_Food Prep Other_E4 | F4 | Commercial | Warehouse | New | Food Preparation | Natural Gas | Food Prep Other | E4 | Utility - Cost of Equipment | 0 | 0 | 0 | 0 | 0 | 0 | 0 | 0 | 0 | 0 | 0 | 0 | 0 | 0 | 0 | 0 | 0 | 0 | 0 | 0 | 0 | 0 | 0 | 0 | 0 | 0 | 0 | 0 | 0 | 0 | 0 | 0 | 0
F4_Commercial_Warehouse_New_Food Preparation_Natural Gas_Food Prep Other_E5 | F4 | Commercial | Warehouse | New | Food Preparation | Natural Gas | Food Prep Other | E5 | Utility - Cost of Equipment | 0 | 0 | 0 | 0 | 0 | 0 | 0 | 0 | 0 | 0 | 0 | 0 | 0 | 0 | 0 | 0 | 0 | 0 | 0 | 0 | 0 | 0 | 0 | 0 | 0 | 0 | 0 | 0 | 0 | 0 | 0 | 0 | 0
F4_Commercial_Warehouse_New_Food Preparation_Natural Gas_Food Prep Other_E6 | F4 | Commercial | Warehouse | New | Food Preparation | Natural Gas | Food Prep Other | E6 | Utility - Cost of Equipment | 0 | 0 | 0 | 0 | 0 | 0 | 0 | 0 | 0 | 0 | 0 | 0 | 0 | 0 | 0 | 0 | 0 | 0 | 0 | 0 | 0 | 0 | 0 | 0 | 0 | 0 | 0 | 0 | 0 | 0 | 0 | 0 | 0
F4_Commercial_Warehouse_New_Food Preparation_Natural Gas_Food Prep Other_E7 | F4 | Commercial | Warehouse | New | Food Preparation | Natural Gas | Food Prep Other | E7 | Utility - Cost of Equipment | 0 | 0 | 0 | 0 | 0 | 0 | 0 | 0 | 0 | 0 | 0 | 0 | 0 | 0 | 0 | 0 | 0 | 0 | 0 | 0 | 0 | 0 | 0 | 0 | 0 | 0 | 0 | 0 | 0 | 0 | 0 | 0 | 0
F4_Commercial_Warehouse_New_Food Preparation_Natural Gas_Food Prep Other_E8 | F4 | Commercial | Warehouse | New | Food Preparation | Natural Gas | Food Prep Other | E8 | Utility - Cost of Equipment | 0 | 0 | 0 | 0 | 0 | 0 | 0 | 0 | 0 | 0 | 0 | 0 | 0 | 0 | 0 | 0 | 0 | 0 | 0 | 0 | 0 | 0 | 0 | 0 | 0 | 0 | 0 | 0 | 0 | 0 | 0 | 0 | 0
F4_Commercial_Warehouse_New_Food Preparation_Natural Gas_Food Prep Other_E9 | F4 | Commercial | Warehouse | New | Food Preparation | Natural Gas | Food Prep Other | E9 | Utility - Cost of Equipment | 0 | 0 | 0 | 0 | 0 | 0 | 0 | 0 | 0 | 0 | 0 | 0 | 0 | 0 | 0 | 0 | 0 | 0 | 0 | 0 | 0 | 0 | 0 | 0 | 0 | 0 | 0 | 0 | 0 | 0 | 0 | 0 | 0
F4_Commercial_Warehouse_New_Food Preparation_Natural Gas_Food Prep Other_E10 | F4 | Commercial | Warehouse | New | Food Preparation | Natural Gas | Food Prep Other | E10 | Utility - Cost of Equipment | 0 | 0 | 0 | 0 | 0 | 0 | 0 | 0 | 0 | 0 | 0 | 0 | 0 | 0 | 0 | 0 | 0 | 0 | 0 | 0 | 0 | 0 | 0 | 0 | 0 | 0 | 0 | 0 | 0 | 0 | 0 | 0 | 0
F5_Commercial_Warehouse_New_Food Preparation_Natural Gas_Food Prep Other_E1 | F5 | Commercial | Warehouse | New | Food Preparation | Natural Gas | Food Prep Other | E1 | Utility - Cost of Operation | 0.00033395 | 0.00033395 | 0.00033395 | 0.00033395 | 0.00033395 | 0.00033395 | 0.00033395 | 0.00033395 | 0.00033395 | 0.00033395 | 0.00033395 | 0.00033395 | 0.00033395 | 0.00033395 | 0.00033395 | 0.00033395 | 0.00033395 | 0.00033395 | 0.00033395 | 0.00033395 | 0.00033395 | 0.00033395 | 0.00033395 | 0.00033395 | 0.00033395 | 0.00033395 | 0.00033395 | 0.00033395 | 0.00033395 | 0.00033395 | 0.00033395 | 0.00033395 | 0.00033395
F5_Commercial_Warehouse_New_Food Preparation_Natural Gas_Food Prep Other_E2 | F5 | Commercial | Warehouse | New | Food Preparation | Natural Gas | Food Prep Other | E2 | Utility - Cost of Operation | 0.00033428 | 0.00033428 | 0.00033428 | 0.00033428 | 0.00033428 | 0.00033428 | 0.00033428 | 0.00033428 | 0.00033428 | 0.00033428 | 0.00033428 | 0.00033428 | 0.00033428 | 0.00033428 | 0.00033428 | 0.00033428 | 0.00033428 | 0.00033428 | 0.00033428 | 0.00033428 | 0.00033428 | 0.00033428 | 0.00033428 | 0.00033428 | 0.00033428 | 0.00033428 | 0.00033428 | 0.00033428 | 0.00033428 | 0.00033428 | 0.00033428 | 0.00033428 | 0.00033428
F5_Commercial_Warehouse_New_Food Preparation_Natural Gas_Food Prep Other_E3 | F5 | Commercial | Warehouse | New | Food Preparation | Natural Gas | Food Prep Other | E3 | Utility - Cost of Operation | 0 | 0 | 0 | 0 | 0 | 0 | 0 | 0 | 0 | 0 | 0 | 0 | 0 | 0 | 0 | 0 | 0 | 0 | 0 | 0 | 0 | 0 | 0 | 0 | 0 | 0 | 0 | 0 | 0 | 0 | 0 | 0 | 0
F5_Commercial_Warehouse_New_Food Preparation_Natural Gas_Food Prep Other_E4 | F5 | Commercial | Warehouse | New | Food Preparation | Natural Gas | Food Prep Other | E4 | Utility - Cost of Operation | 0 | 0 | 0 | 0 | 0 | 0 | 0 | 0 | 0 | 0 | 0 | 0 | 0 | 0 | 0 | 0 | 0 | 0 | 0 | 0 | 0 | 0 | 0 | 0 | 0 | 0 | 0 | 0 | 0 | 0 | 0 | 0 | 0
F5_Commercial_Warehouse_New_Food Preparation_Natural Gas_Food Prep Other_E5 | F5 | Commercial | Warehouse | New | Food Preparation | Natural Gas | Food Prep Other | E5 | Utility - Cost of Operation | 0 | 0 | 0 | 0 | 0 | 0 | 0 | 0 | 0 | 0 | 0 | 0 | 0 | 0 | 0 | 0 | 0 | 0 | 0 | 0 | 0 | 0 | 0 | 0 | 0 | 0 | 0 | 0 | 0 | 0 | 0 | 0 | 0
F5_Commercial_Warehouse_New_Food Preparation_Natural Gas_Food Prep Other_E6 | F5 | Commercial | Warehouse | New | Food Preparation | Natural Gas | Food Prep Other | E6 | Utility - Cost of Operation | 0 | 0 | 0 | 0 | 0 | 0 | 0 | 0 | 0 | 0 | 0 | 0 | 0 | 0 | 0 | 0 | 0 | 0 | 0 | 0 | 0 | 0 | 0 | 0 | 0 | 0 | 0 | 0 | 0 | 0 | 0 | 0 | 0
F5_Commercial_Warehouse_New_Food Preparation_Natural Gas_Food Prep Other_E7 | F5 | Commercial | Warehouse | New | Food Preparation | Natural Gas | Food Prep Other | E7 | Utility - Cost of Operation | 0 | 0 | 0 | 0 | 0 | 0 | 0 | 0 | 0 | 0 | 0 | 0 | 0 | 0 | 0 | 0 | 0 | 0 | 0 | 0 | 0 | 0 | 0 | 0 | 0 | 0 | 0 | 0 | 0 | 0 | 0 | 0 | 0
F5_Commercial_Warehouse_New_Food Preparation_Natural Gas_Food Prep Other_E8 | F5 | Commercial | Warehouse | New | Food Preparation | Natural Gas | Food Prep Other | E8 | Utility - Cost of Operation | 0 | 0 | 0 | 0 | 0 | 0 | 0 | 0 | 0 | 0 | 0 | 0 | 0 | 0 | 0 | 0 | 0 | 0 | 0 | 0 | 0 | 0 | 0 | 0 | 0 | 0 | 0 | 0 | 0 | 0 | 0 | 0 | 0
F5_Commercial_Warehouse_New_Food Preparation_Natural Gas_Food Prep Other_E9 | F5 | Commercial | Warehouse | New | Food Preparation | Natural Gas | Food Prep Other | E9 | Utility - Cost of Operation | 0 | 0 | 0 | 0 | 0 | 0 | 0 | 0 | 0 | 0 | 0 | 0 | 0 | 0 | 0 | 0 | 0 | 0 | 0 | 0 | 0 | 0 | 0 | 0 | 0 | 0 | 0 | 0 | 0 | 0 | 0 | 0 | 0
F5_Commercial_Warehouse_New_Food Preparation_Natural Gas_Food Prep Other_E10 | F5 | Commercial | Warehouse | New | Food Preparation | Natural Gas | Food Prep Other | E10 | Utility - Cost of Operation | 0 | 0 | 0 | 0 | 0 | 0 | 0 | 0 | 0 | 0 | 0 | 0 | 0 | 0 | 0 | 0 | 0 | 0 | 0 | 0 | 0 | 0 | 0 | 0 | 0 | 0 | 0 | 0 | 0 | 0 | 0 | 0 | 0
F6_Commercial_Warehouse_New_Food Preparation_Natural Gas_Food Prep Other_E1 | F6 | Commercial | Warehouse | New | Food Preparation | Natural Gas | Food Prep Other | E1 | Utility - Value of Sales | 0.0032268 | 0.0032268 | 0.0032268 | 0.0032268 | 0.0032268 | 0.0032268 | 0.0032268 | 0.0032268 | 0.0032268 | 0.0032268 | 0.0032268 | 0.0032268 | 0.0032268 | 0.0032268 | 0.0032268 | 0.0032268 | 0.0032268 | 0.0032268 | 0.0032268 | 0.0032268 | 0.0032268 | 0.0032268 | 0.0032268 | 0.0032268 | 0.0032268 | 0.0032268 | 0.0032268 | 0.0032268 | 0.0032268 | 0.0032268 | 0.0032268 | 0.0032268 | 0.0032268
F6_Commercial_Warehouse_New_Food Preparation_Natural Gas_Food Prep Other_E2 | F6 | Commercial | Warehouse | New | Food Preparation | Natural Gas | Food Prep Other | E2 | Utility - Value of Sales | 0.0032268 | 0.0032268 | 0.0032268 | 0.0032268 | 0.0032268 | 0.0032268 | 0.0032268 | 0.0032268 | 0.0032268 | 0.0032268 | 0.0032268 | 0.0032268 | 0.0032268 | 0.0032268 | 0.0032268 | 0.0032268 | 0.0032268 | 0.0032268 | 0.0032268 | 0.0032268 | 0.0032268 | 0.0032268 | 0.0032268 | 0.0032268 | 0.0032268 | 0.0032268 | 0.0032268 | 0.0032268 | 0.0032268 | 0.0032268 | 0.0032268 | 0.0032268 | 0.0032268
F6_Commercial_Warehouse_New_Food Preparation_Natural Gas_Food Prep Other_E3 | F6 | Commercial | Warehouse | New | Food Preparation | Natural Gas | Food Prep Other | E3 | Utility - Value of Sales | 0 | 0 | 0 | 0 | 0 | 0 | 0 | 0 | 0 | 0 | 0 | 0 | 0 | 0 | 0 | 0 | 0 | 0 | 0 | 0 | 0 | 0 | 0 | 0 | 0 | 0 | 0 | 0 | 0 | 0 | 0 | 0 | 0
F6_Commercial_Warehouse_New_Food Preparation_Natural Gas_Food Prep Other_E4 | F6 | Commercial | Warehouse | New | Food Preparation | Natural Gas | Food Prep Other | E4 | Utility - Value of Sales | 0 | 0 | 0 | 0 | 0 | 0 | 0 | 0 | 0 | 0 | 0 | 0 | 0 | 0 | 0 | 0 | 0 | 0 | 0 | 0 | 0 | 0 | 0 | 0 | 0 | 0 | 0 | 0 | 0 | 0 | 0 | 0 | 0
F6_Commercial_Warehouse_New_Food Preparation_Natural Gas_Food Prep Other_E5 | F6 | Commercial | Warehouse | New | Food Preparation | Natural Gas | Food Prep Other | E5 | Utility - Value of Sales | 0 | 0 | 0 | 0 | 0 | 0 | 0 | 0 | 0 | 0 | 0 | 0 | 0 | 0 | 0 | 0 | 0 | 0 | 0 | 0 | 0 | 0 | 0 | 0 | 0 | 0 | 0 | 0 | 0 | 0 | 0 | 0 | 0
F6_Commercial_Warehouse_New_Food Preparation_Natural Gas_Food Prep Other_E6 | F6 | Commercial | Warehouse | New | Food Preparation | Natural Gas | Food Prep Other | E6 | Utility - Value of Sales | 0 | 0 | 0 | 0 | 0 | 0 | 0 | 0 | 0 | 0 | 0 | 0 | 0 | 0 | 0 | 0 | 0 | 0 | 0 | 0 | 0 | 0 | 0 | 0 | 0 | 0 | 0 | 0 | 0 | 0 | 0 | 0 | 0
F6_Commercial_Warehouse_New_Food Preparation_Natural Gas_Food Prep Other_E7 | F6 | Commercial | Warehouse | New | Food Preparation | Natural Gas | Food Prep Other | E7 | Utility - Value of Sales | 0 | 0 | 0 | 0 | 0 | 0 | 0 | 0 | 0 | 0 | 0 | 0 | 0 | 0 | 0 | 0 | 0 | 0 | 0 | 0 | 0 | 0 | 0 | 0 | 0 | 0 | 0 | 0 | 0 | 0 | 0 | 0 | 0
F6_Commercial_Warehouse_New_Food Preparation_Natural Gas_Food Prep Other_E8 | F6 | Commercial | Warehouse | New | Food Preparation | Natural Gas | Food Prep Other | E8 | Utility - Value of Sales | 0 | 0 | 0 | 0 | 0 | 0 | 0 | 0 | 0 | 0 | 0 | 0 | 0 | 0 | 0 | 0 | 0 | 0 | 0 | 0 | 0 | 0 | 0 | 0 | 0 | 0 | 0 | 0 | 0 | 0 | 0 | 0 | 0
F6_Commercial_Warehouse_New_Food Preparation_Natural Gas_Food Prep Other_E9 | F6 | Commercial | Warehouse | New | Food Preparation | Natural Gas | Food Prep Other | E9 | Utility - Value of Sales | 0 | 0 | 0 | 0 | 0 | 0 | 0 | 0 | 0 | 0 | 0 | 0 | 0 | 0 | 0 | 0 | 0 | 0 | 0 | 0 | 0 | 0 | 0 | 0 | 0 | 0 | 0 | 0 | 0 | 0 | 0 | 0 | 0
F6_Commercial_Warehouse_New_Food Preparation_Natural Gas_Food Prep Other_E10 | F6 | Commercial | Warehouse | New | Food Preparation | Natural Gas | Food Prep Other | E10 | Utility - Value of Sales | 0 | 0 | 0 | 0 | 0 | 0 | 0 | 0 | 0 | 0 | 0 | 0 | 0 | 0 | 0 | 0 | 0 | 0 | 0 | 0 | 0 | 0 | 0 | 0 | 0 | 0 | 0 | 0 | 0 | 0 | 0 | 0 | 0
F1_Commercial_Warehouse_New_Miscellaneous_Natural Gas_Pool Heater_E1 | F1 | Commercial | Warehouse | New | Miscellaneous | Natural Gas | Pool Heater | E1 | RVT - Cost of Equipment | 0 | 0 | 0 | 0 | 0 | 0 | 0 | 0 | 0 | 0 | 0 | 0 | 0 | 0 | 0 | 0 | 0 | 0 | 0 | 0 | 0 | 0 | 0 | 0 | 0 | 0 | 0 | 0 | 0 | 0 | 0 | 0 | 0
F1_Commercial_Warehouse_New_Miscellaneous_Natural Gas_Pool Heater_E2 | F1 | Commercial | Warehouse | New | Miscellaneous | Natural Gas | Pool Heater | E2 | RVT - Cost of Equipment | 0 | 0 | 0 | 0 | 0 | 0 | 0 | 0 | 0 | 0 | 0 | 0 | 0 | 0 | 0 | 0 | 0 | 0 | 0 | 0 | 0 | 0 | 0 | 0 | 0 | 0 | 0 | 0 | 0 | 0 | 0 | 0 | 0
F1_Commercial_Warehouse_New_Miscellaneous_Natural Gas_Pool Heater_E3 | F1 | Commercial | Warehouse | New | Miscellaneous | Natural Gas | Pool Heater | E3 | RVT - Cost of Equipment | 0 | 0 | 0 | 0 | 0 | 0 | 0 | 0 | 0 | 0 | 0 | 0 | 0 | 0 | 0 | 0 | 0 | 0 | 0 | 0 | 0 | 0 | 0 | 0 | 0 | 0 | 0 | 0 | 0 | 0 | 0 | 0 | 0
F1_Commercial_Warehouse_New_Miscellaneous_Natural Gas_Pool Heater_E4 | F1 | Commercial | Warehouse | New | Miscellaneous | Natural Gas | Pool Heater | E4 | RVT - Cost of Equipment | 0 | 0 | 0 | 0 | 0 | 0 | 0 | 0 | 0 | 0 | 0 | 0 | 0 | 0 | 0 | 0 | 0 | 0 | 0 | 0 | 0 | 0 | 0 | 0 | 0 | 0 | 0 | 0 | 0 | 0 | 0 | 0 | 0
F1_Commercial_Warehouse_New_Miscellaneous_Natural Gas_Pool Heater_E5 | F1 | Commercial | Warehouse | New | Miscellaneous | Natural Gas | Pool Heater | E5 | RVT - Cost of Equipment | 0 | 0 | 0 | 0 | 0 | 0 | 0 | 0 | 0 | 0 | 0 | 0 | 0 | 0 | 0 | 0 | 0 | 0 | 0 | 0 | 0 | 0 | 0 | 0 | 0 | 0 | 0 | 0 | 0 | 0 | 0 | 0 | 0
F1_Commercial_Warehouse_New_Miscellaneous_Natural Gas_Pool Heater_E6 | F1 | Commercial | Warehouse | New | Miscellaneous | Natural Gas | Pool Heater | E6 | RVT - Cost of Equipment | 0 | 0 | 0 | 0 | 0 | 0 | 0 | 0 | 0 | 0 | 0 | 0 | 0 | 0 | 0 | 0 | 0 | 0 | 0 | 0 | 0 | 0 | 0 | 0 | 0 | 0 | 0 | 0 | 0 | 0 | 0 | 0 | 0
F1_Commercial_Warehouse_New_Miscellaneous_Natural Gas_Pool Heater_E7 | F1 | Commercial | Warehouse | New | Miscellaneous | Natural Gas | Pool Heater | E7 | RVT - Cost of Equipment | 0 | 0 | 0 | 0 | 0 | 0 | 0 | 0 | 0 | 0 | 0 | 0 | 0 | 0 | 0 | 0 | 0 | 0 | 0 | 0 | 0 | 0 | 0 | 0 | 0 | 0 | 0 | 0 | 0 | 0 | 0 | 0 | 0
F1_Commercial_Warehouse_New_Miscellaneous_Natural Gas_Pool Heater_E8 | F1 | Commercial | Warehouse | New | Miscellaneous | Natural Gas | Pool Heater | E8 | RVT - Cost of Equipment | 0 | 0 | 0 | 0 | 0 | 0 | 0 | 0 | 0 | 0 | 0 | 0 | 0 | 0 | 0 | 0 | 0 | 0 | 0 | 0 | 0 | 0 | 0 | 0 | 0 | 0 | 0 | 0 | 0 | 0 | 0 | 0 | 0
F1_Commercial_Warehouse_New_Miscellaneous_Natural Gas_Pool Heater_E9 | F1 | Commercial | Warehouse | New | Miscellaneous | Natural Gas | Pool Heater | E9 | RVT - Cost of Equipment | 0 | 0 | 0 | 0 | 0 | 0 | 0 | 0 | 0 | 0 | 0 | 0 | 0 | 0 | 0 | 0 | 0 | 0 | 0 | 0 | 0 | 0 | 0 | 0 | 0 | 0 | 0 | 0 | 0 | 0 | 0 | 0 | 0
F1_Commercial_Warehouse_New_Miscellaneous_Natural Gas_Pool Heater_E10 | F1 | Commercial | Warehouse | New | Miscellaneous | Natural Gas | Pool Heater | E10 | RVT - Cost of Equipment | 0 | 0 | 0 | 0 | 0 | 0 | 0 | 0 | 0 | 0 | 0 | 0 | 0 | 0 | 0 | 0 | 0 | 0 | 0 | 0 | 0 | 0 | 0 | 0 | 0 | 0 | 0 | 0 | 0 | 0 | 0 | 0 | 0
F2_Commercial_Warehouse_New_Miscellaneous_Natural Gas_Pool Heater_E1 | F2 | Commercial | Warehouse | New | Miscellaneous | Natural Gas | Pool Heater | E1 | RVT - Cost of Operation | 0 | 0 | 0 | 0 | 0 | 0 | 0 | 0 | 0 | 0 | 0 | 0 | 0 | 0 | 0 | 0 | 0 | 0 | 0 | 0 | 0 | 0 | 0 | 0 | 0 | 0 | 0 | 0 | 0 | 0 | 0 | 0 | 0
F2_Commercial_Warehouse_New_Miscellaneous_Natural Gas_Pool Heater_E2 | F2 | Commercial | Warehouse | New | Miscellaneous | Natural Gas | Pool Heater | E2 | RVT - Cost of Operation | 0 | 0 | 0 | 0 | 0 | 0 | 0 | 0 | 0 | 0 | 0 | 0 | 0 | 0 | 0 | 0 | 0 | 0 | 0 | 0 | 0 | 0 | 0 | 0 | 0 | 0 | 0 | 0 | 0 | 0 | 0 | 0 | 0
F2_Commercial_Warehouse_New_Miscellaneous_Natural Gas_Pool Heater_E3 | F2 | Commercial | Warehouse | New | Miscellaneous | Natural Gas | Pool Heater | E3 | RVT - Cost of Operation | 0 | 0 | 0 | 0 | 0 | 0 | 0 | 0 | 0 | 0 | 0 | 0 | 0 | 0 | 0 | 0 | 0 | 0 | 0 | 0 | 0 | 0 | 0 | 0 | 0 | 0 | 0 | 0 | 0 | 0 | 0 | 0 | 0
F2_Commercial_Warehouse_New_Miscellaneous_Natural Gas_Pool Heater_E4 | F2 | Commercial | Warehouse | New | Miscellaneous | Natural Gas | Pool Heater | E4 | RVT - Cost of Operation | 0 | 0 | 0 | 0 | 0 | 0 | 0 | 0 | 0 | 0 | 0 | 0 | 0 | 0 | 0 | 0 | 0 | 0 | 0 | 0 | 0 | 0 | 0 | 0 | 0 | 0 | 0 | 0 | 0 | 0 | 0 | 0 | 0
F2_Commercial_Warehouse_New_Miscellaneous_Natural Gas_Pool Heater_E5 | F2 | Commercial | Warehouse | New | Miscellaneous | Natural Gas | Pool Heater | E5 | RVT - Cost of Operation | 0 | 0 | 0 | 0 | 0 | 0 | 0 | 0 | 0 | 0 | 0 | 0 | 0 | 0 | 0 | 0 | 0 | 0 | 0 | 0 | 0 | 0 | 0 | 0 | 0 | 0 | 0 | 0 | 0 | 0 | 0 | 0 | 0
F2_Commercial_Warehouse_New_Miscellaneous_Natural Gas_Pool Heater_E6 | F2 | Commercial | Warehouse | New | Miscellaneous | Natural Gas | Pool Heater | E6 | RVT - Cost of Operation | 0 | 0 | 0 | 0 | 0 | 0 | 0 | 0 | 0 | 0 | 0 | 0 | 0 | 0 | 0 | 0 | 0 | 0 | 0 | 0 | 0 | 0 | 0 | 0 | 0 | 0 | 0 | 0 | 0 | 0 | 0 | 0 | 0
F2_Commercial_Warehouse_New_Miscellaneous_Natural Gas_Pool Heater_E7 | F2 | Commercial | Warehouse | New | Miscellaneous | Natural Gas | Pool Heater | E7 | RVT - Cost of Operation | 0 | 0 | 0 | 0 | 0 | 0 | 0 | 0 | 0 | 0 | 0 | 0 | 0 | 0 | 0 | 0 | 0 | 0 | 0 | 0 | 0 | 0 | 0 | 0 | 0 | 0 | 0 | 0 | 0 | 0 | 0 | 0 | 0
F2_Commercial_Warehouse_New_Miscellaneous_Natural Gas_Pool Heater_E8 | F2 | Commercial | Warehouse | New | Miscellaneous | Natural Gas | Pool Heater | E8 | RVT - Cost of Operation | 0 | 0 | 0 | 0 | 0 | 0 | 0 | 0 | 0 | 0 | 0 | 0 | 0 | 0 | 0 | 0 | 0 | 0 | 0 | 0 | 0 | 0 | 0 | 0 | 0 | 0 | 0 | 0 | 0 | 0 | 0 | 0 | 0
F2_Commercial_Warehouse_New_Miscellaneous_Natural Gas_Pool Heater_E9 | F2 | Commercial | Warehouse | New | Miscellaneous | Natural Gas | Pool Heater | E9 | RVT - Cost of Operation | 0 | 0 | 0 | 0 | 0 | 0 | 0 | 0 | 0 | 0 | 0 | 0 | 0 | 0 | 0 | 0 | 0 | 0 | 0 | 0 | 0 | 0 | 0 | 0 | 0 | 0 | 0 | 0 | 0 | 0 | 0 | 0 | 0
F2_Commercial_Warehouse_New_Miscellaneous_Natural Gas_Pool Heater_E10 | F2 | Commercial | Warehouse | New | Miscellaneous | Natural Gas | Pool Heater | E10 | RVT - Cost of Operation | 0 | 0 | 0 | 0 | 0 | 0 | 0 | 0 | 0 | 0 | 0 | 0 | 0 | 0 | 0 | 0 | 0 | 0 | 0 | 0 | 0 | 0 | 0 | 0 | 0 | 0 | 0 | 0 | 0 | 0 | 0 | 0 | 0
F3_Commercial_Warehouse_New_Miscellaneous_Natural Gas_Pool Heater_E1 | F3 | Commercial | Warehouse | New | Miscellaneous | Natural Gas | Pool Heater | E1 | System - kBTUs of Consumption | 0.0025602 | 0.0025602 | 0.0025602 | 0.0025602 | 0.0025602 | 0.0025602 | 0.0025602 | 0.0025602 | 0.0025602 | 0.0025602 | 0.0025602 | 0.0025602 | 0.0025602 | 0.0025602 | 0.0025602 | 0.0025602 | 0.0025602 | 0.0025602 | 0.0025602 | 0.0025602 | 0.0025602 | 0.0025602 | 0.0025602 | 0.0025602 | 0.0025602 | 0.0025602 | 0.0025602 | 0.0025602 | 0.0025602 | 0.0025602 | 0.0025602 | 0.0025602 | 0.0025602
F3_Commercial_Warehouse_New_Miscellaneous_Natural Gas_Pool Heater_E2 | F3 | Commercial | Warehouse | New | Miscellaneous | Natural Gas | Pool Heater | E2 | System - kBTUs of Consumption | 0.004192 | 0.004192 | 0.004192 | 0.004192 | 0.004192 | 0.004192 | 0.004192 | 0.004192 | 0.004192 | 0.004192 | 0.004192 | 0.004192 | 0.004192 | 0.004192 | 0.004192 | 0.004192 | 0.004192 | 0.004192 | 0.004192 | 0.004192 | 0.004192 | 0.004192 | 0.004192 | 0.004192 | 0.004192 | 0.004192 | 0.004192 | 0.004192 | 0.004192 | 0.004192 | 0.004192 | 0.004192 | 0.004192
F3_Commercial_Warehouse_New_Miscellaneous_Natural Gas_Pool Heater_E3 | F3 | Commercial | Warehouse | New | Miscellaneous | Natural Gas | Pool Heater | E3 | System - kBTUs of Consumption | 0 | 0 | 0 | 0 | 0 | 0 | 0 | 0 | 0 | 0 | 0 | 0 | 0 | 0 | 0 | 0 | 0 | 0 | 0 | 0 | 0 | 0 | 0 | 0 | 0 | 0 | 0 | 0 | 0 | 0 | 0 | 0 | 0
F3_Commercial_Warehouse_New_Miscellaneous_Natural Gas_Pool Heater_E4 | F3 | Commercial | Warehouse | New | Miscellaneous | Natural Gas | Pool Heater | E4 | System - kBTUs of Consumption | 0 | 0 | 0 | 0 | 0 | 0 | 0 | 0 | 0 | 0 | 0 | 0 | 0 | 0 | 0 | 0 | 0 | 0 | 0 | 0 | 0 | 0 | 0 | 0 | 0 | 0 | 0 | 0 | 0 | 0 | 0 | 0 | 0
F3_Commercial_Warehouse_New_Miscellaneous_Natural Gas_Pool Heater_E5 | F3 | Commercial | Warehouse | New | Miscellaneous | Natural Gas | Pool Heater | E5 | System - kBTUs of Consumption | 0 | 0 | 0 | 0 | 0 | 0 | 0 | 0 | 0 | 0 | 0 | 0 | 0 | 0 | 0 | 0 | 0 | 0 | 0 | 0 | 0 | 0 | 0 | 0 | 0 | 0 | 0 | 0 | 0 | 0 | 0 | 0 | 0
F3_Commercial_Warehouse_New_Miscellaneous_Natural Gas_Pool Heater_E6 | F3 | Commercial | Warehouse | New | Miscellaneous | Natural Gas | Pool Heater | E6 | System - kBTUs of Consumption | 0 | 0 | 0 | 0 | 0 | 0 | 0 | 0 | 0 | 0 | 0 | 0 | 0 | 0 | 0 | 0 | 0 | 0 | 0 | 0 | 0 | 0 | 0 | 0 | 0 | 0 | 0 | 0 | 0 | 0 | 0 | 0 | 0
F3_Commercial_Warehouse_New_Miscellaneous_Natural Gas_Pool Heater_E7 | F3 | Commercial | Warehouse | New | Miscellaneous | Natural Gas | Pool Heater | E7 | System - kBTUs of Consumption | 0 | 0 | 0 | 0 | 0 | 0 | 0 | 0 | 0 | 0 | 0 | 0 | 0 | 0 | 0 | 0 | 0 | 0 | 0 | 0 | 0 | 0 | 0 | 0 | 0 | 0 | 0 | 0 | 0 | 0 | 0 | 0 | 0
F3_Commercial_Warehouse_New_Miscellaneous_Natural Gas_Pool Heater_E8 | F3 | Commercial | Warehouse | New | Miscellaneous | Natural Gas | Pool Heater | E8 | System - kBTUs of Consumption | 0 | 0 | 0 | 0 | 0 | 0 | 0 | 0 | 0 | 0 | 0 | 0 | 0 | 0 | 0 | 0 | 0 | 0 | 0 | 0 | 0 | 0 | 0 | 0 | 0 | 0 | 0 | 0 | 0 | 0 | 0 | 0 | 0
F3_Commercial_Warehouse_New_Miscellaneous_Natural Gas_Pool Heater_E9 | F3 | Commercial | Warehouse | New | Miscellaneous | Natural Gas | Pool Heater | E9 | System - kBTUs of Consumption | 0 | 0 | 0 | 0 | 0 | 0 | 0 | 0 | 0 | 0 | 0 | 0 | 0 | 0 | 0 | 0 | 0 | 0 | 0 | 0 | 0 | 0 | 0 | 0 | 0 | 0 | 0 | 0 | 0 | 0 | 0 | 0 | 0
F3_Commercial_Warehouse_New_Miscellaneous_Natural Gas_Pool Heater_E10 | F3 | Commercial | Warehouse | New | Miscellaneous | Natural Gas | Pool Heater | E10 | System - kBTUs of Consumption | 0 | 0 | 0 | 0 | 0 | 0 | 0 | 0 | 0 | 0 | 0 | 0 | 0 | 0 | 0 | 0 | 0 | 0 | 0 | 0 | 0 | 0 | 0 | 0 | 0 | 0 | 0 | 0 | 0 | 0 | 0 | 0 | 0
F4_Commercial_Warehouse_New_Miscellaneous_Natural Gas_Pool Heater_E1 | F4 | Commercial | Warehouse | New | Miscellaneous | Natural Gas | Pool Heater | E1 | Utility - Cost of Equipment | 0 | 0 | 0 | 0 | 0 | 0 | 0 | 0 | 0 | 0 | 0 | 0 | 0 | 0 | 0 | 0 | 0 | 0 | 0 | 0 | 0 | 0 | 0 | 0 | 0 | 0 | 0 | 0 | 0 | 0 | 0 | 0 | 0
F4_Commercial_Warehouse_New_Miscellaneous_Natural Gas_Pool Heater_E2 | F4 | Commercial | Warehouse | New | Miscellaneous | Natural Gas | Pool Heater | E2 | Utility - Cost of Equipment | 0 | 0 | 0 | 0 | 0 | 0 | 0 | 0 | 0 | 0 | 0 | 0 | 0 | 0 | 0 | 0 | 0 | 0 | 0 | 0 | 0 | 0 | 0 | 0 | 0 | 0 | 0 | 0 | 0 | 0 | 0 | 0 | 0
F4_Commercial_Warehouse_New_Miscellaneous_Natural Gas_Pool Heater_E3 | F4 | Commercial | Warehouse | New | Miscellaneous | Natural Gas | Pool Heater | E3 | Utility - Cost of Equipment | 0 | 0 | 0 | 0 | 0 | 0 | 0 | 0 | 0 | 0 | 0 | 0 | 0 | 0 | 0 | 0 | 0 | 0 | 0 | 0 | 0 | 0 | 0 | 0 | 0 | 0 | 0 | 0 | 0 | 0 | 0 | 0 | 0
F4_Commercial_Warehouse_New_Miscellaneous_Natural Gas_Pool Heater_E4 | F4 | Commercial | Warehouse | New | Miscellaneous | Natural Gas | Pool Heater | E4 | Utility - Cost of Equipment | 0 | 0 | 0 | 0 | 0 | 0 | 0 | 0 | 0 | 0 | 0 | 0 | 0 | 0 | 0 | 0 | 0 | 0 | 0 | 0 | 0 | 0 | 0 | 0 | 0 | 0 | 0 | 0 | 0 | 0 | 0 | 0 | 0
F4_Commercial_Warehouse_New_Miscellaneous_Natural Gas_Pool Heater_E5 | F4 | Commercial | Warehouse | New | Miscellaneous | Natural Gas | Pool Heater | E5 | Utility - Cost of Equipment | 0 | 0 | 0 | 0 | 0 | 0 | 0 | 0 | 0 | 0 | 0 | 0 | 0 | 0 | 0 | 0 | 0 | 0 | 0 | 0 | 0 | 0 | 0 | 0 | 0 | 0 | 0 | 0 | 0 | 0 | 0 | 0 | 0
F4_Commercial_Warehouse_New_Miscellaneous_Natural Gas_Pool Heater_E6 | F4 | Commercial | Warehouse | New | Miscellaneous | Natural Gas | Pool Heater | E6 | Utility - Cost of Equipment | 0 | 0 | 0 | 0 | 0 | 0 | 0 | 0 | 0 | 0 | 0 | 0 | 0 | 0 | 0 | 0 | 0 | 0 | 0 | 0 | 0 | 0 | 0 | 0 | 0 | 0 | 0 | 0 | 0 | 0 | 0 | 0 | 0
F4_Commercial_Warehouse_New_Miscellaneous_Natural Gas_Pool Heater_E7 | F4 | Commercial | Warehouse | New | Miscellaneous | Natural Gas | Pool Heater | E7 | Utility - Cost of Equipment | 0 | 0 | 0 | 0 | 0 | 0 | 0 | 0 | 0 | 0 | 0 | 0 | 0 | 0 | 0 | 0 | 0 | 0 | 0 | 0 | 0 | 0 | 0 | 0 | 0 | 0 | 0 | 0 | 0 | 0 | 0 | 0 | 0
F4_Commercial_Warehouse_New_Miscellaneous_Natural Gas_Pool Heater_E8 | F4 | Commercial | Warehouse | New | Miscellaneous | Natural Gas | Pool Heater | E8 | Utility - Cost of Equipment | 0 | 0 | 0 | 0 | 0 | 0 | 0 | 0 | 0 | 0 | 0 | 0 | 0 | 0 | 0 | 0 | 0 | 0 | 0 | 0 | 0 | 0 | 0 | 0 | 0 | 0 | 0 | 0 | 0 | 0 | 0 | 0 | 0
F4_Commercial_Warehouse_New_Miscellaneous_Natural Gas_Pool Heater_E9 | F4 | Commercial | Warehouse | New | Miscellaneous | Natural Gas | Pool Heater | E9 | Utility - Cost of Equipment | 0 | 0 | 0 | 0 | 0 | 0 | 0 | 0 | 0 | 0 | 0 | 0 | 0 | 0 | 0 | 0 | 0 | 0 | 0 | 0 | 0 | 0 | 0 | 0 | 0 | 0 | 0 | 0 | 0 | 0 | 0 | 0 | 0
F4_Commercial_Warehouse_New_Miscellaneous_Natural Gas_Pool Heater_E10 | F4 | Commercial | Warehouse | New | Miscellaneous | Natural Gas | Pool Heater | E10 | Utility - Cost of Equipment | 0 | 0 | 0 | 0 | 0 | 0 | 0 | 0 | 0 | 0 | 0 | 0 | 0 | 0 | 0 | 0 | 0 | 0 | 0 | 0 | 0 | 0 | 0 | 0 | 0 | 0 | 0 | 0 | 0 | 0 | 0 | 0 | 0
F5_Commercial_Warehouse_New_Miscellaneous_Natural Gas_Pool Heater_E1 | F5 | Commercial | Warehouse | New | Miscellaneous | Natural Gas | Pool Heater | E1 | Utility - Cost of Operation | 0.0025602 | 0.0025602 | 0.0025602 | 0.0025602 | 0.0025602 | 0.0025602 | 0.0025602 | 0.0025602 | 0.0025602 | 0.0025602 | 0.0025602 | 0.0025602 | 0.0025602 | 0.0025602 | 0.0025602 | 0.0025602 | 0.0025602 | 0.0025602 | 0.0025602 | 0.0025602 | 0.0025602 | 0.0025602 | 0.0025602 | 0.0025602 | 0.0025602 | 0.0025602 | 0.0025602 | 0.0025602 | 0.0025602 | 0.0025602 | 0.0025602 | 0.0025602 | 0.0025602
F5_Commercial_Warehouse_New_Miscellaneous_Natural Gas_Pool Heater_E2 | F5 | Commercial | Warehouse | New | Miscellaneous | Natural Gas | Pool Heater | E2 | Utility - Cost of Operation | 0.004192 | 0.004192 | 0.004192 | 0.004192 | 0.004192 | 0.004192 | 0.004192 | 0.004192 | 0.004192 | 0.004192 | 0.004192 | 0.004192 | 0.004192 | 0.004192 | 0.004192 | 0.004192 | 0.004192 | 0.004192 | 0.004192 | 0.004192 | 0.004192 | 0.004192 | 0.004192 | 0.004192 | 0.004192 | 0.004192 | 0.004192 | 0.004192 | 0.004192 | 0.004192 | 0.004192 | 0.004192 | 0.004192
F5_Commercial_Warehouse_New_Miscellaneous_Natural Gas_Pool Heater_E3 | F5 | Commercial | Warehouse | New | Miscellaneous | Natural Gas | Pool Heater | E3 | Utility - Cost of Operation | 0 | 0 | 0 | 0 | 0 | 0 | 0 | 0 | 0 | 0 | 0 | 0 | 0 | 0 | 0 | 0 | 0 | 0 | 0 | 0 | 0 | 0 | 0 | 0 | 0 | 0 | 0 | 0 | 0 | 0 | 0 | 0 | 0
F5_Commercial_Warehouse_New_Miscellaneous_Natural Gas_Pool Heater_E4 | F5 | Commercial | Warehouse | New | Miscellaneous | Natural Gas | Pool Heater | E4 | Utility - Cost of Operation | 0 | 0 | 0 | 0 | 0 | 0 | 0 | 0 | 0 | 0 | 0 | 0 | 0 | 0 | 0 | 0 | 0 | 0 | 0 | 0 | 0 | 0 | 0 | 0 | 0 | 0 | 0 | 0 | 0 | 0 | 0 | 0 | 0
F5_Commercial_Warehouse_New_Miscellaneous_Natural Gas_Pool Heater_E5 | F5 | Commercial | Warehouse | New | Miscellaneous | Natural Gas | Pool Heater | E5 | Utility - Cost of Operation | 0 | 0 | 0 | 0 | 0 | 0 | 0 | 0 | 0 | 0 | 0 | 0 | 0 | 0 | 0 | 0 | 0 | 0 | 0 | 0 | 0 | 0 | 0 | 0 | 0 | 0 | 0 | 0 | 0 | 0 | 0 | 0 | 0
F5_Commercial_Warehouse_New_Miscellaneous_Natural Gas_Pool Heater_E6 | F5 | Commercial | Warehouse | New | Miscellaneous | Natural Gas | Pool Heater | E6 | Utility - Cost of Operation | 0 | 0 | 0 | 0 | 0 | 0 | 0 | 0 | 0 | 0 | 0 | 0 | 0 | 0 | 0 | 0 | 0 | 0 | 0 | 0 | 0 | 0 | 0 | 0 | 0 | 0 | 0 | 0 | 0 | 0 | 0 | 0 | 0
F5_Commercial_Warehouse_New_Miscellaneous_Natural Gas_Pool Heater_E7 | F5 | Commercial | Warehouse | New | Miscellaneous | Natural Gas | Pool Heater | E7 | Utility - Cost of Operation | 0 | 0 | 0 | 0 | 0 | 0 | 0 | 0 | 0 | 0 | 0 | 0 | 0 | 0 | 0 | 0 | 0 | 0 | 0 | 0 | 0 | 0 | 0 | 0 | 0 | 0 | 0 | 0 | 0 | 0 | 0 | 0 | 0
F5_Commercial_Warehouse_New_Miscellaneous_Natural Gas_Pool Heater_E8 | F5 | Commercial | Warehouse | New | Miscellaneous | Natural Gas | Pool Heater | E8 | Utility - Cost of Operation | 0 | 0 | 0 | 0 | 0 | 0 | 0 | 0 | 0 | 0 | 0 | 0 | 0 | 0 | 0 | 0 | 0 | 0 | 0 | 0 | 0 | 0 | 0 | 0 | 0 | 0 | 0 | 0 | 0 | 0 | 0 | 0 | 0
F5_Commercial_Warehouse_New_Miscellaneous_Natural Gas_Pool Heater_E9 | F5 | Commercial | Warehouse | New | Miscellaneous | Natural Gas | Pool Heater | E9 | Utility - Cost of Operation | 0 | 0 | 0 | 0 | 0 | 0 | 0 | 0 | 0 | 0 | 0 | 0 | 0 | 0 | 0 | 0 | 0 | 0 | 0 | 0 | 0 | 0 | 0 | 0 | 0 | 0 | 0 | 0 | 0 | 0 | 0 | 0 | 0
F5_Commercial_Warehouse_New_Miscellaneous_Natural Gas_Pool Heater_E10 | F5 | Commercial | Warehouse | New | Miscellaneous | Natural Gas | Pool Heater | E10 | Utility - Cost of Operation | 0 | 0 | 0 | 0 | 0 | 0 | 0 | 0 | 0 | 0 | 0 | 0 | 0 | 0 | 0 | 0 | 0 | 0 | 0 | 0 | 0 | 0 | 0 | 0 | 0 | 0 | 0 | 0 | 0 | 0 | 0 | 0 | 0
F6_Commercial_Warehouse_New_Miscellaneous_Natural Gas_Pool Heater_E1 | F6 | Commercial | Warehouse | New | Miscellaneous | Natural Gas | Pool Heater | E1 | Utility - Value of Sales | 0.010152 | 0.010152 | 0.010152 | 0.010152 | 0.010152 | 0.010152 | 0.010152 | 0.010152 | 0.010152 | 0.010152 | 0.010152 | 0.010152 | 0.010152 | 0.010152 | 0.010152 | 0.010152 | 0.010152 | 0.010152 | 0.010152 | 0.010152 | 0.010152 | 0.010152 | 0.010152 | 0.010152 | 0.010152 | 0.010152 | 0.010152 | 0.010152 | 0.010152 | 0.010152 | 0.010152 | 0.010152 | 0.010152
F6_Commercial_Warehouse_New_Miscellaneous_Natural Gas_Pool Heater_E2 | F6 | Commercial | Warehouse | New | Miscellaneous | Natural Gas | Pool Heater | E2 | Utility - Value of Sales | 0.0086294 | 0.0086294 | 0.0086294 | 0.0086294 | 0.0086294 | 0.0086294 | 0.0086294 | 0.0086294 | 0.0086294 | 0.0086294 | 0.0086294 | 0.0086294 | 0.0086294 | 0.0086294 | 0.0086294 | 0.0086294 | 0.0086294 | 0.0086294 | 0.0086294 | 0.0086294 | 0.0086294 | 0.0086294 | 0.0086294 | 0.0086294 | 0.0086294 | 0.0086294 | 0.0086294 | 0.0086294 | 0.0086294 | 0.0086294 | 0.0086294 | 0.0086294 | 0.0086294
F6_Commercial_Warehouse_New_Miscellaneous_Natural Gas_Pool Heater_E3 | F6 | Commercial | Warehouse | New | Miscellaneous | Natural Gas | Pool Heater | E3 | Utility - Value of Sales | 0 | 0 | 0 | 0 | 0 | 0 | 0 | 0 | 0 | 0 | 0 | 0 | 0 | 0 | 0 | 0 | 0 | 0 | 0 | 0 | 0 | 0 | 0 | 0 | 0 | 0 | 0 | 0 | 0 | 0 | 0 | 0 | 0
F6_Commercial_Warehouse_New_Miscellaneous_Natural Gas_Pool Heater_E4 | F6 | Commercial | Warehouse | New | Miscellaneous | Natural Gas | Pool Heater | E4 | Utility - Value of Sales | 0 | 0 | 0 | 0 | 0 | 0 | 0 | 0 | 0 | 0 | 0 | 0 | 0 | 0 | 0 | 0 | 0 | 0 | 0 | 0 | 0 | 0 | 0 | 0 | 0 | 0 | 0 | 0 | 0 | 0 | 0 | 0 | 0
F6_Commercial_Warehouse_New_Miscellaneous_Natural Gas_Pool Heater_E5 | F6 | Commercial | Warehouse | New | Miscellaneous | Natural Gas | Pool Heater | E5 | Utility - Value of Sales | 0 | 0 | 0 | 0 | 0 | 0 | 0 | 0 | 0 | 0 | 0 | 0 | 0 | 0 | 0 | 0 | 0 | 0 | 0 | 0 | 0 | 0 | 0 | 0 | 0 | 0 | 0 | 0 | 0 | 0 | 0 | 0 | 0
F6_Commercial_Warehouse_New_Miscellaneous_Natural Gas_Pool Heater_E6 | F6 | Commercial | Warehouse | New | Miscellaneous | Natural Gas | Pool Heater | E6 | Utility - Value of Sales | 0 | 0 | 0 | 0 | 0 | 0 | 0 | 0 | 0 | 0 | 0 | 0 | 0 | 0 | 0 | 0 | 0 | 0 | 0 | 0 | 0 | 0 | 0 | 0 | 0 | 0 | 0 | 0 | 0 | 0 | 0 | 0 | 0
F6_Commercial_Warehouse_New_Miscellaneous_Natural Gas_Pool Heater_E7 | F6 | Commercial | Warehouse | New | Miscellaneous | Natural Gas | Pool Heater | E7 | Utility - Value of Sales | 0 | 0 | 0 | 0 | 0 | 0 | 0 | 0 | 0 | 0 | 0 | 0 | 0 | 0 | 0 | 0 | 0 | 0 | 0 | 0 | 0 | 0 | 0 | 0 | 0 | 0 | 0 | 0 | 0 | 0 | 0 | 0 | 0
F6_Commercial_Warehouse_New_Miscellaneous_Natural Gas_Pool Heater_E8 | F6 | Commercial | Warehouse | New | Miscellaneous | Natural Gas | Pool Heater | E8 | Utility - Value of Sales | 0 | 0 | 0 | 0 | 0 | 0 | 0 | 0 | 0 | 0 | 0 | 0 | 0 | 0 | 0 | 0 | 0 | 0 | 0 | 0 | 0 | 0 | 0 | 0 | 0 | 0 | 0 | 0 | 0 | 0 | 0 | 0 | 0
F6_Commercial_Warehouse_New_Miscellaneous_Natural Gas_Pool Heater_E9 | F6 | Commercial | Warehouse | New | Miscellaneous | Natural Gas | Pool Heater | E9 | Utility - Value of Sales | 0 | 0 | 0 | 0 | 0 | 0 | 0 | 0 | 0 | 0 | 0 | 0 | 0 | 0 | 0 | 0 | 0 | 0 | 0 | 0 | 0 | 0 | 0 | 0 | 0 | 0 | 0 | 0 | 0 | 0 | 0 | 0 | 0
F6_Commercial_Warehouse_New_Miscellaneous_Natural Gas_Pool Heater_E10 | F6 | Commercial | Warehouse | New | Miscellaneous | Natural Gas | Pool Heater | E10 | Utility - Value of Sales | 0 | 0 | 0 | 0 | 0 | 0 | 0 | 0 | 0 | 0 | 0 | 0 | 0 | 0 | 0 | 0 | 0 | 0 | 0 | 0 | 0 | 0 | 0 | 0 | 0 | 0 | 0 | 0 | 0 | 0 | 0 | 0 | 0
F1_Commercial_Warehouse_New_Miscellaneous_Natural Gas_Miscellaneous_E1 | F1 | Commercial | Warehouse | New | Miscellaneous | Natural Gas | Miscellaneous | E1 | RVT - Cost of Equipment | 0 | 0 | 0 | 0 | 0 | 0 | 0 | 0 | 0 | 0 | 0 | 0 | 0 | 0 | 0 | 0 | 0 | 0 | 0 | 0 | 0 | 0 | 0 | 0 | 0 | 0 | 0 | 0 | 0 | 0 | 0 | 0 | 0
F1_Commercial_Warehouse_New_Miscellaneous_Natural Gas_Miscellaneous_E2 | F1 | Commercial | Warehouse | New | Miscellaneous | Natural Gas | Miscellaneous | E2 | RVT - Cost of Equipment | 0 | 0 | 0 | 0 | 0 | 0 | 0 | 0 | 0 | 0 | 0 | 0 | 0 | 0 | 0 | 0 | 0 | 0 | 0 | 0 | 0 | 0 | 0 | 0 | 0 | 0 | 0 | 0 | 0 | 0 | 0 | 0 | 0
F1_Commercial_Warehouse_New_Miscellaneous_Natural Gas_Miscellaneous_E3 | F1 | Commercial | Warehouse | New | Miscellaneous | Natural Gas | Miscellaneous | E3 | RVT - Cost of Equipment | 0 | 0 | 0 | 0 | 0 | 0 | 0 | 0 | 0 | 0 | 0 | 0 | 0 | 0 | 0 | 0 | 0 | 0 | 0 | 0 | 0 | 0 | 0 | 0 | 0 | 0 | 0 | 0 | 0 | 0 | 0 | 0 | 0
F1_Commercial_Warehouse_New_Miscellaneous_Natural Gas_Miscellaneous_E4 | F1 | Commercial | Warehouse | New | Miscellaneous | Natural Gas | Miscellaneous | E4 | RVT - Cost of Equipment | 0 | 0 | 0 | 0 | 0 | 0 | 0 | 0 | 0 | 0 | 0 | 0 | 0 | 0 | 0 | 0 | 0 | 0 | 0 | 0 | 0 | 0 | 0 | 0 | 0 | 0 | 0 | 0 | 0 | 0 | 0 | 0 | 0
F1_Commercial_Warehouse_New_Miscellaneous_Natural Gas_Miscellaneous_E5 | F1 | Commercial | Warehouse | New | Miscellaneous | Natural Gas | Miscellaneous | E5 | RVT - Cost of Equipment | 0 | 0 | 0 | 0 | 0 | 0 | 0 | 0 | 0 | 0 | 0 | 0 | 0 | 0 | 0 | 0 | 0 | 0 | 0 | 0 | 0 | 0 | 0 | 0 | 0 | 0 | 0 | 0 | 0 | 0 | 0 | 0 | 0
F1_Commercial_Warehouse_New_Miscellaneous_Natural Gas_Miscellaneous_E6 | F1 | Commercial | Warehouse | New | Miscellaneous | Natural Gas | Miscellaneous | E6 | RVT - Cost of Equipment | 0 | 0 | 0 | 0 | 0 | 0 | 0 | 0 | 0 | 0 | 0 | 0 | 0 | 0 | 0 | 0 | 0 | 0 | 0 | 0 | 0 | 0 | 0 | 0 | 0 | 0 | 0 | 0 | 0 | 0 | 0 | 0 | 0
F1_Commercial_Warehouse_New_Miscellaneous_Natural Gas_Miscellaneous_E7 | F1 | Commercial | Warehouse | New | Miscellaneous | Natural Gas | Miscellaneous | E7 | RVT - Cost of Equipment | 0 | 0 | 0 | 0 | 0 | 0 | 0 | 0 | 0 | 0 | 0 | 0 | 0 | 0 | 0 | 0 | 0 | 0 | 0 | 0 | 0 | 0 | 0 | 0 | 0 | 0 | 0 | 0 | 0 | 0 | 0 | 0 | 0
F1_Commercial_Warehouse_New_Miscellaneous_Natural Gas_Miscellaneous_E8 | F1 | Commercial | Warehouse | New | Miscellaneous | Natural Gas | Miscellaneous | E8 | RVT - Cost of Equipment | 0 | 0 | 0 | 0 | 0 | 0 | 0 | 0 | 0 | 0 | 0 | 0 | 0 | 0 | 0 | 0 | 0 | 0 | 0 | 0 | 0 | 0 | 0 | 0 | 0 | 0 | 0 | 0 | 0 | 0 | 0 | 0 | 0
F1_Commercial_Warehouse_New_Miscellaneous_Natural Gas_Miscellaneous_E9 | F1 | Commercial | Warehouse | New | Miscellaneous | Natural Gas | Miscellaneous | E9 | RVT - Cost of Equipment | 0 | 0 | 0 | 0 | 0 | 0 | 0 | 0 | 0 | 0 | 0 | 0 | 0 | 0 | 0 | 0 | 0 | 0 | 0 | 0 | 0 | 0 | 0 | 0 | 0 | 0 | 0 | 0 | 0 | 0 | 0 | 0 | 0
F1_Commercial_Warehouse_New_Miscellaneous_Natural Gas_Miscellaneous_E10 | F1 | Commercial | Warehouse | New | Miscellaneous | Natural Gas | Miscellaneous | E10 | RVT - Cost of Equipment | 0 | 0 | 0 | 0 | 0 | 0 | 0 | 0 | 0 | 0 | 0 | 0 | 0 | 0 | 0 | 0 | 0 | 0 | 0 | 0 | 0 | 0 | 0 | 0 | 0 | 0 | 0 | 0 | 0 | 0 | 0 | 0 | 0
F2_Commercial_Warehouse_New_Miscellaneous_Natural Gas_Miscellaneous_E1 | F2 | Commercial | Warehouse | New | Miscellaneous | Natural Gas | Miscellaneous | E1 | RVT - Cost of Operation | 0 | 0 | 0 | 0 | 0 | 0 | 0 | 0 | 0 | 0 | 0 | 0 | 0 | 0 | 0 | 0 | 0 | 0 | 0 | 0 | 0 | 0 | 0 | 0 | 0 | 0 | 0 | 0 | 0 | 0 | 0 | 0 | 0
F2_Commercial_Warehouse_New_Miscellaneous_Natural Gas_Miscellaneous_E2 | F2 | Commercial | Warehouse | New | Miscellaneous | Natural Gas | Miscellaneous | E2 | RVT - Cost of Operation | 0 | 0 | 0 | 0 | 0 | 0 | 0 | 0 | 0 | 0 | 0 | 0 | 0 | 0 | 0 | 0 | 0 | 0 | 0 | 0 | 0 | 0 | 0 | 0 | 0 | 0 | 0 | 0 | 0 | 0 | 0 | 0 | 0
F2_Commercial_Warehouse_New_Miscellaneous_Natural Gas_Miscellaneous_E3 | F2 | Commercial | Warehouse | New | Miscellaneous | Natural Gas | Miscellaneous | E3 | RVT - Cost of Operation | 0 | 0 | 0 | 0 | 0 | 0 | 0 | 0 | 0 | 0 | 0 | 0 | 0 | 0 | 0 | 0 | 0 | 0 | 0 | 0 | 0 | 0 | 0 | 0 | 0 | 0 | 0 | 0 | 0 | 0 | 0 | 0 | 0
F2_Commercial_Warehouse_New_Miscellaneous_Natural Gas_Miscellaneous_E4 | F2 | Commercial | Warehouse | New | Miscellaneous | Natural Gas | Miscellaneous | E4 | RVT - Cost of Operation | 0 | 0 | 0 | 0 | 0 | 0 | 0 | 0 | 0 | 0 | 0 | 0 | 0 | 0 | 0 | 0 | 0 | 0 | 0 | 0 | 0 | 0 | 0 | 0 | 0 | 0 | 0 | 0 | 0 | 0 | 0 | 0 | 0
F2_Commercial_Warehouse_New_Miscellaneous_Natural Gas_Miscellaneous_E5 | F2 | Commercial | Warehouse | New | Miscellaneous | Natural Gas | Miscellaneous | E5 | RVT - Cost of Operation | 0 | 0 | 0 | 0 | 0 | 0 | 0 | 0 | 0 | 0 | 0 | 0 | 0 | 0 | 0 | 0 | 0 | 0 | 0 | 0 | 0 | 0 | 0 | 0 | 0 | 0 | 0 | 0 | 0 | 0 | 0 | 0 | 0
F2_Commercial_Warehouse_New_Miscellaneous_Natural Gas_Miscellaneous_E6 | F2 | Commercial | Warehouse | New | Miscellaneous | Natural Gas | Miscellaneous | E6 | RVT - Cost of Operation | 0 | 0 | 0 | 0 | 0 | 0 | 0 | 0 | 0 | 0 | 0 | 0 | 0 | 0 | 0 | 0 | 0 | 0 | 0 | 0 | 0 | 0 | 0 | 0 | 0 | 0 | 0 | 0 | 0 | 0 | 0 | 0 | 0
F2_Commercial_Warehouse_New_Miscellaneous_Natural Gas_Miscellaneous_E7 | F2 | Commercial | Warehouse | New | Miscellaneous | Natural Gas | Miscellaneous | E7 | RVT - Cost of Operation | 0 | 0 | 0 | 0 | 0 | 0 | 0 | 0 | 0 | 0 | 0 | 0 | 0 | 0 | 0 | 0 | 0 | 0 | 0 | 0 | 0 | 0 | 0 | 0 | 0 | 0 | 0 | 0 | 0 | 0 | 0 | 0 | 0
F2_Commercial_Warehouse_New_Miscellaneous_Natural Gas_Miscellaneous_E8 | F2 | Commercial | Warehouse | New | Miscellaneous | Natural Gas | Miscellaneous | E8 | RVT - Cost of Operation | 0 | 0 | 0 | 0 | 0 | 0 | 0 | 0 | 0 | 0 | 0 | 0 | 0 | 0 | 0 | 0 | 0 | 0 | 0 | 0 | 0 | 0 | 0 | 0 | 0 | 0 | 0 | 0 | 0 | 0 | 0 | 0 | 0
F2_Commercial_Warehouse_New_Miscellaneous_Natural Gas_Miscellaneous_E9 | F2 | Commercial | Warehouse | New | Miscellaneous | Natural Gas | Miscellaneous | E9 | RVT - Cost of Operation | 0 | 0 | 0 | 0 | 0 | 0 | 0 | 0 | 0 | 0 | 0 | 0 | 0 | 0 | 0 | 0 | 0 | 0 | 0 | 0 | 0 | 0 | 0 | 0 | 0 | 0 | 0 | 0 | 0 | 0 | 0 | 0 | 0
F2_Commercial_Warehouse_New_Miscellaneous_Natural Gas_Miscellaneous_E10 | F2 | Commercial | Warehouse | New | Miscellaneous | Natural Gas | Miscellaneous | E10 | RVT - Cost of Operation | 0 | 0 | 0 | 0 | 0 | 0 | 0 | 0 | 0 | 0 | 0 | 0 | 0 | 0 | 0 | 0 | 0 | 0 | 0 | 0 | 0 | 0 | 0 | 0 | 0 | 0 | 0 | 0 | 0 | 0 | 0 | 0 | 0
F3_Commercial_Warehouse_New_Miscellaneous_Natural Gas_Miscellaneous_E1 | F3 | Commercial | Warehouse | New | Miscellaneous | Natural Gas | Miscellaneous | E1 | System - kBTUs of Consumption | 0.23859 | 0.23859 | 0.23859 | 0.23859 | 0.23859 | 0.23859 | 0.23859 | 0.23859 | 0.23859 | 0.23859 | 0.23859 | 0.23859 | 0.23859 | 0.23859 | 0.23859 | 0.23859 | 0.23859 | 0.23859 | 0.23859 | 0.23859 | 0.23859 | 0.23859 | 0.23859 | 0.23859 | 0.23859 | 0.23859 | 0.23859 | 0.23859 | 0.23859 | 0.23859 | 0.23859 | 0.23859 | 0.23859
F3_Commercial_Warehouse_New_Miscellaneous_Natural Gas_Miscellaneous_E2 | F3 | Commercial | Warehouse | New | Miscellaneous | Natural Gas | Miscellaneous | E2 | System - kBTUs of Consumption | 0 | 0 | 0 | 0 | 0 | 0 | 0 | 0 | 0 | 0 | 0 | 0 | 0 | 0 | 0 | 0 | 0 | 0 | 0 | 0 | 0 | 0 | 0 | 0 | 0 | 0 | 0 | 0 | 0 | 0 | 0 | 0 | 0
F3_Commercial_Warehouse_New_Miscellaneous_Natural Gas_Miscellaneous_E3 | F3 | Commercial | Warehouse | New | Miscellaneous | Natural Gas | Miscellaneous | E3 | System - kBTUs of Consumption | 0 | 0 | 0 | 0 | 0 | 0 | 0 | 0 | 0 | 0 | 0 | 0 | 0 | 0 | 0 | 0 | 0 | 0 | 0 | 0 | 0 | 0 | 0 | 0 | 0 | 0 | 0 | 0 | 0 | 0 | 0 | 0 | 0
F3_Commercial_Warehouse_New_Miscellaneous_Natural Gas_Miscellaneous_E4 | F3 | Commercial | Warehouse | New | Miscellaneous | Natural Gas | Miscellaneous | E4 | System - kBTUs of Consumption | 0 | 0 | 0 | 0 | 0 | 0 | 0 | 0 | 0 | 0 | 0 | 0 | 0 | 0 | 0 | 0 | 0 | 0 | 0 | 0 | 0 | 0 | 0 | 0 | 0 | 0 | 0 | 0 | 0 | 0 | 0 | 0 | 0
F3_Commercial_Warehouse_New_Miscellaneous_Natural Gas_Miscellaneous_E5 | F3 | Commercial | Warehouse | New | Miscellaneous | Natural Gas | Miscellaneous | E5 | System - kBTUs of Consumption | 0 | 0 | 0 | 0 | 0 | 0 | 0 | 0 | 0 | 0 | 0 | 0 | 0 | 0 | 0 | 0 | 0 | 0 | 0 | 0 | 0 | 0 | 0 | 0 | 0 | 0 | 0 | 0 | 0 | 0 | 0 | 0 | 0
F3_Commercial_Warehouse_New_Miscellaneous_Natural Gas_Miscellaneous_E6 | F3 | Commercial | Warehouse | New | Miscellaneous | Natural Gas | Miscellaneous | E6 | System - kBTUs of Consumption | 0 | 0 | 0 | 0 | 0 | 0 | 0 | 0 | 0 | 0 | 0 | 0 | 0 | 0 | 0 | 0 | 0 | 0 | 0 | 0 | 0 | 0 | 0 | 0 | 0 | 0 | 0 | 0 | 0 | 0 | 0 | 0 | 0
F3_Commercial_Warehouse_New_Miscellaneous_Natural Gas_Miscellaneous_E7 | F3 | Commercial | Warehouse | New | Miscellaneous | Natural Gas | Miscellaneous | E7 | System - kBTUs of Consumption | 0 | 0 | 0 | 0 | 0 | 0 | 0 | 0 | 0 | 0 | 0 | 0 | 0 | 0 | 0 | 0 | 0 | 0 | 0 | 0 | 0 | 0 | 0 | 0 | 0 | 0 | 0 | 0 | 0 | 0 | 0 | 0 | 0
F3_Commercial_Warehouse_New_Miscellaneous_Natural Gas_Miscellaneous_E8 | F3 | Commercial | Warehouse | New | Miscellaneous | Natural Gas | Miscellaneous | E8 | System - kBTUs of Consumption | 0 | 0 | 0 | 0 | 0 | 0 | 0 | 0 | 0 | 0 | 0 | 0 | 0 | 0 | 0 | 0 | 0 | 0 | 0 | 0 | 0 | 0 | 0 | 0 | 0 | 0 | 0 | 0 | 0 | 0 | 0 | 0 | 0
F3_Commercial_Warehouse_New_Miscellaneous_Natural Gas_Miscellaneous_E9 | F3 | Commercial | Warehouse | New | Miscellaneous | Natural Gas | Miscellaneous | E9 | System - kBTUs of Consumption | 0 | 0 | 0 | 0 | 0 | 0 | 0 | 0 | 0 | 0 | 0 | 0 | 0 | 0 | 0 | 0 | 0 | 0 | 0 | 0 | 0 | 0 | 0 | 0 | 0 | 0 | 0 | 0 | 0 | 0 | 0 | 0 | 0
F3_Commercial_Warehouse_New_Miscellaneous_Natural Gas_Miscellaneous_E10 | F3 | Commercial | Warehouse | New | Miscellaneous | Natural Gas | Miscellaneous | E10 | System - kBTUs of Consumption | 0 | 0 | 0 | 0 | 0 | 0 | 0 | 0 | 0 | 0 | 0 | 0 | 0 | 0 | 0 | 0 | 0 | 0 | 0 | 0 | 0 | 0 | 0 | 0 | 0 | 0 | 0 | 0 | 0 | 0 | 0 | 0 | 0
F4_Commercial_Warehouse_New_Miscellaneous_Natural Gas_Miscellaneous_E1 | F4 | Commercial | Warehouse | New | Miscellaneous | Natural Gas | Miscellaneous | E1 | Utility - Cost of Equipment | 0 | 0 | 0 | 0 | 0 | 0 | 0 | 0 | 0 | 0 | 0 | 0 | 0 | 0 | 0 | 0 | 0 | 0 | 0 | 0 | 0 | 0 | 0 | 0 | 0 | 0 | 0 | 0 | 0 | 0 | 0 | 0 | 0
F4_Commercial_Warehouse_New_Miscellaneous_Natural Gas_Miscellaneous_E2 | F4 | Commercial | Warehouse | New | Miscellaneous | Natural Gas | Miscellaneous | E2 | Utility - Cost of Equipment | 0 | 0 | 0 | 0 | 0 | 0 | 0 | 0 | 0 | 0 | 0 | 0 | 0 | 0 | 0 | 0 | 0 | 0 | 0 | 0 | 0 | 0 | 0 | 0 | 0 | 0 | 0 | 0 | 0 | 0 | 0 | 0 | 0
F4_Commercial_Warehouse_New_Miscellaneous_Natural Gas_Miscellaneous_E3 | F4 | Commercial | Warehouse | New | Miscellaneous | Natural Gas | Miscellaneous | E3 | Utility - Cost of Equipment | 0 | 0 | 0 | 0 | 0 | 0 | 0 | 0 | 0 | 0 | 0 | 0 | 0 | 0 | 0 | 0 | 0 | 0 | 0 | 0 | 0 | 0 | 0 | 0 | 0 | 0 | 0 | 0 | 0 | 0 | 0 | 0 | 0
F4_Commercial_Warehouse_New_Miscellaneous_Natural Gas_Miscellaneous_E4 | F4 | Commercial | Warehouse | New | Miscellaneous | Natural Gas | Miscellaneous | E4 | Utility - Cost of Equipment | 0 | 0 | 0 | 0 | 0 | 0 | 0 | 0 | 0 | 0 | 0 | 0 | 0 | 0 | 0 | 0 | 0 | 0 | 0 | 0 | 0 | 0 | 0 | 0 | 0 | 0 | 0 | 0 | 0 | 0 | 0 | 0 | 0
F4_Commercial_Warehouse_New_Miscellaneous_Natural Gas_Miscellaneous_E5 | F4 | Commercial | Warehouse | New | Miscellaneous | Natural Gas | Miscellaneous | E5 | Utility - Cost of Equipment | 0 | 0 | 0 | 0 | 0 | 0 | 0 | 0 | 0 | 0 | 0 | 0 | 0 | 0 | 0 | 0 | 0 | 0 | 0 | 0 | 0 | 0 | 0 | 0 | 0 | 0 | 0 | 0 | 0 | 0 | 0 | 0 | 0
F4_Commercial_Warehouse_New_Miscellaneous_Natural Gas_Miscellaneous_E6 | F4 | Commercial | Warehouse | New | Miscellaneous | Natural Gas | Miscellaneous | E6 | Utility - Cost of Equipment | 0 | 0 | 0 | 0 | 0 | 0 | 0 | 0 | 0 | 0 | 0 | 0 | 0 | 0 | 0 | 0 | 0 | 0 | 0 | 0 | 0 | 0 | 0 | 0 | 0 | 0 | 0 | 0 | 0 | 0 | 0 | 0 | 0
F4_Commercial_Warehouse_New_Miscellaneous_Natural Gas_Miscellaneous_E7 | F4 | Commercial | Warehouse | New | Miscellaneous | Natural Gas | Miscellaneous | E7 | Utility - Cost of Equipment | 0 | 0 | 0 | 0 | 0 | 0 | 0 | 0 | 0 | 0 | 0 | 0 | 0 | 0 | 0 | 0 | 0 | 0 | 0 | 0 | 0 | 0 | 0 | 0 | 0 | 0 | 0 | 0 | 0 | 0 | 0 | 0 | 0
F4_Commercial_Warehouse_New_Miscellaneous_Natural Gas_Miscellaneous_E8 | F4 | Commercial | Warehouse | New | Miscellaneous | Natural Gas | Miscellaneous | E8 | Utility - Cost of Equipment | 0 | 0 | 0 | 0 | 0 | 0 | 0 | 0 | 0 | 0 | 0 | 0 | 0 | 0 | 0 | 0 | 0 | 0 | 0 | 0 | 0 | 0 | 0 | 0 | 0 | 0 | 0 | 0 | 0 | 0 | 0 | 0 | 0
F4_Commercial_Warehouse_New_Miscellaneous_Natural Gas_Miscellaneous_E9 | F4 | Commercial | Warehouse | New | Miscellaneous | Natural Gas | Miscellaneous | E9 | Utility - Cost of Equipment | 0 | 0 | 0 | 0 | 0 | 0 | 0 | 0 | 0 | 0 | 0 | 0 | 0 | 0 | 0 | 0 | 0 | 0 | 0 | 0 | 0 | 0 | 0 | 0 | 0 | 0 | 0 | 0 | 0 | 0 | 0 | 0 | 0
F4_Commercial_Warehouse_New_Miscellaneous_Natural Gas_Miscellaneous_E10 | F4 | Commercial | Warehouse | New | Miscellaneous | Natural Gas | Miscellaneous | E10 | Utility - Cost of Equipment | 0 | 0 | 0 | 0 | 0 | 0 | 0 | 0 | 0 | 0 | 0 | 0 | 0 | 0 | 0 | 0 | 0 | 0 | 0 | 0 | 0 | 0 | 0 | 0 | 0 | 0 | 0 | 0 | 0 | 0 | 0 | 0 | 0
F5_Commercial_Warehouse_New_Miscellaneous_Natural Gas_Miscellaneous_E1 | F5 | Commercial | Warehouse | New | Miscellaneous | Natural Gas | Miscellaneous | E1 | Utility - Cost of Operation | 0.23859 | 0.23859 | 0.23859 | 0.23859 | 0.23859 | 0.23859 | 0.23859 | 0.23859 | 0.23859 | 0.23859 | 0.23859 | 0.23859 | 0.23859 | 0.23859 | 0.23859 | 0.23859 | 0.23859 | 0.23859 | 0.23859 | 0.23859 | 0.23859 | 0.23859 | 0.23859 | 0.23859 | 0.23859 | 0.23859 | 0.23859 | 0.23859 | 0.23859 | 0.23859 | 0.23859 | 0.23859 | 0.23859
F5_Commercial_Warehouse_New_Miscellaneous_Natural Gas_Miscellaneous_E2 | F5 | Commercial | Warehouse | New | Miscellaneous | Natural Gas | Miscellaneous | E2 | Utility - Cost of Operation | 0 | 0 | 0 | 0 | 0 | 0 | 0 | 0 | 0 | 0 | 0 | 0 | 0 | 0 | 0 | 0 | 0 | 0 | 0 | 0 | 0 | 0 | 0 | 0 | 0 | 0 | 0 | 0 | 0 | 0 | 0 | 0 | 0
F5_Commercial_Warehouse_New_Miscellaneous_Natural Gas_Miscellaneous_E3 | F5 | Commercial | Warehouse | New | Miscellaneous | Natural Gas | Miscellaneous | E3 | Utility - Cost of Operation | 0 | 0 | 0 | 0 | 0 | 0 | 0 | 0 | 0 | 0 | 0 | 0 | 0 | 0 | 0 | 0 | 0 | 0 | 0 | 0 | 0 | 0 | 0 | 0 | 0 | 0 | 0 | 0 | 0 | 0 | 0 | 0 | 0
F5_Commercial_Warehouse_New_Miscellaneous_Natural Gas_Miscellaneous_E4 | F5 | Commercial | Warehouse | New | Miscellaneous | Natural Gas | Miscellaneous | E4 | Utility - Cost of Operation | 0 | 0 | 0 | 0 | 0 | 0 | 0 | 0 | 0 | 0 | 0 | 0 | 0 | 0 | 0 | 0 | 0 | 0 | 0 | 0 | 0 | 0 | 0 | 0 | 0 | 0 | 0 | 0 | 0 | 0 | 0 | 0 | 0
F5_Commercial_Warehouse_New_Miscellaneous_Natural Gas_Miscellaneous_E5 | F5 | Commercial | Warehouse | New | Miscellaneous | Natural Gas | Miscellaneous | E5 | Utility - Cost of Operation | 0 | 0 | 0 | 0 | 0 | 0 | 0 | 0 | 0 | 0 | 0 | 0 | 0 | 0 | 0 | 0 | 0 | 0 | 0 | 0 | 0 | 0 | 0 | 0 | 0 | 0 | 0 | 0 | 0 | 0 | 0 | 0 | 0
F5_Commercial_Warehouse_New_Miscellaneous_Natural Gas_Miscellaneous_E6 | F5 | Commercial | Warehouse | New | Miscellaneous | Natural Gas | Miscellaneous | E6 | Utility - Cost of Operation | 0 | 0 | 0 | 0 | 0 | 0 | 0 | 0 | 0 | 0 | 0 | 0 | 0 | 0 | 0 | 0 | 0 | 0 | 0 | 0 | 0 | 0 | 0 | 0 | 0 | 0 | 0 | 0 | 0 | 0 | 0 | 0 | 0
F5_Commercial_Warehouse_New_Miscellaneous_Natural Gas_Miscellaneous_E7 | F5 | Commercial | Warehouse | New | Miscellaneous | Natural Gas | Miscellaneous | E7 | Utility - Cost of Operation | 0 | 0 | 0 | 0 | 0 | 0 | 0 | 0 | 0 | 0 | 0 | 0 | 0 | 0 | 0 | 0 | 0 | 0 | 0 | 0 | 0 | 0 | 0 | 0 | 0 | 0 | 0 | 0 | 0 | 0 | 0 | 0 | 0
F5_Commercial_Warehouse_New_Miscellaneous_Natural Gas_Miscellaneous_E8 | F5 | Commercial | Warehouse | New | Miscellaneous | Natural Gas | Miscellaneous | E8 | Utility - Cost of Operation | 0 | 0 | 0 | 0 | 0 | 0 | 0 | 0 | 0 | 0 | 0 | 0 | 0 | 0 | 0 | 0 | 0 | 0 | 0 | 0 | 0 | 0 | 0 | 0 | 0 | 0 | 0 | 0 | 0 | 0 | 0 | 0 | 0
F5_Commercial_Warehouse_New_Miscellaneous_Natural Gas_Miscellaneous_E9 | F5 | Commercial | Warehouse | New | Miscellaneous | Natural Gas | Miscellaneous | E9 | Utility - Cost of Operation | 0 | 0 | 0 | 0 | 0 | 0 | 0 | 0 | 0 | 0 | 0 | 0 | 0 | 0 | 0 | 0 | 0 | 0 | 0 | 0 | 0 | 0 | 0 | 0 | 0 | 0 | 0 | 0 | 0 | 0 | 0 | 0 | 0
F5_Commercial_Warehouse_New_Miscellaneous_Natural Gas_Miscellaneous_E10 | F5 | Commercial | Warehouse | New | Miscellaneous | Natural Gas | Miscellaneous | E10 | Utility - Cost of Operation | 0 | 0 | 0 | 0 | 0 | 0 | 0 | 0 | 0 | 0 | 0 | 0 | 0 | 0 | 0 | 0 | 0 | 0 | 0 | 0 | 0 | 0 | 0 | 0 | 0 | 0 | 0 | 0 | 0 | 0 | 0 | 0 | 0
F6_Commercial_Warehouse_New_Miscellaneous_Natural Gas_Miscellaneous_E1 | F6 | Commercial | Warehouse | New | Miscellaneous | Natural Gas | Miscellaneous | E1 | Utility - Value of Sales | 0.0012449 | 0.0012449 | 0.0012449 | 0.0012449 | 0.0012449 | 0.0012449 | 0.0012449 | 0.0012449 | 0.0012449 | 0.0012449 | 0.0012449 | 0.0012449 | 0.0012449 | 0.0012449 | 0.0012449 | 0.0012449 | 0.0012449 | 0.0012449 | 0.0012449 | 0.0012449 | 0.0012449 | 0.0012449 | 0.0012449 | 0.0012449 | 0.0012449 | 0.0012449 | 0.0012449 | 0.0012449 | 0.0012449 | 0.0012449 | 0.0012449 | 0.0012449 | 0.0012449
F6_Commercial_Warehouse_New_Miscellaneous_Natural Gas_Miscellaneous_E2 | F6 | Commercial | Warehouse | New | Miscellaneous | Natural Gas | Miscellaneous | E2 | Utility - Value of Sales | 0 | 0 | 0 | 0 | 0 | 0 | 0 | 0 | 0 | 0 | 0 | 0 | 0 | 0 | 0 | 0 | 0 | 0 | 0 | 0 | 0 | 0 | 0 | 0 | 0 | 0 | 0 | 0 | 0 | 0 | 0 | 0 | 0
F6_Commercial_Warehouse_New_Miscellaneous_Natural Gas_Miscellaneous_E3 | F6 | Commercial | Warehouse | New | Miscellaneous | Natural Gas | Miscellaneous | E3 | Utility - Value of Sales | 0 | 0 | 0 | 0 | 0 | 0 | 0 | 0 | 0 | 0 | 0 | 0 | 0 | 0 | 0 | 0 | 0 | 0 | 0 | 0 | 0 | 0 | 0 | 0 | 0 | 0 | 0 | 0 | 0 | 0 | 0 | 0 | 0
F6_Commercial_Warehouse_New_Miscellaneous_Natural Gas_Miscellaneous_E4 | F6 | Commercial | Warehouse | New | Miscellaneous | Natural Gas | Miscellaneous | E4 | Utility - Value of Sales | 0 | 0 | 0 | 0 | 0 | 0 | 0 | 0 | 0 | 0 | 0 | 0 | 0 | 0 | 0 | 0 | 0 | 0 | 0 | 0 | 0 | 0 | 0 | 0 | 0 | 0 | 0 | 0 | 0 | 0 | 0 | 0 | 0
F6_Commercial_Warehouse_New_Miscellaneous_Natural Gas_Miscellaneous_E5 | F6 | Commercial | Warehouse | New | Miscellaneous | Natural Gas | Miscellaneous | E5 | Utility - Value of Sales | 0 | 0 | 0 | 0 | 0 | 0 | 0 | 0 | 0 | 0 | 0 | 0 | 0 | 0 | 0 | 0 | 0 | 0 | 0 | 0 | 0 | 0 | 0 | 0 | 0 | 0 | 0 | 0 | 0 | 0 | 0 | 0 | 0
F6_Commercial_Warehouse_New_Miscellaneous_Natural Gas_Miscellaneous_E6 | F6 | Commercial | Warehouse | New | Miscellaneous | Natural Gas | Miscellaneous | E6 | Utility - Value of Sales | 0 | 0 | 0 | 0 | 0 | 0 | 0 | 0 | 0 | 0 | 0 | 0 | 0 | 0 | 0 | 0 | 0 | 0 | 0 | 0 | 0 | 0 | 0 | 0 | 0 | 0 | 0 | 0 | 0 | 0 | 0 | 0 | 0
F6_Commercial_Warehouse_New_Miscellaneous_Natural Gas_Miscellaneous_E7 | F6 | Commercial | Warehouse | New | Miscellaneous | Natural Gas | Miscellaneous | E7 | Utility - Value of Sales | 0 | 0 | 0 | 0 | 0 | 0 | 0 | 0 | 0 | 0 | 0 | 0 | 0 | 0 | 0 | 0 | 0 | 0 | 0 | 0 | 0 | 0 | 0 | 0 | 0 | 0 | 0 | 0 | 0 | 0 | 0 | 0 | 0
F6_Commercial_Warehouse_New_Miscellaneous_Natural Gas_Miscellaneous_E8 | F6 | Commercial | Warehouse | New | Miscellaneous | Natural Gas | Miscellaneous | E8 | Utility - Value of Sales | 0 | 0 | 0 | 0 | 0 | 0 | 0 | 0 | 0 | 0 | 0 | 0 | 0 | 0 | 0 | 0 | 0 | 0 | 0 | 0 | 0 | 0 | 0 | 0 | 0 | 0 | 0 | 0 | 0 | 0 | 0 | 0 | 0
F6_Commercial_Warehouse_New_Miscellaneous_Natural Gas_Miscellaneous_E9 | F6 | Commercial | Warehouse | New | Miscellaneous | Natural Gas | Miscellaneous | E9 | Utility - Value of Sales | 0 | 0 | 0 | 0 | 0 | 0 | 0 | 0 | 0 | 0 | 0 | 0 | 0 | 0 | 0 | 0 | 0 | 0 | 0 | 0 | 0 | 0 | 0 | 0 | 0 | 0 | 0 | 0 | 0 | 0 | 0 | 0 | 0
F6_Commercial_Warehouse_New_Miscellaneous_Natural Gas_Miscellaneous_E10 | F6 | Commercial | Warehouse | New | Miscellaneous | Natural Gas | Miscellaneous | E10 | Utility - Value of Sales | 0 | 0 | 0 | 0 | 0 | 0 | 0 | 0 | 0 | 0 | 0 | 0 | 0 | 0 | 0 | 0 | 0 | 0 | 0 | 0 | 0 | 0 | 0 | 0 | 0 | 0 | 0 | 0 | 0 | 0 | 0 | 0 | 0
F1_Commercial_Miscellaneous_Existing_Space Heating_Natural Gas_Furnace_E1 | F1 | Commercial | Miscellaneous | Existing | Space Heating | Natural Gas | Furnace | E1 | RVT - Cost of Equipment | 0.10646 | 0.10656 | 0.10666 | 0.10681 | 0.10703 | 0.10737 | 0.1076 | 0.10779 | 0.10799 | 0.10817 | 0.1083 | 0.10838 | 0.10845 | 0.10851 | 0.1086 | 0.10863 | 0.10869 | 0.1088 | 0.10892 | 0.10906 | 0.10922 | 0.10936 | 0.10947 | 0.10955 | 0.1096 | 0.10962 | 0.10959 | 0.10953 | 0.10948 | 0.10946 | 0.10948 | 0.10948 | 0.10948
F1_Commercial_Miscellaneous_Existing_Space Heating_Natural Gas_Furnace_E2 | F1 | Commercial | Miscellaneous | Existing | Space Heating | Natural Gas | Furnace | E2 | RVT - Cost of Equipment | 0.094632 | 0.094716 | 0.094808 | 0.094946 | 0.095141 | 0.095439 | 0.095648 | 0.095809 | 0.095988 | 0.096154 | 0.096268 | 0.096338 | 0.096401 | 0.096458 | 0.096532 | 0.096562 | 0.096615 | 0.096714 | 0.09682 | 0.096942 | 0.097087 | 0.097209 | 0.097303 | 0.097375 | 0.097423 | 0.097437 | 0.097411 | 0.097359 | 0.097318 | 0.097298 | 0.097312 | 0.097318 | 0.097318
F1_Commercial_Miscellaneous_Existing_Space Heating_Natural Gas_Furnace_E3 | F1 | Commercial | Miscellaneous | Existing | Space Heating | Natural Gas | Furnace | E3 | RVT - Cost of Equipment | 0.088718 | 0.088797 | 0.088883 | 0.089012 | 0.089195 | 0.089474 | 0.08967 | 0.089821 | 0.089989 | 0.090144 | 0.090251 | 0.090317 | 0.090376 | 0.090429 | 0.090499 | 0.090527 | 0.090576 | 0.09067 | 0.090768 | 0.090883 | 0.091019 | 0.091133 | 0.091222 | 0.091289 | 0.091334 | 0.091347 | 0.091323 | 0.091274 | 0.091235 | 0.091217 | 0.09123 | 0.091236 | 0.091236
F1_Commercial_Miscellaneous_Existing_Space Heating_Natural Gas_Furnace_E4 | F1 | Commercial | Miscellaneous | Existing | Space Heating | Natural Gas | Furnace | E4 | RVT - Cost of Equipment | 0.065042 | 0.065098 | 0.065159 | 0.065256 | 0.065401 | 0.065637 | 0.06579 | 0.0659 | 0.06603 | 0.066152 | 0.066234 | 0.066284 | 0.066334 | 0.066384 | 0.066454 | 0.066486 | 0.066539 | 0.066634 | 0.066731 | 0.066843 | 0.066973 | 0.067082 | 0.067168 | 0.067233 | 0.067276 | 0.067289 | 0.067266 | 0.067218 | 0.067181 | 0.067163 | 0.067176 | 0.067181 | 0.067181
F1_Commercial_Miscellaneous_Existing_Space Heating_Natural Gas_Furnace_E5 | F1 | Commercial | Miscellaneous | Existing | Space Heating | Natural Gas | Furnace | E5 | RVT - Cost of Equipment | 0 | 0 | 0 | 0 | 0 | 0 | 0 | 0 | 0 | 0 | 0 | 0 | 0 | 0 | 0 | 0 | 0 | 0 | 0 | 0 | 0 | 0 | 0 | 0 | 0 | 0 | 0 | 0 | 0 | 0 | 0 | 0 | 0
F1_Commercial_Miscellaneous_Existing_Space Heating_Natural Gas_Furnace_E6 | F1 | Commercial | Miscellaneous | Existing | Space Heating | Natural Gas | Furnace | E6 | RVT - Cost of Equipment | 0 | 0 | 0 | 0 | 0 | 0 | 0 | 0 | 0 | 0 | 0 | 0 | 0 | 0 | 0 | 0 | 0 | 0 | 0 | 0 | 0 | 0 | 0 | 0 | 0 | 0 | 0 | 0 | 0 | 0 | 0 | 0 | 0
F1_Commercial_Miscellaneous_Existing_Space Heating_Natural Gas_Furnace_E7 | F1 | Commercial | Miscellaneous | Existing | Space Heating | Natural Gas | Furnace | E7 | RVT - Cost of Equipment | 0 | 0 | 0 | 0 | 0 | 0 | 0 | 0 | 0 | 0 | 0 | 0 | 0 | 0 | 0 | 0 | 0 | 0 | 0 | 0 | 0 | 0 | 0 | 0 | 0 | 0 | 0 | 0 | 0 | 0 | 0 | 0 | 0
F1_Commercial_Miscellaneous_Existing_Space Heating_Natural Gas_Furnace_E8 | F1 | Commercial | Miscellaneous | Existing | Space Heating | Natural Gas | Furnace | E8 | RVT - Cost of Equipment | 0 | 0 | 0 | 0 | 0 | 0 | 0 | 0 | 0 | 0 | 0 | 0 | 0 | 0 | 0 | 0 | 0 | 0 | 0 | 0 | 0 | 0 | 0 | 0 | 0 | 0 | 0 | 0 | 0 | 0 | 0 | 0 | 0
F1_Commercial_Miscellaneous_Existing_Space Heating_Natural Gas_Furnace_E9 | F1 | Commercial | Miscellaneous | Existing | Space Heating | Natural Gas | Furnace | E9 | RVT - Cost of Equipment | 0 | 0 | 0 | 0 | 0 | 0 | 0 | 0 | 0 | 0 | 0 | 0 | 0 | 0 | 0 | 0 | 0 | 0 | 0 | 0 | 0 | 0 | 0 | 0 | 0 | 0 | 0 | 0 | 0 | 0 | 0 | 0 | 0
F1_Commercial_Miscellaneous_Existing_Space Heating_Natural Gas_Furnace_E10 | F1 | Commercial | Miscellaneous | Existing | Space Heating | Natural Gas | Furnace | E10 | RVT - Cost of Equipment | 0 | 0 | 0 | 0 | 0 | 0 | 0 | 0 | 0 | 0 | 0 | 0 | 0 | 0 | 0 | 0 | 0 | 0 | 0 | 0 | 0 | 0 | 0 | 0 | 0 | 0 | 0 | 0 | 0 | 0 | 0 | 0 | 0
F2_Commercial_Miscellaneous_Existing_Space Heating_Natural Gas_Furnace_E1 | F2 | Commercial | Miscellaneous | Existing | Space Heating | Natural Gas | Furnace | E1 | RVT - Cost of Operation | 0.12755 | 0.12766 | 0.12778 | 0.12797 | 0.12823 | 0.12864 | 0.12892 | 0.12913 | 0.12937 | 0.1296 | 0.12975 | 0.12985 | 0.12993 | 0.13001 | 0.13011 | 0.13015 | 0.13022 | 0.13035 | 0.1305 | 0.13066 | 0.13086 | 0.13102 | 0.13115 | 0.13124 | 0.13131 | 0.13133 | 0.13129 | 0.13122 | 0.13117 | 0.13114 | 0.13116 | 0.13117 | 0.13117
F2_Commercial_Miscellaneous_Existing_Space Heating_Natural Gas_Furnace_E2 | F2 | Commercial | Miscellaneous | Existing | Space Heating | Natural Gas | Furnace | E2 | RVT - Cost of Operation | 0.11338 | 0.11348 | 0.11359 | 0.11375 | 0.11399 | 0.11434 | 0.11459 | 0.11479 | 0.115 | 0.1152 | 0.11534 | 0.11542 | 0.11549 | 0.11556 | 0.11565 | 0.11569 | 0.11575 | 0.11587 | 0.116 | 0.11614 | 0.11632 | 0.11646 | 0.11658 | 0.11666 | 0.11672 | 0.11674 | 0.11671 | 0.11664 | 0.11659 | 0.11657 | 0.11659 | 0.11659 | 0.11659
F2_Commercial_Miscellaneous_Existing_Space Heating_Natural Gas_Furnace_E3 | F2 | Commercial | Miscellaneous | Existing | Space Heating | Natural Gas | Furnace | E3 | RVT - Cost of Operation | 0.10629 | 0.10638 | 0.10649 | 0.10664 | 0.10686 | 0.1072 | 0.10743 | 0.10761 | 0.10781 | 0.108 | 0.10813 | 0.10821 | 0.10828 | 0.10834 | 0.10842 | 0.10846 | 0.10852 | 0.10863 | 0.10875 | 0.10888 | 0.10905 | 0.10918 | 0.10929 | 0.10937 | 0.10942 | 0.10944 | 0.10941 | 0.10935 | 0.10931 | 0.10928 | 0.1093 | 0.10931 | 0.10931
F2_Commercial_Miscellaneous_Existing_Space Heating_Natural Gas_Furnace_E4 | F2 | Commercial | Miscellaneous | Existing | Space Heating | Natural Gas | Furnace | E4 | RVT - Cost of Operation | 0.077924 | 0.077992 | 0.078064 | 0.078181 | 0.078355 | 0.078637 | 0.07882 | 0.078953 | 0.079108 | 0.079255 | 0.079352 | 0.079412 | 0.079472 | 0.079533 | 0.079616 | 0.079654 | 0.079718 | 0.079832 | 0.079949 | 0.080082 | 0.080238 | 0.080369 | 0.080472 | 0.080549 | 0.080601 | 0.080616 | 0.080589 | 0.080532 | 0.080487 | 0.080465 | 0.080481 | 0.080487 | 0.080487
F2_Commercial_Miscellaneous_Existing_Space Heating_Natural Gas_Furnace_E5 | F2 | Commercial | Miscellaneous | Existing | Space Heating | Natural Gas | Furnace | E5 | RVT - Cost of Operation | 0 | 0 | 0 | 0 | 0 | 0 | 0 | 0 | 0 | 0 | 0 | 0 | 0 | 0 | 0 | 0 | 0 | 0 | 0 | 0 | 0 | 0 | 0 | 0 | 0 | 0 | 0 | 0 | 0 | 0 | 0 | 0 | 0
F2_Commercial_Miscellaneous_Existing_Space Heating_Natural Gas_Furnace_E6 | F2 | Commercial | Miscellaneous | Existing | Space Heating | Natural Gas | Furnace | E6 | RVT - Cost of Operation | 0 | 0 | 0 | 0 | 0 | 0 | 0 | 0 | 0 | 0 | 0 | 0 | 0 | 0 | 0 | 0 | 0 | 0 | 0 | 0 | 0 | 0 | 0 | 0 | 0 | 0 | 0 | 0 | 0 | 0 | 0 | 0 | 0
F2_Commercial_Miscellaneous_Existing_Space Heating_Natural Gas_Furnace_E7 | F2 | Commercial | Miscellaneous | Existing | Space Heating | Natural Gas | Furnace | E7 | RVT - Cost of Operation | 0 | 0 | 0 | 0 | 0 | 0 | 0 | 0 | 0 | 0 | 0 | 0 | 0 | 0 | 0 | 0 | 0 | 0 | 0 | 0 | 0 | 0 | 0 | 0 | 0 | 0 | 0 | 0 | 0 | 0 | 0 | 0 | 0
F2_Commercial_Miscellaneous_Existing_Space Heating_Natural Gas_Furnace_E8 | F2 | Commercial | Miscellaneous | Existing | Space Heating | Natural Gas | Furnace | E8 | RVT - Cost of Operation | 0 | 0 | 0 | 0 | 0 | 0 | 0 | 0 | 0 | 0 | 0 | 0 | 0 | 0 | 0 | 0 | 0 | 0 | 0 | 0 | 0 | 0 | 0 | 0 | 0 | 0 | 0 | 0 | 0 | 0 | 0 | 0 | 0
F2_Commercial_Miscellaneous_Existing_Space Heating_Natural Gas_Furnace_E9 | F2 | Commercial | Miscellaneous | Existing | Space Heating | Natural Gas | Furnace | E9 | RVT - Cost of Operation | 0 | 0 | 0 | 0 | 0 | 0 | 0 | 0 | 0 | 0 | 0 | 0 | 0 | 0 | 0 | 0 | 0 | 0 | 0 | 0 | 0 | 0 | 0 | 0 | 0 | 0 | 0 | 0 | 0 | 0 | 0 | 0 | 0
F2_Commercial_Miscellaneous_Existing_Space Heating_Natural Gas_Furnace_E10 | F2 | Commercial | Miscellaneous | Existing | Space Heating | Natural Gas | Furnace | E10 | RVT - Cost of Operation | 0 | 0 | 0 | 0 | 0 | 0 | 0 | 0 | 0 | 0 | 0 | 0 | 0 | 0 | 0 | 0 | 0 | 0 | 0 | 0 | 0 | 0 | 0 | 0 | 0 | 0 | 0 | 0 | 0 | 0 | 0 | 0 | 0
F3_Commercial_Miscellaneous_Existing_Space Heating_Natural Gas_Furnace_E1 | F3 | Commercial | Miscellaneous | Existing | Space Heating | Natural Gas | Furnace | E1 | System - kBTUs of Consumption | 0.056562 | 0.056562 | 0.056562 | 0.056562 | 0.056562 | 0.056562 | 0.056562 | 0.056562 | 0.056562 | 0.056562 | 0.056562 | 0.056562 | 0.056562 | 0.056562 | 0.056562 | 0.056562 | 0.056562 | 0.056562 | 0.056562 | 0.056562 | 0.056562 | 0.056562 | 0.056562 | 0.056562 | 0.056562 | 0.056562 | 0.056562 | 0.056562 | 0.056562 | 0.056562 | 0.056562 | 0.056562 | 0.056562
F3_Commercial_Miscellaneous_Existing_Space Heating_Natural Gas_Furnace_E2 | F3 | Commercial | Miscellaneous | Existing | Space Heating | Natural Gas | Furnace | E2 | System - kBTUs of Consumption | 0.068819 | 0.068819 | 0.068819 | 0.068819 | 0.068819 | 0.068819 | 0.068819 | 0.068819 | 0.068819 | 0.068819 | 0.068819 | 0.068819 | 0.068819 | 0.068819 | 0.068819 | 0.068819 | 0.068819 | 0.068819 | 0.068819 | 0.068819 | 0.068819 | 0.068819 | 0.068819 | 0.068819 | 0.068819 | 0.068819 | 0.068819 | 0.068819 | 0.068819 | 0.068819 | 0.068819 | 0.068819 | 0.068819
F3_Commercial_Miscellaneous_Existing_Space Heating_Natural Gas_Furnace_E3 | F3 | Commercial | Miscellaneous | Existing | Space Heating | Natural Gas | Furnace | E3 | System - kBTUs of Consumption | 0.081077 | 0.081077 | 0.081077 | 0.081077 | 0.081077 | 0.081077 | 0.081077 | 0.081077 | 0.081077 | 0.081077 | 0.081077 | 0.081077 | 0.081077 | 0.081077 | 0.081077 | 0.081077 | 0.081077 | 0.081077 | 0.081077 | 0.081077 | 0.081077 | 0.081077 | 0.081077 | 0.081077 | 0.081077 | 0.081077 | 0.081077 | 0.081077 | 0.081077 | 0.081077 | 0.081077 | 0.081077 | 0.081077
F3_Commercial_Miscellaneous_Existing_Space Heating_Natural Gas_Furnace_E4 | F3 | Commercial | Miscellaneous | Existing | Space Heating | Natural Gas | Furnace | E4 | System - kBTUs of Consumption | 1.6031 | 1.6031 | 1.6031 | 1.6031 | 1.6031 | 1.6031 | 1.6031 | 1.6031 | 1.6031 | 1.6031 | 1.6031 | 1.6031 | 1.6031 | 1.6031 | 1.6031 | 1.6031 | 1.6031 | 1.6031 | 1.6031 | 1.6031 | 1.6031 | 1.6031 | 1.6031 | 1.6031 | 1.6031 | 1.6031 | 1.6031 | 1.6031 | 1.6031 | 1.6031 | 1.6031 | 1.6031 | 1.6031
F3_Commercial_Miscellaneous_Existing_Space Heating_Natural Gas_Furnace_E5 | F3 | Commercial | Miscellaneous | Existing | Space Heating | Natural Gas | Furnace | E5 | System - kBTUs of Consumption | 0 | 0 | 0 | 0 | 0 | 0 | 0 | 0 | 0 | 0 | 0 | 0 | 0 | 0 | 0 | 0 | 0 | 0 | 0 | 0 | 0 | 0 | 0 | 0 | 0 | 0 | 0 | 0 | 0 | 0 | 0 | 0 | 0
F3_Commercial_Miscellaneous_Existing_Space Heating_Natural Gas_Furnace_E6 | F3 | Commercial | Miscellaneous | Existing | Space Heating | Natural Gas | Furnace | E6 | System - kBTUs of Consumption | 0 | 0 | 0 | 0 | 0 | 0 | 0 | 0 | 0 | 0 | 0 | 0 | 0 | 0 | 0 | 0 | 0 | 0 | 0 | 0 | 0 | 0 | 0 | 0 | 0 | 0 | 0 | 0 | 0 | 0 | 0 | 0 | 0
F3_Commercial_Miscellaneous_Existing_Space Heating_Natural Gas_Furnace_E7 | F3 | Commercial | Miscellaneous | Existing | Space Heating | Natural Gas | Furnace | E7 | System - kBTUs of Consumption | 0 | 0 | 0 | 0 | 0 | 0 | 0 | 0 | 0 | 0 | 0 | 0 | 0 | 0 | 0 | 0 | 0 | 0 | 0 | 0 | 0 | 0 | 0 | 0 | 0 | 0 | 0 | 0 | 0 | 0 | 0 | 0 | 0
F3_Commercial_Miscellaneous_Existing_Space Heating_Natural Gas_Furnace_E8 | F3 | Commercial | Miscellaneous | Existing | Space Heating | Natural Gas | Furnace | E8 | System - kBTUs of Consumption | 0 | 0 | 0 | 0 | 0 | 0 | 0 | 0 | 0 | 0 | 0 | 0 | 0 | 0 | 0 | 0 | 0 | 0 | 0 | 0 | 0 | 0 | 0 | 0 | 0 | 0 | 0 | 0 | 0 | 0 | 0 | 0 | 0
F3_Commercial_Miscellaneous_Existing_Space Heating_Natural Gas_Furnace_E9 | F3 | Commercial | Miscellaneous | Existing | Space Heating | Natural Gas | Furnace | E9 | System - kBTUs of Consumption | 0 | 0 | 0 | 0 | 0 | 0 | 0 | 0 | 0 | 0 | 0 | 0 | 0 | 0 | 0 | 0 | 0 | 0 | 0 | 0 | 0 | 0 | 0 | 0 | 0 | 0 | 0 | 0 | 0 | 0 | 0 | 0 | 0
F3_Commercial_Miscellaneous_Existing_Space Heating_Natural Gas_Furnace_E10 | F3 | Commercial | Miscellaneous | Existing | Space Heating | Natural Gas | Furnace | E10 | System - kBTUs of Consumption | 0 | 0 | 0 | 0 | 0 | 0 | 0 | 0 | 0 | 0 | 0 | 0 | 0 | 0 | 0 | 0 | 0 | 0 | 0 | 0 | 0 | 0 | 0 | 0 | 0 | 0 | 0 | 0 | 0 | 0 | 0 | 0 | 0
F4_Commercial_Miscellaneous_Existing_Space Heating_Natural Gas_Furnace_E1 | F4 | Commercial | Miscellaneous | Existing | Space Heating | Natural Gas | Furnace | E1 | Utility - Cost of Equipment | 0.12755 | 0.12766 | 0.12778 | 0.12797 | 0.12823 | 0.12864 | 0.12892 | 0.12913 | 0.12937 | 0.1296 | 0.12975 | 0.12985 | 0.12993 | 0.13001 | 0.13011 | 0.13015 | 0.13022 | 0.13035 | 0.1305 | 0.13066 | 0.13086 | 0.13102 | 0.13115 | 0.13124 | 0.13131 | 0.13133 | 0.13129 | 0.13122 | 0.13117 | 0.13114 | 0.13116 | 0.13117 | 0.13117
F4_Commercial_Miscellaneous_Existing_Space Heating_Natural Gas_Furnace_E2 | F4 | Commercial | Miscellaneous | Existing | Space Heating | Natural Gas | Furnace | E2 | Utility - Cost of Equipment | 0.11338 | 0.11348 | 0.11359 | 0.11375 | 0.11399 | 0.11434 | 0.11459 | 0.11479 | 0.115 | 0.1152 | 0.11534 | 0.11542 | 0.11549 | 0.11556 | 0.11565 | 0.11569 | 0.11575 | 0.11587 | 0.116 | 0.11614 | 0.11632 | 0.11646 | 0.11658 | 0.11666 | 0.11672 | 0.11674 | 0.11671 | 0.11664 | 0.11659 | 0.11657 | 0.11659 | 0.11659 | 0.11659
F4_Commercial_Miscellaneous_Existing_Space Heating_Natural Gas_Furnace_E3 | F4 | Commercial | Miscellaneous | Existing | Space Heating | Natural Gas | Furnace | E3 | Utility - Cost of Equipment | 0.10629 | 0.10638 | 0.10649 | 0.10664 | 0.10686 | 0.1072 | 0.10743 | 0.10761 | 0.10781 | 0.108 | 0.10813 | 0.10821 | 0.10828 | 0.10834 | 0.10842 | 0.10846 | 0.10852 | 0.10863 | 0.10875 | 0.10888 | 0.10905 | 0.10918 | 0.10929 | 0.10937 | 0.10942 | 0.10944 | 0.10941 | 0.10935 | 0.10931 | 0.10928 | 0.1093 | 0.10931 | 0.10931
F4_Commercial_Miscellaneous_Existing_Space Heating_Natural Gas_Furnace_E4 | F4 | Commercial | Miscellaneous | Existing | Space Heating | Natural Gas | Furnace | E4 | Utility - Cost of Equipment | 0.077924 | 0.077992 | 0.078064 | 0.078181 | 0.078355 | 0.078637 | 0.07882 | 0.078953 | 0.079108 | 0.079255 | 0.079352 | 0.079412 | 0.079472 | 0.079533 | 0.079616 | 0.079654 | 0.079718 | 0.079832 | 0.079949 | 0.080082 | 0.080238 | 0.080369 | 0.080472 | 0.080549 | 0.080601 | 0.080616 | 0.080589 | 0.080532 | 0.080487 | 0.080465 | 0.080481 | 0.080487 | 0.080487
F4_Commercial_Miscellaneous_Existing_Space Heating_Natural Gas_Furnace_E5 | F4 | Commercial | Miscellaneous | Existing | Space Heating | Natural Gas | Furnace | E5 | Utility - Cost of Equipment | 0 | 0 | 0 | 0 | 0 | 0 | 0 | 0 | 0 | 0 | 0 | 0 | 0 | 0 | 0 | 0 | 0 | 0 | 0 | 0 | 0 | 0 | 0 | 0 | 0 | 0 | 0 | 0 | 0 | 0 | 0 | 0 | 0
F4_Commercial_Miscellaneous_Existing_Space Heating_Natural Gas_Furnace_E6 | F4 | Commercial | Miscellaneous | Existing | Space Heating | Natural Gas | Furnace | E6 | Utility - Cost of Equipment | 0 | 0 | 0 | 0 | 0 | 0 | 0 | 0 | 0 | 0 | 0 | 0 | 0 | 0 | 0 | 0 | 0 | 0 | 0 | 0 | 0 | 0 | 0 | 0 | 0 | 0 | 0 | 0 | 0 | 0 | 0 | 0 | 0
F4_Commercial_Miscellaneous_Existing_Space Heating_Natural Gas_Furnace_E7 | F4 | Commercial | Miscellaneous | Existing | Space Heating | Natural Gas | Furnace | E7 | Utility - Cost of Equipment | 0 | 0 | 0 | 0 | 0 | 0 | 0 | 0 | 0 | 0 | 0 | 0 | 0 | 0 | 0 | 0 | 0 | 0 | 0 | 0 | 0 | 0 | 0 | 0 | 0 | 0 | 0 | 0 | 0 | 0 | 0 | 0 | 0
F4_Commercial_Miscellaneous_Existing_Space Heating_Natural Gas_Furnace_E8 | F4 | Commercial | Miscellaneous | Existing | Space Heating | Natural Gas | Furnace | E8 | Utility - Cost of Equipment | 0 | 0 | 0 | 0 | 0 | 0 | 0 | 0 | 0 | 0 | 0 | 0 | 0 | 0 | 0 | 0 | 0 | 0 | 0 | 0 | 0 | 0 | 0 | 0 | 0 | 0 | 0 | 0 | 0 | 0 | 0 | 0 | 0
F4_Commercial_Miscellaneous_Existing_Space Heating_Natural Gas_Furnace_E9 | F4 | Commercial | Miscellaneous | Existing | Space Heating | Natural Gas | Furnace | E9 | Utility - Cost of Equipment | 0 | 0 | 0 | 0 | 0 | 0 | 0 | 0 | 0 | 0 | 0 | 0 | 0 | 0 | 0 | 0 | 0 | 0 | 0 | 0 | 0 | 0 | 0 | 0 | 0 | 0 | 0 | 0 | 0 | 0 | 0 | 0 | 0
F4_Commercial_Miscellaneous_Existing_Space Heating_Natural Gas_Furnace_E10 | F4 | Commercial | Miscellaneous | Existing | Space Heating | Natural Gas | Furnace | E10 | Utility - Cost of Equipment | 0 | 0 | 0 | 0 | 0 | 0 | 0 | 0 | 0 | 0 | 0 | 0 | 0 | 0 | 0 | 0 | 0 | 0 | 0 | 0 | 0 | 0 | 0 | 0 | 0 | 0 | 0 | 0 | 0 | 0 | 0 | 0 | 0
F5_Commercial_Miscellaneous_Existing_Space Heating_Natural Gas_Furnace_E1 | F5 | Commercial | Miscellaneous | Existing | Space Heating | Natural Gas | Furnace | E1 | Utility - Cost of Operation | 0.056562 | 0.056562 | 0.056562 | 0.056562 | 0.056562 | 0.056562 | 0.056562 | 0.056562 | 0.056562 | 0.056562 | 0.056562 | 0.056562 | 0.056562 | 0.056562 | 0.056562 | 0.056562 | 0.056562 | 0.056562 | 0.056562 | 0.056562 | 0.056562 | 0.056562 | 0.056562 | 0.056562 | 0.056562 | 0.056562 | 0.056562 | 0.056562 | 0.056562 | 0.056562 | 0.056562 | 0.056562 | 0.056562
F5_Commercial_Miscellaneous_Existing_Space Heating_Natural Gas_Furnace_E2 | F5 | Commercial | Miscellaneous | Existing | Space Heating | Natural Gas | Furnace | E2 | Utility - Cost of Operation | 0.068819 | 0.068819 | 0.068819 | 0.068819 | 0.068819 | 0.068819 | 0.068819 | 0.068819 | 0.068819 | 0.068819 | 0.068819 | 0.068819 | 0.068819 | 0.068819 | 0.068819 | 0.068819 | 0.068819 | 0.068819 | 0.068819 | 0.068819 | 0.068819 | 0.068819 | 0.068819 | 0.068819 | 0.068819 | 0.068819 | 0.068819 | 0.068819 | 0.068819 | 0.068819 | 0.068819 | 0.068819 | 0.068819
F5_Commercial_Miscellaneous_Existing_Space Heating_Natural Gas_Furnace_E3 | F5 | Commercial | Miscellaneous | Existing | Space Heating | Natural Gas | Furnace | E3 | Utility - Cost of Operation | 0.081077 | 0.081077 | 0.081077 | 0.081077 | 0.081077 | 0.081077 | 0.081077 | 0.081077 | 0.081077 | 0.081077 | 0.081077 | 0.081077 | 0.081077 | 0.081077 | 0.081077 | 0.081077 | 0.081077 | 0.081077 | 0.081077 | 0.081077 | 0.081077 | 0.081077 | 0.081077 | 0.081077 | 0.081077 | 0.081077 | 0.081077 | 0.081077 | 0.081077 | 0.081077 | 0.081077 | 0.081077 | 0.081077
F5_Commercial_Miscellaneous_Existing_Space Heating_Natural Gas_Furnace_E4 | F5 | Commercial | Miscellaneous | Existing | Space Heating | Natural Gas | Furnace | E4 | Utility - Cost of Operation | 1.6031 | 1.6031 | 1.6031 | 1.6031 | 1.6031 | 1.6031 | 1.6031 | 1.6031 | 1.6031 | 1.6031 | 1.6031 | 1.6031 | 1.6031 | 1.6031 | 1.6031 | 1.6031 | 1.6031 | 1.6031 | 1.6031 | 1.6031 | 1.6031 | 1.6031 | 1.6031 | 1.6031 | 1.6031 | 1.6031 | 1.6031 | 1.6031 | 1.6031 | 1.6031 | 1.6031 | 1.6031 | 1.6031
F5_Commercial_Miscellaneous_Existing_Space Heating_Natural Gas_Furnace_E5 | F5 | Commercial | Miscellaneous | Existing | Space Heating | Natural Gas | Furnace | E5 | Utility - Cost of Operation | 0 | 0 | 0 | 0 | 0 | 0 | 0 | 0 | 0 | 0 | 0 | 0 | 0 | 0 | 0 | 0 | 0 | 0 | 0 | 0 | 0 | 0 | 0 | 0 | 0 | 0 | 0 | 0 | 0 | 0 | 0 | 0 | 0
F5_Commercial_Miscellaneous_Existing_Space Heating_Natural Gas_Furnace_E6 | F5 | Commercial | Miscellaneous | Existing | Space Heating | Natural Gas | Furnace | E6 | Utility - Cost of Operation | 0 | 0 | 0 | 0 | 0 | 0 | 0 | 0 | 0 | 0 | 0 | 0 | 0 | 0 | 0 | 0 | 0 | 0 | 0 | 0 | 0 | 0 | 0 | 0 | 0 | 0 | 0 | 0 | 0 | 0 | 0 | 0 | 0
F5_Commercial_Miscellaneous_Existing_Space Heating_Natural Gas_Furnace_E7 | F5 | Commercial | Miscellaneous | Existing | Space Heating | Natural Gas | Furnace | E7 | Utility - Cost of Operation | 0 | 0 | 0 | 0 | 0 | 0 | 0 | 0 | 0 | 0 | 0 | 0 | 0 | 0 | 0 | 0 | 0 | 0 | 0 | 0 | 0 | 0 | 0 | 0 | 0 | 0 | 0 | 0 | 0 | 0 | 0 | 0 | 0
F5_Commercial_Miscellaneous_Existing_Space Heating_Natural Gas_Furnace_E8 | F5 | Commercial | Miscellaneous | Existing | Space Heating | Natural Gas | Furnace | E8 | Utility - Cost of Operation | 0 | 0 | 0 | 0 | 0 | 0 | 0 | 0 | 0 | 0 | 0 | 0 | 0 | 0 | 0 | 0 | 0 | 0 | 0 | 0 | 0 | 0 | 0 | 0 | 0 | 0 | 0 | 0 | 0 | 0 | 0 | 0 | 0
F5_Commercial_Miscellaneous_Existing_Space Heating_Natural Gas_Furnace_E9 | F5 | Commercial | Miscellaneous | Existing | Space Heating | Natural Gas | Furnace | E9 | Utility - Cost of Operation | 0 | 0 | 0 | 0 | 0 | 0 | 0 | 0 | 0 | 0 | 0 | 0 | 0 | 0 | 0 | 0 | 0 | 0 | 0 | 0 | 0 | 0 | 0 | 0 | 0 | 0 | 0 | 0 | 0 | 0 | 0 | 0 | 0
F5_Commercial_Miscellaneous_Existing_Space Heating_Natural Gas_Furnace_E10 | F5 | Commercial | Miscellaneous | Existing | Space Heating | Natural Gas | Furnace | E10 | Utility - Cost of Operation | 0 | 0 | 0 | 0 | 0 | 0 | 0 | 0 | 0 | 0 | 0 | 0 | 0 | 0 | 0 | 0 | 0 | 0 | 0 | 0 | 0 | 0 | 0 | 0 | 0 | 0 | 0 | 0 | 0 | 0 | 0 | 0 | 0
F6_Commercial_Miscellaneous_Existing_Space Heating_Natural Gas_Furnace_E1 | F6 | Commercial | Miscellaneous | Existing | Space Heating | Natural Gas | Furnace | E1 | Utility - Value of Sales | 0.056094 | 0.055793 | 0.055479 | 0.055165 | 0.054852 | 0.054541 | 0.054234 | 0.05393 | 0.053632 | 0.05334 | 0.053056 | 0.05278 | 0.052513 | 0.052257 | 0.052012 | 0.05178 | 0.051562 | 0.051357 | 0.051166 | 0.050989 | 0.050825 | 0.050675 | 0.050538 | 0.050415 | 0.050306 | 0.050211 | 0.050129 | 0.050061 | 0.050006 | 0.049965 | 0.049938 | 0.049924 | 0.049924
F6_Commercial_Miscellaneous_Existing_Space Heating_Natural Gas_Furnace_E2 | F6 | Commercial | Miscellaneous | Existing | Space Heating | Natural Gas | Furnace | E2 | Utility - Value of Sales | 0.049861 | 0.049594 | 0.049315 | 0.049036 | 0.048758 | 0.048481 | 0.048208 | 0.047938 | 0.047673 | 0.047414 | 0.047161 | 0.046915 | 0.046678 | 0.04645 | 0.046233 | 0.046027 | 0.045833 | 0.045651 | 0.045481 | 0.045323 | 0.045178 | 0.045044 | 0.044923 | 0.044814 | 0.044717 | 0.044632 | 0.044559 | 0.044498 | 0.04445 | 0.044413 | 0.044389 | 0.044377 | 0.044377
F6_Commercial_Miscellaneous_Existing_Space Heating_Natural Gas_Furnace_E3 | F6 | Commercial | Miscellaneous | Existing | Space Heating | Natural Gas | Furnace | E3 | Utility - Value of Sales | 0.046745 | 0.046494 | 0.046233 | 0.045971 | 0.04571 | 0.045451 | 0.045195 | 0.044942 | 0.044693 | 0.04445 | 0.044213 | 0.043983 | 0.043761 | 0.043547 | 0.043343 | 0.04315 | 0.042968 | 0.042797 | 0.042638 | 0.04249 | 0.042354 | 0.042229 | 0.042115 | 0.042013 | 0.041922 | 0.041842 | 0.041774 | 0.041717 | 0.041672 | 0.041638 | 0.041615 | 0.041603 | 0.041603
F6_Commercial_Miscellaneous_Existing_Space Heating_Natural Gas_Furnace_E4 | F6 | Commercial | Miscellaneous | Existing | Space Heating | Natural Gas | Furnace | E4 | Utility - Value of Sales | 0.035282 | 0.035102 | 0.034908 | 0.034715 | 0.034522 | 0.034329 | 0.034135 | 0.033942 | 0.033749 | 0.033556 | 0.033362 | 0.033169 | 0.032976 | 0.032784 | 0.032594 | 0.032408 | 0.032227 | 0.032051 | 0.031883 | 0.031722 | 0.031571 | 0.031431 | 0.031302 | 0.031186 | 0.031083 | 0.030993 | 0.030916 | 0.030851 | 0.0308 | 0.030761 | 0.030735 | 0.030723 | 0.030723
F6_Commercial_Miscellaneous_Existing_Space Heating_Natural Gas_Furnace_E5 | F6 | Commercial | Miscellaneous | Existing | Space Heating | Natural Gas | Furnace | E5 | Utility - Value of Sales | 0 | 0 | 0 | 0 | 0 | 0 | 0 | 0 | 0 | 0 | 0 | 0 | 0 | 0 | 0 | 0 | 0 | 0 | 0 | 0 | 0 | 0 | 0 | 0 | 0 | 0 | 0 | 0 | 0 | 0 | 0 | 0 | 0
F6_Commercial_Miscellaneous_Existing_Space Heating_Natural Gas_Furnace_E6 | F6 | Commercial | Miscellaneous | Existing | Space Heating | Natural Gas | Furnace | E6 | Utility - Value of Sales | 0 | 0 | 0 | 0 | 0 | 0 | 0 | 0 | 0 | 0 | 0 | 0 | 0 | 0 | 0 | 0 | 0 | 0 | 0 | 0 | 0 | 0 | 0 | 0 | 0 | 0 | 0 | 0 | 0 | 0 | 0 | 0 | 0
F6_Commercial_Miscellaneous_Existing_Space Heating_Natural Gas_Furnace_E7 | F6 | Commercial | Miscellaneous | Existing | Space Heating | Natural Gas | Furnace | E7 | Utility - Value of Sales | 0 | 0 | 0 | 0 | 0 | 0 | 0 | 0 | 0 | 0 | 0 | 0 | 0 | 0 | 0 | 0 | 0 | 0 | 0 | 0 | 0 | 0 | 0 | 0 | 0 | 0 | 0 | 0 | 0 | 0 | 0 | 0 | 0
F6_Commercial_Miscellaneous_Existing_Space Heating_Natural Gas_Furnace_E8 | F6 | Commercial | Miscellaneous | Existing | Space Heating | Natural Gas | Furnace | E8 | Utility - Value of Sales | 0 | 0 | 0 | 0 | 0 | 0 | 0 | 0 | 0 | 0 | 0 | 0 | 0 | 0 | 0 | 0 | 0 | 0 | 0 | 0 | 0 | 0 | 0 | 0 | 0 | 0 | 0 | 0 | 0 | 0 | 0 | 0 | 0
F6_Commercial_Miscellaneous_Existing_Space Heating_Natural Gas_Furnace_E9 | F6 | Commercial | Miscellaneous | Existing | Space Heating | Natural Gas | Furnace | E9 | Utility - Value of Sales | 0 | 0 | 0 | 0 | 0 | 0 | 0 | 0 | 0 | 0 | 0 | 0 | 0 | 0 | 0 | 0 | 0 | 0 | 0 | 0 | 0 | 0 | 0 | 0 | 0 | 0 | 0 | 0 | 0 | 0 | 0 | 0 | 0
F6_Commercial_Miscellaneous_Existing_Space Heating_Natural Gas_Furnace_E10 | F6 | Commercial | Miscellaneous | Existing | Space Heating | Natural Gas | Furnace | E10 | Utility - Value of Sales | 0 | 0 | 0 | 0 | 0 | 0 | 0 | 0 | 0 | 0 | 0 | 0 | 0 | 0 | 0 | 0 | 0 | 0 | 0 | 0 | 0 | 0 | 0 | 0 | 0 | 0 | 0 | 0 | 0 | 0 | 0 | 0 | 0
F1_Commercial_Miscellaneous_Existing_Space Heating_Natural Gas_Boiler_E1 | F1 | Commercial | Miscellaneous | Existing | Space Heating | Natural Gas | Boiler | E1 | RVT - Cost of Equipment | 0.44988 | 0.45031 | 0.45078 | 0.45146 | 0.45239 | 0.45377 | 0.45474 | 0.45548 | 0.45628 | 0.45701 | 0.45751 | 0.45782 | 0.45811 | 0.45837 | 0.4587 | 0.45884 | 0.45908 | 0.45953 | 0.46 | 0.46056 | 0.46122 | 0.46177 | 0.46219 | 0.46252 | 0.46274 | 0.4628 | 0.46268 | 0.46245 | 0.46226 | 0.46217 | 0.46224 | 0.46226 | 0.46226
F1_Commercial_Miscellaneous_Existing_Space Heating_Natural Gas_Boiler_E2 | F1 | Commercial | Miscellaneous | Existing | Space Heating | Natural Gas | Boiler | E2 | RVT - Cost of Equipment | 0.42342 | 0.42382 | 0.42427 | 0.4249 | 0.42578 | 0.42708 | 0.42799 | 0.42868 | 0.42944 | 0.43013 | 0.4306 | 0.43089 | 0.43116 | 0.4314 | 0.43172 | 0.43185 | 0.43207 | 0.4325 | 0.43295 | 0.43347 | 0.43409 | 0.4346 | 0.43501 | 0.43531 | 0.43552 | 0.43558 | 0.43547 | 0.43524 | 0.43507 | 0.43498 | 0.43505 | 0.43507 | 0.43507
F1_Commercial_Miscellaneous_Existing_Space Heating_Natural Gas_Boiler_E3 | F1 | Commercial | Miscellaneous | Existing | Space Heating | Natural Gas | Boiler | E3 | RVT - Cost of Equipment | 0.37104 | 0.37139 | 0.37178 | 0.37234 | 0.3731 | 0.37424 | 0.37504 | 0.37565 | 0.37631 | 0.37692 | 0.37733 | 0.37758 | 0.37782 | 0.37803 | 0.37831 | 0.37842 | 0.37862 | 0.37899 | 0.37938 | 0.37984 | 0.38038 | 0.38084 | 0.38119 | 0.38146 | 0.38164 | 0.38169 | 0.38159 | 0.3814 | 0.38125 | 0.38117 | 0.38123 | 0.38125 | 0.38125
F1_Commercial_Miscellaneous_Existing_Space Heating_Natural Gas_Boiler_E4 | F1 | Commercial | Miscellaneous | Existing | Space Heating | Natural Gas | Boiler | E4 | RVT - Cost of Equipment | 0.27379 | 0.27403 | 0.27428 | 0.27469 | 0.2753 | 0.27629 | 0.27693 | 0.2774 | 0.27795 | 0.27846 | 0.2788 | 0.27901 | 0.27923 | 0.27944 | 0.27973 | 0.27987 | 0.28009 | 0.28049 | 0.2809 | 0.28137 | 0.28191 | 0.28238 | 0.28274 | 0.28301 | 0.28319 | 0.28324 | 0.28315 | 0.28295 | 0.28279 | 0.28272 | 0.28277 | 0.28279 | 0.28279
F1_Commercial_Miscellaneous_Existing_Space Heating_Natural Gas_Boiler_E5 | F1 | Commercial | Miscellaneous | Existing | Space Heating | Natural Gas | Boiler | E5 | RVT - Cost of Equipment | 0 | 0 | 0 | 0 | 0 | 0 | 0 | 0 | 0 | 0 | 0 | 0 | 0 | 0 | 0 | 0 | 0 | 0 | 0 | 0 | 0 | 0 | 0 | 0 | 0 | 0 | 0 | 0 | 0 | 0 | 0 | 0 | 0
F1_Commercial_Miscellaneous_Existing_Space Heating_Natural Gas_Boiler_E6 | F1 | Commercial | Miscellaneous | Existing | Space Heating | Natural Gas | Boiler | E6 | RVT - Cost of Equipment | 0 | 0 | 0 | 0 | 0 | 0 | 0 | 0 | 0 | 0 | 0 | 0 | 0 | 0 | 0 | 0 | 0 | 0 | 0 | 0 | 0 | 0 | 0 | 0 | 0 | 0 | 0 | 0 | 0 | 0 | 0 | 0 | 0
F1_Commercial_Miscellaneous_Existing_Space Heating_Natural Gas_Boiler_E7 | F1 | Commercial | Miscellaneous | Existing | Space Heating | Natural Gas | Boiler | E7 | RVT - Cost of Equipment | 0 | 0 | 0 | 0 | 0 | 0 | 0 | 0 | 0 | 0 | 0 | 0 | 0 | 0 | 0 | 0 | 0 | 0 | 0 | 0 | 0 | 0 | 0 | 0 | 0 | 0 | 0 | 0 | 0 | 0 | 0 | 0 | 0
F1_Commercial_Miscellaneous_Existing_Space Heating_Natural Gas_Boiler_E8 | F1 | Commercial | Miscellaneous | Existing | Space Heating | Natural Gas | Boiler | E8 | RVT - Cost of Equipment | 0 | 0 | 0 | 0 | 0 | 0 | 0 | 0 | 0 | 0 | 0 | 0 | 0 | 0 | 0 | 0 | 0 | 0 | 0 | 0 | 0 | 0 | 0 | 0 | 0 | 0 | 0 | 0 | 0 | 0 | 0 | 0 | 0
F1_Commercial_Miscellaneous_Existing_Space Heating_Natural Gas_Boiler_E9 | F1 | Commercial | Miscellaneous | Existing | Space Heating | Natural Gas | Boiler | E9 | RVT - Cost of Equipment | 0 | 0 | 0 | 0 | 0 | 0 | 0 | 0 | 0 | 0 | 0 | 0 | 0 | 0 | 0 | 0 | 0 | 0 | 0 | 0 | 0 | 0 | 0 | 0 | 0 | 0 | 0 | 0 | 0 | 0 | 0 | 0 | 0
F1_Commercial_Miscellaneous_Existing_Space Heating_Natural Gas_Boiler_E10 | F1 | Commercial | Miscellaneous | Existing | Space Heating | Natural Gas | Boiler | E10 | RVT - Cost of Equipment | 0 | 0 | 0 | 0 | 0 | 0 | 0 | 0 | 0 | 0 | 0 | 0 | 0 | 0 | 0 | 0 | 0 | 0 | 0 | 0 | 0 | 0 | 0 | 0 | 0 | 0 | 0 | 0 | 0 | 0 | 0 | 0 | 0
F2_Commercial_Miscellaneous_Existing_Space Heating_Natural Gas_Boiler_E1 | F2 | Commercial | Miscellaneous | Existing | Space Heating | Natural Gas | Boiler | E1 | RVT - Cost of Operation | 0.53899 | 0.5395 | 0.54007 | 0.54088 | 0.54199 | 0.54365 | 0.54481 | 0.54569 | 0.54665 | 0.54753 | 0.54813 | 0.5485 | 0.54884 | 0.54915 | 0.54956 | 0.54972 | 0.55 | 0.55054 | 0.55111 | 0.55178 | 0.55257 | 0.55322 | 0.55374 | 0.55413 | 0.55439 | 0.55446 | 0.55433 | 0.55404 | 0.55382 | 0.55371 | 0.55379 | 0.55382 | 0.55382
F2_Commercial_Miscellaneous_Existing_Space Heating_Natural Gas_Boiler_E2 | F2 | Commercial | Miscellaneous | Existing | Space Heating | Natural Gas | Boiler | E2 | RVT - Cost of Operation | 0.50728 | 0.50777 | 0.5083 | 0.50906 | 0.51011 | 0.51167 | 0.51276 | 0.51359 | 0.5145 | 0.51532 | 0.51589 | 0.51624 | 0.51656 | 0.51685 | 0.51723 | 0.51738 | 0.51765 | 0.51816 | 0.5187 | 0.51932 | 0.52006 | 0.52068 | 0.52117 | 0.52153 | 0.52178 | 0.52185 | 0.52172 | 0.52145 | 0.52124 | 0.52114 | 0.52121 | 0.52124 | 0.52124
F2_Commercial_Miscellaneous_Existing_Space Heating_Natural Gas_Boiler_E3 | F2 | Commercial | Miscellaneous | Existing | Space Heating | Natural Gas | Boiler | E3 | RVT - Cost of Operation | 0.44453 | 0.44495 | 0.44542 | 0.44608 | 0.447 | 0.44837 | 0.44932 | 0.45005 | 0.45085 | 0.45157 | 0.45206 | 0.45237 | 0.45265 | 0.45291 | 0.45324 | 0.45338 | 0.45361 | 0.45406 | 0.45453 | 0.45508 | 0.45573 | 0.45627 | 0.45669 | 0.45701 | 0.45723 | 0.45729 | 0.45718 | 0.45694 | 0.45676 | 0.45667 | 0.45673 | 0.45676 | 0.45676
F2_Commercial_Miscellaneous_Existing_Space Heating_Natural Gas_Boiler_E4 | F2 | Commercial | Miscellaneous | Existing | Space Heating | Natural Gas | Boiler | E4 | RVT - Cost of Operation | 0.32801 | 0.3283 | 0.3286 | 0.32909 | 0.32983 | 0.33102 | 0.33179 | 0.33234 | 0.333 | 0.33362 | 0.33403 | 0.33428 | 0.33453 | 0.33478 | 0.33513 | 0.3353 | 0.33557 | 0.33605 | 0.33654 | 0.3371 | 0.33775 | 0.3383 | 0.33874 | 0.33906 | 0.33928 | 0.33935 | 0.33923 | 0.33899 | 0.3388 | 0.33871 | 0.33878 | 0.3388 | 0.3388
F2_Commercial_Miscellaneous_Existing_Space Heating_Natural Gas_Boiler_E5 | F2 | Commercial | Miscellaneous | Existing | Space Heating | Natural Gas | Boiler | E5 | RVT - Cost of Operation | 0 | 0 | 0 | 0 | 0 | 0 | 0 | 0 | 0 | 0 | 0 | 0 | 0 | 0 | 0 | 0 | 0 | 0 | 0 | 0 | 0 | 0 | 0 | 0 | 0 | 0 | 0 | 0 | 0 | 0 | 0 | 0 | 0
F2_Commercial_Miscellaneous_Existing_Space Heating_Natural Gas_Boiler_E6 | F2 | Commercial | Miscellaneous | Existing | Space Heating | Natural Gas | Boiler | E6 | RVT - Cost of Operation | 0 | 0 | 0 | 0 | 0 | 0 | 0 | 0 | 0 | 0 | 0 | 0 | 0 | 0 | 0 | 0 | 0 | 0 | 0 | 0 | 0 | 0 | 0 | 0 | 0 | 0 | 0 | 0 | 0 | 0 | 0 | 0 | 0
F2_Commercial_Miscellaneous_Existing_Space Heating_Natural Gas_Boiler_E7 | F2 | Commercial | Miscellaneous | Existing | Space Heating | Natural Gas | Boiler | E7 | RVT - Cost of Operation | 0 | 0 | 0 | 0 | 0 | 0 | 0 | 0 | 0 | 0 | 0 | 0 | 0 | 0 | 0 | 0 | 0 | 0 | 0 | 0 | 0 | 0 | 0 | 0 | 0 | 0 | 0 | 0 | 0 | 0 | 0 | 0 | 0
F2_Commercial_Miscellaneous_Existing_Space Heating_Natural Gas_Boiler_E8 | F2 | Commercial | Miscellaneous | Existing | Space Heating | Natural Gas | Boiler | E8 | RVT - Cost of Operation | 0 | 0 | 0 | 0 | 0 | 0 | 0 | 0 | 0 | 0 | 0 | 0 | 0 | 0 | 0 | 0 | 0 | 0 | 0 | 0 | 0 | 0 | 0 | 0 | 0 | 0 | 0 | 0 | 0 | 0 | 0 | 0 | 0
F2_Commercial_Miscellaneous_Existing_Space Heating_Natural Gas_Boiler_E9 | F2 | Commercial | Miscellaneous | Existing | Space Heating | Natural Gas | Boiler | E9 | RVT - Cost of Operation | 0 | 0 | 0 | 0 | 0 | 0 | 0 | 0 | 0 | 0 | 0 | 0 | 0 | 0 | 0 | 0 | 0 | 0 | 0 | 0 | 0 | 0 | 0 | 0 | 0 | 0 | 0 | 0 | 0 | 0 | 0 | 0 | 0
F2_Commercial_Miscellaneous_Existing_Space Heating_Natural Gas_Boiler_E10 | F2 | Commercial | Miscellaneous | Existing | Space Heating | Natural Gas | Boiler | E10 | RVT - Cost of Operation | 0 | 0 | 0 | 0 | 0 | 0 | 0 | 0 | 0 | 0 | 0 | 0 | 0 | 0 | 0 | 0 | 0 | 0 | 0 | 0 | 0 | 0 | 0 | 0 | 0 | 0 | 0 | 0 | 0 | 0 | 0 | 0 | 0
F3_Commercial_Miscellaneous_Existing_Space Heating_Natural Gas_Boiler_E1 | F3 | Commercial | Miscellaneous | Existing | Space Heating | Natural Gas | Boiler | E1 | System - kBTUs of Consumption | 0.31193 | 0.31193 | 0.31193 | 0.31193 | 0.31193 | 0.31193 | 0.31193 | 0.31193 | 0.31193 | 0.31193 | 0.31193 | 0.31193 | 0.31193 | 0.31193 | 0.31193 | 0.31193 | 0.31193 | 0.31193 | 0.31193 | 0.31193 | 0.31193 | 0.31193 | 0.31193 | 0.31193 | 0.31193 | 0.31193 | 0.31193 | 0.31193 | 0.31193 | 0.31193 | 0.31193 | 0.31193 | 0.31193
F3_Commercial_Miscellaneous_Existing_Space Heating_Natural Gas_Boiler_E2 | F3 | Commercial | Miscellaneous | Existing | Space Heating | Natural Gas | Boiler | E2 | System - kBTUs of Consumption | 0.35217 | 0.35217 | 0.35217 | 0.35217 | 0.35217 | 0.35217 | 0.35217 | 0.35217 | 0.35217 | 0.35217 | 0.35217 | 0.35217 | 0.35217 | 0.35217 | 0.35217 | 0.35217 | 0.35217 | 0.35217 | 0.35217 | 0.35217 | 0.35217 | 0.35217 | 0.35217 | 0.35217 | 0.35217 | 0.35217 | 0.35217 | 0.35217 | 0.35217 | 0.35217 | 0.35217 | 0.35217 | 0.35217
F3_Commercial_Miscellaneous_Existing_Space Heating_Natural Gas_Boiler_E3 | F3 | Commercial | Miscellaneous | Existing | Space Heating | Natural Gas | Boiler | E3 | System - kBTUs of Consumption | 0.43299 | 0.43299 | 0.43299 | 0.43299 | 0.43299 | 0.43299 | 0.43299 | 0.43299 | 0.43299 | 0.43299 | 0.43299 | 0.43299 | 0.43299 | 0.43299 | 0.43299 | 0.43299 | 0.43299 | 0.43299 | 0.43299 | 0.43299 | 0.43299 | 0.43299 | 0.43299 | 0.43299 | 0.43299 | 0.43299 | 0.43299 | 0.43299 | 0.43299 | 0.43299 | 0.43299 | 0.43299 | 0.43299
F3_Commercial_Miscellaneous_Existing_Space Heating_Natural Gas_Boiler_E4 | F3 | Commercial | Miscellaneous | Existing | Space Heating | Natural Gas | Boiler | E4 | System - kBTUs of Consumption | 1.661 | 1.661 | 1.661 | 1.661 | 1.661 | 1.661 | 1.661 | 1.661 | 1.661 | 1.661 | 1.661 | 1.661 | 1.661 | 1.661 | 1.661 | 1.661 | 1.661 | 1.661 | 1.661 | 1.661 | 1.661 | 1.661 | 1.661 | 1.661 | 1.661 | 1.661 | 1.661 | 1.661 | 1.661 | 1.661 | 1.661 | 1.661 | 1.661
F3_Commercial_Miscellaneous_Existing_Space Heating_Natural Gas_Boiler_E5 | F3 | Commercial | Miscellaneous | Existing | Space Heating | Natural Gas | Boiler | E5 | System - kBTUs of Consumption | 0 | 0 | 0 | 0 | 0 | 0 | 0 | 0 | 0 | 0 | 0 | 0 | 0 | 0 | 0 | 0 | 0 | 0 | 0 | 0 | 0 | 0 | 0 | 0 | 0 | 0 | 0 | 0 | 0 | 0 | 0 | 0 | 0
F3_Commercial_Miscellaneous_Existing_Space Heating_Natural Gas_Boiler_E6 | F3 | Commercial | Miscellaneous | Existing | Space Heating | Natural Gas | Boiler | E6 | System - kBTUs of Consumption | 0 | 0 | 0 | 0 | 0 | 0 | 0 | 0 | 0 | 0 | 0 | 0 | 0 | 0 | 0 | 0 | 0 | 0 | 0 | 0 | 0 | 0 | 0 | 0 | 0 | 0 | 0 | 0 | 0 | 0 | 0 | 0 | 0
F3_Commercial_Miscellaneous_Existing_Space Heating_Natural Gas_Boiler_E7 | F3 | Commercial | Miscellaneous | Existing | Space Heating | Natural Gas | Boiler | E7 | System - kBTUs of Consumption | 0 | 0 | 0 | 0 | 0 | 0 | 0 | 0 | 0 | 0 | 0 | 0 | 0 | 0 | 0 | 0 | 0 | 0 | 0 | 0 | 0 | 0 | 0 | 0 | 0 | 0 | 0 | 0 | 0 | 0 | 0 | 0 | 0
F3_Commercial_Miscellaneous_Existing_Space Heating_Natural Gas_Boiler_E8 | F3 | Commercial | Miscellaneous | Existing | Space Heating | Natural Gas | Boiler | E8 | System - kBTUs of Consumption | 0 | 0 | 0 | 0 | 0 | 0 | 0 | 0 | 0 | 0 | 0 | 0 | 0 | 0 | 0 | 0 | 0 | 0 | 0 | 0 | 0 | 0 | 0 | 0 | 0 | 0 | 0 | 0 | 0 | 0 | 0 | 0 | 0
F3_Commercial_Miscellaneous_Existing_Space Heating_Natural Gas_Boiler_E9 | F3 | Commercial | Miscellaneous | Existing | Space Heating | Natural Gas | Boiler | E9 | System - kBTUs of Consumption | 0 | 0 | 0 | 0 | 0 | 0 | 0 | 0 | 0 | 0 | 0 | 0 | 0 | 0 | 0 | 0 | 0 | 0 | 0 | 0 | 0 | 0 | 0 | 0 | 0 | 0 | 0 | 0 | 0 | 0 | 0 | 0 | 0
F3_Commercial_Miscellaneous_Existing_Space Heating_Natural Gas_Boiler_E10 | F3 | Commercial | Miscellaneous | Existing | Space Heating | Natural Gas | Boiler | E10 | System - kBTUs of Consumption | 0 | 0 | 0 | 0 | 0 | 0 | 0 | 0 | 0 | 0 | 0 | 0 | 0 | 0 | 0 | 0 | 0 | 0 | 0 | 0 | 0 | 0 | 0 | 0 | 0 | 0 | 0 | 0 | 0 | 0 | 0 | 0 | 0
F4_Commercial_Miscellaneous_Existing_Space Heating_Natural Gas_Boiler_E1 | F4 | Commercial | Miscellaneous | Existing | Space Heating | Natural Gas | Boiler | E1 | Utility - Cost of Equipment | 0.53899 | 0.5395 | 0.54007 | 0.54088 | 0.54199 | 0.54365 | 0.54481 | 0.54569 | 0.54665 | 0.54753 | 0.54813 | 0.5485 | 0.54884 | 0.54915 | 0.54956 | 0.54972 | 0.55 | 0.55054 | 0.55111 | 0.55178 | 0.55257 | 0.55322 | 0.55374 | 0.55413 | 0.55439 | 0.55446 | 0.55433 | 0.55404 | 0.55382 | 0.55371 | 0.55379 | 0.55382 | 0.55382
F4_Commercial_Miscellaneous_Existing_Space Heating_Natural Gas_Boiler_E2 | F4 | Commercial | Miscellaneous | Existing | Space Heating | Natural Gas | Boiler | E2 | Utility - Cost of Equipment | 0.50728 | 0.50777 | 0.5083 | 0.50906 | 0.51011 | 0.51167 | 0.51276 | 0.51359 | 0.5145 | 0.51532 | 0.51589 | 0.51624 | 0.51656 | 0.51685 | 0.51723 | 0.51738 | 0.51765 | 0.51816 | 0.5187 | 0.51932 | 0.52006 | 0.52068 | 0.52117 | 0.52153 | 0.52178 | 0.52185 | 0.52172 | 0.52145 | 0.52124 | 0.52114 | 0.52121 | 0.52124 | 0.52124
F4_Commercial_Miscellaneous_Existing_Space Heating_Natural Gas_Boiler_E3 | F4 | Commercial | Miscellaneous | Existing | Space Heating | Natural Gas | Boiler | E3 | Utility - Cost of Equipment | 0.44453 | 0.44495 | 0.44542 | 0.44608 | 0.447 | 0.44837 | 0.44932 | 0.45005 | 0.45085 | 0.45157 | 0.45206 | 0.45237 | 0.45265 | 0.45291 | 0.45324 | 0.45338 | 0.45361 | 0.45406 | 0.45453 | 0.45508 | 0.45573 | 0.45627 | 0.45669 | 0.45701 | 0.45723 | 0.45729 | 0.45718 | 0.45694 | 0.45676 | 0.45667 | 0.45673 | 0.45676 | 0.45676
F4_Commercial_Miscellaneous_Existing_Space Heating_Natural Gas_Boiler_E4 | F4 | Commercial | Miscellaneous | Existing | Space Heating | Natural Gas | Boiler | E4 | Utility - Cost of Equipment | 0.32801 | 0.3283 | 0.3286 | 0.32909 | 0.32983 | 0.33102 | 0.33179 | 0.33234 | 0.333 | 0.33362 | 0.33403 | 0.33428 | 0.33453 | 0.33478 | 0.33513 | 0.3353 | 0.33557 | 0.33605 | 0.33654 | 0.3371 | 0.33775 | 0.3383 | 0.33874 | 0.33906 | 0.33928 | 0.33935 | 0.33923 | 0.33899 | 0.3388 | 0.33871 | 0.33878 | 0.3388 | 0.3388
F4_Commercial_Miscellaneous_Existing_Space Heating_Natural Gas_Boiler_E5 | F4 | Commercial | Miscellaneous | Existing | Space Heating | Natural Gas | Boiler | E5 | Utility - Cost of Equipment | 0 | 0 | 0 | 0 | 0 | 0 | 0 | 0 | 0 | 0 | 0 | 0 | 0 | 0 | 0 | 0 | 0 | 0 | 0 | 0 | 0 | 0 | 0 | 0 | 0 | 0 | 0 | 0 | 0 | 0 | 0 | 0 | 0
F4_Commercial_Miscellaneous_Existing_Space Heating_Natural Gas_Boiler_E6 | F4 | Commercial | Miscellaneous | Existing | Space Heating | Natural Gas | Boiler | E6 | Utility - Cost of Equipment | 0 | 0 | 0 | 0 | 0 | 0 | 0 | 0 | 0 | 0 | 0 | 0 | 0 | 0 | 0 | 0 | 0 | 0 | 0 | 0 | 0 | 0 | 0 | 0 | 0 | 0 | 0 | 0 | 0 | 0 | 0 | 0 | 0
F4_Commercial_Miscellaneous_Existing_Space Heating_Natural Gas_Boiler_E7 | F4 | Commercial | Miscellaneous | Existing | Space Heating | Natural Gas | Boiler | E7 | Utility - Cost of Equipment | 0 | 0 | 0 | 0 | 0 | 0 | 0 | 0 | 0 | 0 | 0 | 0 | 0 | 0 | 0 | 0 | 0 | 0 | 0 | 0 | 0 | 0 | 0 | 0 | 0 | 0 | 0 | 0 | 0 | 0 | 0 | 0 | 0
F4_Commercial_Miscellaneous_Existing_Space Heating_Natural Gas_Boiler_E8 | F4 | Commercial | Miscellaneous | Existing | Space Heating | Natural Gas | Boiler | E8 | Utility - Cost of Equipment | 0 | 0 | 0 | 0 | 0 | 0 | 0 | 0 | 0 | 0 | 0 | 0 | 0 | 0 | 0 | 0 | 0 | 0 | 0 | 0 | 0 | 0 | 0 | 0 | 0 | 0 | 0 | 0 | 0 | 0 | 0 | 0 | 0
F4_Commercial_Miscellaneous_Existing_Space Heating_Natural Gas_Boiler_E9 | F4 | Commercial | Miscellaneous | Existing | Space Heating | Natural Gas | Boiler | E9 | Utility - Cost of Equipment | 0 | 0 | 0 | 0 | 0 | 0 | 0 | 0 | 0 | 0 | 0 | 0 | 0 | 0 | 0 | 0 | 0 | 0 | 0 | 0 | 0 | 0 | 0 | 0 | 0 | 0 | 0 | 0 | 0 | 0 | 0 | 0 | 0
F4_Commercial_Miscellaneous_Existing_Space Heating_Natural Gas_Boiler_E10 | F4 | Commercial | Miscellaneous | Existing | Space Heating | Natural Gas | Boiler | E10 | Utility - Cost of Equipment | 0 | 0 | 0 | 0 | 0 | 0 | 0 | 0 | 0 | 0 | 0 | 0 | 0 | 0 | 0 | 0 | 0 | 0 | 0 | 0 | 0 | 0 | 0 | 0 | 0 | 0 | 0 | 0 | 0 | 0 | 0 | 0 | 0
F5_Commercial_Miscellaneous_Existing_Space Heating_Natural Gas_Boiler_E1 | F5 | Commercial | Miscellaneous | Existing | Space Heating | Natural Gas | Boiler | E1 | Utility - Cost of Operation | 0.31193 | 0.31193 | 0.31193 | 0.31193 | 0.31193 | 0.31193 | 0.31193 | 0.31193 | 0.31193 | 0.31193 | 0.31193 | 0.31193 | 0.31193 | 0.31193 | 0.31193 | 0.31193 | 0.31193 | 0.31193 | 0.31193 | 0.31193 | 0.31193 | 0.31193 | 0.31193 | 0.31193 | 0.31193 | 0.31193 | 0.31193 | 0.31193 | 0.31193 | 0.31193 | 0.31193 | 0.31193 | 0.31193
F5_Commercial_Miscellaneous_Existing_Space Heating_Natural Gas_Boiler_E2 | F5 | Commercial | Miscellaneous | Existing | Space Heating | Natural Gas | Boiler | E2 | Utility - Cost of Operation | 0.35217 | 0.35217 | 0.35217 | 0.35217 | 0.35217 | 0.35217 | 0.35217 | 0.35217 | 0.35217 | 0.35217 | 0.35217 | 0.35217 | 0.35217 | 0.35217 | 0.35217 | 0.35217 | 0.35217 | 0.35217 | 0.35217 | 0.35217 | 0.35217 | 0.35217 | 0.35217 | 0.35217 | 0.35217 | 0.35217 | 0.35217 | 0.35217 | 0.35217 | 0.35217 | 0.35217 | 0.35217 | 0.35217
F5_Commercial_Miscellaneous_Existing_Space Heating_Natural Gas_Boiler_E3 | F5 | Commercial | Miscellaneous | Existing | Space Heating | Natural Gas | Boiler | E3 | Utility - Cost of Operation | 0.43299 | 0.43299 | 0.43299 | 0.43299 | 0.43299 | 0.43299 | 0.43299 | 0.43299 | 0.43299 | 0.43299 | 0.43299 | 0.43299 | 0.43299 | 0.43299 | 0.43299 | 0.43299 | 0.43299 | 0.43299 | 0.43299 | 0.43299 | 0.43299 | 0.43299 | 0.43299 | 0.43299 | 0.43299 | 0.43299 | 0.43299 | 0.43299 | 0.43299 | 0.43299 | 0.43299 | 0.43299 | 0.43299
F5_Commercial_Miscellaneous_Existing_Space Heating_Natural Gas_Boiler_E4 | F5 | Commercial | Miscellaneous | Existing | Space Heating | Natural Gas | Boiler | E4 | Utility - Cost of Operation | 1.661 | 1.661 | 1.661 | 1.661 | 1.661 | 1.661 | 1.661 | 1.661 | 1.661 | 1.661 | 1.661 | 1.661 | 1.661 | 1.661 | 1.661 | 1.661 | 1.661 | 1.661 | 1.661 | 1.661 | 1.661 | 1.661 | 1.661 | 1.661 | 1.661 | 1.661 | 1.661 | 1.661 | 1.661 | 1.661 | 1.661 | 1.661 | 1.661
F5_Commercial_Miscellaneous_Existing_Space Heating_Natural Gas_Boiler_E5 | F5 | Commercial | Miscellaneous | Existing | Space Heating | Natural Gas | Boiler | E5 | Utility - Cost of Operation | 0 | 0 | 0 | 0 | 0 | 0 | 0 | 0 | 0 | 0 | 0 | 0 | 0 | 0 | 0 | 0 | 0 | 0 | 0 | 0 | 0 | 0 | 0 | 0 | 0 | 0 | 0 | 0 | 0 | 0 | 0 | 0 | 0
F5_Commercial_Miscellaneous_Existing_Space Heating_Natural Gas_Boiler_E6 | F5 | Commercial | Miscellaneous | Existing | Space Heating | Natural Gas | Boiler | E6 | Utility - Cost of Operation | 0 | 0 | 0 | 0 | 0 | 0 | 0 | 0 | 0 | 0 | 0 | 0 | 0 | 0 | 0 | 0 | 0 | 0 | 0 | 0 | 0 | 0 | 0 | 0 | 0 | 0 | 0 | 0 | 0 | 0 | 0 | 0 | 0
F5_Commercial_Miscellaneous_Existing_Space Heating_Natural Gas_Boiler_E7 | F5 | Commercial | Miscellaneous | Existing | Space Heating | Natural Gas | Boiler | E7 | Utility - Cost of Operation | 0 | 0 | 0 | 0 | 0 | 0 | 0 | 0 | 0 | 0 | 0 | 0 | 0 | 0 | 0 | 0 | 0 | 0 | 0 | 0 | 0 | 0 | 0 | 0 | 0 | 0 | 0 | 0 | 0 | 0 | 0 | 0 | 0
F5_Commercial_Miscellaneous_Existing_Space Heating_Natural Gas_Boiler_E8 | F5 | Commercial | Miscellaneous | Existing | Space Heating | Natural Gas | Boiler | E8 | Utility - Cost of Operation | 0 | 0 | 0 | 0 | 0 | 0 | 0 | 0 | 0 | 0 | 0 | 0 | 0 | 0 | 0 | 0 | 0 | 0 | 0 | 0 | 0 | 0 | 0 | 0 | 0 | 0 | 0 | 0 | 0 | 0 | 0 | 0 | 0
F5_Commercial_Miscellaneous_Existing_Space Heating_Natural Gas_Boiler_E9 | F5 | Commercial | Miscellaneous | Existing | Space Heating | Natural Gas | Boiler | E9 | Utility - Cost of Operation | 0 | 0 | 0 | 0 | 0 | 0 | 0 | 0 | 0 | 0 | 0 | 0 | 0 | 0 | 0 | 0 | 0 | 0 | 0 | 0 | 0 | 0 | 0 | 0 | 0 | 0 | 0 | 0 | 0 | 0 | 0 | 0 | 0
F5_Commercial_Miscellaneous_Existing_Space Heating_Natural Gas_Boiler_E10 | F5 | Commercial | Miscellaneous | Existing | Space Heating | Natural Gas | Boiler | E10 | Utility - Cost of Operation | 0 | 0 | 0 | 0 | 0 | 0 | 0 | 0 | 0 | 0 | 0 | 0 | 0 | 0 | 0 | 0 | 0 | 0 | 0 | 0 | 0 | 0 | 0 | 0 | 0 | 0 | 0 | 0 | 0 | 0 | 0 | 0 | 0
F6_Commercial_Miscellaneous_Existing_Space Heating_Natural Gas_Boiler_E1 | F6 | Commercial | Miscellaneous | Existing | Space Heating | Natural Gas | Boiler | E1 | Utility - Value of Sales | 0.23494 | 0.23367 | 0.23235 | 0.23103 | 0.22973 | 0.22843 | 0.22716 | 0.22591 | 0.22469 | 0.2235 | 0.22235 | 0.22125 | 0.22019 | 0.21919 | 0.21824 | 0.21734 | 0.21649 | 0.2157 | 0.21496 | 0.21427 | 0.21364 | 0.21306 | 0.21253 | 0.21205 | 0.21163 | 0.21126 | 0.21094 | 0.21068 | 0.21047 | 0.21031 | 0.2102 | 0.21015 | 0.21015
F6_Commercial_Miscellaneous_Existing_Space Heating_Natural Gas_Boiler_E2 | F6 | Commercial | Miscellaneous | Existing | Space Heating | Natural Gas | Boiler | E2 | Utility - Value of Sales | 0.22112 | 0.21993 | 0.21868 | 0.21744 | 0.21621 | 0.215 | 0.2138 | 0.21262 | 0.21147 | 0.21036 | 0.20927 | 0.20823 | 0.20724 | 0.20629 | 0.2054 | 0.20455 | 0.20376 | 0.20301 | 0.20232 | 0.20167 | 0.20107 | 0.20052 | 0.20003 | 0.19958 | 0.19918 | 0.19883 | 0.19854 | 0.19829 | 0.19809 | 0.19794 | 0.19784 | 0.19779 | 0.19779
F6_Commercial_Miscellaneous_Existing_Space Heating_Natural Gas_Boiler_E3 | F6 | Commercial | Miscellaneous | Existing | Space Heating | Natural Gas | Boiler | E3 | Utility - Value of Sales | 0.19377 | 0.19272 | 0.19163 | 0.19054 | 0.18947 | 0.1884 | 0.18735 | 0.18632 | 0.18531 | 0.18433 | 0.18339 | 0.18247 | 0.1816 | 0.18077 | 0.17999 | 0.17925 | 0.17855 | 0.1779 | 0.17729 | 0.17672 | 0.1762 | 0.17572 | 0.17528 | 0.17489 | 0.17454 | 0.17424 | 0.17397 | 0.17376 | 0.17358 | 0.17345 | 0.17336 | 0.17332 | 0.17332
F6_Commercial_Miscellaneous_Existing_Space Heating_Natural Gas_Boiler_E4 | F6 | Commercial | Miscellaneous | Existing | Space Heating | Natural Gas | Boiler | E4 | Utility - Value of Sales | 0.14852 | 0.14776 | 0.14694 | 0.14613 | 0.14532 | 0.1445 | 0.14369 | 0.14288 | 0.14206 | 0.14125 | 0.14044 | 0.13962 | 0.13881 | 0.138 | 0.1372 | 0.13642 | 0.13566 | 0.13492 | 0.13421 | 0.13353 | 0.1329 | 0.1323 | 0.13176 | 0.13127 | 0.13084 | 0.13046 | 0.13014 | 0.12987 | 0.12965 | 0.12949 | 0.12938 | 0.12932 | 0.12932
F6_Commercial_Miscellaneous_Existing_Space Heating_Natural Gas_Boiler_E5 | F6 | Commercial | Miscellaneous | Existing | Space Heating | Natural Gas | Boiler | E5 | Utility - Value of Sales | 0 | 0 | 0 | 0 | 0 | 0 | 0 | 0 | 0 | 0 | 0 | 0 | 0 | 0 | 0 | 0 | 0 | 0 | 0 | 0 | 0 | 0 | 0 | 0 | 0 | 0 | 0 | 0 | 0 | 0 | 0 | 0 | 0
F6_Commercial_Miscellaneous_Existing_Space Heating_Natural Gas_Boiler_E6 | F6 | Commercial | Miscellaneous | Existing | Space Heating | Natural Gas | Boiler | E6 | Utility - Value of Sales | 0 | 0 | 0 | 0 | 0 | 0 | 0 | 0 | 0 | 0 | 0 | 0 | 0 | 0 | 0 | 0 | 0 | 0 | 0 | 0 | 0 | 0 | 0 | 0 | 0 | 0 | 0 | 0 | 0 | 0 | 0 | 0 | 0
F6_Commercial_Miscellaneous_Existing_Space Heating_Natural Gas_Boiler_E7 | F6 | Commercial | Miscellaneous | Existing | Space Heating | Natural Gas | Boiler | E7 | Utility - Value of Sales | 0 | 0 | 0 | 0 | 0 | 0 | 0 | 0 | 0 | 0 | 0 | 0 | 0 | 0 | 0 | 0 | 0 | 0 | 0 | 0 | 0 | 0 | 0 | 0 | 0 | 0 | 0 | 0 | 0 | 0 | 0 | 0 | 0
F6_Commercial_Miscellaneous_Existing_Space Heating_Natural Gas_Boiler_E8 | F6 | Commercial | Miscellaneous | Existing | Space Heating | Natural Gas | Boiler | E8 | Utility - Value of Sales | 0 | 0 | 0 | 0 | 0 | 0 | 0 | 0 | 0 | 0 | 0 | 0 | 0 | 0 | 0 | 0 | 0 | 0 | 0 | 0 | 0 | 0 | 0 | 0 | 0 | 0 | 0 | 0 | 0 | 0 | 0 | 0 | 0
F6_Commercial_Miscellaneous_Existing_Space Heating_Natural Gas_Boiler_E9 | F6 | Commercial | Miscellaneous | Existing | Space Heating | Natural Gas | Boiler | E9 | Utility - Value of Sales | 0 | 0 | 0 | 0 | 0 | 0 | 0 | 0 | 0 | 0 | 0 | 0 | 0 | 0 | 0 | 0 | 0 | 0 | 0 | 0 | 0 | 0 | 0 | 0 | 0 | 0 | 0 | 0 | 0 | 0 | 0 | 0 | 0
F6_Commercial_Miscellaneous_Existing_Space Heating_Natural Gas_Boiler_E10 | F6 | Commercial | Miscellaneous | Existing | Space Heating | Natural Gas | Boiler | E10 | Utility - Value of Sales | 0 | 0 | 0 | 0 | 0 | 0 | 0 | 0 | 0 | 0 | 0 | 0 | 0 | 0 | 0 | 0 | 0 | 0 | 0 | 0 | 0 | 0 | 0 | 0 | 0 | 0 | 0 | 0 | 0 | 0 | 0 | 0 | 0
F1_Commercial_Miscellaneous_Existing_Space Heating_Natural Gas_Unit Heater_E1 | F1 | Commercial | Miscellaneous | Existing | Space Heating | Natural Gas | Unit Heater | E1 | RVT - Cost of Equipment | 0.060698 | 0.060767 | 0.060843 | 0.060956 | 0.061117 | 0.06137 | 0.061518 | 0.061609 | 0.061716 | 0.061812 | 0.061866 | 0.061893 | 0.061931 | 0.061979 | 0.062058 | 0.062101 | 0.062168 | 0.062277 | 0.062386 | 0.062507 | 0.062648 | 0.062767 | 0.06286 | 0.062931 | 0.062978 | 0.062992 | 0.062967 | 0.062915 | 0.062874 | 0.062855 | 0.062869 | 0.062875 | 0.062875
F1_Commercial_Miscellaneous_Existing_Space Heating_Natural Gas_Unit Heater_E2 | F1 | Commercial | Miscellaneous | Existing | Space Heating | Natural Gas | Unit Heater | E2 | RVT - Cost of Equipment | 0.057809 | 0.057875 | 0.057947 | 0.058054 | 0.058208 | 0.058449 | 0.05859 | 0.058677 | 0.058779 | 0.05887 | 0.058922 | 0.058947 | 0.058983 | 0.059029 | 0.059104 | 0.059145 | 0.059209 | 0.059313 | 0.059417 | 0.059532 | 0.059666 | 0.059779 | 0.059868 | 0.059936 | 0.059981 | 0.059993 | 0.05997 | 0.05992 | 0.059882 | 0.059863 | 0.059877 | 0.059882 | 0.059882
F1_Commercial_Miscellaneous_Existing_Space Heating_Natural Gas_Unit Heater_E3 | F1 | Commercial | Miscellaneous | Existing | Space Heating | Natural Gas | Unit Heater | E3 | RVT - Cost of Equipment | 0.051525 | 0.05157 | 0.051617 | 0.051692 | 0.051805 | 0.051987 | 0.052102 | 0.052187 | 0.052289 | 0.052386 | 0.052455 | 0.052498 | 0.052541 | 0.052584 | 0.052642 | 0.052669 | 0.052711 | 0.052784 | 0.052859 | 0.052946 | 0.053049 | 0.053136 | 0.053203 | 0.053255 | 0.053289 | 0.053299 | 0.05328 | 0.053243 | 0.053214 | 0.053199 | 0.05321 | 0.053214 | 0.053214
F1_Commercial_Miscellaneous_Existing_Space Heating_Natural Gas_Unit Heater_E4 | F1 | Commercial | Miscellaneous | Existing | Space Heating | Natural Gas | Unit Heater | E4 | RVT - Cost of Equipment | 0 | 0 | 0 | 0 | 0 | 0 | 0 | 0 | 0 | 0 | 0 | 0 | 0 | 0 | 0 | 0 | 0 | 0 | 0 | 0 | 0 | 0 | 0 | 0 | 0 | 0 | 0 | 0 | 0 | 0 | 0 | 0 | 0
F1_Commercial_Miscellaneous_Existing_Space Heating_Natural Gas_Unit Heater_E5 | F1 | Commercial | Miscellaneous | Existing | Space Heating | Natural Gas | Unit Heater | E5 | RVT - Cost of Equipment | 0 | 0 | 0 | 0 | 0 | 0 | 0 | 0 | 0 | 0 | 0 | 0 | 0 | 0 | 0 | 0 | 0 | 0 | 0 | 0 | 0 | 0 | 0 | 0 | 0 | 0 | 0 | 0 | 0 | 0 | 0 | 0 | 0
F1_Commercial_Miscellaneous_Existing_Space Heating_Natural Gas_Unit Heater_E6 | F1 | Commercial | Miscellaneous | Existing | Space Heating | Natural Gas | Unit Heater | E6 | RVT - Cost of Equipment | 0 | 0 | 0 | 0 | 0 | 0 | 0 | 0 | 0 | 0 | 0 | 0 | 0 | 0 | 0 | 0 | 0 | 0 | 0 | 0 | 0 | 0 | 0 | 0 | 0 | 0 | 0 | 0 | 0 | 0 | 0 | 0 | 0
F1_Commercial_Miscellaneous_Existing_Space Heating_Natural Gas_Unit Heater_E7 | F1 | Commercial | Miscellaneous | Existing | Space Heating | Natural Gas | Unit Heater | E7 | RVT - Cost of Equipment | 0 | 0 | 0 | 0 | 0 | 0 | 0 | 0 | 0 | 0 | 0 | 0 | 0 | 0 | 0 | 0 | 0 | 0 | 0 | 0 | 0 | 0 | 0 | 0 | 0 | 0 | 0 | 0 | 0 | 0 | 0 | 0 | 0
F1_Commercial_Miscellaneous_Existing_Space Heating_Natural Gas_Unit Heater_E8 | F1 | Commercial | Miscellaneous | Existing | Space Heating | Natural Gas | Unit Heater | E8 | RVT - Cost of Equipment | 0 | 0 | 0 | 0 | 0 | 0 | 0 | 0 | 0 | 0 | 0 | 0 | 0 | 0 | 0 | 0 | 0 | 0 | 0 | 0 | 0 | 0 | 0 | 0 | 0 | 0 | 0 | 0 | 0 | 0 | 0 | 0 | 0
F1_Commercial_Miscellaneous_Existing_Space Heating_Natural Gas_Unit Heater_E9 | F1 | Commercial | Miscellaneous | Existing | Space Heating | Natural Gas | Unit Heater | E9 | RVT - Cost of Equipment | 0 | 0 | 0 | 0 | 0 | 0 | 0 | 0 | 0 | 0 | 0 | 0 | 0 | 0 | 0 | 0 | 0 | 0 | 0 | 0 | 0 | 0 | 0 | 0 | 0 | 0 | 0 | 0 | 0 | 0 | 0 | 0 | 0
F1_Commercial_Miscellaneous_Existing_Space Heating_Natural Gas_Unit Heater_E10 | F1 | Commercial | Miscellaneous | Existing | Space Heating | Natural Gas | Unit Heater | E10 | RVT - Cost of Equipment | 0 | 0 | 0 | 0 | 0 | 0 | 0 | 0 | 0 | 0 | 0 | 0 | 0 | 0 | 0 | 0 | 0 | 0 | 0 | 0 | 0 | 0 | 0 | 0 | 0 | 0 | 0 | 0 | 0 | 0 | 0 | 0 | 0
F2_Commercial_Miscellaneous_Existing_Space Heating_Natural Gas_Unit Heater_E1 | F2 | Commercial | Miscellaneous | Existing | Space Heating | Natural Gas | Unit Heater | E1 | RVT - Cost of Operation | 0.072721 | 0.072803 | 0.072893 | 0.073029 | 0.073222 | 0.073525 | 0.073703 | 0.073812 | 0.07394 | 0.074055 | 0.07412 | 0.074152 | 0.074197 | 0.074255 | 0.074349 | 0.074401 | 0.074481 | 0.074612 | 0.074743 | 0.074888 | 0.075056 | 0.075199 | 0.075311 | 0.075395 | 0.075452 | 0.075468 | 0.075438 | 0.075376 | 0.075328 | 0.075304 | 0.075321 | 0.075328 | 0.075328
F2_Commercial_Miscellaneous_Existing_Space Heating_Natural Gas_Unit Heater_E2 | F2 | Commercial | Miscellaneous | Existing | Space Heating | Natural Gas | Unit Heater | E2 | RVT - Cost of Operation | 0.069259 | 0.069338 | 0.069424 | 0.069553 | 0.069737 | 0.070025 | 0.070195 | 0.070299 | 0.070421 | 0.07053 | 0.070592 | 0.070623 | 0.070666 | 0.070721 | 0.070811 | 0.07086 | 0.070936 | 0.071061 | 0.071185 | 0.071323 | 0.071484 | 0.071619 | 0.071726 | 0.071807 | 0.071861 | 0.071876 | 0.071848 | 0.071789 | 0.071742 | 0.07172 | 0.071736 | 0.071742 | 0.071742
F2_Commercial_Miscellaneous_Existing_Space Heating_Natural Gas_Unit Heater_E3 | F2 | Commercial | Miscellaneous | Existing | Space Heating | Natural Gas | Unit Heater | E3 | RVT - Cost of Operation | 0.06173 | 0.061785 | 0.061841 | 0.06193 | 0.062066 | 0.062283 | 0.062422 | 0.062524 | 0.062645 | 0.062762 | 0.062844 | 0.062896 | 0.062948 | 0.062999 | 0.063068 | 0.063101 | 0.063151 | 0.063239 | 0.063329 | 0.063432 | 0.063556 | 0.06366 | 0.063741 | 0.063802 | 0.063843 | 0.063855 | 0.063833 | 0.063789 | 0.063753 | 0.063736 | 0.063749 | 0.063753 | 0.063753
F2_Commercial_Miscellaneous_Existing_Space Heating_Natural Gas_Unit Heater_E4 | F2 | Commercial | Miscellaneous | Existing | Space Heating | Natural Gas | Unit Heater | E4 | RVT - Cost of Operation | 0 | 0 | 0 | 0 | 0 | 0 | 0 | 0 | 0 | 0 | 0 | 0 | 0 | 0 | 0 | 0 | 0 | 0 | 0 | 0 | 0 | 0 | 0 | 0 | 0 | 0 | 0 | 0 | 0 | 0 | 0 | 0 | 0
F2_Commercial_Miscellaneous_Existing_Space Heating_Natural Gas_Unit Heater_E5 | F2 | Commercial | Miscellaneous | Existing | Space Heating | Natural Gas | Unit Heater | E5 | RVT - Cost of Operation | 0 | 0 | 0 | 0 | 0 | 0 | 0 | 0 | 0 | 0 | 0 | 0 | 0 | 0 | 0 | 0 | 0 | 0 | 0 | 0 | 0 | 0 | 0 | 0 | 0 | 0 | 0 | 0 | 0 | 0 | 0 | 0 | 0
F2_Commercial_Miscellaneous_Existing_Space Heating_Natural Gas_Unit Heater_E6 | F2 | Commercial | Miscellaneous | Existing | Space Heating | Natural Gas | Unit Heater | E6 | RVT - Cost of Operation | 0 | 0 | 0 | 0 | 0 | 0 | 0 | 0 | 0 | 0 | 0 | 0 | 0 | 0 | 0 | 0 | 0 | 0 | 0 | 0 | 0 | 0 | 0 | 0 | 0 | 0 | 0 | 0 | 0 | 0 | 0 | 0 | 0
F2_Commercial_Miscellaneous_Existing_Space Heating_Natural Gas_Unit Heater_E7 | F2 | Commercial | Miscellaneous | Existing | Space Heating | Natural Gas | Unit Heater | E7 | RVT - Cost of Operation | 0 | 0 | 0 | 0 | 0 | 0 | 0 | 0 | 0 | 0 | 0 | 0 | 0 | 0 | 0 | 0 | 0 | 0 | 0 | 0 | 0 | 0 | 0 | 0 | 0 | 0 | 0 | 0 | 0 | 0 | 0 | 0 | 0
F2_Commercial_Miscellaneous_Existing_Space Heating_Natural Gas_Unit Heater_E8 | F2 | Commercial | Miscellaneous | Existing | Space Heating | Natural Gas | Unit Heater | E8 | RVT - Cost of Operation | 0 | 0 | 0 | 0 | 0 | 0 | 0 | 0 | 0 | 0 | 0 | 0 | 0 | 0 | 0 | 0 | 0 | 0 | 0 | 0 | 0 | 0 | 0 | 0 | 0 | 0 | 0 | 0 | 0 | 0 | 0 | 0 | 0
F2_Commercial_Miscellaneous_Existing_Space Heating_Natural Gas_Unit Heater_E9 | F2 | Commercial | Miscellaneous | Existing | Space Heating | Natural Gas | Unit Heater | E9 | RVT - Cost of Operation | 0 | 0 | 0 | 0 | 0 | 0 | 0 | 0 | 0 | 0 | 0 | 0 | 0 | 0 | 0 | 0 | 0 | 0 | 0 | 0 | 0 | 0 | 0 | 0 | 0 | 0 | 0 | 0 | 0 | 0 | 0 | 0 | 0
F2_Commercial_Miscellaneous_Existing_Space Heating_Natural Gas_Unit Heater_E10 | F2 | Commercial | Miscellaneous | Existing | Space Heating | Natural Gas | Unit Heater | E10 | RVT - Cost of Operation | 0 | 0 | 0 | 0 | 0 | 0 | 0 | 0 | 0 | 0 | 0 | 0 | 0 | 0 | 0 | 0 | 0 | 0 | 0 | 0 | 0 | 0 | 0 | 0 | 0 | 0 | 0 | 0 | 0 | 0 | 0 | 0 | 0
F3_Commercial_Miscellaneous_Existing_Space Heating_Natural Gas_Unit Heater_E1 | F3 | Commercial | Miscellaneous | Existing | Space Heating | Natural Gas | Unit Heater | E1 | System - kBTUs of Consumption | 0.002798 | 0.002798 | 0.002798 | 0.002798 | 0.002798 | 0.002798 | 0.002798 | 0.002798 | 0.002798 | 0.002798 | 0.002798 | 0.002798 | 0.002798 | 0.002798 | 0.002798 | 0.002798 | 0.002798 | 0.002798 | 0.002798 | 0.002798 | 0.002798 | 0.002798 | 0.002798 | 0.002798 | 0.002798 | 0.002798 | 0.002798 | 0.002798 | 0.002798 | 0.002798 | 0.002798 | 0.002798 | 0.002798
F3_Commercial_Miscellaneous_Existing_Space Heating_Natural Gas_Unit Heater_E2 | F3 | Commercial | Miscellaneous | Existing | Space Heating | Natural Gas | Unit Heater | E2 | System - kBTUs of Consumption | 0.0044797 | 0.0044797 | 0.0044797 | 0.0044797 | 0.0044797 | 0.0044797 | 0.0044797 | 0.0044797 | 0.0044797 | 0.0044797 | 0.0044797 | 0.0044797 | 0.0044797 | 0.0044797 | 0.0044797 | 0.0044797 | 0.0044797 | 0.0044797 | 0.0044797 | 0.0044797 | 0.0044797 | 0.0044797 | 0.0044797 | 0.0044797 | 0.0044797 | 0.0044797 | 0.0044797 | 0.0044797 | 0.0044797 | 0.0044797 | 0.0044797 | 0.0044797 | 0.0044797
F3_Commercial_Miscellaneous_Existing_Space Heating_Natural Gas_Unit Heater_E3 | F3 | Commercial | Miscellaneous | Existing | Space Heating | Natural Gas | Unit Heater | E3 | System - kBTUs of Consumption | 0.0033259 | 0.0033259 | 0.0033259 | 0.0033259 | 0.0033259 | 0.0033259 | 0.0033259 | 0.0033259 | 0.0033259 | 0.0033259 | 0.0033259 | 0.0033259 | 0.0033259 | 0.0033259 | 0.0033259 | 0.0033259 | 0.0033259 | 0.0033259 | 0.0033259 | 0.0033259 | 0.0033259 | 0.0033259 | 0.0033259 | 0.0033259 | 0.0033259 | 0.0033259 | 0.0033259 | 0.0033259 | 0.0033259 | 0.0033259 | 0.0033259 | 0.0033259 | 0.0033259
F3_Commercial_Miscellaneous_Existing_Space Heating_Natural Gas_Unit Heater_E4 | F3 | Commercial | Miscellaneous | Existing | Space Heating | Natural Gas | Unit Heater | E4 | System - kBTUs of Consumption | 0 | 0 | 0 | 0 | 0 | 0 | 0 | 0 | 0 | 0 | 0 | 0 | 0 | 0 | 0 | 0 | 0 | 0 | 0 | 0 | 0 | 0 | 0 | 0 | 0 | 0 | 0 | 0 | 0 | 0 | 0 | 0 | 0
F3_Commercial_Miscellaneous_Existing_Space Heating_Natural Gas_Unit Heater_E5 | F3 | Commercial | Miscellaneous | Existing | Space Heating | Natural Gas | Unit Heater | E5 | System - kBTUs of Consumption | 0 | 0 | 0 | 0 | 0 | 0 | 0 | 0 | 0 | 0 | 0 | 0 | 0 | 0 | 0 | 0 | 0 | 0 | 0 | 0 | 0 | 0 | 0 | 0 | 0 | 0 | 0 | 0 | 0 | 0 | 0 | 0 | 0
F3_Commercial_Miscellaneous_Existing_Space Heating_Natural Gas_Unit Heater_E6 | F3 | Commercial | Miscellaneous | Existing | Space Heating | Natural Gas | Unit Heater | E6 | System - kBTUs of Consumption | 0 | 0 | 0 | 0 | 0 | 0 | 0 | 0 | 0 | 0 | 0 | 0 | 0 | 0 | 0 | 0 | 0 | 0 | 0 | 0 | 0 | 0 | 0 | 0 | 0 | 0 | 0 | 0 | 0 | 0 | 0 | 0 | 0
F3_Commercial_Miscellaneous_Existing_Space Heating_Natural Gas_Unit Heater_E7 | F3 | Commercial | Miscellaneous | Existing | Space Heating | Natural Gas | Unit Heater | E7 | System - kBTUs of Consumption | 0 | 0 | 0 | 0 | 0 | 0 | 0 | 0 | 0 | 0 | 0 | 0 | 0 | 0 | 0 | 0 | 0 | 0 | 0 | 0 | 0 | 0 | 0 | 0 | 0 | 0 | 0 | 0 | 0 | 0 | 0 | 0 | 0
F3_Commercial_Miscellaneous_Existing_Space Heating_Natural Gas_Unit Heater_E8 | F3 | Commercial | Miscellaneous | Existing | Space Heating | Natural Gas | Unit Heater | E8 | System - kBTUs of Consumption | 0 | 0 | 0 | 0 | 0 | 0 | 0 | 0 | 0 | 0 | 0 | 0 | 0 | 0 | 0 | 0 | 0 | 0 | 0 | 0 | 0 | 0 | 0 | 0 | 0 | 0 | 0 | 0 | 0 | 0 | 0 | 0 | 0
F3_Commercial_Miscellaneous_Existing_Space Heating_Natural Gas_Unit Heater_E9 | F3 | Commercial | Miscellaneous | Existing | Space Heating | Natural Gas | Unit Heater | E9 | System - kBTUs of Consumption | 0 | 0 | 0 | 0 | 0 | 0 | 0 | 0 | 0 | 0 | 0 | 0 | 0 | 0 | 0 | 0 | 0 | 0 | 0 | 0 | 0 | 0 | 0 | 0 | 0 | 0 | 0 | 0 | 0 | 0 | 0 | 0 | 0
F3_Commercial_Miscellaneous_Existing_Space Heating_Natural Gas_Unit Heater_E10 | F3 | Commercial | Miscellaneous | Existing | Space Heating | Natural Gas | Unit Heater | E10 | System - kBTUs of Consumption | 0 | 0 | 0 | 0 | 0 | 0 | 0 | 0 | 0 | 0 | 0 | 0 | 0 | 0 | 0 | 0 | 0 | 0 | 0 | 0 | 0 | 0 | 0 | 0 | 0 | 0 | 0 | 0 | 0 | 0 | 0 | 0 | 0
F4_Commercial_Miscellaneous_Existing_Space Heating_Natural Gas_Unit Heater_E1 | F4 | Commercial | Miscellaneous | Existing | Space Heating | Natural Gas | Unit Heater | E1 | Utility - Cost of Equipment | 0.072721 | 0.072803 | 0.072893 | 0.073029 | 0.073222 | 0.073525 | 0.073703 | 0.073812 | 0.07394 | 0.074055 | 0.07412 | 0.074152 | 0.074197 | 0.074255 | 0.074349 | 0.074401 | 0.074481 | 0.074612 | 0.074743 | 0.074888 | 0.075056 | 0.075199 | 0.075311 | 0.075395 | 0.075452 | 0.075468 | 0.075438 | 0.075376 | 0.075328 | 0.075304 | 0.075321 | 0.075328 | 0.075328
F4_Commercial_Miscellaneous_Existing_Space Heating_Natural Gas_Unit Heater_E2 | F4 | Commercial | Miscellaneous | Existing | Space Heating | Natural Gas | Unit Heater | E2 | Utility - Cost of Equipment | 0.069259 | 0.069338 | 0.069424 | 0.069553 | 0.069737 | 0.070025 | 0.070195 | 0.070299 | 0.070421 | 0.07053 | 0.070592 | 0.070623 | 0.070666 | 0.070721 | 0.070811 | 0.07086 | 0.070936 | 0.071061 | 0.071185 | 0.071323 | 0.071484 | 0.071619 | 0.071726 | 0.071807 | 0.071861 | 0.071876 | 0.071848 | 0.071789 | 0.071742 | 0.07172 | 0.071736 | 0.071742 | 0.071742
F4_Commercial_Miscellaneous_Existing_Space Heating_Natural Gas_Unit Heater_E3 | F4 | Commercial | Miscellaneous | Existing | Space Heating | Natural Gas | Unit Heater | E3 | Utility - Cost of Equipment | 0.06173 | 0.061785 | 0.061841 | 0.06193 | 0.062066 | 0.062283 | 0.062422 | 0.062524 | 0.062645 | 0.062762 | 0.062844 | 0.062896 | 0.062948 | 0.062999 | 0.063068 | 0.063101 | 0.063151 | 0.063239 | 0.063329 | 0.063432 | 0.063556 | 0.06366 | 0.063741 | 0.063802 | 0.063843 | 0.063855 | 0.063833 | 0.063789 | 0.063753 | 0.063736 | 0.063749 | 0.063753 | 0.063753
F4_Commercial_Miscellaneous_Existing_Space Heating_Natural Gas_Unit Heater_E4 | F4 | Commercial | Miscellaneous | Existing | Space Heating | Natural Gas | Unit Heater | E4 | Utility - Cost of Equipment | 0 | 0 | 0 | 0 | 0 | 0 | 0 | 0 | 0 | 0 | 0 | 0 | 0 | 0 | 0 | 0 | 0 | 0 | 0 | 0 | 0 | 0 | 0 | 0 | 0 | 0 | 0 | 0 | 0 | 0 | 0 | 0 | 0
F4_Commercial_Miscellaneous_Existing_Space Heating_Natural Gas_Unit Heater_E5 | F4 | Commercial | Miscellaneous | Existing | Space Heating | Natural Gas | Unit Heater | E5 | Utility - Cost of Equipment | 0 | 0 | 0 | 0 | 0 | 0 | 0 | 0 | 0 | 0 | 0 | 0 | 0 | 0 | 0 | 0 | 0 | 0 | 0 | 0 | 0 | 0 | 0 | 0 | 0 | 0 | 0 | 0 | 0 | 0 | 0 | 0 | 0
F4_Commercial_Miscellaneous_Existing_Space Heating_Natural Gas_Unit Heater_E6 | F4 | Commercial | Miscellaneous | Existing | Space Heating | Natural Gas | Unit Heater | E6 | Utility - Cost of Equipment | 0 | 0 | 0 | 0 | 0 | 0 | 0 | 0 | 0 | 0 | 0 | 0 | 0 | 0 | 0 | 0 | 0 | 0 | 0 | 0 | 0 | 0 | 0 | 0 | 0 | 0 | 0 | 0 | 0 | 0 | 0 | 0 | 0
F4_Commercial_Miscellaneous_Existing_Space Heating_Natural Gas_Unit Heater_E7 | F4 | Commercial | Miscellaneous | Existing | Space Heating | Natural Gas | Unit Heater | E7 | Utility - Cost of Equipment | 0 | 0 | 0 | 0 | 0 | 0 | 0 | 0 | 0 | 0 | 0 | 0 | 0 | 0 | 0 | 0 | 0 | 0 | 0 | 0 | 0 | 0 | 0 | 0 | 0 | 0 | 0 | 0 | 0 | 0 | 0 | 0 | 0
F4_Commercial_Miscellaneous_Existing_Space Heating_Natural Gas_Unit Heater_E8 | F4 | Commercial | Miscellaneous | Existing | Space Heating | Natural Gas | Unit Heater | E8 | Utility - Cost of Equipment | 0 | 0 | 0 | 0 | 0 | 0 | 0 | 0 | 0 | 0 | 0 | 0 | 0 | 0 | 0 | 0 | 0 | 0 | 0 | 0 | 0 | 0 | 0 | 0 | 0 | 0 | 0 | 0 | 0 | 0 | 0 | 0 | 0
F4_Commercial_Miscellaneous_Existing_Space Heating_Natural Gas_Unit Heater_E9 | F4 | Commercial | Miscellaneous | Existing | Space Heating | Natural Gas | Unit Heater | E9 | Utility - Cost of Equipment | 0 | 0 | 0 | 0 | 0 | 0 | 0 | 0 | 0 | 0 | 0 | 0 | 0 | 0 | 0 | 0 | 0 | 0 | 0 | 0 | 0 | 0 | 0 | 0 | 0 | 0 | 0 | 0 | 0 | 0 | 0 | 0 | 0
F4_Commercial_Miscellaneous_Existing_Space Heating_Natural Gas_Unit Heater_E10 | F4 | Commercial | Miscellaneous | Existing | Space Heating | Natural Gas | Unit Heater | E10 | Utility - Cost of Equipment | 0 | 0 | 0 | 0 | 0 | 0 | 0 | 0 | 0 | 0 | 0 | 0 | 0 | 0 | 0 | 0 | 0 | 0 | 0 | 0 | 0 | 0 | 0 | 0 | 0 | 0 | 0 | 0 | 0 | 0 | 0 | 0 | 0
F5_Commercial_Miscellaneous_Existing_Space Heating_Natural Gas_Unit Heater_E1 | F5 | Commercial | Miscellaneous | Existing | Space Heating | Natural Gas | Unit Heater | E1 | Utility - Cost of Operation | 0.002798 | 0.002798 | 0.002798 | 0.002798 | 0.002798 | 0.002798 | 0.002798 | 0.002798 | 0.002798 | 0.002798 | 0.002798 | 0.002798 | 0.002798 | 0.002798 | 0.002798 | 0.002798 | 0.002798 | 0.002798 | 0.002798 | 0.002798 | 0.002798 | 0.002798 | 0.002798 | 0.002798 | 0.002798 | 0.002798 | 0.002798 | 0.002798 | 0.002798 | 0.002798 | 0.002798 | 0.002798 | 0.002798
F5_Commercial_Miscellaneous_Existing_Space Heating_Natural Gas_Unit Heater_E2 | F5 | Commercial | Miscellaneous | Existing | Space Heating | Natural Gas | Unit Heater | E2 | Utility - Cost of Operation | 0.0044797 | 0.0044797 | 0.0044797 | 0.0044797 | 0.0044797 | 0.0044797 | 0.0044797 | 0.0044797 | 0.0044797 | 0.0044797 | 0.0044797 | 0.0044797 | 0.0044797 | 0.0044797 | 0.0044797 | 0.0044797 | 0.0044797 | 0.0044797 | 0.0044797 | 0.0044797 | 0.0044797 | 0.0044797 | 0.0044797 | 0.0044797 | 0.0044797 | 0.0044797 | 0.0044797 | 0.0044797 | 0.0044797 | 0.0044797 | 0.0044797 | 0.0044797 | 0.0044797
F5_Commercial_Miscellaneous_Existing_Space Heating_Natural Gas_Unit Heater_E3 | F5 | Commercial | Miscellaneous | Existing | Space Heating | Natural Gas | Unit Heater | E3 | Utility - Cost of Operation | 0.0033259 | 0.0033259 | 0.0033259 | 0.0033259 | 0.0033259 | 0.0033259 | 0.0033259 | 0.0033259 | 0.0033259 | 0.0033259 | 0.0033259 | 0.0033259 | 0.0033259 | 0.0033259 | 0.0033259 | 0.0033259 | 0.0033259 | 0.0033259 | 0.0033259 | 0.0033259 | 0.0033259 | 0.0033259 | 0.0033259 | 0.0033259 | 0.0033259 | 0.0033259 | 0.0033259 | 0.0033259 | 0.0033259 | 0.0033259 | 0.0033259 | 0.0033259 | 0.0033259
F5_Commercial_Miscellaneous_Existing_Space Heating_Natural Gas_Unit Heater_E4 | F5 | Commercial | Miscellaneous | Existing | Space Heating | Natural Gas | Unit Heater | E4 | Utility - Cost of Operation | 0 | 0 | 0 | 0 | 0 | 0 | 0 | 0 | 0 | 0 | 0 | 0 | 0 | 0 | 0 | 0 | 0 | 0 | 0 | 0 | 0 | 0 | 0 | 0 | 0 | 0 | 0 | 0 | 0 | 0 | 0 | 0 | 0
F5_Commercial_Miscellaneous_Existing_Space Heating_Natural Gas_Unit Heater_E5 | F5 | Commercial | Miscellaneous | Existing | Space Heating | Natural Gas | Unit Heater | E5 | Utility - Cost of Operation | 0 | 0 | 0 | 0 | 0 | 0 | 0 | 0 | 0 | 0 | 0 | 0 | 0 | 0 | 0 | 0 | 0 | 0 | 0 | 0 | 0 | 0 | 0 | 0 | 0 | 0 | 0 | 0 | 0 | 0 | 0 | 0 | 0
F5_Commercial_Miscellaneous_Existing_Space Heating_Natural Gas_Unit Heater_E6 | F5 | Commercial | Miscellaneous | Existing | Space Heating | Natural Gas | Unit Heater | E6 | Utility - Cost of Operation | 0 | 0 | 0 | 0 | 0 | 0 | 0 | 0 | 0 | 0 | 0 | 0 | 0 | 0 | 0 | 0 | 0 | 0 | 0 | 0 | 0 | 0 | 0 | 0 | 0 | 0 | 0 | 0 | 0 | 0 | 0 | 0 | 0
F5_Commercial_Miscellaneous_Existing_Space Heating_Natural Gas_Unit Heater_E7 | F5 | Commercial | Miscellaneous | Existing | Space Heating | Natural Gas | Unit Heater | E7 | Utility - Cost of Operation | 0 | 0 | 0 | 0 | 0 | 0 | 0 | 0 | 0 | 0 | 0 | 0 | 0 | 0 | 0 | 0 | 0 | 0 | 0 | 0 | 0 | 0 | 0 | 0 | 0 | 0 | 0 | 0 | 0 | 0 | 0 | 0 | 0
F5_Commercial_Miscellaneous_Existing_Space Heating_Natural Gas_Unit Heater_E8 | F5 | Commercial | Miscellaneous | Existing | Space Heating | Natural Gas | Unit Heater | E8 | Utility - Cost of Operation | 0 | 0 | 0 | 0 | 0 | 0 | 0 | 0 | 0 | 0 | 0 | 0 | 0 | 0 | 0 | 0 | 0 | 0 | 0 | 0 | 0 | 0 | 0 | 0 | 0 | 0 | 0 | 0 | 0 | 0 | 0 | 0 | 0
F5_Commercial_Miscellaneous_Existing_Space Heating_Natural Gas_Unit Heater_E9 | F5 | Commercial | Miscellaneous | Existing | Space Heating | Natural Gas | Unit Heater | E9 | Utility - Cost of Operation | 0 | 0 | 0 | 0 | 0 | 0 | 0 | 0 | 0 | 0 | 0 | 0 | 0 | 0 | 0 | 0 | 0 | 0 | 0 | 0 | 0 | 0 | 0 | 0 | 0 | 0 | 0 | 0 | 0 | 0 | 0 | 0 | 0
F5_Commercial_Miscellaneous_Existing_Space Heating_Natural Gas_Unit Heater_E10 | F5 | Commercial | Miscellaneous | Existing | Space Heating | Natural Gas | Unit Heater | E10 | Utility - Cost of Operation | 0 | 0 | 0 | 0 | 0 | 0 | 0 | 0 | 0 | 0 | 0 | 0 | 0 | 0 | 0 | 0 | 0 | 0 | 0 | 0 | 0 | 0 | 0 | 0 | 0 | 0 | 0 | 0 | 0 | 0 | 0 | 0 | 0
F6_Commercial_Miscellaneous_Existing_Space Heating_Natural Gas_Unit Heater_E1 | F6 | Commercial | Miscellaneous | Existing | Space Heating | Natural Gas | Unit Heater | E1 | Utility - Value of Sales | 0.03307 | 0.032905 | 0.032726 | 0.032546 | 0.032367 | 0.032188 | 0.032008 | 0.031829 | 0.031649 | 0.03147 | 0.03129 | 0.031111 | 0.030932 | 0.030752 | 0.030573 | 0.030393 | 0.030214 | 0.030035 | 0.029855 | 0.029679 | 0.029509 | 0.029347 | 0.029198 | 0.029063 | 0.028944 | 0.028839 | 0.02875 | 0.028675 | 0.028615 | 0.02857 | 0.02854 | 0.028525 | 0.028525
F6_Commercial_Miscellaneous_Existing_Space Heating_Natural Gas_Unit Heater_E2 | F6 | Commercial | Miscellaneous | Existing | Space Heating | Natural Gas | Unit Heater | E2 | Utility - Value of Sales | 0.031496 | 0.031339 | 0.031168 | 0.030997 | 0.030826 | 0.030655 | 0.030485 | 0.030314 | 0.030143 | 0.029972 | 0.029801 | 0.02963 | 0.029459 | 0.029288 | 0.029118 | 0.028947 | 0.028776 | 0.028605 | 0.028434 | 0.028266 | 0.028104 | 0.027951 | 0.027808 | 0.02768 | 0.027566 | 0.027467 | 0.027381 | 0.02731 | 0.027253 | 0.02721 | 0.027182 | 0.027168 | 0.027168
F6_Commercial_Miscellaneous_Existing_Space Heating_Natural Gas_Unit Heater_E3 | F6 | Commercial | Miscellaneous | Existing | Space Heating | Natural Gas | Unit Heater | E3 | Utility - Value of Sales | 0.027862 | 0.02772 | 0.027567 | 0.027414 | 0.027262 | 0.027109 | 0.026957 | 0.026804 | 0.026652 | 0.026499 | 0.026347 | 0.026194 | 0.026042 | 0.02589 | 0.025738 | 0.025589 | 0.025443 | 0.025302 | 0.025167 | 0.025038 | 0.024917 | 0.024806 | 0.024704 | 0.024612 | 0.024531 | 0.02446 | 0.024399 | 0.024348 | 0.024308 | 0.024277 | 0.024257 | 0.024247 | 0.024247
F6_Commercial_Miscellaneous_Existing_Space Heating_Natural Gas_Unit Heater_E4 | F6 | Commercial | Miscellaneous | Existing | Space Heating | Natural Gas | Unit Heater | E4 | Utility - Value of Sales | 0 | 0 | 0 | 0 | 0 | 0 | 0 | 0 | 0 | 0 | 0 | 0 | 0 | 0 | 0 | 0 | 0 | 0 | 0 | 0 | 0 | 0 | 0 | 0 | 0 | 0 | 0 | 0 | 0 | 0 | 0 | 0 | 0
F6_Commercial_Miscellaneous_Existing_Space Heating_Natural Gas_Unit Heater_E5 | F6 | Commercial | Miscellaneous | Existing | Space Heating | Natural Gas | Unit Heater | E5 | Utility - Value of Sales | 0 | 0 | 0 | 0 | 0 | 0 | 0 | 0 | 0 | 0 | 0 | 0 | 0 | 0 | 0 | 0 | 0 | 0 | 0 | 0 | 0 | 0 | 0 | 0 | 0 | 0 | 0 | 0 | 0 | 0 | 0 | 0 | 0
F6_Commercial_Miscellaneous_Existing_Space Heating_Natural Gas_Unit Heater_E6 | F6 | Commercial | Miscellaneous | Existing | Space Heating | Natural Gas | Unit Heater | E6 | Utility - Value of Sales | 0 | 0 | 0 | 0 | 0 | 0 | 0 | 0 | 0 | 0 | 0 | 0 | 0 | 0 | 0 | 0 | 0 | 0 | 0 | 0 | 0 | 0 | 0 | 0 | 0 | 0 | 0 | 0 | 0 | 0 | 0 | 0 | 0
F6_Commercial_Miscellaneous_Existing_Space Heating_Natural Gas_Unit Heater_E7 | F6 | Commercial | Miscellaneous | Existing | Space Heating | Natural Gas | Unit Heater | E7 | Utility - Value of Sales | 0 | 0 | 0 | 0 | 0 | 0 | 0 | 0 | 0 | 0 | 0 | 0 | 0 | 0 | 0 | 0 | 0 | 0 | 0 | 0 | 0 | 0 | 0 | 0 | 0 | 0 | 0 | 0 | 0 | 0 | 0 | 0 | 0
F6_Commercial_Miscellaneous_Existing_Space Heating_Natural Gas_Unit Heater_E8 | F6 | Commercial | Miscellaneous | Existing | Space Heating | Natural Gas | Unit Heater | E8 | Utility - Value of Sales | 0 | 0 | 0 | 0 | 0 | 0 | 0 | 0 | 0 | 0 | 0 | 0 | 0 | 0 | 0 | 0 | 0 | 0 | 0 | 0 | 0 | 0 | 0 | 0 | 0 | 0 | 0 | 0 | 0 | 0 | 0 | 0 | 0
F6_Commercial_Miscellaneous_Existing_Space Heating_Natural Gas_Unit Heater_E9 | F6 | Commercial | Miscellaneous | Existing | Space Heating | Natural Gas | Unit Heater | E9 | Utility - Value of Sales | 0 | 0 | 0 | 0 | 0 | 0 | 0 | 0 | 0 | 0 | 0 | 0 | 0 | 0 | 0 | 0 | 0 | 0 | 0 | 0 | 0 | 0 | 0 | 0 | 0 | 0 | 0 | 0 | 0 | 0 | 0 | 0 | 0
F6_Commercial_Miscellaneous_Existing_Space Heating_Natural Gas_Unit Heater_E10 | F6 | Commercial | Miscellaneous | Existing | Space Heating | Natural Gas | Unit Heater | E10 | Utility - Value of Sales | 0 | 0 | 0 | 0 | 0 | 0 | 0 | 0 | 0 | 0 | 0 | 0 | 0 | 0 | 0 | 0 | 0 | 0 | 0 | 0 | 0 | 0 | 0 | 0 | 0 | 0 | 0 | 0 | 0 | 0 | 0 | 0 | 0
F1_Commercial_Miscellaneous_Existing_Water Heating_Natural Gas_Water Heater_E1 | F1 | Commercial | Miscellaneous | Existing | Water Heating | Natural Gas | Water Heater | E1 | RVT - Cost of Equipment | 0.24747 | 0.24973 | 0.25242 | 0.25554 | 0.25919 | 0.2635 | 0.26698 | 0.27026 | 0.27351 | 0.27676 | 0.27974 | 0.28235 | 0.28497 | 0.28775 | 0.29095 | 0.29412 | 0.29762 | 0.30149 | 0.30558 | 0.3098 | 0.31411 | 0.31816 | 0.32187 | 0.32525 | 0.32824 | 0.33078 | 0.33256 | 0.33388 | 0.33501 | 0.33598 | 0.33693 | 0.33737 | 0.33737
F1_Commercial_Miscellaneous_Existing_Water Heating_Natural Gas_Water Heater_E2 | F1 | Commercial | Miscellaneous | Existing | Water Heating | Natural Gas | Water Heater | E2 | RVT - Cost of Equipment | 0.24441 | 0.24665 | 0.2493 | 0.25239 | 0.25599 | 0.26024 | 0.26369 | 0.26693 | 0.27013 | 0.27334 | 0.27628 | 0.27886 | 0.28146 | 0.28419 | 0.28735 | 0.29049 | 0.29395 | 0.29776 | 0.30181 | 0.30597 | 0.31023 | 0.31423 | 0.3179 | 0.32123 | 0.32418 | 0.32669 | 0.32846 | 0.32976 | 0.33088 | 0.33183 | 0.33277 | 0.3332 | 0.3332
F1_Commercial_Miscellaneous_Existing_Water Heating_Natural Gas_Water Heater_E3 | F1 | Commercial | Miscellaneous | Existing | Water Heating | Natural Gas | Water Heater | E3 | RVT - Cost of Equipment | 0.22497 | 0.22703 | 0.22947 | 0.23231 | 0.23562 | 0.23954 | 0.24271 | 0.2457 | 0.24864 | 0.2516 | 0.25431 | 0.25668 | 0.25907 | 0.26159 | 0.2645 | 0.26738 | 0.27057 | 0.27408 | 0.2778 | 0.28163 | 0.28556 | 0.28924 | 0.29261 | 0.29568 | 0.2984 | 0.30071 | 0.30233 | 0.30353 | 0.30456 | 0.30543 | 0.3063 | 0.3067 | 0.3067
F1_Commercial_Miscellaneous_Existing_Water Heating_Natural Gas_Water Heater_E4 | F1 | Commercial | Miscellaneous | Existing | Water Heating | Natural Gas | Water Heater | E4 | RVT - Cost of Equipment | 0.21061 | 0.21253 | 0.21482 | 0.21748 | 0.22058 | 0.22425 | 0.22722 | 0.23001 | 0.23277 | 0.23554 | 0.23807 | 0.2403 | 0.24253 | 0.24489 | 0.24761 | 0.25032 | 0.2533 | 0.25658 | 0.26007 | 0.26366 | 0.26733 | 0.27077 | 0.27393 | 0.27681 | 0.27935 | 0.28151 | 0.28303 | 0.28415 | 0.28512 | 0.28594 | 0.28675 | 0.28712 | 0.28712
F1_Commercial_Miscellaneous_Existing_Water Heating_Natural Gas_Water Heater_E5 | F1 | Commercial | Miscellaneous | Existing | Water Heating | Natural Gas | Water Heater | E5 | RVT - Cost of Equipment | 0.20622 | 0.20811 | 0.21035 | 0.21295 | 0.21599 | 0.21958 | 0.22249 | 0.22522 | 0.22792 | 0.23063 | 0.23311 | 0.23529 | 0.23748 | 0.23979 | 0.24246 | 0.2451 | 0.24802 | 0.25124 | 0.25465 | 0.25816 | 0.26176 | 0.26513 | 0.26822 | 0.27104 | 0.27353 | 0.27565 | 0.27714 | 0.27823 | 0.27918 | 0.27998 | 0.28078 | 0.28114 | 0.28114
F1_Commercial_Miscellaneous_Existing_Water Heating_Natural Gas_Water Heater_E6 | F1 | Commercial | Miscellaneous | Existing | Water Heating | Natural Gas | Water Heater | E6 | RVT - Cost of Equipment | 0.20201 | 0.20386 | 0.20606 | 0.20861 | 0.21158 | 0.2151 | 0.21795 | 0.22062 | 0.22327 | 0.22593 | 0.22836 | 0.23049 | 0.23263 | 0.2349 | 0.23751 | 0.2401 | 0.24296 | 0.24611 | 0.24945 | 0.2529 | 0.25642 | 0.25972 | 0.26275 | 0.26551 | 0.26795 | 0.27002 | 0.27148 | 0.27255 | 0.27348 | 0.27427 | 0.27505 | 0.2754 | 0.2754
F1_Commercial_Miscellaneous_Existing_Water Heating_Natural Gas_Water Heater_E7 | F1 | Commercial | Miscellaneous | Existing | Water Heating | Natural Gas | Water Heater | E7 | RVT - Cost of Equipment | 0.1897 | 0.19156 | 0.19361 | 0.19585 | 0.19839 | 0.20134 | 0.20382 | 0.2062 | 0.20865 | 0.21119 | 0.21362 | 0.21589 | 0.21819 | 0.22054 | 0.22309 | 0.22556 | 0.22816 | 0.23092 | 0.23376 | 0.23662 | 0.2395 | 0.24217 | 0.24459 | 0.24672 | 0.24856 | 0.25014 | 0.25124 | 0.25206 | 0.25276 | 0.25335 | 0.25395 | 0.25421 | 0.25421
F1_Commercial_Miscellaneous_Existing_Water Heating_Natural Gas_Water Heater_E8 | F1 | Commercial | Miscellaneous | Existing | Water Heating | Natural Gas | Water Heater | E8 | RVT - Cost of Equipment | 0 | 0 | 0 | 0 | 0 | 0 | 0 | 0 | 0 | 0 | 0 | 0 | 0 | 0 | 0 | 0 | 0 | 0 | 0 | 0 | 0 | 0 | 0 | 0 | 0 | 0 | 0 | 0 | 0 | 0 | 0 | 0 | 0
F1_Commercial_Miscellaneous_Existing_Water Heating_Natural Gas_Water Heater_E9 | F1 | Commercial | Miscellaneous | Existing | Water Heating | Natural Gas | Water Heater | E9 | RVT - Cost of Equipment | 0 | 0 | 0 | 0 | 0 | 0 | 0 | 0 | 0 | 0 | 0 | 0 | 0 | 0 | 0 | 0 | 0 | 0 | 0 | 0 | 0 | 0 | 0 | 0 | 0 | 0 | 0 | 0 | 0 | 0 | 0 | 0 | 0
F1_Commercial_Miscellaneous_Existing_Water Heating_Natural Gas_Water Heater_E10 | F1 | Commercial | Miscellaneous | Existing | Water Heating | Natural Gas | Water Heater | E10 | RVT - Cost of Equipment | 0 | 0 | 0 | 0 | 0 | 0 | 0 | 0 | 0 | 0 | 0 | 0 | 0 | 0 | 0 | 0 | 0 | 0 | 0 | 0 | 0 | 0 | 0 | 0 | 0 | 0 | 0 | 0 | 0 | 0 | 0 | 0 | 0
F2_Commercial_Miscellaneous_Existing_Water Heating_Natural Gas_Water Heater_E1 | F2 | Commercial | Miscellaneous | Existing | Water Heating | Natural Gas | Water Heater | E1 | RVT - Cost of Operation | 0.29648 | 0.29919 | 0.30241 | 0.30616 | 0.31052 | 0.31569 | 0.31986 | 0.32379 | 0.32768 | 0.33158 | 0.33514 | 0.33827 | 0.34142 | 0.34474 | 0.34857 | 0.35238 | 0.35657 | 0.3612 | 0.3661 | 0.37116 | 0.37633 | 0.38118 | 0.38562 | 0.38967 | 0.39325 | 0.39629 | 0.39843 | 0.40001 | 0.40137 | 0.40252 | 0.40367 | 0.40419 | 0.40419
F2_Commercial_Miscellaneous_Existing_Water Heating_Natural Gas_Water Heater_E2 | F2 | Commercial | Miscellaneous | Existing | Water Heating | Natural Gas | Water Heater | E2 | RVT - Cost of Operation | 0.29282 | 0.2955 | 0.29868 | 0.30238 | 0.30669 | 0.31179 | 0.31592 | 0.3198 | 0.32363 | 0.32748 | 0.331 | 0.33409 | 0.3372 | 0.34048 | 0.34427 | 0.34803 | 0.35217 | 0.35674 | 0.36158 | 0.36658 | 0.37168 | 0.37647 | 0.38086 | 0.38486 | 0.38839 | 0.3914 | 0.39351 | 0.39507 | 0.39641 | 0.39755 | 0.39868 | 0.3992 | 0.3992
F2_Commercial_Miscellaneous_Existing_Water Heating_Natural Gas_Water Heater_E3 | F2 | Commercial | Miscellaneous | Existing | Water Heating | Natural Gas | Water Heater | E3 | RVT - Cost of Operation | 0.26953 | 0.27199 | 0.27492 | 0.27832 | 0.28229 | 0.28699 | 0.29079 | 0.29436 | 0.29789 | 0.30144 | 0.30467 | 0.30752 | 0.31038 | 0.3134 | 0.31688 | 0.32034 | 0.32416 | 0.32836 | 0.33282 | 0.33742 | 0.34211 | 0.34652 | 0.35056 | 0.35425 | 0.3575 | 0.36027 | 0.36221 | 0.36364 | 0.36488 | 0.36593 | 0.36697 | 0.36744 | 0.36744
F2_Commercial_Miscellaneous_Existing_Water Heating_Natural Gas_Water Heater_E4 | F2 | Commercial | Miscellaneous | Existing | Water Heating | Natural Gas | Water Heater | E4 | RVT - Cost of Operation | 0.25232 | 0.25463 | 0.25737 | 0.26056 | 0.26427 | 0.26867 | 0.27222 | 0.27557 | 0.27887 | 0.28219 | 0.28523 | 0.28789 | 0.29057 | 0.29339 | 0.29666 | 0.2999 | 0.30347 | 0.3074 | 0.31158 | 0.31588 | 0.32028 | 0.3244 | 0.32819 | 0.33163 | 0.33468 | 0.33727 | 0.33909 | 0.34043 | 0.34159 | 0.34257 | 0.34355 | 0.34399 | 0.34399
F2_Commercial_Miscellaneous_Existing_Water Heating_Natural Gas_Water Heater_E5 | F2 | Commercial | Miscellaneous | Existing | Water Heating | Natural Gas | Water Heater | E5 | RVT - Cost of Operation | 0.24707 | 0.24933 | 0.25201 | 0.25513 | 0.25877 | 0.26307 | 0.26655 | 0.26983 | 0.27306 | 0.27632 | 0.27928 | 0.28189 | 0.28451 | 0.28728 | 0.29048 | 0.29365 | 0.29714 | 0.301 | 0.30508 | 0.3093 | 0.31361 | 0.31765 | 0.32135 | 0.32473 | 0.32771 | 0.33024 | 0.33203 | 0.33334 | 0.33447 | 0.33543 | 0.33639 | 0.33682 | 0.33682
F2_Commercial_Miscellaneous_Existing_Water Heating_Natural Gas_Water Heater_E6 | F2 | Commercial | Miscellaneous | Existing | Water Heating | Natural Gas | Water Heater | E6 | RVT - Cost of Operation | 0.24203 | 0.24424 | 0.24687 | 0.24992 | 0.25349 | 0.2577 | 0.26111 | 0.26432 | 0.26749 | 0.27068 | 0.27358 | 0.27614 | 0.27871 | 0.28142 | 0.28455 | 0.28766 | 0.29108 | 0.29486 | 0.29886 | 0.30299 | 0.30721 | 0.31116 | 0.31479 | 0.3181 | 0.32102 | 0.3235 | 0.32525 | 0.32654 | 0.32765 | 0.32859 | 0.32952 | 0.32995 | 0.32995
F2_Commercial_Miscellaneous_Existing_Water Heating_Natural Gas_Water Heater_E7 | F2 | Commercial | Miscellaneous | Existing | Water Heating | Natural Gas | Water Heater | E7 | RVT - Cost of Operation | 0.22728 | 0.2295 | 0.23196 | 0.23465 | 0.23768 | 0.24122 | 0.24419 | 0.24704 | 0.24997 | 0.25301 | 0.25593 | 0.25865 | 0.2614 | 0.26423 | 0.26728 | 0.27023 | 0.27336 | 0.27666 | 0.28006 | 0.28349 | 0.28694 | 0.29014 | 0.29303 | 0.29558 | 0.2978 | 0.29968 | 0.30101 | 0.30198 | 0.30282 | 0.30354 | 0.30425 | 0.30457 | 0.30457
F2_Commercial_Miscellaneous_Existing_Water Heating_Natural Gas_Water Heater_E8 | F2 | Commercial | Miscellaneous | Existing | Water Heating | Natural Gas | Water Heater | E8 | RVT - Cost of Operation | 0 | 0 | 0 | 0 | 0 | 0 | 0 | 0 | 0 | 0 | 0 | 0 | 0 | 0 | 0 | 0 | 0 | 0 | 0 | 0 | 0 | 0 | 0 | 0 | 0 | 0 | 0 | 0 | 0 | 0 | 0 | 0 | 0
F2_Commercial_Miscellaneous_Existing_Water Heating_Natural Gas_Water Heater_E9 | F2 | Commercial | Miscellaneous | Existing | Water Heating | Natural Gas | Water Heater | E9 | RVT - Cost of Operation | 0 | 0 | 0 | 0 | 0 | 0 | 0 | 0 | 0 | 0 | 0 | 0 | 0 | 0 | 0 | 0 | 0 | 0 | 0 | 0 | 0 | 0 | 0 | 0 | 0 | 0 | 0 | 0 | 0 | 0 | 0 | 0 | 0
F2_Commercial_Miscellaneous_Existing_Water Heating_Natural Gas_Water Heater_E10 | F2 | Commercial | Miscellaneous | Existing | Water Heating | Natural Gas | Water Heater | E10 | RVT - Cost of Operation | 0 | 0 | 0 | 0 | 0 | 0 | 0 | 0 | 0 | 0 | 0 | 0 | 0 | 0 | 0 | 0 | 0 | 0 | 0 | 0 | 0 | 0 | 0 | 0 | 0 | 0 | 0 | 0 | 0 | 0 | 0 | 0 | 0
F3_Commercial_Miscellaneous_Existing_Water Heating_Natural Gas_Water Heater_E1 | F3 | Commercial | Miscellaneous | Existing | Water Heating | Natural Gas | Water Heater | E1 | System - kBTUs of Consumption | 0.034891 | 0.034891 | 0.034891 | 0.034891 | 0.034891 | 0.034891 | 0.034891 | 0.034891 | 0.034891 | 0.034891 | 0.034891 | 0.034891 | 0.034891 | 0.034891 | 0.034891 | 0.034891 | 0.034891 | 0.034891 | 0.034891 | 0.034891 | 0.034891 | 0.034891 | 0.034891 | 0.034891 | 0.034891 | 0.034891 | 0.034891 | 0.034891 | 0.034891 | 0.034891 | 0.034891 | 0.034891 | 0.034891
F3_Commercial_Miscellaneous_Existing_Water Heating_Natural Gas_Water Heater_E2 | F3 | Commercial | Miscellaneous | Existing | Water Heating | Natural Gas | Water Heater | E2 | System - kBTUs of Consumption | 0.034882 | 0.034882 | 0.034882 | 0.034882 | 0.034882 | 0.034882 | 0.034882 | 0.034882 | 0.034882 | 0.034882 | 0.034882 | 0.034882 | 0.034882 | 0.034882 | 0.034882 | 0.034882 | 0.034882 | 0.034882 | 0.034882 | 0.034882 | 0.034882 | 0.034882 | 0.034882 | 0.034882 | 0.034882 | 0.034882 | 0.034882 | 0.034882 | 0.034882 | 0.034882 | 0.034882 | 0.034882 | 0.034882
F3_Commercial_Miscellaneous_Existing_Water Heating_Natural Gas_Water Heater_E3 | F3 | Commercial | Miscellaneous | Existing | Water Heating | Natural Gas | Water Heater | E3 | System - kBTUs of Consumption | 0.035461 | 0.035461 | 0.035461 | 0.035461 | 0.035461 | 0.035461 | 0.035461 | 0.035461 | 0.035461 | 0.035461 | 0.035461 | 0.035461 | 0.035461 | 0.035461 | 0.035461 | 0.035461 | 0.035461 | 0.035461 | 0.035461 | 0.035461 | 0.035461 | 0.035461 | 0.035461 | 0.035461 | 0.035461 | 0.035461 | 0.035461 | 0.035461 | 0.035461 | 0.035461 | 0.035461 | 0.035461 | 0.035461
F3_Commercial_Miscellaneous_Existing_Water Heating_Natural Gas_Water Heater_E4 | F3 | Commercial | Miscellaneous | Existing | Water Heating | Natural Gas | Water Heater | E4 | System - kBTUs of Consumption | 0.036041 | 0.036041 | 0.036041 | 0.036041 | 0.036041 | 0.036041 | 0.036041 | 0.036041 | 0.036041 | 0.036041 | 0.036041 | 0.036041 | 0.036041 | 0.036041 | 0.036041 | 0.036041 | 0.036041 | 0.036041 | 0.036041 | 0.036041 | 0.036041 | 0.036041 | 0.036041 | 0.036041 | 0.036041 | 0.036041 | 0.036041 | 0.036041 | 0.036041 | 0.036041 | 0.036041 | 0.036041 | 0.036041
F3_Commercial_Miscellaneous_Existing_Water Heating_Natural Gas_Water Heater_E5 | F3 | Commercial | Miscellaneous | Existing | Water Heating | Natural Gas | Water Heater | E5 | System - kBTUs of Consumption | 0.036807 | 0.036807 | 0.036807 | 0.036807 | 0.036807 | 0.036807 | 0.036807 | 0.036807 | 0.036807 | 0.036807 | 0.036807 | 0.036807 | 0.036807 | 0.036807 | 0.036807 | 0.036807 | 0.036807 | 0.036807 | 0.036807 | 0.036807 | 0.036807 | 0.036807 | 0.036807 | 0.036807 | 0.036807 | 0.036807 | 0.036807 | 0.036807 | 0.036807 | 0.036807 | 0.036807 | 0.036807 | 0.036807
F3_Commercial_Miscellaneous_Existing_Water Heating_Natural Gas_Water Heater_E6 | F3 | Commercial | Miscellaneous | Existing | Water Heating | Natural Gas | Water Heater | E6 | System - kBTUs of Consumption | 0.031095 | 0.031095 | 0.031095 | 0.031095 | 0.031095 | 0.031095 | 0.031095 | 0.031095 | 0.031095 | 0.031095 | 0.031095 | 0.031095 | 0.031095 | 0.031095 | 0.031095 | 0.031095 | 0.031095 | 0.031095 | 0.031095 | 0.031095 | 0.031095 | 0.031095 | 0.031095 | 0.031095 | 0.031095 | 0.031095 | 0.031095 | 0.031095 | 0.031095 | 0.031095 | 0.031095 | 0.031095 | 0.031095
F3_Commercial_Miscellaneous_Existing_Water Heating_Natural Gas_Water Heater_E7 | F3 | Commercial | Miscellaneous | Existing | Water Heating | Natural Gas | Water Heater | E7 | System - kBTUs of Consumption | 0.039262 | 0.039262 | 0.039262 | 0.039262 | 0.039262 | 0.039262 | 0.039262 | 0.039262 | 0.039262 | 0.039262 | 0.039262 | 0.039262 | 0.039262 | 0.039262 | 0.039262 | 0.039262 | 0.039262 | 0.039262 | 0.039262 | 0.039262 | 0.039262 | 0.039262 | 0.039262 | 0.039262 | 0.039262 | 0.039262 | 0.039262 | 0.039262 | 0.039262 | 0.039262 | 0.039262 | 0.039262 | 0.039262
F3_Commercial_Miscellaneous_Existing_Water Heating_Natural Gas_Water Heater_E8 | F3 | Commercial | Miscellaneous | Existing | Water Heating | Natural Gas | Water Heater | E8 | System - kBTUs of Consumption | 0 | 0 | 0 | 0 | 0 | 0 | 0 | 0 | 0 | 0 | 0 | 0 | 0 | 0 | 0 | 0 | 0 | 0 | 0 | 0 | 0 | 0 | 0 | 0 | 0 | 0 | 0 | 0 | 0 | 0 | 0 | 0 | 0
F3_Commercial_Miscellaneous_Existing_Water Heating_Natural Gas_Water Heater_E9 | F3 | Commercial | Miscellaneous | Existing | Water Heating | Natural Gas | Water Heater | E9 | System - kBTUs of Consumption | 0 | 0 | 0 | 0 | 0 | 0 | 0 | 0 | 0 | 0 | 0 | 0 | 0 | 0 | 0 | 0 | 0 | 0 | 0 | 0 | 0 | 0 | 0 | 0 | 0 | 0 | 0 | 0 | 0 | 0 | 0 | 0 | 0
F3_Commercial_Miscellaneous_Existing_Water Heating_Natural Gas_Water Heater_E10 | F3 | Commercial | Miscellaneous | Existing | Water Heating | Natural Gas | Water Heater | E10 | System - kBTUs of Consumption | 0 | 0 | 0 | 0 | 0 | 0 | 0 | 0 | 0 | 0 | 0 | 0 | 0 | 0 | 0 | 0 | 0 | 0 | 0 | 0 | 0 | 0 | 0 | 0 | 0 | 0 | 0 | 0 | 0 | 0 | 0 | 0 | 0
F4_Commercial_Miscellaneous_Existing_Water Heating_Natural Gas_Water Heater_E1 | F4 | Commercial | Miscellaneous | Existing | Water Heating | Natural Gas | Water Heater | E1 | Utility - Cost of Equipment | 0.29648 | 0.29919 | 0.30241 | 0.30616 | 0.31052 | 0.31569 | 0.31986 | 0.32379 | 0.32768 | 0.33158 | 0.33514 | 0.33827 | 0.34142 | 0.34474 | 0.34857 | 0.35238 | 0.35657 | 0.3612 | 0.3661 | 0.37116 | 0.37633 | 0.38118 | 0.38562 | 0.38967 | 0.39325 | 0.39629 | 0.39843 | 0.40001 | 0.40137 | 0.40252 | 0.40367 | 0.40419 | 0.40419
F4_Commercial_Miscellaneous_Existing_Water Heating_Natural Gas_Water Heater_E2 | F4 | Commercial | Miscellaneous | Existing | Water Heating | Natural Gas | Water Heater | E2 | Utility - Cost of Equipment | 0.29282 | 0.2955 | 0.29868 | 0.30238 | 0.30669 | 0.31179 | 0.31592 | 0.3198 | 0.32363 | 0.32748 | 0.331 | 0.33409 | 0.3372 | 0.34048 | 0.34427 | 0.34803 | 0.35217 | 0.35674 | 0.36158 | 0.36658 | 0.37168 | 0.37647 | 0.38086 | 0.38486 | 0.38839 | 0.3914 | 0.39351 | 0.39507 | 0.39641 | 0.39755 | 0.39868 | 0.3992 | 0.3992
F4_Commercial_Miscellaneous_Existing_Water Heating_Natural Gas_Water Heater_E3 | F4 | Commercial | Miscellaneous | Existing | Water Heating | Natural Gas | Water Heater | E3 | Utility - Cost of Equipment | 0.26953 | 0.27199 | 0.27492 | 0.27832 | 0.28229 | 0.28699 | 0.29079 | 0.29436 | 0.29789 | 0.30144 | 0.30467 | 0.30752 | 0.31038 | 0.3134 | 0.31688 | 0.32034 | 0.32416 | 0.32836 | 0.33282 | 0.33742 | 0.34211 | 0.34652 | 0.35056 | 0.35425 | 0.3575 | 0.36027 | 0.36221 | 0.36364 | 0.36488 | 0.36593 | 0.36697 | 0.36744 | 0.36744
F4_Commercial_Miscellaneous_Existing_Water Heating_Natural Gas_Water Heater_E4 | F4 | Commercial | Miscellaneous | Existing | Water Heating | Natural Gas | Water Heater | E4 | Utility - Cost of Equipment | 0.25232 | 0.25463 | 0.25737 | 0.26056 | 0.26427 | 0.26867 | 0.27222 | 0.27557 | 0.27887 | 0.28219 | 0.28523 | 0.28789 | 0.29057 | 0.29339 | 0.29666 | 0.2999 | 0.30347 | 0.3074 | 0.31158 | 0.31588 | 0.32028 | 0.3244 | 0.32819 | 0.33163 | 0.33468 | 0.33727 | 0.33909 | 0.34043 | 0.34159 | 0.34257 | 0.34355 | 0.34399 | 0.34399
F4_Commercial_Miscellaneous_Existing_Water Heating_Natural Gas_Water Heater_E5 | F4 | Commercial | Miscellaneous | Existing | Water Heating | Natural Gas | Water Heater | E5 | Utility - Cost of Equipment | 0.24707 | 0.24933 | 0.25201 | 0.25513 | 0.25877 | 0.26307 | 0.26655 | 0.26983 | 0.27306 | 0.27632 | 0.27928 | 0.28189 | 0.28451 | 0.28728 | 0.29048 | 0.29365 | 0.29714 | 0.301 | 0.30508 | 0.3093 | 0.31361 | 0.31765 | 0.32135 | 0.32473 | 0.32771 | 0.33024 | 0.33203 | 0.33334 | 0.33447 | 0.33543 | 0.33639 | 0.33682 | 0.33682
F4_Commercial_Miscellaneous_Existing_Water Heating_Natural Gas_Water Heater_E6 | F4 | Commercial | Miscellaneous | Existing | Water Heating | Natural Gas | Water Heater | E6 | Utility - Cost of Equipment | 0.24203 | 0.24424 | 0.24687 | 0.24992 | 0.25349 | 0.2577 | 0.26111 | 0.26432 | 0.26749 | 0.27068 | 0.27358 | 0.27614 | 0.27871 | 0.28142 | 0.28455 | 0.28766 | 0.29108 | 0.29486 | 0.29886 | 0.30299 | 0.30721 | 0.31116 | 0.31479 | 0.3181 | 0.32102 | 0.3235 | 0.32525 | 0.32654 | 0.32765 | 0.32859 | 0.32952 | 0.32995 | 0.32995
F4_Commercial_Miscellaneous_Existing_Water Heating_Natural Gas_Water Heater_E7 | F4 | Commercial | Miscellaneous | Existing | Water Heating | Natural Gas | Water Heater | E7 | Utility - Cost of Equipment | 0.22728 | 0.2295 | 0.23196 | 0.23465 | 0.23768 | 0.24122 | 0.24419 | 0.24704 | 0.24997 | 0.25301 | 0.25593 | 0.25865 | 0.2614 | 0.26423 | 0.26728 | 0.27023 | 0.27336 | 0.27666 | 0.28006 | 0.28349 | 0.28694 | 0.29014 | 0.29303 | 0.29558 | 0.2978 | 0.29968 | 0.30101 | 0.30198 | 0.30282 | 0.30354 | 0.30425 | 0.30457 | 0.30457
F4_Commercial_Miscellaneous_Existing_Water Heating_Natural Gas_Water Heater_E8 | F4 | Commercial | Miscellaneous | Existing | Water Heating | Natural Gas | Water Heater | E8 | Utility - Cost of Equipment | 0 | 0 | 0 | 0 | 0 | 0 | 0 | 0 | 0 | 0 | 0 | 0 | 0 | 0 | 0 | 0 | 0 | 0 | 0 | 0 | 0 | 0 | 0 | 0 | 0 | 0 | 0 | 0 | 0 | 0 | 0 | 0 | 0
F4_Commercial_Miscellaneous_Existing_Water Heating_Natural Gas_Water Heater_E9 | F4 | Commercial | Miscellaneous | Existing | Water Heating | Natural Gas | Water Heater | E9 | Utility - Cost of Equipment | 0 | 0 | 0 | 0 | 0 | 0 | 0 | 0 | 0 | 0 | 0 | 0 | 0 | 0 | 0 | 0 | 0 | 0 | 0 | 0 | 0 | 0 | 0 | 0 | 0 | 0 | 0 | 0 | 0 | 0 | 0 | 0 | 0
F4_Commercial_Miscellaneous_Existing_Water Heating_Natural Gas_Water Heater_E10 | F4 | Commercial | Miscellaneous | Existing | Water Heating | Natural Gas | Water Heater | E10 | Utility - Cost of Equipment | 0 | 0 | 0 | 0 | 0 | 0 | 0 | 0 | 0 | 0 | 0 | 0 | 0 | 0 | 0 | 0 | 0 | 0 | 0 | 0 | 0 | 0 | 0 | 0 | 0 | 0 | 0 | 0 | 0 | 0 | 0 | 0 | 0
F5_Commercial_Miscellaneous_Existing_Water Heating_Natural Gas_Water Heater_E1 | F5 | Commercial | Miscellaneous | Existing | Water Heating | Natural Gas | Water Heater | E1 | Utility - Cost of Operation | 0.034891 | 0.034891 | 0.034891 | 0.034891 | 0.034891 | 0.034891 | 0.034891 | 0.034891 | 0.034891 | 0.034891 | 0.034891 | 0.034891 | 0.034891 | 0.034891 | 0.034891 | 0.034891 | 0.034891 | 0.034891 | 0.034891 | 0.034891 | 0.034891 | 0.034891 | 0.034891 | 0.034891 | 0.034891 | 0.034891 | 0.034891 | 0.034891 | 0.034891 | 0.034891 | 0.034891 | 0.034891 | 0.034891
F5_Commercial_Miscellaneous_Existing_Water Heating_Natural Gas_Water Heater_E2 | F5 | Commercial | Miscellaneous | Existing | Water Heating | Natural Gas | Water Heater | E2 | Utility - Cost of Operation | 0.034882 | 0.034882 | 0.034882 | 0.034882 | 0.034882 | 0.034882 | 0.034882 | 0.034882 | 0.034882 | 0.034882 | 0.034882 | 0.034882 | 0.034882 | 0.034882 | 0.034882 | 0.034882 | 0.034882 | 0.034882 | 0.034882 | 0.034882 | 0.034882 | 0.034882 | 0.034882 | 0.034882 | 0.034882 | 0.034882 | 0.034882 | 0.034882 | 0.034882 | 0.034882 | 0.034882 | 0.034882 | 0.034882
F5_Commercial_Miscellaneous_Existing_Water Heating_Natural Gas_Water Heater_E3 | F5 | Commercial | Miscellaneous | Existing | Water Heating | Natural Gas | Water Heater | E3 | Utility - Cost of Operation | 0.035461 | 0.035461 | 0.035461 | 0.035461 | 0.035461 | 0.035461 | 0.035461 | 0.035461 | 0.035461 | 0.035461 | 0.035461 | 0.035461 | 0.035461 | 0.035461 | 0.035461 | 0.035461 | 0.035461 | 0.035461 | 0.035461 | 0.035461 | 0.035461 | 0.035461 | 0.035461 | 0.035461 | 0.035461 | 0.035461 | 0.035461 | 0.035461 | 0.035461 | 0.035461 | 0.035461 | 0.035461 | 0.035461
F5_Commercial_Miscellaneous_Existing_Water Heating_Natural Gas_Water Heater_E4 | F5 | Commercial | Miscellaneous | Existing | Water Heating | Natural Gas | Water Heater | E4 | Utility - Cost of Operation | 0.036041 | 0.036041 | 0.036041 | 0.036041 | 0.036041 | 0.036041 | 0.036041 | 0.036041 | 0.036041 | 0.036041 | 0.036041 | 0.036041 | 0.036041 | 0.036041 | 0.036041 | 0.036041 | 0.036041 | 0.036041 | 0.036041 | 0.036041 | 0.036041 | 0.036041 | 0.036041 | 0.036041 | 0.036041 | 0.036041 | 0.036041 | 0.036041 | 0.036041 | 0.036041 | 0.036041 | 0.036041 | 0.036041
F5_Commercial_Miscellaneous_Existing_Water Heating_Natural Gas_Water Heater_E5 | F5 | Commercial | Miscellaneous | Existing | Water Heating | Natural Gas | Water Heater | E5 | Utility - Cost of Operation | 0.036807 | 0.036807 | 0.036807 | 0.036807 | 0.036807 | 0.036807 | 0.036807 | 0.036807 | 0.036807 | 0.036807 | 0.036807 | 0.036807 | 0.036807 | 0.036807 | 0.036807 | 0.036807 | 0.036807 | 0.036807 | 0.036807 | 0.036807 | 0.036807 | 0.036807 | 0.036807 | 0.036807 | 0.036807 | 0.036807 | 0.036807 | 0.036807 | 0.036807 | 0.036807 | 0.036807 | 0.036807 | 0.036807
F5_Commercial_Miscellaneous_Existing_Water Heating_Natural Gas_Water Heater_E6 | F5 | Commercial | Miscellaneous | Existing | Water Heating | Natural Gas | Water Heater | E6 | Utility - Cost of Operation | 0.031095 | 0.031095 | 0.031095 | 0.031095 | 0.031095 | 0.031095 | 0.031095 | 0.031095 | 0.031095 | 0.031095 | 0.031095 | 0.031095 | 0.031095 | 0.031095 | 0.031095 | 0.031095 | 0.031095 | 0.031095 | 0.031095 | 0.031095 | 0.031095 | 0.031095 | 0.031095 | 0.031095 | 0.031095 | 0.031095 | 0.031095 | 0.031095 | 0.031095 | 0.031095 | 0.031095 | 0.031095 | 0.031095
F5_Commercial_Miscellaneous_Existing_Water Heating_Natural Gas_Water Heater_E7 | F5 | Commercial | Miscellaneous | Existing | Water Heating | Natural Gas | Water Heater | E7 | Utility - Cost of Operation | 0.039262 | 0.039262 | 0.039262 | 0.039262 | 0.039262 | 0.039262 | 0.039262 | 0.039262 | 0.039262 | 0.039262 | 0.039262 | 0.039262 | 0.039262 | 0.039262 | 0.039262 | 0.039262 | 0.039262 | 0.039262 | 0.039262 | 0.039262 | 0.039262 | 0.039262 | 0.039262 | 0.039262 | 0.039262 | 0.039262 | 0.039262 | 0.039262 | 0.039262 | 0.039262 | 0.039262 | 0.039262 | 0.039262
F5_Commercial_Miscellaneous_Existing_Water Heating_Natural Gas_Water Heater_E8 | F5 | Commercial | Miscellaneous | Existing | Water Heating | Natural Gas | Water Heater | E8 | Utility - Cost of Operation | 0 | 0 | 0 | 0 | 0 | 0 | 0 | 0 | 0 | 0 | 0 | 0 | 0 | 0 | 0 | 0 | 0 | 0 | 0 | 0 | 0 | 0 | 0 | 0 | 0 | 0 | 0 | 0 | 0 | 0 | 0 | 0 | 0
F5_Commercial_Miscellaneous_Existing_Water Heating_Natural Gas_Water Heater_E9 | F5 | Commercial | Miscellaneous | Existing | Water Heating | Natural Gas | Water Heater | E9 | Utility - Cost of Operation | 0 | 0 | 0 | 0 | 0 | 0 | 0 | 0 | 0 | 0 | 0 | 0 | 0 | 0 | 0 | 0 | 0 | 0 | 0 | 0 | 0 | 0 | 0 | 0 | 0 | 0 | 0 | 0 | 0 | 0 | 0 | 0 | 0
F5_Commercial_Miscellaneous_Existing_Water Heating_Natural Gas_Water Heater_E10 | F5 | Commercial | Miscellaneous | Existing | Water Heating | Natural Gas | Water Heater | E10 | Utility - Cost of Operation | 0 | 0 | 0 | 0 | 0 | 0 | 0 | 0 | 0 | 0 | 0 | 0 | 0 | 0 | 0 | 0 | 0 | 0 | 0 | 0 | 0 | 0 | 0 | 0 | 0 | 0 | 0 | 0 | 0 | 0 | 0 | 0 | 0
F6_Commercial_Miscellaneous_Existing_Water Heating_Natural Gas_Water Heater_E1 | F6 | Commercial | Miscellaneous | Existing | Water Heating | Natural Gas | Water Heater | E1 | Utility - Value of Sales | 0.22998 | 0.22998 | 0.22998 | 0.22998 | 0.22998 | 0.22998 | 0.22998 | 0.22998 | 0.22998 | 0.22998 | 0.22998 | 0.22998 | 0.22998 | 0.22998 | 0.22998 | 0.22998 | 0.22998 | 0.22998 | 0.22998 | 0.22998 | 0.22998 | 0.22998 | 0.22998 | 0.22998 | 0.22998 | 0.22998 | 0.22998 | 0.22998 | 0.22998 | 0.22998 | 0.22998 | 0.22998 | 0.22998
F6_Commercial_Miscellaneous_Existing_Water Heating_Natural Gas_Water Heater_E2 | F6 | Commercial | Miscellaneous | Existing | Water Heating | Natural Gas | Water Heater | E2 | Utility - Value of Sales | 0.22714 | 0.22714 | 0.22714 | 0.22714 | 0.22714 | 0.22714 | 0.22714 | 0.22714 | 0.22714 | 0.22714 | 0.22714 | 0.22714 | 0.22714 | 0.22714 | 0.22714 | 0.22714 | 0.22714 | 0.22714 | 0.22714 | 0.22714 | 0.22714 | 0.22714 | 0.22714 | 0.22714 | 0.22714 | 0.22714 | 0.22714 | 0.22714 | 0.22714 | 0.22714 | 0.22714 | 0.22714 | 0.22714
F6_Commercial_Miscellaneous_Existing_Water Heating_Natural Gas_Water Heater_E3 | F6 | Commercial | Miscellaneous | Existing | Water Heating | Natural Gas | Water Heater | E3 | Utility - Value of Sales | 0.20907 | 0.20907 | 0.20907 | 0.20907 | 0.20907 | 0.20907 | 0.20907 | 0.20907 | 0.20907 | 0.20907 | 0.20907 | 0.20907 | 0.20907 | 0.20907 | 0.20907 | 0.20907 | 0.20907 | 0.20907 | 0.20907 | 0.20907 | 0.20907 | 0.20907 | 0.20907 | 0.20907 | 0.20907 | 0.20907 | 0.20907 | 0.20907 | 0.20907 | 0.20907 | 0.20907 | 0.20907 | 0.20907
F6_Commercial_Miscellaneous_Existing_Water Heating_Natural Gas_Water Heater_E4 | F6 | Commercial | Miscellaneous | Existing | Water Heating | Natural Gas | Water Heater | E4 | Utility - Value of Sales | 0.19573 | 0.19573 | 0.19573 | 0.19573 | 0.19573 | 0.19573 | 0.19573 | 0.19573 | 0.19573 | 0.19573 | 0.19573 | 0.19573 | 0.19573 | 0.19573 | 0.19573 | 0.19573 | 0.19573 | 0.19573 | 0.19573 | 0.19573 | 0.19573 | 0.19573 | 0.19573 | 0.19573 | 0.19573 | 0.19573 | 0.19573 | 0.19573 | 0.19573 | 0.19573 | 0.19573 | 0.19573 | 0.19573
F6_Commercial_Miscellaneous_Existing_Water Heating_Natural Gas_Water Heater_E5 | F6 | Commercial | Miscellaneous | Existing | Water Heating | Natural Gas | Water Heater | E5 | Utility - Value of Sales | 0.19165 | 0.19165 | 0.19165 | 0.19165 | 0.19165 | 0.19165 | 0.19165 | 0.19165 | 0.19165 | 0.19165 | 0.19165 | 0.19165 | 0.19165 | 0.19165 | 0.19165 | 0.19165 | 0.19165 | 0.19165 | 0.19165 | 0.19165 | 0.19165 | 0.19165 | 0.19165 | 0.19165 | 0.19165 | 0.19165 | 0.19165 | 0.19165 | 0.19165 | 0.19165 | 0.19165 | 0.19165 | 0.19165
F6_Commercial_Miscellaneous_Existing_Water Heating_Natural Gas_Water Heater_E6 | F6 | Commercial | Miscellaneous | Existing | Water Heating | Natural Gas | Water Heater | E6 | Utility - Value of Sales | 0.18774 | 0.18774 | 0.18774 | 0.18774 | 0.18774 | 0.18774 | 0.18774 | 0.18774 | 0.18774 | 0.18774 | 0.18774 | 0.18774 | 0.18774 | 0.18774 | 0.18774 | 0.18774 | 0.18774 | 0.18774 | 0.18774 | 0.18774 | 0.18774 | 0.18774 | 0.18774 | 0.18774 | 0.18774 | 0.18774 | 0.18774 | 0.18774 | 0.18774 | 0.18774 | 0.18774 | 0.18774 | 0.18774
F6_Commercial_Miscellaneous_Existing_Water Heating_Natural Gas_Water Heater_E7 | F6 | Commercial | Miscellaneous | Existing | Water Heating | Natural Gas | Water Heater | E7 | Utility - Value of Sales | 0.17357 | 0.17357 | 0.17357 | 0.17357 | 0.17357 | 0.17357 | 0.17357 | 0.17357 | 0.17357 | 0.17357 | 0.17357 | 0.17357 | 0.17357 | 0.17357 | 0.17357 | 0.17357 | 0.17357 | 0.17357 | 0.17357 | 0.17357 | 0.17357 | 0.17357 | 0.17357 | 0.17357 | 0.17357 | 0.17357 | 0.17357 | 0.17357 | 0.17357 | 0.17357 | 0.17357 | 0.17357 | 0.17357
F6_Commercial_Miscellaneous_Existing_Water Heating_Natural Gas_Water Heater_E8 | F6 | Commercial | Miscellaneous | Existing | Water Heating | Natural Gas | Water Heater | E8 | Utility - Value of Sales | 0 | 0 | 0 | 0 | 0 | 0 | 0 | 0 | 0 | 0 | 0 | 0 | 0 | 0 | 0 | 0 | 0 | 0 | 0 | 0 | 0 | 0 | 0 | 0 | 0 | 0 | 0 | 0 | 0 | 0 | 0 | 0 | 0
F6_Commercial_Miscellaneous_Existing_Water Heating_Natural Gas_Water Heater_E9 | F6 | Commercial | Miscellaneous | Existing | Water Heating | Natural Gas | Water Heater | E9 | Utility - Value of Sales | 0 | 0 | 0 | 0 | 0 | 0 | 0 | 0 | 0 | 0 | 0 | 0 | 0 | 0 | 0 | 0 | 0 | 0 | 0 | 0 | 0 | 0 | 0 | 0 | 0 | 0 | 0 | 0 | 0 | 0 | 0 | 0 | 0
F6_Commercial_Miscellaneous_Existing_Water Heating_Natural Gas_Water Heater_E10 | F6 | Commercial | Miscellaneous | Existing | Water Heating | Natural Gas | Water Heater | E10 | Utility - Value of Sales | 0 | 0 | 0 | 0 | 0 | 0 | 0 | 0 | 0 | 0 | 0 | 0 | 0 | 0 | 0 | 0 | 0 | 0 | 0 | 0 | 0 | 0 | 0 | 0 | 0 | 0 | 0 | 0 | 0 | 0 | 0 | 0 | 0
F1_Commercial_Miscellaneous_Existing_Food Preparation_Natural Gas_Oven_E1 | F1 | Commercial | Miscellaneous | Existing | Food Preparation | Natural Gas | Oven | E1 | RVT - Cost of Equipment | 0.031174 | 0.031412 | 0.031678 | 0.03197 | 0.032302 | 0.032688 | 0.033 | 0.0333 | 0.033604 | 0.033921 | 0.034224 | 0.034501 | 0.034785 | 0.035083 | 0.035413 | 0.035735 | 0.036076 | 0.036436 | 0.036812 | 0.037196 | 0.037582 | 0.037943 | 0.03827 | 0.038558 | 0.038808 | 0.039022 | 0.039171 | 0.039282 | 0.039378 | 0.03946 | 0.039541 | 0.039576 | 0.039576
F1_Commercial_Miscellaneous_Existing_Food Preparation_Natural Gas_Oven_E2 | F1 | Commercial | Miscellaneous | Existing | Food Preparation | Natural Gas | Oven | E2 | RVT - Cost of Equipment | 0.027086 | 0.027292 | 0.027523 | 0.027777 | 0.028066 | 0.028401 | 0.028672 | 0.028933 | 0.029197 | 0.029473 | 0.029735 | 0.029977 | 0.030223 | 0.030482 | 0.030768 | 0.031048 | 0.031345 | 0.031658 | 0.031985 | 0.032318 | 0.032653 | 0.032967 | 0.033251 | 0.033502 | 0.033718 | 0.033905 | 0.034034 | 0.03413 | 0.034213 | 0.034285 | 0.034355 | 0.034386 | 0.034386
F1_Commercial_Miscellaneous_Existing_Food Preparation_Natural Gas_Oven_E3 | F1 | Commercial | Miscellaneous | Existing | Food Preparation | Natural Gas | Oven | E3 | RVT - Cost of Equipment | 0 | 0 | 0 | 0 | 0 | 0 | 0 | 0 | 0 | 0 | 0 | 0 | 0 | 0 | 0 | 0 | 0 | 0 | 0 | 0 | 0 | 0 | 0 | 0 | 0 | 0 | 0 | 0 | 0 | 0 | 0 | 0 | 0
F1_Commercial_Miscellaneous_Existing_Food Preparation_Natural Gas_Oven_E4 | F1 | Commercial | Miscellaneous | Existing | Food Preparation | Natural Gas | Oven | E4 | RVT - Cost of Equipment | 0 | 0 | 0 | 0 | 0 | 0 | 0 | 0 | 0 | 0 | 0 | 0 | 0 | 0 | 0 | 0 | 0 | 0 | 0 | 0 | 0 | 0 | 0 | 0 | 0 | 0 | 0 | 0 | 0 | 0 | 0 | 0 | 0
F1_Commercial_Miscellaneous_Existing_Food Preparation_Natural Gas_Oven_E5 | F1 | Commercial | Miscellaneous | Existing | Food Preparation | Natural Gas | Oven | E5 | RVT - Cost of Equipment | 0 | 0 | 0 | 0 | 0 | 0 | 0 | 0 | 0 | 0 | 0 | 0 | 0 | 0 | 0 | 0 | 0 | 0 | 0 | 0 | 0 | 0 | 0 | 0 | 0 | 0 | 0 | 0 | 0 | 0 | 0 | 0 | 0
F1_Commercial_Miscellaneous_Existing_Food Preparation_Natural Gas_Oven_E6 | F1 | Commercial | Miscellaneous | Existing | Food Preparation | Natural Gas | Oven | E6 | RVT - Cost of Equipment | 0 | 0 | 0 | 0 | 0 | 0 | 0 | 0 | 0 | 0 | 0 | 0 | 0 | 0 | 0 | 0 | 0 | 0 | 0 | 0 | 0 | 0 | 0 | 0 | 0 | 0 | 0 | 0 | 0 | 0 | 0 | 0 | 0
F1_Commercial_Miscellaneous_Existing_Food Preparation_Natural Gas_Oven_E7 | F1 | Commercial | Miscellaneous | Existing | Food Preparation | Natural Gas | Oven | E7 | RVT - Cost of Equipment | 0 | 0 | 0 | 0 | 0 | 0 | 0 | 0 | 0 | 0 | 0 | 0 | 0 | 0 | 0 | 0 | 0 | 0 | 0 | 0 | 0 | 0 | 0 | 0 | 0 | 0 | 0 | 0 | 0 | 0 | 0 | 0 | 0
F1_Commercial_Miscellaneous_Existing_Food Preparation_Natural Gas_Oven_E8 | F1 | Commercial | Miscellaneous | Existing | Food Preparation | Natural Gas | Oven | E8 | RVT - Cost of Equipment | 0 | 0 | 0 | 0 | 0 | 0 | 0 | 0 | 0 | 0 | 0 | 0 | 0 | 0 | 0 | 0 | 0 | 0 | 0 | 0 | 0 | 0 | 0 | 0 | 0 | 0 | 0 | 0 | 0 | 0 | 0 | 0 | 0
F1_Commercial_Miscellaneous_Existing_Food Preparation_Natural Gas_Oven_E9 | F1 | Commercial | Miscellaneous | Existing | Food Preparation | Natural Gas | Oven | E9 | RVT - Cost of Equipment | 0 | 0 | 0 | 0 | 0 | 0 | 0 | 0 | 0 | 0 | 0 | 0 | 0 | 0 | 0 | 0 | 0 | 0 | 0 | 0 | 0 | 0 | 0 | 0 | 0 | 0 | 0 | 0 | 0 | 0 | 0 | 0 | 0
F1_Commercial_Miscellaneous_Existing_Food Preparation_Natural Gas_Oven_E10 | F1 | Commercial | Miscellaneous | Existing | Food Preparation | Natural Gas | Oven | E10 | RVT - Cost of Equipment | 0 | 0 | 0 | 0 | 0 | 0 | 0 | 0 | 0 | 0 | 0 | 0 | 0 | 0 | 0 | 0 | 0 | 0 | 0 | 0 | 0 | 0 | 0 | 0 | 0 | 0 | 0 | 0 | 0 | 0 | 0 | 0 | 0
F2_Commercial_Miscellaneous_Existing_Food Preparation_Natural Gas_Oven_E1 | F2 | Commercial | Miscellaneous | Existing | Food Preparation | Natural Gas | Oven | E1 | RVT - Cost of Operation | 0.037349 | 0.037634 | 0.037952 | 0.038302 | 0.0387 | 0.039162 | 0.039536 | 0.039896 | 0.04026 | 0.04064 | 0.041002 | 0.041335 | 0.041675 | 0.042032 | 0.042427 | 0.042812 | 0.043221 | 0.043653 | 0.044104 | 0.044563 | 0.045026 | 0.045459 | 0.04585 | 0.046195 | 0.046494 | 0.046751 | 0.046929 | 0.047062 | 0.047177 | 0.047275 | 0.047372 | 0.047415 | 0.047415
F2_Commercial_Miscellaneous_Existing_Food Preparation_Natural Gas_Oven_E2 | F2 | Commercial | Miscellaneous | Existing | Food Preparation | Natural Gas | Oven | E2 | RVT - Cost of Operation | 0.032451 | 0.032698 | 0.032975 | 0.033279 | 0.033625 | 0.034026 | 0.034351 | 0.034663 | 0.03498 | 0.03531 | 0.035625 | 0.035914 | 0.03621 | 0.03652 | 0.036863 | 0.037198 | 0.037553 | 0.037928 | 0.03832 | 0.038719 | 0.039121 | 0.039497 | 0.039837 | 0.040137 | 0.040397 | 0.04062 | 0.040775 | 0.04089 | 0.04099 | 0.041075 | 0.04116 | 0.041197 | 0.041197
F2_Commercial_Miscellaneous_Existing_Food Preparation_Natural Gas_Oven_E3 | F2 | Commercial | Miscellaneous | Existing | Food Preparation | Natural Gas | Oven | E3 | RVT - Cost of Operation | 0 | 0 | 0 | 0 | 0 | 0 | 0 | 0 | 0 | 0 | 0 | 0 | 0 | 0 | 0 | 0 | 0 | 0 | 0 | 0 | 0 | 0 | 0 | 0 | 0 | 0 | 0 | 0 | 0 | 0 | 0 | 0 | 0
F2_Commercial_Miscellaneous_Existing_Food Preparation_Natural Gas_Oven_E4 | F2 | Commercial | Miscellaneous | Existing | Food Preparation | Natural Gas | Oven | E4 | RVT - Cost of Operation | 0 | 0 | 0 | 0 | 0 | 0 | 0 | 0 | 0 | 0 | 0 | 0 | 0 | 0 | 0 | 0 | 0 | 0 | 0 | 0 | 0 | 0 | 0 | 0 | 0 | 0 | 0 | 0 | 0 | 0 | 0 | 0 | 0
F2_Commercial_Miscellaneous_Existing_Food Preparation_Natural Gas_Oven_E5 | F2 | Commercial | Miscellaneous | Existing | Food Preparation | Natural Gas | Oven | E5 | RVT - Cost of Operation | 0 | 0 | 0 | 0 | 0 | 0 | 0 | 0 | 0 | 0 | 0 | 0 | 0 | 0 | 0 | 0 | 0 | 0 | 0 | 0 | 0 | 0 | 0 | 0 | 0 | 0 | 0 | 0 | 0 | 0 | 0 | 0 | 0
F2_Commercial_Miscellaneous_Existing_Food Preparation_Natural Gas_Oven_E6 | F2 | Commercial | Miscellaneous | Existing | Food Preparation | Natural Gas | Oven | E6 | RVT - Cost of Operation | 0 | 0 | 0 | 0 | 0 | 0 | 0 | 0 | 0 | 0 | 0 | 0 | 0 | 0 | 0 | 0 | 0 | 0 | 0 | 0 | 0 | 0 | 0 | 0 | 0 | 0 | 0 | 0 | 0 | 0 | 0 | 0 | 0
F2_Commercial_Miscellaneous_Existing_Food Preparation_Natural Gas_Oven_E7 | F2 | Commercial | Miscellaneous | Existing | Food Preparation | Natural Gas | Oven | E7 | RVT - Cost of Operation | 0 | 0 | 0 | 0 | 0 | 0 | 0 | 0 | 0 | 0 | 0 | 0 | 0 | 0 | 0 | 0 | 0 | 0 | 0 | 0 | 0 | 0 | 0 | 0 | 0 | 0 | 0 | 0 | 0 | 0 | 0 | 0 | 0
F2_Commercial_Miscellaneous_Existing_Food Preparation_Natural Gas_Oven_E8 | F2 | Commercial | Miscellaneous | Existing | Food Preparation | Natural Gas | Oven | E8 | RVT - Cost of Operation | 0 | 0 | 0 | 0 | 0 | 0 | 0 | 0 | 0 | 0 | 0 | 0 | 0 | 0 | 0 | 0 | 0 | 0 | 0 | 0 | 0 | 0 | 0 | 0 | 0 | 0 | 0 | 0 | 0 | 0 | 0 | 0 | 0
F2_Commercial_Miscellaneous_Existing_Food Preparation_Natural Gas_Oven_E9 | F2 | Commercial | Miscellaneous | Existing | Food Preparation | Natural Gas | Oven | E9 | RVT - Cost of Operation | 0 | 0 | 0 | 0 | 0 | 0 | 0 | 0 | 0 | 0 | 0 | 0 | 0 | 0 | 0 | 0 | 0 | 0 | 0 | 0 | 0 | 0 | 0 | 0 | 0 | 0 | 0 | 0 | 0 | 0 | 0 | 0 | 0
F2_Commercial_Miscellaneous_Existing_Food Preparation_Natural Gas_Oven_E10 | F2 | Commercial | Miscellaneous | Existing | Food Preparation | Natural Gas | Oven | E10 | RVT - Cost of Operation | 0 | 0 | 0 | 0 | 0 | 0 | 0 | 0 | 0 | 0 | 0 | 0 | 0 | 0 | 0 | 0 | 0 | 0 | 0 | 0 | 0 | 0 | 0 | 0 | 0 | 0 | 0 | 0 | 0 | 0 | 0 | 0 | 0
F3_Commercial_Miscellaneous_Existing_Food Preparation_Natural Gas_Oven_E1 | F3 | Commercial | Miscellaneous | Existing | Food Preparation | Natural Gas | Oven | E1 | System - kBTUs of Consumption | 0.023976 | 0.023976 | 0.023976 | 0.023976 | 0.023976 | 0.023976 | 0.023976 | 0.023976 | 0.023976 | 0.023976 | 0.023976 | 0.023976 | 0.023976 | 0.023976 | 0.023976 | 0.023976 | 0.023976 | 0.023976 | 0.023976 | 0.023976 | 0.023976 | 0.023976 | 0.023976 | 0.023976 | 0.023976 | 0.023976 | 0.023976 | 0.023976 | 0.023976 | 0.023976 | 0.023976 | 0.023976 | 0.023976
F3_Commercial_Miscellaneous_Existing_Food Preparation_Natural Gas_Oven_E2 | F3 | Commercial | Miscellaneous | Existing | Food Preparation | Natural Gas | Oven | E2 | System - kBTUs of Consumption | 0.025257 | 0.025257 | 0.025257 | 0.025257 | 0.025257 | 0.025257 | 0.025257 | 0.025257 | 0.025257 | 0.025257 | 0.025257 | 0.025257 | 0.025257 | 0.025257 | 0.025257 | 0.025257 | 0.025257 | 0.025257 | 0.025257 | 0.025257 | 0.025257 | 0.025257 | 0.025257 | 0.025257 | 0.025257 | 0.025257 | 0.025257 | 0.025257 | 0.025257 | 0.025257 | 0.025257 | 0.025257 | 0.025257
F3_Commercial_Miscellaneous_Existing_Food Preparation_Natural Gas_Oven_E3 | F3 | Commercial | Miscellaneous | Existing | Food Preparation | Natural Gas | Oven | E3 | System - kBTUs of Consumption | 0 | 0 | 0 | 0 | 0 | 0 | 0 | 0 | 0 | 0 | 0 | 0 | 0 | 0 | 0 | 0 | 0 | 0 | 0 | 0 | 0 | 0 | 0 | 0 | 0 | 0 | 0 | 0 | 0 | 0 | 0 | 0 | 0
F3_Commercial_Miscellaneous_Existing_Food Preparation_Natural Gas_Oven_E4 | F3 | Commercial | Miscellaneous | Existing | Food Preparation | Natural Gas | Oven | E4 | System - kBTUs of Consumption | 0 | 0 | 0 | 0 | 0 | 0 | 0 | 0 | 0 | 0 | 0 | 0 | 0 | 0 | 0 | 0 | 0 | 0 | 0 | 0 | 0 | 0 | 0 | 0 | 0 | 0 | 0 | 0 | 0 | 0 | 0 | 0 | 0
F3_Commercial_Miscellaneous_Existing_Food Preparation_Natural Gas_Oven_E5 | F3 | Commercial | Miscellaneous | Existing | Food Preparation | Natural Gas | Oven | E5 | System - kBTUs of Consumption | 0 | 0 | 0 | 0 | 0 | 0 | 0 | 0 | 0 | 0 | 0 | 0 | 0 | 0 | 0 | 0 | 0 | 0 | 0 | 0 | 0 | 0 | 0 | 0 | 0 | 0 | 0 | 0 | 0 | 0 | 0 | 0 | 0
F3_Commercial_Miscellaneous_Existing_Food Preparation_Natural Gas_Oven_E6 | F3 | Commercial | Miscellaneous | Existing | Food Preparation | Natural Gas | Oven | E6 | System - kBTUs of Consumption | 0 | 0 | 0 | 0 | 0 | 0 | 0 | 0 | 0 | 0 | 0 | 0 | 0 | 0 | 0 | 0 | 0 | 0 | 0 | 0 | 0 | 0 | 0 | 0 | 0 | 0 | 0 | 0 | 0 | 0 | 0 | 0 | 0
F3_Commercial_Miscellaneous_Existing_Food Preparation_Natural Gas_Oven_E7 | F3 | Commercial | Miscellaneous | Existing | Food Preparation | Natural Gas | Oven | E7 | System - kBTUs of Consumption | 0 | 0 | 0 | 0 | 0 | 0 | 0 | 0 | 0 | 0 | 0 | 0 | 0 | 0 | 0 | 0 | 0 | 0 | 0 | 0 | 0 | 0 | 0 | 0 | 0 | 0 | 0 | 0 | 0 | 0 | 0 | 0 | 0
F3_Commercial_Miscellaneous_Existing_Food Preparation_Natural Gas_Oven_E8 | F3 | Commercial | Miscellaneous | Existing | Food Preparation | Natural Gas | Oven | E8 | System - kBTUs of Consumption | 0 | 0 | 0 | 0 | 0 | 0 | 0 | 0 | 0 | 0 | 0 | 0 | 0 | 0 | 0 | 0 | 0 | 0 | 0 | 0 | 0 | 0 | 0 | 0 | 0 | 0 | 0 | 0 | 0 | 0 | 0 | 0 | 0
F3_Commercial_Miscellaneous_Existing_Food Preparation_Natural Gas_Oven_E9 | F3 | Commercial | Miscellaneous | Existing | Food Preparation | Natural Gas | Oven | E9 | System - kBTUs of Consumption | 0 | 0 | 0 | 0 | 0 | 0 | 0 | 0 | 0 | 0 | 0 | 0 | 0 | 0 | 0 | 0 | 0 | 0 | 0 | 0 | 0 | 0 | 0 | 0 | 0 | 0 | 0 | 0 | 0 | 0 | 0 | 0 | 0
F3_Commercial_Miscellaneous_Existing_Food Preparation_Natural Gas_Oven_E10 | F3 | Commercial | Miscellaneous | Existing | Food Preparation | Natural Gas | Oven | E10 | System - kBTUs of Consumption | 0 | 0 | 0 | 0 | 0 | 0 | 0 | 0 | 0 | 0 | 0 | 0 | 0 | 0 | 0 | 0 | 0 | 0 | 0 | 0 | 0 | 0 | 0 | 0 | 0 | 0 | 0 | 0 | 0 | 0 | 0 | 0 | 0
F4_Commercial_Miscellaneous_Existing_Food Preparation_Natural Gas_Oven_E1 | F4 | Commercial | Miscellaneous | Existing | Food Preparation | Natural Gas | Oven | E1 | Utility - Cost of Equipment | 0.037349 | 0.037634 | 0.037952 | 0.038302 | 0.0387 | 0.039162 | 0.039536 | 0.039896 | 0.04026 | 0.04064 | 0.041002 | 0.041335 | 0.041675 | 0.042032 | 0.042427 | 0.042812 | 0.043221 | 0.043653 | 0.044104 | 0.044563 | 0.045026 | 0.045459 | 0.04585 | 0.046195 | 0.046494 | 0.046751 | 0.046929 | 0.047062 | 0.047177 | 0.047275 | 0.047372 | 0.047415 | 0.047415
F4_Commercial_Miscellaneous_Existing_Food Preparation_Natural Gas_Oven_E2 | F4 | Commercial | Miscellaneous | Existing | Food Preparation | Natural Gas | Oven | E2 | Utility - Cost of Equipment | 0.032451 | 0.032698 | 0.032975 | 0.033279 | 0.033625 | 0.034026 | 0.034351 | 0.034663 | 0.03498 | 0.03531 | 0.035625 | 0.035914 | 0.03621 | 0.03652 | 0.036863 | 0.037198 | 0.037553 | 0.037928 | 0.03832 | 0.038719 | 0.039121 | 0.039497 | 0.039837 | 0.040137 | 0.040397 | 0.04062 | 0.040775 | 0.04089 | 0.04099 | 0.041075 | 0.04116 | 0.041197 | 0.041197
F4_Commercial_Miscellaneous_Existing_Food Preparation_Natural Gas_Oven_E3 | F4 | Commercial | Miscellaneous | Existing | Food Preparation | Natural Gas | Oven | E3 | Utility - Cost of Equipment | 0 | 0 | 0 | 0 | 0 | 0 | 0 | 0 | 0 | 0 | 0 | 0 | 0 | 0 | 0 | 0 | 0 | 0 | 0 | 0 | 0 | 0 | 0 | 0 | 0 | 0 | 0 | 0 | 0 | 0 | 0 | 0 | 0
F4_Commercial_Miscellaneous_Existing_Food Preparation_Natural Gas_Oven_E4 | F4 | Commercial | Miscellaneous | Existing | Food Preparation | Natural Gas | Oven | E4 | Utility - Cost of Equipment | 0 | 0 | 0 | 0 | 0 | 0 | 0 | 0 | 0 | 0 | 0 | 0 | 0 | 0 | 0 | 0 | 0 | 0 | 0 | 0 | 0 | 0 | 0 | 0 | 0 | 0 | 0 | 0 | 0 | 0 | 0 | 0 | 0
F4_Commercial_Miscellaneous_Existing_Food Preparation_Natural Gas_Oven_E5 | F4 | Commercial | Miscellaneous | Existing | Food Preparation | Natural Gas | Oven | E5 | Utility - Cost of Equipment | 0 | 0 | 0 | 0 | 0 | 0 | 0 | 0 | 0 | 0 | 0 | 0 | 0 | 0 | 0 | 0 | 0 | 0 | 0 | 0 | 0 | 0 | 0 | 0 | 0 | 0 | 0 | 0 | 0 | 0 | 0 | 0 | 0
F4_Commercial_Miscellaneous_Existing_Food Preparation_Natural Gas_Oven_E6 | F4 | Commercial | Miscellaneous | Existing | Food Preparation | Natural Gas | Oven | E6 | Utility - Cost of Equipment | 0 | 0 | 0 | 0 | 0 | 0 | 0 | 0 | 0 | 0 | 0 | 0 | 0 | 0 | 0 | 0 | 0 | 0 | 0 | 0 | 0 | 0 | 0 | 0 | 0 | 0 | 0 | 0 | 0 | 0 | 0 | 0 | 0
F4_Commercial_Miscellaneous_Existing_Food Preparation_Natural Gas_Oven_E7 | F4 | Commercial | Miscellaneous | Existing | Food Preparation | Natural Gas | Oven | E7 | Utility - Cost of Equipment | 0 | 0 | 0 | 0 | 0 | 0 | 0 | 0 | 0 | 0 | 0 | 0 | 0 | 0 | 0 | 0 | 0 | 0 | 0 | 0 | 0 | 0 | 0 | 0 | 0 | 0 | 0 | 0 | 0 | 0 | 0 | 0 | 0
F4_Commercial_Miscellaneous_Existing_Food Preparation_Natural Gas_Oven_E8 | F4 | Commercial | Miscellaneous | Existing | Food Preparation | Natural Gas | Oven | E8 | Utility - Cost of Equipment | 0 | 0 | 0 | 0 | 0 | 0 | 0 | 0 | 0 | 0 | 0 | 0 | 0 | 0 | 0 | 0 | 0 | 0 | 0 | 0 | 0 | 0 | 0 | 0 | 0 | 0 | 0 | 0 | 0 | 0 | 0 | 0 | 0
F4_Commercial_Miscellaneous_Existing_Food Preparation_Natural Gas_Oven_E9 | F4 | Commercial | Miscellaneous | Existing | Food Preparation | Natural Gas | Oven | E9 | Utility - Cost of Equipment | 0 | 0 | 0 | 0 | 0 | 0 | 0 | 0 | 0 | 0 | 0 | 0 | 0 | 0 | 0 | 0 | 0 | 0 | 0 | 0 | 0 | 0 | 0 | 0 | 0 | 0 | 0 | 0 | 0 | 0 | 0 | 0 | 0
F4_Commercial_Miscellaneous_Existing_Food Preparation_Natural Gas_Oven_E10 | F4 | Commercial | Miscellaneous | Existing | Food Preparation | Natural Gas | Oven | E10 | Utility - Cost of Equipment | 0 | 0 | 0 | 0 | 0 | 0 | 0 | 0 | 0 | 0 | 0 | 0 | 0 | 0 | 0 | 0 | 0 | 0 | 0 | 0 | 0 | 0 | 0 | 0 | 0 | 0 | 0 | 0 | 0 | 0 | 0 | 0 | 0
F5_Commercial_Miscellaneous_Existing_Food Preparation_Natural Gas_Oven_E1 | F5 | Commercial | Miscellaneous | Existing | Food Preparation | Natural Gas | Oven | E1 | Utility - Cost of Operation | 0.023976 | 0.023976 | 0.023976 | 0.023976 | 0.023976 | 0.023976 | 0.023976 | 0.023976 | 0.023976 | 0.023976 | 0.023976 | 0.023976 | 0.023976 | 0.023976 | 0.023976 | 0.023976 | 0.023976 | 0.023976 | 0.023976 | 0.023976 | 0.023976 | 0.023976 | 0.023976 | 0.023976 | 0.023976 | 0.023976 | 0.023976 | 0.023976 | 0.023976 | 0.023976 | 0.023976 | 0.023976 | 0.023976
F5_Commercial_Miscellaneous_Existing_Food Preparation_Natural Gas_Oven_E2 | F5 | Commercial | Miscellaneous | Existing | Food Preparation | Natural Gas | Oven | E2 | Utility - Cost of Operation | 0.025257 | 0.025257 | 0.025257 | 0.025257 | 0.025257 | 0.025257 | 0.025257 | 0.025257 | 0.025257 | 0.025257 | 0.025257 | 0.025257 | 0.025257 | 0.025257 | 0.025257 | 0.025257 | 0.025257 | 0.025257 | 0.025257 | 0.025257 | 0.025257 | 0.025257 | 0.025257 | 0.025257 | 0.025257 | 0.025257 | 0.025257 | 0.025257 | 0.025257 | 0.025257 | 0.025257 | 0.025257 | 0.025257
F5_Commercial_Miscellaneous_Existing_Food Preparation_Natural Gas_Oven_E3 | F5 | Commercial | Miscellaneous | Existing | Food Preparation | Natural Gas | Oven | E3 | Utility - Cost of Operation | 0 | 0 | 0 | 0 | 0 | 0 | 0 | 0 | 0 | 0 | 0 | 0 | 0 | 0 | 0 | 0 | 0 | 0 | 0 | 0 | 0 | 0 | 0 | 0 | 0 | 0 | 0 | 0 | 0 | 0 | 0 | 0 | 0
F5_Commercial_Miscellaneous_Existing_Food Preparation_Natural Gas_Oven_E4 | F5 | Commercial | Miscellaneous | Existing | Food Preparation | Natural Gas | Oven | E4 | Utility - Cost of Operation | 0 | 0 | 0 | 0 | 0 | 0 | 0 | 0 | 0 | 0 | 0 | 0 | 0 | 0 | 0 | 0 | 0 | 0 | 0 | 0 | 0 | 0 | 0 | 0 | 0 | 0 | 0 | 0 | 0 | 0 | 0 | 0 | 0
F5_Commercial_Miscellaneous_Existing_Food Preparation_Natural Gas_Oven_E5 | F5 | Commercial | Miscellaneous | Existing | Food Preparation | Natural Gas | Oven | E5 | Utility - Cost of Operation | 0 | 0 | 0 | 0 | 0 | 0 | 0 | 0 | 0 | 0 | 0 | 0 | 0 | 0 | 0 | 0 | 0 | 0 | 0 | 0 | 0 | 0 | 0 | 0 | 0 | 0 | 0 | 0 | 0 | 0 | 0 | 0 | 0
F5_Commercial_Miscellaneous_Existing_Food Preparation_Natural Gas_Oven_E6 | F5 | Commercial | Miscellaneous | Existing | Food Preparation | Natural Gas | Oven | E6 | Utility - Cost of Operation | 0 | 0 | 0 | 0 | 0 | 0 | 0 | 0 | 0 | 0 | 0 | 0 | 0 | 0 | 0 | 0 | 0 | 0 | 0 | 0 | 0 | 0 | 0 | 0 | 0 | 0 | 0 | 0 | 0 | 0 | 0 | 0 | 0
F5_Commercial_Miscellaneous_Existing_Food Preparation_Natural Gas_Oven_E7 | F5 | Commercial | Miscellaneous | Existing | Food Preparation | Natural Gas | Oven | E7 | Utility - Cost of Operation | 0 | 0 | 0 | 0 | 0 | 0 | 0 | 0 | 0 | 0 | 0 | 0 | 0 | 0 | 0 | 0 | 0 | 0 | 0 | 0 | 0 | 0 | 0 | 0 | 0 | 0 | 0 | 0 | 0 | 0 | 0 | 0 | 0
F5_Commercial_Miscellaneous_Existing_Food Preparation_Natural Gas_Oven_E8 | F5 | Commercial | Miscellaneous | Existing | Food Preparation | Natural Gas | Oven | E8 | Utility - Cost of Operation | 0 | 0 | 0 | 0 | 0 | 0 | 0 | 0 | 0 | 0 | 0 | 0 | 0 | 0 | 0 | 0 | 0 | 0 | 0 | 0 | 0 | 0 | 0 | 0 | 0 | 0 | 0 | 0 | 0 | 0 | 0 | 0 | 0
F5_Commercial_Miscellaneous_Existing_Food Preparation_Natural Gas_Oven_E9 | F5 | Commercial | Miscellaneous | Existing | Food Preparation | Natural Gas | Oven | E9 | Utility - Cost of Operation | 0 | 0 | 0 | 0 | 0 | 0 | 0 | 0 | 0 | 0 | 0 | 0 | 0 | 0 | 0 | 0 | 0 | 0 | 0 | 0 | 0 | 0 | 0 | 0 | 0 | 0 | 0 | 0 | 0 | 0 | 0 | 0 | 0
F5_Commercial_Miscellaneous_Existing_Food Preparation_Natural Gas_Oven_E10 | F5 | Commercial | Miscellaneous | Existing | Food Preparation | Natural Gas | Oven | E10 | Utility - Cost of Operation | 0 | 0 | 0 | 0 | 0 | 0 | 0 | 0 | 0 | 0 | 0 | 0 | 0 | 0 | 0 | 0 | 0 | 0 | 0 | 0 | 0 | 0 | 0 | 0 | 0 | 0 | 0 | 0 | 0 | 0 | 0 | 0 | 0
F6_Commercial_Miscellaneous_Existing_Food Preparation_Natural Gas_Oven_E1 | F6 | Commercial | Miscellaneous | Existing | Food Preparation | Natural Gas | Oven | E1 | Utility - Value of Sales | 0.02212 | 0.02212 | 0.02212 | 0.02212 | 0.02212 | 0.02212 | 0.02212 | 0.02212 | 0.02212 | 0.02212 | 0.02212 | 0.02212 | 0.02212 | 0.02212 | 0.02212 | 0.02212 | 0.02212 | 0.02212 | 0.02212 | 0.02212 | 0.02212 | 0.02212 | 0.02212 | 0.02212 | 0.02212 | 0.02212 | 0.02212 | 0.02212 | 0.02212 | 0.02212 | 0.02212 | 0.02212 | 0.02212
F6_Commercial_Miscellaneous_Existing_Food Preparation_Natural Gas_Oven_E2 | F6 | Commercial | Miscellaneous | Existing | Food Preparation | Natural Gas | Oven | E2 | Utility - Value of Sales | 0.019219 | 0.019219 | 0.019219 | 0.019219 | 0.019219 | 0.019219 | 0.019219 | 0.019219 | 0.019219 | 0.019219 | 0.019219 | 0.019219 | 0.019219 | 0.019219 | 0.019219 | 0.019219 | 0.019219 | 0.019219 | 0.019219 | 0.019219 | 0.019219 | 0.019219 | 0.019219 | 0.019219 | 0.019219 | 0.019219 | 0.019219 | 0.019219 | 0.019219 | 0.019219 | 0.019219 | 0.019219 | 0.019219
F6_Commercial_Miscellaneous_Existing_Food Preparation_Natural Gas_Oven_E3 | F6 | Commercial | Miscellaneous | Existing | Food Preparation | Natural Gas | Oven | E3 | Utility - Value of Sales | 0 | 0 | 0 | 0 | 0 | 0 | 0 | 0 | 0 | 0 | 0 | 0 | 0 | 0 | 0 | 0 | 0 | 0 | 0 | 0 | 0 | 0 | 0 | 0 | 0 | 0 | 0 | 0 | 0 | 0 | 0 | 0 | 0
F6_Commercial_Miscellaneous_Existing_Food Preparation_Natural Gas_Oven_E4 | F6 | Commercial | Miscellaneous | Existing | Food Preparation | Natural Gas | Oven | E4 | Utility - Value of Sales | 0 | 0 | 0 | 0 | 0 | 0 | 0 | 0 | 0 | 0 | 0 | 0 | 0 | 0 | 0 | 0 | 0 | 0 | 0 | 0 | 0 | 0 | 0 | 0 | 0 | 0 | 0 | 0 | 0 | 0 | 0 | 0 | 0
F6_Commercial_Miscellaneous_Existing_Food Preparation_Natural Gas_Oven_E5 | F6 | Commercial | Miscellaneous | Existing | Food Preparation | Natural Gas | Oven | E5 | Utility - Value of Sales | 0 | 0 | 0 | 0 | 0 | 0 | 0 | 0 | 0 | 0 | 0 | 0 | 0 | 0 | 0 | 0 | 0 | 0 | 0 | 0 | 0 | 0 | 0 | 0 | 0 | 0 | 0 | 0 | 0 | 0 | 0 | 0 | 0
F6_Commercial_Miscellaneous_Existing_Food Preparation_Natural Gas_Oven_E6 | F6 | Commercial | Miscellaneous | Existing | Food Preparation | Natural Gas | Oven | E6 | Utility - Value of Sales | 0 | 0 | 0 | 0 | 0 | 0 | 0 | 0 | 0 | 0 | 0 | 0 | 0 | 0 | 0 | 0 | 0 | 0 | 0 | 0 | 0 | 0 | 0 | 0 | 0 | 0 | 0 | 0 | 0 | 0 | 0 | 0 | 0
F6_Commercial_Miscellaneous_Existing_Food Preparation_Natural Gas_Oven_E7 | F6 | Commercial | Miscellaneous | Existing | Food Preparation | Natural Gas | Oven | E7 | Utility - Value of Sales | 0 | 0 | 0 | 0 | 0 | 0 | 0 | 0 | 0 | 0 | 0 | 0 | 0 | 0 | 0 | 0 | 0 | 0 | 0 | 0 | 0 | 0 | 0 | 0 | 0 | 0 | 0 | 0 | 0 | 0 | 0 | 0 | 0
F6_Commercial_Miscellaneous_Existing_Food Preparation_Natural Gas_Oven_E8 | F6 | Commercial | Miscellaneous | Existing | Food Preparation | Natural Gas | Oven | E8 | Utility - Value of Sales | 0 | 0 | 0 | 0 | 0 | 0 | 0 | 0 | 0 | 0 | 0 | 0 | 0 | 0 | 0 | 0 | 0 | 0 | 0 | 0 | 0 | 0 | 0 | 0 | 0 | 0 | 0 | 0 | 0 | 0 | 0 | 0 | 0
F6_Commercial_Miscellaneous_Existing_Food Preparation_Natural Gas_Oven_E9 | F6 | Commercial | Miscellaneous | Existing | Food Preparation | Natural Gas | Oven | E9 | Utility - Value of Sales | 0 | 0 | 0 | 0 | 0 | 0 | 0 | 0 | 0 | 0 | 0 | 0 | 0 | 0 | 0 | 0 | 0 | 0 | 0 | 0 | 0 | 0 | 0 | 0 | 0 | 0 | 0 | 0 | 0 | 0 | 0 | 0 | 0
F6_Commercial_Miscellaneous_Existing_Food Preparation_Natural Gas_Oven_E10 | F6 | Commercial | Miscellaneous | Existing | Food Preparation | Natural Gas | Oven | E10 | Utility - Value of Sales | 0 | 0 | 0 | 0 | 0 | 0 | 0 | 0 | 0 | 0 | 0 | 0 | 0 | 0 | 0 | 0 | 0 | 0 | 0 | 0 | 0 | 0 | 0 | 0 | 0 | 0 | 0 | 0 | 0 | 0 | 0 | 0 | 0
F1_Commercial_Miscellaneous_Existing_Food Preparation_Natural Gas_Conveyor Oven_E1 | F1 | Commercial | Miscellaneous | Existing | Food Preparation | Natural Gas | Conveyor Oven | E1 | RVT - Cost of Equipment | 0.058502 | 0.058928 | 0.059391 | 0.059899 | 0.06048 | 0.061153 | 0.061747 | 0.062345 | 0.062965 | 0.063609 | 0.064229 | 0.064801 | 0.065361 | 0.065921 | 0.066505 | 0.067062 | 0.067636 | 0.068223 | 0.068814 | 0.069402 | 0.069978 | 0.070506 | 0.070976 | 0.071391 | 0.071751 | 0.072059 | 0.072274 | 0.072433 | 0.072571 | 0.072689 | 0.072806 | 0.072858 | 0.072858
F1_Commercial_Miscellaneous_Existing_Food Preparation_Natural Gas_Conveyor Oven_E2 | F1 | Commercial | Miscellaneous | Existing | Food Preparation | Natural Gas | Conveyor Oven | E2 | RVT - Cost of Equipment | 0.044471 | 0.044794 | 0.045147 | 0.045533 | 0.045974 | 0.046486 | 0.046937 | 0.047392 | 0.047863 | 0.048352 | 0.048824 | 0.049259 | 0.049685 | 0.05011 | 0.050554 | 0.050978 | 0.051414 | 0.05186 | 0.05231 | 0.052756 | 0.053194 | 0.053595 | 0.053953 | 0.054268 | 0.054542 | 0.054776 | 0.054939 | 0.05506 | 0.055166 | 0.055255 | 0.055344 | 0.055383 | 0.055383
F1_Commercial_Miscellaneous_Existing_Food Preparation_Natural Gas_Conveyor Oven_E3 | F1 | Commercial | Miscellaneous | Existing | Food Preparation | Natural Gas | Conveyor Oven | E3 | RVT - Cost of Equipment | 0 | 0 | 0 | 0 | 0 | 0 | 0 | 0 | 0 | 0 | 0 | 0 | 0 | 0 | 0 | 0 | 0 | 0 | 0 | 0 | 0 | 0 | 0 | 0 | 0 | 0 | 0 | 0 | 0 | 0 | 0 | 0 | 0
F1_Commercial_Miscellaneous_Existing_Food Preparation_Natural Gas_Conveyor Oven_E4 | F1 | Commercial | Miscellaneous | Existing | Food Preparation | Natural Gas | Conveyor Oven | E4 | RVT - Cost of Equipment | 0 | 0 | 0 | 0 | 0 | 0 | 0 | 0 | 0 | 0 | 0 | 0 | 0 | 0 | 0 | 0 | 0 | 0 | 0 | 0 | 0 | 0 | 0 | 0 | 0 | 0 | 0 | 0 | 0 | 0 | 0 | 0 | 0
F1_Commercial_Miscellaneous_Existing_Food Preparation_Natural Gas_Conveyor Oven_E5 | F1 | Commercial | Miscellaneous | Existing | Food Preparation | Natural Gas | Conveyor Oven | E5 | RVT - Cost of Equipment | 0 | 0 | 0 | 0 | 0 | 0 | 0 | 0 | 0 | 0 | 0 | 0 | 0 | 0 | 0 | 0 | 0 | 0 | 0 | 0 | 0 | 0 | 0 | 0 | 0 | 0 | 0 | 0 | 0 | 0 | 0 | 0 | 0
F1_Commercial_Miscellaneous_Existing_Food Preparation_Natural Gas_Conveyor Oven_E6 | F1 | Commercial | Miscellaneous | Existing | Food Preparation | Natural Gas | Conveyor Oven | E6 | RVT - Cost of Equipment | 0 | 0 | 0 | 0 | 0 | 0 | 0 | 0 | 0 | 0 | 0 | 0 | 0 | 0 | 0 | 0 | 0 | 0 | 0 | 0 | 0 | 0 | 0 | 0 | 0 | 0 | 0 | 0 | 0 | 0 | 0 | 0 | 0
F1_Commercial_Miscellaneous_Existing_Food Preparation_Natural Gas_Conveyor Oven_E7 | F1 | Commercial | Miscellaneous | Existing | Food Preparation | Natural Gas | Conveyor Oven | E7 | RVT - Cost of Equipment | 0 | 0 | 0 | 0 | 0 | 0 | 0 | 0 | 0 | 0 | 0 | 0 | 0 | 0 | 0 | 0 | 0 | 0 | 0 | 0 | 0 | 0 | 0 | 0 | 0 | 0 | 0 | 0 | 0 | 0 | 0 | 0 | 0
F1_Commercial_Miscellaneous_Existing_Food Preparation_Natural Gas_Conveyor Oven_E8 | F1 | Commercial | Miscellaneous | Existing | Food Preparation | Natural Gas | Conveyor Oven | E8 | RVT - Cost of Equipment | 0 | 0 | 0 | 0 | 0 | 0 | 0 | 0 | 0 | 0 | 0 | 0 | 0 | 0 | 0 | 0 | 0 | 0 | 0 | 0 | 0 | 0 | 0 | 0 | 0 | 0 | 0 | 0 | 0 | 0 | 0 | 0 | 0
F1_Commercial_Miscellaneous_Existing_Food Preparation_Natural Gas_Conveyor Oven_E9 | F1 | Commercial | Miscellaneous | Existing | Food Preparation | Natural Gas | Conveyor Oven | E9 | RVT - Cost of Equipment | 0 | 0 | 0 | 0 | 0 | 0 | 0 | 0 | 0 | 0 | 0 | 0 | 0 | 0 | 0 | 0 | 0 | 0 | 0 | 0 | 0 | 0 | 0 | 0 | 0 | 0 | 0 | 0 | 0 | 0 | 0 | 0 | 0
F1_Commercial_Miscellaneous_Existing_Food Preparation_Natural Gas_Conveyor Oven_E10 | F1 | Commercial | Miscellaneous | Existing | Food Preparation | Natural Gas | Conveyor Oven | E10 | RVT - Cost of Equipment | 0 | 0 | 0 | 0 | 0 | 0 | 0 | 0 | 0 | 0 | 0 | 0 | 0 | 0 | 0 | 0 | 0 | 0 | 0 | 0 | 0 | 0 | 0 | 0 | 0 | 0 | 0 | 0 | 0 | 0 | 0 | 0 | 0
F2_Commercial_Miscellaneous_Existing_Food Preparation_Natural Gas_Conveyor Oven_E1 | F2 | Commercial | Miscellaneous | Existing | Food Preparation | Natural Gas | Conveyor Oven | E1 | RVT - Cost of Operation | 0.070089 | 0.070599 | 0.071155 | 0.071763 | 0.072459 | 0.073266 | 0.073976 | 0.074693 | 0.075436 | 0.076207 | 0.07695 | 0.077635 | 0.078307 | 0.078977 | 0.079678 | 0.080345 | 0.081032 | 0.081735 | 0.082444 | 0.083148 | 0.083839 | 0.08447 | 0.085034 | 0.085531 | 0.085962 | 0.086332 | 0.086589 | 0.08678 | 0.086945 | 0.087087 | 0.087227 | 0.087288 | 0.087288
F2_Commercial_Miscellaneous_Existing_Food Preparation_Natural Gas_Conveyor Oven_E2 | F2 | Commercial | Miscellaneous | Existing | Food Preparation | Natural Gas | Conveyor Oven | E2 | RVT - Cost of Operation | 0.053279 | 0.053667 | 0.054088 | 0.054551 | 0.05508 | 0.055693 | 0.056234 | 0.056778 | 0.057343 | 0.057929 | 0.058494 | 0.059015 | 0.059525 | 0.060035 | 0.060568 | 0.061075 | 0.061597 | 0.062131 | 0.06267 | 0.063205 | 0.06373 | 0.064211 | 0.064639 | 0.065017 | 0.065344 | 0.065626 | 0.065821 | 0.065966 | 0.066092 | 0.066199 | 0.066306 | 0.066353 | 0.066353
F2_Commercial_Miscellaneous_Existing_Food Preparation_Natural Gas_Conveyor Oven_E3 | F2 | Commercial | Miscellaneous | Existing | Food Preparation | Natural Gas | Conveyor Oven | E3 | RVT - Cost of Operation | 0 | 0 | 0 | 0 | 0 | 0 | 0 | 0 | 0 | 0 | 0 | 0 | 0 | 0 | 0 | 0 | 0 | 0 | 0 | 0 | 0 | 0 | 0 | 0 | 0 | 0 | 0 | 0 | 0 | 0 | 0 | 0 | 0
F2_Commercial_Miscellaneous_Existing_Food Preparation_Natural Gas_Conveyor Oven_E4 | F2 | Commercial | Miscellaneous | Existing | Food Preparation | Natural Gas | Conveyor Oven | E4 | RVT - Cost of Operation | 0 | 0 | 0 | 0 | 0 | 0 | 0 | 0 | 0 | 0 | 0 | 0 | 0 | 0 | 0 | 0 | 0 | 0 | 0 | 0 | 0 | 0 | 0 | 0 | 0 | 0 | 0 | 0 | 0 | 0 | 0 | 0 | 0
F2_Commercial_Miscellaneous_Existing_Food Preparation_Natural Gas_Conveyor Oven_E5 | F2 | Commercial | Miscellaneous | Existing | Food Preparation | Natural Gas | Conveyor Oven | E5 | RVT - Cost of Operation | 0 | 0 | 0 | 0 | 0 | 0 | 0 | 0 | 0 | 0 | 0 | 0 | 0 | 0 | 0 | 0 | 0 | 0 | 0 | 0 | 0 | 0 | 0 | 0 | 0 | 0 | 0 | 0 | 0 | 0 | 0 | 0 | 0
F2_Commercial_Miscellaneous_Existing_Food Preparation_Natural Gas_Conveyor Oven_E6 | F2 | Commercial | Miscellaneous | Existing | Food Preparation | Natural Gas | Conveyor Oven | E6 | RVT - Cost of Operation | 0 | 0 | 0 | 0 | 0 | 0 | 0 | 0 | 0 | 0 | 0 | 0 | 0 | 0 | 0 | 0 | 0 | 0 | 0 | 0 | 0 | 0 | 0 | 0 | 0 | 0 | 0 | 0 | 0 | 0 | 0 | 0 | 0
F2_Commercial_Miscellaneous_Existing_Food Preparation_Natural Gas_Conveyor Oven_E7 | F2 | Commercial | Miscellaneous | Existing | Food Preparation | Natural Gas | Conveyor Oven | E7 | RVT - Cost of Operation | 0 | 0 | 0 | 0 | 0 | 0 | 0 | 0 | 0 | 0 | 0 | 0 | 0 | 0 | 0 | 0 | 0 | 0 | 0 | 0 | 0 | 0 | 0 | 0 | 0 | 0 | 0 | 0 | 0 | 0 | 0 | 0 | 0
F2_Commercial_Miscellaneous_Existing_Food Preparation_Natural Gas_Conveyor Oven_E8 | F2 | Commercial | Miscellaneous | Existing | Food Preparation | Natural Gas | Conveyor Oven | E8 | RVT - Cost of Operation | 0 | 0 | 0 | 0 | 0 | 0 | 0 | 0 | 0 | 0 | 0 | 0 | 0 | 0 | 0 | 0 | 0 | 0 | 0 | 0 | 0 | 0 | 0 | 0 | 0 | 0 | 0 | 0 | 0 | 0 | 0 | 0 | 0
F2_Commercial_Miscellaneous_Existing_Food Preparation_Natural Gas_Conveyor Oven_E9 | F2 | Commercial | Miscellaneous | Existing | Food Preparation | Natural Gas | Conveyor Oven | E9 | RVT - Cost of Operation | 0 | 0 | 0 | 0 | 0 | 0 | 0 | 0 | 0 | 0 | 0 | 0 | 0 | 0 | 0 | 0 | 0 | 0 | 0 | 0 | 0 | 0 | 0 | 0 | 0 | 0 | 0 | 0 | 0 | 0 | 0 | 0 | 0
F2_Commercial_Miscellaneous_Existing_Food Preparation_Natural Gas_Conveyor Oven_E10 | F2 | Commercial | Miscellaneous | Existing | Food Preparation | Natural Gas | Conveyor Oven | E10 | RVT - Cost of Operation | 0 | 0 | 0 | 0 | 0 | 0 | 0 | 0 | 0 | 0 | 0 | 0 | 0 | 0 | 0 | 0 | 0 | 0 | 0 | 0 | 0 | 0 | 0 | 0 | 0 | 0 | 0 | 0 | 0 | 0 | 0 | 0 | 0
F3_Commercial_Miscellaneous_Existing_Food Preparation_Natural Gas_Conveyor Oven_E1 | F3 | Commercial | Miscellaneous | Existing | Food Preparation | Natural Gas | Conveyor Oven | E1 | System - kBTUs of Consumption | 0.013183 | 0.013183 | 0.013183 | 0.013183 | 0.013183 | 0.013183 | 0.013183 | 0.013183 | 0.013183 | 0.013183 | 0.013183 | 0.013183 | 0.013183 | 0.013183 | 0.013183 | 0.013183 | 0.013183 | 0.013183 | 0.013183 | 0.013183 | 0.013183 | 0.013183 | 0.013183 | 0.013183 | 0.013183 | 0.013183 | 0.013183 | 0.013183 | 0.013183 | 0.013183 | 0.013183 | 0.013183 | 0.013183
F3_Commercial_Miscellaneous_Existing_Food Preparation_Natural Gas_Conveyor Oven_E2 | F3 | Commercial | Miscellaneous | Existing | Food Preparation | Natural Gas | Conveyor Oven | E2 | System - kBTUs of Consumption | 0.016072 | 0.016072 | 0.016072 | 0.016072 | 0.016072 | 0.016072 | 0.016072 | 0.016072 | 0.016072 | 0.016072 | 0.016072 | 0.016072 | 0.016072 | 0.016072 | 0.016072 | 0.016072 | 0.016072 | 0.016072 | 0.016072 | 0.016072 | 0.016072 | 0.016072 | 0.016072 | 0.016072 | 0.016072 | 0.016072 | 0.016072 | 0.016072 | 0.016072 | 0.016072 | 0.016072 | 0.016072 | 0.016072
F3_Commercial_Miscellaneous_Existing_Food Preparation_Natural Gas_Conveyor Oven_E3 | F3 | Commercial | Miscellaneous | Existing | Food Preparation | Natural Gas | Conveyor Oven | E3 | System - kBTUs of Consumption | 0 | 0 | 0 | 0 | 0 | 0 | 0 | 0 | 0 | 0 | 0 | 0 | 0 | 0 | 0 | 0 | 0 | 0 | 0 | 0 | 0 | 0 | 0 | 0 | 0 | 0 | 0 | 0 | 0 | 0 | 0 | 0 | 0
F3_Commercial_Miscellaneous_Existing_Food Preparation_Natural Gas_Conveyor Oven_E4 | F3 | Commercial | Miscellaneous | Existing | Food Preparation | Natural Gas | Conveyor Oven | E4 | System - kBTUs of Consumption | 0 | 0 | 0 | 0 | 0 | 0 | 0 | 0 | 0 | 0 | 0 | 0 | 0 | 0 | 0 | 0 | 0 | 0 | 0 | 0 | 0 | 0 | 0 | 0 | 0 | 0 | 0 | 0 | 0 | 0 | 0 | 0 | 0
F3_Commercial_Miscellaneous_Existing_Food Preparation_Natural Gas_Conveyor Oven_E5 | F3 | Commercial | Miscellaneous | Existing | Food Preparation | Natural Gas | Conveyor Oven | E5 | System - kBTUs of Consumption | 0 | 0 | 0 | 0 | 0 | 0 | 0 | 0 | 0 | 0 | 0 | 0 | 0 | 0 | 0 | 0 | 0 | 0 | 0 | 0 | 0 | 0 | 0 | 0 | 0 | 0 | 0 | 0 | 0 | 0 | 0 | 0 | 0
F3_Commercial_Miscellaneous_Existing_Food Preparation_Natural Gas_Conveyor Oven_E6 | F3 | Commercial | Miscellaneous | Existing | Food Preparation | Natural Gas | Conveyor Oven | E6 | System - kBTUs of Consumption | 0 | 0 | 0 | 0 | 0 | 0 | 0 | 0 | 0 | 0 | 0 | 0 | 0 | 0 | 0 | 0 | 0 | 0 | 0 | 0 | 0 | 0 | 0 | 0 | 0 | 0 | 0 | 0 | 0 | 0 | 0 | 0 | 0
F3_Commercial_Miscellaneous_Existing_Food Preparation_Natural Gas_Conveyor Oven_E7 | F3 | Commercial | Miscellaneous | Existing | Food Preparation | Natural Gas | Conveyor Oven | E7 | System - kBTUs of Consumption | 0 | 0 | 0 | 0 | 0 | 0 | 0 | 0 | 0 | 0 | 0 | 0 | 0 | 0 | 0 | 0 | 0 | 0 | 0 | 0 | 0 | 0 | 0 | 0 | 0 | 0 | 0 | 0 | 0 | 0 | 0 | 0 | 0
F3_Commercial_Miscellaneous_Existing_Food Preparation_Natural Gas_Conveyor Oven_E8 | F3 | Commercial | Miscellaneous | Existing | Food Preparation | Natural Gas | Conveyor Oven | E8 | System - kBTUs of Consumption | 0 | 0 | 0 | 0 | 0 | 0 | 0 | 0 | 0 | 0 | 0 | 0 | 0 | 0 | 0 | 0 | 0 | 0 | 0 | 0 | 0 | 0 | 0 | 0 | 0 | 0 | 0 | 0 | 0 | 0 | 0 | 0 | 0
F3_Commercial_Miscellaneous_Existing_Food Preparation_Natural Gas_Conveyor Oven_E9 | F3 | Commercial | Miscellaneous | Existing | Food Preparation | Natural Gas | Conveyor Oven | E9 | System - kBTUs of Consumption | 0 | 0 | 0 | 0 | 0 | 0 | 0 | 0 | 0 | 0 | 0 | 0 | 0 | 0 | 0 | 0 | 0 | 0 | 0 | 0 | 0 | 0 | 0 | 0 | 0 | 0 | 0 | 0 | 0 | 0 | 0 | 0 | 0
F3_Commercial_Miscellaneous_Existing_Food Preparation_Natural Gas_Conveyor Oven_E10 | F3 | Commercial | Miscellaneous | Existing | Food Preparation | Natural Gas | Conveyor Oven | E10 | System - kBTUs of Consumption | 0 | 0 | 0 | 0 | 0 | 0 | 0 | 0 | 0 | 0 | 0 | 0 | 0 | 0 | 0 | 0 | 0 | 0 | 0 | 0 | 0 | 0 | 0 | 0 | 0 | 0 | 0 | 0 | 0 | 0 | 0 | 0 | 0
F4_Commercial_Miscellaneous_Existing_Food Preparation_Natural Gas_Conveyor Oven_E1 | F4 | Commercial | Miscellaneous | Existing | Food Preparation | Natural Gas | Conveyor Oven | E1 | Utility - Cost of Equipment | 0.070089 | 0.070599 | 0.071155 | 0.071763 | 0.072459 | 0.073266 | 0.073976 | 0.074693 | 0.075436 | 0.076207 | 0.07695 | 0.077635 | 0.078307 | 0.078977 | 0.079678 | 0.080345 | 0.081032 | 0.081735 | 0.082444 | 0.083148 | 0.083839 | 0.08447 | 0.085034 | 0.085531 | 0.085962 | 0.086332 | 0.086589 | 0.08678 | 0.086945 | 0.087087 | 0.087227 | 0.087288 | 0.087288
F4_Commercial_Miscellaneous_Existing_Food Preparation_Natural Gas_Conveyor Oven_E2 | F4 | Commercial | Miscellaneous | Existing | Food Preparation | Natural Gas | Conveyor Oven | E2 | Utility - Cost of Equipment | 0.053279 | 0.053667 | 0.054088 | 0.054551 | 0.05508 | 0.055693 | 0.056234 | 0.056778 | 0.057343 | 0.057929 | 0.058494 | 0.059015 | 0.059525 | 0.060035 | 0.060568 | 0.061075 | 0.061597 | 0.062131 | 0.06267 | 0.063205 | 0.06373 | 0.064211 | 0.064639 | 0.065017 | 0.065344 | 0.065626 | 0.065821 | 0.065966 | 0.066092 | 0.066199 | 0.066306 | 0.066353 | 0.066353
F4_Commercial_Miscellaneous_Existing_Food Preparation_Natural Gas_Conveyor Oven_E3 | F4 | Commercial | Miscellaneous | Existing | Food Preparation | Natural Gas | Conveyor Oven | E3 | Utility - Cost of Equipment | 0 | 0 | 0 | 0 | 0 | 0 | 0 | 0 | 0 | 0 | 0 | 0 | 0 | 0 | 0 | 0 | 0 | 0 | 0 | 0 | 0 | 0 | 0 | 0 | 0 | 0 | 0 | 0 | 0 | 0 | 0 | 0 | 0
F4_Commercial_Miscellaneous_Existing_Food Preparation_Natural Gas_Conveyor Oven_E4 | F4 | Commercial | Miscellaneous | Existing | Food Preparation | Natural Gas | Conveyor Oven | E4 | Utility - Cost of Equipment | 0 | 0 | 0 | 0 | 0 | 0 | 0 | 0 | 0 | 0 | 0 | 0 | 0 | 0 | 0 | 0 | 0 | 0 | 0 | 0 | 0 | 0 | 0 | 0 | 0 | 0 | 0 | 0 | 0 | 0 | 0 | 0 | 0
F4_Commercial_Miscellaneous_Existing_Food Preparation_Natural Gas_Conveyor Oven_E5 | F4 | Commercial | Miscellaneous | Existing | Food Preparation | Natural Gas | Conveyor Oven | E5 | Utility - Cost of Equipment | 0 | 0 | 0 | 0 | 0 | 0 | 0 | 0 | 0 | 0 | 0 | 0 | 0 | 0 | 0 | 0 | 0 | 0 | 0 | 0 | 0 | 0 | 0 | 0 | 0 | 0 | 0 | 0 | 0 | 0 | 0 | 0 | 0
F4_Commercial_Miscellaneous_Existing_Food Preparation_Natural Gas_Conveyor Oven_E6 | F4 | Commercial | Miscellaneous | Existing | Food Preparation | Natural Gas | Conveyor Oven | E6 | Utility - Cost of Equipment | 0 | 0 | 0 | 0 | 0 | 0 | 0 | 0 | 0 | 0 | 0 | 0 | 0 | 0 | 0 | 0 | 0 | 0 | 0 | 0 | 0 | 0 | 0 | 0 | 0 | 0 | 0 | 0 | 0 | 0 | 0 | 0 | 0
F4_Commercial_Miscellaneous_Existing_Food Preparation_Natural Gas_Conveyor Oven_E7 | F4 | Commercial | Miscellaneous | Existing | Food Preparation | Natural Gas | Conveyor Oven | E7 | Utility - Cost of Equipment | 0 | 0 | 0 | 0 | 0 | 0 | 0 | 0 | 0 | 0 | 0 | 0 | 0 | 0 | 0 | 0 | 0 | 0 | 0 | 0 | 0 | 0 | 0 | 0 | 0 | 0 | 0 | 0 | 0 | 0 | 0 | 0 | 0
F4_Commercial_Miscellaneous_Existing_Food Preparation_Natural Gas_Conveyor Oven_E8 | F4 | Commercial | Miscellaneous | Existing | Food Preparation | Natural Gas | Conveyor Oven | E8 | Utility - Cost of Equipment | 0 | 0 | 0 | 0 | 0 | 0 | 0 | 0 | 0 | 0 | 0 | 0 | 0 | 0 | 0 | 0 | 0 | 0 | 0 | 0 | 0 | 0 | 0 | 0 | 0 | 0 | 0 | 0 | 0 | 0 | 0 | 0 | 0
F4_Commercial_Miscellaneous_Existing_Food Preparation_Natural Gas_Conveyor Oven_E9 | F4 | Commercial | Miscellaneous | Existing | Food Preparation | Natural Gas | Conveyor Oven | E9 | Utility - Cost of Equipment | 0 | 0 | 0 | 0 | 0 | 0 | 0 | 0 | 0 | 0 | 0 | 0 | 0 | 0 | 0 | 0 | 0 | 0 | 0 | 0 | 0 | 0 | 0 | 0 | 0 | 0 | 0 | 0 | 0 | 0 | 0 | 0 | 0
F4_Commercial_Miscellaneous_Existing_Food Preparation_Natural Gas_Conveyor Oven_E10 | F4 | Commercial | Miscellaneous | Existing | Food Preparation | Natural Gas | Conveyor Oven | E10 | Utility - Cost of Equipment | 0 | 0 | 0 | 0 | 0 | 0 | 0 | 0 | 0 | 0 | 0 | 0 | 0 | 0 | 0 | 0 | 0 | 0 | 0 | 0 | 0 | 0 | 0 | 0 | 0 | 0 | 0 | 0 | 0 | 0 | 0 | 0 | 0
F5_Commercial_Miscellaneous_Existing_Food Preparation_Natural Gas_Conveyor Oven_E1 | F5 | Commercial | Miscellaneous | Existing | Food Preparation | Natural Gas | Conveyor Oven | E1 | Utility - Cost of Operation | 0.013183 | 0.013183 | 0.013183 | 0.013183 | 0.013183 | 0.013183 | 0.013183 | 0.013183 | 0.013183 | 0.013183 | 0.013183 | 0.013183 | 0.013183 | 0.013183 | 0.013183 | 0.013183 | 0.013183 | 0.013183 | 0.013183 | 0.013183 | 0.013183 | 0.013183 | 0.013183 | 0.013183 | 0.013183 | 0.013183 | 0.013183 | 0.013183 | 0.013183 | 0.013183 | 0.013183 | 0.013183 | 0.013183
F5_Commercial_Miscellaneous_Existing_Food Preparation_Natural Gas_Conveyor Oven_E2 | F5 | Commercial | Miscellaneous | Existing | Food Preparation | Natural Gas | Conveyor Oven | E2 | Utility - Cost of Operation | 0.016072 | 0.016072 | 0.016072 | 0.016072 | 0.016072 | 0.016072 | 0.016072 | 0.016072 | 0.016072 | 0.016072 | 0.016072 | 0.016072 | 0.016072 | 0.016072 | 0.016072 | 0.016072 | 0.016072 | 0.016072 | 0.016072 | 0.016072 | 0.016072 | 0.016072 | 0.016072 | 0.016072 | 0.016072 | 0.016072 | 0.016072 | 0.016072 | 0.016072 | 0.016072 | 0.016072 | 0.016072 | 0.016072
F5_Commercial_Miscellaneous_Existing_Food Preparation_Natural Gas_Conveyor Oven_E3 | F5 | Commercial | Miscellaneous | Existing | Food Preparation | Natural Gas | Conveyor Oven | E3 | Utility - Cost of Operation | 0 | 0 | 0 | 0 | 0 | 0 | 0 | 0 | 0 | 0 | 0 | 0 | 0 | 0 | 0 | 0 | 0 | 0 | 0 | 0 | 0 | 0 | 0 | 0 | 0 | 0 | 0 | 0 | 0 | 0 | 0 | 0 | 0
F5_Commercial_Miscellaneous_Existing_Food Preparation_Natural Gas_Conveyor Oven_E4 | F5 | Commercial | Miscellaneous | Existing | Food Preparation | Natural Gas | Conveyor Oven | E4 | Utility - Cost of Operation | 0 | 0 | 0 | 0 | 0 | 0 | 0 | 0 | 0 | 0 | 0 | 0 | 0 | 0 | 0 | 0 | 0 | 0 | 0 | 0 | 0 | 0 | 0 | 0 | 0 | 0 | 0 | 0 | 0 | 0 | 0 | 0 | 0
F5_Commercial_Miscellaneous_Existing_Food Preparation_Natural Gas_Conveyor Oven_E5 | F5 | Commercial | Miscellaneous | Existing | Food Preparation | Natural Gas | Conveyor Oven | E5 | Utility - Cost of Operation | 0 | 0 | 0 | 0 | 0 | 0 | 0 | 0 | 0 | 0 | 0 | 0 | 0 | 0 | 0 | 0 | 0 | 0 | 0 | 0 | 0 | 0 | 0 | 0 | 0 | 0 | 0 | 0 | 0 | 0 | 0 | 0 | 0
F5_Commercial_Miscellaneous_Existing_Food Preparation_Natural Gas_Conveyor Oven_E6 | F5 | Commercial | Miscellaneous | Existing | Food Preparation | Natural Gas | Conveyor Oven | E6 | Utility - Cost of Operation | 0 | 0 | 0 | 0 | 0 | 0 | 0 | 0 | 0 | 0 | 0 | 0 | 0 | 0 | 0 | 0 | 0 | 0 | 0 | 0 | 0 | 0 | 0 | 0 | 0 | 0 | 0 | 0 | 0 | 0 | 0 | 0 | 0
F5_Commercial_Miscellaneous_Existing_Food Preparation_Natural Gas_Conveyor Oven_E7 | F5 | Commercial | Miscellaneous | Existing | Food Preparation | Natural Gas | Conveyor Oven | E7 | Utility - Cost of Operation | 0 | 0 | 0 | 0 | 0 | 0 | 0 | 0 | 0 | 0 | 0 | 0 | 0 | 0 | 0 | 0 | 0 | 0 | 0 | 0 | 0 | 0 | 0 | 0 | 0 | 0 | 0 | 0 | 0 | 0 | 0 | 0 | 0
F5_Commercial_Miscellaneous_Existing_Food Preparation_Natural Gas_Conveyor Oven_E8 | F5 | Commercial | Miscellaneous | Existing | Food Preparation | Natural Gas | Conveyor Oven | E8 | Utility - Cost of Operation | 0 | 0 | 0 | 0 | 0 | 0 | 0 | 0 | 0 | 0 | 0 | 0 | 0 | 0 | 0 | 0 | 0 | 0 | 0 | 0 | 0 | 0 | 0 | 0 | 0 | 0 | 0 | 0 | 0 | 0 | 0 | 0 | 0
F5_Commercial_Miscellaneous_Existing_Food Preparation_Natural Gas_Conveyor Oven_E9 | F5 | Commercial | Miscellaneous | Existing | Food Preparation | Natural Gas | Conveyor Oven | E9 | Utility - Cost of Operation | 0 | 0 | 0 | 0 | 0 | 0 | 0 | 0 | 0 | 0 | 0 | 0 | 0 | 0 | 0 | 0 | 0 | 0 | 0 | 0 | 0 | 0 | 0 | 0 | 0 | 0 | 0 | 0 | 0 | 0 | 0 | 0 | 0
F5_Commercial_Miscellaneous_Existing_Food Preparation_Natural Gas_Conveyor Oven_E10 | F5 | Commercial | Miscellaneous | Existing | Food Preparation | Natural Gas | Conveyor Oven | E10 | Utility - Cost of Operation | 0 | 0 | 0 | 0 | 0 | 0 | 0 | 0 | 0 | 0 | 0 | 0 | 0 | 0 | 0 | 0 | 0 | 0 | 0 | 0 | 0 | 0 | 0 | 0 | 0 | 0 | 0 | 0 | 0 | 0 | 0 | 0 | 0
F6_Commercial_Miscellaneous_Existing_Food Preparation_Natural Gas_Conveyor Oven_E1 | F6 | Commercial | Miscellaneous | Existing | Food Preparation | Natural Gas | Conveyor Oven | E1 | Utility - Value of Sales | 0.040676 | 0.040676 | 0.040676 | 0.040676 | 0.040676 | 0.040676 | 0.040676 | 0.040676 | 0.040676 | 0.040676 | 0.040676 | 0.040676 | 0.040676 | 0.040676 | 0.040676 | 0.040676 | 0.040676 | 0.040676 | 0.040676 | 0.040676 | 0.040676 | 0.040676 | 0.040676 | 0.040676 | 0.040676 | 0.040676 | 0.040676 | 0.040676 | 0.040676 | 0.040676 | 0.040676 | 0.040676 | 0.040676
F6_Commercial_Miscellaneous_Existing_Food Preparation_Natural Gas_Conveyor Oven_E2 | F6 | Commercial | Miscellaneous | Existing | Food Preparation | Natural Gas | Conveyor Oven | E2 | Utility - Value of Sales | 0.03092 | 0.03092 | 0.03092 | 0.03092 | 0.03092 | 0.03092 | 0.03092 | 0.03092 | 0.03092 | 0.03092 | 0.03092 | 0.03092 | 0.03092 | 0.03092 | 0.03092 | 0.03092 | 0.03092 | 0.03092 | 0.03092 | 0.03092 | 0.03092 | 0.03092 | 0.03092 | 0.03092 | 0.03092 | 0.03092 | 0.03092 | 0.03092 | 0.03092 | 0.03092 | 0.03092 | 0.03092 | 0.03092
F6_Commercial_Miscellaneous_Existing_Food Preparation_Natural Gas_Conveyor Oven_E3 | F6 | Commercial | Miscellaneous | Existing | Food Preparation | Natural Gas | Conveyor Oven | E3 | Utility - Value of Sales | 0 | 0 | 0 | 0 | 0 | 0 | 0 | 0 | 0 | 0 | 0 | 0 | 0 | 0 | 0 | 0 | 0 | 0 | 0 | 0 | 0 | 0 | 0 | 0 | 0 | 0 | 0 | 0 | 0 | 0 | 0 | 0 | 0
F6_Commercial_Miscellaneous_Existing_Food Preparation_Natural Gas_Conveyor Oven_E4 | F6 | Commercial | Miscellaneous | Existing | Food Preparation | Natural Gas | Conveyor Oven | E4 | Utility - Value of Sales | 0 | 0 | 0 | 0 | 0 | 0 | 0 | 0 | 0 | 0 | 0 | 0 | 0 | 0 | 0 | 0 | 0 | 0 | 0 | 0 | 0 | 0 | 0 | 0 | 0 | 0 | 0 | 0 | 0 | 0 | 0 | 0 | 0
F6_Commercial_Miscellaneous_Existing_Food Preparation_Natural Gas_Conveyor Oven_E5 | F6 | Commercial | Miscellaneous | Existing | Food Preparation | Natural Gas | Conveyor Oven | E5 | Utility - Value of Sales | 0 | 0 | 0 | 0 | 0 | 0 | 0 | 0 | 0 | 0 | 0 | 0 | 0 | 0 | 0 | 0 | 0 | 0 | 0 | 0 | 0 | 0 | 0 | 0 | 0 | 0 | 0 | 0 | 0 | 0 | 0 | 0 | 0
F6_Commercial_Miscellaneous_Existing_Food Preparation_Natural Gas_Conveyor Oven_E6 | F6 | Commercial | Miscellaneous | Existing | Food Preparation | Natural Gas | Conveyor Oven | E6 | Utility - Value of Sales | 0 | 0 | 0 | 0 | 0 | 0 | 0 | 0 | 0 | 0 | 0 | 0 | 0 | 0 | 0 | 0 | 0 | 0 | 0 | 0 | 0 | 0 | 0 | 0 | 0 | 0 | 0 | 0 | 0 | 0 | 0 | 0 | 0
F6_Commercial_Miscellaneous_Existing_Food Preparation_Natural Gas_Conveyor Oven_E7 | F6 | Commercial | Miscellaneous | Existing | Food Preparation | Natural Gas | Conveyor Oven | E7 | Utility - Value of Sales | 0 | 0 | 0 | 0 | 0 | 0 | 0 | 0 | 0 | 0 | 0 | 0 | 0 | 0 | 0 | 0 | 0 | 0 | 0 | 0 | 0 | 0 | 0 | 0 | 0 | 0 | 0 | 0 | 0 | 0 | 0 | 0 | 0
F6_Commercial_Miscellaneous_Existing_Food Preparation_Natural Gas_Conveyor Oven_E8 | F6 | Commercial | Miscellaneous | Existing | Food Preparation | Natural Gas | Conveyor Oven | E8 | Utility - Value of Sales | 0 | 0 | 0 | 0 | 0 | 0 | 0 | 0 | 0 | 0 | 0 | 0 | 0 | 0 | 0 | 0 | 0 | 0 | 0 | 0 | 0 | 0 | 0 | 0 | 0 | 0 | 0 | 0 | 0 | 0 | 0 | 0 | 0
F6_Commercial_Miscellaneous_Existing_Food Preparation_Natural Gas_Conveyor Oven_E9 | F6 | Commercial | Miscellaneous | Existing | Food Preparation | Natural Gas | Conveyor Oven | E9 | Utility - Value of Sales | 0 | 0 | 0 | 0 | 0 | 0 | 0 | 0 | 0 | 0 | 0 | 0 | 0 | 0 | 0 | 0 | 0 | 0 | 0 | 0 | 0 | 0 | 0 | 0 | 0 | 0 | 0 | 0 | 0 | 0 | 0 | 0 | 0
F6_Commercial_Miscellaneous_Existing_Food Preparation_Natural Gas_Conveyor Oven_E10 | F6 | Commercial | Miscellaneous | Existing | Food Preparation | Natural Gas | Conveyor Oven | E10 | Utility - Value of Sales | 0 | 0 | 0 | 0 | 0 | 0 | 0 | 0 | 0 | 0 | 0 | 0 | 0 | 0 | 0 | 0 | 0 | 0 | 0 | 0 | 0 | 0 | 0 | 0 | 0 | 0 | 0 | 0 | 0 | 0 | 0 | 0 | 0
F1_Commercial_Miscellaneous_Existing_Food Preparation_Natural Gas_Double Rack Oven_E1 | F1 | Commercial | Miscellaneous | Existing | Food Preparation | Natural Gas | Double Rack Oven | E1 | RVT - Cost of Equipment | 0.10216 | 0.10294 | 0.10381 | 0.10477 | 0.10586 | 0.10712 | 0.10815 | 0.10913 | 0.11013 | 0.11117 | 0.11216 | 0.11307 | 0.114 | 0.11497 | 0.11605 | 0.11711 | 0.11823 | 0.11941 | 0.12064 | 0.1219 | 0.12316 | 0.12435 | 0.12542 | 0.12636 | 0.12718 | 0.12788 | 0.12837 | 0.12873 | 0.12905 | 0.12932 | 0.12958 | 0.1297 | 0.1297
F1_Commercial_Miscellaneous_Existing_Food Preparation_Natural Gas_Double Rack Oven_E2 | F1 | Commercial | Miscellaneous | Existing | Food Preparation | Natural Gas | Double Rack Oven | E2 | RVT - Cost of Equipment | 0.055726 | 0.05615 | 0.056625 | 0.057147 | 0.057742 | 0.058431 | 0.058989 | 0.059525 | 0.060069 | 0.060636 | 0.061177 | 0.061673 | 0.06218 | 0.062713 | 0.063302 | 0.063877 | 0.064488 | 0.065132 | 0.065804 | 0.06649 | 0.067179 | 0.067826 | 0.068409 | 0.068925 | 0.069371 | 0.069754 | 0.07002 | 0.070218 | 0.070389 | 0.070536 | 0.070681 | 0.070745 | 0.070745
F1_Commercial_Miscellaneous_Existing_Food Preparation_Natural Gas_Double Rack Oven_E3 | F1 | Commercial | Miscellaneous | Existing | Food Preparation | Natural Gas | Double Rack Oven | E3 | RVT - Cost of Equipment | 0 | 0 | 0 | 0 | 0 | 0 | 0 | 0 | 0 | 0 | 0 | 0 | 0 | 0 | 0 | 0 | 0 | 0 | 0 | 0 | 0 | 0 | 0 | 0 | 0 | 0 | 0 | 0 | 0 | 0 | 0 | 0 | 0
F1_Commercial_Miscellaneous_Existing_Food Preparation_Natural Gas_Double Rack Oven_E4 | F1 | Commercial | Miscellaneous | Existing | Food Preparation | Natural Gas | Double Rack Oven | E4 | RVT - Cost of Equipment | 0 | 0 | 0 | 0 | 0 | 0 | 0 | 0 | 0 | 0 | 0 | 0 | 0 | 0 | 0 | 0 | 0 | 0 | 0 | 0 | 0 | 0 | 0 | 0 | 0 | 0 | 0 | 0 | 0 | 0 | 0 | 0 | 0
F1_Commercial_Miscellaneous_Existing_Food Preparation_Natural Gas_Double Rack Oven_E5 | F1 | Commercial | Miscellaneous | Existing | Food Preparation | Natural Gas | Double Rack Oven | E5 | RVT - Cost of Equipment | 0 | 0 | 0 | 0 | 0 | 0 | 0 | 0 | 0 | 0 | 0 | 0 | 0 | 0 | 0 | 0 | 0 | 0 | 0 | 0 | 0 | 0 | 0 | 0 | 0 | 0 | 0 | 0 | 0 | 0 | 0 | 0 | 0
F1_Commercial_Miscellaneous_Existing_Food Preparation_Natural Gas_Double Rack Oven_E6 | F1 | Commercial | Miscellaneous | Existing | Food Preparation | Natural Gas | Double Rack Oven | E6 | RVT - Cost of Equipment | 0 | 0 | 0 | 0 | 0 | 0 | 0 | 0 | 0 | 0 | 0 | 0 | 0 | 0 | 0 | 0 | 0 | 0 | 0 | 0 | 0 | 0 | 0 | 0 | 0 | 0 | 0 | 0 | 0 | 0 | 0 | 0 | 0
F1_Commercial_Miscellaneous_Existing_Food Preparation_Natural Gas_Double Rack Oven_E7 | F1 | Commercial | Miscellaneous | Existing | Food Preparation | Natural Gas | Double Rack Oven | E7 | RVT - Cost of Equipment | 0 | 0 | 0 | 0 | 0 | 0 | 0 | 0 | 0 | 0 | 0 | 0 | 0 | 0 | 0 | 0 | 0 | 0 | 0 | 0 | 0 | 0 | 0 | 0 | 0 | 0 | 0 | 0 | 0 | 0 | 0 | 0 | 0
F1_Commercial_Miscellaneous_Existing_Food Preparation_Natural Gas_Double Rack Oven_E8 | F1 | Commercial | Miscellaneous | Existing | Food Preparation | Natural Gas | Double Rack Oven | E8 | RVT - Cost of Equipment | 0 | 0 | 0 | 0 | 0 | 0 | 0 | 0 | 0 | 0 | 0 | 0 | 0 | 0 | 0 | 0 | 0 | 0 | 0 | 0 | 0 | 0 | 0 | 0 | 0 | 0 | 0 | 0 | 0 | 0 | 0 | 0 | 0
F1_Commercial_Miscellaneous_Existing_Food Preparation_Natural Gas_Double Rack Oven_E9 | F1 | Commercial | Miscellaneous | Existing | Food Preparation | Natural Gas | Double Rack Oven | E9 | RVT - Cost of Equipment | 0 | 0 | 0 | 0 | 0 | 0 | 0 | 0 | 0 | 0 | 0 | 0 | 0 | 0 | 0 | 0 | 0 | 0 | 0 | 0 | 0 | 0 | 0 | 0 | 0 | 0 | 0 | 0 | 0 | 0 | 0 | 0 | 0
F1_Commercial_Miscellaneous_Existing_Food Preparation_Natural Gas_Double Rack Oven_E10 | F1 | Commercial | Miscellaneous | Existing | Food Preparation | Natural Gas | Double Rack Oven | E10 | RVT - Cost of Equipment | 0 | 0 | 0 | 0 | 0 | 0 | 0 | 0 | 0 | 0 | 0 | 0 | 0 | 0 | 0 | 0 | 0 | 0 | 0 | 0 | 0 | 0 | 0 | 0 | 0 | 0 | 0 | 0 | 0 | 0 | 0 | 0 | 0
F2_Commercial_Miscellaneous_Existing_Food Preparation_Natural Gas_Double Rack Oven_E1 | F2 | Commercial | Miscellaneous | Existing | Food Preparation | Natural Gas | Double Rack Oven | E1 | RVT - Cost of Operation | 0.1224 | 0.12333 | 0.12437 | 0.12552 | 0.12683 | 0.12834 | 0.12957 | 0.13074 | 0.13194 | 0.13318 | 0.13437 | 0.13546 | 0.13658 | 0.13775 | 0.13904 | 0.1403 | 0.14164 | 0.14306 | 0.14453 | 0.14604 | 0.14756 | 0.14898 | 0.15026 | 0.15139 | 0.15237 | 0.15321 | 0.1538 | 0.15423 | 0.15461 | 0.15493 | 0.15525 | 0.15539 | 0.15539
F2_Commercial_Miscellaneous_Existing_Food Preparation_Natural Gas_Double Rack Oven_E2 | F2 | Commercial | Miscellaneous | Existing | Food Preparation | Natural Gas | Double Rack Oven | E2 | RVT - Cost of Operation | 0.066763 | 0.067272 | 0.067841 | 0.068466 | 0.069179 | 0.070004 | 0.070673 | 0.071315 | 0.071967 | 0.072646 | 0.073293 | 0.073888 | 0.074496 | 0.075135 | 0.07584 | 0.076529 | 0.07726 | 0.078032 | 0.078837 | 0.079659 | 0.080485 | 0.08126 | 0.081959 | 0.082577 | 0.083111 | 0.08357 | 0.083889 | 0.084126 | 0.084331 | 0.084507 | 0.08468 | 0.084757 | 0.084757
F2_Commercial_Miscellaneous_Existing_Food Preparation_Natural Gas_Double Rack Oven_E3 | F2 | Commercial | Miscellaneous | Existing | Food Preparation | Natural Gas | Double Rack Oven | E3 | RVT - Cost of Operation | 0 | 0 | 0 | 0 | 0 | 0 | 0 | 0 | 0 | 0 | 0 | 0 | 0 | 0 | 0 | 0 | 0 | 0 | 0 | 0 | 0 | 0 | 0 | 0 | 0 | 0 | 0 | 0 | 0 | 0 | 0 | 0 | 0
F2_Commercial_Miscellaneous_Existing_Food Preparation_Natural Gas_Double Rack Oven_E4 | F2 | Commercial | Miscellaneous | Existing | Food Preparation | Natural Gas | Double Rack Oven | E4 | RVT - Cost of Operation | 0 | 0 | 0 | 0 | 0 | 0 | 0 | 0 | 0 | 0 | 0 | 0 | 0 | 0 | 0 | 0 | 0 | 0 | 0 | 0 | 0 | 0 | 0 | 0 | 0 | 0 | 0 | 0 | 0 | 0 | 0 | 0 | 0
F2_Commercial_Miscellaneous_Existing_Food Preparation_Natural Gas_Double Rack Oven_E5 | F2 | Commercial | Miscellaneous | Existing | Food Preparation | Natural Gas | Double Rack Oven | E5 | RVT - Cost of Operation | 0 | 0 | 0 | 0 | 0 | 0 | 0 | 0 | 0 | 0 | 0 | 0 | 0 | 0 | 0 | 0 | 0 | 0 | 0 | 0 | 0 | 0 | 0 | 0 | 0 | 0 | 0 | 0 | 0 | 0 | 0 | 0 | 0
F2_Commercial_Miscellaneous_Existing_Food Preparation_Natural Gas_Double Rack Oven_E6 | F2 | Commercial | Miscellaneous | Existing | Food Preparation | Natural Gas | Double Rack Oven | E6 | RVT - Cost of Operation | 0 | 0 | 0 | 0 | 0 | 0 | 0 | 0 | 0 | 0 | 0 | 0 | 0 | 0 | 0 | 0 | 0 | 0 | 0 | 0 | 0 | 0 | 0 | 0 | 0 | 0 | 0 | 0 | 0 | 0 | 0 | 0 | 0
F2_Commercial_Miscellaneous_Existing_Food Preparation_Natural Gas_Double Rack Oven_E7 | F2 | Commercial | Miscellaneous | Existing | Food Preparation | Natural Gas | Double Rack Oven | E7 | RVT - Cost of Operation | 0 | 0 | 0 | 0 | 0 | 0 | 0 | 0 | 0 | 0 | 0 | 0 | 0 | 0 | 0 | 0 | 0 | 0 | 0 | 0 | 0 | 0 | 0 | 0 | 0 | 0 | 0 | 0 | 0 | 0 | 0 | 0 | 0
F2_Commercial_Miscellaneous_Existing_Food Preparation_Natural Gas_Double Rack Oven_E8 | F2 | Commercial | Miscellaneous | Existing | Food Preparation | Natural Gas | Double Rack Oven | E8 | RVT - Cost of Operation | 0 | 0 | 0 | 0 | 0 | 0 | 0 | 0 | 0 | 0 | 0 | 0 | 0 | 0 | 0 | 0 | 0 | 0 | 0 | 0 | 0 | 0 | 0 | 0 | 0 | 0 | 0 | 0 | 0 | 0 | 0 | 0 | 0
F2_Commercial_Miscellaneous_Existing_Food Preparation_Natural Gas_Double Rack Oven_E9 | F2 | Commercial | Miscellaneous | Existing | Food Preparation | Natural Gas | Double Rack Oven | E9 | RVT - Cost of Operation | 0 | 0 | 0 | 0 | 0 | 0 | 0 | 0 | 0 | 0 | 0 | 0 | 0 | 0 | 0 | 0 | 0 | 0 | 0 | 0 | 0 | 0 | 0 | 0 | 0 | 0 | 0 | 0 | 0 | 0 | 0 | 0 | 0
F2_Commercial_Miscellaneous_Existing_Food Preparation_Natural Gas_Double Rack Oven_E10 | F2 | Commercial | Miscellaneous | Existing | Food Preparation | Natural Gas | Double Rack Oven | E10 | RVT - Cost of Operation | 0 | 0 | 0 | 0 | 0 | 0 | 0 | 0 | 0 | 0 | 0 | 0 | 0 | 0 | 0 | 0 | 0 | 0 | 0 | 0 | 0 | 0 | 0 | 0 | 0 | 0 | 0 | 0 | 0 | 0 | 0 | 0 | 0
F3_Commercial_Miscellaneous_Existing_Food Preparation_Natural Gas_Double Rack Oven_E1 | F3 | Commercial | Miscellaneous | Existing | Food Preparation | Natural Gas | Double Rack Oven | E1 | System - kBTUs of Consumption | 0.02475 | 0.02475 | 0.02475 | 0.02475 | 0.02475 | 0.02475 | 0.02475 | 0.02475 | 0.02475 | 0.02475 | 0.02475 | 0.02475 | 0.02475 | 0.02475 | 0.02475 | 0.02475 | 0.02475 | 0.02475 | 0.02475 | 0.02475 | 0.02475 | 0.02475 | 0.02475 | 0.02475 | 0.02475 | 0.02475 | 0.02475 | 0.02475 | 0.02475 | 0.02475 | 0.02475 | 0.02475 | 0.02475
F3_Commercial_Miscellaneous_Existing_Food Preparation_Natural Gas_Double Rack Oven_E2 | F3 | Commercial | Miscellaneous | Existing | Food Preparation | Natural Gas | Double Rack Oven | E2 | System - kBTUs of Consumption | 0.032916 | 0.032916 | 0.032916 | 0.032916 | 0.032916 | 0.032916 | 0.032916 | 0.032916 | 0.032916 | 0.032916 | 0.032916 | 0.032916 | 0.032916 | 0.032916 | 0.032916 | 0.032916 | 0.032916 | 0.032916 | 0.032916 | 0.032916 | 0.032916 | 0.032916 | 0.032916 | 0.032916 | 0.032916 | 0.032916 | 0.032916 | 0.032916 | 0.032916 | 0.032916 | 0.032916 | 0.032916 | 0.032916
F3_Commercial_Miscellaneous_Existing_Food Preparation_Natural Gas_Double Rack Oven_E3 | F3 | Commercial | Miscellaneous | Existing | Food Preparation | Natural Gas | Double Rack Oven | E3 | System - kBTUs of Consumption | 0 | 0 | 0 | 0 | 0 | 0 | 0 | 0 | 0 | 0 | 0 | 0 | 0 | 0 | 0 | 0 | 0 | 0 | 0 | 0 | 0 | 0 | 0 | 0 | 0 | 0 | 0 | 0 | 0 | 0 | 0 | 0 | 0
F3_Commercial_Miscellaneous_Existing_Food Preparation_Natural Gas_Double Rack Oven_E4 | F3 | Commercial | Miscellaneous | Existing | Food Preparation | Natural Gas | Double Rack Oven | E4 | System - kBTUs of Consumption | 0 | 0 | 0 | 0 | 0 | 0 | 0 | 0 | 0 | 0 | 0 | 0 | 0 | 0 | 0 | 0 | 0 | 0 | 0 | 0 | 0 | 0 | 0 | 0 | 0 | 0 | 0 | 0 | 0 | 0 | 0 | 0 | 0
F3_Commercial_Miscellaneous_Existing_Food Preparation_Natural Gas_Double Rack Oven_E5 | F3 | Commercial | Miscellaneous | Existing | Food Preparation | Natural Gas | Double Rack Oven | E5 | System - kBTUs of Consumption | 0 | 0 | 0 | 0 | 0 | 0 | 0 | 0 | 0 | 0 | 0 | 0 | 0 | 0 | 0 | 0 | 0 | 0 | 0 | 0 | 0 | 0 | 0 | 0 | 0 | 0 | 0 | 0 | 0 | 0 | 0 | 0 | 0
F3_Commercial_Miscellaneous_Existing_Food Preparation_Natural Gas_Double Rack Oven_E6 | F3 | Commercial | Miscellaneous | Existing | Food Preparation | Natural Gas | Double Rack Oven | E6 | System - kBTUs of Consumption | 0 | 0 | 0 | 0 | 0 | 0 | 0 | 0 | 0 | 0 | 0 | 0 | 0 | 0 | 0 | 0 | 0 | 0 | 0 | 0 | 0 | 0 | 0 | 0 | 0 | 0 | 0 | 0 | 0 | 0 | 0 | 0 | 0
F3_Commercial_Miscellaneous_Existing_Food Preparation_Natural Gas_Double Rack Oven_E7 | F3 | Commercial | Miscellaneous | Existing | Food Preparation | Natural Gas | Double Rack Oven | E7 | System - kBTUs of Consumption | 0 | 0 | 0 | 0 | 0 | 0 | 0 | 0 | 0 | 0 | 0 | 0 | 0 | 0 | 0 | 0 | 0 | 0 | 0 | 0 | 0 | 0 | 0 | 0 | 0 | 0 | 0 | 0 | 0 | 0 | 0 | 0 | 0
F3_Commercial_Miscellaneous_Existing_Food Preparation_Natural Gas_Double Rack Oven_E8 | F3 | Commercial | Miscellaneous | Existing | Food Preparation | Natural Gas | Double Rack Oven | E8 | System - kBTUs of Consumption | 0 | 0 | 0 | 0 | 0 | 0 | 0 | 0 | 0 | 0 | 0 | 0 | 0 | 0 | 0 | 0 | 0 | 0 | 0 | 0 | 0 | 0 | 0 | 0 | 0 | 0 | 0 | 0 | 0 | 0 | 0 | 0 | 0
F3_Commercial_Miscellaneous_Existing_Food Preparation_Natural Gas_Double Rack Oven_E9 | F3 | Commercial | Miscellaneous | Existing | Food Preparation | Natural Gas | Double Rack Oven | E9 | System - kBTUs of Consumption | 0 | 0 | 0 | 0 | 0 | 0 | 0 | 0 | 0 | 0 | 0 | 0 | 0 | 0 | 0 | 0 | 0 | 0 | 0 | 0 | 0 | 0 | 0 | 0 | 0 | 0 | 0 | 0 | 0 | 0 | 0 | 0 | 0
F3_Commercial_Miscellaneous_Existing_Food Preparation_Natural Gas_Double Rack Oven_E10 | F3 | Commercial | Miscellaneous | Existing | Food Preparation | Natural Gas | Double Rack Oven | E10 | System - kBTUs of Consumption | 0 | 0 | 0 | 0 | 0 | 0 | 0 | 0 | 0 | 0 | 0 | 0 | 0 | 0 | 0 | 0 | 0 | 0 | 0 | 0 | 0 | 0 | 0 | 0 | 0 | 0 | 0 | 0 | 0 | 0 | 0 | 0 | 0
F4_Commercial_Miscellaneous_Existing_Food Preparation_Natural Gas_Double Rack Oven_E1 | F4 | Commercial | Miscellaneous | Existing | Food Preparation | Natural Gas | Double Rack Oven | E1 | Utility - Cost of Equipment | 0.1224 | 0.12333 | 0.12437 | 0.12552 | 0.12683 | 0.12834 | 0.12957 | 0.13074 | 0.13194 | 0.13318 | 0.13437 | 0.13546 | 0.13658 | 0.13775 | 0.13904 | 0.1403 | 0.14164 | 0.14306 | 0.14453 | 0.14604 | 0.14756 | 0.14898 | 0.15026 | 0.15139 | 0.15237 | 0.15321 | 0.1538 | 0.15423 | 0.15461 | 0.15493 | 0.15525 | 0.15539 | 0.15539
F4_Commercial_Miscellaneous_Existing_Food Preparation_Natural Gas_Double Rack Oven_E2 | F4 | Commercial | Miscellaneous | Existing | Food Preparation | Natural Gas | Double Rack Oven | E2 | Utility - Cost of Equipment | 0.066763 | 0.067272 | 0.067841 | 0.068466 | 0.069179 | 0.070004 | 0.070673 | 0.071315 | 0.071967 | 0.072646 | 0.073293 | 0.073888 | 0.074496 | 0.075135 | 0.07584 | 0.076529 | 0.07726 | 0.078032 | 0.078837 | 0.079659 | 0.080485 | 0.08126 | 0.081959 | 0.082577 | 0.083111 | 0.08357 | 0.083889 | 0.084126 | 0.084331 | 0.084507 | 0.08468 | 0.084757 | 0.084757
F4_Commercial_Miscellaneous_Existing_Food Preparation_Natural Gas_Double Rack Oven_E3 | F4 | Commercial | Miscellaneous | Existing | Food Preparation | Natural Gas | Double Rack Oven | E3 | Utility - Cost of Equipment | 0 | 0 | 0 | 0 | 0 | 0 | 0 | 0 | 0 | 0 | 0 | 0 | 0 | 0 | 0 | 0 | 0 | 0 | 0 | 0 | 0 | 0 | 0 | 0 | 0 | 0 | 0 | 0 | 0 | 0 | 0 | 0 | 0
F4_Commercial_Miscellaneous_Existing_Food Preparation_Natural Gas_Double Rack Oven_E4 | F4 | Commercial | Miscellaneous | Existing | Food Preparation | Natural Gas | Double Rack Oven | E4 | Utility - Cost of Equipment | 0 | 0 | 0 | 0 | 0 | 0 | 0 | 0 | 0 | 0 | 0 | 0 | 0 | 0 | 0 | 0 | 0 | 0 | 0 | 0 | 0 | 0 | 0 | 0 | 0 | 0 | 0 | 0 | 0 | 0 | 0 | 0 | 0
F4_Commercial_Miscellaneous_Existing_Food Preparation_Natural Gas_Double Rack Oven_E5 | F4 | Commercial | Miscellaneous | Existing | Food Preparation | Natural Gas | Double Rack Oven | E5 | Utility - Cost of Equipment | 0 | 0 | 0 | 0 | 0 | 0 | 0 | 0 | 0 | 0 | 0 | 0 | 0 | 0 | 0 | 0 | 0 | 0 | 0 | 0 | 0 | 0 | 0 | 0 | 0 | 0 | 0 | 0 | 0 | 0 | 0 | 0 | 0
F4_Commercial_Miscellaneous_Existing_Food Preparation_Natural Gas_Double Rack Oven_E6 | F4 | Commercial | Miscellaneous | Existing | Food Preparation | Natural Gas | Double Rack Oven | E6 | Utility - Cost of Equipment | 0 | 0 | 0 | 0 | 0 | 0 | 0 | 0 | 0 | 0 | 0 | 0 | 0 | 0 | 0 | 0 | 0 | 0 | 0 | 0 | 0 | 0 | 0 | 0 | 0 | 0 | 0 | 0 | 0 | 0 | 0 | 0 | 0
F4_Commercial_Miscellaneous_Existing_Food Preparation_Natural Gas_Double Rack Oven_E7 | F4 | Commercial | Miscellaneous | Existing | Food Preparation | Natural Gas | Double Rack Oven | E7 | Utility - Cost of Equipment | 0 | 0 | 0 | 0 | 0 | 0 | 0 | 0 | 0 | 0 | 0 | 0 | 0 | 0 | 0 | 0 | 0 | 0 | 0 | 0 | 0 | 0 | 0 | 0 | 0 | 0 | 0 | 0 | 0 | 0 | 0 | 0 | 0
F4_Commercial_Miscellaneous_Existing_Food Preparation_Natural Gas_Double Rack Oven_E8 | F4 | Commercial | Miscellaneous | Existing | Food Preparation | Natural Gas | Double Rack Oven | E8 | Utility - Cost of Equipment | 0 | 0 | 0 | 0 | 0 | 0 | 0 | 0 | 0 | 0 | 0 | 0 | 0 | 0 | 0 | 0 | 0 | 0 | 0 | 0 | 0 | 0 | 0 | 0 | 0 | 0 | 0 | 0 | 0 | 0 | 0 | 0 | 0
F4_Commercial_Miscellaneous_Existing_Food Preparation_Natural Gas_Double Rack Oven_E9 | F4 | Commercial | Miscellaneous | Existing | Food Preparation | Natural Gas | Double Rack Oven | E9 | Utility - Cost of Equipment | 0 | 0 | 0 | 0 | 0 | 0 | 0 | 0 | 0 | 0 | 0 | 0 | 0 | 0 | 0 | 0 | 0 | 0 | 0 | 0 | 0 | 0 | 0 | 0 | 0 | 0 | 0 | 0 | 0 | 0 | 0 | 0 | 0
F4_Commercial_Miscellaneous_Existing_Food Preparation_Natural Gas_Double Rack Oven_E10 | F4 | Commercial | Miscellaneous | Existing | Food Preparation | Natural Gas | Double Rack Oven | E10 | Utility - Cost of Equipment | 0 | 0 | 0 | 0 | 0 | 0 | 0 | 0 | 0 | 0 | 0 | 0 | 0 | 0 | 0 | 0 | 0 | 0 | 0 | 0 | 0 | 0 | 0 | 0 | 0 | 0 | 0 | 0 | 0 | 0 | 0 | 0 | 0
F5_Commercial_Miscellaneous_Existing_Food Preparation_Natural Gas_Double Rack Oven_E1 | F5 | Commercial | Miscellaneous | Existing | Food Preparation | Natural Gas | Double Rack Oven | E1 | Utility - Cost of Operation | 0.02475 | 0.02475 | 0.02475 | 0.02475 | 0.02475 | 0.02475 | 0.02475 | 0.02475 | 0.02475 | 0.02475 | 0.02475 | 0.02475 | 0.02475 | 0.02475 | 0.02475 | 0.02475 | 0.02475 | 0.02475 | 0.02475 | 0.02475 | 0.02475 | 0.02475 | 0.02475 | 0.02475 | 0.02475 | 0.02475 | 0.02475 | 0.02475 | 0.02475 | 0.02475 | 0.02475 | 0.02475 | 0.02475
F5_Commercial_Miscellaneous_Existing_Food Preparation_Natural Gas_Double Rack Oven_E2 | F5 | Commercial | Miscellaneous | Existing | Food Preparation | Natural Gas | Double Rack Oven | E2 | Utility - Cost of Operation | 0.032916 | 0.032916 | 0.032916 | 0.032916 | 0.032916 | 0.032916 | 0.032916 | 0.032916 | 0.032916 | 0.032916 | 0.032916 | 0.032916 | 0.032916 | 0.032916 | 0.032916 | 0.032916 | 0.032916 | 0.032916 | 0.032916 | 0.032916 | 0.032916 | 0.032916 | 0.032916 | 0.032916 | 0.032916 | 0.032916 | 0.032916 | 0.032916 | 0.032916 | 0.032916 | 0.032916 | 0.032916 | 0.032916
F5_Commercial_Miscellaneous_Existing_Food Preparation_Natural Gas_Double Rack Oven_E3 | F5 | Commercial | Miscellaneous | Existing | Food Preparation | Natural Gas | Double Rack Oven | E3 | Utility - Cost of Operation | 0 | 0 | 0 | 0 | 0 | 0 | 0 | 0 | 0 | 0 | 0 | 0 | 0 | 0 | 0 | 0 | 0 | 0 | 0 | 0 | 0 | 0 | 0 | 0 | 0 | 0 | 0 | 0 | 0 | 0 | 0 | 0 | 0
F5_Commercial_Miscellaneous_Existing_Food Preparation_Natural Gas_Double Rack Oven_E4 | F5 | Commercial | Miscellaneous | Existing | Food Preparation | Natural Gas | Double Rack Oven | E4 | Utility - Cost of Operation | 0 | 0 | 0 | 0 | 0 | 0 | 0 | 0 | 0 | 0 | 0 | 0 | 0 | 0 | 0 | 0 | 0 | 0 | 0 | 0 | 0 | 0 | 0 | 0 | 0 | 0 | 0 | 0 | 0 | 0 | 0 | 0 | 0
F5_Commercial_Miscellaneous_Existing_Food Preparation_Natural Gas_Double Rack Oven_E5 | F5 | Commercial | Miscellaneous | Existing | Food Preparation | Natural Gas | Double Rack Oven | E5 | Utility - Cost of Operation | 0 | 0 | 0 | 0 | 0 | 0 | 0 | 0 | 0 | 0 | 0 | 0 | 0 | 0 | 0 | 0 | 0 | 0 | 0 | 0 | 0 | 0 | 0 | 0 | 0 | 0 | 0 | 0 | 0 | 0 | 0 | 0 | 0
F5_Commercial_Miscellaneous_Existing_Food Preparation_Natural Gas_Double Rack Oven_E6 | F5 | Commercial | Miscellaneous | Existing | Food Preparation | Natural Gas | Double Rack Oven | E6 | Utility - Cost of Operation | 0 | 0 | 0 | 0 | 0 | 0 | 0 | 0 | 0 | 0 | 0 | 0 | 0 | 0 | 0 | 0 | 0 | 0 | 0 | 0 | 0 | 0 | 0 | 0 | 0 | 0 | 0 | 0 | 0 | 0 | 0 | 0 | 0
F5_Commercial_Miscellaneous_Existing_Food Preparation_Natural Gas_Double Rack Oven_E7 | F5 | Commercial | Miscellaneous | Existing | Food Preparation | Natural Gas | Double Rack Oven | E7 | Utility - Cost of Operation | 0 | 0 | 0 | 0 | 0 | 0 | 0 | 0 | 0 | 0 | 0 | 0 | 0 | 0 | 0 | 0 | 0 | 0 | 0 | 0 | 0 | 0 | 0 | 0 | 0 | 0 | 0 | 0 | 0 | 0 | 0 | 0 | 0
F5_Commercial_Miscellaneous_Existing_Food Preparation_Natural Gas_Double Rack Oven_E8 | F5 | Commercial | Miscellaneous | Existing | Food Preparation | Natural Gas | Double Rack Oven | E8 | Utility - Cost of Operation | 0 | 0 | 0 | 0 | 0 | 0 | 0 | 0 | 0 | 0 | 0 | 0 | 0 | 0 | 0 | 0 | 0 | 0 | 0 | 0 | 0 | 0 | 0 | 0 | 0 | 0 | 0 | 0 | 0 | 0 | 0 | 0 | 0
F5_Commercial_Miscellaneous_Existing_Food Preparation_Natural Gas_Double Rack Oven_E9 | F5 | Commercial | Miscellaneous | Existing | Food Preparation | Natural Gas | Double Rack Oven | E9 | Utility - Cost of Operation | 0 | 0 | 0 | 0 | 0 | 0 | 0 | 0 | 0 | 0 | 0 | 0 | 0 | 0 | 0 | 0 | 0 | 0 | 0 | 0 | 0 | 0 | 0 | 0 | 0 | 0 | 0 | 0 | 0 | 0 | 0 | 0 | 0
F5_Commercial_Miscellaneous_Existing_Food Preparation_Natural Gas_Double Rack Oven_E10 | F5 | Commercial | Miscellaneous | Existing | Food Preparation | Natural Gas | Double Rack Oven | E10 | Utility - Cost of Operation | 0 | 0 | 0 | 0 | 0 | 0 | 0 | 0 | 0 | 0 | 0 | 0 | 0 | 0 | 0 | 0 | 0 | 0 | 0 | 0 | 0 | 0 | 0 | 0 | 0 | 0 | 0 | 0 | 0 | 0 | 0 | 0 | 0
F6_Commercial_Miscellaneous_Existing_Food Preparation_Natural Gas_Double Rack Oven_E1 | F6 | Commercial | Miscellaneous | Existing | Food Preparation | Natural Gas | Double Rack Oven | E1 | Utility - Value of Sales | 0.072491 | 0.072491 | 0.072491 | 0.072491 | 0.072491 | 0.072491 | 0.072491 | 0.072491 | 0.072491 | 0.072491 | 0.072491 | 0.072491 | 0.072491 | 0.072491 | 0.072491 | 0.072491 | 0.072491 | 0.072491 | 0.072491 | 0.072491 | 0.072491 | 0.072491 | 0.072491 | 0.072491 | 0.072491 | 0.072491 | 0.072491 | 0.072491 | 0.072491 | 0.072491 | 0.072491 | 0.072491 | 0.072491
F6_Commercial_Miscellaneous_Existing_Food Preparation_Natural Gas_Double Rack Oven_E2 | F6 | Commercial | Miscellaneous | Existing | Food Preparation | Natural Gas | Double Rack Oven | E2 | Utility - Value of Sales | 0.039541 | 0.039541 | 0.039541 | 0.039541 | 0.039541 | 0.039541 | 0.039541 | 0.039541 | 0.039541 | 0.039541 | 0.039541 | 0.039541 | 0.039541 | 0.039541 | 0.039541 | 0.039541 | 0.039541 | 0.039541 | 0.039541 | 0.039541 | 0.039541 | 0.039541 | 0.039541 | 0.039541 | 0.039541 | 0.039541 | 0.039541 | 0.039541 | 0.039541 | 0.039541 | 0.039541 | 0.039541 | 0.039541
F6_Commercial_Miscellaneous_Existing_Food Preparation_Natural Gas_Double Rack Oven_E3 | F6 | Commercial | Miscellaneous | Existing | Food Preparation | Natural Gas | Double Rack Oven | E3 | Utility - Value of Sales | 0 | 0 | 0 | 0 | 0 | 0 | 0 | 0 | 0 | 0 | 0 | 0 | 0 | 0 | 0 | 0 | 0 | 0 | 0 | 0 | 0 | 0 | 0 | 0 | 0 | 0 | 0 | 0 | 0 | 0 | 0 | 0 | 0
F6_Commercial_Miscellaneous_Existing_Food Preparation_Natural Gas_Double Rack Oven_E4 | F6 | Commercial | Miscellaneous | Existing | Food Preparation | Natural Gas | Double Rack Oven | E4 | Utility - Value of Sales | 0 | 0 | 0 | 0 | 0 | 0 | 0 | 0 | 0 | 0 | 0 | 0 | 0 | 0 | 0 | 0 | 0 | 0 | 0 | 0 | 0 | 0 | 0 | 0 | 0 | 0 | 0 | 0 | 0 | 0 | 0 | 0 | 0
F6_Commercial_Miscellaneous_Existing_Food Preparation_Natural Gas_Double Rack Oven_E5 | F6 | Commercial | Miscellaneous | Existing | Food Preparation | Natural Gas | Double Rack Oven | E5 | Utility - Value of Sales | 0 | 0 | 0 | 0 | 0 | 0 | 0 | 0 | 0 | 0 | 0 | 0 | 0 | 0 | 0 | 0 | 0 | 0 | 0 | 0 | 0 | 0 | 0 | 0 | 0 | 0 | 0 | 0 | 0 | 0 | 0 | 0 | 0
F6_Commercial_Miscellaneous_Existing_Food Preparation_Natural Gas_Double Rack Oven_E6 | F6 | Commercial | Miscellaneous | Existing | Food Preparation | Natural Gas | Double Rack Oven | E6 | Utility - Value of Sales | 0 | 0 | 0 | 0 | 0 | 0 | 0 | 0 | 0 | 0 | 0 | 0 | 0 | 0 | 0 | 0 | 0 | 0 | 0 | 0 | 0 | 0 | 0 | 0 | 0 | 0 | 0 | 0 | 0 | 0 | 0 | 0 | 0
F6_Commercial_Miscellaneous_Existing_Food Preparation_Natural Gas_Double Rack Oven_E7 | F6 | Commercial | Miscellaneous | Existing | Food Preparation | Natural Gas | Double Rack Oven | E7 | Utility - Value of Sales | 0 | 0 | 0 | 0 | 0 | 0 | 0 | 0 | 0 | 0 | 0 | 0 | 0 | 0 | 0 | 0 | 0 | 0 | 0 | 0 | 0 | 0 | 0 | 0 | 0 | 0 | 0 | 0 | 0 | 0 | 0 | 0 | 0
F6_Commercial_Miscellaneous_Existing_Food Preparation_Natural Gas_Double Rack Oven_E8 | F6 | Commercial | Miscellaneous | Existing | Food Preparation | Natural Gas | Double Rack Oven | E8 | Utility - Value of Sales | 0 | 0 | 0 | 0 | 0 | 0 | 0 | 0 | 0 | 0 | 0 | 0 | 0 | 0 | 0 | 0 | 0 | 0 | 0 | 0 | 0 | 0 | 0 | 0 | 0 | 0 | 0 | 0 | 0 | 0 | 0 | 0 | 0
F6_Commercial_Miscellaneous_Existing_Food Preparation_Natural Gas_Double Rack Oven_E9 | F6 | Commercial | Miscellaneous | Existing | Food Preparation | Natural Gas | Double Rack Oven | E9 | Utility - Value of Sales | 0 | 0 | 0 | 0 | 0 | 0 | 0 | 0 | 0 | 0 | 0 | 0 | 0 | 0 | 0 | 0 | 0 | 0 | 0 | 0 | 0 | 0 | 0 | 0 | 0 | 0 | 0 | 0 | 0 | 0 | 0 | 0 | 0
F6_Commercial_Miscellaneous_Existing_Food Preparation_Natural Gas_Double Rack Oven_E10 | F6 | Commercial | Miscellaneous | Existing | Food Preparation | Natural Gas | Double Rack Oven | E10 | Utility - Value of Sales | 0 | 0 | 0 | 0 | 0 | 0 | 0 | 0 | 0 | 0 | 0 | 0 | 0 | 0 | 0 | 0 | 0 | 0 | 0 | 0 | 0 | 0 | 0 | 0 | 0 | 0 | 0 | 0 | 0 | 0 | 0 | 0 | 0
F1_Commercial_Miscellaneous_Existing_Food Preparation_Natural Gas_Fryer_E1 | F1 | Commercial | Miscellaneous | Existing | Food Preparation | Natural Gas | Fryer | E1 | RVT - Cost of Equipment | 0.050366 | 0.050522 | 0.050811 | 0 | 0 | 0 | 0 | 0 | 0 | 0 | 0 | 0 | 0 | 0 | 0 | 0 | 0 | 0 | 0 | 0 | 0 | 0 | 0 | 0 | 0 | 0 | 0 | 0 | 0 | 0 | 0 | 0 | 0
F1_Commercial_Miscellaneous_Existing_Food Preparation_Natural Gas_Fryer_E2 | F1 | Commercial | Miscellaneous | Existing | Food Preparation | Natural Gas | Fryer | E2 | RVT - Cost of Equipment | 0.030869 | 0.030965 | 0.031142 | 0.031385 | 0.031735 | 0.032217 | 0.0326 | 0.032978 | 0.033365 | 0.03376 | 0.034097 | 0.034351 | 0.034566 | 0.034761 | 0.034988 | 0.035193 | 0.035448 | 0.035771 | 0.036157 | 0.036603 | 0.0371 | 0.037589 | 0.038053 | 0.038469 | 0.038838 | 0.039175 | 0.039415 | 0.039614 | 0.039798 | 0.039956 | 0.040112 | 0.040181 | 0.040181
F1_Commercial_Miscellaneous_Existing_Food Preparation_Natural Gas_Fryer_E3 | F1 | Commercial | Miscellaneous | Existing | Food Preparation | Natural Gas | Fryer | E3 | RVT - Cost of Equipment | 0 | 0 | 0 | 0 | 0 | 0 | 0 | 0 | 0 | 0 | 0 | 0 | 0 | 0 | 0 | 0 | 0 | 0 | 0 | 0 | 0 | 0 | 0 | 0 | 0 | 0 | 0 | 0 | 0 | 0 | 0 | 0 | 0
F1_Commercial_Miscellaneous_Existing_Food Preparation_Natural Gas_Fryer_E4 | F1 | Commercial | Miscellaneous | Existing | Food Preparation | Natural Gas | Fryer | E4 | RVT - Cost of Equipment | 0 | 0 | 0 | 0 | 0 | 0 | 0 | 0 | 0 | 0 | 0 | 0 | 0 | 0 | 0 | 0 | 0 | 0 | 0 | 0 | 0 | 0 | 0 | 0 | 0 | 0 | 0 | 0 | 0 | 0 | 0 | 0 | 0
F1_Commercial_Miscellaneous_Existing_Food Preparation_Natural Gas_Fryer_E5 | F1 | Commercial | Miscellaneous | Existing | Food Preparation | Natural Gas | Fryer | E5 | RVT - Cost of Equipment | 0 | 0 | 0 | 0 | 0 | 0 | 0 | 0 | 0 | 0 | 0 | 0 | 0 | 0 | 0 | 0 | 0 | 0 | 0 | 0 | 0 | 0 | 0 | 0 | 0 | 0 | 0 | 0 | 0 | 0 | 0 | 0 | 0
F1_Commercial_Miscellaneous_Existing_Food Preparation_Natural Gas_Fryer_E6 | F1 | Commercial | Miscellaneous | Existing | Food Preparation | Natural Gas | Fryer | E6 | RVT - Cost of Equipment | 0 | 0 | 0 | 0 | 0 | 0 | 0 | 0 | 0 | 0 | 0 | 0 | 0 | 0 | 0 | 0 | 0 | 0 | 0 | 0 | 0 | 0 | 0 | 0 | 0 | 0 | 0 | 0 | 0 | 0 | 0 | 0 | 0
F1_Commercial_Miscellaneous_Existing_Food Preparation_Natural Gas_Fryer_E7 | F1 | Commercial | Miscellaneous | Existing | Food Preparation | Natural Gas | Fryer | E7 | RVT - Cost of Equipment | 0 | 0 | 0 | 0 | 0 | 0 | 0 | 0 | 0 | 0 | 0 | 0 | 0 | 0 | 0 | 0 | 0 | 0 | 0 | 0 | 0 | 0 | 0 | 0 | 0 | 0 | 0 | 0 | 0 | 0 | 0 | 0 | 0
F1_Commercial_Miscellaneous_Existing_Food Preparation_Natural Gas_Fryer_E8 | F1 | Commercial | Miscellaneous | Existing | Food Preparation | Natural Gas | Fryer | E8 | RVT - Cost of Equipment | 0 | 0 | 0 | 0 | 0 | 0 | 0 | 0 | 0 | 0 | 0 | 0 | 0 | 0 | 0 | 0 | 0 | 0 | 0 | 0 | 0 | 0 | 0 | 0 | 0 | 0 | 0 | 0 | 0 | 0 | 0 | 0 | 0
F1_Commercial_Miscellaneous_Existing_Food Preparation_Natural Gas_Fryer_E9 | F1 | Commercial | Miscellaneous | Existing | Food Preparation | Natural Gas | Fryer | E9 | RVT - Cost of Equipment | 0 | 0 | 0 | 0 | 0 | 0 | 0 | 0 | 0 | 0 | 0 | 0 | 0 | 0 | 0 | 0 | 0 | 0 | 0 | 0 | 0 | 0 | 0 | 0 | 0 | 0 | 0 | 0 | 0 | 0 | 0 | 0 | 0
F1_Commercial_Miscellaneous_Existing_Food Preparation_Natural Gas_Fryer_E10 | F1 | Commercial | Miscellaneous | Existing | Food Preparation | Natural Gas | Fryer | E10 | RVT - Cost of Equipment | 0 | 0 | 0 | 0 | 0 | 0 | 0 | 0 | 0 | 0 | 0 | 0 | 0 | 0 | 0 | 0 | 0 | 0 | 0 | 0 | 0 | 0 | 0 | 0 | 0 | 0 | 0 | 0 | 0 | 0 | 0 | 0 | 0
F2_Commercial_Miscellaneous_Existing_Food Preparation_Natural Gas_Fryer_E1 | F2 | Commercial | Miscellaneous | Existing | Food Preparation | Natural Gas | Fryer | E1 | RVT - Cost of Operation | 0.060342 | 0.060529 | 0.060875 | 0 | 0 | 0 | 0 | 0 | 0 | 0 | 0 | 0 | 0 | 0 | 0 | 0 | 0 | 0 | 0 | 0 | 0 | 0 | 0 | 0 | 0 | 0 | 0 | 0 | 0 | 0 | 0 | 0 | 0
F2_Commercial_Miscellaneous_Existing_Food Preparation_Natural Gas_Fryer_E2 | F2 | Commercial | Miscellaneous | Existing | Food Preparation | Natural Gas | Fryer | E2 | RVT - Cost of Operation | 0.036984 | 0.037098 | 0.03731 | 0.037601 | 0.03802 | 0.038598 | 0.039056 | 0.03951 | 0.039974 | 0.040447 | 0.04085 | 0.041154 | 0.041412 | 0.041646 | 0.041917 | 0.042163 | 0.042469 | 0.042856 | 0.043319 | 0.043852 | 0.044448 | 0.045034 | 0.04559 | 0.046089 | 0.046531 | 0.046934 | 0.047222 | 0.04746 | 0.047681 | 0.04787 | 0.048057 | 0.04814 | 0.04814
F2_Commercial_Miscellaneous_Existing_Food Preparation_Natural Gas_Fryer_E3 | F2 | Commercial | Miscellaneous | Existing | Food Preparation | Natural Gas | Fryer | E3 | RVT - Cost of Operation | 0 | 0 | 0 | 0 | 0 | 0 | 0 | 0 | 0 | 0 | 0 | 0 | 0 | 0 | 0 | 0 | 0 | 0 | 0 | 0 | 0 | 0 | 0 | 0 | 0 | 0 | 0 | 0 | 0 | 0 | 0 | 0 | 0
F2_Commercial_Miscellaneous_Existing_Food Preparation_Natural Gas_Fryer_E4 | F2 | Commercial | Miscellaneous | Existing | Food Preparation | Natural Gas | Fryer | E4 | RVT - Cost of Operation | 0 | 0 | 0 | 0 | 0 | 0 | 0 | 0 | 0 | 0 | 0 | 0 | 0 | 0 | 0 | 0 | 0 | 0 | 0 | 0 | 0 | 0 | 0 | 0 | 0 | 0 | 0 | 0 | 0 | 0 | 0 | 0 | 0
F2_Commercial_Miscellaneous_Existing_Food Preparation_Natural Gas_Fryer_E5 | F2 | Commercial | Miscellaneous | Existing | Food Preparation | Natural Gas | Fryer | E5 | RVT - Cost of Operation | 0 | 0 | 0 | 0 | 0 | 0 | 0 | 0 | 0 | 0 | 0 | 0 | 0 | 0 | 0 | 0 | 0 | 0 | 0 | 0 | 0 | 0 | 0 | 0 | 0 | 0 | 0 | 0 | 0 | 0 | 0 | 0 | 0
F2_Commercial_Miscellaneous_Existing_Food Preparation_Natural Gas_Fryer_E6 | F2 | Commercial | Miscellaneous | Existing | Food Preparation | Natural Gas | Fryer | E6 | RVT - Cost of Operation | 0 | 0 | 0 | 0 | 0 | 0 | 0 | 0 | 0 | 0 | 0 | 0 | 0 | 0 | 0 | 0 | 0 | 0 | 0 | 0 | 0 | 0 | 0 | 0 | 0 | 0 | 0 | 0 | 0 | 0 | 0 | 0 | 0
F2_Commercial_Miscellaneous_Existing_Food Preparation_Natural Gas_Fryer_E7 | F2 | Commercial | Miscellaneous | Existing | Food Preparation | Natural Gas | Fryer | E7 | RVT - Cost of Operation | 0 | 0 | 0 | 0 | 0 | 0 | 0 | 0 | 0 | 0 | 0 | 0 | 0 | 0 | 0 | 0 | 0 | 0 | 0 | 0 | 0 | 0 | 0 | 0 | 0 | 0 | 0 | 0 | 0 | 0 | 0 | 0 | 0
F2_Commercial_Miscellaneous_Existing_Food Preparation_Natural Gas_Fryer_E8 | F2 | Commercial | Miscellaneous | Existing | Food Preparation | Natural Gas | Fryer | E8 | RVT - Cost of Operation | 0 | 0 | 0 | 0 | 0 | 0 | 0 | 0 | 0 | 0 | 0 | 0 | 0 | 0 | 0 | 0 | 0 | 0 | 0 | 0 | 0 | 0 | 0 | 0 | 0 | 0 | 0 | 0 | 0 | 0 | 0 | 0 | 0
F2_Commercial_Miscellaneous_Existing_Food Preparation_Natural Gas_Fryer_E9 | F2 | Commercial | Miscellaneous | Existing | Food Preparation | Natural Gas | Fryer | E9 | RVT - Cost of Operation | 0 | 0 | 0 | 0 | 0 | 0 | 0 | 0 | 0 | 0 | 0 | 0 | 0 | 0 | 0 | 0 | 0 | 0 | 0 | 0 | 0 | 0 | 0 | 0 | 0 | 0 | 0 | 0 | 0 | 0 | 0 | 0 | 0
F2_Commercial_Miscellaneous_Existing_Food Preparation_Natural Gas_Fryer_E10 | F2 | Commercial | Miscellaneous | Existing | Food Preparation | Natural Gas | Fryer | E10 | RVT - Cost of Operation | 0 | 0 | 0 | 0 | 0 | 0 | 0 | 0 | 0 | 0 | 0 | 0 | 0 | 0 | 0 | 0 | 0 | 0 | 0 | 0 | 0 | 0 | 0 | 0 | 0 | 0 | 0 | 0 | 0 | 0 | 0 | 0 | 0
F3_Commercial_Miscellaneous_Existing_Food Preparation_Natural Gas_Fryer_E1 | F3 | Commercial | Miscellaneous | Existing | Food Preparation | Natural Gas | Fryer | E1 | System - kBTUs of Consumption | 0.024034 | 0.024034 | 0.024034 | 0 | 0 | 0 | 0 | 0 | 0 | 0 | 0 | 0 | 0 | 0 | 0 | 0 | 0 | 0 | 0 | 0 | 0 | 0 | 0 | 0 | 0 | 0 | 0 | 0 | 0 | 0 | 0 | 0 | 0
F3_Commercial_Miscellaneous_Existing_Food Preparation_Natural Gas_Fryer_E2 | F3 | Commercial | Miscellaneous | Existing | Food Preparation | Natural Gas | Fryer | E2 | System - kBTUs of Consumption | 0.030211 | 0.030211 | 0.030211 | 0.030211 | 0.030211 | 0.030211 | 0.030211 | 0.030211 | 0.030211 | 0.030211 | 0.030211 | 0.030211 | 0.030211 | 0.030211 | 0.030211 | 0.030211 | 0.030211 | 0.030211 | 0.030211 | 0.030211 | 0.030211 | 0.030211 | 0.030211 | 0.030211 | 0.030211 | 0.030211 | 0.030211 | 0.030211 | 0.030211 | 0.030211 | 0.030211 | 0.030211 | 0.030211
F3_Commercial_Miscellaneous_Existing_Food Preparation_Natural Gas_Fryer_E3 | F3 | Commercial | Miscellaneous | Existing | Food Preparation | Natural Gas | Fryer | E3 | System - kBTUs of Consumption | 0 | 0 | 0 | 0 | 0 | 0 | 0 | 0 | 0 | 0 | 0 | 0 | 0 | 0 | 0 | 0 | 0 | 0 | 0 | 0 | 0 | 0 | 0 | 0 | 0 | 0 | 0 | 0 | 0 | 0 | 0 | 0 | 0
F3_Commercial_Miscellaneous_Existing_Food Preparation_Natural Gas_Fryer_E4 | F3 | Commercial | Miscellaneous | Existing | Food Preparation | Natural Gas | Fryer | E4 | System - kBTUs of Consumption | 0 | 0 | 0 | 0 | 0 | 0 | 0 | 0 | 0 | 0 | 0 | 0 | 0 | 0 | 0 | 0 | 0 | 0 | 0 | 0 | 0 | 0 | 0 | 0 | 0 | 0 | 0 | 0 | 0 | 0 | 0 | 0 | 0
F3_Commercial_Miscellaneous_Existing_Food Preparation_Natural Gas_Fryer_E5 | F3 | Commercial | Miscellaneous | Existing | Food Preparation | Natural Gas | Fryer | E5 | System - kBTUs of Consumption | 0 | 0 | 0 | 0 | 0 | 0 | 0 | 0 | 0 | 0 | 0 | 0 | 0 | 0 | 0 | 0 | 0 | 0 | 0 | 0 | 0 | 0 | 0 | 0 | 0 | 0 | 0 | 0 | 0 | 0 | 0 | 0 | 0
F3_Commercial_Miscellaneous_Existing_Food Preparation_Natural Gas_Fryer_E6 | F3 | Commercial | Miscellaneous | Existing | Food Preparation | Natural Gas | Fryer | E6 | System - kBTUs of Consumption | 0 | 0 | 0 | 0 | 0 | 0 | 0 | 0 | 0 | 0 | 0 | 0 | 0 | 0 | 0 | 0 | 0 | 0 | 0 | 0 | 0 | 0 | 0 | 0 | 0 | 0 | 0 | 0 | 0 | 0 | 0 | 0 | 0
F3_Commercial_Miscellaneous_Existing_Food Preparation_Natural Gas_Fryer_E7 | F3 | Commercial | Miscellaneous | Existing | Food Preparation | Natural Gas | Fryer | E7 | System - kBTUs of Consumption | 0 | 0 | 0 | 0 | 0 | 0 | 0 | 0 | 0 | 0 | 0 | 0 | 0 | 0 | 0 | 0 | 0 | 0 | 0 | 0 | 0 | 0 | 0 | 0 | 0 | 0 | 0 | 0 | 0 | 0 | 0 | 0 | 0
F3_Commercial_Miscellaneous_Existing_Food Preparation_Natural Gas_Fryer_E8 | F3 | Commercial | Miscellaneous | Existing | Food Preparation | Natural Gas | Fryer | E8 | System - kBTUs of Consumption | 0 | 0 | 0 | 0 | 0 | 0 | 0 | 0 | 0 | 0 | 0 | 0 | 0 | 0 | 0 | 0 | 0 | 0 | 0 | 0 | 0 | 0 | 0 | 0 | 0 | 0 | 0 | 0 | 0 | 0 | 0 | 0 | 0
F3_Commercial_Miscellaneous_Existing_Food Preparation_Natural Gas_Fryer_E9 | F3 | Commercial | Miscellaneous | Existing | Food Preparation | Natural Gas | Fryer | E9 | System - kBTUs of Consumption | 0 | 0 | 0 | 0 | 0 | 0 | 0 | 0 | 0 | 0 | 0 | 0 | 0 | 0 | 0 | 0 | 0 | 0 | 0 | 0 | 0 | 0 | 0 | 0 | 0 | 0 | 0 | 0 | 0 | 0 | 0 | 0 | 0
F3_Commercial_Miscellaneous_Existing_Food Preparation_Natural Gas_Fryer_E10 | F3 | Commercial | Miscellaneous | Existing | Food Preparation | Natural Gas | Fryer | E10 | System - kBTUs of Consumption | 0 | 0 | 0 | 0 | 0 | 0 | 0 | 0 | 0 | 0 | 0 | 0 | 0 | 0 | 0 | 0 | 0 | 0 | 0 | 0 | 0 | 0 | 0 | 0 | 0 | 0 | 0 | 0 | 0 | 0 | 0 | 0 | 0
F4_Commercial_Miscellaneous_Existing_Food Preparation_Natural Gas_Fryer_E1 | F4 | Commercial | Miscellaneous | Existing | Food Preparation | Natural Gas | Fryer | E1 | Utility - Cost of Equipment | 0.060342 | 0.060529 | 0.060875 | 0 | 0 | 0 | 0 | 0 | 0 | 0 | 0 | 0 | 0 | 0 | 0 | 0 | 0 | 0 | 0 | 0 | 0 | 0 | 0 | 0 | 0 | 0 | 0 | 0 | 0 | 0 | 0 | 0 | 0
F4_Commercial_Miscellaneous_Existing_Food Preparation_Natural Gas_Fryer_E2 | F4 | Commercial | Miscellaneous | Existing | Food Preparation | Natural Gas | Fryer | E2 | Utility - Cost of Equipment | 0.036984 | 0.037098 | 0.03731 | 0.037601 | 0.03802 | 0.038598 | 0.039056 | 0.03951 | 0.039974 | 0.040447 | 0.04085 | 0.041154 | 0.041412 | 0.041646 | 0.041917 | 0.042163 | 0.042469 | 0.042856 | 0.043319 | 0.043852 | 0.044448 | 0.045034 | 0.04559 | 0.046089 | 0.046531 | 0.046934 | 0.047222 | 0.04746 | 0.047681 | 0.04787 | 0.048057 | 0.04814 | 0.04814
F4_Commercial_Miscellaneous_Existing_Food Preparation_Natural Gas_Fryer_E3 | F4 | Commercial | Miscellaneous | Existing | Food Preparation | Natural Gas | Fryer | E3 | Utility - Cost of Equipment | 0 | 0 | 0 | 0 | 0 | 0 | 0 | 0 | 0 | 0 | 0 | 0 | 0 | 0 | 0 | 0 | 0 | 0 | 0 | 0 | 0 | 0 | 0 | 0 | 0 | 0 | 0 | 0 | 0 | 0 | 0 | 0 | 0
F4_Commercial_Miscellaneous_Existing_Food Preparation_Natural Gas_Fryer_E4 | F4 | Commercial | Miscellaneous | Existing | Food Preparation | Natural Gas | Fryer | E4 | Utility - Cost of Equipment | 0 | 0 | 0 | 0 | 0 | 0 | 0 | 0 | 0 | 0 | 0 | 0 | 0 | 0 | 0 | 0 | 0 | 0 | 0 | 0 | 0 | 0 | 0 | 0 | 0 | 0 | 0 | 0 | 0 | 0 | 0 | 0 | 0
F4_Commercial_Miscellaneous_Existing_Food Preparation_Natural Gas_Fryer_E5 | F4 | Commercial | Miscellaneous | Existing | Food Preparation | Natural Gas | Fryer | E5 | Utility - Cost of Equipment | 0 | 0 | 0 | 0 | 0 | 0 | 0 | 0 | 0 | 0 | 0 | 0 | 0 | 0 | 0 | 0 | 0 | 0 | 0 | 0 | 0 | 0 | 0 | 0 | 0 | 0 | 0 | 0 | 0 | 0 | 0 | 0 | 0
F4_Commercial_Miscellaneous_Existing_Food Preparation_Natural Gas_Fryer_E6 | F4 | Commercial | Miscellaneous | Existing | Food Preparation | Natural Gas | Fryer | E6 | Utility - Cost of Equipment | 0 | 0 | 0 | 0 | 0 | 0 | 0 | 0 | 0 | 0 | 0 | 0 | 0 | 0 | 0 | 0 | 0 | 0 | 0 | 0 | 0 | 0 | 0 | 0 | 0 | 0 | 0 | 0 | 0 | 0 | 0 | 0 | 0
F4_Commercial_Miscellaneous_Existing_Food Preparation_Natural Gas_Fryer_E7 | F4 | Commercial | Miscellaneous | Existing | Food Preparation | Natural Gas | Fryer | E7 | Utility - Cost of Equipment | 0 | 0 | 0 | 0 | 0 | 0 | 0 | 0 | 0 | 0 | 0 | 0 | 0 | 0 | 0 | 0 | 0 | 0 | 0 | 0 | 0 | 0 | 0 | 0 | 0 | 0 | 0 | 0 | 0 | 0 | 0 | 0 | 0
F4_Commercial_Miscellaneous_Existing_Food Preparation_Natural Gas_Fryer_E8 | F4 | Commercial | Miscellaneous | Existing | Food Preparation | Natural Gas | Fryer | E8 | Utility - Cost of Equipment | 0 | 0 | 0 | 0 | 0 | 0 | 0 | 0 | 0 | 0 | 0 | 0 | 0 | 0 | 0 | 0 | 0 | 0 | 0 | 0 | 0 | 0 | 0 | 0 | 0 | 0 | 0 | 0 | 0 | 0 | 0 | 0 | 0
F4_Commercial_Miscellaneous_Existing_Food Preparation_Natural Gas_Fryer_E9 | F4 | Commercial | Miscellaneous | Existing | Food Preparation | Natural Gas | Fryer | E9 | Utility - Cost of Equipment | 0 | 0 | 0 | 0 | 0 | 0 | 0 | 0 | 0 | 0 | 0 | 0 | 0 | 0 | 0 | 0 | 0 | 0 | 0 | 0 | 0 | 0 | 0 | 0 | 0 | 0 | 0 | 0 | 0 | 0 | 0 | 0 | 0
F4_Commercial_Miscellaneous_Existing_Food Preparation_Natural Gas_Fryer_E10 | F4 | Commercial | Miscellaneous | Existing | Food Preparation | Natural Gas | Fryer | E10 | Utility - Cost of Equipment | 0 | 0 | 0 | 0 | 0 | 0 | 0 | 0 | 0 | 0 | 0 | 0 | 0 | 0 | 0 | 0 | 0 | 0 | 0 | 0 | 0 | 0 | 0 | 0 | 0 | 0 | 0 | 0 | 0 | 0 | 0 | 0 | 0
F5_Commercial_Miscellaneous_Existing_Food Preparation_Natural Gas_Fryer_E1 | F5 | Commercial | Miscellaneous | Existing | Food Preparation | Natural Gas | Fryer | E1 | Utility - Cost of Operation | 0.024034 | 0.024034 | 0.024034 | 0 | 0 | 0 | 0 | 0 | 0 | 0 | 0 | 0 | 0 | 0 | 0 | 0 | 0 | 0 | 0 | 0 | 0 | 0 | 0 | 0 | 0 | 0 | 0 | 0 | 0 | 0 | 0 | 0 | 0
F5_Commercial_Miscellaneous_Existing_Food Preparation_Natural Gas_Fryer_E2 | F5 | Commercial | Miscellaneous | Existing | Food Preparation | Natural Gas | Fryer | E2 | Utility - Cost of Operation | 0.030211 | 0.030211 | 0.030211 | 0.030211 | 0.030211 | 0.030211 | 0.030211 | 0.030211 | 0.030211 | 0.030211 | 0.030211 | 0.030211 | 0.030211 | 0.030211 | 0.030211 | 0.030211 | 0.030211 | 0.030211 | 0.030211 | 0.030211 | 0.030211 | 0.030211 | 0.030211 | 0.030211 | 0.030211 | 0.030211 | 0.030211 | 0.030211 | 0.030211 | 0.030211 | 0.030211 | 0.030211 | 0.030211
F5_Commercial_Miscellaneous_Existing_Food Preparation_Natural Gas_Fryer_E3 | F5 | Commercial | Miscellaneous | Existing | Food Preparation | Natural Gas | Fryer | E3 | Utility - Cost of Operation | 0 | 0 | 0 | 0 | 0 | 0 | 0 | 0 | 0 | 0 | 0 | 0 | 0 | 0 | 0 | 0 | 0 | 0 | 0 | 0 | 0 | 0 | 0 | 0 | 0 | 0 | 0 | 0 | 0 | 0 | 0 | 0 | 0
F5_Commercial_Miscellaneous_Existing_Food Preparation_Natural Gas_Fryer_E4 | F5 | Commercial | Miscellaneous | Existing | Food Preparation | Natural Gas | Fryer | E4 | Utility - Cost of Operation | 0 | 0 | 0 | 0 | 0 | 0 | 0 | 0 | 0 | 0 | 0 | 0 | 0 | 0 | 0 | 0 | 0 | 0 | 0 | 0 | 0 | 0 | 0 | 0 | 0 | 0 | 0 | 0 | 0 | 0 | 0 | 0 | 0
F5_Commercial_Miscellaneous_Existing_Food Preparation_Natural Gas_Fryer_E5 | F5 | Commercial | Miscellaneous | Existing | Food Preparation | Natural Gas | Fryer | E5 | Utility - Cost of Operation | 0 | 0 | 0 | 0 | 0 | 0 | 0 | 0 | 0 | 0 | 0 | 0 | 0 | 0 | 0 | 0 | 0 | 0 | 0 | 0 | 0 | 0 | 0 | 0 | 0 | 0 | 0 | 0 | 0 | 0 | 0 | 0 | 0
F5_Commercial_Miscellaneous_Existing_Food Preparation_Natural Gas_Fryer_E6 | F5 | Commercial | Miscellaneous | Existing | Food Preparation | Natural Gas | Fryer | E6 | Utility - Cost of Operation | 0 | 0 | 0 | 0 | 0 | 0 | 0 | 0 | 0 | 0 | 0 | 0 | 0 | 0 | 0 | 0 | 0 | 0 | 0 | 0 | 0 | 0 | 0 | 0 | 0 | 0 | 0 | 0 | 0 | 0 | 0 | 0 | 0
F5_Commercial_Miscellaneous_Existing_Food Preparation_Natural Gas_Fryer_E7 | F5 | Commercial | Miscellaneous | Existing | Food Preparation | Natural Gas | Fryer | E7 | Utility - Cost of Operation | 0 | 0 | 0 | 0 | 0 | 0 | 0 | 0 | 0 | 0 | 0 | 0 | 0 | 0 | 0 | 0 | 0 | 0 | 0 | 0 | 0 | 0 | 0 | 0 | 0 | 0 | 0 | 0 | 0 | 0 | 0 | 0 | 0
F5_Commercial_Miscellaneous_Existing_Food Preparation_Natural Gas_Fryer_E8 | F5 | Commercial | Miscellaneous | Existing | Food Preparation | Natural Gas | Fryer | E8 | Utility - Cost of Operation | 0 | 0 | 0 | 0 | 0 | 0 | 0 | 0 | 0 | 0 | 0 | 0 | 0 | 0 | 0 | 0 | 0 | 0 | 0 | 0 | 0 | 0 | 0 | 0 | 0 | 0 | 0 | 0 | 0 | 0 | 0 | 0 | 0
F5_Commercial_Miscellaneous_Existing_Food Preparation_Natural Gas_Fryer_E9 | F5 | Commercial | Miscellaneous | Existing | Food Preparation | Natural Gas | Fryer | E9 | Utility - Cost of Operation | 0 | 0 | 0 | 0 | 0 | 0 | 0 | 0 | 0 | 0 | 0 | 0 | 0 | 0 | 0 | 0 | 0 | 0 | 0 | 0 | 0 | 0 | 0 | 0 | 0 | 0 | 0 | 0 | 0 | 0 | 0 | 0 | 0
F5_Commercial_Miscellaneous_Existing_Food Preparation_Natural Gas_Fryer_E10 | F5 | Commercial | Miscellaneous | Existing | Food Preparation | Natural Gas | Fryer | E10 | Utility - Cost of Operation | 0 | 0 | 0 | 0 | 0 | 0 | 0 | 0 | 0 | 0 | 0 | 0 | 0 | 0 | 0 | 0 | 0 | 0 | 0 | 0 | 0 | 0 | 0 | 0 | 0 | 0 | 0 | 0 | 0 | 0 | 0 | 0 | 0
F6_Commercial_Miscellaneous_Existing_Food Preparation_Natural Gas_Fryer_E1 | F6 | Commercial | Miscellaneous | Existing | Food Preparation | Natural Gas | Fryer | E1 | Utility - Value of Sales | 0.036707 | 0.036707 | 0.036707 | 0 | 0 | 0 | 0 | 0 | 0 | 0 | 0 | 0 | 0 | 0 | 0 | 0 | 0 | 0 | 0 | 0 | 0 | 0 | 0 | 0 | 0 | 0 | 0 | 0 | 0 | 0 | 0 | 0 | 0
F6_Commercial_Miscellaneous_Existing_Food Preparation_Natural Gas_Fryer_E2 | F6 | Commercial | Miscellaneous | Existing | Food Preparation | Natural Gas | Fryer | E2 | Utility - Value of Sales | 0.022498 | 0.022498 | 0.022498 | 0.022498 | 0.022498 | 0.022498 | 0.022498 | 0.022498 | 0.022498 | 0.022498 | 0.022498 | 0.022498 | 0.022498 | 0.022498 | 0.022498 | 0.022498 | 0.022498 | 0.022498 | 0.022498 | 0.022498 | 0.022498 | 0.022498 | 0.022498 | 0.022498 | 0.022498 | 0.022498 | 0.022498 | 0.022498 | 0.022498 | 0.022498 | 0.022498 | 0.022498 | 0.022498
F6_Commercial_Miscellaneous_Existing_Food Preparation_Natural Gas_Fryer_E3 | F6 | Commercial | Miscellaneous | Existing | Food Preparation | Natural Gas | Fryer | E3 | Utility - Value of Sales | 0 | 0 | 0 | 0 | 0 | 0 | 0 | 0 | 0 | 0 | 0 | 0 | 0 | 0 | 0 | 0 | 0 | 0 | 0 | 0 | 0 | 0 | 0 | 0 | 0 | 0 | 0 | 0 | 0 | 0 | 0 | 0 | 0
F6_Commercial_Miscellaneous_Existing_Food Preparation_Natural Gas_Fryer_E4 | F6 | Commercial | Miscellaneous | Existing | Food Preparation | Natural Gas | Fryer | E4 | Utility - Value of Sales | 0 | 0 | 0 | 0 | 0 | 0 | 0 | 0 | 0 | 0 | 0 | 0 | 0 | 0 | 0 | 0 | 0 | 0 | 0 | 0 | 0 | 0 | 0 | 0 | 0 | 0 | 0 | 0 | 0 | 0 | 0 | 0 | 0
F6_Commercial_Miscellaneous_Existing_Food Preparation_Natural Gas_Fryer_E5 | F6 | Commercial | Miscellaneous | Existing | Food Preparation | Natural Gas | Fryer | E5 | Utility - Value of Sales | 0 | 0 | 0 | 0 | 0 | 0 | 0 | 0 | 0 | 0 | 0 | 0 | 0 | 0 | 0 | 0 | 0 | 0 | 0 | 0 | 0 | 0 | 0 | 0 | 0 | 0 | 0 | 0 | 0 | 0 | 0 | 0 | 0
F6_Commercial_Miscellaneous_Existing_Food Preparation_Natural Gas_Fryer_E6 | F6 | Commercial | Miscellaneous | Existing | Food Preparation | Natural Gas | Fryer | E6 | Utility - Value of Sales | 0 | 0 | 0 | 0 | 0 | 0 | 0 | 0 | 0 | 0 | 0 | 0 | 0 | 0 | 0 | 0 | 0 | 0 | 0 | 0 | 0 | 0 | 0 | 0 | 0 | 0 | 0 | 0 | 0 | 0 | 0 | 0 | 0
F6_Commercial_Miscellaneous_Existing_Food Preparation_Natural Gas_Fryer_E7 | F6 | Commercial | Miscellaneous | Existing | Food Preparation | Natural Gas | Fryer | E7 | Utility - Value of Sales | 0 | 0 | 0 | 0 | 0 | 0 | 0 | 0 | 0 | 0 | 0 | 0 | 0 | 0 | 0 | 0 | 0 | 0 | 0 | 0 | 0 | 0 | 0 | 0 | 0 | 0 | 0 | 0 | 0 | 0 | 0 | 0 | 0
F6_Commercial_Miscellaneous_Existing_Food Preparation_Natural Gas_Fryer_E8 | F6 | Commercial | Miscellaneous | Existing | Food Preparation | Natural Gas | Fryer | E8 | Utility - Value of Sales | 0 | 0 | 0 | 0 | 0 | 0 | 0 | 0 | 0 | 0 | 0 | 0 | 0 | 0 | 0 | 0 | 0 | 0 | 0 | 0 | 0 | 0 | 0 | 0 | 0 | 0 | 0 | 0 | 0 | 0 | 0 | 0 | 0
F6_Commercial_Miscellaneous_Existing_Food Preparation_Natural Gas_Fryer_E9 | F6 | Commercial | Miscellaneous | Existing | Food Preparation | Natural Gas | Fryer | E9 | Utility - Value of Sales | 0 | 0 | 0 | 0 | 0 | 0 | 0 | 0 | 0 | 0 | 0 | 0 | 0 | 0 | 0 | 0 | 0 | 0 | 0 | 0 | 0 | 0 | 0 | 0 | 0 | 0 | 0 | 0 | 0 | 0 | 0 | 0 | 0
F6_Commercial_Miscellaneous_Existing_Food Preparation_Natural Gas_Fryer_E10 | F6 | Commercial | Miscellaneous | Existing | Food Preparation | Natural Gas | Fryer | E10 | Utility - Value of Sales | 0 | 0 | 0 | 0 | 0 | 0 | 0 | 0 | 0 | 0 | 0 | 0 | 0 | 0 | 0 | 0 | 0 | 0 | 0 | 0 | 0 | 0 | 0 | 0 | 0 | 0 | 0 | 0 | 0 | 0 | 0 | 0 | 0
F1_Commercial_Miscellaneous_Existing_Food Preparation_Natural Gas_Broiler_E1 | F1 | Commercial | Miscellaneous | Existing | Food Preparation | Natural Gas | Broiler | E1 | RVT - Cost of Equipment | 0.05641 | 0.05684 | 0.057321 | 0.057849 | 0.058452 | 0.059148 | 0.059714 | 0.060256 | 0.060807 | 0.061381 | 0.061928 | 0.06243 | 0.062944 | 0.063484 | 0.064079 | 0.064662 | 0.06528 | 0.065932 | 0.066612 | 0.067306 | 0.068005 | 0.068659 | 0.06925 | 0.069772 | 0.070223 | 0.070611 | 0.07088 | 0.07108 | 0.071254 | 0.071402 | 0.071549 | 0.071614 | 0.071614
F1_Commercial_Miscellaneous_Existing_Food Preparation_Natural Gas_Broiler_E2 | F1 | Commercial | Miscellaneous | Existing | Food Preparation | Natural Gas | Broiler | E2 | RVT - Cost of Equipment | 0.036264 | 0.03654 | 0.036849 | 0.037189 | 0.037576 | 0.038024 | 0.038387 | 0.038736 | 0.03909 | 0.039459 | 0.039811 | 0.040134 | 0.040464 | 0.040811 | 0.041194 | 0.041568 | 0.041966 | 0.042385 | 0.042822 | 0.043268 | 0.043717 | 0.044138 | 0.044518 | 0.044853 | 0.045143 | 0.045393 | 0.045566 | 0.045695 | 0.045806 | 0.045901 | 0.045996 | 0.046037 | 0.046037
F1_Commercial_Miscellaneous_Existing_Food Preparation_Natural Gas_Broiler_E3 | F1 | Commercial | Miscellaneous | Existing | Food Preparation | Natural Gas | Broiler | E3 | RVT - Cost of Equipment | 0 | 0 | 0 | 0 | 0 | 0 | 0 | 0 | 0 | 0 | 0 | 0 | 0 | 0 | 0 | 0 | 0 | 0 | 0 | 0 | 0 | 0 | 0 | 0 | 0 | 0 | 0 | 0 | 0 | 0 | 0 | 0 | 0
F1_Commercial_Miscellaneous_Existing_Food Preparation_Natural Gas_Broiler_E4 | F1 | Commercial | Miscellaneous | Existing | Food Preparation | Natural Gas | Broiler | E4 | RVT - Cost of Equipment | 0 | 0 | 0 | 0 | 0 | 0 | 0 | 0 | 0 | 0 | 0 | 0 | 0 | 0 | 0 | 0 | 0 | 0 | 0 | 0 | 0 | 0 | 0 | 0 | 0 | 0 | 0 | 0 | 0 | 0 | 0 | 0 | 0
F1_Commercial_Miscellaneous_Existing_Food Preparation_Natural Gas_Broiler_E5 | F1 | Commercial | Miscellaneous | Existing | Food Preparation | Natural Gas | Broiler | E5 | RVT - Cost of Equipment | 0 | 0 | 0 | 0 | 0 | 0 | 0 | 0 | 0 | 0 | 0 | 0 | 0 | 0 | 0 | 0 | 0 | 0 | 0 | 0 | 0 | 0 | 0 | 0 | 0 | 0 | 0 | 0 | 0 | 0 | 0 | 0 | 0
F1_Commercial_Miscellaneous_Existing_Food Preparation_Natural Gas_Broiler_E6 | F1 | Commercial | Miscellaneous | Existing | Food Preparation | Natural Gas | Broiler | E6 | RVT - Cost of Equipment | 0 | 0 | 0 | 0 | 0 | 0 | 0 | 0 | 0 | 0 | 0 | 0 | 0 | 0 | 0 | 0 | 0 | 0 | 0 | 0 | 0 | 0 | 0 | 0 | 0 | 0 | 0 | 0 | 0 | 0 | 0 | 0 | 0
F1_Commercial_Miscellaneous_Existing_Food Preparation_Natural Gas_Broiler_E7 | F1 | Commercial | Miscellaneous | Existing | Food Preparation | Natural Gas | Broiler | E7 | RVT - Cost of Equipment | 0 | 0 | 0 | 0 | 0 | 0 | 0 | 0 | 0 | 0 | 0 | 0 | 0 | 0 | 0 | 0 | 0 | 0 | 0 | 0 | 0 | 0 | 0 | 0 | 0 | 0 | 0 | 0 | 0 | 0 | 0 | 0 | 0
F1_Commercial_Miscellaneous_Existing_Food Preparation_Natural Gas_Broiler_E8 | F1 | Commercial | Miscellaneous | Existing | Food Preparation | Natural Gas | Broiler | E8 | RVT - Cost of Equipment | 0 | 0 | 0 | 0 | 0 | 0 | 0 | 0 | 0 | 0 | 0 | 0 | 0 | 0 | 0 | 0 | 0 | 0 | 0 | 0 | 0 | 0 | 0 | 0 | 0 | 0 | 0 | 0 | 0 | 0 | 0 | 0 | 0
F1_Commercial_Miscellaneous_Existing_Food Preparation_Natural Gas_Broiler_E9 | F1 | Commercial | Miscellaneous | Existing | Food Preparation | Natural Gas | Broiler | E9 | RVT - Cost of Equipment | 0 | 0 | 0 | 0 | 0 | 0 | 0 | 0 | 0 | 0 | 0 | 0 | 0 | 0 | 0 | 0 | 0 | 0 | 0 | 0 | 0 | 0 | 0 | 0 | 0 | 0 | 0 | 0 | 0 | 0 | 0 | 0 | 0
F1_Commercial_Miscellaneous_Existing_Food Preparation_Natural Gas_Broiler_E10 | F1 | Commercial | Miscellaneous | Existing | Food Preparation | Natural Gas | Broiler | E10 | RVT - Cost of Equipment | 0 | 0 | 0 | 0 | 0 | 0 | 0 | 0 | 0 | 0 | 0 | 0 | 0 | 0 | 0 | 0 | 0 | 0 | 0 | 0 | 0 | 0 | 0 | 0 | 0 | 0 | 0 | 0 | 0 | 0 | 0 | 0 | 0
F2_Commercial_Miscellaneous_Existing_Food Preparation_Natural Gas_Broiler_E1 | F2 | Commercial | Miscellaneous | Existing | Food Preparation | Natural Gas | Broiler | E1 | RVT - Cost of Operation | 0.067583 | 0.068098 | 0.068674 | 0.069307 | 0.070029 | 0.070864 | 0.071541 | 0.072191 | 0.072851 | 0.073538 | 0.074194 | 0.074796 | 0.075411 | 0.076058 | 0.076771 | 0.077469 | 0.078209 | 0.078991 | 0.079806 | 0.080637 | 0.081474 | 0.082258 | 0.082966 | 0.083591 | 0.084132 | 0.084597 | 0.084919 | 0.085159 | 0.085367 | 0.085545 | 0.08572 | 0.085798 | 0.085798
F2_Commercial_Miscellaneous_Existing_Food Preparation_Natural Gas_Broiler_E2 | F2 | Commercial | Miscellaneous | Existing | Food Preparation | Natural Gas | Broiler | E2 | RVT - Cost of Operation | 0.043446 | 0.043777 | 0.044148 | 0.044554 | 0.045018 | 0.045555 | 0.045991 | 0.046409 | 0.046833 | 0.047275 | 0.047696 | 0.048083 | 0.048479 | 0.048894 | 0.049353 | 0.049802 | 0.050277 | 0.05078 | 0.051304 | 0.051838 | 0.052376 | 0.05288 | 0.053335 | 0.053737 | 0.054085 | 0.054383 | 0.054591 | 0.054745 | 0.054879 | 0.054993 | 0.055106 | 0.055156 | 0.055156
F2_Commercial_Miscellaneous_Existing_Food Preparation_Natural Gas_Broiler_E3 | F2 | Commercial | Miscellaneous | Existing | Food Preparation | Natural Gas | Broiler | E3 | RVT - Cost of Operation | 0 | 0 | 0 | 0 | 0 | 0 | 0 | 0 | 0 | 0 | 0 | 0 | 0 | 0 | 0 | 0 | 0 | 0 | 0 | 0 | 0 | 0 | 0 | 0 | 0 | 0 | 0 | 0 | 0 | 0 | 0 | 0 | 0
F2_Commercial_Miscellaneous_Existing_Food Preparation_Natural Gas_Broiler_E4 | F2 | Commercial | Miscellaneous | Existing | Food Preparation | Natural Gas | Broiler | E4 | RVT - Cost of Operation | 0 | 0 | 0 | 0 | 0 | 0 | 0 | 0 | 0 | 0 | 0 | 0 | 0 | 0 | 0 | 0 | 0 | 0 | 0 | 0 | 0 | 0 | 0 | 0 | 0 | 0 | 0 | 0 | 0 | 0 | 0 | 0 | 0
F2_Commercial_Miscellaneous_Existing_Food Preparation_Natural Gas_Broiler_E5 | F2 | Commercial | Miscellaneous | Existing | Food Preparation | Natural Gas | Broiler | E5 | RVT - Cost of Operation | 0 | 0 | 0 | 0 | 0 | 0 | 0 | 0 | 0 | 0 | 0 | 0 | 0 | 0 | 0 | 0 | 0 | 0 | 0 | 0 | 0 | 0 | 0 | 0 | 0 | 0 | 0 | 0 | 0 | 0 | 0 | 0 | 0
F2_Commercial_Miscellaneous_Existing_Food Preparation_Natural Gas_Broiler_E6 | F2 | Commercial | Miscellaneous | Existing | Food Preparation | Natural Gas | Broiler | E6 | RVT - Cost of Operation | 0 | 0 | 0 | 0 | 0 | 0 | 0 | 0 | 0 | 0 | 0 | 0 | 0 | 0 | 0 | 0 | 0 | 0 | 0 | 0 | 0 | 0 | 0 | 0 | 0 | 0 | 0 | 0 | 0 | 0 | 0 | 0 | 0
F2_Commercial_Miscellaneous_Existing_Food Preparation_Natural Gas_Broiler_E7 | F2 | Commercial | Miscellaneous | Existing | Food Preparation | Natural Gas | Broiler | E7 | RVT - Cost of Operation | 0 | 0 | 0 | 0 | 0 | 0 | 0 | 0 | 0 | 0 | 0 | 0 | 0 | 0 | 0 | 0 | 0 | 0 | 0 | 0 | 0 | 0 | 0 | 0 | 0 | 0 | 0 | 0 | 0 | 0 | 0 | 0 | 0
F2_Commercial_Miscellaneous_Existing_Food Preparation_Natural Gas_Broiler_E8 | F2 | Commercial | Miscellaneous | Existing | Food Preparation | Natural Gas | Broiler | E8 | RVT - Cost of Operation | 0 | 0 | 0 | 0 | 0 | 0 | 0 | 0 | 0 | 0 | 0 | 0 | 0 | 0 | 0 | 0 | 0 | 0 | 0 | 0 | 0 | 0 | 0 | 0 | 0 | 0 | 0 | 0 | 0 | 0 | 0 | 0 | 0
F2_Commercial_Miscellaneous_Existing_Food Preparation_Natural Gas_Broiler_E9 | F2 | Commercial | Miscellaneous | Existing | Food Preparation | Natural Gas | Broiler | E9 | RVT - Cost of Operation | 0 | 0 | 0 | 0 | 0 | 0 | 0 | 0 | 0 | 0 | 0 | 0 | 0 | 0 | 0 | 0 | 0 | 0 | 0 | 0 | 0 | 0 | 0 | 0 | 0 | 0 | 0 | 0 | 0 | 0 | 0 | 0 | 0
F2_Commercial_Miscellaneous_Existing_Food Preparation_Natural Gas_Broiler_E10 | F2 | Commercial | Miscellaneous | Existing | Food Preparation | Natural Gas | Broiler | E10 | RVT - Cost of Operation | 0 | 0 | 0 | 0 | 0 | 0 | 0 | 0 | 0 | 0 | 0 | 0 | 0 | 0 | 0 | 0 | 0 | 0 | 0 | 0 | 0 | 0 | 0 | 0 | 0 | 0 | 0 | 0 | 0 | 0 | 0 | 0 | 0
F3_Commercial_Miscellaneous_Existing_Food Preparation_Natural Gas_Broiler_E1 | F3 | Commercial | Miscellaneous | Existing | Food Preparation | Natural Gas | Broiler | E1 | System - kBTUs of Consumption | 0.018749 | 0.018749 | 0.018749 | 0.018749 | 0.018749 | 0.018749 | 0.018749 | 0.018749 | 0.018749 | 0.018749 | 0.018749 | 0.018749 | 0.018749 | 0.018749 | 0.018749 | 0.018749 | 0.018749 | 0.018749 | 0.018749 | 0.018749 | 0.018749 | 0.018749 | 0.018749 | 0.018749 | 0.018749 | 0.018749 | 0.018749 | 0.018749 | 0.018749 | 0.018749 | 0.018749 | 0.018749 | 0.018749
F3_Commercial_Miscellaneous_Existing_Food Preparation_Natural Gas_Broiler_E2 | F3 | Commercial | Miscellaneous | Existing | Food Preparation | Natural Gas | Broiler | E2 | System - kBTUs of Consumption | 0.026248 | 0.026248 | 0.026248 | 0.026248 | 0.026248 | 0.026248 | 0.026248 | 0.026248 | 0.026248 | 0.026248 | 0.026248 | 0.026248 | 0.026248 | 0.026248 | 0.026248 | 0.026248 | 0.026248 | 0.026248 | 0.026248 | 0.026248 | 0.026248 | 0.026248 | 0.026248 | 0.026248 | 0.026248 | 0.026248 | 0.026248 | 0.026248 | 0.026248 | 0.026248 | 0.026248 | 0.026248 | 0.026248
F3_Commercial_Miscellaneous_Existing_Food Preparation_Natural Gas_Broiler_E3 | F3 | Commercial | Miscellaneous | Existing | Food Preparation | Natural Gas | Broiler | E3 | System - kBTUs of Consumption | 0 | 0 | 0 | 0 | 0 | 0 | 0 | 0 | 0 | 0 | 0 | 0 | 0 | 0 | 0 | 0 | 0 | 0 | 0 | 0 | 0 | 0 | 0 | 0 | 0 | 0 | 0 | 0 | 0 | 0 | 0 | 0 | 0
F3_Commercial_Miscellaneous_Existing_Food Preparation_Natural Gas_Broiler_E4 | F3 | Commercial | Miscellaneous | Existing | Food Preparation | Natural Gas | Broiler | E4 | System - kBTUs of Consumption | 0 | 0 | 0 | 0 | 0 | 0 | 0 | 0 | 0 | 0 | 0 | 0 | 0 | 0 | 0 | 0 | 0 | 0 | 0 | 0 | 0 | 0 | 0 | 0 | 0 | 0 | 0 | 0 | 0 | 0 | 0 | 0 | 0
F3_Commercial_Miscellaneous_Existing_Food Preparation_Natural Gas_Broiler_E5 | F3 | Commercial | Miscellaneous | Existing | Food Preparation | Natural Gas | Broiler | E5 | System - kBTUs of Consumption | 0 | 0 | 0 | 0 | 0 | 0 | 0 | 0 | 0 | 0 | 0 | 0 | 0 | 0 | 0 | 0 | 0 | 0 | 0 | 0 | 0 | 0 | 0 | 0 | 0 | 0 | 0 | 0 | 0 | 0 | 0 | 0 | 0
F3_Commercial_Miscellaneous_Existing_Food Preparation_Natural Gas_Broiler_E6 | F3 | Commercial | Miscellaneous | Existing | Food Preparation | Natural Gas | Broiler | E6 | System - kBTUs of Consumption | 0 | 0 | 0 | 0 | 0 | 0 | 0 | 0 | 0 | 0 | 0 | 0 | 0 | 0 | 0 | 0 | 0 | 0 | 0 | 0 | 0 | 0 | 0 | 0 | 0 | 0 | 0 | 0 | 0 | 0 | 0 | 0 | 0
F3_Commercial_Miscellaneous_Existing_Food Preparation_Natural Gas_Broiler_E7 | F3 | Commercial | Miscellaneous | Existing | Food Preparation | Natural Gas | Broiler | E7 | System - kBTUs of Consumption | 0 | 0 | 0 | 0 | 0 | 0 | 0 | 0 | 0 | 0 | 0 | 0 | 0 | 0 | 0 | 0 | 0 | 0 | 0 | 0 | 0 | 0 | 0 | 0 | 0 | 0 | 0 | 0 | 0 | 0 | 0 | 0 | 0
F3_Commercial_Miscellaneous_Existing_Food Preparation_Natural Gas_Broiler_E8 | F3 | Commercial | Miscellaneous | Existing | Food Preparation | Natural Gas | Broiler | E8 | System - kBTUs of Consumption | 0 | 0 | 0 | 0 | 0 | 0 | 0 | 0 | 0 | 0 | 0 | 0 | 0 | 0 | 0 | 0 | 0 | 0 | 0 | 0 | 0 | 0 | 0 | 0 | 0 | 0 | 0 | 0 | 0 | 0 | 0 | 0 | 0
F3_Commercial_Miscellaneous_Existing_Food Preparation_Natural Gas_Broiler_E9 | F3 | Commercial | Miscellaneous | Existing | Food Preparation | Natural Gas | Broiler | E9 | System - kBTUs of Consumption | 0 | 0 | 0 | 0 | 0 | 0 | 0 | 0 | 0 | 0 | 0 | 0 | 0 | 0 | 0 | 0 | 0 | 0 | 0 | 0 | 0 | 0 | 0 | 0 | 0 | 0 | 0 | 0 | 0 | 0 | 0 | 0 | 0
F3_Commercial_Miscellaneous_Existing_Food Preparation_Natural Gas_Broiler_E10 | F3 | Commercial | Miscellaneous | Existing | Food Preparation | Natural Gas | Broiler | E10 | System - kBTUs of Consumption | 0 | 0 | 0 | 0 | 0 | 0 | 0 | 0 | 0 | 0 | 0 | 0 | 0 | 0 | 0 | 0 | 0 | 0 | 0 | 0 | 0 | 0 | 0 | 0 | 0 | 0 | 0 | 0 | 0 | 0 | 0 | 0 | 0
F4_Commercial_Miscellaneous_Existing_Food Preparation_Natural Gas_Broiler_E1 | F4 | Commercial | Miscellaneous | Existing | Food Preparation | Natural Gas | Broiler | E1 | Utility - Cost of Equipment | 0.067583 | 0.068098 | 0.068674 | 0.069307 | 0.070029 | 0.070864 | 0.071541 | 0.072191 | 0.072851 | 0.073538 | 0.074194 | 0.074796 | 0.075411 | 0.076058 | 0.076771 | 0.077469 | 0.078209 | 0.078991 | 0.079806 | 0.080637 | 0.081474 | 0.082258 | 0.082966 | 0.083591 | 0.084132 | 0.084597 | 0.084919 | 0.085159 | 0.085367 | 0.085545 | 0.08572 | 0.085798 | 0.085798
F4_Commercial_Miscellaneous_Existing_Food Preparation_Natural Gas_Broiler_E2 | F4 | Commercial | Miscellaneous | Existing | Food Preparation | Natural Gas | Broiler | E2 | Utility - Cost of Equipment | 0.043446 | 0.043777 | 0.044148 | 0.044554 | 0.045018 | 0.045555 | 0.045991 | 0.046409 | 0.046833 | 0.047275 | 0.047696 | 0.048083 | 0.048479 | 0.048894 | 0.049353 | 0.049802 | 0.050277 | 0.05078 | 0.051304 | 0.051838 | 0.052376 | 0.05288 | 0.053335 | 0.053737 | 0.054085 | 0.054383 | 0.054591 | 0.054745 | 0.054879 | 0.054993 | 0.055106 | 0.055156 | 0.055156
F4_Commercial_Miscellaneous_Existing_Food Preparation_Natural Gas_Broiler_E3 | F4 | Commercial | Miscellaneous | Existing | Food Preparation | Natural Gas | Broiler | E3 | Utility - Cost of Equipment | 0 | 0 | 0 | 0 | 0 | 0 | 0 | 0 | 0 | 0 | 0 | 0 | 0 | 0 | 0 | 0 | 0 | 0 | 0 | 0 | 0 | 0 | 0 | 0 | 0 | 0 | 0 | 0 | 0 | 0 | 0 | 0 | 0
F4_Commercial_Miscellaneous_Existing_Food Preparation_Natural Gas_Broiler_E4 | F4 | Commercial | Miscellaneous | Existing | Food Preparation | Natural Gas | Broiler | E4 | Utility - Cost of Equipment | 0 | 0 | 0 | 0 | 0 | 0 | 0 | 0 | 0 | 0 | 0 | 0 | 0 | 0 | 0 | 0 | 0 | 0 | 0 | 0 | 0 | 0 | 0 | 0 | 0 | 0 | 0 | 0 | 0 | 0 | 0 | 0 | 0
F4_Commercial_Miscellaneous_Existing_Food Preparation_Natural Gas_Broiler_E5 | F4 | Commercial | Miscellaneous | Existing | Food Preparation | Natural Gas | Broiler | E5 | Utility - Cost of Equipment | 0 | 0 | 0 | 0 | 0 | 0 | 0 | 0 | 0 | 0 | 0 | 0 | 0 | 0 | 0 | 0 | 0 | 0 | 0 | 0 | 0 | 0 | 0 | 0 | 0 | 0 | 0 | 0 | 0 | 0 | 0 | 0 | 0
F4_Commercial_Miscellaneous_Existing_Food Preparation_Natural Gas_Broiler_E6 | F4 | Commercial | Miscellaneous | Existing | Food Preparation | Natural Gas | Broiler | E6 | Utility - Cost of Equipment | 0 | 0 | 0 | 0 | 0 | 0 | 0 | 0 | 0 | 0 | 0 | 0 | 0 | 0 | 0 | 0 | 0 | 0 | 0 | 0 | 0 | 0 | 0 | 0 | 0 | 0 | 0 | 0 | 0 | 0 | 0 | 0 | 0
F4_Commercial_Miscellaneous_Existing_Food Preparation_Natural Gas_Broiler_E7 | F4 | Commercial | Miscellaneous | Existing | Food Preparation | Natural Gas | Broiler | E7 | Utility - Cost of Equipment | 0 | 0 | 0 | 0 | 0 | 0 | 0 | 0 | 0 | 0 | 0 | 0 | 0 | 0 | 0 | 0 | 0 | 0 | 0 | 0 | 0 | 0 | 0 | 0 | 0 | 0 | 0 | 0 | 0 | 0 | 0 | 0 | 0
F4_Commercial_Miscellaneous_Existing_Food Preparation_Natural Gas_Broiler_E8 | F4 | Commercial | Miscellaneous | Existing | Food Preparation | Natural Gas | Broiler | E8 | Utility - Cost of Equipment | 0 | 0 | 0 | 0 | 0 | 0 | 0 | 0 | 0 | 0 | 0 | 0 | 0 | 0 | 0 | 0 | 0 | 0 | 0 | 0 | 0 | 0 | 0 | 0 | 0 | 0 | 0 | 0 | 0 | 0 | 0 | 0 | 0
F4_Commercial_Miscellaneous_Existing_Food Preparation_Natural Gas_Broiler_E9 | F4 | Commercial | Miscellaneous | Existing | Food Preparation | Natural Gas | Broiler | E9 | Utility - Cost of Equipment | 0 | 0 | 0 | 0 | 0 | 0 | 0 | 0 | 0 | 0 | 0 | 0 | 0 | 0 | 0 | 0 | 0 | 0 | 0 | 0 | 0 | 0 | 0 | 0 | 0 | 0 | 0 | 0 | 0 | 0 | 0 | 0 | 0
F4_Commercial_Miscellaneous_Existing_Food Preparation_Natural Gas_Broiler_E10 | F4 | Commercial | Miscellaneous | Existing | Food Preparation | Natural Gas | Broiler | E10 | Utility - Cost of Equipment | 0 | 0 | 0 | 0 | 0 | 0 | 0 | 0 | 0 | 0 | 0 | 0 | 0 | 0 | 0 | 0 | 0 | 0 | 0 | 0 | 0 | 0 | 0 | 0 | 0 | 0 | 0 | 0 | 0 | 0 | 0 | 0 | 0
F5_Commercial_Miscellaneous_Existing_Food Preparation_Natural Gas_Broiler_E1 | F5 | Commercial | Miscellaneous | Existing | Food Preparation | Natural Gas | Broiler | E1 | Utility - Cost of Operation | 0.018749 | 0.018749 | 0.018749 | 0.018749 | 0.018749 | 0.018749 | 0.018749 | 0.018749 | 0.018749 | 0.018749 | 0.018749 | 0.018749 | 0.018749 | 0.018749 | 0.018749 | 0.018749 | 0.018749 | 0.018749 | 0.018749 | 0.018749 | 0.018749 | 0.018749 | 0.018749 | 0.018749 | 0.018749 | 0.018749 | 0.018749 | 0.018749 | 0.018749 | 0.018749 | 0.018749 | 0.018749 | 0.018749
F5_Commercial_Miscellaneous_Existing_Food Preparation_Natural Gas_Broiler_E2 | F5 | Commercial | Miscellaneous | Existing | Food Preparation | Natural Gas | Broiler | E2 | Utility - Cost of Operation | 0.026248 | 0.026248 | 0.026248 | 0.026248 | 0.026248 | 0.026248 | 0.026248 | 0.026248 | 0.026248 | 0.026248 | 0.026248 | 0.026248 | 0.026248 | 0.026248 | 0.026248 | 0.026248 | 0.026248 | 0.026248 | 0.026248 | 0.026248 | 0.026248 | 0.026248 | 0.026248 | 0.026248 | 0.026248 | 0.026248 | 0.026248 | 0.026248 | 0.026248 | 0.026248 | 0.026248 | 0.026248 | 0.026248
F5_Commercial_Miscellaneous_Existing_Food Preparation_Natural Gas_Broiler_E3 | F5 | Commercial | Miscellaneous | Existing | Food Preparation | Natural Gas | Broiler | E3 | Utility - Cost of Operation | 0 | 0 | 0 | 0 | 0 | 0 | 0 | 0 | 0 | 0 | 0 | 0 | 0 | 0 | 0 | 0 | 0 | 0 | 0 | 0 | 0 | 0 | 0 | 0 | 0 | 0 | 0 | 0 | 0 | 0 | 0 | 0 | 0
F5_Commercial_Miscellaneous_Existing_Food Preparation_Natural Gas_Broiler_E4 | F5 | Commercial | Miscellaneous | Existing | Food Preparation | Natural Gas | Broiler | E4 | Utility - Cost of Operation | 0 | 0 | 0 | 0 | 0 | 0 | 0 | 0 | 0 | 0 | 0 | 0 | 0 | 0 | 0 | 0 | 0 | 0 | 0 | 0 | 0 | 0 | 0 | 0 | 0 | 0 | 0 | 0 | 0 | 0 | 0 | 0 | 0
F5_Commercial_Miscellaneous_Existing_Food Preparation_Natural Gas_Broiler_E5 | F5 | Commercial | Miscellaneous | Existing | Food Preparation | Natural Gas | Broiler | E5 | Utility - Cost of Operation | 0 | 0 | 0 | 0 | 0 | 0 | 0 | 0 | 0 | 0 | 0 | 0 | 0 | 0 | 0 | 0 | 0 | 0 | 0 | 0 | 0 | 0 | 0 | 0 | 0 | 0 | 0 | 0 | 0 | 0 | 0 | 0 | 0
F5_Commercial_Miscellaneous_Existing_Food Preparation_Natural Gas_Broiler_E6 | F5 | Commercial | Miscellaneous | Existing | Food Preparation | Natural Gas | Broiler | E6 | Utility - Cost of Operation | 0 | 0 | 0 | 0 | 0 | 0 | 0 | 0 | 0 | 0 | 0 | 0 | 0 | 0 | 0 | 0 | 0 | 0 | 0 | 0 | 0 | 0 | 0 | 0 | 0 | 0 | 0 | 0 | 0 | 0 | 0 | 0 | 0
F5_Commercial_Miscellaneous_Existing_Food Preparation_Natural Gas_Broiler_E7 | F5 | Commercial | Miscellaneous | Existing | Food Preparation | Natural Gas | Broiler | E7 | Utility - Cost of Operation | 0 | 0 | 0 | 0 | 0 | 0 | 0 | 0 | 0 | 0 | 0 | 0 | 0 | 0 | 0 | 0 | 0 | 0 | 0 | 0 | 0 | 0 | 0 | 0 | 0 | 0 | 0 | 0 | 0 | 0 | 0 | 0 | 0
F5_Commercial_Miscellaneous_Existing_Food Preparation_Natural Gas_Broiler_E8 | F5 | Commercial | Miscellaneous | Existing | Food Preparation | Natural Gas | Broiler | E8 | Utility - Cost of Operation | 0 | 0 | 0 | 0 | 0 | 0 | 0 | 0 | 0 | 0 | 0 | 0 | 0 | 0 | 0 | 0 | 0 | 0 | 0 | 0 | 0 | 0 | 0 | 0 | 0 | 0 | 0 | 0 | 0 | 0 | 0 | 0 | 0
F5_Commercial_Miscellaneous_Existing_Food Preparation_Natural Gas_Broiler_E9 | F5 | Commercial | Miscellaneous | Existing | Food Preparation | Natural Gas | Broiler | E9 | Utility - Cost of Operation | 0 | 0 | 0 | 0 | 0 | 0 | 0 | 0 | 0 | 0 | 0 | 0 | 0 | 0 | 0 | 0 | 0 | 0 | 0 | 0 | 0 | 0 | 0 | 0 | 0 | 0 | 0 | 0 | 0 | 0 | 0 | 0 | 0
F5_Commercial_Miscellaneous_Existing_Food Preparation_Natural Gas_Broiler_E10 | F5 | Commercial | Miscellaneous | Existing | Food Preparation | Natural Gas | Broiler | E10 | Utility - Cost of Operation | 0 | 0 | 0 | 0 | 0 | 0 | 0 | 0 | 0 | 0 | 0 | 0 | 0 | 0 | 0 | 0 | 0 | 0 | 0 | 0 | 0 | 0 | 0 | 0 | 0 | 0 | 0 | 0 | 0 | 0 | 0 | 0 | 0
F6_Commercial_Miscellaneous_Existing_Food Preparation_Natural Gas_Broiler_E1 | F6 | Commercial | Miscellaneous | Existing | Food Preparation | Natural Gas | Broiler | E1 | Utility - Value of Sales | 0.040026 | 0.040026 | 0.040026 | 0.040026 | 0.040026 | 0.040026 | 0.040026 | 0.040026 | 0.040026 | 0.040026 | 0.040026 | 0.040026 | 0.040026 | 0.040026 | 0.040026 | 0.040026 | 0.040026 | 0.040026 | 0.040026 | 0.040026 | 0.040026 | 0.040026 | 0.040026 | 0.040026 | 0.040026 | 0.040026 | 0.040026 | 0.040026 | 0.040026 | 0.040026 | 0.040026 | 0.040026 | 0.040026
F6_Commercial_Miscellaneous_Existing_Food Preparation_Natural Gas_Broiler_E2 | F6 | Commercial | Miscellaneous | Existing | Food Preparation | Natural Gas | Broiler | E2 | Utility - Value of Sales | 0.025731 | 0.025731 | 0.025731 | 0.025731 | 0.025731 | 0.025731 | 0.025731 | 0.025731 | 0.025731 | 0.025731 | 0.025731 | 0.025731 | 0.025731 | 0.025731 | 0.025731 | 0.025731 | 0.025731 | 0.025731 | 0.025731 | 0.025731 | 0.025731 | 0.025731 | 0.025731 | 0.025731 | 0.025731 | 0.025731 | 0.025731 | 0.025731 | 0.025731 | 0.025731 | 0.025731 | 0.025731 | 0.025731
F6_Commercial_Miscellaneous_Existing_Food Preparation_Natural Gas_Broiler_E3 | F6 | Commercial | Miscellaneous | Existing | Food Preparation | Natural Gas | Broiler | E3 | Utility - Value of Sales | 0 | 0 | 0 | 0 | 0 | 0 | 0 | 0 | 0 | 0 | 0 | 0 | 0 | 0 | 0 | 0 | 0 | 0 | 0 | 0 | 0 | 0 | 0 | 0 | 0 | 0 | 0 | 0 | 0 | 0 | 0 | 0 | 0
F6_Commercial_Miscellaneous_Existing_Food Preparation_Natural Gas_Broiler_E4 | F6 | Commercial | Miscellaneous | Existing | Food Preparation | Natural Gas | Broiler | E4 | Utility - Value of Sales | 0 | 0 | 0 | 0 | 0 | 0 | 0 | 0 | 0 | 0 | 0 | 0 | 0 | 0 | 0 | 0 | 0 | 0 | 0 | 0 | 0 | 0 | 0 | 0 | 0 | 0 | 0 | 0 | 0 | 0 | 0 | 0 | 0
F6_Commercial_Miscellaneous_Existing_Food Preparation_Natural Gas_Broiler_E5 | F6 | Commercial | Miscellaneous | Existing | Food Preparation | Natural Gas | Broiler | E5 | Utility - Value of Sales | 0 | 0 | 0 | 0 | 0 | 0 | 0 | 0 | 0 | 0 | 0 | 0 | 0 | 0 | 0 | 0 | 0 | 0 | 0 | 0 | 0 | 0 | 0 | 0 | 0 | 0 | 0 | 0 | 0 | 0 | 0 | 0 | 0
F6_Commercial_Miscellaneous_Existing_Food Preparation_Natural Gas_Broiler_E6 | F6 | Commercial | Miscellaneous | Existing | Food Preparation | Natural Gas | Broiler | E6 | Utility - Value of Sales | 0 | 0 | 0 | 0 | 0 | 0 | 0 | 0 | 0 | 0 | 0 | 0 | 0 | 0 | 0 | 0 | 0 | 0 | 0 | 0 | 0 | 0 | 0 | 0 | 0 | 0 | 0 | 0 | 0 | 0 | 0 | 0 | 0
F6_Commercial_Miscellaneous_Existing_Food Preparation_Natural Gas_Broiler_E7 | F6 | Commercial | Miscellaneous | Existing | Food Preparation | Natural Gas | Broiler | E7 | Utility - Value of Sales | 0 | 0 | 0 | 0 | 0 | 0 | 0 | 0 | 0 | 0 | 0 | 0 | 0 | 0 | 0 | 0 | 0 | 0 | 0 | 0 | 0 | 0 | 0 | 0 | 0 | 0 | 0 | 0 | 0 | 0 | 0 | 0 | 0
F6_Commercial_Miscellaneous_Existing_Food Preparation_Natural Gas_Broiler_E8 | F6 | Commercial | Miscellaneous | Existing | Food Preparation | Natural Gas | Broiler | E8 | Utility - Value of Sales | 0 | 0 | 0 | 0 | 0 | 0 | 0 | 0 | 0 | 0 | 0 | 0 | 0 | 0 | 0 | 0 | 0 | 0 | 0 | 0 | 0 | 0 | 0 | 0 | 0 | 0 | 0 | 0 | 0 | 0 | 0 | 0 | 0
F6_Commercial_Miscellaneous_Existing_Food Preparation_Natural Gas_Broiler_E9 | F6 | Commercial | Miscellaneous | Existing | Food Preparation | Natural Gas | Broiler | E9 | Utility - Value of Sales | 0 | 0 | 0 | 0 | 0 | 0 | 0 | 0 | 0 | 0 | 0 | 0 | 0 | 0 | 0 | 0 | 0 | 0 | 0 | 0 | 0 | 0 | 0 | 0 | 0 | 0 | 0 | 0 | 0 | 0 | 0 | 0 | 0
F6_Commercial_Miscellaneous_Existing_Food Preparation_Natural Gas_Broiler_E10 | F6 | Commercial | Miscellaneous | Existing | Food Preparation | Natural Gas | Broiler | E10 | Utility - Value of Sales | 0 | 0 | 0 | 0 | 0 | 0 | 0 | 0 | 0 | 0 | 0 | 0 | 0 | 0 | 0 | 0 | 0 | 0 | 0 | 0 | 0 | 0 | 0 | 0 | 0 | 0 | 0 | 0 | 0 | 0 | 0 | 0 | 0
F1_Commercial_Miscellaneous_Existing_Food Preparation_Natural Gas_Griddle_E1 | F1 | Commercial | Miscellaneous | Existing | Food Preparation | Natural Gas | Griddle | E1 | RVT - Cost of Equipment | 0.034811 | 0.035076 | 0.035372 | 0.035698 | 0.03607 | 0.0365 | 0.036849 | 0.037184 | 0.037524 | 0.037878 | 0.038215 | 0.038525 | 0.038843 | 0.039175 | 0.039543 | 0.039903 | 0.040284 | 0.040686 | 0.041106 | 0.041534 | 0.041965 | 0.042369 | 0.042734 | 0.043056 | 0.043334 | 0.043574 | 0.04374 | 0.043863 | 0.04397 | 0.044062 | 0.044153 | 0.044193 | 0.044193
F1_Commercial_Miscellaneous_Existing_Food Preparation_Natural Gas_Griddle_E2 | F1 | Commercial | Miscellaneous | Existing | Food Preparation | Natural Gas | Griddle | E2 | RVT - Cost of Equipment | 0.031904 | 0.032148 | 0.032419 | 0.032718 | 0.033059 | 0.033453 | 0.033773 | 0.03408 | 0.034391 | 0.034716 | 0.035025 | 0.035309 | 0.0356 | 0.035905 | 0.036242 | 0.036571 | 0.036921 | 0.03729 | 0.037674 | 0.038067 | 0.038462 | 0.038832 | 0.039166 | 0.039461 | 0.039717 | 0.039936 | 0.040088 | 0.040202 | 0.0403 | 0.040384 | 0.040467 | 0.040503 | 0.040503
F1_Commercial_Miscellaneous_Existing_Food Preparation_Natural Gas_Griddle_E3 | F1 | Commercial | Miscellaneous | Existing | Food Preparation | Natural Gas | Griddle | E3 | RVT - Cost of Equipment | 0 | 0 | 0 | 0 | 0 | 0 | 0 | 0 | 0 | 0 | 0 | 0 | 0 | 0 | 0 | 0 | 0 | 0 | 0 | 0 | 0 | 0 | 0 | 0 | 0 | 0 | 0 | 0 | 0 | 0 | 0 | 0 | 0
F1_Commercial_Miscellaneous_Existing_Food Preparation_Natural Gas_Griddle_E4 | F1 | Commercial | Miscellaneous | Existing | Food Preparation | Natural Gas | Griddle | E4 | RVT - Cost of Equipment | 0 | 0 | 0 | 0 | 0 | 0 | 0 | 0 | 0 | 0 | 0 | 0 | 0 | 0 | 0 | 0 | 0 | 0 | 0 | 0 | 0 | 0 | 0 | 0 | 0 | 0 | 0 | 0 | 0 | 0 | 0 | 0 | 0
F1_Commercial_Miscellaneous_Existing_Food Preparation_Natural Gas_Griddle_E5 | F1 | Commercial | Miscellaneous | Existing | Food Preparation | Natural Gas | Griddle | E5 | RVT - Cost of Equipment | 0 | 0 | 0 | 0 | 0 | 0 | 0 | 0 | 0 | 0 | 0 | 0 | 0 | 0 | 0 | 0 | 0 | 0 | 0 | 0 | 0 | 0 | 0 | 0 | 0 | 0 | 0 | 0 | 0 | 0 | 0 | 0 | 0
F1_Commercial_Miscellaneous_Existing_Food Preparation_Natural Gas_Griddle_E6 | F1 | Commercial | Miscellaneous | Existing | Food Preparation | Natural Gas | Griddle | E6 | RVT - Cost of Equipment | 0 | 0 | 0 | 0 | 0 | 0 | 0 | 0 | 0 | 0 | 0 | 0 | 0 | 0 | 0 | 0 | 0 | 0 | 0 | 0 | 0 | 0 | 0 | 0 | 0 | 0 | 0 | 0 | 0 | 0 | 0 | 0 | 0
F1_Commercial_Miscellaneous_Existing_Food Preparation_Natural Gas_Griddle_E7 | F1 | Commercial | Miscellaneous | Existing | Food Preparation | Natural Gas | Griddle | E7 | RVT - Cost of Equipment | 0 | 0 | 0 | 0 | 0 | 0 | 0 | 0 | 0 | 0 | 0 | 0 | 0 | 0 | 0 | 0 | 0 | 0 | 0 | 0 | 0 | 0 | 0 | 0 | 0 | 0 | 0 | 0 | 0 | 0 | 0 | 0 | 0
F1_Commercial_Miscellaneous_Existing_Food Preparation_Natural Gas_Griddle_E8 | F1 | Commercial | Miscellaneous | Existing | Food Preparation | Natural Gas | Griddle | E8 | RVT - Cost of Equipment | 0 | 0 | 0 | 0 | 0 | 0 | 0 | 0 | 0 | 0 | 0 | 0 | 0 | 0 | 0 | 0 | 0 | 0 | 0 | 0 | 0 | 0 | 0 | 0 | 0 | 0 | 0 | 0 | 0 | 0 | 0 | 0 | 0
F1_Commercial_Miscellaneous_Existing_Food Preparation_Natural Gas_Griddle_E9 | F1 | Commercial | Miscellaneous | Existing | Food Preparation | Natural Gas | Griddle | E9 | RVT - Cost of Equipment | 0 | 0 | 0 | 0 | 0 | 0 | 0 | 0 | 0 | 0 | 0 | 0 | 0 | 0 | 0 | 0 | 0 | 0 | 0 | 0 | 0 | 0 | 0 | 0 | 0 | 0 | 0 | 0 | 0 | 0 | 0 | 0 | 0
F1_Commercial_Miscellaneous_Existing_Food Preparation_Natural Gas_Griddle_E10 | F1 | Commercial | Miscellaneous | Existing | Food Preparation | Natural Gas | Griddle | E10 | RVT - Cost of Equipment | 0 | 0 | 0 | 0 | 0 | 0 | 0 | 0 | 0 | 0 | 0 | 0 | 0 | 0 | 0 | 0 | 0 | 0 | 0 | 0 | 0 | 0 | 0 | 0 | 0 | 0 | 0 | 0 | 0 | 0 | 0 | 0 | 0
F2_Commercial_Miscellaneous_Existing_Food Preparation_Natural Gas_Griddle_E1 | F2 | Commercial | Miscellaneous | Existing | Food Preparation | Natural Gas | Griddle | E1 | RVT - Cost of Operation | 0.041705 | 0.042023 | 0.042378 | 0.042769 | 0.043214 | 0.04373 | 0.044148 | 0.044549 | 0.044956 | 0.04538 | 0.045785 | 0.046156 | 0.046536 | 0.046935 | 0.047375 | 0.047806 | 0.048263 | 0.048745 | 0.049248 | 0.049761 | 0.050277 | 0.050761 | 0.051198 | 0.051584 | 0.051917 | 0.052204 | 0.052403 | 0.052551 | 0.05268 | 0.052789 | 0.052898 | 0.052946 | 0.052946
F2_Commercial_Miscellaneous_Existing_Food Preparation_Natural Gas_Griddle_E2 | F2 | Commercial | Miscellaneous | Existing | Food Preparation | Natural Gas | Griddle | E2 | RVT - Cost of Operation | 0.038224 | 0.038515 | 0.038841 | 0.039199 | 0.039607 | 0.040079 | 0.040462 | 0.04083 | 0.041203 | 0.041592 | 0.041962 | 0.042303 | 0.042651 | 0.043017 | 0.04342 | 0.043815 | 0.044234 | 0.044675 | 0.045136 | 0.045607 | 0.04608 | 0.046523 | 0.046924 | 0.047277 | 0.047583 | 0.047846 | 0.048028 | 0.048164 | 0.048282 | 0.048382 | 0.048482 | 0.048526 | 0.048526
F2_Commercial_Miscellaneous_Existing_Food Preparation_Natural Gas_Griddle_E3 | F2 | Commercial | Miscellaneous | Existing | Food Preparation | Natural Gas | Griddle | E3 | RVT - Cost of Operation | 0 | 0 | 0 | 0 | 0 | 0 | 0 | 0 | 0 | 0 | 0 | 0 | 0 | 0 | 0 | 0 | 0 | 0 | 0 | 0 | 0 | 0 | 0 | 0 | 0 | 0 | 0 | 0 | 0 | 0 | 0 | 0 | 0
F2_Commercial_Miscellaneous_Existing_Food Preparation_Natural Gas_Griddle_E4 | F2 | Commercial | Miscellaneous | Existing | Food Preparation | Natural Gas | Griddle | E4 | RVT - Cost of Operation | 0 | 0 | 0 | 0 | 0 | 0 | 0 | 0 | 0 | 0 | 0 | 0 | 0 | 0 | 0 | 0 | 0 | 0 | 0 | 0 | 0 | 0 | 0 | 0 | 0 | 0 | 0 | 0 | 0 | 0 | 0 | 0 | 0
F2_Commercial_Miscellaneous_Existing_Food Preparation_Natural Gas_Griddle_E5 | F2 | Commercial | Miscellaneous | Existing | Food Preparation | Natural Gas | Griddle | E5 | RVT - Cost of Operation | 0 | 0 | 0 | 0 | 0 | 0 | 0 | 0 | 0 | 0 | 0 | 0 | 0 | 0 | 0 | 0 | 0 | 0 | 0 | 0 | 0 | 0 | 0 | 0 | 0 | 0 | 0 | 0 | 0 | 0 | 0 | 0 | 0
F2_Commercial_Miscellaneous_Existing_Food Preparation_Natural Gas_Griddle_E6 | F2 | Commercial | Miscellaneous | Existing | Food Preparation | Natural Gas | Griddle | E6 | RVT - Cost of Operation | 0 | 0 | 0 | 0 | 0 | 0 | 0 | 0 | 0 | 0 | 0 | 0 | 0 | 0 | 0 | 0 | 0 | 0 | 0 | 0 | 0 | 0 | 0 | 0 | 0 | 0 | 0 | 0 | 0 | 0 | 0 | 0 | 0
F2_Commercial_Miscellaneous_Existing_Food Preparation_Natural Gas_Griddle_E7 | F2 | Commercial | Miscellaneous | Existing | Food Preparation | Natural Gas | Griddle | E7 | RVT - Cost of Operation | 0 | 0 | 0 | 0 | 0 | 0 | 0 | 0 | 0 | 0 | 0 | 0 | 0 | 0 | 0 | 0 | 0 | 0 | 0 | 0 | 0 | 0 | 0 | 0 | 0 | 0 | 0 | 0 | 0 | 0 | 0 | 0 | 0
F2_Commercial_Miscellaneous_Existing_Food Preparation_Natural Gas_Griddle_E8 | F2 | Commercial | Miscellaneous | Existing | Food Preparation | Natural Gas | Griddle | E8 | RVT - Cost of Operation | 0 | 0 | 0 | 0 | 0 | 0 | 0 | 0 | 0 | 0 | 0 | 0 | 0 | 0 | 0 | 0 | 0 | 0 | 0 | 0 | 0 | 0 | 0 | 0 | 0 | 0 | 0 | 0 | 0 | 0 | 0 | 0 | 0
F2_Commercial_Miscellaneous_Existing_Food Preparation_Natural Gas_Griddle_E9 | F2 | Commercial | Miscellaneous | Existing | Food Preparation | Natural Gas | Griddle | E9 | RVT - Cost of Operation | 0 | 0 | 0 | 0 | 0 | 0 | 0 | 0 | 0 | 0 | 0 | 0 | 0 | 0 | 0 | 0 | 0 | 0 | 0 | 0 | 0 | 0 | 0 | 0 | 0 | 0 | 0 | 0 | 0 | 0 | 0 | 0 | 0
F2_Commercial_Miscellaneous_Existing_Food Preparation_Natural Gas_Griddle_E10 | F2 | Commercial | Miscellaneous | Existing | Food Preparation | Natural Gas | Griddle | E10 | RVT - Cost of Operation | 0 | 0 | 0 | 0 | 0 | 0 | 0 | 0 | 0 | 0 | 0 | 0 | 0 | 0 | 0 | 0 | 0 | 0 | 0 | 0 | 0 | 0 | 0 | 0 | 0 | 0 | 0 | 0 | 0 | 0 | 0 | 0 | 0
F3_Commercial_Miscellaneous_Existing_Food Preparation_Natural Gas_Griddle_E1 | F3 | Commercial | Miscellaneous | Existing | Food Preparation | Natural Gas | Griddle | E1 | System - kBTUs of Consumption | 0.012537 | 0.012537 | 0.012537 | 0.012537 | 0.012537 | 0.012537 | 0.012537 | 0.012537 | 0.012537 | 0.012537 | 0.012537 | 0.012537 | 0.012537 | 0.012537 | 0.012537 | 0.012537 | 0.012537 | 0.012537 | 0.012537 | 0.012537 | 0.012537 | 0.012537 | 0.012537 | 0.012537 | 0.012537 | 0.012537 | 0.012537 | 0.012537 | 0.012537 | 0.012537 | 0.012537 | 0.012537 | 0.012537
F3_Commercial_Miscellaneous_Existing_Food Preparation_Natural Gas_Griddle_E2 | F3 | Commercial | Miscellaneous | Existing | Food Preparation | Natural Gas | Griddle | E2 | System - kBTUs of Consumption | 0.01558 | 0.01558 | 0.01558 | 0.01558 | 0.01558 | 0.01558 | 0.01558 | 0.01558 | 0.01558 | 0.01558 | 0.01558 | 0.01558 | 0.01558 | 0.01558 | 0.01558 | 0.01558 | 0.01558 | 0.01558 | 0.01558 | 0.01558 | 0.01558 | 0.01558 | 0.01558 | 0.01558 | 0.01558 | 0.01558 | 0.01558 | 0.01558 | 0.01558 | 0.01558 | 0.01558 | 0.01558 | 0.01558
F3_Commercial_Miscellaneous_Existing_Food Preparation_Natural Gas_Griddle_E3 | F3 | Commercial | Miscellaneous | Existing | Food Preparation | Natural Gas | Griddle | E3 | System - kBTUs of Consumption | 0 | 0 | 0 | 0 | 0 | 0 | 0 | 0 | 0 | 0 | 0 | 0 | 0 | 0 | 0 | 0 | 0 | 0 | 0 | 0 | 0 | 0 | 0 | 0 | 0 | 0 | 0 | 0 | 0 | 0 | 0 | 0 | 0
F3_Commercial_Miscellaneous_Existing_Food Preparation_Natural Gas_Griddle_E4 | F3 | Commercial | Miscellaneous | Existing | Food Preparation | Natural Gas | Griddle | E4 | System - kBTUs of Consumption | 0 | 0 | 0 | 0 | 0 | 0 | 0 | 0 | 0 | 0 | 0 | 0 | 0 | 0 | 0 | 0 | 0 | 0 | 0 | 0 | 0 | 0 | 0 | 0 | 0 | 0 | 0 | 0 | 0 | 0 | 0 | 0 | 0
F3_Commercial_Miscellaneous_Existing_Food Preparation_Natural Gas_Griddle_E5 | F3 | Commercial | Miscellaneous | Existing | Food Preparation | Natural Gas | Griddle | E5 | System - kBTUs of Consumption | 0 | 0 | 0 | 0 | 0 | 0 | 0 | 0 | 0 | 0 | 0 | 0 | 0 | 0 | 0 | 0 | 0 | 0 | 0 | 0 | 0 | 0 | 0 | 0 | 0 | 0 | 0 | 0 | 0 | 0 | 0 | 0 | 0
F3_Commercial_Miscellaneous_Existing_Food Preparation_Natural Gas_Griddle_E6 | F3 | Commercial | Miscellaneous | Existing | Food Preparation | Natural Gas | Griddle | E6 | System - kBTUs of Consumption | 0 | 0 | 0 | 0 | 0 | 0 | 0 | 0 | 0 | 0 | 0 | 0 | 0 | 0 | 0 | 0 | 0 | 0 | 0 | 0 | 0 | 0 | 0 | 0 | 0 | 0 | 0 | 0 | 0 | 0 | 0 | 0 | 0
F3_Commercial_Miscellaneous_Existing_Food Preparation_Natural Gas_Griddle_E7 | F3 | Commercial | Miscellaneous | Existing | Food Preparation | Natural Gas | Griddle | E7 | System - kBTUs of Consumption | 0 | 0 | 0 | 0 | 0 | 0 | 0 | 0 | 0 | 0 | 0 | 0 | 0 | 0 | 0 | 0 | 0 | 0 | 0 | 0 | 0 | 0 | 0 | 0 | 0 | 0 | 0 | 0 | 0 | 0 | 0 | 0 | 0
F3_Commercial_Miscellaneous_Existing_Food Preparation_Natural Gas_Griddle_E8 | F3 | Commercial | Miscellaneous | Existing | Food Preparation | Natural Gas | Griddle | E8 | System - kBTUs of Consumption | 0 | 0 | 0 | 0 | 0 | 0 | 0 | 0 | 0 | 0 | 0 | 0 | 0 | 0 | 0 | 0 | 0 | 0 | 0 | 0 | 0 | 0 | 0 | 0 | 0 | 0 | 0 | 0 | 0 | 0 | 0 | 0 | 0
F3_Commercial_Miscellaneous_Existing_Food Preparation_Natural Gas_Griddle_E9 | F3 | Commercial | Miscellaneous | Existing | Food Preparation | Natural Gas | Griddle | E9 | System - kBTUs of Consumption | 0 | 0 | 0 | 0 | 0 | 0 | 0 | 0 | 0 | 0 | 0 | 0 | 0 | 0 | 0 | 0 | 0 | 0 | 0 | 0 | 0 | 0 | 0 | 0 | 0 | 0 | 0 | 0 | 0 | 0 | 0 | 0 | 0
F3_Commercial_Miscellaneous_Existing_Food Preparation_Natural Gas_Griddle_E10 | F3 | Commercial | Miscellaneous | Existing | Food Preparation | Natural Gas | Griddle | E10 | System - kBTUs of Consumption | 0 | 0 | 0 | 0 | 0 | 0 | 0 | 0 | 0 | 0 | 0 | 0 | 0 | 0 | 0 | 0 | 0 | 0 | 0 | 0 | 0 | 0 | 0 | 0 | 0 | 0 | 0 | 0 | 0 | 0 | 0 | 0 | 0
F4_Commercial_Miscellaneous_Existing_Food Preparation_Natural Gas_Griddle_E1 | F4 | Commercial | Miscellaneous | Existing | Food Preparation | Natural Gas | Griddle | E1 | Utility - Cost of Equipment | 0.041705 | 0.042023 | 0.042378 | 0.042769 | 0.043214 | 0.04373 | 0.044148 | 0.044549 | 0.044956 | 0.04538 | 0.045785 | 0.046156 | 0.046536 | 0.046935 | 0.047375 | 0.047806 | 0.048263 | 0.048745 | 0.049248 | 0.049761 | 0.050277 | 0.050761 | 0.051198 | 0.051584 | 0.051917 | 0.052204 | 0.052403 | 0.052551 | 0.05268 | 0.052789 | 0.052898 | 0.052946 | 0.052946
F4_Commercial_Miscellaneous_Existing_Food Preparation_Natural Gas_Griddle_E2 | F4 | Commercial | Miscellaneous | Existing | Food Preparation | Natural Gas | Griddle | E2 | Utility - Cost of Equipment | 0.038224 | 0.038515 | 0.038841 | 0.039199 | 0.039607 | 0.040079 | 0.040462 | 0.04083 | 0.041203 | 0.041592 | 0.041962 | 0.042303 | 0.042651 | 0.043017 | 0.04342 | 0.043815 | 0.044234 | 0.044675 | 0.045136 | 0.045607 | 0.04608 | 0.046523 | 0.046924 | 0.047277 | 0.047583 | 0.047846 | 0.048028 | 0.048164 | 0.048282 | 0.048382 | 0.048482 | 0.048526 | 0.048526
F4_Commercial_Miscellaneous_Existing_Food Preparation_Natural Gas_Griddle_E3 | F4 | Commercial | Miscellaneous | Existing | Food Preparation | Natural Gas | Griddle | E3 | Utility - Cost of Equipment | 0 | 0 | 0 | 0 | 0 | 0 | 0 | 0 | 0 | 0 | 0 | 0 | 0 | 0 | 0 | 0 | 0 | 0 | 0 | 0 | 0 | 0 | 0 | 0 | 0 | 0 | 0 | 0 | 0 | 0 | 0 | 0 | 0
F4_Commercial_Miscellaneous_Existing_Food Preparation_Natural Gas_Griddle_E4 | F4 | Commercial | Miscellaneous | Existing | Food Preparation | Natural Gas | Griddle | E4 | Utility - Cost of Equipment | 0 | 0 | 0 | 0 | 0 | 0 | 0 | 0 | 0 | 0 | 0 | 0 | 0 | 0 | 0 | 0 | 0 | 0 | 0 | 0 | 0 | 0 | 0 | 0 | 0 | 0 | 0 | 0 | 0 | 0 | 0 | 0 | 0
F4_Commercial_Miscellaneous_Existing_Food Preparation_Natural Gas_Griddle_E5 | F4 | Commercial | Miscellaneous | Existing | Food Preparation | Natural Gas | Griddle | E5 | Utility - Cost of Equipment | 0 | 0 | 0 | 0 | 0 | 0 | 0 | 0 | 0 | 0 | 0 | 0 | 0 | 0 | 0 | 0 | 0 | 0 | 0 | 0 | 0 | 0 | 0 | 0 | 0 | 0 | 0 | 0 | 0 | 0 | 0 | 0 | 0
F4_Commercial_Miscellaneous_Existing_Food Preparation_Natural Gas_Griddle_E6 | F4 | Commercial | Miscellaneous | Existing | Food Preparation | Natural Gas | Griddle | E6 | Utility - Cost of Equipment | 0 | 0 | 0 | 0 | 0 | 0 | 0 | 0 | 0 | 0 | 0 | 0 | 0 | 0 | 0 | 0 | 0 | 0 | 0 | 0 | 0 | 0 | 0 | 0 | 0 | 0 | 0 | 0 | 0 | 0 | 0 | 0 | 0
F4_Commercial_Miscellaneous_Existing_Food Preparation_Natural Gas_Griddle_E7 | F4 | Commercial | Miscellaneous | Existing | Food Preparation | Natural Gas | Griddle | E7 | Utility - Cost of Equipment | 0 | 0 | 0 | 0 | 0 | 0 | 0 | 0 | 0 | 0 | 0 | 0 | 0 | 0 | 0 | 0 | 0 | 0 | 0 | 0 | 0 | 0 | 0 | 0 | 0 | 0 | 0 | 0 | 0 | 0 | 0 | 0 | 0
F4_Commercial_Miscellaneous_Existing_Food Preparation_Natural Gas_Griddle_E8 | F4 | Commercial | Miscellaneous | Existing | Food Preparation | Natural Gas | Griddle | E8 | Utility - Cost of Equipment | 0 | 0 | 0 | 0 | 0 | 0 | 0 | 0 | 0 | 0 | 0 | 0 | 0 | 0 | 0 | 0 | 0 | 0 | 0 | 0 | 0 | 0 | 0 | 0 | 0 | 0 | 0 | 0 | 0 | 0 | 0 | 0 | 0
F4_Commercial_Miscellaneous_Existing_Food Preparation_Natural Gas_Griddle_E9 | F4 | Commercial | Miscellaneous | Existing | Food Preparation | Natural Gas | Griddle | E9 | Utility - Cost of Equipment | 0 | 0 | 0 | 0 | 0 | 0 | 0 | 0 | 0 | 0 | 0 | 0 | 0 | 0 | 0 | 0 | 0 | 0 | 0 | 0 | 0 | 0 | 0 | 0 | 0 | 0 | 0 | 0 | 0 | 0 | 0 | 0 | 0
F4_Commercial_Miscellaneous_Existing_Food Preparation_Natural Gas_Griddle_E10 | F4 | Commercial | Miscellaneous | Existing | Food Preparation | Natural Gas | Griddle | E10 | Utility - Cost of Equipment | 0 | 0 | 0 | 0 | 0 | 0 | 0 | 0 | 0 | 0 | 0 | 0 | 0 | 0 | 0 | 0 | 0 | 0 | 0 | 0 | 0 | 0 | 0 | 0 | 0 | 0 | 0 | 0 | 0 | 0 | 0 | 0 | 0
F5_Commercial_Miscellaneous_Existing_Food Preparation_Natural Gas_Griddle_E1 | F5 | Commercial | Miscellaneous | Existing | Food Preparation | Natural Gas | Griddle | E1 | Utility - Cost of Operation | 0.012537 | 0.012537 | 0.012537 | 0.012537 | 0.012537 | 0.012537 | 0.012537 | 0.012537 | 0.012537 | 0.012537 | 0.012537 | 0.012537 | 0.012537 | 0.012537 | 0.012537 | 0.012537 | 0.012537 | 0.012537 | 0.012537 | 0.012537 | 0.012537 | 0.012537 | 0.012537 | 0.012537 | 0.012537 | 0.012537 | 0.012537 | 0.012537 | 0.012537 | 0.012537 | 0.012537 | 0.012537 | 0.012537
F5_Commercial_Miscellaneous_Existing_Food Preparation_Natural Gas_Griddle_E2 | F5 | Commercial | Miscellaneous | Existing | Food Preparation | Natural Gas | Griddle | E2 | Utility - Cost of Operation | 0.01558 | 0.01558 | 0.01558 | 0.01558 | 0.01558 | 0.01558 | 0.01558 | 0.01558 | 0.01558 | 0.01558 | 0.01558 | 0.01558 | 0.01558 | 0.01558 | 0.01558 | 0.01558 | 0.01558 | 0.01558 | 0.01558 | 0.01558 | 0.01558 | 0.01558 | 0.01558 | 0.01558 | 0.01558 | 0.01558 | 0.01558 | 0.01558 | 0.01558 | 0.01558 | 0.01558 | 0.01558 | 0.01558
F5_Commercial_Miscellaneous_Existing_Food Preparation_Natural Gas_Griddle_E3 | F5 | Commercial | Miscellaneous | Existing | Food Preparation | Natural Gas | Griddle | E3 | Utility - Cost of Operation | 0 | 0 | 0 | 0 | 0 | 0 | 0 | 0 | 0 | 0 | 0 | 0 | 0 | 0 | 0 | 0 | 0 | 0 | 0 | 0 | 0 | 0 | 0 | 0 | 0 | 0 | 0 | 0 | 0 | 0 | 0 | 0 | 0
F5_Commercial_Miscellaneous_Existing_Food Preparation_Natural Gas_Griddle_E4 | F5 | Commercial | Miscellaneous | Existing | Food Preparation | Natural Gas | Griddle | E4 | Utility - Cost of Operation | 0 | 0 | 0 | 0 | 0 | 0 | 0 | 0 | 0 | 0 | 0 | 0 | 0 | 0 | 0 | 0 | 0 | 0 | 0 | 0 | 0 | 0 | 0 | 0 | 0 | 0 | 0 | 0 | 0 | 0 | 0 | 0 | 0
F5_Commercial_Miscellaneous_Existing_Food Preparation_Natural Gas_Griddle_E5 | F5 | Commercial | Miscellaneous | Existing | Food Preparation | Natural Gas | Griddle | E5 | Utility - Cost of Operation | 0 | 0 | 0 | 0 | 0 | 0 | 0 | 0 | 0 | 0 | 0 | 0 | 0 | 0 | 0 | 0 | 0 | 0 | 0 | 0 | 0 | 0 | 0 | 0 | 0 | 0 | 0 | 0 | 0 | 0 | 0 | 0 | 0
F5_Commercial_Miscellaneous_Existing_Food Preparation_Natural Gas_Griddle_E6 | F5 | Commercial | Miscellaneous | Existing | Food Preparation | Natural Gas | Griddle | E6 | Utility - Cost of Operation | 0 | 0 | 0 | 0 | 0 | 0 | 0 | 0 | 0 | 0 | 0 | 0 | 0 | 0 | 0 | 0 | 0 | 0 | 0 | 0 | 0 | 0 | 0 | 0 | 0 | 0 | 0 | 0 | 0 | 0 | 0 | 0 | 0
F5_Commercial_Miscellaneous_Existing_Food Preparation_Natural Gas_Griddle_E7 | F5 | Commercial | Miscellaneous | Existing | Food Preparation | Natural Gas | Griddle | E7 | Utility - Cost of Operation | 0 | 0 | 0 | 0 | 0 | 0 | 0 | 0 | 0 | 0 | 0 | 0 | 0 | 0 | 0 | 0 | 0 | 0 | 0 | 0 | 0 | 0 | 0 | 0 | 0 | 0 | 0 | 0 | 0 | 0 | 0 | 0 | 0
F5_Commercial_Miscellaneous_Existing_Food Preparation_Natural Gas_Griddle_E8 | F5 | Commercial | Miscellaneous | Existing | Food Preparation | Natural Gas | Griddle | E8 | Utility - Cost of Operation | 0 | 0 | 0 | 0 | 0 | 0 | 0 | 0 | 0 | 0 | 0 | 0 | 0 | 0 | 0 | 0 | 0 | 0 | 0 | 0 | 0 | 0 | 0 | 0 | 0 | 0 | 0 | 0 | 0 | 0 | 0 | 0 | 0
F5_Commercial_Miscellaneous_Existing_Food Preparation_Natural Gas_Griddle_E9 | F5 | Commercial | Miscellaneous | Existing | Food Preparation | Natural Gas | Griddle | E9 | Utility - Cost of Operation | 0 | 0 | 0 | 0 | 0 | 0 | 0 | 0 | 0 | 0 | 0 | 0 | 0 | 0 | 0 | 0 | 0 | 0 | 0 | 0 | 0 | 0 | 0 | 0 | 0 | 0 | 0 | 0 | 0 | 0 | 0 | 0 | 0
F5_Commercial_Miscellaneous_Existing_Food Preparation_Natural Gas_Griddle_E10 | F5 | Commercial | Miscellaneous | Existing | Food Preparation | Natural Gas | Griddle | E10 | Utility - Cost of Operation | 0 | 0 | 0 | 0 | 0 | 0 | 0 | 0 | 0 | 0 | 0 | 0 | 0 | 0 | 0 | 0 | 0 | 0 | 0 | 0 | 0 | 0 | 0 | 0 | 0 | 0 | 0 | 0 | 0 | 0 | 0 | 0 | 0
F6_Commercial_Miscellaneous_Existing_Food Preparation_Natural Gas_Griddle_E1 | F6 | Commercial | Miscellaneous | Existing | Food Preparation | Natural Gas | Griddle | E1 | Utility - Value of Sales | 0.0247 | 0.0247 | 0.0247 | 0.0247 | 0.0247 | 0.0247 | 0.0247 | 0.0247 | 0.0247 | 0.0247 | 0.0247 | 0.0247 | 0.0247 | 0.0247 | 0.0247 | 0.0247 | 0.0247 | 0.0247 | 0.0247 | 0.0247 | 0.0247 | 0.0247 | 0.0247 | 0.0247 | 0.0247 | 0.0247 | 0.0247 | 0.0247 | 0.0247 | 0.0247 | 0.0247 | 0.0247 | 0.0247
F6_Commercial_Miscellaneous_Existing_Food Preparation_Natural Gas_Griddle_E2 | F6 | Commercial | Miscellaneous | Existing | Food Preparation | Natural Gas | Griddle | E2 | Utility - Value of Sales | 0.022638 | 0.022638 | 0.022638 | 0.022638 | 0.022638 | 0.022638 | 0.022638 | 0.022638 | 0.022638 | 0.022638 | 0.022638 | 0.022638 | 0.022638 | 0.022638 | 0.022638 | 0.022638 | 0.022638 | 0.022638 | 0.022638 | 0.022638 | 0.022638 | 0.022638 | 0.022638 | 0.022638 | 0.022638 | 0.022638 | 0.022638 | 0.022638 | 0.022638 | 0.022638 | 0.022638 | 0.022638 | 0.022638
F6_Commercial_Miscellaneous_Existing_Food Preparation_Natural Gas_Griddle_E3 | F6 | Commercial | Miscellaneous | Existing | Food Preparation | Natural Gas | Griddle | E3 | Utility - Value of Sales | 0 | 0 | 0 | 0 | 0 | 0 | 0 | 0 | 0 | 0 | 0 | 0 | 0 | 0 | 0 | 0 | 0 | 0 | 0 | 0 | 0 | 0 | 0 | 0 | 0 | 0 | 0 | 0 | 0 | 0 | 0 | 0 | 0
F6_Commercial_Miscellaneous_Existing_Food Preparation_Natural Gas_Griddle_E4 | F6 | Commercial | Miscellaneous | Existing | Food Preparation | Natural Gas | Griddle | E4 | Utility - Value of Sales | 0 | 0 | 0 | 0 | 0 | 0 | 0 | 0 | 0 | 0 | 0 | 0 | 0 | 0 | 0 | 0 | 0 | 0 | 0 | 0 | 0 | 0 | 0 | 0 | 0 | 0 | 0 | 0 | 0 | 0 | 0 | 0 | 0
F6_Commercial_Miscellaneous_Existing_Food Preparation_Natural Gas_Griddle_E5 | F6 | Commercial | Miscellaneous | Existing | Food Preparation | Natural Gas | Griddle | E5 | Utility - Value of Sales | 0 | 0 | 0 | 0 | 0 | 0 | 0 | 0 | 0 | 0 | 0 | 0 | 0 | 0 | 0 | 0 | 0 | 0 | 0 | 0 | 0 | 0 | 0 | 0 | 0 | 0 | 0 | 0 | 0 | 0 | 0 | 0 | 0
F6_Commercial_Miscellaneous_Existing_Food Preparation_Natural Gas_Griddle_E6 | F6 | Commercial | Miscellaneous | Existing | Food Preparation | Natural Gas | Griddle | E6 | Utility - Value of Sales | 0 | 0 | 0 | 0 | 0 | 0 | 0 | 0 | 0 | 0 | 0 | 0 | 0 | 0 | 0 | 0 | 0 | 0 | 0 | 0 | 0 | 0 | 0 | 0 | 0 | 0 | 0 | 0 | 0 | 0 | 0 | 0 | 0
F6_Commercial_Miscellaneous_Existing_Food Preparation_Natural Gas_Griddle_E7 | F6 | Commercial | Miscellaneous | Existing | Food Preparation | Natural Gas | Griddle | E7 | Utility - Value of Sales | 0 | 0 | 0 | 0 | 0 | 0 | 0 | 0 | 0 | 0 | 0 | 0 | 0 | 0 | 0 | 0 | 0 | 0 | 0 | 0 | 0 | 0 | 0 | 0 | 0 | 0 | 0 | 0 | 0 | 0 | 0 | 0 | 0
F6_Commercial_Miscellaneous_Existing_Food Preparation_Natural Gas_Griddle_E8 | F6 | Commercial | Miscellaneous | Existing | Food Preparation | Natural Gas | Griddle | E8 | Utility - Value of Sales | 0 | 0 | 0 | 0 | 0 | 0 | 0 | 0 | 0 | 0 | 0 | 0 | 0 | 0 | 0 | 0 | 0 | 0 | 0 | 0 | 0 | 0 | 0 | 0 | 0 | 0 | 0 | 0 | 0 | 0 | 0 | 0 | 0
F6_Commercial_Miscellaneous_Existing_Food Preparation_Natural Gas_Griddle_E9 | F6 | Commercial | Miscellaneous | Existing | Food Preparation | Natural Gas | Griddle | E9 | Utility - Value of Sales | 0 | 0 | 0 | 0 | 0 | 0 | 0 | 0 | 0 | 0 | 0 | 0 | 0 | 0 | 0 | 0 | 0 | 0 | 0 | 0 | 0 | 0 | 0 | 0 | 0 | 0 | 0 | 0 | 0 | 0 | 0 | 0 | 0
F6_Commercial_Miscellaneous_Existing_Food Preparation_Natural Gas_Griddle_E10 | F6 | Commercial | Miscellaneous | Existing | Food Preparation | Natural Gas | Griddle | E10 | Utility - Value of Sales | 0 | 0 | 0 | 0 | 0 | 0 | 0 | 0 | 0 | 0 | 0 | 0 | 0 | 0 | 0 | 0 | 0 | 0 | 0 | 0 | 0 | 0 | 0 | 0 | 0 | 0 | 0 | 0 | 0 | 0 | 0 | 0 | 0
F1_Commercial_Miscellaneous_Existing_Food Preparation_Natural Gas_Range_E1 | F1 | Commercial | Miscellaneous | Existing | Food Preparation | Natural Gas | Range | E1 | RVT - Cost of Equipment | 0.040944 | 0.041231 | 0.041574 | 0.041971 | 0.042439 | 0.042986 | 0.043425 | 0.043842 | 0.044253 | 0.044668 | 0.045049 | 0.045382 | 0.045717 | 0.046071 | 0.046481 | 0.04689 | 0.047342 | 0.047835 | 0.048361 | 0.048903 | 0.049455 | 0.049973 | 0.050446 | 0.050878 | 0.051259 | 0.051585 | 0.051812 | 0.051981 | 0.052127 | 0.052252 | 0.052376 | 0.05243 | 0.05243
F1_Commercial_Miscellaneous_Existing_Food Preparation_Natural Gas_Range_E2 | F1 | Commercial | Miscellaneous | Existing | Food Preparation | Natural Gas | Range | E2 | RVT - Cost of Equipment | 0.030708 | 0.030923 | 0.03118 | 0.031479 | 0.031829 | 0.03224 | 0.032569 | 0.032882 | 0.03319 | 0.033501 | 0.033787 | 0.034037 | 0.034288 | 0.034554 | 0.034861 | 0.035167 | 0.035506 | 0.035877 | 0.036271 | 0.036678 | 0.037091 | 0.03748 | 0.037835 | 0.038159 | 0.038444 | 0.038689 | 0.038859 | 0.038986 | 0.039095 | 0.039189 | 0.039282 | 0.039323 | 0.039323
F1_Commercial_Miscellaneous_Existing_Food Preparation_Natural Gas_Range_E3 | F1 | Commercial | Miscellaneous | Existing | Food Preparation | Natural Gas | Range | E3 | RVT - Cost of Equipment | 0 | 0 | 0 | 0 | 0 | 0 | 0 | 0 | 0 | 0 | 0 | 0 | 0 | 0 | 0 | 0 | 0 | 0 | 0 | 0 | 0 | 0 | 0 | 0 | 0 | 0 | 0 | 0 | 0 | 0 | 0 | 0 | 0
F1_Commercial_Miscellaneous_Existing_Food Preparation_Natural Gas_Range_E4 | F1 | Commercial | Miscellaneous | Existing | Food Preparation | Natural Gas | Range | E4 | RVT - Cost of Equipment | 0 | 0 | 0 | 0 | 0 | 0 | 0 | 0 | 0 | 0 | 0 | 0 | 0 | 0 | 0 | 0 | 0 | 0 | 0 | 0 | 0 | 0 | 0 | 0 | 0 | 0 | 0 | 0 | 0 | 0 | 0 | 0 | 0
F1_Commercial_Miscellaneous_Existing_Food Preparation_Natural Gas_Range_E5 | F1 | Commercial | Miscellaneous | Existing | Food Preparation | Natural Gas | Range | E5 | RVT - Cost of Equipment | 0 | 0 | 0 | 0 | 0 | 0 | 0 | 0 | 0 | 0 | 0 | 0 | 0 | 0 | 0 | 0 | 0 | 0 | 0 | 0 | 0 | 0 | 0 | 0 | 0 | 0 | 0 | 0 | 0 | 0 | 0 | 0 | 0
F1_Commercial_Miscellaneous_Existing_Food Preparation_Natural Gas_Range_E6 | F1 | Commercial | Miscellaneous | Existing | Food Preparation | Natural Gas | Range | E6 | RVT - Cost of Equipment | 0 | 0 | 0 | 0 | 0 | 0 | 0 | 0 | 0 | 0 | 0 | 0 | 0 | 0 | 0 | 0 | 0 | 0 | 0 | 0 | 0 | 0 | 0 | 0 | 0 | 0 | 0 | 0 | 0 | 0 | 0 | 0 | 0
F1_Commercial_Miscellaneous_Existing_Food Preparation_Natural Gas_Range_E7 | F1 | Commercial | Miscellaneous | Existing | Food Preparation | Natural Gas | Range | E7 | RVT - Cost of Equipment | 0 | 0 | 0 | 0 | 0 | 0 | 0 | 0 | 0 | 0 | 0 | 0 | 0 | 0 | 0 | 0 | 0 | 0 | 0 | 0 | 0 | 0 | 0 | 0 | 0 | 0 | 0 | 0 | 0 | 0 | 0 | 0 | 0
F1_Commercial_Miscellaneous_Existing_Food Preparation_Natural Gas_Range_E8 | F1 | Commercial | Miscellaneous | Existing | Food Preparation | Natural Gas | Range | E8 | RVT - Cost of Equipment | 0 | 0 | 0 | 0 | 0 | 0 | 0 | 0 | 0 | 0 | 0 | 0 | 0 | 0 | 0 | 0 | 0 | 0 | 0 | 0 | 0 | 0 | 0 | 0 | 0 | 0 | 0 | 0 | 0 | 0 | 0 | 0 | 0
F1_Commercial_Miscellaneous_Existing_Food Preparation_Natural Gas_Range_E9 | F1 | Commercial | Miscellaneous | Existing | Food Preparation | Natural Gas | Range | E9 | RVT - Cost of Equipment | 0 | 0 | 0 | 0 | 0 | 0 | 0 | 0 | 0 | 0 | 0 | 0 | 0 | 0 | 0 | 0 | 0 | 0 | 0 | 0 | 0 | 0 | 0 | 0 | 0 | 0 | 0 | 0 | 0 | 0 | 0 | 0 | 0
F1_Commercial_Miscellaneous_Existing_Food Preparation_Natural Gas_Range_E10 | F1 | Commercial | Miscellaneous | Existing | Food Preparation | Natural Gas | Range | E10 | RVT - Cost of Equipment | 0 | 0 | 0 | 0 | 0 | 0 | 0 | 0 | 0 | 0 | 0 | 0 | 0 | 0 | 0 | 0 | 0 | 0 | 0 | 0 | 0 | 0 | 0 | 0 | 0 | 0 | 0 | 0 | 0 | 0 | 0 | 0 | 0
F2_Commercial_Miscellaneous_Existing_Food Preparation_Natural Gas_Range_E1 | F2 | Commercial | Miscellaneous | Existing | Food Preparation | Natural Gas | Range | E1 | RVT - Cost of Operation | 0.049053 | 0.049398 | 0.049808 | 0.050285 | 0.050845 | 0.051501 | 0.052026 | 0.052526 | 0.053018 | 0.053516 | 0.053972 | 0.054371 | 0.054772 | 0.055197 | 0.055687 | 0.056177 | 0.056718 | 0.05731 | 0.05794 | 0.058589 | 0.059251 | 0.059871 | 0.060438 | 0.060956 | 0.061411 | 0.061803 | 0.062074 | 0.062276 | 0.062452 | 0.062601 | 0.062749 | 0.062815 | 0.062815
F2_Commercial_Miscellaneous_Existing_Food Preparation_Natural Gas_Range_E2 | F2 | Commercial | Miscellaneous | Existing | Food Preparation | Natural Gas | Range | E2 | RVT - Cost of Operation | 0.03679 | 0.037048 | 0.037356 | 0.037713 | 0.038133 | 0.038625 | 0.039019 | 0.039395 | 0.039763 | 0.040137 | 0.040479 | 0.040778 | 0.041079 | 0.041397 | 0.041765 | 0.042133 | 0.042539 | 0.042982 | 0.043455 | 0.043942 | 0.044438 | 0.044903 | 0.045328 | 0.045717 | 0.046058 | 0.046352 | 0.046556 | 0.046707 | 0.046839 | 0.046951 | 0.047062 | 0.047111 | 0.047111
F2_Commercial_Miscellaneous_Existing_Food Preparation_Natural Gas_Range_E3 | F2 | Commercial | Miscellaneous | Existing | Food Preparation | Natural Gas | Range | E3 | RVT - Cost of Operation | 0 | 0 | 0 | 0 | 0 | 0 | 0 | 0 | 0 | 0 | 0 | 0 | 0 | 0 | 0 | 0 | 0 | 0 | 0 | 0 | 0 | 0 | 0 | 0 | 0 | 0 | 0 | 0 | 0 | 0 | 0 | 0 | 0
F2_Commercial_Miscellaneous_Existing_Food Preparation_Natural Gas_Range_E4 | F2 | Commercial | Miscellaneous | Existing | Food Preparation | Natural Gas | Range | E4 | RVT - Cost of Operation | 0 | 0 | 0 | 0 | 0 | 0 | 0 | 0 | 0 | 0 | 0 | 0 | 0 | 0 | 0 | 0 | 0 | 0 | 0 | 0 | 0 | 0 | 0 | 0 | 0 | 0 | 0 | 0 | 0 | 0 | 0 | 0 | 0
F2_Commercial_Miscellaneous_Existing_Food Preparation_Natural Gas_Range_E5 | F2 | Commercial | Miscellaneous | Existing | Food Preparation | Natural Gas | Range | E5 | RVT - Cost of Operation | 0 | 0 | 0 | 0 | 0 | 0 | 0 | 0 | 0 | 0 | 0 | 0 | 0 | 0 | 0 | 0 | 0 | 0 | 0 | 0 | 0 | 0 | 0 | 0 | 0 | 0 | 0 | 0 | 0 | 0 | 0 | 0 | 0
F2_Commercial_Miscellaneous_Existing_Food Preparation_Natural Gas_Range_E6 | F2 | Commercial | Miscellaneous | Existing | Food Preparation | Natural Gas | Range | E6 | RVT - Cost of Operation | 0 | 0 | 0 | 0 | 0 | 0 | 0 | 0 | 0 | 0 | 0 | 0 | 0 | 0 | 0 | 0 | 0 | 0 | 0 | 0 | 0 | 0 | 0 | 0 | 0 | 0 | 0 | 0 | 0 | 0 | 0 | 0 | 0
F2_Commercial_Miscellaneous_Existing_Food Preparation_Natural Gas_Range_E7 | F2 | Commercial | Miscellaneous | Existing | Food Preparation | Natural Gas | Range | E7 | RVT - Cost of Operation | 0 | 0 | 0 | 0 | 0 | 0 | 0 | 0 | 0 | 0 | 0 | 0 | 0 | 0 | 0 | 0 | 0 | 0 | 0 | 0 | 0 | 0 | 0 | 0 | 0 | 0 | 0 | 0 | 0 | 0 | 0 | 0 | 0
F2_Commercial_Miscellaneous_Existing_Food Preparation_Natural Gas_Range_E8 | F2 | Commercial | Miscellaneous | Existing | Food Preparation | Natural Gas | Range | E8 | RVT - Cost of Operation | 0 | 0 | 0 | 0 | 0 | 0 | 0 | 0 | 0 | 0 | 0 | 0 | 0 | 0 | 0 | 0 | 0 | 0 | 0 | 0 | 0 | 0 | 0 | 0 | 0 | 0 | 0 | 0 | 0 | 0 | 0 | 0 | 0
F2_Commercial_Miscellaneous_Existing_Food Preparation_Natural Gas_Range_E9 | F2 | Commercial | Miscellaneous | Existing | Food Preparation | Natural Gas | Range | E9 | RVT - Cost of Operation | 0 | 0 | 0 | 0 | 0 | 0 | 0 | 0 | 0 | 0 | 0 | 0 | 0 | 0 | 0 | 0 | 0 | 0 | 0 | 0 | 0 | 0 | 0 | 0 | 0 | 0 | 0 | 0 | 0 | 0 | 0 | 0 | 0
F2_Commercial_Miscellaneous_Existing_Food Preparation_Natural Gas_Range_E10 | F2 | Commercial | Miscellaneous | Existing | Food Preparation | Natural Gas | Range | E10 | RVT - Cost of Operation | 0 | 0 | 0 | 0 | 0 | 0 | 0 | 0 | 0 | 0 | 0 | 0 | 0 | 0 | 0 | 0 | 0 | 0 | 0 | 0 | 0 | 0 | 0 | 0 | 0 | 0 | 0 | 0 | 0 | 0 | 0 | 0 | 0
F3_Commercial_Miscellaneous_Existing_Food Preparation_Natural Gas_Range_E1 | F3 | Commercial | Miscellaneous | Existing | Food Preparation | Natural Gas | Range | E1 | System - kBTUs of Consumption | 0.024001 | 0.024001 | 0.024001 | 0.024001 | 0.024001 | 0.024001 | 0.024001 | 0.024001 | 0.024001 | 0.024001 | 0.024001 | 0.024001 | 0.024001 | 0.024001 | 0.024001 | 0.024001 | 0.024001 | 0.024001 | 0.024001 | 0.024001 | 0.024001 | 0.024001 | 0.024001 | 0.024001 | 0.024001 | 0.024001 | 0.024001 | 0.024001 | 0.024001 | 0.024001 | 0.024001 | 0.024001 | 0.024001
F3_Commercial_Miscellaneous_Existing_Food Preparation_Natural Gas_Range_E2 | F3 | Commercial | Miscellaneous | Existing | Food Preparation | Natural Gas | Range | E2 | System - kBTUs of Consumption | 0.024004 | 0.024004 | 0.024004 | 0.024004 | 0.024004 | 0.024004 | 0.024004 | 0.024004 | 0.024004 | 0.024004 | 0.024004 | 0.024004 | 0.024004 | 0.024004 | 0.024004 | 0.024004 | 0.024004 | 0.024004 | 0.024004 | 0.024004 | 0.024004 | 0.024004 | 0.024004 | 0.024004 | 0.024004 | 0.024004 | 0.024004 | 0.024004 | 0.024004 | 0.024004 | 0.024004 | 0.024004 | 0.024004
F3_Commercial_Miscellaneous_Existing_Food Preparation_Natural Gas_Range_E3 | F3 | Commercial | Miscellaneous | Existing | Food Preparation | Natural Gas | Range | E3 | System - kBTUs of Consumption | 0 | 0 | 0 | 0 | 0 | 0 | 0 | 0 | 0 | 0 | 0 | 0 | 0 | 0 | 0 | 0 | 0 | 0 | 0 | 0 | 0 | 0 | 0 | 0 | 0 | 0 | 0 | 0 | 0 | 0 | 0 | 0 | 0
F3_Commercial_Miscellaneous_Existing_Food Preparation_Natural Gas_Range_E4 | F3 | Commercial | Miscellaneous | Existing | Food Preparation | Natural Gas | Range | E4 | System - kBTUs of Consumption | 0 | 0 | 0 | 0 | 0 | 0 | 0 | 0 | 0 | 0 | 0 | 0 | 0 | 0 | 0 | 0 | 0 | 0 | 0 | 0 | 0 | 0 | 0 | 0 | 0 | 0 | 0 | 0 | 0 | 0 | 0 | 0 | 0
F3_Commercial_Miscellaneous_Existing_Food Preparation_Natural Gas_Range_E5 | F3 | Commercial | Miscellaneous | Existing | Food Preparation | Natural Gas | Range | E5 | System - kBTUs of Consumption | 0 | 0 | 0 | 0 | 0 | 0 | 0 | 0 | 0 | 0 | 0 | 0 | 0 | 0 | 0 | 0 | 0 | 0 | 0 | 0 | 0 | 0 | 0 | 0 | 0 | 0 | 0 | 0 | 0 | 0 | 0 | 0 | 0
F3_Commercial_Miscellaneous_Existing_Food Preparation_Natural Gas_Range_E6 | F3 | Commercial | Miscellaneous | Existing | Food Preparation | Natural Gas | Range | E6 | System - kBTUs of Consumption | 0 | 0 | 0 | 0 | 0 | 0 | 0 | 0 | 0 | 0 | 0 | 0 | 0 | 0 | 0 | 0 | 0 | 0 | 0 | 0 | 0 | 0 | 0 | 0 | 0 | 0 | 0 | 0 | 0 | 0 | 0 | 0 | 0
F3_Commercial_Miscellaneous_Existing_Food Preparation_Natural Gas_Range_E7 | F3 | Commercial | Miscellaneous | Existing | Food Preparation | Natural Gas | Range | E7 | System - kBTUs of Consumption | 0 | 0 | 0 | 0 | 0 | 0 | 0 | 0 | 0 | 0 | 0 | 0 | 0 | 0 | 0 | 0 | 0 | 0 | 0 | 0 | 0 | 0 | 0 | 0 | 0 | 0 | 0 | 0 | 0 | 0 | 0 | 0 | 0
F3_Commercial_Miscellaneous_Existing_Food Preparation_Natural Gas_Range_E8 | F3 | Commercial | Miscellaneous | Existing | Food Preparation | Natural Gas | Range | E8 | System - kBTUs of Consumption | 0 | 0 | 0 | 0 | 0 | 0 | 0 | 0 | 0 | 0 | 0 | 0 | 0 | 0 | 0 | 0 | 0 | 0 | 0 | 0 | 0 | 0 | 0 | 0 | 0 | 0 | 0 | 0 | 0 | 0 | 0 | 0 | 0
F3_Commercial_Miscellaneous_Existing_Food Preparation_Natural Gas_Range_E9 | F3 | Commercial | Miscellaneous | Existing | Food Preparation | Natural Gas | Range | E9 | System - kBTUs of Consumption | 0 | 0 | 0 | 0 | 0 | 0 | 0 | 0 | 0 | 0 | 0 | 0 | 0 | 0 | 0 | 0 | 0 | 0 | 0 | 0 | 0 | 0 | 0 | 0 | 0 | 0 | 0 | 0 | 0 | 0 | 0 | 0 | 0
F3_Commercial_Miscellaneous_Existing_Food Preparation_Natural Gas_Range_E10 | F3 | Commercial | Miscellaneous | Existing | Food Preparation | Natural Gas | Range | E10 | System - kBTUs of Consumption | 0 | 0 | 0 | 0 | 0 | 0 | 0 | 0 | 0 | 0 | 0 | 0 | 0 | 0 | 0 | 0 | 0 | 0 | 0 | 0 | 0 | 0 | 0 | 0 | 0 | 0 | 0 | 0 | 0 | 0 | 0 | 0 | 0
F4_Commercial_Miscellaneous_Existing_Food Preparation_Natural Gas_Range_E1 | F4 | Commercial | Miscellaneous | Existing | Food Preparation | Natural Gas | Range | E1 | Utility - Cost of Equipment | 0.049053 | 0.049398 | 0.049808 | 0.050285 | 0.050845 | 0.051501 | 0.052026 | 0.052526 | 0.053018 | 0.053516 | 0.053972 | 0.054371 | 0.054772 | 0.055197 | 0.055687 | 0.056177 | 0.056718 | 0.05731 | 0.05794 | 0.058589 | 0.059251 | 0.059871 | 0.060438 | 0.060956 | 0.061411 | 0.061803 | 0.062074 | 0.062276 | 0.062452 | 0.062601 | 0.062749 | 0.062815 | 0.062815
F4_Commercial_Miscellaneous_Existing_Food Preparation_Natural Gas_Range_E2 | F4 | Commercial | Miscellaneous | Existing | Food Preparation | Natural Gas | Range | E2 | Utility - Cost of Equipment | 0.03679 | 0.037048 | 0.037356 | 0.037713 | 0.038133 | 0.038625 | 0.039019 | 0.039395 | 0.039763 | 0.040137 | 0.040479 | 0.040778 | 0.041079 | 0.041397 | 0.041765 | 0.042133 | 0.042539 | 0.042982 | 0.043455 | 0.043942 | 0.044438 | 0.044903 | 0.045328 | 0.045717 | 0.046058 | 0.046352 | 0.046556 | 0.046707 | 0.046839 | 0.046951 | 0.047062 | 0.047111 | 0.047111
F4_Commercial_Miscellaneous_Existing_Food Preparation_Natural Gas_Range_E3 | F4 | Commercial | Miscellaneous | Existing | Food Preparation | Natural Gas | Range | E3 | Utility - Cost of Equipment | 0 | 0 | 0 | 0 | 0 | 0 | 0 | 0 | 0 | 0 | 0 | 0 | 0 | 0 | 0 | 0 | 0 | 0 | 0 | 0 | 0 | 0 | 0 | 0 | 0 | 0 | 0 | 0 | 0 | 0 | 0 | 0 | 0
F4_Commercial_Miscellaneous_Existing_Food Preparation_Natural Gas_Range_E4 | F4 | Commercial | Miscellaneous | Existing | Food Preparation | Natural Gas | Range | E4 | Utility - Cost of Equipment | 0 | 0 | 0 | 0 | 0 | 0 | 0 | 0 | 0 | 0 | 0 | 0 | 0 | 0 | 0 | 0 | 0 | 0 | 0 | 0 | 0 | 0 | 0 | 0 | 0 | 0 | 0 | 0 | 0 | 0 | 0 | 0 | 0
F4_Commercial_Miscellaneous_Existing_Food Preparation_Natural Gas_Range_E5 | F4 | Commercial | Miscellaneous | Existing | Food Preparation | Natural Gas | Range | E5 | Utility - Cost of Equipment | 0 | 0 | 0 | 0 | 0 | 0 | 0 | 0 | 0 | 0 | 0 | 0 | 0 | 0 | 0 | 0 | 0 | 0 | 0 | 0 | 0 | 0 | 0 | 0 | 0 | 0 | 0 | 0 | 0 | 0 | 0 | 0 | 0
F4_Commercial_Miscellaneous_Existing_Food Preparation_Natural Gas_Range_E6 | F4 | Commercial | Miscellaneous | Existing | Food Preparation | Natural Gas | Range | E6 | Utility - Cost of Equipment | 0 | 0 | 0 | 0 | 0 | 0 | 0 | 0 | 0 | 0 | 0 | 0 | 0 | 0 | 0 | 0 | 0 | 0 | 0 | 0 | 0 | 0 | 0 | 0 | 0 | 0 | 0 | 0 | 0 | 0 | 0 | 0 | 0
F4_Commercial_Miscellaneous_Existing_Food Preparation_Natural Gas_Range_E7 | F4 | Commercial | Miscellaneous | Existing | Food Preparation | Natural Gas | Range | E7 | Utility - Cost of Equipment | 0 | 0 | 0 | 0 | 0 | 0 | 0 | 0 | 0 | 0 | 0 | 0 | 0 | 0 | 0 | 0 | 0 | 0 | 0 | 0 | 0 | 0 | 0 | 0 | 0 | 0 | 0 | 0 | 0 | 0 | 0 | 0 | 0
F4_Commercial_Miscellaneous_Existing_Food Preparation_Natural Gas_Range_E8 | F4 | Commercial | Miscellaneous | Existing | Food Preparation | Natural Gas | Range | E8 | Utility - Cost of Equipment | 0 | 0 | 0 | 0 | 0 | 0 | 0 | 0 | 0 | 0 | 0 | 0 | 0 | 0 | 0 | 0 | 0 | 0 | 0 | 0 | 0 | 0 | 0 | 0 | 0 | 0 | 0 | 0 | 0 | 0 | 0 | 0 | 0
F4_Commercial_Miscellaneous_Existing_Food Preparation_Natural Gas_Range_E9 | F4 | Commercial | Miscellaneous | Existing | Food Preparation | Natural Gas | Range | E9 | Utility - Cost of Equipment | 0 | 0 | 0 | 0 | 0 | 0 | 0 | 0 | 0 | 0 | 0 | 0 | 0 | 0 | 0 | 0 | 0 | 0 | 0 | 0 | 0 | 0 | 0 | 0 | 0 | 0 | 0 | 0 | 0 | 0 | 0 | 0 | 0
F4_Commercial_Miscellaneous_Existing_Food Preparation_Natural Gas_Range_E10 | F4 | Commercial | Miscellaneous | Existing | Food Preparation | Natural Gas | Range | E10 | Utility - Cost of Equipment | 0 | 0 | 0 | 0 | 0 | 0 | 0 | 0 | 0 | 0 | 0 | 0 | 0 | 0 | 0 | 0 | 0 | 0 | 0 | 0 | 0 | 0 | 0 | 0 | 0 | 0 | 0 | 0 | 0 | 0 | 0 | 0 | 0
F5_Commercial_Miscellaneous_Existing_Food Preparation_Natural Gas_Range_E1 | F5 | Commercial | Miscellaneous | Existing | Food Preparation | Natural Gas | Range | E1 | Utility - Cost of Operation | 0.024001 | 0.024001 | 0.024001 | 0.024001 | 0.024001 | 0.024001 | 0.024001 | 0.024001 | 0.024001 | 0.024001 | 0.024001 | 0.024001 | 0.024001 | 0.024001 | 0.024001 | 0.024001 | 0.024001 | 0.024001 | 0.024001 | 0.024001 | 0.024001 | 0.024001 | 0.024001 | 0.024001 | 0.024001 | 0.024001 | 0.024001 | 0.024001 | 0.024001 | 0.024001 | 0.024001 | 0.024001 | 0.024001
F5_Commercial_Miscellaneous_Existing_Food Preparation_Natural Gas_Range_E2 | F5 | Commercial | Miscellaneous | Existing | Food Preparation | Natural Gas | Range | E2 | Utility - Cost of Operation | 0.024004 | 0.024004 | 0.024004 | 0.024004 | 0.024004 | 0.024004 | 0.024004 | 0.024004 | 0.024004 | 0.024004 | 0.024004 | 0.024004 | 0.024004 | 0.024004 | 0.024004 | 0.024004 | 0.024004 | 0.024004 | 0.024004 | 0.024004 | 0.024004 | 0.024004 | 0.024004 | 0.024004 | 0.024004 | 0.024004 | 0.024004 | 0.024004 | 0.024004 | 0.024004 | 0.024004 | 0.024004 | 0.024004
F5_Commercial_Miscellaneous_Existing_Food Preparation_Natural Gas_Range_E3 | F5 | Commercial | Miscellaneous | Existing | Food Preparation | Natural Gas | Range | E3 | Utility - Cost of Operation | 0 | 0 | 0 | 0 | 0 | 0 | 0 | 0 | 0 | 0 | 0 | 0 | 0 | 0 | 0 | 0 | 0 | 0 | 0 | 0 | 0 | 0 | 0 | 0 | 0 | 0 | 0 | 0 | 0 | 0 | 0 | 0 | 0
F5_Commercial_Miscellaneous_Existing_Food Preparation_Natural Gas_Range_E4 | F5 | Commercial | Miscellaneous | Existing | Food Preparation | Natural Gas | Range | E4 | Utility - Cost of Operation | 0 | 0 | 0 | 0 | 0 | 0 | 0 | 0 | 0 | 0 | 0 | 0 | 0 | 0 | 0 | 0 | 0 | 0 | 0 | 0 | 0 | 0 | 0 | 0 | 0 | 0 | 0 | 0 | 0 | 0 | 0 | 0 | 0
F5_Commercial_Miscellaneous_Existing_Food Preparation_Natural Gas_Range_E5 | F5 | Commercial | Miscellaneous | Existing | Food Preparation | Natural Gas | Range | E5 | Utility - Cost of Operation | 0 | 0 | 0 | 0 | 0 | 0 | 0 | 0 | 0 | 0 | 0 | 0 | 0 | 0 | 0 | 0 | 0 | 0 | 0 | 0 | 0 | 0 | 0 | 0 | 0 | 0 | 0 | 0 | 0 | 0 | 0 | 0 | 0
F5_Commercial_Miscellaneous_Existing_Food Preparation_Natural Gas_Range_E6 | F5 | Commercial | Miscellaneous | Existing | Food Preparation | Natural Gas | Range | E6 | Utility - Cost of Operation | 0 | 0 | 0 | 0 | 0 | 0 | 0 | 0 | 0 | 0 | 0 | 0 | 0 | 0 | 0 | 0 | 0 | 0 | 0 | 0 | 0 | 0 | 0 | 0 | 0 | 0 | 0 | 0 | 0 | 0 | 0 | 0 | 0
F5_Commercial_Miscellaneous_Existing_Food Preparation_Natural Gas_Range_E7 | F5 | Commercial | Miscellaneous | Existing | Food Preparation | Natural Gas | Range | E7 | Utility - Cost of Operation | 0 | 0 | 0 | 0 | 0 | 0 | 0 | 0 | 0 | 0 | 0 | 0 | 0 | 0 | 0 | 0 | 0 | 0 | 0 | 0 | 0 | 0 | 0 | 0 | 0 | 0 | 0 | 0 | 0 | 0 | 0 | 0 | 0
F5_Commercial_Miscellaneous_Existing_Food Preparation_Natural Gas_Range_E8 | F5 | Commercial | Miscellaneous | Existing | Food Preparation | Natural Gas | Range | E8 | Utility - Cost of Operation | 0 | 0 | 0 | 0 | 0 | 0 | 0 | 0 | 0 | 0 | 0 | 0 | 0 | 0 | 0 | 0 | 0 | 0 | 0 | 0 | 0 | 0 | 0 | 0 | 0 | 0 | 0 | 0 | 0 | 0 | 0 | 0 | 0
F5_Commercial_Miscellaneous_Existing_Food Preparation_Natural Gas_Range_E9 | F5 | Commercial | Miscellaneous | Existing | Food Preparation | Natural Gas | Range | E9 | Utility - Cost of Operation | 0 | 0 | 0 | 0 | 0 | 0 | 0 | 0 | 0 | 0 | 0 | 0 | 0 | 0 | 0 | 0 | 0 | 0 | 0 | 0 | 0 | 0 | 0 | 0 | 0 | 0 | 0 | 0 | 0 | 0 | 0 | 0 | 0
F5_Commercial_Miscellaneous_Existing_Food Preparation_Natural Gas_Range_E10 | F5 | Commercial | Miscellaneous | Existing | Food Preparation | Natural Gas | Range | E10 | Utility - Cost of Operation | 0 | 0 | 0 | 0 | 0 | 0 | 0 | 0 | 0 | 0 | 0 | 0 | 0 | 0 | 0 | 0 | 0 | 0 | 0 | 0 | 0 | 0 | 0 | 0 | 0 | 0 | 0 | 0 | 0 | 0 | 0 | 0 | 0
F6_Commercial_Miscellaneous_Existing_Food Preparation_Natural Gas_Range_E1 | F6 | Commercial | Miscellaneous | Existing | Food Preparation | Natural Gas | Range | E1 | Utility - Value of Sales | 0.029327 | 0.029327 | 0.029327 | 0.029327 | 0.029327 | 0.029327 | 0.029327 | 0.029327 | 0.029327 | 0.029327 | 0.029327 | 0.029327 | 0.029327 | 0.029327 | 0.029327 | 0.029327 | 0.029327 | 0.029327 | 0.029327 | 0.029327 | 0.029327 | 0.029327 | 0.029327 | 0.029327 | 0.029327 | 0.029327 | 0.029327 | 0.029327 | 0.029327 | 0.029327 | 0.029327 | 0.029327 | 0.029327
F6_Commercial_Miscellaneous_Existing_Food Preparation_Natural Gas_Range_E2 | F6 | Commercial | Miscellaneous | Existing | Food Preparation | Natural Gas | Range | E2 | Utility - Value of Sales | 0.021995 | 0.021995 | 0.021995 | 0.021995 | 0.021995 | 0.021995 | 0.021995 | 0.021995 | 0.021995 | 0.021995 | 0.021995 | 0.021995 | 0.021995 | 0.021995 | 0.021995 | 0.021995 | 0.021995 | 0.021995 | 0.021995 | 0.021995 | 0.021995 | 0.021995 | 0.021995 | 0.021995 | 0.021995 | 0.021995 | 0.021995 | 0.021995 | 0.021995 | 0.021995 | 0.021995 | 0.021995 | 0.021995
F6_Commercial_Miscellaneous_Existing_Food Preparation_Natural Gas_Range_E3 | F6 | Commercial | Miscellaneous | Existing | Food Preparation | Natural Gas | Range | E3 | Utility - Value of Sales | 0 | 0 | 0 | 0 | 0 | 0 | 0 | 0 | 0 | 0 | 0 | 0 | 0 | 0 | 0 | 0 | 0 | 0 | 0 | 0 | 0 | 0 | 0 | 0 | 0 | 0 | 0 | 0 | 0 | 0 | 0 | 0 | 0
F6_Commercial_Miscellaneous_Existing_Food Preparation_Natural Gas_Range_E4 | F6 | Commercial | Miscellaneous | Existing | Food Preparation | Natural Gas | Range | E4 | Utility - Value of Sales | 0 | 0 | 0 | 0 | 0 | 0 | 0 | 0 | 0 | 0 | 0 | 0 | 0 | 0 | 0 | 0 | 0 | 0 | 0 | 0 | 0 | 0 | 0 | 0 | 0 | 0 | 0 | 0 | 0 | 0 | 0 | 0 | 0
F6_Commercial_Miscellaneous_Existing_Food Preparation_Natural Gas_Range_E5 | F6 | Commercial | Miscellaneous | Existing | Food Preparation | Natural Gas | Range | E5 | Utility - Value of Sales | 0 | 0 | 0 | 0 | 0 | 0 | 0 | 0 | 0 | 0 | 0 | 0 | 0 | 0 | 0 | 0 | 0 | 0 | 0 | 0 | 0 | 0 | 0 | 0 | 0 | 0 | 0 | 0 | 0 | 0 | 0 | 0 | 0
F6_Commercial_Miscellaneous_Existing_Food Preparation_Natural Gas_Range_E6 | F6 | Commercial | Miscellaneous | Existing | Food Preparation | Natural Gas | Range | E6 | Utility - Value of Sales | 0 | 0 | 0 | 0 | 0 | 0 | 0 | 0 | 0 | 0 | 0 | 0 | 0 | 0 | 0 | 0 | 0 | 0 | 0 | 0 | 0 | 0 | 0 | 0 | 0 | 0 | 0 | 0 | 0 | 0 | 0 | 0 | 0
F6_Commercial_Miscellaneous_Existing_Food Preparation_Natural Gas_Range_E7 | F6 | Commercial | Miscellaneous | Existing | Food Preparation | Natural Gas | Range | E7 | Utility - Value of Sales | 0 | 0 | 0 | 0 | 0 | 0 | 0 | 0 | 0 | 0 | 0 | 0 | 0 | 0 | 0 | 0 | 0 | 0 | 0 | 0 | 0 | 0 | 0 | 0 | 0 | 0 | 0 | 0 | 0 | 0 | 0 | 0 | 0
F6_Commercial_Miscellaneous_Existing_Food Preparation_Natural Gas_Range_E8 | F6 | Commercial | Miscellaneous | Existing | Food Preparation | Natural Gas | Range | E8 | Utility - Value of Sales | 0 | 0 | 0 | 0 | 0 | 0 | 0 | 0 | 0 | 0 | 0 | 0 | 0 | 0 | 0 | 0 | 0 | 0 | 0 | 0 | 0 | 0 | 0 | 0 | 0 | 0 | 0 | 0 | 0 | 0 | 0 | 0 | 0
F6_Commercial_Miscellaneous_Existing_Food Preparation_Natural Gas_Range_E9 | F6 | Commercial | Miscellaneous | Existing | Food Preparation | Natural Gas | Range | E9 | Utility - Value of Sales | 0 | 0 | 0 | 0 | 0 | 0 | 0 | 0 | 0 | 0 | 0 | 0 | 0 | 0 | 0 | 0 | 0 | 0 | 0 | 0 | 0 | 0 | 0 | 0 | 0 | 0 | 0 | 0 | 0 | 0 | 0 | 0 | 0
F6_Commercial_Miscellaneous_Existing_Food Preparation_Natural Gas_Range_E10 | F6 | Commercial | Miscellaneous | Existing | Food Preparation | Natural Gas | Range | E10 | Utility - Value of Sales | 0 | 0 | 0 | 0 | 0 | 0 | 0 | 0 | 0 | 0 | 0 | 0 | 0 | 0 | 0 | 0 | 0 | 0 | 0 | 0 | 0 | 0 | 0 | 0 | 0 | 0 | 0 | 0 | 0 | 0 | 0 | 0 | 0
F1_Commercial_Miscellaneous_Existing_Food Preparation_Natural Gas_Steamer_E1 | F1 | Commercial | Miscellaneous | Existing | Food Preparation | Natural Gas | Steamer | E1 | RVT - Cost of Equipment | 0.081616 | 0.08221 | 0.082887 | 0 | 0 | 0 | 0 | 0 | 0 | 0 | 0 | 0 | 0 | 0 | 0 | 0 | 0 | 0 | 0 | 0 | 0 | 0 | 0 | 0 | 0 | 0 | 0 | 0 | 0 | 0 | 0 | 0 | 0
F1_Commercial_Miscellaneous_Existing_Food Preparation_Natural Gas_Steamer_E2 | F1 | Commercial | Miscellaneous | Existing | Food Preparation | Natural Gas | Steamer | E2 | RVT - Cost of Equipment | 0.035407 | 0.035665 | 0.035958 | 0.036286 | 0.036663 | 0.037102 | 0.037464 | 0.037816 | 0.038173 | 0.038541 | 0.03889 | 0.039207 | 0.039526 | 0.039856 | 0.040219 | 0.040572 | 0.04095 | 0.041355 | 0.04178 | 0.042213 | 0.042646 | 0.043047 | 0.04341 | 0.043736 | 0.044021 | 0.044266 | 0.044436 | 0.044563 | 0.044672 | 0.044766 | 0.044858 | 0.044899 | 0.044899
F1_Commercial_Miscellaneous_Existing_Food Preparation_Natural Gas_Steamer_E3 | F1 | Commercial | Miscellaneous | Existing | Food Preparation | Natural Gas | Steamer | E3 | RVT - Cost of Equipment | 0 | 0 | 0 | 0 | 0 | 0 | 0 | 0 | 0 | 0 | 0 | 0 | 0 | 0 | 0 | 0 | 0 | 0 | 0 | 0 | 0 | 0 | 0 | 0 | 0 | 0 | 0 | 0 | 0 | 0 | 0 | 0 | 0
F1_Commercial_Miscellaneous_Existing_Food Preparation_Natural Gas_Steamer_E4 | F1 | Commercial | Miscellaneous | Existing | Food Preparation | Natural Gas | Steamer | E4 | RVT - Cost of Equipment | 0 | 0 | 0 | 0 | 0 | 0 | 0 | 0 | 0 | 0 | 0 | 0 | 0 | 0 | 0 | 0 | 0 | 0 | 0 | 0 | 0 | 0 | 0 | 0 | 0 | 0 | 0 | 0 | 0 | 0 | 0 | 0 | 0
F1_Commercial_Miscellaneous_Existing_Food Preparation_Natural Gas_Steamer_E5 | F1 | Commercial | Miscellaneous | Existing | Food Preparation | Natural Gas | Steamer | E5 | RVT - Cost of Equipment | 0 | 0 | 0 | 0 | 0 | 0 | 0 | 0 | 0 | 0 | 0 | 0 | 0 | 0 | 0 | 0 | 0 | 0 | 0 | 0 | 0 | 0 | 0 | 0 | 0 | 0 | 0 | 0 | 0 | 0 | 0 | 0 | 0
F1_Commercial_Miscellaneous_Existing_Food Preparation_Natural Gas_Steamer_E6 | F1 | Commercial | Miscellaneous | Existing | Food Preparation | Natural Gas | Steamer | E6 | RVT - Cost of Equipment | 0 | 0 | 0 | 0 | 0 | 0 | 0 | 0 | 0 | 0 | 0 | 0 | 0 | 0 | 0 | 0 | 0 | 0 | 0 | 0 | 0 | 0 | 0 | 0 | 0 | 0 | 0 | 0 | 0 | 0 | 0 | 0 | 0
F1_Commercial_Miscellaneous_Existing_Food Preparation_Natural Gas_Steamer_E7 | F1 | Commercial | Miscellaneous | Existing | Food Preparation | Natural Gas | Steamer | E7 | RVT - Cost of Equipment | 0 | 0 | 0 | 0 | 0 | 0 | 0 | 0 | 0 | 0 | 0 | 0 | 0 | 0 | 0 | 0 | 0 | 0 | 0 | 0 | 0 | 0 | 0 | 0 | 0 | 0 | 0 | 0 | 0 | 0 | 0 | 0 | 0
F1_Commercial_Miscellaneous_Existing_Food Preparation_Natural Gas_Steamer_E8 | F1 | Commercial | Miscellaneous | Existing | Food Preparation | Natural Gas | Steamer | E8 | RVT - Cost of Equipment | 0 | 0 | 0 | 0 | 0 | 0 | 0 | 0 | 0 | 0 | 0 | 0 | 0 | 0 | 0 | 0 | 0 | 0 | 0 | 0 | 0 | 0 | 0 | 0 | 0 | 0 | 0 | 0 | 0 | 0 | 0 | 0 | 0
F1_Commercial_Miscellaneous_Existing_Food Preparation_Natural Gas_Steamer_E9 | F1 | Commercial | Miscellaneous | Existing | Food Preparation | Natural Gas | Steamer | E9 | RVT - Cost of Equipment | 0 | 0 | 0 | 0 | 0 | 0 | 0 | 0 | 0 | 0 | 0 | 0 | 0 | 0 | 0 | 0 | 0 | 0 | 0 | 0 | 0 | 0 | 0 | 0 | 0 | 0 | 0 | 0 | 0 | 0 | 0 | 0 | 0
F1_Commercial_Miscellaneous_Existing_Food Preparation_Natural Gas_Steamer_E10 | F1 | Commercial | Miscellaneous | Existing | Food Preparation | Natural Gas | Steamer | E10 | RVT - Cost of Equipment | 0 | 0 | 0 | 0 | 0 | 0 | 0 | 0 | 0 | 0 | 0 | 0 | 0 | 0 | 0 | 0 | 0 | 0 | 0 | 0 | 0 | 0 | 0 | 0 | 0 | 0 | 0 | 0 | 0 | 0 | 0 | 0 | 0
F2_Commercial_Miscellaneous_Existing_Food Preparation_Natural Gas_Steamer_E1 | F2 | Commercial | Miscellaneous | Existing | Food Preparation | Natural Gas | Steamer | E1 | RVT - Cost of Operation | 0.097781 | 0.098493 | 0.099304 | 0 | 0 | 0 | 0 | 0 | 0 | 0 | 0 | 0 | 0 | 0 | 0 | 0 | 0 | 0 | 0 | 0 | 0 | 0 | 0 | 0 | 0 | 0 | 0 | 0 | 0 | 0 | 0 | 0 | 0
F2_Commercial_Miscellaneous_Existing_Food Preparation_Natural Gas_Steamer_E2 | F2 | Commercial | Miscellaneous | Existing | Food Preparation | Natural Gas | Steamer | E2 | RVT - Cost of Operation | 0.04242 | 0.042729 | 0.04308 | 0.043473 | 0.043925 | 0.044451 | 0.044884 | 0.045306 | 0.045734 | 0.046175 | 0.046593 | 0.046973 | 0.047355 | 0.047751 | 0.048184 | 0.048608 | 0.049061 | 0.049546 | 0.050055 | 0.050574 | 0.051092 | 0.051573 | 0.052008 | 0.052399 | 0.05274 | 0.053034 | 0.053237 | 0.053389 | 0.05352 | 0.053632 | 0.053743 | 0.053792 | 0.053792
F2_Commercial_Miscellaneous_Existing_Food Preparation_Natural Gas_Steamer_E3 | F2 | Commercial | Miscellaneous | Existing | Food Preparation | Natural Gas | Steamer | E3 | RVT - Cost of Operation | 0 | 0 | 0 | 0 | 0 | 0 | 0 | 0 | 0 | 0 | 0 | 0 | 0 | 0 | 0 | 0 | 0 | 0 | 0 | 0 | 0 | 0 | 0 | 0 | 0 | 0 | 0 | 0 | 0 | 0 | 0 | 0 | 0
F2_Commercial_Miscellaneous_Existing_Food Preparation_Natural Gas_Steamer_E4 | F2 | Commercial | Miscellaneous | Existing | Food Preparation | Natural Gas | Steamer | E4 | RVT - Cost of Operation | 0 | 0 | 0 | 0 | 0 | 0 | 0 | 0 | 0 | 0 | 0 | 0 | 0 | 0 | 0 | 0 | 0 | 0 | 0 | 0 | 0 | 0 | 0 | 0 | 0 | 0 | 0 | 0 | 0 | 0 | 0 | 0 | 0
F2_Commercial_Miscellaneous_Existing_Food Preparation_Natural Gas_Steamer_E5 | F2 | Commercial | Miscellaneous | Existing | Food Preparation | Natural Gas | Steamer | E5 | RVT - Cost of Operation | 0 | 0 | 0 | 0 | 0 | 0 | 0 | 0 | 0 | 0 | 0 | 0 | 0 | 0 | 0 | 0 | 0 | 0 | 0 | 0 | 0 | 0 | 0 | 0 | 0 | 0 | 0 | 0 | 0 | 0 | 0 | 0 | 0
F2_Commercial_Miscellaneous_Existing_Food Preparation_Natural Gas_Steamer_E6 | F2 | Commercial | Miscellaneous | Existing | Food Preparation | Natural Gas | Steamer | E6 | RVT - Cost of Operation | 0 | 0 | 0 | 0 | 0 | 0 | 0 | 0 | 0 | 0 | 0 | 0 | 0 | 0 | 0 | 0 | 0 | 0 | 0 | 0 | 0 | 0 | 0 | 0 | 0 | 0 | 0 | 0 | 0 | 0 | 0 | 0 | 0
F2_Commercial_Miscellaneous_Existing_Food Preparation_Natural Gas_Steamer_E7 | F2 | Commercial | Miscellaneous | Existing | Food Preparation | Natural Gas | Steamer | E7 | RVT - Cost of Operation | 0 | 0 | 0 | 0 | 0 | 0 | 0 | 0 | 0 | 0 | 0 | 0 | 0 | 0 | 0 | 0 | 0 | 0 | 0 | 0 | 0 | 0 | 0 | 0 | 0 | 0 | 0 | 0 | 0 | 0 | 0 | 0 | 0
F2_Commercial_Miscellaneous_Existing_Food Preparation_Natural Gas_Steamer_E8 | F2 | Commercial | Miscellaneous | Existing | Food Preparation | Natural Gas | Steamer | E8 | RVT - Cost of Operation | 0 | 0 | 0 | 0 | 0 | 0 | 0 | 0 | 0 | 0 | 0 | 0 | 0 | 0 | 0 | 0 | 0 | 0 | 0 | 0 | 0 | 0 | 0 | 0 | 0 | 0 | 0 | 0 | 0 | 0 | 0 | 0 | 0
F2_Commercial_Miscellaneous_Existing_Food Preparation_Natural Gas_Steamer_E9 | F2 | Commercial | Miscellaneous | Existing | Food Preparation | Natural Gas | Steamer | E9 | RVT - Cost of Operation | 0 | 0 | 0 | 0 | 0 | 0 | 0 | 0 | 0 | 0 | 0 | 0 | 0 | 0 | 0 | 0 | 0 | 0 | 0 | 0 | 0 | 0 | 0 | 0 | 0 | 0 | 0 | 0 | 0 | 0 | 0 | 0 | 0
F2_Commercial_Miscellaneous_Existing_Food Preparation_Natural Gas_Steamer_E10 | F2 | Commercial | Miscellaneous | Existing | Food Preparation | Natural Gas | Steamer | E10 | RVT - Cost of Operation | 0 | 0 | 0 | 0 | 0 | 0 | 0 | 0 | 0 | 0 | 0 | 0 | 0 | 0 | 0 | 0 | 0 | 0 | 0 | 0 | 0 | 0 | 0 | 0 | 0 | 0 | 0 | 0 | 0 | 0 | 0 | 0 | 0
F3_Commercial_Miscellaneous_Existing_Food Preparation_Natural Gas_Steamer_E1 | F3 | Commercial | Miscellaneous | Existing | Food Preparation | Natural Gas | Steamer | E1 | System - kBTUs of Consumption | 0.061857 | 0.061857 | 0.061857 | 0 | 0 | 0 | 0 | 0 | 0 | 0 | 0 | 0 | 0 | 0 | 0 | 0 | 0 | 0 | 0 | 0 | 0 | 0 | 0 | 0 | 0 | 0 | 0 | 0 | 0 | 0 | 0 | 0 | 0
F3_Commercial_Miscellaneous_Existing_Food Preparation_Natural Gas_Steamer_E2 | F3 | Commercial | Miscellaneous | Existing | Food Preparation | Natural Gas | Steamer | E2 | System - kBTUs of Consumption | 0.072466 | 0.072466 | 0.072466 | 0.072466 | 0.072466 | 0.072466 | 0.072466 | 0.072466 | 0.072466 | 0.072466 | 0.072466 | 0.072466 | 0.072466 | 0.072466 | 0.072466 | 0.072466 | 0.072466 | 0.072466 | 0.072466 | 0.072466 | 0.072466 | 0.072466 | 0.072466 | 0.072466 | 0.072466 | 0.072466 | 0.072466 | 0.072466 | 0.072466 | 0.072466 | 0.072466 | 0.072466 | 0.072466
F3_Commercial_Miscellaneous_Existing_Food Preparation_Natural Gas_Steamer_E3 | F3 | Commercial | Miscellaneous | Existing | Food Preparation | Natural Gas | Steamer | E3 | System - kBTUs of Consumption | 0 | 0 | 0 | 0 | 0 | 0 | 0 | 0 | 0 | 0 | 0 | 0 | 0 | 0 | 0 | 0 | 0 | 0 | 0 | 0 | 0 | 0 | 0 | 0 | 0 | 0 | 0 | 0 | 0 | 0 | 0 | 0 | 0
F3_Commercial_Miscellaneous_Existing_Food Preparation_Natural Gas_Steamer_E4 | F3 | Commercial | Miscellaneous | Existing | Food Preparation | Natural Gas | Steamer | E4 | System - kBTUs of Consumption | 0 | 0 | 0 | 0 | 0 | 0 | 0 | 0 | 0 | 0 | 0 | 0 | 0 | 0 | 0 | 0 | 0 | 0 | 0 | 0 | 0 | 0 | 0 | 0 | 0 | 0 | 0 | 0 | 0 | 0 | 0 | 0 | 0
F3_Commercial_Miscellaneous_Existing_Food Preparation_Natural Gas_Steamer_E5 | F3 | Commercial | Miscellaneous | Existing | Food Preparation | Natural Gas | Steamer | E5 | System - kBTUs of Consumption | 0 | 0 | 0 | 0 | 0 | 0 | 0 | 0 | 0 | 0 | 0 | 0 | 0 | 0 | 0 | 0 | 0 | 0 | 0 | 0 | 0 | 0 | 0 | 0 | 0 | 0 | 0 | 0 | 0 | 0 | 0 | 0 | 0
F3_Commercial_Miscellaneous_Existing_Food Preparation_Natural Gas_Steamer_E6 | F3 | Commercial | Miscellaneous | Existing | Food Preparation | Natural Gas | Steamer | E6 | System - kBTUs of Consumption | 0 | 0 | 0 | 0 | 0 | 0 | 0 | 0 | 0 | 0 | 0 | 0 | 0 | 0 | 0 | 0 | 0 | 0 | 0 | 0 | 0 | 0 | 0 | 0 | 0 | 0 | 0 | 0 | 0 | 0 | 0 | 0 | 0
F3_Commercial_Miscellaneous_Existing_Food Preparation_Natural Gas_Steamer_E7 | F3 | Commercial | Miscellaneous | Existing | Food Preparation | Natural Gas | Steamer | E7 | System - kBTUs of Consumption | 0 | 0 | 0 | 0 | 0 | 0 | 0 | 0 | 0 | 0 | 0 | 0 | 0 | 0 | 0 | 0 | 0 | 0 | 0 | 0 | 0 | 0 | 0 | 0 | 0 | 0 | 0 | 0 | 0 | 0 | 0 | 0 | 0
F3_Commercial_Miscellaneous_Existing_Food Preparation_Natural Gas_Steamer_E8 | F3 | Commercial | Miscellaneous | Existing | Food Preparation | Natural Gas | Steamer | E8 | System - kBTUs of Consumption | 0 | 0 | 0 | 0 | 0 | 0 | 0 | 0 | 0 | 0 | 0 | 0 | 0 | 0 | 0 | 0 | 0 | 0 | 0 | 0 | 0 | 0 | 0 | 0 | 0 | 0 | 0 | 0 | 0 | 0 | 0 | 0 | 0
F3_Commercial_Miscellaneous_Existing_Food Preparation_Natural Gas_Steamer_E9 | F3 | Commercial | Miscellaneous | Existing | Food Preparation | Natural Gas | Steamer | E9 | System - kBTUs of Consumption | 0 | 0 | 0 | 0 | 0 | 0 | 0 | 0 | 0 | 0 | 0 | 0 | 0 | 0 | 0 | 0 | 0 | 0 | 0 | 0 | 0 | 0 | 0 | 0 | 0 | 0 | 0 | 0 | 0 | 0 | 0 | 0 | 0
F3_Commercial_Miscellaneous_Existing_Food Preparation_Natural Gas_Steamer_E10 | F3 | Commercial | Miscellaneous | Existing | Food Preparation | Natural Gas | Steamer | E10 | System - kBTUs of Consumption | 0 | 0 | 0 | 0 | 0 | 0 | 0 | 0 | 0 | 0 | 0 | 0 | 0 | 0 | 0 | 0 | 0 | 0 | 0 | 0 | 0 | 0 | 0 | 0 | 0 | 0 | 0 | 0 | 0 | 0 | 0 | 0 | 0
F4_Commercial_Miscellaneous_Existing_Food Preparation_Natural Gas_Steamer_E1 | F4 | Commercial | Miscellaneous | Existing | Food Preparation | Natural Gas | Steamer | E1 | Utility - Cost of Equipment | 0.097781 | 0.098493 | 0.099304 | 0 | 0 | 0 | 0 | 0 | 0 | 0 | 0 | 0 | 0 | 0 | 0 | 0 | 0 | 0 | 0 | 0 | 0 | 0 | 0 | 0 | 0 | 0 | 0 | 0 | 0 | 0 | 0 | 0 | 0
F4_Commercial_Miscellaneous_Existing_Food Preparation_Natural Gas_Steamer_E2 | F4 | Commercial | Miscellaneous | Existing | Food Preparation | Natural Gas | Steamer | E2 | Utility - Cost of Equipment | 0.04242 | 0.042729 | 0.04308 | 0.043473 | 0.043925 | 0.044451 | 0.044884 | 0.045306 | 0.045734 | 0.046175 | 0.046593 | 0.046973 | 0.047355 | 0.047751 | 0.048184 | 0.048608 | 0.049061 | 0.049546 | 0.050055 | 0.050574 | 0.051092 | 0.051573 | 0.052008 | 0.052399 | 0.05274 | 0.053034 | 0.053237 | 0.053389 | 0.05352 | 0.053632 | 0.053743 | 0.053792 | 0.053792
F4_Commercial_Miscellaneous_Existing_Food Preparation_Natural Gas_Steamer_E3 | F4 | Commercial | Miscellaneous | Existing | Food Preparation | Natural Gas | Steamer | E3 | Utility - Cost of Equipment | 0 | 0 | 0 | 0 | 0 | 0 | 0 | 0 | 0 | 0 | 0 | 0 | 0 | 0 | 0 | 0 | 0 | 0 | 0 | 0 | 0 | 0 | 0 | 0 | 0 | 0 | 0 | 0 | 0 | 0 | 0 | 0 | 0
F4_Commercial_Miscellaneous_Existing_Food Preparation_Natural Gas_Steamer_E4 | F4 | Commercial | Miscellaneous | Existing | Food Preparation | Natural Gas | Steamer | E4 | Utility - Cost of Equipment | 0 | 0 | 0 | 0 | 0 | 0 | 0 | 0 | 0 | 0 | 0 | 0 | 0 | 0 | 0 | 0 | 0 | 0 | 0 | 0 | 0 | 0 | 0 | 0 | 0 | 0 | 0 | 0 | 0 | 0 | 0 | 0 | 0
F4_Commercial_Miscellaneous_Existing_Food Preparation_Natural Gas_Steamer_E5 | F4 | Commercial | Miscellaneous | Existing | Food Preparation | Natural Gas | Steamer | E5 | Utility - Cost of Equipment | 0 | 0 | 0 | 0 | 0 | 0 | 0 | 0 | 0 | 0 | 0 | 0 | 0 | 0 | 0 | 0 | 0 | 0 | 0 | 0 | 0 | 0 | 0 | 0 | 0 | 0 | 0 | 0 | 0 | 0 | 0 | 0 | 0
F4_Commercial_Miscellaneous_Existing_Food Preparation_Natural Gas_Steamer_E6 | F4 | Commercial | Miscellaneous | Existing | Food Preparation | Natural Gas | Steamer | E6 | Utility - Cost of Equipment | 0 | 0 | 0 | 0 | 0 | 0 | 0 | 0 | 0 | 0 | 0 | 0 | 0 | 0 | 0 | 0 | 0 | 0 | 0 | 0 | 0 | 0 | 0 | 0 | 0 | 0 | 0 | 0 | 0 | 0 | 0 | 0 | 0
F4_Commercial_Miscellaneous_Existing_Food Preparation_Natural Gas_Steamer_E7 | F4 | Commercial | Miscellaneous | Existing | Food Preparation | Natural Gas | Steamer | E7 | Utility - Cost of Equipment | 0 | 0 | 0 | 0 | 0 | 0 | 0 | 0 | 0 | 0 | 0 | 0 | 0 | 0 | 0 | 0 | 0 | 0 | 0 | 0 | 0 | 0 | 0 | 0 | 0 | 0 | 0 | 0 | 0 | 0 | 0 | 0 | 0
F4_Commercial_Miscellaneous_Existing_Food Preparation_Natural Gas_Steamer_E8 | F4 | Commercial | Miscellaneous | Existing | Food Preparation | Natural Gas | Steamer | E8 | Utility - Cost of Equipment | 0 | 0 | 0 | 0 | 0 | 0 | 0 | 0 | 0 | 0 | 0 | 0 | 0 | 0 | 0 | 0 | 0 | 0 | 0 | 0 | 0 | 0 | 0 | 0 | 0 | 0 | 0 | 0 | 0 | 0 | 0 | 0 | 0
F4_Commercial_Miscellaneous_Existing_Food Preparation_Natural Gas_Steamer_E9 | F4 | Commercial | Miscellaneous | Existing | Food Preparation | Natural Gas | Steamer | E9 | Utility - Cost of Equipment | 0 | 0 | 0 | 0 | 0 | 0 | 0 | 0 | 0 | 0 | 0 | 0 | 0 | 0 | 0 | 0 | 0 | 0 | 0 | 0 | 0 | 0 | 0 | 0 | 0 | 0 | 0 | 0 | 0 | 0 | 0 | 0 | 0
F4_Commercial_Miscellaneous_Existing_Food Preparation_Natural Gas_Steamer_E10 | F4 | Commercial | Miscellaneous | Existing | Food Preparation | Natural Gas | Steamer | E10 | Utility - Cost of Equipment | 0 | 0 | 0 | 0 | 0 | 0 | 0 | 0 | 0 | 0 | 0 | 0 | 0 | 0 | 0 | 0 | 0 | 0 | 0 | 0 | 0 | 0 | 0 | 0 | 0 | 0 | 0 | 0 | 0 | 0 | 0 | 0 | 0
F5_Commercial_Miscellaneous_Existing_Food Preparation_Natural Gas_Steamer_E1 | F5 | Commercial | Miscellaneous | Existing | Food Preparation | Natural Gas | Steamer | E1 | Utility - Cost of Operation | 0.061857 | 0.061857 | 0.061857 | 0 | 0 | 0 | 0 | 0 | 0 | 0 | 0 | 0 | 0 | 0 | 0 | 0 | 0 | 0 | 0 | 0 | 0 | 0 | 0 | 0 | 0 | 0 | 0 | 0 | 0 | 0 | 0 | 0 | 0
F5_Commercial_Miscellaneous_Existing_Food Preparation_Natural Gas_Steamer_E2 | F5 | Commercial | Miscellaneous | Existing | Food Preparation | Natural Gas | Steamer | E2 | Utility - Cost of Operation | 0.072466 | 0.072466 | 0.072466 | 0.072466 | 0.072466 | 0.072466 | 0.072466 | 0.072466 | 0.072466 | 0.072466 | 0.072466 | 0.072466 | 0.072466 | 0.072466 | 0.072466 | 0.072466 | 0.072466 | 0.072466 | 0.072466 | 0.072466 | 0.072466 | 0.072466 | 0.072466 | 0.072466 | 0.072466 | 0.072466 | 0.072466 | 0.072466 | 0.072466 | 0.072466 | 0.072466 | 0.072466 | 0.072466
F5_Commercial_Miscellaneous_Existing_Food Preparation_Natural Gas_Steamer_E3 | F5 | Commercial | Miscellaneous | Existing | Food Preparation | Natural Gas | Steamer | E3 | Utility - Cost of Operation | 0 | 0 | 0 | 0 | 0 | 0 | 0 | 0 | 0 | 0 | 0 | 0 | 0 | 0 | 0 | 0 | 0 | 0 | 0 | 0 | 0 | 0 | 0 | 0 | 0 | 0 | 0 | 0 | 0 | 0 | 0 | 0 | 0
F5_Commercial_Miscellaneous_Existing_Food Preparation_Natural Gas_Steamer_E4 | F5 | Commercial | Miscellaneous | Existing | Food Preparation | Natural Gas | Steamer | E4 | Utility - Cost of Operation | 0 | 0 | 0 | 0 | 0 | 0 | 0 | 0 | 0 | 0 | 0 | 0 | 0 | 0 | 0 | 0 | 0 | 0 | 0 | 0 | 0 | 0 | 0 | 0 | 0 | 0 | 0 | 0 | 0 | 0 | 0 | 0 | 0
F5_Commercial_Miscellaneous_Existing_Food Preparation_Natural Gas_Steamer_E5 | F5 | Commercial | Miscellaneous | Existing | Food Preparation | Natural Gas | Steamer | E5 | Utility - Cost of Operation | 0 | 0 | 0 | 0 | 0 | 0 | 0 | 0 | 0 | 0 | 0 | 0 | 0 | 0 | 0 | 0 | 0 | 0 | 0 | 0 | 0 | 0 | 0 | 0 | 0 | 0 | 0 | 0 | 0 | 0 | 0 | 0 | 0
F5_Commercial_Miscellaneous_Existing_Food Preparation_Natural Gas_Steamer_E6 | F5 | Commercial | Miscellaneous | Existing | Food Preparation | Natural Gas | Steamer | E6 | Utility - Cost of Operation | 0 | 0 | 0 | 0 | 0 | 0 | 0 | 0 | 0 | 0 | 0 | 0 | 0 | 0 | 0 | 0 | 0 | 0 | 0 | 0 | 0 | 0 | 0 | 0 | 0 | 0 | 0 | 0 | 0 | 0 | 0 | 0 | 0
F5_Commercial_Miscellaneous_Existing_Food Preparation_Natural Gas_Steamer_E7 | F5 | Commercial | Miscellaneous | Existing | Food Preparation | Natural Gas | Steamer | E7 | Utility - Cost of Operation | 0 | 0 | 0 | 0 | 0 | 0 | 0 | 0 | 0 | 0 | 0 | 0 | 0 | 0 | 0 | 0 | 0 | 0 | 0 | 0 | 0 | 0 | 0 | 0 | 0 | 0 | 0 | 0 | 0 | 0 | 0 | 0 | 0
F5_Commercial_Miscellaneous_Existing_Food Preparation_Natural Gas_Steamer_E8 | F5 | Commercial | Miscellaneous | Existing | Food Preparation | Natural Gas | Steamer | E8 | Utility - Cost of Operation | 0 | 0 | 0 | 0 | 0 | 0 | 0 | 0 | 0 | 0 | 0 | 0 | 0 | 0 | 0 | 0 | 0 | 0 | 0 | 0 | 0 | 0 | 0 | 0 | 0 | 0 | 0 | 0 | 0 | 0 | 0 | 0 | 0
F5_Commercial_Miscellaneous_Existing_Food Preparation_Natural Gas_Steamer_E9 | F5 | Commercial | Miscellaneous | Existing | Food Preparation | Natural Gas | Steamer | E9 | Utility - Cost of Operation | 0 | 0 | 0 | 0 | 0 | 0 | 0 | 0 | 0 | 0 | 0 | 0 | 0 | 0 | 0 | 0 | 0 | 0 | 0 | 0 | 0 | 0 | 0 | 0 | 0 | 0 | 0 | 0 | 0 | 0 | 0 | 0 | 0
F5_Commercial_Miscellaneous_Existing_Food Preparation_Natural Gas_Steamer_E10 | F5 | Commercial | Miscellaneous | Existing | Food Preparation | Natural Gas | Steamer | E10 | Utility - Cost of Operation | 0 | 0 | 0 | 0 | 0 | 0 | 0 | 0 | 0 | 0 | 0 | 0 | 0 | 0 | 0 | 0 | 0 | 0 | 0 | 0 | 0 | 0 | 0 | 0 | 0 | 0 | 0 | 0 | 0 | 0 | 0 | 0 | 0
F6_Commercial_Miscellaneous_Existing_Food Preparation_Natural Gas_Steamer_E1 | F6 | Commercial | Miscellaneous | Existing | Food Preparation | Natural Gas | Steamer | E1 | Utility - Value of Sales | 0.058244 | 0.058244 | 0.058244 | 0 | 0 | 0 | 0 | 0 | 0 | 0 | 0 | 0 | 0 | 0 | 0 | 0 | 0 | 0 | 0 | 0 | 0 | 0 | 0 | 0 | 0 | 0 | 0 | 0 | 0 | 0 | 0 | 0 | 0
F6_Commercial_Miscellaneous_Existing_Food Preparation_Natural Gas_Steamer_E2 | F6 | Commercial | Miscellaneous | Existing | Food Preparation | Natural Gas | Steamer | E2 | Utility - Value of Sales | 0.025268 | 0.025268 | 0.025268 | 0.025268 | 0.025268 | 0.025268 | 0.025268 | 0.025268 | 0.025268 | 0.025268 | 0.025268 | 0.025268 | 0.025268 | 0.025268 | 0.025268 | 0.025268 | 0.025268 | 0.025268 | 0.025268 | 0.025268 | 0.025268 | 0.025268 | 0.025268 | 0.025268 | 0.025268 | 0.025268 | 0.025268 | 0.025268 | 0.025268 | 0.025268 | 0.025268 | 0.025268 | 0.025268
F6_Commercial_Miscellaneous_Existing_Food Preparation_Natural Gas_Steamer_E3 | F6 | Commercial | Miscellaneous | Existing | Food Preparation | Natural Gas | Steamer | E3 | Utility - Value of Sales | 0 | 0 | 0 | 0 | 0 | 0 | 0 | 0 | 0 | 0 | 0 | 0 | 0 | 0 | 0 | 0 | 0 | 0 | 0 | 0 | 0 | 0 | 0 | 0 | 0 | 0 | 0 | 0 | 0 | 0 | 0 | 0 | 0
F6_Commercial_Miscellaneous_Existing_Food Preparation_Natural Gas_Steamer_E4 | F6 | Commercial | Miscellaneous | Existing | Food Preparation | Natural Gas | Steamer | E4 | Utility - Value of Sales | 0 | 0 | 0 | 0 | 0 | 0 | 0 | 0 | 0 | 0 | 0 | 0 | 0 | 0 | 0 | 0 | 0 | 0 | 0 | 0 | 0 | 0 | 0 | 0 | 0 | 0 | 0 | 0 | 0 | 0 | 0 | 0 | 0
F6_Commercial_Miscellaneous_Existing_Food Preparation_Natural Gas_Steamer_E5 | F6 | Commercial | Miscellaneous | Existing | Food Preparation | Natural Gas | Steamer | E5 | Utility - Value of Sales | 0 | 0 | 0 | 0 | 0 | 0 | 0 | 0 | 0 | 0 | 0 | 0 | 0 | 0 | 0 | 0 | 0 | 0 | 0 | 0 | 0 | 0 | 0 | 0 | 0 | 0 | 0 | 0 | 0 | 0 | 0 | 0 | 0
F6_Commercial_Miscellaneous_Existing_Food Preparation_Natural Gas_Steamer_E6 | F6 | Commercial | Miscellaneous | Existing | Food Preparation | Natural Gas | Steamer | E6 | Utility - Value of Sales | 0 | 0 | 0 | 0 | 0 | 0 | 0 | 0 | 0 | 0 | 0 | 0 | 0 | 0 | 0 | 0 | 0 | 0 | 0 | 0 | 0 | 0 | 0 | 0 | 0 | 0 | 0 | 0 | 0 | 0 | 0 | 0 | 0
F6_Commercial_Miscellaneous_Existing_Food Preparation_Natural Gas_Steamer_E7 | F6 | Commercial | Miscellaneous | Existing | Food Preparation | Natural Gas | Steamer | E7 | Utility - Value of Sales | 0 | 0 | 0 | 0 | 0 | 0 | 0 | 0 | 0 | 0 | 0 | 0 | 0 | 0 | 0 | 0 | 0 | 0 | 0 | 0 | 0 | 0 | 0 | 0 | 0 | 0 | 0 | 0 | 0 | 0 | 0 | 0 | 0
F6_Commercial_Miscellaneous_Existing_Food Preparation_Natural Gas_Steamer_E8 | F6 | Commercial | Miscellaneous | Existing | Food Preparation | Natural Gas | Steamer | E8 | Utility - Value of Sales | 0 | 0 | 0 | 0 | 0 | 0 | 0 | 0 | 0 | 0 | 0 | 0 | 0 | 0 | 0 | 0 | 0 | 0 | 0 | 0 | 0 | 0 | 0 | 0 | 0 | 0 | 0 | 0 | 0 | 0 | 0 | 0 | 0
F6_Commercial_Miscellaneous_Existing_Food Preparation_Natural Gas_Steamer_E9 | F6 | Commercial | Miscellaneous | Existing | Food Preparation | Natural Gas | Steamer | E9 | Utility - Value of Sales | 0 | 0 | 0 | 0 | 0 | 0 | 0 | 0 | 0 | 0 | 0 | 0 | 0 | 0 | 0 | 0 | 0 | 0 | 0 | 0 | 0 | 0 | 0 | 0 | 0 | 0 | 0 | 0 | 0 | 0 | 0 | 0 | 0
F6_Commercial_Miscellaneous_Existing_Food Preparation_Natural Gas_Steamer_E10 | F6 | Commercial | Miscellaneous | Existing | Food Preparation | Natural Gas | Steamer | E10 | Utility - Value of Sales | 0 | 0 | 0 | 0 | 0 | 0 | 0 | 0 | 0 | 0 | 0 | 0 | 0 | 0 | 0 | 0 | 0 | 0 | 0 | 0 | 0 | 0 | 0 | 0 | 0 | 0 | 0 | 0 | 0 | 0 | 0 | 0 | 0
F1_Commercial_Miscellaneous_Existing_Food Preparation_Natural Gas_Food Prep Other_E1 | F1 | Commercial | Miscellaneous | Existing | Food Preparation | Natural Gas | Food Prep Other | E1 | RVT - Cost of Equipment | 0.014567 | 0.014669 | 0.014791 | 0.014933 | 0.015099 | 0.015294 | 0.01545 | 0.015598 | 0.015744 | 0.015892 | 0.016027 | 0.016146 | 0.016265 | 0.016391 | 0.016537 | 0.016682 | 0.016843 | 0.017019 | 0.017206 | 0.017399 | 0.017595 | 0.017779 | 0.017948 | 0.018101 | 0.018237 | 0.018353 | 0.018434 | 0.018494 | 0.018546 | 0.01859 | 0.018634 | 0.018653 | 0.018653
F1_Commercial_Miscellaneous_Existing_Food Preparation_Natural Gas_Food Prep Other_E2 | F1 | Commercial | Miscellaneous | Existing | Food Preparation | Natural Gas | Food Prep Other | E2 | RVT - Cost of Equipment | 0.014567 | 0.014669 | 0.014791 | 0.014933 | 0.015099 | 0.015294 | 0.01545 | 0.015598 | 0.015744 | 0.015892 | 0.016027 | 0.016146 | 0.016265 | 0.016391 | 0.016537 | 0.016682 | 0.016843 | 0.017019 | 0.017206 | 0.017399 | 0.017595 | 0.017779 | 0.017948 | 0.018101 | 0.018237 | 0.018353 | 0.018434 | 0.018494 | 0.018546 | 0.01859 | 0.018634 | 0.018653 | 0.018653
F1_Commercial_Miscellaneous_Existing_Food Preparation_Natural Gas_Food Prep Other_E3 | F1 | Commercial | Miscellaneous | Existing | Food Preparation | Natural Gas | Food Prep Other | E3 | RVT - Cost of Equipment | 0 | 0 | 0 | 0 | 0 | 0 | 0 | 0 | 0 | 0 | 0 | 0 | 0 | 0 | 0 | 0 | 0 | 0 | 0 | 0 | 0 | 0 | 0 | 0 | 0 | 0 | 0 | 0 | 0 | 0 | 0 | 0 | 0
F1_Commercial_Miscellaneous_Existing_Food Preparation_Natural Gas_Food Prep Other_E4 | F1 | Commercial | Miscellaneous | Existing | Food Preparation | Natural Gas | Food Prep Other | E4 | RVT - Cost of Equipment | 0 | 0 | 0 | 0 | 0 | 0 | 0 | 0 | 0 | 0 | 0 | 0 | 0 | 0 | 0 | 0 | 0 | 0 | 0 | 0 | 0 | 0 | 0 | 0 | 0 | 0 | 0 | 0 | 0 | 0 | 0 | 0 | 0
F1_Commercial_Miscellaneous_Existing_Food Preparation_Natural Gas_Food Prep Other_E5 | F1 | Commercial | Miscellaneous | Existing | Food Preparation | Natural Gas | Food Prep Other | E5 | RVT - Cost of Equipment | 0 | 0 | 0 | 0 | 0 | 0 | 0 | 0 | 0 | 0 | 0 | 0 | 0 | 0 | 0 | 0 | 0 | 0 | 0 | 0 | 0 | 0 | 0 | 0 | 0 | 0 | 0 | 0 | 0 | 0 | 0 | 0 | 0
F1_Commercial_Miscellaneous_Existing_Food Preparation_Natural Gas_Food Prep Other_E6 | F1 | Commercial | Miscellaneous | Existing | Food Preparation | Natural Gas | Food Prep Other | E6 | RVT - Cost of Equipment | 0 | 0 | 0 | 0 | 0 | 0 | 0 | 0 | 0 | 0 | 0 | 0 | 0 | 0 | 0 | 0 | 0 | 0 | 0 | 0 | 0 | 0 | 0 | 0 | 0 | 0 | 0 | 0 | 0 | 0 | 0 | 0 | 0
F1_Commercial_Miscellaneous_Existing_Food Preparation_Natural Gas_Food Prep Other_E7 | F1 | Commercial | Miscellaneous | Existing | Food Preparation | Natural Gas | Food Prep Other | E7 | RVT - Cost of Equipment | 0 | 0 | 0 | 0 | 0 | 0 | 0 | 0 | 0 | 0 | 0 | 0 | 0 | 0 | 0 | 0 | 0 | 0 | 0 | 0 | 0 | 0 | 0 | 0 | 0 | 0 | 0 | 0 | 0 | 0 | 0 | 0 | 0
F1_Commercial_Miscellaneous_Existing_Food Preparation_Natural Gas_Food Prep Other_E8 | F1 | Commercial | Miscellaneous | Existing | Food Preparation | Natural Gas | Food Prep Other | E8 | RVT - Cost of Equipment | 0 | 0 | 0 | 0 | 0 | 0 | 0 | 0 | 0 | 0 | 0 | 0 | 0 | 0 | 0 | 0 | 0 | 0 | 0 | 0 | 0 | 0 | 0 | 0 | 0 | 0 | 0 | 0 | 0 | 0 | 0 | 0 | 0
F1_Commercial_Miscellaneous_Existing_Food Preparation_Natural Gas_Food Prep Other_E9 | F1 | Commercial | Miscellaneous | Existing | Food Preparation | Natural Gas | Food Prep Other | E9 | RVT - Cost of Equipment | 0 | 0 | 0 | 0 | 0 | 0 | 0 | 0 | 0 | 0 | 0 | 0 | 0 | 0 | 0 | 0 | 0 | 0 | 0 | 0 | 0 | 0 | 0 | 0 | 0 | 0 | 0 | 0 | 0 | 0 | 0 | 0 | 0
F1_Commercial_Miscellaneous_Existing_Food Preparation_Natural Gas_Food Prep Other_E10 | F1 | Commercial | Miscellaneous | Existing | Food Preparation | Natural Gas | Food Prep Other | E10 | RVT - Cost of Equipment | 0 | 0 | 0 | 0 | 0 | 0 | 0 | 0 | 0 | 0 | 0 | 0 | 0 | 0 | 0 | 0 | 0 | 0 | 0 | 0 | 0 | 0 | 0 | 0 | 0 | 0 | 0 | 0 | 0 | 0 | 0 | 0 | 0
F2_Commercial_Miscellaneous_Existing_Food Preparation_Natural Gas_Food Prep Other_E1 | F2 | Commercial | Miscellaneous | Existing | Food Preparation | Natural Gas | Food Prep Other | E1 | RVT - Cost of Operation | 0.017452 | 0.017575 | 0.017721 | 0.01789 | 0.018089 | 0.018323 | 0.01851 | 0.018688 | 0.018863 | 0.01904 | 0.019202 | 0.019344 | 0.019487 | 0.019638 | 0.019812 | 0.019987 | 0.020179 | 0.02039 | 0.020614 | 0.020845 | 0.02108 | 0.021301 | 0.021502 | 0.021687 | 0.021849 | 0.021988 | 0.022085 | 0.022157 | 0.022219 | 0.022272 | 0.022325 | 0.022348 | 0.022348
F2_Commercial_Miscellaneous_Existing_Food Preparation_Natural Gas_Food Prep Other_E2 | F2 | Commercial | Miscellaneous | Existing | Food Preparation | Natural Gas | Food Prep Other | E2 | RVT - Cost of Operation | 0.017452 | 0.017575 | 0.017721 | 0.01789 | 0.018089 | 0.018323 | 0.01851 | 0.018688 | 0.018863 | 0.01904 | 0.019202 | 0.019344 | 0.019487 | 0.019638 | 0.019812 | 0.019987 | 0.020179 | 0.02039 | 0.020614 | 0.020845 | 0.02108 | 0.021301 | 0.021502 | 0.021687 | 0.021849 | 0.021988 | 0.022085 | 0.022157 | 0.022219 | 0.022272 | 0.022325 | 0.022348 | 0.022348
F2_Commercial_Miscellaneous_Existing_Food Preparation_Natural Gas_Food Prep Other_E3 | F2 | Commercial | Miscellaneous | Existing | Food Preparation | Natural Gas | Food Prep Other | E3 | RVT - Cost of Operation | 0 | 0 | 0 | 0 | 0 | 0 | 0 | 0 | 0 | 0 | 0 | 0 | 0 | 0 | 0 | 0 | 0 | 0 | 0 | 0 | 0 | 0 | 0 | 0 | 0 | 0 | 0 | 0 | 0 | 0 | 0 | 0 | 0
F2_Commercial_Miscellaneous_Existing_Food Preparation_Natural Gas_Food Prep Other_E4 | F2 | Commercial | Miscellaneous | Existing | Food Preparation | Natural Gas | Food Prep Other | E4 | RVT - Cost of Operation | 0 | 0 | 0 | 0 | 0 | 0 | 0 | 0 | 0 | 0 | 0 | 0 | 0 | 0 | 0 | 0 | 0 | 0 | 0 | 0 | 0 | 0 | 0 | 0 | 0 | 0 | 0 | 0 | 0 | 0 | 0 | 0 | 0
F2_Commercial_Miscellaneous_Existing_Food Preparation_Natural Gas_Food Prep Other_E5 | F2 | Commercial | Miscellaneous | Existing | Food Preparation | Natural Gas | Food Prep Other | E5 | RVT - Cost of Operation | 0 | 0 | 0 | 0 | 0 | 0 | 0 | 0 | 0 | 0 | 0 | 0 | 0 | 0 | 0 | 0 | 0 | 0 | 0 | 0 | 0 | 0 | 0 | 0 | 0 | 0 | 0 | 0 | 0 | 0 | 0 | 0 | 0
F2_Commercial_Miscellaneous_Existing_Food Preparation_Natural Gas_Food Prep Other_E6 | F2 | Commercial | Miscellaneous | Existing | Food Preparation | Natural Gas | Food Prep Other | E6 | RVT - Cost of Operation | 0 | 0 | 0 | 0 | 0 | 0 | 0 | 0 | 0 | 0 | 0 | 0 | 0 | 0 | 0 | 0 | 0 | 0 | 0 | 0 | 0 | 0 | 0 | 0 | 0 | 0 | 0 | 0 | 0 | 0 | 0 | 0 | 0
F2_Commercial_Miscellaneous_Existing_Food Preparation_Natural Gas_Food Prep Other_E7 | F2 | Commercial | Miscellaneous | Existing | Food Preparation | Natural Gas | Food Prep Other | E7 | RVT - Cost of Operation | 0 | 0 | 0 | 0 | 0 | 0 | 0 | 0 | 0 | 0 | 0 | 0 | 0 | 0 | 0 | 0 | 0 | 0 | 0 | 0 | 0 | 0 | 0 | 0 | 0 | 0 | 0 | 0 | 0 | 0 | 0 | 0 | 0
F2_Commercial_Miscellaneous_Existing_Food Preparation_Natural Gas_Food Prep Other_E8 | F2 | Commercial | Miscellaneous | Existing | Food Preparation | Natural Gas | Food Prep Other | E8 | RVT - Cost of Operation | 0 | 0 | 0 | 0 | 0 | 0 | 0 | 0 | 0 | 0 | 0 | 0 | 0 | 0 | 0 | 0 | 0 | 0 | 0 | 0 | 0 | 0 | 0 | 0 | 0 | 0 | 0 | 0 | 0 | 0 | 0 | 0 | 0
F2_Commercial_Miscellaneous_Existing_Food Preparation_Natural Gas_Food Prep Other_E9 | F2 | Commercial | Miscellaneous | Existing | Food Preparation | Natural Gas | Food Prep Other | E9 | RVT - Cost of Operation | 0 | 0 | 0 | 0 | 0 | 0 | 0 | 0 | 0 | 0 | 0 | 0 | 0 | 0 | 0 | 0 | 0 | 0 | 0 | 0 | 0 | 0 | 0 | 0 | 0 | 0 | 0 | 0 | 0 | 0 | 0 | 0 | 0
F2_Commercial_Miscellaneous_Existing_Food Preparation_Natural Gas_Food Prep Other_E10 | F2 | Commercial | Miscellaneous | Existing | Food Preparation | Natural Gas | Food Prep Other | E10 | RVT - Cost of Operation | 0 | 0 | 0 | 0 | 0 | 0 | 0 | 0 | 0 | 0 | 0 | 0 | 0 | 0 | 0 | 0 | 0 | 0 | 0 | 0 | 0 | 0 | 0 | 0 | 0 | 0 | 0 | 0 | 0 | 0 | 0 | 0 | 0
F3_Commercial_Miscellaneous_Existing_Food Preparation_Natural Gas_Food Prep Other_E1 | F3 | Commercial | Miscellaneous | Existing | Food Preparation | Natural Gas | Food Prep Other | E1 | System - kBTUs of Consumption | 0.0010798 | 0.0010798 | 0.0010798 | 0.0010798 | 0.0010798 | 0.0010798 | 0.0010798 | 0.0010798 | 0.0010798 | 0.0010798 | 0.0010798 | 0.0010798 | 0.0010798 | 0.0010798 | 0.0010798 | 0.0010798 | 0.0010798 | 0.0010798 | 0.0010798 | 0.0010798 | 0.0010798 | 0.0010798 | 0.0010798 | 0.0010798 | 0.0010798 | 0.0010798 | 0.0010798 | 0.0010798 | 0.0010798 | 0.0010798 | 0.0010798 | 0.0010798 | 0.0010798
F3_Commercial_Miscellaneous_Existing_Food Preparation_Natural Gas_Food Prep Other_E2 | F3 | Commercial | Miscellaneous | Existing | Food Preparation | Natural Gas | Food Prep Other | E2 | System - kBTUs of Consumption | 0.0010809 | 0.0010809 | 0.0010809 | 0.0010809 | 0.0010809 | 0.0010809 | 0.0010809 | 0.0010809 | 0.0010809 | 0.0010809 | 0.0010809 | 0.0010809 | 0.0010809 | 0.0010809 | 0.0010809 | 0.0010809 | 0.0010809 | 0.0010809 | 0.0010809 | 0.0010809 | 0.0010809 | 0.0010809 | 0.0010809 | 0.0010809 | 0.0010809 | 0.0010809 | 0.0010809 | 0.0010809 | 0.0010809 | 0.0010809 | 0.0010809 | 0.0010809 | 0.0010809
F3_Commercial_Miscellaneous_Existing_Food Preparation_Natural Gas_Food Prep Other_E3 | F3 | Commercial | Miscellaneous | Existing | Food Preparation | Natural Gas | Food Prep Other | E3 | System - kBTUs of Consumption | 0 | 0 | 0 | 0 | 0 | 0 | 0 | 0 | 0 | 0 | 0 | 0 | 0 | 0 | 0 | 0 | 0 | 0 | 0 | 0 | 0 | 0 | 0 | 0 | 0 | 0 | 0 | 0 | 0 | 0 | 0 | 0 | 0
F3_Commercial_Miscellaneous_Existing_Food Preparation_Natural Gas_Food Prep Other_E4 | F3 | Commercial | Miscellaneous | Existing | Food Preparation | Natural Gas | Food Prep Other | E4 | System - kBTUs of Consumption | 0 | 0 | 0 | 0 | 0 | 0 | 0 | 0 | 0 | 0 | 0 | 0 | 0 | 0 | 0 | 0 | 0 | 0 | 0 | 0 | 0 | 0 | 0 | 0 | 0 | 0 | 0 | 0 | 0 | 0 | 0 | 0 | 0
F3_Commercial_Miscellaneous_Existing_Food Preparation_Natural Gas_Food Prep Other_E5 | F3 | Commercial | Miscellaneous | Existing | Food Preparation | Natural Gas | Food Prep Other | E5 | System - kBTUs of Consumption | 0 | 0 | 0 | 0 | 0 | 0 | 0 | 0 | 0 | 0 | 0 | 0 | 0 | 0 | 0 | 0 | 0 | 0 | 0 | 0 | 0 | 0 | 0 | 0 | 0 | 0 | 0 | 0 | 0 | 0 | 0 | 0 | 0
F3_Commercial_Miscellaneous_Existing_Food Preparation_Natural Gas_Food Prep Other_E6 | F3 | Commercial | Miscellaneous | Existing | Food Preparation | Natural Gas | Food Prep Other | E6 | System - kBTUs of Consumption | 0 | 0 | 0 | 0 | 0 | 0 | 0 | 0 | 0 | 0 | 0 | 0 | 0 | 0 | 0 | 0 | 0 | 0 | 0 | 0 | 0 | 0 | 0 | 0 | 0 | 0 | 0 | 0 | 0 | 0 | 0 | 0 | 0
F3_Commercial_Miscellaneous_Existing_Food Preparation_Natural Gas_Food Prep Other_E7 | F3 | Commercial | Miscellaneous | Existing | Food Preparation | Natural Gas | Food Prep Other | E7 | System - kBTUs of Consumption | 0 | 0 | 0 | 0 | 0 | 0 | 0 | 0 | 0 | 0 | 0 | 0 | 0 | 0 | 0 | 0 | 0 | 0 | 0 | 0 | 0 | 0 | 0 | 0 | 0 | 0 | 0 | 0 | 0 | 0 | 0 | 0 | 0
F3_Commercial_Miscellaneous_Existing_Food Preparation_Natural Gas_Food Prep Other_E8 | F3 | Commercial | Miscellaneous | Existing | Food Preparation | Natural Gas | Food Prep Other | E8 | System - kBTUs of Consumption | 0 | 0 | 0 | 0 | 0 | 0 | 0 | 0 | 0 | 0 | 0 | 0 | 0 | 0 | 0 | 0 | 0 | 0 | 0 | 0 | 0 | 0 | 0 | 0 | 0 | 0 | 0 | 0 | 0 | 0 | 0 | 0 | 0
F3_Commercial_Miscellaneous_Existing_Food Preparation_Natural Gas_Food Prep Other_E9 | F3 | Commercial | Miscellaneous | Existing | Food Preparation | Natural Gas | Food Prep Other | E9 | System - kBTUs of Consumption | 0 | 0 | 0 | 0 | 0 | 0 | 0 | 0 | 0 | 0 | 0 | 0 | 0 | 0 | 0 | 0 | 0 | 0 | 0 | 0 | 0 | 0 | 0 | 0 | 0 | 0 | 0 | 0 | 0 | 0 | 0 | 0 | 0
F3_Commercial_Miscellaneous_Existing_Food Preparation_Natural Gas_Food Prep Other_E10 | F3 | Commercial | Miscellaneous | Existing | Food Preparation | Natural Gas | Food Prep Other | E10 | System - kBTUs of Consumption | 0 | 0 | 0 | 0 | 0 | 0 | 0 | 0 | 0 | 0 | 0 | 0 | 0 | 0 | 0 | 0 | 0 | 0 | 0 | 0 | 0 | 0 | 0 | 0 | 0 | 0 | 0 | 0 | 0 | 0 | 0 | 0 | 0
F4_Commercial_Miscellaneous_Existing_Food Preparation_Natural Gas_Food Prep Other_E1 | F4 | Commercial | Miscellaneous | Existing | Food Preparation | Natural Gas | Food Prep Other | E1 | Utility - Cost of Equipment | 0.017452 | 0.017575 | 0.017721 | 0.01789 | 0.018089 | 0.018323 | 0.01851 | 0.018688 | 0.018863 | 0.01904 | 0.019202 | 0.019344 | 0.019487 | 0.019638 | 0.019812 | 0.019987 | 0.020179 | 0.02039 | 0.020614 | 0.020845 | 0.02108 | 0.021301 | 0.021502 | 0.021687 | 0.021849 | 0.021988 | 0.022085 | 0.022157 | 0.022219 | 0.022272 | 0.022325 | 0.022348 | 0.022348
F4_Commercial_Miscellaneous_Existing_Food Preparation_Natural Gas_Food Prep Other_E2 | F4 | Commercial | Miscellaneous | Existing | Food Preparation | Natural Gas | Food Prep Other | E2 | Utility - Cost of Equipment | 0.017452 | 0.017575 | 0.017721 | 0.01789 | 0.018089 | 0.018323 | 0.01851 | 0.018688 | 0.018863 | 0.01904 | 0.019202 | 0.019344 | 0.019487 | 0.019638 | 0.019812 | 0.019987 | 0.020179 | 0.02039 | 0.020614 | 0.020845 | 0.02108 | 0.021301 | 0.021502 | 0.021687 | 0.021849 | 0.021988 | 0.022085 | 0.022157 | 0.022219 | 0.022272 | 0.022325 | 0.022348 | 0.022348
F4_Commercial_Miscellaneous_Existing_Food Preparation_Natural Gas_Food Prep Other_E3 | F4 | Commercial | Miscellaneous | Existing | Food Preparation | Natural Gas | Food Prep Other | E3 | Utility - Cost of Equipment | 0 | 0 | 0 | 0 | 0 | 0 | 0 | 0 | 0 | 0 | 0 | 0 | 0 | 0 | 0 | 0 | 0 | 0 | 0 | 0 | 0 | 0 | 0 | 0 | 0 | 0 | 0 | 0 | 0 | 0 | 0 | 0 | 0
F4_Commercial_Miscellaneous_Existing_Food Preparation_Natural Gas_Food Prep Other_E4 | F4 | Commercial | Miscellaneous | Existing | Food Preparation | Natural Gas | Food Prep Other | E4 | Utility - Cost of Equipment | 0 | 0 | 0 | 0 | 0 | 0 | 0 | 0 | 0 | 0 | 0 | 0 | 0 | 0 | 0 | 0 | 0 | 0 | 0 | 0 | 0 | 0 | 0 | 0 | 0 | 0 | 0 | 0 | 0 | 0 | 0 | 0 | 0
F4_Commercial_Miscellaneous_Existing_Food Preparation_Natural Gas_Food Prep Other_E5 | F4 | Commercial | Miscellaneous | Existing | Food Preparation | Natural Gas | Food Prep Other | E5 | Utility - Cost of Equipment | 0 | 0 | 0 | 0 | 0 | 0 | 0 | 0 | 0 | 0 | 0 | 0 | 0 | 0 | 0 | 0 | 0 | 0 | 0 | 0 | 0 | 0 | 0 | 0 | 0 | 0 | 0 | 0 | 0 | 0 | 0 | 0 | 0
F4_Commercial_Miscellaneous_Existing_Food Preparation_Natural Gas_Food Prep Other_E6 | F4 | Commercial | Miscellaneous | Existing | Food Preparation | Natural Gas | Food Prep Other | E6 | Utility - Cost of Equipment | 0 | 0 | 0 | 0 | 0 | 0 | 0 | 0 | 0 | 0 | 0 | 0 | 0 | 0 | 0 | 0 | 0 | 0 | 0 | 0 | 0 | 0 | 0 | 0 | 0 | 0 | 0 | 0 | 0 | 0 | 0 | 0 | 0
F4_Commercial_Miscellaneous_Existing_Food Preparation_Natural Gas_Food Prep Other_E7 | F4 | Commercial | Miscellaneous | Existing | Food Preparation | Natural Gas | Food Prep Other | E7 | Utility - Cost of Equipment | 0 | 0 | 0 | 0 | 0 | 0 | 0 | 0 | 0 | 0 | 0 | 0 | 0 | 0 | 0 | 0 | 0 | 0 | 0 | 0 | 0 | 0 | 0 | 0 | 0 | 0 | 0 | 0 | 0 | 0 | 0 | 0 | 0
F4_Commercial_Miscellaneous_Existing_Food Preparation_Natural Gas_Food Prep Other_E8 | F4 | Commercial | Miscellaneous | Existing | Food Preparation | Natural Gas | Food Prep Other | E8 | Utility - Cost of Equipment | 0 | 0 | 0 | 0 | 0 | 0 | 0 | 0 | 0 | 0 | 0 | 0 | 0 | 0 | 0 | 0 | 0 | 0 | 0 | 0 | 0 | 0 | 0 | 0 | 0 | 0 | 0 | 0 | 0 | 0 | 0 | 0 | 0
F4_Commercial_Miscellaneous_Existing_Food Preparation_Natural Gas_Food Prep Other_E9 | F4 | Commercial | Miscellaneous | Existing | Food Preparation | Natural Gas | Food Prep Other | E9 | Utility - Cost of Equipment | 0 | 0 | 0 | 0 | 0 | 0 | 0 | 0 | 0 | 0 | 0 | 0 | 0 | 0 | 0 | 0 | 0 | 0 | 0 | 0 | 0 | 0 | 0 | 0 | 0 | 0 | 0 | 0 | 0 | 0 | 0 | 0 | 0
F4_Commercial_Miscellaneous_Existing_Food Preparation_Natural Gas_Food Prep Other_E10 | F4 | Commercial | Miscellaneous | Existing | Food Preparation | Natural Gas | Food Prep Other | E10 | Utility - Cost of Equipment | 0 | 0 | 0 | 0 | 0 | 0 | 0 | 0 | 0 | 0 | 0 | 0 | 0 | 0 | 0 | 0 | 0 | 0 | 0 | 0 | 0 | 0 | 0 | 0 | 0 | 0 | 0 | 0 | 0 | 0 | 0 | 0 | 0
F5_Commercial_Miscellaneous_Existing_Food Preparation_Natural Gas_Food Prep Other_E1 | F5 | Commercial | Miscellaneous | Existing | Food Preparation | Natural Gas | Food Prep Other | E1 | Utility - Cost of Operation | 0.0010798 | 0.0010798 | 0.0010798 | 0.0010798 | 0.0010798 | 0.0010798 | 0.0010798 | 0.0010798 | 0.0010798 | 0.0010798 | 0.0010798 | 0.0010798 | 0.0010798 | 0.0010798 | 0.0010798 | 0.0010798 | 0.0010798 | 0.0010798 | 0.0010798 | 0.0010798 | 0.0010798 | 0.0010798 | 0.0010798 | 0.0010798 | 0.0010798 | 0.0010798 | 0.0010798 | 0.0010798 | 0.0010798 | 0.0010798 | 0.0010798 | 0.0010798 | 0.0010798
F5_Commercial_Miscellaneous_Existing_Food Preparation_Natural Gas_Food Prep Other_E2 | F5 | Commercial | Miscellaneous | Existing | Food Preparation | Natural Gas | Food Prep Other | E2 | Utility - Cost of Operation | 0.0010809 | 0.0010809 | 0.0010809 | 0.0010809 | 0.0010809 | 0.0010809 | 0.0010809 | 0.0010809 | 0.0010809 | 0.0010809 | 0.0010809 | 0.0010809 | 0.0010809 | 0.0010809 | 0.0010809 | 0.0010809 | 0.0010809 | 0.0010809 | 0.0010809 | 0.0010809 | 0.0010809 | 0.0010809 | 0.0010809 | 0.0010809 | 0.0010809 | 0.0010809 | 0.0010809 | 0.0010809 | 0.0010809 | 0.0010809 | 0.0010809 | 0.0010809 | 0.0010809
F5_Commercial_Miscellaneous_Existing_Food Preparation_Natural Gas_Food Prep Other_E3 | F5 | Commercial | Miscellaneous | Existing | Food Preparation | Natural Gas | Food Prep Other | E3 | Utility - Cost of Operation | 0 | 0 | 0 | 0 | 0 | 0 | 0 | 0 | 0 | 0 | 0 | 0 | 0 | 0 | 0 | 0 | 0 | 0 | 0 | 0 | 0 | 0 | 0 | 0 | 0 | 0 | 0 | 0 | 0 | 0 | 0 | 0 | 0
F5_Commercial_Miscellaneous_Existing_Food Preparation_Natural Gas_Food Prep Other_E4 | F5 | Commercial | Miscellaneous | Existing | Food Preparation | Natural Gas | Food Prep Other | E4 | Utility - Cost of Operation | 0 | 0 | 0 | 0 | 0 | 0 | 0 | 0 | 0 | 0 | 0 | 0 | 0 | 0 | 0 | 0 | 0 | 0 | 0 | 0 | 0 | 0 | 0 | 0 | 0 | 0 | 0 | 0 | 0 | 0 | 0 | 0 | 0
F5_Commercial_Miscellaneous_Existing_Food Preparation_Natural Gas_Food Prep Other_E5 | F5 | Commercial | Miscellaneous | Existing | Food Preparation | Natural Gas | Food Prep Other | E5 | Utility - Cost of Operation | 0 | 0 | 0 | 0 | 0 | 0 | 0 | 0 | 0 | 0 | 0 | 0 | 0 | 0 | 0 | 0 | 0 | 0 | 0 | 0 | 0 | 0 | 0 | 0 | 0 | 0 | 0 | 0 | 0 | 0 | 0 | 0 | 0
F5_Commercial_Miscellaneous_Existing_Food Preparation_Natural Gas_Food Prep Other_E6 | F5 | Commercial | Miscellaneous | Existing | Food Preparation | Natural Gas | Food Prep Other | E6 | Utility - Cost of Operation | 0 | 0 | 0 | 0 | 0 | 0 | 0 | 0 | 0 | 0 | 0 | 0 | 0 | 0 | 0 | 0 | 0 | 0 | 0 | 0 | 0 | 0 | 0 | 0 | 0 | 0 | 0 | 0 | 0 | 0 | 0 | 0 | 0
F5_Commercial_Miscellaneous_Existing_Food Preparation_Natural Gas_Food Prep Other_E7 | F5 | Commercial | Miscellaneous | Existing | Food Preparation | Natural Gas | Food Prep Other | E7 | Utility - Cost of Operation | 0 | 0 | 0 | 0 | 0 | 0 | 0 | 0 | 0 | 0 | 0 | 0 | 0 | 0 | 0 | 0 | 0 | 0 | 0 | 0 | 0 | 0 | 0 | 0 | 0 | 0 | 0 | 0 | 0 | 0 | 0 | 0 | 0
F5_Commercial_Miscellaneous_Existing_Food Preparation_Natural Gas_Food Prep Other_E8 | F5 | Commercial | Miscellaneous | Existing | Food Preparation | Natural Gas | Food Prep Other | E8 | Utility - Cost of Operation | 0 | 0 | 0 | 0 | 0 | 0 | 0 | 0 | 0 | 0 | 0 | 0 | 0 | 0 | 0 | 0 | 0 | 0 | 0 | 0 | 0 | 0 | 0 | 0 | 0 | 0 | 0 | 0 | 0 | 0 | 0 | 0 | 0
F5_Commercial_Miscellaneous_Existing_Food Preparation_Natural Gas_Food Prep Other_E9 | F5 | Commercial | Miscellaneous | Existing | Food Preparation | Natural Gas | Food Prep Other | E9 | Utility - Cost of Operation | 0 | 0 | 0 | 0 | 0 | 0 | 0 | 0 | 0 | 0 | 0 | 0 | 0 | 0 | 0 | 0 | 0 | 0 | 0 | 0 | 0 | 0 | 0 | 0 | 0 | 0 | 0 | 0 | 0 | 0 | 0 | 0 | 0
F5_Commercial_Miscellaneous_Existing_Food Preparation_Natural Gas_Food Prep Other_E10 | F5 | Commercial | Miscellaneous | Existing | Food Preparation | Natural Gas | Food Prep Other | E10 | Utility - Cost of Operation | 0 | 0 | 0 | 0 | 0 | 0 | 0 | 0 | 0 | 0 | 0 | 0 | 0 | 0 | 0 | 0 | 0 | 0 | 0 | 0 | 0 | 0 | 0 | 0 | 0 | 0 | 0 | 0 | 0 | 0 | 0 | 0 | 0
F6_Commercial_Miscellaneous_Existing_Food Preparation_Natural Gas_Food Prep Other_E1 | F6 | Commercial | Miscellaneous | Existing | Food Preparation | Natural Gas | Food Prep Other | E1 | Utility - Value of Sales | 0.010434 | 0.010434 | 0.010434 | 0.010434 | 0.010434 | 0.010434 | 0.010434 | 0.010434 | 0.010434 | 0.010434 | 0.010434 | 0.010434 | 0.010434 | 0.010434 | 0.010434 | 0.010434 | 0.010434 | 0.010434 | 0.010434 | 0.010434 | 0.010434 | 0.010434 | 0.010434 | 0.010434 | 0.010434 | 0.010434 | 0.010434 | 0.010434 | 0.010434 | 0.010434 | 0.010434 | 0.010434 | 0.010434
F6_Commercial_Miscellaneous_Existing_Food Preparation_Natural Gas_Food Prep Other_E2 | F6 | Commercial | Miscellaneous | Existing | Food Preparation | Natural Gas | Food Prep Other | E2 | Utility - Value of Sales | 0.010434 | 0.010434 | 0.010434 | 0.010434 | 0.010434 | 0.010434 | 0.010434 | 0.010434 | 0.010434 | 0.010434 | 0.010434 | 0.010434 | 0.010434 | 0.010434 | 0.010434 | 0.010434 | 0.010434 | 0.010434 | 0.010434 | 0.010434 | 0.010434 | 0.010434 | 0.010434 | 0.010434 | 0.010434 | 0.010434 | 0.010434 | 0.010434 | 0.010434 | 0.010434 | 0.010434 | 0.010434 | 0.010434
F6_Commercial_Miscellaneous_Existing_Food Preparation_Natural Gas_Food Prep Other_E3 | F6 | Commercial | Miscellaneous | Existing | Food Preparation | Natural Gas | Food Prep Other | E3 | Utility - Value of Sales | 0 | 0 | 0 | 0 | 0 | 0 | 0 | 0 | 0 | 0 | 0 | 0 | 0 | 0 | 0 | 0 | 0 | 0 | 0 | 0 | 0 | 0 | 0 | 0 | 0 | 0 | 0 | 0 | 0 | 0 | 0 | 0 | 0
F6_Commercial_Miscellaneous_Existing_Food Preparation_Natural Gas_Food Prep Other_E4 | F6 | Commercial | Miscellaneous | Existing | Food Preparation | Natural Gas | Food Prep Other | E4 | Utility - Value of Sales | 0 | 0 | 0 | 0 | 0 | 0 | 0 | 0 | 0 | 0 | 0 | 0 | 0 | 0 | 0 | 0 | 0 | 0 | 0 | 0 | 0 | 0 | 0 | 0 | 0 | 0 | 0 | 0 | 0 | 0 | 0 | 0 | 0
F6_Commercial_Miscellaneous_Existing_Food Preparation_Natural Gas_Food Prep Other_E5 | F6 | Commercial | Miscellaneous | Existing | Food Preparation | Natural Gas | Food Prep Other | E5 | Utility - Value of Sales | 0 | 0 | 0 | 0 | 0 | 0 | 0 | 0 | 0 | 0 | 0 | 0 | 0 | 0 | 0 | 0 | 0 | 0 | 0 | 0 | 0 | 0 | 0 | 0 | 0 | 0 | 0 | 0 | 0 | 0 | 0 | 0 | 0
F6_Commercial_Miscellaneous_Existing_Food Preparation_Natural Gas_Food Prep Other_E6 | F6 | Commercial | Miscellaneous | Existing | Food Preparation | Natural Gas | Food Prep Other | E6 | Utility - Value of Sales | 0 | 0 | 0 | 0 | 0 | 0 | 0 | 0 | 0 | 0 | 0 | 0 | 0 | 0 | 0 | 0 | 0 | 0 | 0 | 0 | 0 | 0 | 0 | 0 | 0 | 0 | 0 | 0 | 0 | 0 | 0 | 0 | 0
F6_Commercial_Miscellaneous_Existing_Food Preparation_Natural Gas_Food Prep Other_E7 | F6 | Commercial | Miscellaneous | Existing | Food Preparation | Natural Gas | Food Prep Other | E7 | Utility - Value of Sales | 0 | 0 | 0 | 0 | 0 | 0 | 0 | 0 | 0 | 0 | 0 | 0 | 0 | 0 | 0 | 0 | 0 | 0 | 0 | 0 | 0 | 0 | 0 | 0 | 0 | 0 | 0 | 0 | 0 | 0 | 0 | 0 | 0
F6_Commercial_Miscellaneous_Existing_Food Preparation_Natural Gas_Food Prep Other_E8 | F6 | Commercial | Miscellaneous | Existing | Food Preparation | Natural Gas | Food Prep Other | E8 | Utility - Value of Sales | 0 | 0 | 0 | 0 | 0 | 0 | 0 | 0 | 0 | 0 | 0 | 0 | 0 | 0 | 0 | 0 | 0 | 0 | 0 | 0 | 0 | 0 | 0 | 0 | 0 | 0 | 0 | 0 | 0 | 0 | 0 | 0 | 0
F6_Commercial_Miscellaneous_Existing_Food Preparation_Natural Gas_Food Prep Other_E9 | F6 | Commercial | Miscellaneous | Existing | Food Preparation | Natural Gas | Food Prep Other | E9 | Utility - Value of Sales | 0 | 0 | 0 | 0 | 0 | 0 | 0 | 0 | 0 | 0 | 0 | 0 | 0 | 0 | 0 | 0 | 0 | 0 | 0 | 0 | 0 | 0 | 0 | 0 | 0 | 0 | 0 | 0 | 0 | 0 | 0 | 0 | 0
F6_Commercial_Miscellaneous_Existing_Food Preparation_Natural Gas_Food Prep Other_E10 | F6 | Commercial | Miscellaneous | Existing | Food Preparation | Natural Gas | Food Prep Other | E10 | Utility - Value of Sales | 0 | 0 | 0 | 0 | 0 | 0 | 0 | 0 | 0 | 0 | 0 | 0 | 0 | 0 | 0 | 0 | 0 | 0 | 0 | 0 | 0 | 0 | 0 | 0 | 0 | 0 | 0 | 0 | 0 | 0 | 0 | 0 | 0
F1_Commercial_Miscellaneous_Existing_Miscellaneous_Natural Gas_Pool Heater_E1 | F1 | Commercial | Miscellaneous | Existing | Miscellaneous | Natural Gas | Pool Heater | E1 | RVT - Cost of Equipment | 0 | 0 | 0 | 0 | 0 | 0 | 0 | 0 | 0 | 0 | 0 | 0 | 0 | 0 | 0 | 0 | 0 | 0 | 0 | 0 | 0 | 0 | 0 | 0 | 0 | 0 | 0 | 0 | 0 | 0 | 0 | 0 | 0
F1_Commercial_Miscellaneous_Existing_Miscellaneous_Natural Gas_Pool Heater_E2 | F1 | Commercial | Miscellaneous | Existing | Miscellaneous | Natural Gas | Pool Heater | E2 | RVT - Cost of Equipment | 0 | 0 | 0 | 0 | 0 | 0 | 0 | 0 | 0 | 0 | 0 | 0 | 0 | 0 | 0 | 0 | 0 | 0 | 0 | 0 | 0 | 0 | 0 | 0 | 0 | 0 | 0 | 0 | 0 | 0 | 0 | 0 | 0
F1_Commercial_Miscellaneous_Existing_Miscellaneous_Natural Gas_Pool Heater_E3 | F1 | Commercial | Miscellaneous | Existing | Miscellaneous | Natural Gas | Pool Heater | E3 | RVT - Cost of Equipment | 0 | 0 | 0 | 0 | 0 | 0 | 0 | 0 | 0 | 0 | 0 | 0 | 0 | 0 | 0 | 0 | 0 | 0 | 0 | 0 | 0 | 0 | 0 | 0 | 0 | 0 | 0 | 0 | 0 | 0 | 0 | 0 | 0
F1_Commercial_Miscellaneous_Existing_Miscellaneous_Natural Gas_Pool Heater_E4 | F1 | Commercial | Miscellaneous | Existing | Miscellaneous | Natural Gas | Pool Heater | E4 | RVT - Cost of Equipment | 0 | 0 | 0 | 0 | 0 | 0 | 0 | 0 | 0 | 0 | 0 | 0 | 0 | 0 | 0 | 0 | 0 | 0 | 0 | 0 | 0 | 0 | 0 | 0 | 0 | 0 | 0 | 0 | 0 | 0 | 0 | 0 | 0
F1_Commercial_Miscellaneous_Existing_Miscellaneous_Natural Gas_Pool Heater_E5 | F1 | Commercial | Miscellaneous | Existing | Miscellaneous | Natural Gas | Pool Heater | E5 | RVT - Cost of Equipment | 0 | 0 | 0 | 0 | 0 | 0 | 0 | 0 | 0 | 0 | 0 | 0 | 0 | 0 | 0 | 0 | 0 | 0 | 0 | 0 | 0 | 0 | 0 | 0 | 0 | 0 | 0 | 0 | 0 | 0 | 0 | 0 | 0
F1_Commercial_Miscellaneous_Existing_Miscellaneous_Natural Gas_Pool Heater_E6 | F1 | Commercial | Miscellaneous | Existing | Miscellaneous | Natural Gas | Pool Heater | E6 | RVT - Cost of Equipment | 0 | 0 | 0 | 0 | 0 | 0 | 0 | 0 | 0 | 0 | 0 | 0 | 0 | 0 | 0 | 0 | 0 | 0 | 0 | 0 | 0 | 0 | 0 | 0 | 0 | 0 | 0 | 0 | 0 | 0 | 0 | 0 | 0
F1_Commercial_Miscellaneous_Existing_Miscellaneous_Natural Gas_Pool Heater_E7 | F1 | Commercial | Miscellaneous | Existing | Miscellaneous | Natural Gas | Pool Heater | E7 | RVT - Cost of Equipment | 0 | 0 | 0 | 0 | 0 | 0 | 0 | 0 | 0 | 0 | 0 | 0 | 0 | 0 | 0 | 0 | 0 | 0 | 0 | 0 | 0 | 0 | 0 | 0 | 0 | 0 | 0 | 0 | 0 | 0 | 0 | 0 | 0
F1_Commercial_Miscellaneous_Existing_Miscellaneous_Natural Gas_Pool Heater_E8 | F1 | Commercial | Miscellaneous | Existing | Miscellaneous | Natural Gas | Pool Heater | E8 | RVT - Cost of Equipment | 0 | 0 | 0 | 0 | 0 | 0 | 0 | 0 | 0 | 0 | 0 | 0 | 0 | 0 | 0 | 0 | 0 | 0 | 0 | 0 | 0 | 0 | 0 | 0 | 0 | 0 | 0 | 0 | 0 | 0 | 0 | 0 | 0
F1_Commercial_Miscellaneous_Existing_Miscellaneous_Natural Gas_Pool Heater_E9 | F1 | Commercial | Miscellaneous | Existing | Miscellaneous | Natural Gas | Pool Heater | E9 | RVT - Cost of Equipment | 0 | 0 | 0 | 0 | 0 | 0 | 0 | 0 | 0 | 0 | 0 | 0 | 0 | 0 | 0 | 0 | 0 | 0 | 0 | 0 | 0 | 0 | 0 | 0 | 0 | 0 | 0 | 0 | 0 | 0 | 0 | 0 | 0
F1_Commercial_Miscellaneous_Existing_Miscellaneous_Natural Gas_Pool Heater_E10 | F1 | Commercial | Miscellaneous | Existing | Miscellaneous | Natural Gas | Pool Heater | E10 | RVT - Cost of Equipment | 0 | 0 | 0 | 0 | 0 | 0 | 0 | 0 | 0 | 0 | 0 | 0 | 0 | 0 | 0 | 0 | 0 | 0 | 0 | 0 | 0 | 0 | 0 | 0 | 0 | 0 | 0 | 0 | 0 | 0 | 0 | 0 | 0
F2_Commercial_Miscellaneous_Existing_Miscellaneous_Natural Gas_Pool Heater_E1 | F2 | Commercial | Miscellaneous | Existing | Miscellaneous | Natural Gas | Pool Heater | E1 | RVT - Cost of Operation | 0 | 0 | 0 | 0 | 0 | 0 | 0 | 0 | 0 | 0 | 0 | 0 | 0 | 0 | 0 | 0 | 0 | 0 | 0 | 0 | 0 | 0 | 0 | 0 | 0 | 0 | 0 | 0 | 0 | 0 | 0 | 0 | 0
F2_Commercial_Miscellaneous_Existing_Miscellaneous_Natural Gas_Pool Heater_E2 | F2 | Commercial | Miscellaneous | Existing | Miscellaneous | Natural Gas | Pool Heater | E2 | RVT - Cost of Operation | 0 | 0 | 0 | 0 | 0 | 0 | 0 | 0 | 0 | 0 | 0 | 0 | 0 | 0 | 0 | 0 | 0 | 0 | 0 | 0 | 0 | 0 | 0 | 0 | 0 | 0 | 0 | 0 | 0 | 0 | 0 | 0 | 0
F2_Commercial_Miscellaneous_Existing_Miscellaneous_Natural Gas_Pool Heater_E3 | F2 | Commercial | Miscellaneous | Existing | Miscellaneous | Natural Gas | Pool Heater | E3 | RVT - Cost of Operation | 0 | 0 | 0 | 0 | 0 | 0 | 0 | 0 | 0 | 0 | 0 | 0 | 0 | 0 | 0 | 0 | 0 | 0 | 0 | 0 | 0 | 0 | 0 | 0 | 0 | 0 | 0 | 0 | 0 | 0 | 0 | 0 | 0
F2_Commercial_Miscellaneous_Existing_Miscellaneous_Natural Gas_Pool Heater_E4 | F2 | Commercial | Miscellaneous | Existing | Miscellaneous | Natural Gas | Pool Heater | E4 | RVT - Cost of Operation | 0 | 0 | 0 | 0 | 0 | 0 | 0 | 0 | 0 | 0 | 0 | 0 | 0 | 0 | 0 | 0 | 0 | 0 | 0 | 0 | 0 | 0 | 0 | 0 | 0 | 0 | 0 | 0 | 0 | 0 | 0 | 0 | 0
F2_Commercial_Miscellaneous_Existing_Miscellaneous_Natural Gas_Pool Heater_E5 | F2 | Commercial | Miscellaneous | Existing | Miscellaneous | Natural Gas | Pool Heater | E5 | RVT - Cost of Operation | 0 | 0 | 0 | 0 | 0 | 0 | 0 | 0 | 0 | 0 | 0 | 0 | 0 | 0 | 0 | 0 | 0 | 0 | 0 | 0 | 0 | 0 | 0 | 0 | 0 | 0 | 0 | 0 | 0 | 0 | 0 | 0 | 0
F2_Commercial_Miscellaneous_Existing_Miscellaneous_Natural Gas_Pool Heater_E6 | F2 | Commercial | Miscellaneous | Existing | Miscellaneous | Natural Gas | Pool Heater | E6 | RVT - Cost of Operation | 0 | 0 | 0 | 0 | 0 | 0 | 0 | 0 | 0 | 0 | 0 | 0 | 0 | 0 | 0 | 0 | 0 | 0 | 0 | 0 | 0 | 0 | 0 | 0 | 0 | 0 | 0 | 0 | 0 | 0 | 0 | 0 | 0
F2_Commercial_Miscellaneous_Existing_Miscellaneous_Natural Gas_Pool Heater_E7 | F2 | Commercial | Miscellaneous | Existing | Miscellaneous | Natural Gas | Pool Heater | E7 | RVT - Cost of Operation | 0 | 0 | 0 | 0 | 0 | 0 | 0 | 0 | 0 | 0 | 0 | 0 | 0 | 0 | 0 | 0 | 0 | 0 | 0 | 0 | 0 | 0 | 0 | 0 | 0 | 0 | 0 | 0 | 0 | 0 | 0 | 0 | 0
F2_Commercial_Miscellaneous_Existing_Miscellaneous_Natural Gas_Pool Heater_E8 | F2 | Commercial | Miscellaneous | Existing | Miscellaneous | Natural Gas | Pool Heater | E8 | RVT - Cost of Operation | 0 | 0 | 0 | 0 | 0 | 0 | 0 | 0 | 0 | 0 | 0 | 0 | 0 | 0 | 0 | 0 | 0 | 0 | 0 | 0 | 0 | 0 | 0 | 0 | 0 | 0 | 0 | 0 | 0 | 0 | 0 | 0 | 0
F2_Commercial_Miscellaneous_Existing_Miscellaneous_Natural Gas_Pool Heater_E9 | F2 | Commercial | Miscellaneous | Existing | Miscellaneous | Natural Gas | Pool Heater | E9 | RVT - Cost of Operation | 0 | 0 | 0 | 0 | 0 | 0 | 0 | 0 | 0 | 0 | 0 | 0 | 0 | 0 | 0 | 0 | 0 | 0 | 0 | 0 | 0 | 0 | 0 | 0 | 0 | 0 | 0 | 0 | 0 | 0 | 0 | 0 | 0
F2_Commercial_Miscellaneous_Existing_Miscellaneous_Natural Gas_Pool Heater_E10 | F2 | Commercial | Miscellaneous | Existing | Miscellaneous | Natural Gas | Pool Heater | E10 | RVT - Cost of Operation | 0 | 0 | 0 | 0 | 0 | 0 | 0 | 0 | 0 | 0 | 0 | 0 | 0 | 0 | 0 | 0 | 0 | 0 | 0 | 0 | 0 | 0 | 0 | 0 | 0 | 0 | 0 | 0 | 0 | 0 | 0 | 0 | 0
F3_Commercial_Miscellaneous_Existing_Miscellaneous_Natural Gas_Pool Heater_E1 | F3 | Commercial | Miscellaneous | Existing | Miscellaneous | Natural Gas | Pool Heater | E1 | System - kBTUs of Consumption | 0.00055623 | 0.00055623 | 0.00055623 | 0.00055623 | 0.00055623 | 0.00055623 | 0.00055623 | 0.00055623 | 0.00055623 | 0.00055623 | 0.00055623 | 0.00055623 | 0.00055623 | 0.00055623 | 0.00055623 | 0.00055623 | 0.00055623 | 0.00055623 | 0.00055623 | 0.00055623 | 0.00055623 | 0.00055623 | 0.00055623 | 0.00055623 | 0.00055623 | 0.00055623 | 0.00055623 | 0.00055623 | 0.00055623 | 0.00055623 | 0.00055623 | 0.00055623 | 0.00055623
F3_Commercial_Miscellaneous_Existing_Miscellaneous_Natural Gas_Pool Heater_E2 | F3 | Commercial | Miscellaneous | Existing | Miscellaneous | Natural Gas | Pool Heater | E2 | System - kBTUs of Consumption | 0.00091077 | 0.00091077 | 0.00091077 | 0.00091077 | 0.00091077 | 0.00091077 | 0.00091077 | 0.00091077 | 0.00091077 | 0.00091077 | 0.00091077 | 0.00091077 | 0.00091077 | 0.00091077 | 0.00091077 | 0.00091077 | 0.00091077 | 0.00091077 | 0.00091077 | 0.00091077 | 0.00091077 | 0.00091077 | 0.00091077 | 0.00091077 | 0.00091077 | 0.00091077 | 0.00091077 | 0.00091077 | 0.00091077 | 0.00091077 | 0.00091077 | 0.00091077 | 0.00091077
F3_Commercial_Miscellaneous_Existing_Miscellaneous_Natural Gas_Pool Heater_E3 | F3 | Commercial | Miscellaneous | Existing | Miscellaneous | Natural Gas | Pool Heater | E3 | System - kBTUs of Consumption | 0 | 0 | 0 | 0 | 0 | 0 | 0 | 0 | 0 | 0 | 0 | 0 | 0 | 0 | 0 | 0 | 0 | 0 | 0 | 0 | 0 | 0 | 0 | 0 | 0 | 0 | 0 | 0 | 0 | 0 | 0 | 0 | 0
F3_Commercial_Miscellaneous_Existing_Miscellaneous_Natural Gas_Pool Heater_E4 | F3 | Commercial | Miscellaneous | Existing | Miscellaneous | Natural Gas | Pool Heater | E4 | System - kBTUs of Consumption | 0 | 0 | 0 | 0 | 0 | 0 | 0 | 0 | 0 | 0 | 0 | 0 | 0 | 0 | 0 | 0 | 0 | 0 | 0 | 0 | 0 | 0 | 0 | 0 | 0 | 0 | 0 | 0 | 0 | 0 | 0 | 0 | 0
F3_Commercial_Miscellaneous_Existing_Miscellaneous_Natural Gas_Pool Heater_E5 | F3 | Commercial | Miscellaneous | Existing | Miscellaneous | Natural Gas | Pool Heater | E5 | System - kBTUs of Consumption | 0 | 0 | 0 | 0 | 0 | 0 | 0 | 0 | 0 | 0 | 0 | 0 | 0 | 0 | 0 | 0 | 0 | 0 | 0 | 0 | 0 | 0 | 0 | 0 | 0 | 0 | 0 | 0 | 0 | 0 | 0 | 0 | 0
F3_Commercial_Miscellaneous_Existing_Miscellaneous_Natural Gas_Pool Heater_E6 | F3 | Commercial | Miscellaneous | Existing | Miscellaneous | Natural Gas | Pool Heater | E6 | System - kBTUs of Consumption | 0 | 0 | 0 | 0 | 0 | 0 | 0 | 0 | 0 | 0 | 0 | 0 | 0 | 0 | 0 | 0 | 0 | 0 | 0 | 0 | 0 | 0 | 0 | 0 | 0 | 0 | 0 | 0 | 0 | 0 | 0 | 0 | 0
F3_Commercial_Miscellaneous_Existing_Miscellaneous_Natural Gas_Pool Heater_E7 | F3 | Commercial | Miscellaneous | Existing | Miscellaneous | Natural Gas | Pool Heater | E7 | System - kBTUs of Consumption | 0 | 0 | 0 | 0 | 0 | 0 | 0 | 0 | 0 | 0 | 0 | 0 | 0 | 0 | 0 | 0 | 0 | 0 | 0 | 0 | 0 | 0 | 0 | 0 | 0 | 0 | 0 | 0 | 0 | 0 | 0 | 0 | 0
F3_Commercial_Miscellaneous_Existing_Miscellaneous_Natural Gas_Pool Heater_E8 | F3 | Commercial | Miscellaneous | Existing | Miscellaneous | Natural Gas | Pool Heater | E8 | System - kBTUs of Consumption | 0 | 0 | 0 | 0 | 0 | 0 | 0 | 0 | 0 | 0 | 0 | 0 | 0 | 0 | 0 | 0 | 0 | 0 | 0 | 0 | 0 | 0 | 0 | 0 | 0 | 0 | 0 | 0 | 0 | 0 | 0 | 0 | 0
F3_Commercial_Miscellaneous_Existing_Miscellaneous_Natural Gas_Pool Heater_E9 | F3 | Commercial | Miscellaneous | Existing | Miscellaneous | Natural Gas | Pool Heater | E9 | System - kBTUs of Consumption | 0 | 0 | 0 | 0 | 0 | 0 | 0 | 0 | 0 | 0 | 0 | 0 | 0 | 0 | 0 | 0 | 0 | 0 | 0 | 0 | 0 | 0 | 0 | 0 | 0 | 0 | 0 | 0 | 0 | 0 | 0 | 0 | 0
F3_Commercial_Miscellaneous_Existing_Miscellaneous_Natural Gas_Pool Heater_E10 | F3 | Commercial | Miscellaneous | Existing | Miscellaneous | Natural Gas | Pool Heater | E10 | System - kBTUs of Consumption | 0 | 0 | 0 | 0 | 0 | 0 | 0 | 0 | 0 | 0 | 0 | 0 | 0 | 0 | 0 | 0 | 0 | 0 | 0 | 0 | 0 | 0 | 0 | 0 | 0 | 0 | 0 | 0 | 0 | 0 | 0 | 0 | 0
F4_Commercial_Miscellaneous_Existing_Miscellaneous_Natural Gas_Pool Heater_E1 | F4 | Commercial | Miscellaneous | Existing | Miscellaneous | Natural Gas | Pool Heater | E1 | Utility - Cost of Equipment | 0 | 0 | 0 | 0 | 0 | 0 | 0 | 0 | 0 | 0 | 0 | 0 | 0 | 0 | 0 | 0 | 0 | 0 | 0 | 0 | 0 | 0 | 0 | 0 | 0 | 0 | 0 | 0 | 0 | 0 | 0 | 0 | 0
F4_Commercial_Miscellaneous_Existing_Miscellaneous_Natural Gas_Pool Heater_E2 | F4 | Commercial | Miscellaneous | Existing | Miscellaneous | Natural Gas | Pool Heater | E2 | Utility - Cost of Equipment | 0 | 0 | 0 | 0 | 0 | 0 | 0 | 0 | 0 | 0 | 0 | 0 | 0 | 0 | 0 | 0 | 0 | 0 | 0 | 0 | 0 | 0 | 0 | 0 | 0 | 0 | 0 | 0 | 0 | 0 | 0 | 0 | 0
F4_Commercial_Miscellaneous_Existing_Miscellaneous_Natural Gas_Pool Heater_E3 | F4 | Commercial | Miscellaneous | Existing | Miscellaneous | Natural Gas | Pool Heater | E3 | Utility - Cost of Equipment | 0 | 0 | 0 | 0 | 0 | 0 | 0 | 0 | 0 | 0 | 0 | 0 | 0 | 0 | 0 | 0 | 0 | 0 | 0 | 0 | 0 | 0 | 0 | 0 | 0 | 0 | 0 | 0 | 0 | 0 | 0 | 0 | 0
F4_Commercial_Miscellaneous_Existing_Miscellaneous_Natural Gas_Pool Heater_E4 | F4 | Commercial | Miscellaneous | Existing | Miscellaneous | Natural Gas | Pool Heater | E4 | Utility - Cost of Equipment | 0 | 0 | 0 | 0 | 0 | 0 | 0 | 0 | 0 | 0 | 0 | 0 | 0 | 0 | 0 | 0 | 0 | 0 | 0 | 0 | 0 | 0 | 0 | 0 | 0 | 0 | 0 | 0 | 0 | 0 | 0 | 0 | 0
F4_Commercial_Miscellaneous_Existing_Miscellaneous_Natural Gas_Pool Heater_E5 | F4 | Commercial | Miscellaneous | Existing | Miscellaneous | Natural Gas | Pool Heater | E5 | Utility - Cost of Equipment | 0 | 0 | 0 | 0 | 0 | 0 | 0 | 0 | 0 | 0 | 0 | 0 | 0 | 0 | 0 | 0 | 0 | 0 | 0 | 0 | 0 | 0 | 0 | 0 | 0 | 0 | 0 | 0 | 0 | 0 | 0 | 0 | 0
F4_Commercial_Miscellaneous_Existing_Miscellaneous_Natural Gas_Pool Heater_E6 | F4 | Commercial | Miscellaneous | Existing | Miscellaneous | Natural Gas | Pool Heater | E6 | Utility - Cost of Equipment | 0 | 0 | 0 | 0 | 0 | 0 | 0 | 0 | 0 | 0 | 0 | 0 | 0 | 0 | 0 | 0 | 0 | 0 | 0 | 0 | 0 | 0 | 0 | 0 | 0 | 0 | 0 | 0 | 0 | 0 | 0 | 0 | 0
F4_Commercial_Miscellaneous_Existing_Miscellaneous_Natural Gas_Pool Heater_E7 | F4 | Commercial | Miscellaneous | Existing | Miscellaneous | Natural Gas | Pool Heater | E7 | Utility - Cost of Equipment | 0 | 0 | 0 | 0 | 0 | 0 | 0 | 0 | 0 | 0 | 0 | 0 | 0 | 0 | 0 | 0 | 0 | 0 | 0 | 0 | 0 | 0 | 0 | 0 | 0 | 0 | 0 | 0 | 0 | 0 | 0 | 0 | 0
F4_Commercial_Miscellaneous_Existing_Miscellaneous_Natural Gas_Pool Heater_E8 | F4 | Commercial | Miscellaneous | Existing | Miscellaneous | Natural Gas | Pool Heater | E8 | Utility - Cost of Equipment | 0 | 0 | 0 | 0 | 0 | 0 | 0 | 0 | 0 | 0 | 0 | 0 | 0 | 0 | 0 | 0 | 0 | 0 | 0 | 0 | 0 | 0 | 0 | 0 | 0 | 0 | 0 | 0 | 0 | 0 | 0 | 0 | 0
F4_Commercial_Miscellaneous_Existing_Miscellaneous_Natural Gas_Pool Heater_E9 | F4 | Commercial | Miscellaneous | Existing | Miscellaneous | Natural Gas | Pool Heater | E9 | Utility - Cost of Equipment | 0 | 0 | 0 | 0 | 0 | 0 | 0 | 0 | 0 | 0 | 0 | 0 | 0 | 0 | 0 | 0 | 0 | 0 | 0 | 0 | 0 | 0 | 0 | 0 | 0 | 0 | 0 | 0 | 0 | 0 | 0 | 0 | 0
F4_Commercial_Miscellaneous_Existing_Miscellaneous_Natural Gas_Pool Heater_E10 | F4 | Commercial | Miscellaneous | Existing | Miscellaneous | Natural Gas | Pool Heater | E10 | Utility - Cost of Equipment | 0 | 0 | 0 | 0 | 0 | 0 | 0 | 0 | 0 | 0 | 0 | 0 | 0 | 0 | 0 | 0 | 0 | 0 | 0 | 0 | 0 | 0 | 0 | 0 | 0 | 0 | 0 | 0 | 0 | 0 | 0 | 0 | 0
F5_Commercial_Miscellaneous_Existing_Miscellaneous_Natural Gas_Pool Heater_E1 | F5 | Commercial | Miscellaneous | Existing | Miscellaneous | Natural Gas | Pool Heater | E1 | Utility - Cost of Operation | 0.00055623 | 0.00055623 | 0.00055623 | 0.00055623 | 0.00055623 | 0.00055623 | 0.00055623 | 0.00055623 | 0.00055623 | 0.00055623 | 0.00055623 | 0.00055623 | 0.00055623 | 0.00055623 | 0.00055623 | 0.00055623 | 0.00055623 | 0.00055623 | 0.00055623 | 0.00055623 | 0.00055623 | 0.00055623 | 0.00055623 | 0.00055623 | 0.00055623 | 0.00055623 | 0.00055623 | 0.00055623 | 0.00055623 | 0.00055623 | 0.00055623 | 0.00055623 | 0.00055623
F5_Commercial_Miscellaneous_Existing_Miscellaneous_Natural Gas_Pool Heater_E2 | F5 | Commercial | Miscellaneous | Existing | Miscellaneous | Natural Gas | Pool Heater | E2 | Utility - Cost of Operation | 0.00091077 | 0.00091077 | 0.00091077 | 0.00091077 | 0.00091077 | 0.00091077 | 0.00091077 | 0.00091077 | 0.00091077 | 0.00091077 | 0.00091077 | 0.00091077 | 0.00091077 | 0.00091077 | 0.00091077 | 0.00091077 | 0.00091077 | 0.00091077 | 0.00091077 | 0.00091077 | 0.00091077 | 0.00091077 | 0.00091077 | 0.00091077 | 0.00091077 | 0.00091077 | 0.00091077 | 0.00091077 | 0.00091077 | 0.00091077 | 0.00091077 | 0.00091077 | 0.00091077
F5_Commercial_Miscellaneous_Existing_Miscellaneous_Natural Gas_Pool Heater_E3 | F5 | Commercial | Miscellaneous | Existing | Miscellaneous | Natural Gas | Pool Heater | E3 | Utility - Cost of Operation | 0 | 0 | 0 | 0 | 0 | 0 | 0 | 0 | 0 | 0 | 0 | 0 | 0 | 0 | 0 | 0 | 0 | 0 | 0 | 0 | 0 | 0 | 0 | 0 | 0 | 0 | 0 | 0 | 0 | 0 | 0 | 0 | 0
F5_Commercial_Miscellaneous_Existing_Miscellaneous_Natural Gas_Pool Heater_E4 | F5 | Commercial | Miscellaneous | Existing | Miscellaneous | Natural Gas | Pool Heater | E4 | Utility - Cost of Operation | 0 | 0 | 0 | 0 | 0 | 0 | 0 | 0 | 0 | 0 | 0 | 0 | 0 | 0 | 0 | 0 | 0 | 0 | 0 | 0 | 0 | 0 | 0 | 0 | 0 | 0 | 0 | 0 | 0 | 0 | 0 | 0 | 0
F5_Commercial_Miscellaneous_Existing_Miscellaneous_Natural Gas_Pool Heater_E5 | F5 | Commercial | Miscellaneous | Existing | Miscellaneous | Natural Gas | Pool Heater | E5 | Utility - Cost of Operation | 0 | 0 | 0 | 0 | 0 | 0 | 0 | 0 | 0 | 0 | 0 | 0 | 0 | 0 | 0 | 0 | 0 | 0 | 0 | 0 | 0 | 0 | 0 | 0 | 0 | 0 | 0 | 0 | 0 | 0 | 0 | 0 | 0
F5_Commercial_Miscellaneous_Existing_Miscellaneous_Natural Gas_Pool Heater_E6 | F5 | Commercial | Miscellaneous | Existing | Miscellaneous | Natural Gas | Pool Heater | E6 | Utility - Cost of Operation | 0 | 0 | 0 | 0 | 0 | 0 | 0 | 0 | 0 | 0 | 0 | 0 | 0 | 0 | 0 | 0 | 0 | 0 | 0 | 0 | 0 | 0 | 0 | 0 | 0 | 0 | 0 | 0 | 0 | 0 | 0 | 0 | 0
F5_Commercial_Miscellaneous_Existing_Miscellaneous_Natural Gas_Pool Heater_E7 | F5 | Commercial | Miscellaneous | Existing | Miscellaneous | Natural Gas | Pool Heater | E7 | Utility - Cost of Operation | 0 | 0 | 0 | 0 | 0 | 0 | 0 | 0 | 0 | 0 | 0 | 0 | 0 | 0 | 0 | 0 | 0 | 0 | 0 | 0 | 0 | 0 | 0 | 0 | 0 | 0 | 0 | 0 | 0 | 0 | 0 | 0 | 0
F5_Commercial_Miscellaneous_Existing_Miscellaneous_Natural Gas_Pool Heater_E8 | F5 | Commercial | Miscellaneous | Existing | Miscellaneous | Natural Gas | Pool Heater | E8 | Utility - Cost of Operation | 0 | 0 | 0 | 0 | 0 | 0 | 0 | 0 | 0 | 0 | 0 | 0 | 0 | 0 | 0 | 0 | 0 | 0 | 0 | 0 | 0 | 0 | 0 | 0 | 0 | 0 | 0 | 0 | 0 | 0 | 0 | 0 | 0
F5_Commercial_Miscellaneous_Existing_Miscellaneous_Natural Gas_Pool Heater_E9 | F5 | Commercial | Miscellaneous | Existing | Miscellaneous | Natural Gas | Pool Heater | E9 | Utility - Cost of Operation | 0 | 0 | 0 | 0 | 0 | 0 | 0 | 0 | 0 | 0 | 0 | 0 | 0 | 0 | 0 | 0 | 0 | 0 | 0 | 0 | 0 | 0 | 0 | 0 | 0 | 0 | 0 | 0 | 0 | 0 | 0 | 0 | 0
F5_Commercial_Miscellaneous_Existing_Miscellaneous_Natural Gas_Pool Heater_E10 | F5 | Commercial | Miscellaneous | Existing | Miscellaneous | Natural Gas | Pool Heater | E10 | Utility - Cost of Operation | 0 | 0 | 0 | 0 | 0 | 0 | 0 | 0 | 0 | 0 | 0 | 0 | 0 | 0 | 0 | 0 | 0 | 0 | 0 | 0 | 0 | 0 | 0 | 0 | 0 | 0 | 0 | 0 | 0 | 0 | 0 | 0 | 0
F6_Commercial_Miscellaneous_Existing_Miscellaneous_Natural Gas_Pool Heater_E1 | F6 | Commercial | Miscellaneous | Existing | Miscellaneous | Natural Gas | Pool Heater | E1 | Utility - Value of Sales | 0.0022057 | 0.0022057 | 0.0022057 | 0.0022057 | 0.0022057 | 0.0022057 | 0.0022057 | 0.0022057 | 0.0022057 | 0.0022057 | 0.0022057 | 0.0022057 | 0.0022057 | 0.0022057 | 0.0022057 | 0.0022057 | 0.0022057 | 0.0022057 | 0.0022057 | 0.0022057 | 0.0022057 | 0.0022057 | 0.0022057 | 0.0022057 | 0.0022057 | 0.0022057 | 0.0022057 | 0.0022057 | 0.0022057 | 0.0022057 | 0.0022057 | 0.0022057 | 0.0022057
F6_Commercial_Miscellaneous_Existing_Miscellaneous_Natural Gas_Pool Heater_E2 | F6 | Commercial | Miscellaneous | Existing | Miscellaneous | Natural Gas | Pool Heater | E2 | Utility - Value of Sales | 0.0018749 | 0.0018749 | 0.0018749 | 0.0018749 | 0.0018749 | 0.0018749 | 0.0018749 | 0.0018749 | 0.0018749 | 0.0018749 | 0.0018749 | 0.0018749 | 0.0018749 | 0.0018749 | 0.0018749 | 0.0018749 | 0.0018749 | 0.0018749 | 0.0018749 | 0.0018749 | 0.0018749 | 0.0018749 | 0.0018749 | 0.0018749 | 0.0018749 | 0.0018749 | 0.0018749 | 0.0018749 | 0.0018749 | 0.0018749 | 0.0018749 | 0.0018749 | 0.0018749
F6_Commercial_Miscellaneous_Existing_Miscellaneous_Natural Gas_Pool Heater_E3 | F6 | Commercial | Miscellaneous | Existing | Miscellaneous | Natural Gas | Pool Heater | E3 | Utility - Value of Sales | 0 | 0 | 0 | 0 | 0 | 0 | 0 | 0 | 0 | 0 | 0 | 0 | 0 | 0 | 0 | 0 | 0 | 0 | 0 | 0 | 0 | 0 | 0 | 0 | 0 | 0 | 0 | 0 | 0 | 0 | 0 | 0 | 0
F6_Commercial_Miscellaneous_Existing_Miscellaneous_Natural Gas_Pool Heater_E4 | F6 | Commercial | Miscellaneous | Existing | Miscellaneous | Natural Gas | Pool Heater | E4 | Utility - Value of Sales | 0 | 0 | 0 | 0 | 0 | 0 | 0 | 0 | 0 | 0 | 0 | 0 | 0 | 0 | 0 | 0 | 0 | 0 | 0 | 0 | 0 | 0 | 0 | 0 | 0 | 0 | 0 | 0 | 0 | 0 | 0 | 0 | 0
F6_Commercial_Miscellaneous_Existing_Miscellaneous_Natural Gas_Pool Heater_E5 | F6 | Commercial | Miscellaneous | Existing | Miscellaneous | Natural Gas | Pool Heater | E5 | Utility - Value of Sales | 0 | 0 | 0 | 0 | 0 | 0 | 0 | 0 | 0 | 0 | 0 | 0 | 0 | 0 | 0 | 0 | 0 | 0 | 0 | 0 | 0 | 0 | 0 | 0 | 0 | 0 | 0 | 0 | 0 | 0 | 0 | 0 | 0
F6_Commercial_Miscellaneous_Existing_Miscellaneous_Natural Gas_Pool Heater_E6 | F6 | Commercial | Miscellaneous | Existing | Miscellaneous | Natural Gas | Pool Heater | E6 | Utility - Value of Sales | 0 | 0 | 0 | 0 | 0 | 0 | 0 | 0 | 0 | 0 | 0 | 0 | 0 | 0 | 0 | 0 | 0 | 0 | 0 | 0 | 0 | 0 | 0 | 0 | 0 | 0 | 0 | 0 | 0 | 0 | 0 | 0 | 0
F6_Commercial_Miscellaneous_Existing_Miscellaneous_Natural Gas_Pool Heater_E7 | F6 | Commercial | Miscellaneous | Existing | Miscellaneous | Natural Gas | Pool Heater | E7 | Utility - Value of Sales | 0 | 0 | 0 | 0 | 0 | 0 | 0 | 0 | 0 | 0 | 0 | 0 | 0 | 0 | 0 | 0 | 0 | 0 | 0 | 0 | 0 | 0 | 0 | 0 | 0 | 0 | 0 | 0 | 0 | 0 | 0 | 0 | 0
F6_Commercial_Miscellaneous_Existing_Miscellaneous_Natural Gas_Pool Heater_E8 | F6 | Commercial | Miscellaneous | Existing | Miscellaneous | Natural Gas | Pool Heater | E8 | Utility - Value of Sales | 0 | 0 | 0 | 0 | 0 | 0 | 0 | 0 | 0 | 0 | 0 | 0 | 0 | 0 | 0 | 0 | 0 | 0 | 0 | 0 | 0 | 0 | 0 | 0 | 0 | 0 | 0 | 0 | 0 | 0 | 0 | 0 | 0
F6_Commercial_Miscellaneous_Existing_Miscellaneous_Natural Gas_Pool Heater_E9 | F6 | Commercial | Miscellaneous | Existing | Miscellaneous | Natural Gas | Pool Heater | E9 | Utility - Value of Sales | 0 | 0 | 0 | 0 | 0 | 0 | 0 | 0 | 0 | 0 | 0 | 0 | 0 | 0 | 0 | 0 | 0 | 0 | 0 | 0 | 0 | 0 | 0 | 0 | 0 | 0 | 0 | 0 | 0 | 0 | 0 | 0 | 0
F6_Commercial_Miscellaneous_Existing_Miscellaneous_Natural Gas_Pool Heater_E10 | F6 | Commercial | Miscellaneous | Existing | Miscellaneous | Natural Gas | Pool Heater | E10 | Utility - Value of Sales | 0 | 0 | 0 | 0 | 0 | 0 | 0 | 0 | 0 | 0 | 0 | 0 | 0 | 0 | 0 | 0 | 0 | 0 | 0 | 0 | 0 | 0 | 0 | 0 | 0 | 0 | 0 | 0 | 0 | 0 | 0 | 0 | 0
F1_Commercial_Miscellaneous_Existing_Miscellaneous_Natural Gas_Miscellaneous_E1 | F1 | Commercial | Miscellaneous | Existing | Miscellaneous | Natural Gas | Miscellaneous | E1 | RVT - Cost of Equipment | 0 | 0 | 0 | 0 | 0 | 0 | 0 | 0 | 0 | 0 | 0 | 0 | 0 | 0 | 0 | 0 | 0 | 0 | 0 | 0 | 0 | 0 | 0 | 0 | 0 | 0 | 0 | 0 | 0 | 0 | 0 | 0 | 0
F1_Commercial_Miscellaneous_Existing_Miscellaneous_Natural Gas_Miscellaneous_E2 | F1 | Commercial | Miscellaneous | Existing | Miscellaneous | Natural Gas | Miscellaneous | E2 | RVT - Cost of Equipment | 0 | 0 | 0 | 0 | 0 | 0 | 0 | 0 | 0 | 0 | 0 | 0 | 0 | 0 | 0 | 0 | 0 | 0 | 0 | 0 | 0 | 0 | 0 | 0 | 0 | 0 | 0 | 0 | 0 | 0 | 0 | 0 | 0
F1_Commercial_Miscellaneous_Existing_Miscellaneous_Natural Gas_Miscellaneous_E3 | F1 | Commercial | Miscellaneous | Existing | Miscellaneous | Natural Gas | Miscellaneous | E3 | RVT - Cost of Equipment | 0 | 0 | 0 | 0 | 0 | 0 | 0 | 0 | 0 | 0 | 0 | 0 | 0 | 0 | 0 | 0 | 0 | 0 | 0 | 0 | 0 | 0 | 0 | 0 | 0 | 0 | 0 | 0 | 0 | 0 | 0 | 0 | 0
F1_Commercial_Miscellaneous_Existing_Miscellaneous_Natural Gas_Miscellaneous_E4 | F1 | Commercial | Miscellaneous | Existing | Miscellaneous | Natural Gas | Miscellaneous | E4 | RVT - Cost of Equipment | 0 | 0 | 0 | 0 | 0 | 0 | 0 | 0 | 0 | 0 | 0 | 0 | 0 | 0 | 0 | 0 | 0 | 0 | 0 | 0 | 0 | 0 | 0 | 0 | 0 | 0 | 0 | 0 | 0 | 0 | 0 | 0 | 0
F1_Commercial_Miscellaneous_Existing_Miscellaneous_Natural Gas_Miscellaneous_E5 | F1 | Commercial | Miscellaneous | Existing | Miscellaneous | Natural Gas | Miscellaneous | E5 | RVT - Cost of Equipment | 0 | 0 | 0 | 0 | 0 | 0 | 0 | 0 | 0 | 0 | 0 | 0 | 0 | 0 | 0 | 0 | 0 | 0 | 0 | 0 | 0 | 0 | 0 | 0 | 0 | 0 | 0 | 0 | 0 | 0 | 0 | 0 | 0
F1_Commercial_Miscellaneous_Existing_Miscellaneous_Natural Gas_Miscellaneous_E6 | F1 | Commercial | Miscellaneous | Existing | Miscellaneous | Natural Gas | Miscellaneous | E6 | RVT - Cost of Equipment | 0 | 0 | 0 | 0 | 0 | 0 | 0 | 0 | 0 | 0 | 0 | 0 | 0 | 0 | 0 | 0 | 0 | 0 | 0 | 0 | 0 | 0 | 0 | 0 | 0 | 0 | 0 | 0 | 0 | 0 | 0 | 0 | 0
F1_Commercial_Miscellaneous_Existing_Miscellaneous_Natural Gas_Miscellaneous_E7 | F1 | Commercial | Miscellaneous | Existing | Miscellaneous | Natural Gas | Miscellaneous | E7 | RVT - Cost of Equipment | 0 | 0 | 0 | 0 | 0 | 0 | 0 | 0 | 0 | 0 | 0 | 0 | 0 | 0 | 0 | 0 | 0 | 0 | 0 | 0 | 0 | 0 | 0 | 0 | 0 | 0 | 0 | 0 | 0 | 0 | 0 | 0 | 0
F1_Commercial_Miscellaneous_Existing_Miscellaneous_Natural Gas_Miscellaneous_E8 | F1 | Commercial | Miscellaneous | Existing | Miscellaneous | Natural Gas | Miscellaneous | E8 | RVT - Cost of Equipment | 0 | 0 | 0 | 0 | 0 | 0 | 0 | 0 | 0 | 0 | 0 | 0 | 0 | 0 | 0 | 0 | 0 | 0 | 0 | 0 | 0 | 0 | 0 | 0 | 0 | 0 | 0 | 0 | 0 | 0 | 0 | 0 | 0
F1_Commercial_Miscellaneous_Existing_Miscellaneous_Natural Gas_Miscellaneous_E9 | F1 | Commercial | Miscellaneous | Existing | Miscellaneous | Natural Gas | Miscellaneous | E9 | RVT - Cost of Equipment | 0 | 0 | 0 | 0 | 0 | 0 | 0 | 0 | 0 | 0 | 0 | 0 | 0 | 0 | 0 | 0 | 0 | 0 | 0 | 0 | 0 | 0 | 0 | 0 | 0 | 0 | 0 | 0 | 0 | 0 | 0 | 0 | 0
F1_Commercial_Miscellaneous_Existing_Miscellaneous_Natural Gas_Miscellaneous_E10 | F1 | Commercial | Miscellaneous | Existing | Miscellaneous | Natural Gas | Miscellaneous | E10 | RVT - Cost of Equipment | 0 | 0 | 0 | 0 | 0 | 0 | 0 | 0 | 0 | 0 | 0 | 0 | 0 | 0 | 0 | 0 | 0 | 0 | 0 | 0 | 0 | 0 | 0 | 0 | 0 | 0 | 0 | 0 | 0 | 0 | 0 | 0 | 0
F2_Commercial_Miscellaneous_Existing_Miscellaneous_Natural Gas_Miscellaneous_E1 | F2 | Commercial | Miscellaneous | Existing | Miscellaneous | Natural Gas | Miscellaneous | E1 | RVT - Cost of Operation | 0 | 0 | 0 | 0 | 0 | 0 | 0 | 0 | 0 | 0 | 0 | 0 | 0 | 0 | 0 | 0 | 0 | 0 | 0 | 0 | 0 | 0 | 0 | 0 | 0 | 0 | 0 | 0 | 0 | 0 | 0 | 0 | 0
F2_Commercial_Miscellaneous_Existing_Miscellaneous_Natural Gas_Miscellaneous_E2 | F2 | Commercial | Miscellaneous | Existing | Miscellaneous | Natural Gas | Miscellaneous | E2 | RVT - Cost of Operation | 0 | 0 | 0 | 0 | 0 | 0 | 0 | 0 | 0 | 0 | 0 | 0 | 0 | 0 | 0 | 0 | 0 | 0 | 0 | 0 | 0 | 0 | 0 | 0 | 0 | 0 | 0 | 0 | 0 | 0 | 0 | 0 | 0
F2_Commercial_Miscellaneous_Existing_Miscellaneous_Natural Gas_Miscellaneous_E3 | F2 | Commercial | Miscellaneous | Existing | Miscellaneous | Natural Gas | Miscellaneous | E3 | RVT - Cost of Operation | 0 | 0 | 0 | 0 | 0 | 0 | 0 | 0 | 0 | 0 | 0 | 0 | 0 | 0 | 0 | 0 | 0 | 0 | 0 | 0 | 0 | 0 | 0 | 0 | 0 | 0 | 0 | 0 | 0 | 0 | 0 | 0 | 0
F2_Commercial_Miscellaneous_Existing_Miscellaneous_Natural Gas_Miscellaneous_E4 | F2 | Commercial | Miscellaneous | Existing | Miscellaneous | Natural Gas | Miscellaneous | E4 | RVT - Cost of Operation | 0 | 0 | 0 | 0 | 0 | 0 | 0 | 0 | 0 | 0 | 0 | 0 | 0 | 0 | 0 | 0 | 0 | 0 | 0 | 0 | 0 | 0 | 0 | 0 | 0 | 0 | 0 | 0 | 0 | 0 | 0 | 0 | 0
F2_Commercial_Miscellaneous_Existing_Miscellaneous_Natural Gas_Miscellaneous_E5 | F2 | Commercial | Miscellaneous | Existing | Miscellaneous | Natural Gas | Miscellaneous | E5 | RVT - Cost of Operation | 0 | 0 | 0 | 0 | 0 | 0 | 0 | 0 | 0 | 0 | 0 | 0 | 0 | 0 | 0 | 0 | 0 | 0 | 0 | 0 | 0 | 0 | 0 | 0 | 0 | 0 | 0 | 0 | 0 | 0 | 0 | 0 | 0
F2_Commercial_Miscellaneous_Existing_Miscellaneous_Natural Gas_Miscellaneous_E6 | F2 | Commercial | Miscellaneous | Existing | Miscellaneous | Natural Gas | Miscellaneous | E6 | RVT - Cost of Operation | 0 | 0 | 0 | 0 | 0 | 0 | 0 | 0 | 0 | 0 | 0 | 0 | 0 | 0 | 0 | 0 | 0 | 0 | 0 | 0 | 0 | 0 | 0 | 0 | 0 | 0 | 0 | 0 | 0 | 0 | 0 | 0 | 0
F2_Commercial_Miscellaneous_Existing_Miscellaneous_Natural Gas_Miscellaneous_E7 | F2 | Commercial | Miscellaneous | Existing | Miscellaneous | Natural Gas | Miscellaneous | E7 | RVT - Cost of Operation | 0 | 0 | 0 | 0 | 0 | 0 | 0 | 0 | 0 | 0 | 0 | 0 | 0 | 0 | 0 | 0 | 0 | 0 | 0 | 0 | 0 | 0 | 0 | 0 | 0 | 0 | 0 | 0 | 0 | 0 | 0 | 0 | 0
F2_Commercial_Miscellaneous_Existing_Miscellaneous_Natural Gas_Miscellaneous_E8 | F2 | Commercial | Miscellaneous | Existing | Miscellaneous | Natural Gas | Miscellaneous | E8 | RVT - Cost of Operation | 0 | 0 | 0 | 0 | 0 | 0 | 0 | 0 | 0 | 0 | 0 | 0 | 0 | 0 | 0 | 0 | 0 | 0 | 0 | 0 | 0 | 0 | 0 | 0 | 0 | 0 | 0 | 0 | 0 | 0 | 0 | 0 | 0
F2_Commercial_Miscellaneous_Existing_Miscellaneous_Natural Gas_Miscellaneous_E9 | F2 | Commercial | Miscellaneous | Existing | Miscellaneous | Natural Gas | Miscellaneous | E9 | RVT - Cost of Operation | 0 | 0 | 0 | 0 | 0 | 0 | 0 | 0 | 0 | 0 | 0 | 0 | 0 | 0 | 0 | 0 | 0 | 0 | 0 | 0 | 0 | 0 | 0 | 0 | 0 | 0 | 0 | 0 | 0 | 0 | 0 | 0 | 0
F2_Commercial_Miscellaneous_Existing_Miscellaneous_Natural Gas_Miscellaneous_E10 | F2 | Commercial | Miscellaneous | Existing | Miscellaneous | Natural Gas | Miscellaneous | E10 | RVT - Cost of Operation | 0 | 0 | 0 | 0 | 0 | 0 | 0 | 0 | 0 | 0 | 0 | 0 | 0 | 0 | 0 | 0 | 0 | 0 | 0 | 0 | 0 | 0 | 0 | 0 | 0 | 0 | 0 | 0 | 0 | 0 | 0 | 0 | 0
F3_Commercial_Miscellaneous_Existing_Miscellaneous_Natural Gas_Miscellaneous_E1 | F3 | Commercial | Miscellaneous | Existing | Miscellaneous | Natural Gas | Miscellaneous | E1 | System - kBTUs of Consumption | 0.0021559 | 0.0021559 | 0.0021559 | 0.0021559 | 0.0021559 | 0.0021559 | 0.0021559 | 0.0021559 | 0.0021559 | 0.0021559 | 0.0021559 | 0.0021559 | 0.0021559 | 0.0021559 | 0.0021559 | 0.0021559 | 0.0021559 | 0.0021559 | 0.0021559 | 0.0021559 | 0.0021559 | 0.0021559 | 0.0021559 | 0.0021559 | 0.0021559 | 0.0021559 | 0.0021559 | 0.0021559 | 0.0021559 | 0.0021559 | 0.0021559 | 0.0021559 | 0.0021559
F3_Commercial_Miscellaneous_Existing_Miscellaneous_Natural Gas_Miscellaneous_E2 | F3 | Commercial | Miscellaneous | Existing | Miscellaneous | Natural Gas | Miscellaneous | E2 | System - kBTUs of Consumption | 0 | 0 | 0 | 0 | 0 | 0 | 0 | 0 | 0 | 0 | 0 | 0 | 0 | 0 | 0 | 0 | 0 | 0 | 0 | 0 | 0 | 0 | 0 | 0 | 0 | 0 | 0 | 0 | 0 | 0 | 0 | 0 | 0
F3_Commercial_Miscellaneous_Existing_Miscellaneous_Natural Gas_Miscellaneous_E3 | F3 | Commercial | Miscellaneous | Existing | Miscellaneous | Natural Gas | Miscellaneous | E3 | System - kBTUs of Consumption | 0 | 0 | 0 | 0 | 0 | 0 | 0 | 0 | 0 | 0 | 0 | 0 | 0 | 0 | 0 | 0 | 0 | 0 | 0 | 0 | 0 | 0 | 0 | 0 | 0 | 0 | 0 | 0 | 0 | 0 | 0 | 0 | 0
F3_Commercial_Miscellaneous_Existing_Miscellaneous_Natural Gas_Miscellaneous_E4 | F3 | Commercial | Miscellaneous | Existing | Miscellaneous | Natural Gas | Miscellaneous | E4 | System - kBTUs of Consumption | 0 | 0 | 0 | 0 | 0 | 0 | 0 | 0 | 0 | 0 | 0 | 0 | 0 | 0 | 0 | 0 | 0 | 0 | 0 | 0 | 0 | 0 | 0 | 0 | 0 | 0 | 0 | 0 | 0 | 0 | 0 | 0 | 0
F3_Commercial_Miscellaneous_Existing_Miscellaneous_Natural Gas_Miscellaneous_E5 | F3 | Commercial | Miscellaneous | Existing | Miscellaneous | Natural Gas | Miscellaneous | E5 | System - kBTUs of Consumption | 0 | 0 | 0 | 0 | 0 | 0 | 0 | 0 | 0 | 0 | 0 | 0 | 0 | 0 | 0 | 0 | 0 | 0 | 0 | 0 | 0 | 0 | 0 | 0 | 0 | 0 | 0 | 0 | 0 | 0 | 0 | 0 | 0
F3_Commercial_Miscellaneous_Existing_Miscellaneous_Natural Gas_Miscellaneous_E6 | F3 | Commercial | Miscellaneous | Existing | Miscellaneous | Natural Gas | Miscellaneous | E6 | System - kBTUs of Consumption | 0 | 0 | 0 | 0 | 0 | 0 | 0 | 0 | 0 | 0 | 0 | 0 | 0 | 0 | 0 | 0 | 0 | 0 | 0 | 0 | 0 | 0 | 0 | 0 | 0 | 0 | 0 | 0 | 0 | 0 | 0 | 0 | 0
F3_Commercial_Miscellaneous_Existing_Miscellaneous_Natural Gas_Miscellaneous_E7 | F3 | Commercial | Miscellaneous | Existing | Miscellaneous | Natural Gas | Miscellaneous | E7 | System - kBTUs of Consumption | 0 | 0 | 0 | 0 | 0 | 0 | 0 | 0 | 0 | 0 | 0 | 0 | 0 | 0 | 0 | 0 | 0 | 0 | 0 | 0 | 0 | 0 | 0 | 0 | 0 | 0 | 0 | 0 | 0 | 0 | 0 | 0 | 0
F3_Commercial_Miscellaneous_Existing_Miscellaneous_Natural Gas_Miscellaneous_E8 | F3 | Commercial | Miscellaneous | Existing | Miscellaneous | Natural Gas | Miscellaneous | E8 | System - kBTUs of Consumption | 0 | 0 | 0 | 0 | 0 | 0 | 0 | 0 | 0 | 0 | 0 | 0 | 0 | 0 | 0 | 0 | 0 | 0 | 0 | 0 | 0 | 0 | 0 | 0 | 0 | 0 | 0 | 0 | 0 | 0 | 0 | 0 | 0
F3_Commercial_Miscellaneous_Existing_Miscellaneous_Natural Gas_Miscellaneous_E9 | F3 | Commercial | Miscellaneous | Existing | Miscellaneous | Natural Gas | Miscellaneous | E9 | System - kBTUs of Consumption | 0 | 0 | 0 | 0 | 0 | 0 | 0 | 0 | 0 | 0 | 0 | 0 | 0 | 0 | 0 | 0 | 0 | 0 | 0 | 0 | 0 | 0 | 0 | 0 | 0 | 0 | 0 | 0 | 0 | 0 | 0 | 0 | 0
F3_Commercial_Miscellaneous_Existing_Miscellaneous_Natural Gas_Miscellaneous_E10 | F3 | Commercial | Miscellaneous | Existing | Miscellaneous | Natural Gas | Miscellaneous | E10 | System - kBTUs of Consumption | 0 | 0 | 0 | 0 | 0 | 0 | 0 | 0 | 0 | 0 | 0 | 0 | 0 | 0 | 0 | 0 | 0 | 0 | 0 | 0 | 0 | 0 | 0 | 0 | 0 | 0 | 0 | 0 | 0 | 0 | 0 | 0 | 0
F4_Commercial_Miscellaneous_Existing_Miscellaneous_Natural Gas_Miscellaneous_E1 | F4 | Commercial | Miscellaneous | Existing | Miscellaneous | Natural Gas | Miscellaneous | E1 | Utility - Cost of Equipment | 0 | 0 | 0 | 0 | 0 | 0 | 0 | 0 | 0 | 0 | 0 | 0 | 0 | 0 | 0 | 0 | 0 | 0 | 0 | 0 | 0 | 0 | 0 | 0 | 0 | 0 | 0 | 0 | 0 | 0 | 0 | 0 | 0
F4_Commercial_Miscellaneous_Existing_Miscellaneous_Natural Gas_Miscellaneous_E2 | F4 | Commercial | Miscellaneous | Existing | Miscellaneous | Natural Gas | Miscellaneous | E2 | Utility - Cost of Equipment | 0 | 0 | 0 | 0 | 0 | 0 | 0 | 0 | 0 | 0 | 0 | 0 | 0 | 0 | 0 | 0 | 0 | 0 | 0 | 0 | 0 | 0 | 0 | 0 | 0 | 0 | 0 | 0 | 0 | 0 | 0 | 0 | 0
F4_Commercial_Miscellaneous_Existing_Miscellaneous_Natural Gas_Miscellaneous_E3 | F4 | Commercial | Miscellaneous | Existing | Miscellaneous | Natural Gas | Miscellaneous | E3 | Utility - Cost of Equipment | 0 | 0 | 0 | 0 | 0 | 0 | 0 | 0 | 0 | 0 | 0 | 0 | 0 | 0 | 0 | 0 | 0 | 0 | 0 | 0 | 0 | 0 | 0 | 0 | 0 | 0 | 0 | 0 | 0 | 0 | 0 | 0 | 0
F4_Commercial_Miscellaneous_Existing_Miscellaneous_Natural Gas_Miscellaneous_E4 | F4 | Commercial | Miscellaneous | Existing | Miscellaneous | Natural Gas | Miscellaneous | E4 | Utility - Cost of Equipment | 0 | 0 | 0 | 0 | 0 | 0 | 0 | 0 | 0 | 0 | 0 | 0 | 0 | 0 | 0 | 0 | 0 | 0 | 0 | 0 | 0 | 0 | 0 | 0 | 0 | 0 | 0 | 0 | 0 | 0 | 0 | 0 | 0
F4_Commercial_Miscellaneous_Existing_Miscellaneous_Natural Gas_Miscellaneous_E5 | F4 | Commercial | Miscellaneous | Existing | Miscellaneous | Natural Gas | Miscellaneous | E5 | Utility - Cost of Equipment | 0 | 0 | 0 | 0 | 0 | 0 | 0 | 0 | 0 | 0 | 0 | 0 | 0 | 0 | 0 | 0 | 0 | 0 | 0 | 0 | 0 | 0 | 0 | 0 | 0 | 0 | 0 | 0 | 0 | 0 | 0 | 0 | 0
F4_Commercial_Miscellaneous_Existing_Miscellaneous_Natural Gas_Miscellaneous_E6 | F4 | Commercial | Miscellaneous | Existing | Miscellaneous | Natural Gas | Miscellaneous | E6 | Utility - Cost of Equipment | 0 | 0 | 0 | 0 | 0 | 0 | 0 | 0 | 0 | 0 | 0 | 0 | 0 | 0 | 0 | 0 | 0 | 0 | 0 | 0 | 0 | 0 | 0 | 0 | 0 | 0 | 0 | 0 | 0 | 0 | 0 | 0 | 0
F4_Commercial_Miscellaneous_Existing_Miscellaneous_Natural Gas_Miscellaneous_E7 | F4 | Commercial | Miscellaneous | Existing | Miscellaneous | Natural Gas | Miscellaneous | E7 | Utility - Cost of Equipment | 0 | 0 | 0 | 0 | 0 | 0 | 0 | 0 | 0 | 0 | 0 | 0 | 0 | 0 | 0 | 0 | 0 | 0 | 0 | 0 | 0 | 0 | 0 | 0 | 0 | 0 | 0 | 0 | 0 | 0 | 0 | 0 | 0
F4_Commercial_Miscellaneous_Existing_Miscellaneous_Natural Gas_Miscellaneous_E8 | F4 | Commercial | Miscellaneous | Existing | Miscellaneous | Natural Gas | Miscellaneous | E8 | Utility - Cost of Equipment | 0 | 0 | 0 | 0 | 0 | 0 | 0 | 0 | 0 | 0 | 0 | 0 | 0 | 0 | 0 | 0 | 0 | 0 | 0 | 0 | 0 | 0 | 0 | 0 | 0 | 0 | 0 | 0 | 0 | 0 | 0 | 0 | 0
F4_Commercial_Miscellaneous_Existing_Miscellaneous_Natural Gas_Miscellaneous_E9 | F4 | Commercial | Miscellaneous | Existing | Miscellaneous | Natural Gas | Miscellaneous | E9 | Utility - Cost of Equipment | 0 | 0 | 0 | 0 | 0 | 0 | 0 | 0 | 0 | 0 | 0 | 0 | 0 | 0 | 0 | 0 | 0 | 0 | 0 | 0 | 0 | 0 | 0 | 0 | 0 | 0 | 0 | 0 | 0 | 0 | 0 | 0 | 0
F4_Commercial_Miscellaneous_Existing_Miscellaneous_Natural Gas_Miscellaneous_E10 | F4 | Commercial | Miscellaneous | Existing | Miscellaneous | Natural Gas | Miscellaneous | E10 | Utility - Cost of Equipment | 0 | 0 | 0 | 0 | 0 | 0 | 0 | 0 | 0 | 0 | 0 | 0 | 0 | 0 | 0 | 0 | 0 | 0 | 0 | 0 | 0 | 0 | 0 | 0 | 0 | 0 | 0 | 0 | 0 | 0 | 0 | 0 | 0
F5_Commercial_Miscellaneous_Existing_Miscellaneous_Natural Gas_Miscellaneous_E1 | F5 | Commercial | Miscellaneous | Existing | Miscellaneous | Natural Gas | Miscellaneous | E1 | Utility - Cost of Operation | 0.0021559 | 0.0021559 | 0.0021559 | 0.0021559 | 0.0021559 | 0.0021559 | 0.0021559 | 0.0021559 | 0.0021559 | 0.0021559 | 0.0021559 | 0.0021559 | 0.0021559 | 0.0021559 | 0.0021559 | 0.0021559 | 0.0021559 | 0.0021559 | 0.0021559 | 0.0021559 | 0.0021559 | 0.0021559 | 0.0021559 | 0.0021559 | 0.0021559 | 0.0021559 | 0.0021559 | 0.0021559 | 0.0021559 | 0.0021559 | 0.0021559 | 0.0021559 | 0.0021559
F5_Commercial_Miscellaneous_Existing_Miscellaneous_Natural Gas_Miscellaneous_E2 | F5 | Commercial | Miscellaneous | Existing | Miscellaneous | Natural Gas | Miscellaneous | E2 | Utility - Cost of Operation | 0 | 0 | 0 | 0 | 0 | 0 | 0 | 0 | 0 | 0 | 0 | 0 | 0 | 0 | 0 | 0 | 0 | 0 | 0 | 0 | 0 | 0 | 0 | 0 | 0 | 0 | 0 | 0 | 0 | 0 | 0 | 0 | 0
F5_Commercial_Miscellaneous_Existing_Miscellaneous_Natural Gas_Miscellaneous_E3 | F5 | Commercial | Miscellaneous | Existing | Miscellaneous | Natural Gas | Miscellaneous | E3 | Utility - Cost of Operation | 0 | 0 | 0 | 0 | 0 | 0 | 0 | 0 | 0 | 0 | 0 | 0 | 0 | 0 | 0 | 0 | 0 | 0 | 0 | 0 | 0 | 0 | 0 | 0 | 0 | 0 | 0 | 0 | 0 | 0 | 0 | 0 | 0
F5_Commercial_Miscellaneous_Existing_Miscellaneous_Natural Gas_Miscellaneous_E4 | F5 | Commercial | Miscellaneous | Existing | Miscellaneous | Natural Gas | Miscellaneous | E4 | Utility - Cost of Operation | 0 | 0 | 0 | 0 | 0 | 0 | 0 | 0 | 0 | 0 | 0 | 0 | 0 | 0 | 0 | 0 | 0 | 0 | 0 | 0 | 0 | 0 | 0 | 0 | 0 | 0 | 0 | 0 | 0 | 0 | 0 | 0 | 0
F5_Commercial_Miscellaneous_Existing_Miscellaneous_Natural Gas_Miscellaneous_E5 | F5 | Commercial | Miscellaneous | Existing | Miscellaneous | Natural Gas | Miscellaneous | E5 | Utility - Cost of Operation | 0 | 0 | 0 | 0 | 0 | 0 | 0 | 0 | 0 | 0 | 0 | 0 | 0 | 0 | 0 | 0 | 0 | 0 | 0 | 0 | 0 | 0 | 0 | 0 | 0 | 0 | 0 | 0 | 0 | 0 | 0 | 0 | 0
F5_Commercial_Miscellaneous_Existing_Miscellaneous_Natural Gas_Miscellaneous_E6 | F5 | Commercial | Miscellaneous | Existing | Miscellaneous | Natural Gas | Miscellaneous | E6 | Utility - Cost of Operation | 0 | 0 | 0 | 0 | 0 | 0 | 0 | 0 | 0 | 0 | 0 | 0 | 0 | 0 | 0 | 0 | 0 | 0 | 0 | 0 | 0 | 0 | 0 | 0 | 0 | 0 | 0 | 0 | 0 | 0 | 0 | 0 | 0
F5_Commercial_Miscellaneous_Existing_Miscellaneous_Natural Gas_Miscellaneous_E7 | F5 | Commercial | Miscellaneous | Existing | Miscellaneous | Natural Gas | Miscellaneous | E7 | Utility - Cost of Operation | 0 | 0 | 0 | 0 | 0 | 0 | 0 | 0 | 0 | 0 | 0 | 0 | 0 | 0 | 0 | 0 | 0 | 0 | 0 | 0 | 0 | 0 | 0 | 0 | 0 | 0 | 0 | 0 | 0 | 0 | 0 | 0 | 0
F5_Commercial_Miscellaneous_Existing_Miscellaneous_Natural Gas_Miscellaneous_E8 | F5 | Commercial | Miscellaneous | Existing | Miscellaneous | Natural Gas | Miscellaneous | E8 | Utility - Cost of Operation | 0 | 0 | 0 | 0 | 0 | 0 | 0 | 0 | 0 | 0 | 0 | 0 | 0 | 0 | 0 | 0 | 0 | 0 | 0 | 0 | 0 | 0 | 0 | 0 | 0 | 0 | 0 | 0 | 0 | 0 | 0 | 0 | 0
F5_Commercial_Miscellaneous_Existing_Miscellaneous_Natural Gas_Miscellaneous_E9 | F5 | Commercial | Miscellaneous | Existing | Miscellaneous | Natural Gas | Miscellaneous | E9 | Utility - Cost of Operation | 0 | 0 | 0 | 0 | 0 | 0 | 0 | 0 | 0 | 0 | 0 | 0 | 0 | 0 | 0 | 0 | 0 | 0 | 0 | 0 | 0 | 0 | 0 | 0 | 0 | 0 | 0 | 0 | 0 | 0 | 0 | 0 | 0
F5_Commercial_Miscellaneous_Existing_Miscellaneous_Natural Gas_Miscellaneous_E10 | F5 | Commercial | Miscellaneous | Existing | Miscellaneous | Natural Gas | Miscellaneous | E10 | Utility - Cost of Operation | 0 | 0 | 0 | 0 | 0 | 0 | 0 | 0 | 0 | 0 | 0 | 0 | 0 | 0 | 0 | 0 | 0 | 0 | 0 | 0 | 0 | 0 | 0 | 0 | 0 | 0 | 0 | 0 | 0 | 0 | 0 | 0 | 0
F6_Commercial_Miscellaneous_Existing_Miscellaneous_Natural Gas_Miscellaneous_E1 | F6 | Commercial | Miscellaneous | Existing | Miscellaneous | Natural Gas | Miscellaneous | E1 | Utility - Value of Sales | 0.0090361 | 0.0090361 | 0.0090361 | 0.0090361 | 0.0090361 | 0.0090361 | 0.0090361 | 0.0090361 | 0.0090361 | 0.0090361 | 0.0090361 | 0.0090361 | 0.0090361 | 0.0090361 | 0.0090361 | 0.0090361 | 0.0090361 | 0.0090361 | 0.0090361 | 0.0090361 | 0.0090361 | 0.0090361 | 0.0090361 | 0.0090361 | 0.0090361 | 0.0090361 | 0.0090361 | 0.0090361 | 0.0090361 | 0.0090361 | 0.0090361 | 0.0090361 | 0.0090361
F6_Commercial_Miscellaneous_Existing_Miscellaneous_Natural Gas_Miscellaneous_E2 | F6 | Commercial | Miscellaneous | Existing | Miscellaneous | Natural Gas | Miscellaneous | E2 | Utility - Value of Sales | 0 | 0 | 0 | 0 | 0 | 0 | 0 | 0 | 0 | 0 | 0 | 0 | 0 | 0 | 0 | 0 | 0 | 0 | 0 | 0 | 0 | 0 | 0 | 0 | 0 | 0 | 0 | 0 | 0 | 0 | 0 | 0 | 0
F6_Commercial_Miscellaneous_Existing_Miscellaneous_Natural Gas_Miscellaneous_E3 | F6 | Commercial | Miscellaneous | Existing | Miscellaneous | Natural Gas | Miscellaneous | E3 | Utility - Value of Sales | 0 | 0 | 0 | 0 | 0 | 0 | 0 | 0 | 0 | 0 | 0 | 0 | 0 | 0 | 0 | 0 | 0 | 0 | 0 | 0 | 0 | 0 | 0 | 0 | 0 | 0 | 0 | 0 | 0 | 0 | 0 | 0 | 0
F6_Commercial_Miscellaneous_Existing_Miscellaneous_Natural Gas_Miscellaneous_E4 | F6 | Commercial | Miscellaneous | Existing | Miscellaneous | Natural Gas | Miscellaneous | E4 | Utility - Value of Sales | 0 | 0 | 0 | 0 | 0 | 0 | 0 | 0 | 0 | 0 | 0 | 0 | 0 | 0 | 0 | 0 | 0 | 0 | 0 | 0 | 0 | 0 | 0 | 0 | 0 | 0 | 0 | 0 | 0 | 0 | 0 | 0 | 0
F6_Commercial_Miscellaneous_Existing_Miscellaneous_Natural Gas_Miscellaneous_E5 | F6 | Commercial | Miscellaneous | Existing | Miscellaneous | Natural Gas | Miscellaneous | E5 | Utility - Value of Sales | 0 | 0 | 0 | 0 | 0 | 0 | 0 | 0 | 0 | 0 | 0 | 0 | 0 | 0 | 0 | 0 | 0 | 0 | 0 | 0 | 0 | 0 | 0 | 0 | 0 | 0 | 0 | 0 | 0 | 0 | 0 | 0 | 0
F6_Commercial_Miscellaneous_Existing_Miscellaneous_Natural Gas_Miscellaneous_E6 | F6 | Commercial | Miscellaneous | Existing | Miscellaneous | Natural Gas | Miscellaneous | E6 | Utility - Value of Sales | 0 | 0 | 0 | 0 | 0 | 0 | 0 | 0 | 0 | 0 | 0 | 0 | 0 | 0 | 0 | 0 | 0 | 0 | 0 | 0 | 0 | 0 | 0 | 0 | 0 | 0 | 0 | 0 | 0 | 0 | 0 | 0 | 0
F6_Commercial_Miscellaneous_Existing_Miscellaneous_Natural Gas_Miscellaneous_E7 | F6 | Commercial | Miscellaneous | Existing | Miscellaneous | Natural Gas | Miscellaneous | E7 | Utility - Value of Sales | 0 | 0 | 0 | 0 | 0 | 0 | 0 | 0 | 0 | 0 | 0 | 0 | 0 | 0 | 0 | 0 | 0 | 0 | 0 | 0 | 0 | 0 | 0 | 0 | 0 | 0 | 0 | 0 | 0 | 0 | 0 | 0 | 0
F6_Commercial_Miscellaneous_Existing_Miscellaneous_Natural Gas_Miscellaneous_E8 | F6 | Commercial | Miscellaneous | Existing | Miscellaneous | Natural Gas | Miscellaneous | E8 | Utility - Value of Sales | 0 | 0 | 0 | 0 | 0 | 0 | 0 | 0 | 0 | 0 | 0 | 0 | 0 | 0 | 0 | 0 | 0 | 0 | 0 | 0 | 0 | 0 | 0 | 0 | 0 | 0 | 0 | 0 | 0 | 0 | 0 | 0 | 0
F6_Commercial_Miscellaneous_Existing_Miscellaneous_Natural Gas_Miscellaneous_E9 | F6 | Commercial | Miscellaneous | Existing | Miscellaneous | Natural Gas | Miscellaneous | E9 | Utility - Value of Sales | 0 | 0 | 0 | 0 | 0 | 0 | 0 | 0 | 0 | 0 | 0 | 0 | 0 | 0 | 0 | 0 | 0 | 0 | 0 | 0 | 0 | 0 | 0 | 0 | 0 | 0 | 0 | 0 | 0 | 0 | 0 | 0 | 0
F6_Commercial_Miscellaneous_Existing_Miscellaneous_Natural Gas_Miscellaneous_E10 | F6 | Commercial | Miscellaneous | Existing | Miscellaneous | Natural Gas | Miscellaneous | E10 | Utility - Value of Sales | 0 | 0 | 0 | 0 | 0 | 0 | 0 | 0 | 0 | 0 | 0 | 0 | 0 | 0 | 0 | 0 | 0 | 0 | 0 | 0 | 0 | 0 | 0 | 0 | 0 | 0 | 0 | 0 | 0 | 0 | 0 | 0 | 0
F1_Commercial_Miscellaneous_New_Space Heating_Natural Gas_Furnace_E1 | F1 | Commercial | Miscellaneous | New | Space Heating | Natural Gas | Furnace | E1 | RVT - Cost of Equipment | 0.10647 | 0.10657 | 0.10667 | 0.10683 | 0.10705 | 0.10738 | 0.10762 | 0.1078 | 0.108 | 0.10819 | 0.10831 | 0.10839 | 0.10846 | 0.10853 | 0.10861 | 0.10864 | 0.1087 | 0.10882 | 0.10893 | 0.10907 | 0.10924 | 0.10937 | 0.10948 | 0.10956 | 0.10961 | 0.10963 | 0.1096 | 0.10954 | 0.10949 | 0.10947 | 0.10949 | 0.1095 | 0.1095
F1_Commercial_Miscellaneous_New_Space Heating_Natural Gas_Furnace_E2 | F1 | Commercial | Miscellaneous | New | Space Heating | Natural Gas | Furnace | E2 | RVT - Cost of Equipment | 0.094643 | 0.094727 | 0.094819 | 0.094957 | 0.095152 | 0.09545 | 0.095658 | 0.09582 | 0.095999 | 0.096165 | 0.096279 | 0.096349 | 0.096412 | 0.096469 | 0.096543 | 0.096573 | 0.096626 | 0.096725 | 0.09683 | 0.096953 | 0.097098 | 0.09722 | 0.097314 | 0.097386 | 0.097434 | 0.097448 | 0.097422 | 0.09737 | 0.097329 | 0.097309 | 0.097323 | 0.097329 | 0.097329
F1_Commercial_Miscellaneous_New_Space Heating_Natural Gas_Furnace_E3 | F1 | Commercial | Miscellaneous | New | Space Heating | Natural Gas | Furnace | E3 | RVT - Cost of Equipment | 0.088728 | 0.088807 | 0.088893 | 0.089022 | 0.089205 | 0.089484 | 0.08968 | 0.089831 | 0.089999 | 0.090154 | 0.090261 | 0.090327 | 0.090386 | 0.090439 | 0.090509 | 0.090537 | 0.090587 | 0.09068 | 0.090779 | 0.090894 | 0.09103 | 0.091143 | 0.091232 | 0.0913 | 0.091344 | 0.091357 | 0.091334 | 0.091284 | 0.091246 | 0.091227 | 0.091241 | 0.091246 | 0.091246
F1_Commercial_Miscellaneous_New_Space Heating_Natural Gas_Furnace_E4 | F1 | Commercial | Miscellaneous | New | Space Heating | Natural Gas | Furnace | E4 | RVT - Cost of Equipment | 0.088117 | 0.088193 | 0.088275 | 0.088407 | 0.088603 | 0.088923 | 0.08913 | 0.08928 | 0.089456 | 0.089621 | 0.089731 | 0.089799 | 0.089867 | 0.089935 | 0.090029 | 0.090073 | 0.090145 | 0.090274 | 0.090406 | 0.090556 | 0.090732 | 0.090881 | 0.090997 | 0.091085 | 0.091144 | 0.091161 | 0.091129 | 0.091065 | 0.091015 | 0.09099 | 0.091008 | 0.091015 | 0.091015
F1_Commercial_Miscellaneous_New_Space Heating_Natural Gas_Furnace_E5 | F1 | Commercial | Miscellaneous | New | Space Heating | Natural Gas | Furnace | E5 | RVT - Cost of Equipment | 0 | 0 | 0 | 0 | 0 | 0 | 0 | 0 | 0 | 0 | 0 | 0 | 0 | 0 | 0 | 0 | 0 | 0 | 0 | 0 | 0 | 0 | 0 | 0 | 0 | 0 | 0 | 0 | 0 | 0 | 0 | 0 | 0
F1_Commercial_Miscellaneous_New_Space Heating_Natural Gas_Furnace_E6 | F1 | Commercial | Miscellaneous | New | Space Heating | Natural Gas | Furnace | E6 | RVT - Cost of Equipment | 0 | 0 | 0 | 0 | 0 | 0 | 0 | 0 | 0 | 0 | 0 | 0 | 0 | 0 | 0 | 0 | 0 | 0 | 0 | 0 | 0 | 0 | 0 | 0 | 0 | 0 | 0 | 0 | 0 | 0 | 0 | 0 | 0
F1_Commercial_Miscellaneous_New_Space Heating_Natural Gas_Furnace_E7 | F1 | Commercial | Miscellaneous | New | Space Heating | Natural Gas | Furnace | E7 | RVT - Cost of Equipment | 0 | 0 | 0 | 0 | 0 | 0 | 0 | 0 | 0 | 0 | 0 | 0 | 0 | 0 | 0 | 0 | 0 | 0 | 0 | 0 | 0 | 0 | 0 | 0 | 0 | 0 | 0 | 0 | 0 | 0 | 0 | 0 | 0
F1_Commercial_Miscellaneous_New_Space Heating_Natural Gas_Furnace_E8 | F1 | Commercial | Miscellaneous | New | Space Heating | Natural Gas | Furnace | E8 | RVT - Cost of Equipment | 0 | 0 | 0 | 0 | 0 | 0 | 0 | 0 | 0 | 0 | 0 | 0 | 0 | 0 | 0 | 0 | 0 | 0 | 0 | 0 | 0 | 0 | 0 | 0 | 0 | 0 | 0 | 0 | 0 | 0 | 0 | 0 | 0
F1_Commercial_Miscellaneous_New_Space Heating_Natural Gas_Furnace_E9 | F1 | Commercial | Miscellaneous | New | Space Heating | Natural Gas | Furnace | E9 | RVT - Cost of Equipment | 0 | 0 | 0 | 0 | 0 | 0 | 0 | 0 | 0 | 0 | 0 | 0 | 0 | 0 | 0 | 0 | 0 | 0 | 0 | 0 | 0 | 0 | 0 | 0 | 0 | 0 | 0 | 0 | 0 | 0 | 0 | 0 | 0
F1_Commercial_Miscellaneous_New_Space Heating_Natural Gas_Furnace_E10 | F1 | Commercial | Miscellaneous | New | Space Heating | Natural Gas | Furnace | E10 | RVT - Cost of Equipment | 0 | 0 | 0 | 0 | 0 | 0 | 0 | 0 | 0 | 0 | 0 | 0 | 0 | 0 | 0 | 0 | 0 | 0 | 0 | 0 | 0 | 0 | 0 | 0 | 0 | 0 | 0 | 0 | 0 | 0 | 0 | 0 | 0
F2_Commercial_Miscellaneous_New_Space Heating_Natural Gas_Furnace_E1 | F2 | Commercial | Miscellaneous | New | Space Heating | Natural Gas | Furnace | E1 | RVT - Cost of Operation | 0.12756 | 0.12768 | 0.1278 | 0.12798 | 0.12825 | 0.12865 | 0.12893 | 0.12915 | 0.12939 | 0.12961 | 0.12977 | 0.12986 | 0.12995 | 0.13002 | 0.13012 | 0.13016 | 0.13023 | 0.13037 | 0.13051 | 0.13068 | 0.13087 | 0.13103 | 0.13116 | 0.13126 | 0.13132 | 0.13134 | 0.13131 | 0.13124 | 0.13118 | 0.13116 | 0.13117 | 0.13118 | 0.13118
F2_Commercial_Miscellaneous_New_Space Heating_Natural Gas_Furnace_E2 | F2 | Commercial | Miscellaneous | New | Space Heating | Natural Gas | Furnace | E2 | RVT - Cost of Operation | 0.11339 | 0.11349 | 0.1136 | 0.11376 | 0.114 | 0.11436 | 0.11461 | 0.1148 | 0.11501 | 0.11521 | 0.11535 | 0.11543 | 0.11551 | 0.11558 | 0.11566 | 0.1157 | 0.11576 | 0.11588 | 0.11601 | 0.11616 | 0.11633 | 0.11648 | 0.11659 | 0.11668 | 0.11673 | 0.11675 | 0.11672 | 0.11666 | 0.11661 | 0.11658 | 0.1166 | 0.11661 | 0.11661
F2_Commercial_Miscellaneous_New_Space Heating_Natural Gas_Furnace_E3 | F2 | Commercial | Miscellaneous | New | Space Heating | Natural Gas | Furnace | E3 | RVT - Cost of Operation | 0.1063 | 0.1064 | 0.1065 | 0.10665 | 0.10687 | 0.10721 | 0.10744 | 0.10762 | 0.10782 | 0.10801 | 0.10814 | 0.10822 | 0.10829 | 0.10835 | 0.10844 | 0.10847 | 0.10853 | 0.10864 | 0.10876 | 0.1089 | 0.10906 | 0.1092 | 0.1093 | 0.10938 | 0.10944 | 0.10945 | 0.10942 | 0.10936 | 0.10932 | 0.1093 | 0.10931 | 0.10932 | 0.10932
F2_Commercial_Miscellaneous_New_Space Heating_Natural Gas_Furnace_E4 | F2 | Commercial | Miscellaneous | New | Space Heating | Natural Gas | Furnace | E4 | RVT - Cost of Operation | 0.10557 | 0.10566 | 0.10576 | 0.10592 | 0.10615 | 0.10654 | 0.10678 | 0.10696 | 0.10717 | 0.10737 | 0.1075 | 0.10759 | 0.10767 | 0.10775 | 0.10786 | 0.10791 | 0.108 | 0.10815 | 0.10831 | 0.10849 | 0.1087 | 0.10888 | 0.10902 | 0.10913 | 0.1092 | 0.10922 | 0.10918 | 0.1091 | 0.10904 | 0.10901 | 0.10903 | 0.10904 | 0.10904
F2_Commercial_Miscellaneous_New_Space Heating_Natural Gas_Furnace_E5 | F2 | Commercial | Miscellaneous | New | Space Heating | Natural Gas | Furnace | E5 | RVT - Cost of Operation | 0 | 0 | 0 | 0 | 0 | 0 | 0 | 0 | 0 | 0 | 0 | 0 | 0 | 0 | 0 | 0 | 0 | 0 | 0 | 0 | 0 | 0 | 0 | 0 | 0 | 0 | 0 | 0 | 0 | 0 | 0 | 0 | 0
F2_Commercial_Miscellaneous_New_Space Heating_Natural Gas_Furnace_E6 | F2 | Commercial | Miscellaneous | New | Space Heating | Natural Gas | Furnace | E6 | RVT - Cost of Operation | 0 | 0 | 0 | 0 | 0 | 0 | 0 | 0 | 0 | 0 | 0 | 0 | 0 | 0 | 0 | 0 | 0 | 0 | 0 | 0 | 0 | 0 | 0 | 0 | 0 | 0 | 0 | 0 | 0 | 0 | 0 | 0 | 0
F2_Commercial_Miscellaneous_New_Space Heating_Natural Gas_Furnace_E7 | F2 | Commercial | Miscellaneous | New | Space Heating | Natural Gas | Furnace | E7 | RVT - Cost of Operation | 0 | 0 | 0 | 0 | 0 | 0 | 0 | 0 | 0 | 0 | 0 | 0 | 0 | 0 | 0 | 0 | 0 | 0 | 0 | 0 | 0 | 0 | 0 | 0 | 0 | 0 | 0 | 0 | 0 | 0 | 0 | 0 | 0
F2_Commercial_Miscellaneous_New_Space Heating_Natural Gas_Furnace_E8 | F2 | Commercial | Miscellaneous | New | Space Heating | Natural Gas | Furnace | E8 | RVT - Cost of Operation | 0 | 0 | 0 | 0 | 0 | 0 | 0 | 0 | 0 | 0 | 0 | 0 | 0 | 0 | 0 | 0 | 0 | 0 | 0 | 0 | 0 | 0 | 0 | 0 | 0 | 0 | 0 | 0 | 0 | 0 | 0 | 0 | 0
F2_Commercial_Miscellaneous_New_Space Heating_Natural Gas_Furnace_E9 | F2 | Commercial | Miscellaneous | New | Space Heating | Natural Gas | Furnace | E9 | RVT - Cost of Operation | 0 | 0 | 0 | 0 | 0 | 0 | 0 | 0 | 0 | 0 | 0 | 0 | 0 | 0 | 0 | 0 | 0 | 0 | 0 | 0 | 0 | 0 | 0 | 0 | 0 | 0 | 0 | 0 | 0 | 0 | 0 | 0 | 0
F2_Commercial_Miscellaneous_New_Space Heating_Natural Gas_Furnace_E10 | F2 | Commercial | Miscellaneous | New | Space Heating | Natural Gas | Furnace | E10 | RVT - Cost of Operation | 0 | 0 | 0 | 0 | 0 | 0 | 0 | 0 | 0 | 0 | 0 | 0 | 0 | 0 | 0 | 0 | 0 | 0 | 0 | 0 | 0 | 0 | 0 | 0 | 0 | 0 | 0 | 0 | 0 | 0 | 0 | 0 | 0
F3_Commercial_Miscellaneous_New_Space Heating_Natural Gas_Furnace_E1 | F3 | Commercial | Miscellaneous | New | Space Heating | Natural Gas | Furnace | E1 | System - kBTUs of Consumption | 0.056562 | 0.056562 | 0.056562 | 0.056562 | 0.056562 | 0.056562 | 0.056562 | 0.056562 | 0.056562 | 0.056562 | 0.056562 | 0.056562 | 0.056562 | 0.056562 | 0.056562 | 0.056562 | 0.056562 | 0.056562 | 0.056562 | 0.056562 | 0.056562 | 0.056562 | 0.056562 | 0.056562 | 0.056562 | 0.056562 | 0.056562 | 0.056562 | 0.056562 | 0.056562 | 0.056562 | 0.056562 | 0.056562
F3_Commercial_Miscellaneous_New_Space Heating_Natural Gas_Furnace_E2 | F3 | Commercial | Miscellaneous | New | Space Heating | Natural Gas | Furnace | E2 | System - kBTUs of Consumption | 0.068819 | 0.068819 | 0.068819 | 0.068819 | 0.068819 | 0.068819 | 0.068819 | 0.068819 | 0.068819 | 0.068819 | 0.068819 | 0.068819 | 0.068819 | 0.068819 | 0.068819 | 0.068819 | 0.068819 | 0.068819 | 0.068819 | 0.068819 | 0.068819 | 0.068819 | 0.068819 | 0.068819 | 0.068819 | 0.068819 | 0.068819 | 0.068819 | 0.068819 | 0.068819 | 0.068819 | 0.068819 | 0.068819
F3_Commercial_Miscellaneous_New_Space Heating_Natural Gas_Furnace_E3 | F3 | Commercial | Miscellaneous | New | Space Heating | Natural Gas | Furnace | E3 | System - kBTUs of Consumption | 0.081077 | 0.081077 | 0.081077 | 0.081077 | 0.081077 | 0.081077 | 0.081077 | 0.081077 | 0.081077 | 0.081077 | 0.081077 | 0.081077 | 0.081077 | 0.081077 | 0.081077 | 0.081077 | 0.081077 | 0.081077 | 0.081077 | 0.081077 | 0.081077 | 0.081077 | 0.081077 | 0.081077 | 0.081077 | 0.081077 | 0.081077 | 0.081077 | 0.081077 | 0.081077 | 0.081077 | 0.081077 | 0.081077
F3_Commercial_Miscellaneous_New_Space Heating_Natural Gas_Furnace_E4 | F3 | Commercial | Miscellaneous | New | Space Heating | Natural Gas | Furnace | E4 | System - kBTUs of Consumption | 1.6031 | 1.6031 | 1.6031 | 1.6031 | 1.6031 | 1.6031 | 1.6031 | 1.6031 | 1.6031 | 1.6031 | 1.6031 | 1.6031 | 1.6031 | 1.6031 | 1.6031 | 1.6031 | 1.6031 | 1.6031 | 1.6031 | 1.6031 | 1.6031 | 1.6031 | 1.6031 | 1.6031 | 1.6031 | 1.6031 | 1.6031 | 1.6031 | 1.6031 | 1.6031 | 1.6031 | 1.6031 | 1.6031
F3_Commercial_Miscellaneous_New_Space Heating_Natural Gas_Furnace_E5 | F3 | Commercial | Miscellaneous | New | Space Heating | Natural Gas | Furnace | E5 | System - kBTUs of Consumption | 0 | 0 | 0 | 0 | 0 | 0 | 0 | 0 | 0 | 0 | 0 | 0 | 0 | 0 | 0 | 0 | 0 | 0 | 0 | 0 | 0 | 0 | 0 | 0 | 0 | 0 | 0 | 0 | 0 | 0 | 0 | 0 | 0
F3_Commercial_Miscellaneous_New_Space Heating_Natural Gas_Furnace_E6 | F3 | Commercial | Miscellaneous | New | Space Heating | Natural Gas | Furnace | E6 | System - kBTUs of Consumption | 0 | 0 | 0 | 0 | 0 | 0 | 0 | 0 | 0 | 0 | 0 | 0 | 0 | 0 | 0 | 0 | 0 | 0 | 0 | 0 | 0 | 0 | 0 | 0 | 0 | 0 | 0 | 0 | 0 | 0 | 0 | 0 | 0
F3_Commercial_Miscellaneous_New_Space Heating_Natural Gas_Furnace_E7 | F3 | Commercial | Miscellaneous | New | Space Heating | Natural Gas | Furnace | E7 | System - kBTUs of Consumption | 0 | 0 | 0 | 0 | 0 | 0 | 0 | 0 | 0 | 0 | 0 | 0 | 0 | 0 | 0 | 0 | 0 | 0 | 0 | 0 | 0 | 0 | 0 | 0 | 0 | 0 | 0 | 0 | 0 | 0 | 0 | 0 | 0
F3_Commercial_Miscellaneous_New_Space Heating_Natural Gas_Furnace_E8 | F3 | Commercial | Miscellaneous | New | Space Heating | Natural Gas | Furnace | E8 | System - kBTUs of Consumption | 0 | 0 | 0 | 0 | 0 | 0 | 0 | 0 | 0 | 0 | 0 | 0 | 0 | 0 | 0 | 0 | 0 | 0 | 0 | 0 | 0 | 0 | 0 | 0 | 0 | 0 | 0 | 0 | 0 | 0 | 0 | 0 | 0
F3_Commercial_Miscellaneous_New_Space Heating_Natural Gas_Furnace_E9 | F3 | Commercial | Miscellaneous | New | Space Heating | Natural Gas | Furnace | E9 | System - kBTUs of Consumption | 0 | 0 | 0 | 0 | 0 | 0 | 0 | 0 | 0 | 0 | 0 | 0 | 0 | 0 | 0 | 0 | 0 | 0 | 0 | 0 | 0 | 0 | 0 | 0 | 0 | 0 | 0 | 0 | 0 | 0 | 0 | 0 | 0
F3_Commercial_Miscellaneous_New_Space Heating_Natural Gas_Furnace_E10 | F3 | Commercial | Miscellaneous | New | Space Heating | Natural Gas | Furnace | E10 | System - kBTUs of Consumption | 0 | 0 | 0 | 0 | 0 | 0 | 0 | 0 | 0 | 0 | 0 | 0 | 0 | 0 | 0 | 0 | 0 | 0 | 0 | 0 | 0 | 0 | 0 | 0 | 0 | 0 | 0 | 0 | 0 | 0 | 0 | 0 | 0
F4_Commercial_Miscellaneous_New_Space Heating_Natural Gas_Furnace_E1 | F4 | Commercial | Miscellaneous | New | Space Heating | Natural Gas | Furnace | E1 | Utility - Cost of Equipment | 0.12756 | 0.12768 | 0.1278 | 0.12798 | 0.12825 | 0.12865 | 0.12893 | 0.12915 | 0.12939 | 0.12961 | 0.12977 | 0.12986 | 0.12995 | 0.13002 | 0.13012 | 0.13016 | 0.13023 | 0.13037 | 0.13051 | 0.13068 | 0.13087 | 0.13103 | 0.13116 | 0.13126 | 0.13132 | 0.13134 | 0.13131 | 0.13124 | 0.13118 | 0.13116 | 0.13117 | 0.13118 | 0.13118
F4_Commercial_Miscellaneous_New_Space Heating_Natural Gas_Furnace_E2 | F4 | Commercial | Miscellaneous | New | Space Heating | Natural Gas | Furnace | E2 | Utility - Cost of Equipment | 0.11339 | 0.11349 | 0.1136 | 0.11376 | 0.114 | 0.11436 | 0.11461 | 0.1148 | 0.11501 | 0.11521 | 0.11535 | 0.11543 | 0.11551 | 0.11558 | 0.11566 | 0.1157 | 0.11576 | 0.11588 | 0.11601 | 0.11616 | 0.11633 | 0.11648 | 0.11659 | 0.11668 | 0.11673 | 0.11675 | 0.11672 | 0.11666 | 0.11661 | 0.11658 | 0.1166 | 0.11661 | 0.11661
F4_Commercial_Miscellaneous_New_Space Heating_Natural Gas_Furnace_E3 | F4 | Commercial | Miscellaneous | New | Space Heating | Natural Gas | Furnace | E3 | Utility - Cost of Equipment | 0.1063 | 0.1064 | 0.1065 | 0.10665 | 0.10687 | 0.10721 | 0.10744 | 0.10762 | 0.10782 | 0.10801 | 0.10814 | 0.10822 | 0.10829 | 0.10835 | 0.10844 | 0.10847 | 0.10853 | 0.10864 | 0.10876 | 0.1089 | 0.10906 | 0.1092 | 0.1093 | 0.10938 | 0.10944 | 0.10945 | 0.10942 | 0.10936 | 0.10932 | 0.1093 | 0.10931 | 0.10932 | 0.10932
F4_Commercial_Miscellaneous_New_Space Heating_Natural Gas_Furnace_E4 | F4 | Commercial | Miscellaneous | New | Space Heating | Natural Gas | Furnace | E4 | Utility - Cost of Equipment | 0.10557 | 0.10566 | 0.10576 | 0.10592 | 0.10615 | 0.10654 | 0.10678 | 0.10696 | 0.10717 | 0.10737 | 0.1075 | 0.10759 | 0.10767 | 0.10775 | 0.10786 | 0.10791 | 0.108 | 0.10815 | 0.10831 | 0.10849 | 0.1087 | 0.10888 | 0.10902 | 0.10913 | 0.1092 | 0.10922 | 0.10918 | 0.1091 | 0.10904 | 0.10901 | 0.10903 | 0.10904 | 0.10904
F4_Commercial_Miscellaneous_New_Space Heating_Natural Gas_Furnace_E5 | F4 | Commercial | Miscellaneous | New | Space Heating | Natural Gas | Furnace | E5 | Utility - Cost of Equipment | 0 | 0 | 0 | 0 | 0 | 0 | 0 | 0 | 0 | 0 | 0 | 0 | 0 | 0 | 0 | 0 | 0 | 0 | 0 | 0 | 0 | 0 | 0 | 0 | 0 | 0 | 0 | 0 | 0 | 0 | 0 | 0 | 0
F4_Commercial_Miscellaneous_New_Space Heating_Natural Gas_Furnace_E6 | F4 | Commercial | Miscellaneous | New | Space Heating | Natural Gas | Furnace | E6 | Utility - Cost of Equipment | 0 | 0 | 0 | 0 | 0 | 0 | 0 | 0 | 0 | 0 | 0 | 0 | 0 | 0 | 0 | 0 | 0 | 0 | 0 | 0 | 0 | 0 | 0 | 0 | 0 | 0 | 0 | 0 | 0 | 0 | 0 | 0 | 0
F4_Commercial_Miscellaneous_New_Space Heating_Natural Gas_Furnace_E7 | F4 | Commercial | Miscellaneous | New | Space Heating | Natural Gas | Furnace | E7 | Utility - Cost of Equipment | 0 | 0 | 0 | 0 | 0 | 0 | 0 | 0 | 0 | 0 | 0 | 0 | 0 | 0 | 0 | 0 | 0 | 0 | 0 | 0 | 0 | 0 | 0 | 0 | 0 | 0 | 0 | 0 | 0 | 0 | 0 | 0 | 0
F4_Commercial_Miscellaneous_New_Space Heating_Natural Gas_Furnace_E8 | F4 | Commercial | Miscellaneous | New | Space Heating | Natural Gas | Furnace | E8 | Utility - Cost of Equipment | 0 | 0 | 0 | 0 | 0 | 0 | 0 | 0 | 0 | 0 | 0 | 0 | 0 | 0 | 0 | 0 | 0 | 0 | 0 | 0 | 0 | 0 | 0 | 0 | 0 | 0 | 0 | 0 | 0 | 0 | 0 | 0 | 0
F4_Commercial_Miscellaneous_New_Space Heating_Natural Gas_Furnace_E9 | F4 | Commercial | Miscellaneous | New | Space Heating | Natural Gas | Furnace | E9 | Utility - Cost of Equipment | 0 | 0 | 0 | 0 | 0 | 0 | 0 | 0 | 0 | 0 | 0 | 0 | 0 | 0 | 0 | 0 | 0 | 0 | 0 | 0 | 0 | 0 | 0 | 0 | 0 | 0 | 0 | 0 | 0 | 0 | 0 | 0 | 0
F4_Commercial_Miscellaneous_New_Space Heating_Natural Gas_Furnace_E10 | F4 | Commercial | Miscellaneous | New | Space Heating | Natural Gas | Furnace | E10 | Utility - Cost of Equipment | 0 | 0 | 0 | 0 | 0 | 0 | 0 | 0 | 0 | 0 | 0 | 0 | 0 | 0 | 0 | 0 | 0 | 0 | 0 | 0 | 0 | 0 | 0 | 0 | 0 | 0 | 0 | 0 | 0 | 0 | 0 | 0 | 0
F5_Commercial_Miscellaneous_New_Space Heating_Natural Gas_Furnace_E1 | F5 | Commercial | Miscellaneous | New | Space Heating | Natural Gas | Furnace | E1 | Utility - Cost of Operation | 0.056562 | 0.056562 | 0.056562 | 0.056562 | 0.056562 | 0.056562 | 0.056562 | 0.056562 | 0.056562 | 0.056562 | 0.056562 | 0.056562 | 0.056562 | 0.056562 | 0.056562 | 0.056562 | 0.056562 | 0.056562 | 0.056562 | 0.056562 | 0.056562 | 0.056562 | 0.056562 | 0.056562 | 0.056562 | 0.056562 | 0.056562 | 0.056562 | 0.056562 | 0.056562 | 0.056562 | 0.056562 | 0.056562
F5_Commercial_Miscellaneous_New_Space Heating_Natural Gas_Furnace_E2 | F5 | Commercial | Miscellaneous | New | Space Heating | Natural Gas | Furnace | E2 | Utility - Cost of Operation | 0.068819 | 0.068819 | 0.068819 | 0.068819 | 0.068819 | 0.068819 | 0.068819 | 0.068819 | 0.068819 | 0.068819 | 0.068819 | 0.068819 | 0.068819 | 0.068819 | 0.068819 | 0.068819 | 0.068819 | 0.068819 | 0.068819 | 0.068819 | 0.068819 | 0.068819 | 0.068819 | 0.068819 | 0.068819 | 0.068819 | 0.068819 | 0.068819 | 0.068819 | 0.068819 | 0.068819 | 0.068819 | 0.068819
F5_Commercial_Miscellaneous_New_Space Heating_Natural Gas_Furnace_E3 | F5 | Commercial | Miscellaneous | New | Space Heating | Natural Gas | Furnace | E3 | Utility - Cost of Operation | 0.081077 | 0.081077 | 0.081077 | 0.081077 | 0.081077 | 0.081077 | 0.081077 | 0.081077 | 0.081077 | 0.081077 | 0.081077 | 0.081077 | 0.081077 | 0.081077 | 0.081077 | 0.081077 | 0.081077 | 0.081077 | 0.081077 | 0.081077 | 0.081077 | 0.081077 | 0.081077 | 0.081077 | 0.081077 | 0.081077 | 0.081077 | 0.081077 | 0.081077 | 0.081077 | 0.081077 | 0.081077 | 0.081077
F5_Commercial_Miscellaneous_New_Space Heating_Natural Gas_Furnace_E4 | F5 | Commercial | Miscellaneous | New | Space Heating | Natural Gas | Furnace | E4 | Utility - Cost of Operation | 1.6031 | 1.6031 | 1.6031 | 1.6031 | 1.6031 | 1.6031 | 1.6031 | 1.6031 | 1.6031 | 1.6031 | 1.6031 | 1.6031 | 1.6031 | 1.6031 | 1.6031 | 1.6031 | 1.6031 | 1.6031 | 1.6031 | 1.6031 | 1.6031 | 1.6031 | 1.6031 | 1.6031 | 1.6031 | 1.6031 | 1.6031 | 1.6031 | 1.6031 | 1.6031 | 1.6031 | 1.6031 | 1.6031
F5_Commercial_Miscellaneous_New_Space Heating_Natural Gas_Furnace_E5 | F5 | Commercial | Miscellaneous | New | Space Heating | Natural Gas | Furnace | E5 | Utility - Cost of Operation | 0 | 0 | 0 | 0 | 0 | 0 | 0 | 0 | 0 | 0 | 0 | 0 | 0 | 0 | 0 | 0 | 0 | 0 | 0 | 0 | 0 | 0 | 0 | 0 | 0 | 0 | 0 | 0 | 0 | 0 | 0 | 0 | 0
F5_Commercial_Miscellaneous_New_Space Heating_Natural Gas_Furnace_E6 | F5 | Commercial | Miscellaneous | New | Space Heating | Natural Gas | Furnace | E6 | Utility - Cost of Operation | 0 | 0 | 0 | 0 | 0 | 0 | 0 | 0 | 0 | 0 | 0 | 0 | 0 | 0 | 0 | 0 | 0 | 0 | 0 | 0 | 0 | 0 | 0 | 0 | 0 | 0 | 0 | 0 | 0 | 0 | 0 | 0 | 0
F5_Commercial_Miscellaneous_New_Space Heating_Natural Gas_Furnace_E7 | F5 | Commercial | Miscellaneous | New | Space Heating | Natural Gas | Furnace | E7 | Utility - Cost of Operation | 0 | 0 | 0 | 0 | 0 | 0 | 0 | 0 | 0 | 0 | 0 | 0 | 0 | 0 | 0 | 0 | 0 | 0 | 0 | 0 | 0 | 0 | 0 | 0 | 0 | 0 | 0 | 0 | 0 | 0 | 0 | 0 | 0
F5_Commercial_Miscellaneous_New_Space Heating_Natural Gas_Furnace_E8 | F5 | Commercial | Miscellaneous | New | Space Heating | Natural Gas | Furnace | E8 | Utility - Cost of Operation | 0 | 0 | 0 | 0 | 0 | 0 | 0 | 0 | 0 | 0 | 0 | 0 | 0 | 0 | 0 | 0 | 0 | 0 | 0 | 0 | 0 | 0 | 0 | 0 | 0 | 0 | 0 | 0 | 0 | 0 | 0 | 0 | 0
F5_Commercial_Miscellaneous_New_Space Heating_Natural Gas_Furnace_E9 | F5 | Commercial | Miscellaneous | New | Space Heating | Natural Gas | Furnace | E9 | Utility - Cost of Operation | 0 | 0 | 0 | 0 | 0 | 0 | 0 | 0 | 0 | 0 | 0 | 0 | 0 | 0 | 0 | 0 | 0 | 0 | 0 | 0 | 0 | 0 | 0 | 0 | 0 | 0 | 0 | 0 | 0 | 0 | 0 | 0 | 0
F5_Commercial_Miscellaneous_New_Space Heating_Natural Gas_Furnace_E10 | F5 | Commercial | Miscellaneous | New | Space Heating | Natural Gas | Furnace | E10 | Utility - Cost of Operation | 0 | 0 | 0 | 0 | 0 | 0 | 0 | 0 | 0 | 0 | 0 | 0 | 0 | 0 | 0 | 0 | 0 | 0 | 0 | 0 | 0 | 0 | 0 | 0 | 0 | 0 | 0 | 0 | 0 | 0 | 0 | 0 | 0
F6_Commercial_Miscellaneous_New_Space Heating_Natural Gas_Furnace_E1 | F6 | Commercial | Miscellaneous | New | Space Heating | Natural Gas | Furnace | E1 | Utility - Value of Sales | 0.0561 | 0.0558 | 0.055485 | 0.055171 | 0.054858 | 0.054548 | 0.05424 | 0.053936 | 0.053638 | 0.053346 | 0.053062 | 0.052785 | 0.052519 | 0.052263 | 0.052018 | 0.051786 | 0.051568 | 0.051363 | 0.051172 | 0.050994 | 0.050831 | 0.05068 | 0.050544 | 0.050421 | 0.050312 | 0.050216 | 0.050135 | 0.050066 | 0.050012 | 0.049971 | 0.049943 | 0.04993 | 0.04993
F6_Commercial_Miscellaneous_New_Space Heating_Natural Gas_Furnace_E2 | F6 | Commercial | Miscellaneous | New | Space Heating | Natural Gas | Furnace | E2 | Utility - Value of Sales | 0.049867 | 0.0496 | 0.04932 | 0.049041 | 0.048763 | 0.048487 | 0.048213 | 0.047943 | 0.047678 | 0.047419 | 0.047166 | 0.04692 | 0.046683 | 0.046456 | 0.046238 | 0.046032 | 0.045838 | 0.045656 | 0.045486 | 0.045328 | 0.045183 | 0.045049 | 0.044928 | 0.044819 | 0.044722 | 0.044637 | 0.044564 | 0.044503 | 0.044455 | 0.044418 | 0.044394 | 0.044382 | 0.044382
F6_Commercial_Miscellaneous_New_Space Heating_Natural Gas_Furnace_E3 | F6 | Commercial | Miscellaneous | New | Space Heating | Natural Gas | Furnace | E3 | Utility - Value of Sales | 0.04675 | 0.0465 | 0.046238 | 0.045976 | 0.045715 | 0.045456 | 0.0452 | 0.044947 | 0.044698 | 0.044455 | 0.044218 | 0.043988 | 0.043766 | 0.043552 | 0.043348 | 0.043155 | 0.042973 | 0.042802 | 0.042643 | 0.042495 | 0.042359 | 0.042234 | 0.04212 | 0.042018 | 0.041927 | 0.041847 | 0.041779 | 0.041722 | 0.041676 | 0.041642 | 0.04162 | 0.041608 | 0.041608
F6_Commercial_Miscellaneous_New_Space Heating_Natural Gas_Furnace_E4 | F6 | Commercial | Miscellaneous | New | Space Heating | Natural Gas | Furnace | E4 | Utility - Value of Sales | 0.047799 | 0.047555 | 0.047293 | 0.047031 | 0.046769 | 0.046507 | 0.046245 | 0.045984 | 0.045722 | 0.04546 | 0.045198 | 0.044937 | 0.044675 | 0.044415 | 0.044158 | 0.043906 | 0.04366 | 0.043422 | 0.043194 | 0.042976 | 0.042772 | 0.042581 | 0.042407 | 0.04225 | 0.04211 | 0.041988 | 0.041884 | 0.041796 | 0.041727 | 0.041674 | 0.041639 | 0.041622 | 0.041622
F6_Commercial_Miscellaneous_New_Space Heating_Natural Gas_Furnace_E5 | F6 | Commercial | Miscellaneous | New | Space Heating | Natural Gas | Furnace | E5 | Utility - Value of Sales | 0 | 0 | 0 | 0 | 0 | 0 | 0 | 0 | 0 | 0 | 0 | 0 | 0 | 0 | 0 | 0 | 0 | 0 | 0 | 0 | 0 | 0 | 0 | 0 | 0 | 0 | 0 | 0 | 0 | 0 | 0 | 0 | 0
F6_Commercial_Miscellaneous_New_Space Heating_Natural Gas_Furnace_E6 | F6 | Commercial | Miscellaneous | New | Space Heating | Natural Gas | Furnace | E6 | Utility - Value of Sales | 0 | 0 | 0 | 0 | 0 | 0 | 0 | 0 | 0 | 0 | 0 | 0 | 0 | 0 | 0 | 0 | 0 | 0 | 0 | 0 | 0 | 0 | 0 | 0 | 0 | 0 | 0 | 0 | 0 | 0 | 0 | 0 | 0
F6_Commercial_Miscellaneous_New_Space Heating_Natural Gas_Furnace_E7 | F6 | Commercial | Miscellaneous | New | Space Heating | Natural Gas | Furnace | E7 | Utility - Value of Sales | 0 | 0 | 0 | 0 | 0 | 0 | 0 | 0 | 0 | 0 | 0 | 0 | 0 | 0 | 0 | 0 | 0 | 0 | 0 | 0 | 0 | 0 | 0 | 0 | 0 | 0 | 0 | 0 | 0 | 0 | 0 | 0 | 0
F6_Commercial_Miscellaneous_New_Space Heating_Natural Gas_Furnace_E8 | F6 | Commercial | Miscellaneous | New | Space Heating | Natural Gas | Furnace | E8 | Utility - Value of Sales | 0 | 0 | 0 | 0 | 0 | 0 | 0 | 0 | 0 | 0 | 0 | 0 | 0 | 0 | 0 | 0 | 0 | 0 | 0 | 0 | 0 | 0 | 0 | 0 | 0 | 0 | 0 | 0 | 0 | 0 | 0 | 0 | 0
F6_Commercial_Miscellaneous_New_Space Heating_Natural Gas_Furnace_E9 | F6 | Commercial | Miscellaneous | New | Space Heating | Natural Gas | Furnace | E9 | Utility - Value of Sales | 0 | 0 | 0 | 0 | 0 | 0 | 0 | 0 | 0 | 0 | 0 | 0 | 0 | 0 | 0 | 0 | 0 | 0 | 0 | 0 | 0 | 0 | 0 | 0 | 0 | 0 | 0 | 0 | 0 | 0 | 0 | 0 | 0
F6_Commercial_Miscellaneous_New_Space Heating_Natural Gas_Furnace_E10 | F6 | Commercial | Miscellaneous | New | Space Heating | Natural Gas | Furnace | E10 | Utility - Value of Sales | 0 | 0 | 0 | 0 | 0 | 0 | 0 | 0 | 0 | 0 | 0 | 0 | 0 | 0 | 0 | 0 | 0 | 0 | 0 | 0 | 0 | 0 | 0 | 0 | 0 | 0 | 0 | 0 | 0 | 0 | 0 | 0 | 0
F1_Commercial_Miscellaneous_New_Space Heating_Natural Gas_Boiler_E1 | F1 | Commercial | Miscellaneous | New | Space Heating | Natural Gas | Boiler | E1 | RVT - Cost of Equipment | 0.44992 | 0.45035 | 0.45082 | 0.4515 | 0.45243 | 0.45381 | 0.45478 | 0.45552 | 0.45632 | 0.45705 | 0.45755 | 0.45786 | 0.45815 | 0.45841 | 0.45874 | 0.45888 | 0.45912 | 0.45957 | 0.46004 | 0.4606 | 0.46126 | 0.46181 | 0.46224 | 0.46256 | 0.46278 | 0.46284 | 0.46272 | 0.46249 | 0.4623 | 0.46221 | 0.46228 | 0.4623 | 0.4623
F1_Commercial_Miscellaneous_New_Space Heating_Natural Gas_Boiler_E2 | F1 | Commercial | Miscellaneous | New | Space Heating | Natural Gas | Boiler | E2 | RVT - Cost of Equipment | 0.42345 | 0.42386 | 0.4243 | 0.42494 | 0.42581 | 0.42712 | 0.42803 | 0.42872 | 0.42948 | 0.43017 | 0.43064 | 0.43093 | 0.4312 | 0.43144 | 0.43176 | 0.43189 | 0.43211 | 0.43253 | 0.43298 | 0.43351 | 0.43412 | 0.43464 | 0.43504 | 0.43535 | 0.43555 | 0.43561 | 0.43551 | 0.43528 | 0.43511 | 0.43502 | 0.43508 | 0.43511 | 0.43511
F1_Commercial_Miscellaneous_New_Space Heating_Natural Gas_Boiler_E3 | F1 | Commercial | Miscellaneous | New | Space Heating | Natural Gas | Boiler | E3 | RVT - Cost of Equipment | 0.37107 | 0.37142 | 0.37181 | 0.37237 | 0.37314 | 0.37428 | 0.37507 | 0.37568 | 0.37635 | 0.37695 | 0.37736 | 0.37762 | 0.37785 | 0.37807 | 0.37834 | 0.37846 | 0.37865 | 0.37903 | 0.37942 | 0.37988 | 0.38042 | 0.38087 | 0.38122 | 0.38149 | 0.38167 | 0.38172 | 0.38163 | 0.38143 | 0.38128 | 0.3812 | 0.38126 | 0.38128 | 0.38128
F1_Commercial_Miscellaneous_New_Space Heating_Natural Gas_Boiler_E4 | F1 | Commercial | Miscellaneous | New | Space Heating | Natural Gas | Boiler | E4 | RVT - Cost of Equipment | 0.27381 | 0.27405 | 0.2743 | 0.27471 | 0.27532 | 0.27632 | 0.27696 | 0.27742 | 0.27797 | 0.27849 | 0.27883 | 0.27904 | 0.27925 | 0.27946 | 0.27975 | 0.27989 | 0.28012 | 0.28051 | 0.28092 | 0.28139 | 0.28194 | 0.2824 | 0.28276 | 0.28303 | 0.28322 | 0.28327 | 0.28317 | 0.28297 | 0.28282 | 0.28274 | 0.2828 | 0.28282 | 0.28282
F1_Commercial_Miscellaneous_New_Space Heating_Natural Gas_Boiler_E5 | F1 | Commercial | Miscellaneous | New | Space Heating | Natural Gas | Boiler | E5 | RVT - Cost of Equipment | 0 | 0 | 0 | 0 | 0 | 0 | 0 | 0 | 0 | 0 | 0 | 0 | 0 | 0 | 0 | 0 | 0 | 0 | 0 | 0 | 0 | 0 | 0 | 0 | 0 | 0 | 0 | 0 | 0 | 0 | 0 | 0 | 0
F1_Commercial_Miscellaneous_New_Space Heating_Natural Gas_Boiler_E6 | F1 | Commercial | Miscellaneous | New | Space Heating | Natural Gas | Boiler | E6 | RVT - Cost of Equipment | 0 | 0 | 0 | 0 | 0 | 0 | 0 | 0 | 0 | 0 | 0 | 0 | 0 | 0 | 0 | 0 | 0 | 0 | 0 | 0 | 0 | 0 | 0 | 0 | 0 | 0 | 0 | 0 | 0 | 0 | 0 | 0 | 0
F1_Commercial_Miscellaneous_New_Space Heating_Natural Gas_Boiler_E7 | F1 | Commercial | Miscellaneous | New | Space Heating | Natural Gas | Boiler | E7 | RVT - Cost of Equipment | 0 | 0 | 0 | 0 | 0 | 0 | 0 | 0 | 0 | 0 | 0 | 0 | 0 | 0 | 0 | 0 | 0 | 0 | 0 | 0 | 0 | 0 | 0 | 0 | 0 | 0 | 0 | 0 | 0 | 0 | 0 | 0 | 0
F1_Commercial_Miscellaneous_New_Space Heating_Natural Gas_Boiler_E8 | F1 | Commercial | Miscellaneous | New | Space Heating | Natural Gas | Boiler | E8 | RVT - Cost of Equipment | 0 | 0 | 0 | 0 | 0 | 0 | 0 | 0 | 0 | 0 | 0 | 0 | 0 | 0 | 0 | 0 | 0 | 0 | 0 | 0 | 0 | 0 | 0 | 0 | 0 | 0 | 0 | 0 | 0 | 0 | 0 | 0 | 0
F1_Commercial_Miscellaneous_New_Space Heating_Natural Gas_Boiler_E9 | F1 | Commercial | Miscellaneous | New | Space Heating | Natural Gas | Boiler | E9 | RVT - Cost of Equipment | 0 | 0 | 0 | 0 | 0 | 0 | 0 | 0 | 0 | 0 | 0 | 0 | 0 | 0 | 0 | 0 | 0 | 0 | 0 | 0 | 0 | 0 | 0 | 0 | 0 | 0 | 0 | 0 | 0 | 0 | 0 | 0 | 0
F1_Commercial_Miscellaneous_New_Space Heating_Natural Gas_Boiler_E10 | F1 | Commercial | Miscellaneous | New | Space Heating | Natural Gas | Boiler | E10 | RVT - Cost of Equipment | 0 | 0 | 0 | 0 | 0 | 0 | 0 | 0 | 0 | 0 | 0 | 0 | 0 | 0 | 0 | 0 | 0 | 0 | 0 | 0 | 0 | 0 | 0 | 0 | 0 | 0 | 0 | 0 | 0 | 0 | 0 | 0 | 0
F2_Commercial_Miscellaneous_New_Space Heating_Natural Gas_Boiler_E1 | F2 | Commercial | Miscellaneous | New | Space Heating | Natural Gas | Boiler | E1 | RVT - Cost of Operation | 0.53903 | 0.53955 | 0.54011 | 0.54092 | 0.54204 | 0.5437 | 0.54485 | 0.54574 | 0.5467 | 0.54758 | 0.54818 | 0.54855 | 0.54889 | 0.5492 | 0.5496 | 0.54977 | 0.55005 | 0.55059 | 0.55116 | 0.55183 | 0.55262 | 0.55327 | 0.55379 | 0.55418 | 0.55444 | 0.55451 | 0.55437 | 0.55409 | 0.55387 | 0.55376 | 0.55384 | 0.55387 | 0.55387
F2_Commercial_Miscellaneous_New_Space Heating_Natural Gas_Boiler_E2 | F2 | Commercial | Miscellaneous | New | Space Heating | Natural Gas | Boiler | E2 | RVT - Cost of Operation | 0.50733 | 0.50781 | 0.50834 | 0.5091 | 0.51015 | 0.51171 | 0.5128 | 0.51364 | 0.51454 | 0.51537 | 0.51593 | 0.51628 | 0.5166 | 0.51689 | 0.51727 | 0.51743 | 0.5177 | 0.5182 | 0.51874 | 0.51937 | 0.52011 | 0.52073 | 0.52121 | 0.52158 | 0.52182 | 0.52189 | 0.52176 | 0.5215 | 0.52129 | 0.52118 | 0.52126 | 0.52129 | 0.52129
F2_Commercial_Miscellaneous_New_Space Heating_Natural Gas_Boiler_E3 | F2 | Commercial | Miscellaneous | New | Space Heating | Natural Gas | Boiler | E3 | RVT - Cost of Operation | 0.44456 | 0.44499 | 0.44546 | 0.44612 | 0.44704 | 0.44841 | 0.44936 | 0.45009 | 0.45089 | 0.45161 | 0.4521 | 0.45241 | 0.45269 | 0.45295 | 0.45328 | 0.45342 | 0.45365 | 0.4541 | 0.45457 | 0.45512 | 0.45577 | 0.45631 | 0.45673 | 0.45705 | 0.45727 | 0.45733 | 0.45722 | 0.45698 | 0.4568 | 0.45671 | 0.45677 | 0.4568 | 0.4568
F2_Commercial_Miscellaneous_New_Space Heating_Natural Gas_Boiler_E4 | F2 | Commercial | Miscellaneous | New | Space Heating | Natural Gas | Boiler | E4 | RVT - Cost of Operation | 0.32804 | 0.32833 | 0.32863 | 0.32912 | 0.32986 | 0.33104 | 0.33181 | 0.33237 | 0.33303 | 0.33364 | 0.33405 | 0.33431 | 0.33456 | 0.33481 | 0.33516 | 0.33533 | 0.3356 | 0.33607 | 0.33657 | 0.33713 | 0.33778 | 0.33833 | 0.33877 | 0.33909 | 0.33931 | 0.33938 | 0.33926 | 0.33902 | 0.33883 | 0.33874 | 0.33881 | 0.33883 | 0.33883
F2_Commercial_Miscellaneous_New_Space Heating_Natural Gas_Boiler_E5 | F2 | Commercial | Miscellaneous | New | Space Heating | Natural Gas | Boiler | E5 | RVT - Cost of Operation | 0 | 0 | 0 | 0 | 0 | 0 | 0 | 0 | 0 | 0 | 0 | 0 | 0 | 0 | 0 | 0 | 0 | 0 | 0 | 0 | 0 | 0 | 0 | 0 | 0 | 0 | 0 | 0 | 0 | 0 | 0 | 0 | 0
F2_Commercial_Miscellaneous_New_Space Heating_Natural Gas_Boiler_E6 | F2 | Commercial | Miscellaneous | New | Space Heating | Natural Gas | Boiler | E6 | RVT - Cost of Operation | 0 | 0 | 0 | 0 | 0 | 0 | 0 | 0 | 0 | 0 | 0 | 0 | 0 | 0 | 0 | 0 | 0 | 0 | 0 | 0 | 0 | 0 | 0 | 0 | 0 | 0 | 0 | 0 | 0 | 0 | 0 | 0 | 0
F2_Commercial_Miscellaneous_New_Space Heating_Natural Gas_Boiler_E7 | F2 | Commercial | Miscellaneous | New | Space Heating | Natural Gas | Boiler | E7 | RVT - Cost of Operation | 0 | 0 | 0 | 0 | 0 | 0 | 0 | 0 | 0 | 0 | 0 | 0 | 0 | 0 | 0 | 0 | 0 | 0 | 0 | 0 | 0 | 0 | 0 | 0 | 0 | 0 | 0 | 0 | 0 | 0 | 0 | 0 | 0
F2_Commercial_Miscellaneous_New_Space Heating_Natural Gas_Boiler_E8 | F2 | Commercial | Miscellaneous | New | Space Heating | Natural Gas | Boiler | E8 | RVT - Cost of Operation | 0 | 0 | 0 | 0 | 0 | 0 | 0 | 0 | 0 | 0 | 0 | 0 | 0 | 0 | 0 | 0 | 0 | 0 | 0 | 0 | 0 | 0 | 0 | 0 | 0 | 0 | 0 | 0 | 0 | 0 | 0 | 0 | 0
F2_Commercial_Miscellaneous_New_Space Heating_Natural Gas_Boiler_E9 | F2 | Commercial | Miscellaneous | New | Space Heating | Natural Gas | Boiler | E9 | RVT - Cost of Operation | 0 | 0 | 0 | 0 | 0 | 0 | 0 | 0 | 0 | 0 | 0 | 0 | 0 | 0 | 0 | 0 | 0 | 0 | 0 | 0 | 0 | 0 | 0 | 0 | 0 | 0 | 0 | 0 | 0 | 0 | 0 | 0 | 0
F2_Commercial_Miscellaneous_New_Space Heating_Natural Gas_Boiler_E10 | F2 | Commercial | Miscellaneous | New | Space Heating | Natural Gas | Boiler | E10 | RVT - Cost of Operation | 0 | 0 | 0 | 0 | 0 | 0 | 0 | 0 | 0 | 0 | 0 | 0 | 0 | 0 | 0 | 0 | 0 | 0 | 0 | 0 | 0 | 0 | 0 | 0 | 0 | 0 | 0 | 0 | 0 | 0 | 0 | 0 | 0
F3_Commercial_Miscellaneous_New_Space Heating_Natural Gas_Boiler_E1 | F3 | Commercial | Miscellaneous | New | Space Heating | Natural Gas | Boiler | E1 | System - kBTUs of Consumption | 0.31193 | 0.31193 | 0.31193 | 0.31193 | 0.31193 | 0.31193 | 0.31193 | 0.31193 | 0.31193 | 0.31193 | 0.31193 | 0.31193 | 0.31193 | 0.31193 | 0.31193 | 0.31193 | 0.31193 | 0.31193 | 0.31193 | 0.31193 | 0.31193 | 0.31193 | 0.31193 | 0.31193 | 0.31193 | 0.31193 | 0.31193 | 0.31193 | 0.31193 | 0.31193 | 0.31193 | 0.31193 | 0.31193
F3_Commercial_Miscellaneous_New_Space Heating_Natural Gas_Boiler_E2 | F3 | Commercial | Miscellaneous | New | Space Heating | Natural Gas | Boiler | E2 | System - kBTUs of Consumption | 0.35217 | 0.35217 | 0.35217 | 0.35217 | 0.35217 | 0.35217 | 0.35217 | 0.35217 | 0.35217 | 0.35217 | 0.35217 | 0.35217 | 0.35217 | 0.35217 | 0.35217 | 0.35217 | 0.35217 | 0.35217 | 0.35217 | 0.35217 | 0.35217 | 0.35217 | 0.35217 | 0.35217 | 0.35217 | 0.35217 | 0.35217 | 0.35217 | 0.35217 | 0.35217 | 0.35217 | 0.35217 | 0.35217
F3_Commercial_Miscellaneous_New_Space Heating_Natural Gas_Boiler_E3 | F3 | Commercial | Miscellaneous | New | Space Heating | Natural Gas | Boiler | E3 | System - kBTUs of Consumption | 0.43299 | 0.43299 | 0.43299 | 0.43299 | 0.43299 | 0.43299 | 0.43299 | 0.43299 | 0.43299 | 0.43299 | 0.43299 | 0.43299 | 0.43299 | 0.43299 | 0.43299 | 0.43299 | 0.43299 | 0.43299 | 0.43299 | 0.43299 | 0.43299 | 0.43299 | 0.43299 | 0.43299 | 0.43299 | 0.43299 | 0.43299 | 0.43299 | 0.43299 | 0.43299 | 0.43299 | 0.43299 | 0.43299
F3_Commercial_Miscellaneous_New_Space Heating_Natural Gas_Boiler_E4 | F3 | Commercial | Miscellaneous | New | Space Heating | Natural Gas | Boiler | E4 | System - kBTUs of Consumption | 1.661 | 1.661 | 1.661 | 1.661 | 1.661 | 1.661 | 1.661 | 1.661 | 1.661 | 1.661 | 1.661 | 1.661 | 1.661 | 1.661 | 1.661 | 1.661 | 1.661 | 1.661 | 1.661 | 1.661 | 1.661 | 1.661 | 1.661 | 1.661 | 1.661 | 1.661 | 1.661 | 1.661 | 1.661 | 1.661 | 1.661 | 1.661 | 1.661
F3_Commercial_Miscellaneous_New_Space Heating_Natural Gas_Boiler_E5 | F3 | Commercial | Miscellaneous | New | Space Heating | Natural Gas | Boiler | E5 | System - kBTUs of Consumption | 0 | 0 | 0 | 0 | 0 | 0 | 0 | 0 | 0 | 0 | 0 | 0 | 0 | 0 | 0 | 0 | 0 | 0 | 0 | 0 | 0 | 0 | 0 | 0 | 0 | 0 | 0 | 0 | 0 | 0 | 0 | 0 | 0
F3_Commercial_Miscellaneous_New_Space Heating_Natural Gas_Boiler_E6 | F3 | Commercial | Miscellaneous | New | Space Heating | Natural Gas | Boiler | E6 | System - kBTUs of Consumption | 0 | 0 | 0 | 0 | 0 | 0 | 0 | 0 | 0 | 0 | 0 | 0 | 0 | 0 | 0 | 0 | 0 | 0 | 0 | 0 | 0 | 0 | 0 | 0 | 0 | 0 | 0 | 0 | 0 | 0 | 0 | 0 | 0
F3_Commercial_Miscellaneous_New_Space Heating_Natural Gas_Boiler_E7 | F3 | Commercial | Miscellaneous | New | Space Heating | Natural Gas | Boiler | E7 | System - kBTUs of Consumption | 0 | 0 | 0 | 0 | 0 | 0 | 0 | 0 | 0 | 0 | 0 | 0 | 0 | 0 | 0 | 0 | 0 | 0 | 0 | 0 | 0 | 0 | 0 | 0 | 0 | 0 | 0 | 0 | 0 | 0 | 0 | 0 | 0
F3_Commercial_Miscellaneous_New_Space Heating_Natural Gas_Boiler_E8 | F3 | Commercial | Miscellaneous | New | Space Heating | Natural Gas | Boiler | E8 | System - kBTUs of Consumption | 0 | 0 | 0 | 0 | 0 | 0 | 0 | 0 | 0 | 0 | 0 | 0 | 0 | 0 | 0 | 0 | 0 | 0 | 0 | 0 | 0 | 0 | 0 | 0 | 0 | 0 | 0 | 0 | 0 | 0 | 0 | 0 | 0
F3_Commercial_Miscellaneous_New_Space Heating_Natural Gas_Boiler_E9 | F3 | Commercial | Miscellaneous | New | Space Heating | Natural Gas | Boiler | E9 | System - kBTUs of Consumption | 0 | 0 | 0 | 0 | 0 | 0 | 0 | 0 | 0 | 0 | 0 | 0 | 0 | 0 | 0 | 0 | 0 | 0 | 0 | 0 | 0 | 0 | 0 | 0 | 0 | 0 | 0 | 0 | 0 | 0 | 0 | 0 | 0
F3_Commercial_Miscellaneous_New_Space Heating_Natural Gas_Boiler_E10 | F3 | Commercial | Miscellaneous | New | Space Heating | Natural Gas | Boiler | E10 | System - kBTUs of Consumption | 0 | 0 | 0 | 0 | 0 | 0 | 0 | 0 | 0 | 0 | 0 | 0 | 0 | 0 | 0 | 0 | 0 | 0 | 0 | 0 | 0 | 0 | 0 | 0 | 0 | 0 | 0 | 0 | 0 | 0 | 0 | 0 | 0
F4_Commercial_Miscellaneous_New_Space Heating_Natural Gas_Boiler_E1 | F4 | Commercial | Miscellaneous | New | Space Heating | Natural Gas | Boiler | E1 | Utility - Cost of Equipment | 0.53903 | 0.53955 | 0.54011 | 0.54092 | 0.54204 | 0.5437 | 0.54485 | 0.54574 | 0.5467 | 0.54758 | 0.54818 | 0.54855 | 0.54889 | 0.5492 | 0.5496 | 0.54977 | 0.55005 | 0.55059 | 0.55116 | 0.55183 | 0.55262 | 0.55327 | 0.55379 | 0.55418 | 0.55444 | 0.55451 | 0.55437 | 0.55409 | 0.55387 | 0.55376 | 0.55384 | 0.55387 | 0.55387
F4_Commercial_Miscellaneous_New_Space Heating_Natural Gas_Boiler_E2 | F4 | Commercial | Miscellaneous | New | Space Heating | Natural Gas | Boiler | E2 | Utility - Cost of Equipment | 0.50733 | 0.50781 | 0.50834 | 0.5091 | 0.51015 | 0.51171 | 0.5128 | 0.51364 | 0.51454 | 0.51537 | 0.51593 | 0.51628 | 0.5166 | 0.51689 | 0.51727 | 0.51743 | 0.5177 | 0.5182 | 0.51874 | 0.51937 | 0.52011 | 0.52073 | 0.52121 | 0.52158 | 0.52182 | 0.52189 | 0.52176 | 0.5215 | 0.52129 | 0.52118 | 0.52126 | 0.52129 | 0.52129
F4_Commercial_Miscellaneous_New_Space Heating_Natural Gas_Boiler_E3 | F4 | Commercial | Miscellaneous | New | Space Heating | Natural Gas | Boiler | E3 | Utility - Cost of Equipment | 0.44456 | 0.44499 | 0.44546 | 0.44612 | 0.44704 | 0.44841 | 0.44936 | 0.45009 | 0.45089 | 0.45161 | 0.4521 | 0.45241 | 0.45269 | 0.45295 | 0.45328 | 0.45342 | 0.45365 | 0.4541 | 0.45457 | 0.45512 | 0.45577 | 0.45631 | 0.45673 | 0.45705 | 0.45727 | 0.45733 | 0.45722 | 0.45698 | 0.4568 | 0.45671 | 0.45677 | 0.4568 | 0.4568
F4_Commercial_Miscellaneous_New_Space Heating_Natural Gas_Boiler_E4 | F4 | Commercial | Miscellaneous | New | Space Heating | Natural Gas | Boiler | E4 | Utility - Cost of Equipment | 0.32804 | 0.32833 | 0.32863 | 0.32912 | 0.32986 | 0.33104 | 0.33181 | 0.33237 | 0.33303 | 0.33364 | 0.33405 | 0.33431 | 0.33456 | 0.33481 | 0.33516 | 0.33533 | 0.3356 | 0.33607 | 0.33657 | 0.33713 | 0.33778 | 0.33833 | 0.33877 | 0.33909 | 0.33931 | 0.33938 | 0.33926 | 0.33902 | 0.33883 | 0.33874 | 0.33881 | 0.33883 | 0.33883
F4_Commercial_Miscellaneous_New_Space Heating_Natural Gas_Boiler_E5 | F4 | Commercial | Miscellaneous | New | Space Heating | Natural Gas | Boiler | E5 | Utility - Cost of Equipment | 0 | 0 | 0 | 0 | 0 | 0 | 0 | 0 | 0 | 0 | 0 | 0 | 0 | 0 | 0 | 0 | 0 | 0 | 0 | 0 | 0 | 0 | 0 | 0 | 0 | 0 | 0 | 0 | 0 | 0 | 0 | 0 | 0
F4_Commercial_Miscellaneous_New_Space Heating_Natural Gas_Boiler_E6 | F4 | Commercial | Miscellaneous | New | Space Heating | Natural Gas | Boiler | E6 | Utility - Cost of Equipment | 0 | 0 | 0 | 0 | 0 | 0 | 0 | 0 | 0 | 0 | 0 | 0 | 0 | 0 | 0 | 0 | 0 | 0 | 0 | 0 | 0 | 0 | 0 | 0 | 0 | 0 | 0 | 0 | 0 | 0 | 0 | 0 | 0
F4_Commercial_Miscellaneous_New_Space Heating_Natural Gas_Boiler_E7 | F4 | Commercial | Miscellaneous | New | Space Heating | Natural Gas | Boiler | E7 | Utility - Cost of Equipment | 0 | 0 | 0 | 0 | 0 | 0 | 0 | 0 | 0 | 0 | 0 | 0 | 0 | 0 | 0 | 0 | 0 | 0 | 0 | 0 | 0 | 0 | 0 | 0 | 0 | 0 | 0 | 0 | 0 | 0 | 0 | 0 | 0
F4_Commercial_Miscellaneous_New_Space Heating_Natural Gas_Boiler_E8 | F4 | Commercial | Miscellaneous | New | Space Heating | Natural Gas | Boiler | E8 | Utility - Cost of Equipment | 0 | 0 | 0 | 0 | 0 | 0 | 0 | 0 | 0 | 0 | 0 | 0 | 0 | 0 | 0 | 0 | 0 | 0 | 0 | 0 | 0 | 0 | 0 | 0 | 0 | 0 | 0 | 0 | 0 | 0 | 0 | 0 | 0
F4_Commercial_Miscellaneous_New_Space Heating_Natural Gas_Boiler_E9 | F4 | Commercial | Miscellaneous | New | Space Heating | Natural Gas | Boiler | E9 | Utility - Cost of Equipment | 0 | 0 | 0 | 0 | 0 | 0 | 0 | 0 | 0 | 0 | 0 | 0 | 0 | 0 | 0 | 0 | 0 | 0 | 0 | 0 | 0 | 0 | 0 | 0 | 0 | 0 | 0 | 0 | 0 | 0 | 0 | 0 | 0
F4_Commercial_Miscellaneous_New_Space Heating_Natural Gas_Boiler_E10 | F4 | Commercial | Miscellaneous | New | Space Heating | Natural Gas | Boiler | E10 | Utility - Cost of Equipment | 0 | 0 | 0 | 0 | 0 | 0 | 0 | 0 | 0 | 0 | 0 | 0 | 0 | 0 | 0 | 0 | 0 | 0 | 0 | 0 | 0 | 0 | 0 | 0 | 0 | 0 | 0 | 0 | 0 | 0 | 0 | 0 | 0
F5_Commercial_Miscellaneous_New_Space Heating_Natural Gas_Boiler_E1 | F5 | Commercial | Miscellaneous | New | Space Heating | Natural Gas | Boiler | E1 | Utility - Cost of Operation | 0.31193 | 0.31193 | 0.31193 | 0.31193 | 0.31193 | 0.31193 | 0.31193 | 0.31193 | 0.31193 | 0.31193 | 0.31193 | 0.31193 | 0.31193 | 0.31193 | 0.31193 | 0.31193 | 0.31193 | 0.31193 | 0.31193 | 0.31193 | 0.31193 | 0.31193 | 0.31193 | 0.31193 | 0.31193 | 0.31193 | 0.31193 | 0.31193 | 0.31193 | 0.31193 | 0.31193 | 0.31193 | 0.31193
F5_Commercial_Miscellaneous_New_Space Heating_Natural Gas_Boiler_E2 | F5 | Commercial | Miscellaneous | New | Space Heating | Natural Gas | Boiler | E2 | Utility - Cost of Operation | 0.35217 | 0.35217 | 0.35217 | 0.35217 | 0.35217 | 0.35217 | 0.35217 | 0.35217 | 0.35217 | 0.35217 | 0.35217 | 0.35217 | 0.35217 | 0.35217 | 0.35217 | 0.35217 | 0.35217 | 0.35217 | 0.35217 | 0.35217 | 0.35217 | 0.35217 | 0.35217 | 0.35217 | 0.35217 | 0.35217 | 0.35217 | 0.35217 | 0.35217 | 0.35217 | 0.35217 | 0.35217 | 0.35217
F5_Commercial_Miscellaneous_New_Space Heating_Natural Gas_Boiler_E3 | F5 | Commercial | Miscellaneous | New | Space Heating | Natural Gas | Boiler | E3 | Utility - Cost of Operation | 0.43299 | 0.43299 | 0.43299 | 0.43299 | 0.43299 | 0.43299 | 0.43299 | 0.43299 | 0.43299 | 0.43299 | 0.43299 | 0.43299 | 0.43299 | 0.43299 | 0.43299 | 0.43299 | 0.43299 | 0.43299 | 0.43299 | 0.43299 | 0.43299 | 0.43299 | 0.43299 | 0.43299 | 0.43299 | 0.43299 | 0.43299 | 0.43299 | 0.43299 | 0.43299 | 0.43299 | 0.43299 | 0.43299
F5_Commercial_Miscellaneous_New_Space Heating_Natural Gas_Boiler_E4 | F5 | Commercial | Miscellaneous | New | Space Heating | Natural Gas | Boiler | E4 | Utility - Cost of Operation | 1.661 | 1.661 | 1.661 | 1.661 | 1.661 | 1.661 | 1.661 | 1.661 | 1.661 | 1.661 | 1.661 | 1.661 | 1.661 | 1.661 | 1.661 | 1.661 | 1.661 | 1.661 | 1.661 | 1.661 | 1.661 | 1.661 | 1.661 | 1.661 | 1.661 | 1.661 | 1.661 | 1.661 | 1.661 | 1.661 | 1.661 | 1.661 | 1.661
F5_Commercial_Miscellaneous_New_Space Heating_Natural Gas_Boiler_E5 | F5 | Commercial | Miscellaneous | New | Space Heating | Natural Gas | Boiler | E5 | Utility - Cost of Operation | 0 | 0 | 0 | 0 | 0 | 0 | 0 | 0 | 0 | 0 | 0 | 0 | 0 | 0 | 0 | 0 | 0 | 0 | 0 | 0 | 0 | 0 | 0 | 0 | 0 | 0 | 0 | 0 | 0 | 0 | 0 | 0 | 0
F5_Commercial_Miscellaneous_New_Space Heating_Natural Gas_Boiler_E6 | F5 | Commercial | Miscellaneous | New | Space Heating | Natural Gas | Boiler | E6 | Utility - Cost of Operation | 0 | 0 | 0 | 0 | 0 | 0 | 0 | 0 | 0 | 0 | 0 | 0 | 0 | 0 | 0 | 0 | 0 | 0 | 0 | 0 | 0 | 0 | 0 | 0 | 0 | 0 | 0 | 0 | 0 | 0 | 0 | 0 | 0
F5_Commercial_Miscellaneous_New_Space Heating_Natural Gas_Boiler_E7 | F5 | Commercial | Miscellaneous | New | Space Heating | Natural Gas | Boiler | E7 | Utility - Cost of Operation | 0 | 0 | 0 | 0 | 0 | 0 | 0 | 0 | 0 | 0 | 0 | 0 | 0 | 0 | 0 | 0 | 0 | 0 | 0 | 0 | 0 | 0 | 0 | 0 | 0 | 0 | 0 | 0 | 0 | 0 | 0 | 0 | 0
F5_Commercial_Miscellaneous_New_Space Heating_Natural Gas_Boiler_E8 | F5 | Commercial | Miscellaneous | New | Space Heating | Natural Gas | Boiler | E8 | Utility - Cost of Operation | 0 | 0 | 0 | 0 | 0 | 0 | 0 | 0 | 0 | 0 | 0 | 0 | 0 | 0 | 0 | 0 | 0 | 0 | 0 | 0 | 0 | 0 | 0 | 0 | 0 | 0 | 0 | 0 | 0 | 0 | 0 | 0 | 0
F5_Commercial_Miscellaneous_New_Space Heating_Natural Gas_Boiler_E9 | F5 | Commercial | Miscellaneous | New | Space Heating | Natural Gas | Boiler | E9 | Utility - Cost of Operation | 0 | 0 | 0 | 0 | 0 | 0 | 0 | 0 | 0 | 0 | 0 | 0 | 0 | 0 | 0 | 0 | 0 | 0 | 0 | 0 | 0 | 0 | 0 | 0 | 0 | 0 | 0 | 0 | 0 | 0 | 0 | 0 | 0
F5_Commercial_Miscellaneous_New_Space Heating_Natural Gas_Boiler_E10 | F5 | Commercial | Miscellaneous | New | Space Heating | Natural Gas | Boiler | E10 | Utility - Cost of Operation | 0 | 0 | 0 | 0 | 0 | 0 | 0 | 0 | 0 | 0 | 0 | 0 | 0 | 0 | 0 | 0 | 0 | 0 | 0 | 0 | 0 | 0 | 0 | 0 | 0 | 0 | 0 | 0 | 0 | 0 | 0 | 0 | 0
F6_Commercial_Miscellaneous_New_Space Heating_Natural Gas_Boiler_E1 | F6 | Commercial | Miscellaneous | New | Space Heating | Natural Gas | Boiler | E1 | Utility - Value of Sales | 0.23496 | 0.23369 | 0.23237 | 0.23105 | 0.22975 | 0.22845 | 0.22718 | 0.22593 | 0.22471 | 0.22352 | 0.22237 | 0.22127 | 0.22021 | 0.21921 | 0.21826 | 0.21736 | 0.21651 | 0.21572 | 0.21498 | 0.21429 | 0.21366 | 0.21308 | 0.21255 | 0.21207 | 0.21165 | 0.21128 | 0.21096 | 0.2107 | 0.21049 | 0.21033 | 0.21022 | 0.21017 | 0.21017
F6_Commercial_Miscellaneous_New_Space Heating_Natural Gas_Boiler_E2 | F6 | Commercial | Miscellaneous | New | Space Heating | Natural Gas | Boiler | E2 | Utility - Value of Sales | 0.22114 | 0.21995 | 0.2187 | 0.21746 | 0.21623 | 0.21502 | 0.21382 | 0.21264 | 0.21149 | 0.21037 | 0.20929 | 0.20825 | 0.20726 | 0.20631 | 0.20542 | 0.20457 | 0.20378 | 0.20303 | 0.20233 | 0.20169 | 0.20109 | 0.20054 | 0.20004 | 0.1996 | 0.1992 | 0.19885 | 0.19855 | 0.1983 | 0.1981 | 0.19796 | 0.19786 | 0.19781 | 0.19781
F6_Commercial_Miscellaneous_New_Space Heating_Natural Gas_Boiler_E3 | F6 | Commercial | Miscellaneous | New | Space Heating | Natural Gas | Boiler | E3 | Utility - Value of Sales | 0.19378 | 0.19274 | 0.19165 | 0.19056 | 0.18948 | 0.18842 | 0.18736 | 0.18633 | 0.18533 | 0.18435 | 0.1834 | 0.18249 | 0.18162 | 0.18079 | 0.18 | 0.17926 | 0.17857 | 0.17791 | 0.1773 | 0.17674 | 0.17621 | 0.17573 | 0.1753 | 0.1749 | 0.17456 | 0.17425 | 0.17399 | 0.17377 | 0.1736 | 0.17347 | 0.17338 | 0.17334 | 0.17334
F6_Commercial_Miscellaneous_New_Space Heating_Natural Gas_Boiler_E4 | F6 | Commercial | Miscellaneous | New | Space Heating | Natural Gas | Boiler | E4 | Utility - Value of Sales | 0.14853 | 0.14777 | 0.14696 | 0.14614 | 0.14533 | 0.14452 | 0.1437 | 0.14289 | 0.14207 | 0.14126 | 0.14045 | 0.13963 | 0.13882 | 0.13801 | 0.13721 | 0.13643 | 0.13567 | 0.13493 | 0.13422 | 0.13354 | 0.13291 | 0.13232 | 0.13177 | 0.13129 | 0.13085 | 0.13047 | 0.13015 | 0.12988 | 0.12966 | 0.1295 | 0.12939 | 0.12933 | 0.12933
F6_Commercial_Miscellaneous_New_Space Heating_Natural Gas_Boiler_E5 | F6 | Commercial | Miscellaneous | New | Space Heating | Natural Gas | Boiler | E5 | Utility - Value of Sales | 0 | 0 | 0 | 0 | 0 | 0 | 0 | 0 | 0 | 0 | 0 | 0 | 0 | 0 | 0 | 0 | 0 | 0 | 0 | 0 | 0 | 0 | 0 | 0 | 0 | 0 | 0 | 0 | 0 | 0 | 0 | 0 | 0
F6_Commercial_Miscellaneous_New_Space Heating_Natural Gas_Boiler_E6 | F6 | Commercial | Miscellaneous | New | Space Heating | Natural Gas | Boiler | E6 | Utility - Value of Sales | 0 | 0 | 0 | 0 | 0 | 0 | 0 | 0 | 0 | 0 | 0 | 0 | 0 | 0 | 0 | 0 | 0 | 0 | 0 | 0 | 0 | 0 | 0 | 0 | 0 | 0 | 0 | 0 | 0 | 0 | 0 | 0 | 0
F6_Commercial_Miscellaneous_New_Space Heating_Natural Gas_Boiler_E7 | F6 | Commercial | Miscellaneous | New | Space Heating | Natural Gas | Boiler | E7 | Utility - Value of Sales | 0 | 0 | 0 | 0 | 0 | 0 | 0 | 0 | 0 | 0 | 0 | 0 | 0 | 0 | 0 | 0 | 0 | 0 | 0 | 0 | 0 | 0 | 0 | 0 | 0 | 0 | 0 | 0 | 0 | 0 | 0 | 0 | 0
F6_Commercial_Miscellaneous_New_Space Heating_Natural Gas_Boiler_E8 | F6 | Commercial | Miscellaneous | New | Space Heating | Natural Gas | Boiler | E8 | Utility - Value of Sales | 0 | 0 | 0 | 0 | 0 | 0 | 0 | 0 | 0 | 0 | 0 | 0 | 0 | 0 | 0 | 0 | 0 | 0 | 0 | 0 | 0 | 0 | 0 | 0 | 0 | 0 | 0 | 0 | 0 | 0 | 0 | 0 | 0
F6_Commercial_Miscellaneous_New_Space Heating_Natural Gas_Boiler_E9 | F6 | Commercial | Miscellaneous | New | Space Heating | Natural Gas | Boiler | E9 | Utility - Value of Sales | 0 | 0 | 0 | 0 | 0 | 0 | 0 | 0 | 0 | 0 | 0 | 0 | 0 | 0 | 0 | 0 | 0 | 0 | 0 | 0 | 0 | 0 | 0 | 0 | 0 | 0 | 0 | 0 | 0 | 0 | 0 | 0 | 0
F6_Commercial_Miscellaneous_New_Space Heating_Natural Gas_Boiler_E10 | F6 | Commercial | Miscellaneous | New | Space Heating | Natural Gas | Boiler | E10 | Utility - Value of Sales | 0 | 0 | 0 | 0 | 0 | 0 | 0 | 0 | 0 | 0 | 0 | 0 | 0 | 0 | 0 | 0 | 0 | 0 | 0 | 0 | 0 | 0 | 0 | 0 | 0 | 0 | 0 | 0 | 0 | 0 | 0 | 0 | 0
F1_Commercial_Miscellaneous_New_Space Heating_Natural Gas_Unit Heater_E1 | F1 | Commercial | Miscellaneous | New | Space Heating | Natural Gas | Unit Heater | E1 | RVT - Cost of Equipment | 0.060698 | 0.060767 | 0.060843 | 0.060956 | 0.061117 | 0.06137 | 0.061518 | 0.061609 | 0.061716 | 0.061812 | 0.061866 | 0.061893 | 0.061931 | 0.061979 | 0.062058 | 0.062101 | 0.062168 | 0.062277 | 0.062386 | 0.062507 | 0.062648 | 0.062767 | 0.06286 | 0.062931 | 0.062978 | 0.062992 | 0.062967 | 0.062915 | 0.062874 | 0.062855 | 0.062869 | 0.062875 | 0.062875
F1_Commercial_Miscellaneous_New_Space Heating_Natural Gas_Unit Heater_E2 | F1 | Commercial | Miscellaneous | New | Space Heating | Natural Gas | Unit Heater | E2 | RVT - Cost of Equipment | 0.057809 | 0.057875 | 0.057947 | 0.058054 | 0.058208 | 0.058449 | 0.05859 | 0.058677 | 0.058779 | 0.05887 | 0.058922 | 0.058947 | 0.058983 | 0.059029 | 0.059104 | 0.059145 | 0.059209 | 0.059313 | 0.059417 | 0.059532 | 0.059666 | 0.059779 | 0.059868 | 0.059936 | 0.059981 | 0.059993 | 0.05997 | 0.05992 | 0.059882 | 0.059863 | 0.059877 | 0.059882 | 0.059882
F1_Commercial_Miscellaneous_New_Space Heating_Natural Gas_Unit Heater_E3 | F1 | Commercial | Miscellaneous | New | Space Heating | Natural Gas | Unit Heater | E3 | RVT - Cost of Equipment | 0.051525 | 0.05157 | 0.051617 | 0.051692 | 0.051805 | 0.051987 | 0.052102 | 0.052187 | 0.052289 | 0.052386 | 0.052455 | 0.052498 | 0.052541 | 0.052584 | 0.052642 | 0.052669 | 0.052711 | 0.052784 | 0.052859 | 0.052946 | 0.053049 | 0.053136 | 0.053203 | 0.053255 | 0.053289 | 0.053299 | 0.05328 | 0.053243 | 0.053214 | 0.053199 | 0.05321 | 0.053214 | 0.053214
F1_Commercial_Miscellaneous_New_Space Heating_Natural Gas_Unit Heater_E4 | F1 | Commercial | Miscellaneous | New | Space Heating | Natural Gas | Unit Heater | E4 | RVT - Cost of Equipment | 0 | 0 | 0 | 0 | 0 | 0 | 0 | 0 | 0 | 0 | 0 | 0 | 0 | 0 | 0 | 0 | 0 | 0 | 0 | 0 | 0 | 0 | 0 | 0 | 0 | 0 | 0 | 0 | 0 | 0 | 0 | 0 | 0
F1_Commercial_Miscellaneous_New_Space Heating_Natural Gas_Unit Heater_E5 | F1 | Commercial | Miscellaneous | New | Space Heating | Natural Gas | Unit Heater | E5 | RVT - Cost of Equipment | 0 | 0 | 0 | 0 | 0 | 0 | 0 | 0 | 0 | 0 | 0 | 0 | 0 | 0 | 0 | 0 | 0 | 0 | 0 | 0 | 0 | 0 | 0 | 0 | 0 | 0 | 0 | 0 | 0 | 0 | 0 | 0 | 0
F1_Commercial_Miscellaneous_New_Space Heating_Natural Gas_Unit Heater_E6 | F1 | Commercial | Miscellaneous | New | Space Heating | Natural Gas | Unit Heater | E6 | RVT - Cost of Equipment | 0 | 0 | 0 | 0 | 0 | 0 | 0 | 0 | 0 | 0 | 0 | 0 | 0 | 0 | 0 | 0 | 0 | 0 | 0 | 0 | 0 | 0 | 0 | 0 | 0 | 0 | 0 | 0 | 0 | 0 | 0 | 0 | 0
F1_Commercial_Miscellaneous_New_Space Heating_Natural Gas_Unit Heater_E7 | F1 | Commercial | Miscellaneous | New | Space Heating | Natural Gas | Unit Heater | E7 | RVT - Cost of Equipment | 0 | 0 | 0 | 0 | 0 | 0 | 0 | 0 | 0 | 0 | 0 | 0 | 0 | 0 | 0 | 0 | 0 | 0 | 0 | 0 | 0 | 0 | 0 | 0 | 0 | 0 | 0 | 0 | 0 | 0 | 0 | 0 | 0
F1_Commercial_Miscellaneous_New_Space Heating_Natural Gas_Unit Heater_E8 | F1 | Commercial | Miscellaneous | New | Space Heating | Natural Gas | Unit Heater | E8 | RVT - Cost of Equipment | 0 | 0 | 0 | 0 | 0 | 0 | 0 | 0 | 0 | 0 | 0 | 0 | 0 | 0 | 0 | 0 | 0 | 0 | 0 | 0 | 0 | 0 | 0 | 0 | 0 | 0 | 0 | 0 | 0 | 0 | 0 | 0 | 0
F1_Commercial_Miscellaneous_New_Space Heating_Natural Gas_Unit Heater_E9 | F1 | Commercial | Miscellaneous | New | Space Heating | Natural Gas | Unit Heater | E9 | RVT - Cost of Equipment | 0 | 0 | 0 | 0 | 0 | 0 | 0 | 0 | 0 | 0 | 0 | 0 | 0 | 0 | 0 | 0 | 0 | 0 | 0 | 0 | 0 | 0 | 0 | 0 | 0 | 0 | 0 | 0 | 0 | 0 | 0 | 0 | 0
F1_Commercial_Miscellaneous_New_Space Heating_Natural Gas_Unit Heater_E10 | F1 | Commercial | Miscellaneous | New | Space Heating | Natural Gas | Unit Heater | E10 | RVT - Cost of Equipment | 0 | 0 | 0 | 0 | 0 | 0 | 0 | 0 | 0 | 0 | 0 | 0 | 0 | 0 | 0 | 0 | 0 | 0 | 0 | 0 | 0 | 0 | 0 | 0 | 0 | 0 | 0 | 0 | 0 | 0 | 0 | 0 | 0
F2_Commercial_Miscellaneous_New_Space Heating_Natural Gas_Unit Heater_E1 | F2 | Commercial | Miscellaneous | New | Space Heating | Natural Gas | Unit Heater | E1 | RVT - Cost of Operation | 0.072721 | 0.072803 | 0.072893 | 0.073029 | 0.073222 | 0.073525 | 0.073703 | 0.073812 | 0.07394 | 0.074055 | 0.07412 | 0.074152 | 0.074197 | 0.074255 | 0.074349 | 0.074401 | 0.074481 | 0.074612 | 0.074743 | 0.074888 | 0.075056 | 0.075199 | 0.075311 | 0.075395 | 0.075452 | 0.075468 | 0.075438 | 0.075376 | 0.075328 | 0.075304 | 0.075321 | 0.075328 | 0.075328
F2_Commercial_Miscellaneous_New_Space Heating_Natural Gas_Unit Heater_E2 | F2 | Commercial | Miscellaneous | New | Space Heating | Natural Gas | Unit Heater | E2 | RVT - Cost of Operation | 0.069259 | 0.069338 | 0.069424 | 0.069553 | 0.069737 | 0.070025 | 0.070195 | 0.070299 | 0.070421 | 0.07053 | 0.070592 | 0.070623 | 0.070666 | 0.070721 | 0.070811 | 0.07086 | 0.070936 | 0.071061 | 0.071185 | 0.071323 | 0.071484 | 0.071619 | 0.071726 | 0.071807 | 0.071861 | 0.071876 | 0.071848 | 0.071789 | 0.071742 | 0.07172 | 0.071736 | 0.071742 | 0.071742
F2_Commercial_Miscellaneous_New_Space Heating_Natural Gas_Unit Heater_E3 | F2 | Commercial | Miscellaneous | New | Space Heating | Natural Gas | Unit Heater | E3 | RVT - Cost of Operation | 0.06173 | 0.061785 | 0.061841 | 0.06193 | 0.062066 | 0.062283 | 0.062422 | 0.062524 | 0.062645 | 0.062762 | 0.062844 | 0.062896 | 0.062948 | 0.062999 | 0.063068 | 0.063101 | 0.063151 | 0.063239 | 0.063329 | 0.063432 | 0.063556 | 0.06366 | 0.063741 | 0.063802 | 0.063843 | 0.063855 | 0.063833 | 0.063789 | 0.063753 | 0.063736 | 0.063749 | 0.063753 | 0.063753
F2_Commercial_Miscellaneous_New_Space Heating_Natural Gas_Unit Heater_E4 | F2 | Commercial | Miscellaneous | New | Space Heating | Natural Gas | Unit Heater | E4 | RVT - Cost of Operation | 0 | 0 | 0 | 0 | 0 | 0 | 0 | 0 | 0 | 0 | 0 | 0 | 0 | 0 | 0 | 0 | 0 | 0 | 0 | 0 | 0 | 0 | 0 | 0 | 0 | 0 | 0 | 0 | 0 | 0 | 0 | 0 | 0
F2_Commercial_Miscellaneous_New_Space Heating_Natural Gas_Unit Heater_E5 | F2 | Commercial | Miscellaneous | New | Space Heating | Natural Gas | Unit Heater | E5 | RVT - Cost of Operation | 0 | 0 | 0 | 0 | 0 | 0 | 0 | 0 | 0 | 0 | 0 | 0 | 0 | 0 | 0 | 0 | 0 | 0 | 0 | 0 | 0 | 0 | 0 | 0 | 0 | 0 | 0 | 0 | 0 | 0 | 0 | 0 | 0
F2_Commercial_Miscellaneous_New_Space Heating_Natural Gas_Unit Heater_E6 | F2 | Commercial | Miscellaneous | New | Space Heating | Natural Gas | Unit Heater | E6 | RVT - Cost of Operation | 0 | 0 | 0 | 0 | 0 | 0 | 0 | 0 | 0 | 0 | 0 | 0 | 0 | 0 | 0 | 0 | 0 | 0 | 0 | 0 | 0 | 0 | 0 | 0 | 0 | 0 | 0 | 0 | 0 | 0 | 0 | 0 | 0
F2_Commercial_Miscellaneous_New_Space Heating_Natural Gas_Unit Heater_E7 | F2 | Commercial | Miscellaneous | New | Space Heating | Natural Gas | Unit Heater | E7 | RVT - Cost of Operation | 0 | 0 | 0 | 0 | 0 | 0 | 0 | 0 | 0 | 0 | 0 | 0 | 0 | 0 | 0 | 0 | 0 | 0 | 0 | 0 | 0 | 0 | 0 | 0 | 0 | 0 | 0 | 0 | 0 | 0 | 0 | 0 | 0
F2_Commercial_Miscellaneous_New_Space Heating_Natural Gas_Unit Heater_E8 | F2 | Commercial | Miscellaneous | New | Space Heating | Natural Gas | Unit Heater | E8 | RVT - Cost of Operation | 0 | 0 | 0 | 0 | 0 | 0 | 0 | 0 | 0 | 0 | 0 | 0 | 0 | 0 | 0 | 0 | 0 | 0 | 0 | 0 | 0 | 0 | 0 | 0 | 0 | 0 | 0 | 0 | 0 | 0 | 0 | 0 | 0
F2_Commercial_Miscellaneous_New_Space Heating_Natural Gas_Unit Heater_E9 | F2 | Commercial | Miscellaneous | New | Space Heating | Natural Gas | Unit Heater | E9 | RVT - Cost of Operation | 0 | 0 | 0 | 0 | 0 | 0 | 0 | 0 | 0 | 0 | 0 | 0 | 0 | 0 | 0 | 0 | 0 | 0 | 0 | 0 | 0 | 0 | 0 | 0 | 0 | 0 | 0 | 0 | 0 | 0 | 0 | 0 | 0
F2_Commercial_Miscellaneous_New_Space Heating_Natural Gas_Unit Heater_E10 | F2 | Commercial | Miscellaneous | New | Space Heating | Natural Gas | Unit Heater | E10 | RVT - Cost of Operation | 0 | 0 | 0 | 0 | 0 | 0 | 0 | 0 | 0 | 0 | 0 | 0 | 0 | 0 | 0 | 0 | 0 | 0 | 0 | 0 | 0 | 0 | 0 | 0 | 0 | 0 | 0 | 0 | 0 | 0 | 0 | 0 | 0
F3_Commercial_Miscellaneous_New_Space Heating_Natural Gas_Unit Heater_E1 | F3 | Commercial | Miscellaneous | New | Space Heating | Natural Gas | Unit Heater | E1 | System - kBTUs of Consumption | 0.002798 | 0.002798 | 0.002798 | 0.002798 | 0.002798 | 0.002798 | 0.002798 | 0.002798 | 0.002798 | 0.002798 | 0.002798 | 0.002798 | 0.002798 | 0.002798 | 0.002798 | 0.002798 | 0.002798 | 0.002798 | 0.002798 | 0.002798 | 0.002798 | 0.002798 | 0.002798 | 0.002798 | 0.002798 | 0.002798 | 0.002798 | 0.002798 | 0.002798 | 0.002798 | 0.002798 | 0.002798 | 0.002798
F3_Commercial_Miscellaneous_New_Space Heating_Natural Gas_Unit Heater_E2 | F3 | Commercial | Miscellaneous | New | Space Heating | Natural Gas | Unit Heater | E2 | System - kBTUs of Consumption | 0.0044797 | 0.0044797 | 0.0044797 | 0.0044797 | 0.0044797 | 0.0044797 | 0.0044797 | 0.0044797 | 0.0044797 | 0.0044797 | 0.0044797 | 0.0044797 | 0.0044797 | 0.0044797 | 0.0044797 | 0.0044797 | 0.0044797 | 0.0044797 | 0.0044797 | 0.0044797 | 0.0044797 | 0.0044797 | 0.0044797 | 0.0044797 | 0.0044797 | 0.0044797 | 0.0044797 | 0.0044797 | 0.0044797 | 0.0044797 | 0.0044797 | 0.0044797 | 0.0044797
F3_Commercial_Miscellaneous_New_Space Heating_Natural Gas_Unit Heater_E3 | F3 | Commercial | Miscellaneous | New | Space Heating | Natural Gas | Unit Heater | E3 | System - kBTUs of Consumption | 0.0033259 | 0.0033259 | 0.0033259 | 0.0033259 | 0.0033259 | 0.0033259 | 0.0033259 | 0.0033259 | 0.0033259 | 0.0033259 | 0.0033259 | 0.0033259 | 0.0033259 | 0.0033259 | 0.0033259 | 0.0033259 | 0.0033259 | 0.0033259 | 0.0033259 | 0.0033259 | 0.0033259 | 0.0033259 | 0.0033259 | 0.0033259 | 0.0033259 | 0.0033259 | 0.0033259 | 0.0033259 | 0.0033259 | 0.0033259 | 0.0033259 | 0.0033259 | 0.0033259
F3_Commercial_Miscellaneous_New_Space Heating_Natural Gas_Unit Heater_E4 | F3 | Commercial | Miscellaneous | New | Space Heating | Natural Gas | Unit Heater | E4 | System - kBTUs of Consumption | 0 | 0 | 0 | 0 | 0 | 0 | 0 | 0 | 0 | 0 | 0 | 0 | 0 | 0 | 0 | 0 | 0 | 0 | 0 | 0 | 0 | 0 | 0 | 0 | 0 | 0 | 0 | 0 | 0 | 0 | 0 | 0 | 0
F3_Commercial_Miscellaneous_New_Space Heating_Natural Gas_Unit Heater_E5 | F3 | Commercial | Miscellaneous | New | Space Heating | Natural Gas | Unit Heater | E5 | System - kBTUs of Consumption | 0 | 0 | 0 | 0 | 0 | 0 | 0 | 0 | 0 | 0 | 0 | 0 | 0 | 0 | 0 | 0 | 0 | 0 | 0 | 0 | 0 | 0 | 0 | 0 | 0 | 0 | 0 | 0 | 0 | 0 | 0 | 0 | 0
F3_Commercial_Miscellaneous_New_Space Heating_Natural Gas_Unit Heater_E6 | F3 | Commercial | Miscellaneous | New | Space Heating | Natural Gas | Unit Heater | E6 | System - kBTUs of Consumption | 0 | 0 | 0 | 0 | 0 | 0 | 0 | 0 | 0 | 0 | 0 | 0 | 0 | 0 | 0 | 0 | 0 | 0 | 0 | 0 | 0 | 0 | 0 | 0 | 0 | 0 | 0 | 0 | 0 | 0 | 0 | 0 | 0
F3_Commercial_Miscellaneous_New_Space Heating_Natural Gas_Unit Heater_E7 | F3 | Commercial | Miscellaneous | New | Space Heating | Natural Gas | Unit Heater | E7 | System - kBTUs of Consumption | 0 | 0 | 0 | 0 | 0 | 0 | 0 | 0 | 0 | 0 | 0 | 0 | 0 | 0 | 0 | 0 | 0 | 0 | 0 | 0 | 0 | 0 | 0 | 0 | 0 | 0 | 0 | 0 | 0 | 0 | 0 | 0 | 0
F3_Commercial_Miscellaneous_New_Space Heating_Natural Gas_Unit Heater_E8 | F3 | Commercial | Miscellaneous | New | Space Heating | Natural Gas | Unit Heater | E8 | System - kBTUs of Consumption | 0 | 0 | 0 | 0 | 0 | 0 | 0 | 0 | 0 | 0 | 0 | 0 | 0 | 0 | 0 | 0 | 0 | 0 | 0 | 0 | 0 | 0 | 0 | 0 | 0 | 0 | 0 | 0 | 0 | 0 | 0 | 0 | 0
F3_Commercial_Miscellaneous_New_Space Heating_Natural Gas_Unit Heater_E9 | F3 | Commercial | Miscellaneous | New | Space Heating | Natural Gas | Unit Heater | E9 | System - kBTUs of Consumption | 0 | 0 | 0 | 0 | 0 | 0 | 0 | 0 | 0 | 0 | 0 | 0 | 0 | 0 | 0 | 0 | 0 | 0 | 0 | 0 | 0 | 0 | 0 | 0 | 0 | 0 | 0 | 0 | 0 | 0 | 0 | 0 | 0
F3_Commercial_Miscellaneous_New_Space Heating_Natural Gas_Unit Heater_E10 | F3 | Commercial | Miscellaneous | New | Space Heating | Natural Gas | Unit Heater | E10 | System - kBTUs of Consumption | 0 | 0 | 0 | 0 | 0 | 0 | 0 | 0 | 0 | 0 | 0 | 0 | 0 | 0 | 0 | 0 | 0 | 0 | 0 | 0 | 0 | 0 | 0 | 0 | 0 | 0 | 0 | 0 | 0 | 0 | 0 | 0 | 0
F4_Commercial_Miscellaneous_New_Space Heating_Natural Gas_Unit Heater_E1 | F4 | Commercial | Miscellaneous | New | Space Heating | Natural Gas | Unit Heater | E1 | Utility - Cost of Equipment | 0.072721 | 0.072803 | 0.072893 | 0.073029 | 0.073222 | 0.073525 | 0.073703 | 0.073812 | 0.07394 | 0.074055 | 0.07412 | 0.074152 | 0.074197 | 0.074255 | 0.074349 | 0.074401 | 0.074481 | 0.074612 | 0.074743 | 0.074888 | 0.075056 | 0.075199 | 0.075311 | 0.075395 | 0.075452 | 0.075468 | 0.075438 | 0.075376 | 0.075328 | 0.075304 | 0.075321 | 0.075328 | 0.075328
F4_Commercial_Miscellaneous_New_Space Heating_Natural Gas_Unit Heater_E2 | F4 | Commercial | Miscellaneous | New | Space Heating | Natural Gas | Unit Heater | E2 | Utility - Cost of Equipment | 0.069259 | 0.069338 | 0.069424 | 0.069553 | 0.069737 | 0.070025 | 0.070195 | 0.070299 | 0.070421 | 0.07053 | 0.070592 | 0.070623 | 0.070666 | 0.070721 | 0.070811 | 0.07086 | 0.070936 | 0.071061 | 0.071185 | 0.071323 | 0.071484 | 0.071619 | 0.071726 | 0.071807 | 0.071861 | 0.071876 | 0.071848 | 0.071789 | 0.071742 | 0.07172 | 0.071736 | 0.071742 | 0.071742
F4_Commercial_Miscellaneous_New_Space Heating_Natural Gas_Unit Heater_E3 | F4 | Commercial | Miscellaneous | New | Space Heating | Natural Gas | Unit Heater | E3 | Utility - Cost of Equipment | 0.06173 | 0.061785 | 0.061841 | 0.06193 | 0.062066 | 0.062283 | 0.062422 | 0.062524 | 0.062645 | 0.062762 | 0.062844 | 0.062896 | 0.062948 | 0.062999 | 0.063068 | 0.063101 | 0.063151 | 0.063239 | 0.063329 | 0.063432 | 0.063556 | 0.06366 | 0.063741 | 0.063802 | 0.063843 | 0.063855 | 0.063833 | 0.063789 | 0.063753 | 0.063736 | 0.063749 | 0.063753 | 0.063753
F4_Commercial_Miscellaneous_New_Space Heating_Natural Gas_Unit Heater_E4 | F4 | Commercial | Miscellaneous | New | Space Heating | Natural Gas | Unit Heater | E4 | Utility - Cost of Equipment | 0 | 0 | 0 | 0 | 0 | 0 | 0 | 0 | 0 | 0 | 0 | 0 | 0 | 0 | 0 | 0 | 0 | 0 | 0 | 0 | 0 | 0 | 0 | 0 | 0 | 0 | 0 | 0 | 0 | 0 | 0 | 0 | 0
F4_Commercial_Miscellaneous_New_Space Heating_Natural Gas_Unit Heater_E5 | F4 | Commercial | Miscellaneous | New | Space Heating | Natural Gas | Unit Heater | E5 | Utility - Cost of Equipment | 0 | 0 | 0 | 0 | 0 | 0 | 0 | 0 | 0 | 0 | 0 | 0 | 0 | 0 | 0 | 0 | 0 | 0 | 0 | 0 | 0 | 0 | 0 | 0 | 0 | 0 | 0 | 0 | 0 | 0 | 0 | 0 | 0
F4_Commercial_Miscellaneous_New_Space Heating_Natural Gas_Unit Heater_E6 | F4 | Commercial | Miscellaneous | New | Space Heating | Natural Gas | Unit Heater | E6 | Utility - Cost of Equipment | 0 | 0 | 0 | 0 | 0 | 0 | 0 | 0 | 0 | 0 | 0 | 0 | 0 | 0 | 0 | 0 | 0 | 0 | 0 | 0 | 0 | 0 | 0 | 0 | 0 | 0 | 0 | 0 | 0 | 0 | 0 | 0 | 0
F4_Commercial_Miscellaneous_New_Space Heating_Natural Gas_Unit Heater_E7 | F4 | Commercial | Miscellaneous | New | Space Heating | Natural Gas | Unit Heater | E7 | Utility - Cost of Equipment | 0 | 0 | 0 | 0 | 0 | 0 | 0 | 0 | 0 | 0 | 0 | 0 | 0 | 0 | 0 | 0 | 0 | 0 | 0 | 0 | 0 | 0 | 0 | 0 | 0 | 0 | 0 | 0 | 0 | 0 | 0 | 0 | 0
F4_Commercial_Miscellaneous_New_Space Heating_Natural Gas_Unit Heater_E8 | F4 | Commercial | Miscellaneous | New | Space Heating | Natural Gas | Unit Heater | E8 | Utility - Cost of Equipment | 0 | 0 | 0 | 0 | 0 | 0 | 0 | 0 | 0 | 0 | 0 | 0 | 0 | 0 | 0 | 0 | 0 | 0 | 0 | 0 | 0 | 0 | 0 | 0 | 0 | 0 | 0 | 0 | 0 | 0 | 0 | 0 | 0
F4_Commercial_Miscellaneous_New_Space Heating_Natural Gas_Unit Heater_E9 | F4 | Commercial | Miscellaneous | New | Space Heating | Natural Gas | Unit Heater | E9 | Utility - Cost of Equipment | 0 | 0 | 0 | 0 | 0 | 0 | 0 | 0 | 0 | 0 | 0 | 0 | 0 | 0 | 0 | 0 | 0 | 0 | 0 | 0 | 0 | 0 | 0 | 0 | 0 | 0 | 0 | 0 | 0 | 0 | 0 | 0 | 0
F4_Commercial_Miscellaneous_New_Space Heating_Natural Gas_Unit Heater_E10 | F4 | Commercial | Miscellaneous | New | Space Heating | Natural Gas | Unit Heater | E10 | Utility - Cost of Equipment | 0 | 0 | 0 | 0 | 0 | 0 | 0 | 0 | 0 | 0 | 0 | 0 | 0 | 0 | 0 | 0 | 0 | 0 | 0 | 0 | 0 | 0 | 0 | 0 | 0 | 0 | 0 | 0 | 0 | 0 | 0 | 0 | 0
F5_Commercial_Miscellaneous_New_Space Heating_Natural Gas_Unit Heater_E1 | F5 | Commercial | Miscellaneous | New | Space Heating | Natural Gas | Unit Heater | E1 | Utility - Cost of Operation | 0.002798 | 0.002798 | 0.002798 | 0.002798 | 0.002798 | 0.002798 | 0.002798 | 0.002798 | 0.002798 | 0.002798 | 0.002798 | 0.002798 | 0.002798 | 0.002798 | 0.002798 | 0.002798 | 0.002798 | 0.002798 | 0.002798 | 0.002798 | 0.002798 | 0.002798 | 0.002798 | 0.002798 | 0.002798 | 0.002798 | 0.002798 | 0.002798 | 0.002798 | 0.002798 | 0.002798 | 0.002798 | 0.002798
F5_Commercial_Miscellaneous_New_Space Heating_Natural Gas_Unit Heater_E2 | F5 | Commercial | Miscellaneous | New | Space Heating | Natural Gas | Unit Heater | E2 | Utility - Cost of Operation | 0.0044797 | 0.0044797 | 0.0044797 | 0.0044797 | 0.0044797 | 0.0044797 | 0.0044797 | 0.0044797 | 0.0044797 | 0.0044797 | 0.0044797 | 0.0044797 | 0.0044797 | 0.0044797 | 0.0044797 | 0.0044797 | 0.0044797 | 0.0044797 | 0.0044797 | 0.0044797 | 0.0044797 | 0.0044797 | 0.0044797 | 0.0044797 | 0.0044797 | 0.0044797 | 0.0044797 | 0.0044797 | 0.0044797 | 0.0044797 | 0.0044797 | 0.0044797 | 0.0044797
F5_Commercial_Miscellaneous_New_Space Heating_Natural Gas_Unit Heater_E3 | F5 | Commercial | Miscellaneous | New | Space Heating | Natural Gas | Unit Heater | E3 | Utility - Cost of Operation | 0.0033259 | 0.0033259 | 0.0033259 | 0.0033259 | 0.0033259 | 0.0033259 | 0.0033259 | 0.0033259 | 0.0033259 | 0.0033259 | 0.0033259 | 0.0033259 | 0.0033259 | 0.0033259 | 0.0033259 | 0.0033259 | 0.0033259 | 0.0033259 | 0.0033259 | 0.0033259 | 0.0033259 | 0.0033259 | 0.0033259 | 0.0033259 | 0.0033259 | 0.0033259 | 0.0033259 | 0.0033259 | 0.0033259 | 0.0033259 | 0.0033259 | 0.0033259 | 0.0033259
F5_Commercial_Miscellaneous_New_Space Heating_Natural Gas_Unit Heater_E4 | F5 | Commercial | Miscellaneous | New | Space Heating | Natural Gas | Unit Heater | E4 | Utility - Cost of Operation | 0 | 0 | 0 | 0 | 0 | 0 | 0 | 0 | 0 | 0 | 0 | 0 | 0 | 0 | 0 | 0 | 0 | 0 | 0 | 0 | 0 | 0 | 0 | 0 | 0 | 0 | 0 | 0 | 0 | 0 | 0 | 0 | 0
F5_Commercial_Miscellaneous_New_Space Heating_Natural Gas_Unit Heater_E5 | F5 | Commercial | Miscellaneous | New | Space Heating | Natural Gas | Unit Heater | E5 | Utility - Cost of Operation | 0 | 0 | 0 | 0 | 0 | 0 | 0 | 0 | 0 | 0 | 0 | 0 | 0 | 0 | 0 | 0 | 0 | 0 | 0 | 0 | 0 | 0 | 0 | 0 | 0 | 0 | 0 | 0 | 0 | 0 | 0 | 0 | 0
F5_Commercial_Miscellaneous_New_Space Heating_Natural Gas_Unit Heater_E6 | F5 | Commercial | Miscellaneous | New | Space Heating | Natural Gas | Unit Heater | E6 | Utility - Cost of Operation | 0 | 0 | 0 | 0 | 0 | 0 | 0 | 0 | 0 | 0 | 0 | 0 | 0 | 0 | 0 | 0 | 0 | 0 | 0 | 0 | 0 | 0 | 0 | 0 | 0 | 0 | 0 | 0 | 0 | 0 | 0 | 0 | 0
F5_Commercial_Miscellaneous_New_Space Heating_Natural Gas_Unit Heater_E7 | F5 | Commercial | Miscellaneous | New | Space Heating | Natural Gas | Unit Heater | E7 | Utility - Cost of Operation | 0 | 0 | 0 | 0 | 0 | 0 | 0 | 0 | 0 | 0 | 0 | 0 | 0 | 0 | 0 | 0 | 0 | 0 | 0 | 0 | 0 | 0 | 0 | 0 | 0 | 0 | 0 | 0 | 0 | 0 | 0 | 0 | 0
F5_Commercial_Miscellaneous_New_Space Heating_Natural Gas_Unit Heater_E8 | F5 | Commercial | Miscellaneous | New | Space Heating | Natural Gas | Unit Heater | E8 | Utility - Cost of Operation | 0 | 0 | 0 | 0 | 0 | 0 | 0 | 0 | 0 | 0 | 0 | 0 | 0 | 0 | 0 | 0 | 0 | 0 | 0 | 0 | 0 | 0 | 0 | 0 | 0 | 0 | 0 | 0 | 0 | 0 | 0 | 0 | 0
F5_Commercial_Miscellaneous_New_Space Heating_Natural Gas_Unit Heater_E9 | F5 | Commercial | Miscellaneous | New | Space Heating | Natural Gas | Unit Heater | E9 | Utility - Cost of Operation | 0 | 0 | 0 | 0 | 0 | 0 | 0 | 0 | 0 | 0 | 0 | 0 | 0 | 0 | 0 | 0 | 0 | 0 | 0 | 0 | 0 | 0 | 0 | 0 | 0 | 0 | 0 | 0 | 0 | 0 | 0 | 0 | 0
F5_Commercial_Miscellaneous_New_Space Heating_Natural Gas_Unit Heater_E10 | F5 | Commercial | Miscellaneous | New | Space Heating | Natural Gas | Unit Heater | E10 | Utility - Cost of Operation | 0 | 0 | 0 | 0 | 0 | 0 | 0 | 0 | 0 | 0 | 0 | 0 | 0 | 0 | 0 | 0 | 0 | 0 | 0 | 0 | 0 | 0 | 0 | 0 | 0 | 0 | 0 | 0 | 0 | 0 | 0 | 0 | 0
F6_Commercial_Miscellaneous_New_Space Heating_Natural Gas_Unit Heater_E1 | F6 | Commercial | Miscellaneous | New | Space Heating | Natural Gas | Unit Heater | E1 | Utility - Value of Sales | 0.03307 | 0.032905 | 0.032726 | 0.032546 | 0.032367 | 0.032188 | 0.032008 | 0.031829 | 0.031649 | 0.03147 | 0.03129 | 0.031111 | 0.030932 | 0.030752 | 0.030573 | 0.030393 | 0.030214 | 0.030035 | 0.029855 | 0.029679 | 0.029509 | 0.029347 | 0.029198 | 0.029063 | 0.028944 | 0.028839 | 0.02875 | 0.028675 | 0.028615 | 0.02857 | 0.02854 | 0.028525 | 0.028525
F6_Commercial_Miscellaneous_New_Space Heating_Natural Gas_Unit Heater_E2 | F6 | Commercial | Miscellaneous | New | Space Heating | Natural Gas | Unit Heater | E2 | Utility - Value of Sales | 0.031496 | 0.031339 | 0.031168 | 0.030997 | 0.030826 | 0.030655 | 0.030485 | 0.030314 | 0.030143 | 0.029972 | 0.029801 | 0.02963 | 0.029459 | 0.029288 | 0.029118 | 0.028947 | 0.028776 | 0.028605 | 0.028434 | 0.028266 | 0.028104 | 0.027951 | 0.027808 | 0.02768 | 0.027566 | 0.027467 | 0.027381 | 0.02731 | 0.027253 | 0.02721 | 0.027182 | 0.027168 | 0.027168
F6_Commercial_Miscellaneous_New_Space Heating_Natural Gas_Unit Heater_E3 | F6 | Commercial | Miscellaneous | New | Space Heating | Natural Gas | Unit Heater | E3 | Utility - Value of Sales | 0.027862 | 0.02772 | 0.027567 | 0.027414 | 0.027262 | 0.027109 | 0.026957 | 0.026804 | 0.026652 | 0.026499 | 0.026347 | 0.026194 | 0.026042 | 0.02589 | 0.025738 | 0.025589 | 0.025443 | 0.025302 | 0.025167 | 0.025038 | 0.024917 | 0.024806 | 0.024704 | 0.024612 | 0.024531 | 0.02446 | 0.024399 | 0.024348 | 0.024308 | 0.024277 | 0.024257 | 0.024247 | 0.024247
F6_Commercial_Miscellaneous_New_Space Heating_Natural Gas_Unit Heater_E4 | F6 | Commercial | Miscellaneous | New | Space Heating | Natural Gas | Unit Heater | E4 | Utility - Value of Sales | 0 | 0 | 0 | 0 | 0 | 0 | 0 | 0 | 0 | 0 | 0 | 0 | 0 | 0 | 0 | 0 | 0 | 0 | 0 | 0 | 0 | 0 | 0 | 0 | 0 | 0 | 0 | 0 | 0 | 0 | 0 | 0 | 0
F6_Commercial_Miscellaneous_New_Space Heating_Natural Gas_Unit Heater_E5 | F6 | Commercial | Miscellaneous | New | Space Heating | Natural Gas | Unit Heater | E5 | Utility - Value of Sales | 0 | 0 | 0 | 0 | 0 | 0 | 0 | 0 | 0 | 0 | 0 | 0 | 0 | 0 | 0 | 0 | 0 | 0 | 0 | 0 | 0 | 0 | 0 | 0 | 0 | 0 | 0 | 0 | 0 | 0 | 0 | 0 | 0
F6_Commercial_Miscellaneous_New_Space Heating_Natural Gas_Unit Heater_E6 | F6 | Commercial | Miscellaneous | New | Space Heating | Natural Gas | Unit Heater | E6 | Utility - Value of Sales | 0 | 0 | 0 | 0 | 0 | 0 | 0 | 0 | 0 | 0 | 0 | 0 | 0 | 0 | 0 | 0 | 0 | 0 | 0 | 0 | 0 | 0 | 0 | 0 | 0 | 0 | 0 | 0 | 0 | 0 | 0 | 0 | 0
F6_Commercial_Miscellaneous_New_Space Heating_Natural Gas_Unit Heater_E7 | F6 | Commercial | Miscellaneous | New | Space Heating | Natural Gas | Unit Heater | E7 | Utility - Value of Sales | 0 | 0 | 0 | 0 | 0 | 0 | 0 | 0 | 0 | 0 | 0 | 0 | 0 | 0 | 0 | 0 | 0 | 0 | 0 | 0 | 0 | 0 | 0 | 0 | 0 | 0 | 0 | 0 | 0 | 0 | 0 | 0 | 0
F6_Commercial_Miscellaneous_New_Space Heating_Natural Gas_Unit Heater_E8 | F6 | Commercial | Miscellaneous | New | Space Heating | Natural Gas | Unit Heater | E8 | Utility - Value of Sales | 0 | 0 | 0 | 0 | 0 | 0 | 0 | 0 | 0 | 0 | 0 | 0 | 0 | 0 | 0 | 0 | 0 | 0 | 0 | 0 | 0 | 0 | 0 | 0 | 0 | 0 | 0 | 0 | 0 | 0 | 0 | 0 | 0
F6_Commercial_Miscellaneous_New_Space Heating_Natural Gas_Unit Heater_E9 | F6 | Commercial | Miscellaneous | New | Space Heating | Natural Gas | Unit Heater | E9 | Utility - Value of Sales | 0 | 0 | 0 | 0 | 0 | 0 | 0 | 0 | 0 | 0 | 0 | 0 | 0 | 0 | 0 | 0 | 0 | 0 | 0 | 0 | 0 | 0 | 0 | 0 | 0 | 0 | 0 | 0 | 0 | 0 | 0 | 0 | 0
F6_Commercial_Miscellaneous_New_Space Heating_Natural Gas_Unit Heater_E10 | F6 | Commercial | Miscellaneous | New | Space Heating | Natural Gas | Unit Heater | E10 | Utility - Value of Sales | 0 | 0 | 0 | 0 | 0 | 0 | 0 | 0 | 0 | 0 | 0 | 0 | 0 | 0 | 0 | 0 | 0 | 0 | 0 | 0 | 0 | 0 | 0 | 0 | 0 | 0 | 0 | 0 | 0 | 0 | 0 | 0 | 0
F1_Commercial_Miscellaneous_New_Water Heating_Natural Gas_Water Heater_E1 | F1 | Commercial | Miscellaneous | New | Water Heating | Natural Gas | Water Heater | E1 | RVT - Cost of Equipment | 0.24747 | 0.24973 | 0.25242 | 0.25554 | 0.25919 | 0.2635 | 0.26698 | 0.27026 | 0.27351 | 0.27676 | 0.27974 | 0.28235 | 0.28497 | 0.28775 | 0.29095 | 0.29412 | 0.29762 | 0.30149 | 0.30558 | 0.3098 | 0.31411 | 0.31816 | 0.32187 | 0.32525 | 0.32824 | 0.33078 | 0.33256 | 0.33388 | 0.33501 | 0.33598 | 0.33693 | 0.33737 | 0.33737
F1_Commercial_Miscellaneous_New_Water Heating_Natural Gas_Water Heater_E2 | F1 | Commercial | Miscellaneous | New | Water Heating | Natural Gas | Water Heater | E2 | RVT - Cost of Equipment | 0.24441 | 0.24665 | 0.2493 | 0.25239 | 0.25599 | 0.26024 | 0.26369 | 0.26693 | 0.27013 | 0.27334 | 0.27628 | 0.27886 | 0.28146 | 0.28419 | 0.28735 | 0.29049 | 0.29395 | 0.29776 | 0.30181 | 0.30597 | 0.31023 | 0.31423 | 0.3179 | 0.32123 | 0.32418 | 0.32669 | 0.32846 | 0.32976 | 0.33088 | 0.33183 | 0.33277 | 0.3332 | 0.3332
F1_Commercial_Miscellaneous_New_Water Heating_Natural Gas_Water Heater_E3 | F1 | Commercial | Miscellaneous | New | Water Heating | Natural Gas | Water Heater | E3 | RVT - Cost of Equipment | 0.22497 | 0.22703 | 0.22947 | 0.23231 | 0.23562 | 0.23954 | 0.24271 | 0.2457 | 0.24864 | 0.2516 | 0.25431 | 0.25668 | 0.25907 | 0.26159 | 0.2645 | 0.26738 | 0.27057 | 0.27408 | 0.2778 | 0.28163 | 0.28556 | 0.28924 | 0.29261 | 0.29568 | 0.2984 | 0.30071 | 0.30233 | 0.30353 | 0.30456 | 0.30543 | 0.3063 | 0.3067 | 0.3067
F1_Commercial_Miscellaneous_New_Water Heating_Natural Gas_Water Heater_E4 | F1 | Commercial | Miscellaneous | New | Water Heating | Natural Gas | Water Heater | E4 | RVT - Cost of Equipment | 0.21061 | 0.21253 | 0.21482 | 0.21748 | 0.22058 | 0.22425 | 0.22722 | 0.23001 | 0.23277 | 0.23554 | 0.23807 | 0.2403 | 0.24253 | 0.24489 | 0.24761 | 0.25032 | 0.2533 | 0.25658 | 0.26007 | 0.26366 | 0.26733 | 0.27077 | 0.27393 | 0.27681 | 0.27935 | 0.28151 | 0.28303 | 0.28415 | 0.28512 | 0.28594 | 0.28675 | 0.28712 | 0.28712
F1_Commercial_Miscellaneous_New_Water Heating_Natural Gas_Water Heater_E5 | F1 | Commercial | Miscellaneous | New | Water Heating | Natural Gas | Water Heater | E5 | RVT - Cost of Equipment | 0.20622 | 0.20811 | 0.21035 | 0.21295 | 0.21599 | 0.21958 | 0.22249 | 0.22522 | 0.22792 | 0.23063 | 0.23311 | 0.23529 | 0.23748 | 0.23979 | 0.24246 | 0.2451 | 0.24802 | 0.25124 | 0.25465 | 0.25816 | 0.26176 | 0.26513 | 0.26822 | 0.27104 | 0.27353 | 0.27565 | 0.27714 | 0.27823 | 0.27918 | 0.27998 | 0.28078 | 0.28114 | 0.28114
F1_Commercial_Miscellaneous_New_Water Heating_Natural Gas_Water Heater_E6 | F1 | Commercial | Miscellaneous | New | Water Heating | Natural Gas | Water Heater | E6 | RVT - Cost of Equipment | 0.20201 | 0.20386 | 0.20606 | 0.20861 | 0.21158 | 0.2151 | 0.21795 | 0.22062 | 0.22327 | 0.22593 | 0.22836 | 0.23049 | 0.23263 | 0.2349 | 0.23751 | 0.2401 | 0.24296 | 0.24611 | 0.24945 | 0.2529 | 0.25642 | 0.25972 | 0.26275 | 0.26551 | 0.26795 | 0.27002 | 0.27148 | 0.27255 | 0.27348 | 0.27427 | 0.27505 | 0.2754 | 0.2754
F1_Commercial_Miscellaneous_New_Water Heating_Natural Gas_Water Heater_E7 | F1 | Commercial | Miscellaneous | New | Water Heating | Natural Gas | Water Heater | E7 | RVT - Cost of Equipment | 0.1897 | 0.19156 | 0.19361 | 0.19585 | 0.19839 | 0.20134 | 0.20382 | 0.2062 | 0.20865 | 0.21119 | 0.21362 | 0.21589 | 0.21819 | 0.22054 | 0.22309 | 0.22556 | 0.22816 | 0.23092 | 0.23376 | 0.23662 | 0.2395 | 0.24217 | 0.24459 | 0.24672 | 0.24856 | 0.25014 | 0.25124 | 0.25206 | 0.25276 | 0.25335 | 0.25395 | 0.25421 | 0.25421
F1_Commercial_Miscellaneous_New_Water Heating_Natural Gas_Water Heater_E8 | F1 | Commercial | Miscellaneous | New | Water Heating | Natural Gas | Water Heater | E8 | RVT - Cost of Equipment | 0 | 0 | 0 | 0 | 0 | 0 | 0 | 0 | 0 | 0 | 0 | 0 | 0 | 0 | 0 | 0 | 0 | 0 | 0 | 0 | 0 | 0 | 0 | 0 | 0 | 0 | 0 | 0 | 0 | 0 | 0 | 0 | 0
F1_Commercial_Miscellaneous_New_Water Heating_Natural Gas_Water Heater_E9 | F1 | Commercial | Miscellaneous | New | Water Heating | Natural Gas | Water Heater | E9 | RVT - Cost of Equipment | 0 | 0 | 0 | 0 | 0 | 0 | 0 | 0 | 0 | 0 | 0 | 0 | 0 | 0 | 0 | 0 | 0 | 0 | 0 | 0 | 0 | 0 | 0 | 0 | 0 | 0 | 0 | 0 | 0 | 0 | 0 | 0 | 0
F1_Commercial_Miscellaneous_New_Water Heating_Natural Gas_Water Heater_E10 | F1 | Commercial | Miscellaneous | New | Water Heating | Natural Gas | Water Heater | E10 | RVT - Cost of Equipment | 0 | 0 | 0 | 0 | 0 | 0 | 0 | 0 | 0 | 0 | 0 | 0 | 0 | 0 | 0 | 0 | 0 | 0 | 0 | 0 | 0 | 0 | 0 | 0 | 0 | 0 | 0 | 0 | 0 | 0 | 0 | 0 | 0
F2_Commercial_Miscellaneous_New_Water Heating_Natural Gas_Water Heater_E1 | F2 | Commercial | Miscellaneous | New | Water Heating | Natural Gas | Water Heater | E1 | RVT - Cost of Operation | 0.29648 | 0.29919 | 0.30241 | 0.30616 | 0.31052 | 0.31569 | 0.31986 | 0.32379 | 0.32768 | 0.33158 | 0.33514 | 0.33827 | 0.34142 | 0.34474 | 0.34857 | 0.35238 | 0.35657 | 0.3612 | 0.3661 | 0.37116 | 0.37633 | 0.38118 | 0.38562 | 0.38967 | 0.39325 | 0.39629 | 0.39843 | 0.40001 | 0.40137 | 0.40252 | 0.40367 | 0.40419 | 0.40419
F2_Commercial_Miscellaneous_New_Water Heating_Natural Gas_Water Heater_E2 | F2 | Commercial | Miscellaneous | New | Water Heating | Natural Gas | Water Heater | E2 | RVT - Cost of Operation | 0.29282 | 0.2955 | 0.29868 | 0.30238 | 0.30669 | 0.31179 | 0.31592 | 0.3198 | 0.32363 | 0.32748 | 0.331 | 0.33409 | 0.3372 | 0.34048 | 0.34427 | 0.34803 | 0.35217 | 0.35674 | 0.36158 | 0.36658 | 0.37168 | 0.37647 | 0.38086 | 0.38486 | 0.38839 | 0.3914 | 0.39351 | 0.39507 | 0.39641 | 0.39755 | 0.39868 | 0.3992 | 0.3992
F2_Commercial_Miscellaneous_New_Water Heating_Natural Gas_Water Heater_E3 | F2 | Commercial | Miscellaneous | New | Water Heating | Natural Gas | Water Heater | E3 | RVT - Cost of Operation | 0.26953 | 0.27199 | 0.27492 | 0.27832 | 0.28229 | 0.28699 | 0.29079 | 0.29436 | 0.29789 | 0.30144 | 0.30467 | 0.30752 | 0.31038 | 0.3134 | 0.31688 | 0.32034 | 0.32416 | 0.32836 | 0.33282 | 0.33742 | 0.34211 | 0.34652 | 0.35056 | 0.35425 | 0.3575 | 0.36027 | 0.36221 | 0.36364 | 0.36488 | 0.36593 | 0.36697 | 0.36744 | 0.36744
F2_Commercial_Miscellaneous_New_Water Heating_Natural Gas_Water Heater_E4 | F2 | Commercial | Miscellaneous | New | Water Heating | Natural Gas | Water Heater | E4 | RVT - Cost of Operation | 0.25232 | 0.25463 | 0.25737 | 0.26056 | 0.26427 | 0.26867 | 0.27222 | 0.27557 | 0.27887 | 0.28219 | 0.28523 | 0.28789 | 0.29057 | 0.29339 | 0.29666 | 0.2999 | 0.30347 | 0.3074 | 0.31158 | 0.31588 | 0.32028 | 0.3244 | 0.32819 | 0.33163 | 0.33468 | 0.33727 | 0.33909 | 0.34043 | 0.34159 | 0.34257 | 0.34355 | 0.34399 | 0.34399
F2_Commercial_Miscellaneous_New_Water Heating_Natural Gas_Water Heater_E5 | F2 | Commercial | Miscellaneous | New | Water Heating | Natural Gas | Water Heater | E5 | RVT - Cost of Operation | 0.24707 | 0.24933 | 0.25201 | 0.25513 | 0.25877 | 0.26307 | 0.26655 | 0.26983 | 0.27306 | 0.27632 | 0.27928 | 0.28189 | 0.28451 | 0.28728 | 0.29048 | 0.29365 | 0.29714 | 0.301 | 0.30508 | 0.3093 | 0.31361 | 0.31765 | 0.32135 | 0.32473 | 0.32771 | 0.33024 | 0.33203 | 0.33334 | 0.33447 | 0.33543 | 0.33639 | 0.33682 | 0.33682
F2_Commercial_Miscellaneous_New_Water Heating_Natural Gas_Water Heater_E6 | F2 | Commercial | Miscellaneous | New | Water Heating | Natural Gas | Water Heater | E6 | RVT - Cost of Operation | 0.24203 | 0.24424 | 0.24687 | 0.24992 | 0.25349 | 0.2577 | 0.26111 | 0.26432 | 0.26749 | 0.27068 | 0.27358 | 0.27614 | 0.27871 | 0.28142 | 0.28455 | 0.28766 | 0.29108 | 0.29486 | 0.29886 | 0.30299 | 0.30721 | 0.31116 | 0.31479 | 0.3181 | 0.32102 | 0.3235 | 0.32525 | 0.32654 | 0.32765 | 0.32859 | 0.32952 | 0.32995 | 0.32995
F2_Commercial_Miscellaneous_New_Water Heating_Natural Gas_Water Heater_E7 | F2 | Commercial | Miscellaneous | New | Water Heating | Natural Gas | Water Heater | E7 | RVT - Cost of Operation | 0.22728 | 0.2295 | 0.23196 | 0.23465 | 0.23768 | 0.24122 | 0.24419 | 0.24704 | 0.24997 | 0.25301 | 0.25593 | 0.25865 | 0.2614 | 0.26423 | 0.26728 | 0.27023 | 0.27336 | 0.27666 | 0.28006 | 0.28349 | 0.28694 | 0.29014 | 0.29303 | 0.29558 | 0.2978 | 0.29968 | 0.30101 | 0.30198 | 0.30282 | 0.30354 | 0.30425 | 0.30457 | 0.30457
F2_Commercial_Miscellaneous_New_Water Heating_Natural Gas_Water Heater_E8 | F2 | Commercial | Miscellaneous | New | Water Heating | Natural Gas | Water Heater | E8 | RVT - Cost of Operation | 0 | 0 | 0 | 0 | 0 | 0 | 0 | 0 | 0 | 0 | 0 | 0 | 0 | 0 | 0 | 0 | 0 | 0 | 0 | 0 | 0 | 0 | 0 | 0 | 0 | 0 | 0 | 0 | 0 | 0 | 0 | 0 | 0
F2_Commercial_Miscellaneous_New_Water Heating_Natural Gas_Water Heater_E9 | F2 | Commercial | Miscellaneous | New | Water Heating | Natural Gas | Water Heater | E9 | RVT - Cost of Operation | 0 | 0 | 0 | 0 | 0 | 0 | 0 | 0 | 0 | 0 | 0 | 0 | 0 | 0 | 0 | 0 | 0 | 0 | 0 | 0 | 0 | 0 | 0 | 0 | 0 | 0 | 0 | 0 | 0 | 0 | 0 | 0 | 0
F2_Commercial_Miscellaneous_New_Water Heating_Natural Gas_Water Heater_E10 | F2 | Commercial | Miscellaneous | New | Water Heating | Natural Gas | Water Heater | E10 | RVT - Cost of Operation | 0 | 0 | 0 | 0 | 0 | 0 | 0 | 0 | 0 | 0 | 0 | 0 | 0 | 0 | 0 | 0 | 0 | 0 | 0 | 0 | 0 | 0 | 0 | 0 | 0 | 0 | 0 | 0 | 0 | 0 | 0 | 0 | 0
F3_Commercial_Miscellaneous_New_Water Heating_Natural Gas_Water Heater_E1 | F3 | Commercial | Miscellaneous | New | Water Heating | Natural Gas | Water Heater | E1 | System - kBTUs of Consumption | 0.028867 | 0.028867 | 0.028867 | 0.028867 | 0.028867 | 0.028867 | 0.028867 | 0.028867 | 0.028867 | 0.028867 | 0.028867 | 0.028867 | 0.028867 | 0.028867 | 0.028867 | 0.028867 | 0.028867 | 0.028867 | 0.028867 | 0.028867 | 0.028867 | 0.028867 | 0.028867 | 0.028867 | 0.028867 | 0.028867 | 0.028867 | 0.028867 | 0.028867 | 0.028867 | 0.028867 | 0.028867 | 0.028867
F3_Commercial_Miscellaneous_New_Water Heating_Natural Gas_Water Heater_E2 | F3 | Commercial | Miscellaneous | New | Water Heating | Natural Gas | Water Heater | E2 | System - kBTUs of Consumption | 0.028859 | 0.028859 | 0.028859 | 0.028859 | 0.028859 | 0.028859 | 0.028859 | 0.028859 | 0.028859 | 0.028859 | 0.028859 | 0.028859 | 0.028859 | 0.028859 | 0.028859 | 0.028859 | 0.028859 | 0.028859 | 0.028859 | 0.028859 | 0.028859 | 0.028859 | 0.028859 | 0.028859 | 0.028859 | 0.028859 | 0.028859 | 0.028859 | 0.028859 | 0.028859 | 0.028859 | 0.028859 | 0.028859
F3_Commercial_Miscellaneous_New_Water Heating_Natural Gas_Water Heater_E3 | F3 | Commercial | Miscellaneous | New | Water Heating | Natural Gas | Water Heater | E3 | System - kBTUs of Consumption | 0.029338 | 0.029338 | 0.029338 | 0.029338 | 0.029338 | 0.029338 | 0.029338 | 0.029338 | 0.029338 | 0.029338 | 0.029338 | 0.029338 | 0.029338 | 0.029338 | 0.029338 | 0.029338 | 0.029338 | 0.029338 | 0.029338 | 0.029338 | 0.029338 | 0.029338 | 0.029338 | 0.029338 | 0.029338 | 0.029338 | 0.029338 | 0.029338 | 0.029338 | 0.029338 | 0.029338 | 0.029338 | 0.029338
F3_Commercial_Miscellaneous_New_Water Heating_Natural Gas_Water Heater_E4 | F3 | Commercial | Miscellaneous | New | Water Heating | Natural Gas | Water Heater | E4 | System - kBTUs of Consumption | 0.029818 | 0.029818 | 0.029818 | 0.029818 | 0.029818 | 0.029818 | 0.029818 | 0.029818 | 0.029818 | 0.029818 | 0.029818 | 0.029818 | 0.029818 | 0.029818 | 0.029818 | 0.029818 | 0.029818 | 0.029818 | 0.029818 | 0.029818 | 0.029818 | 0.029818 | 0.029818 | 0.029818 | 0.029818 | 0.029818 | 0.029818 | 0.029818 | 0.029818 | 0.029818 | 0.029818 | 0.029818 | 0.029818
F3_Commercial_Miscellaneous_New_Water Heating_Natural Gas_Water Heater_E5 | F3 | Commercial | Miscellaneous | New | Water Heating | Natural Gas | Water Heater | E5 | System - kBTUs of Consumption | 0.030452 | 0.030452 | 0.030452 | 0.030452 | 0.030452 | 0.030452 | 0.030452 | 0.030452 | 0.030452 | 0.030452 | 0.030452 | 0.030452 | 0.030452 | 0.030452 | 0.030452 | 0.030452 | 0.030452 | 0.030452 | 0.030452 | 0.030452 | 0.030452 | 0.030452 | 0.030452 | 0.030452 | 0.030452 | 0.030452 | 0.030452 | 0.030452 | 0.030452 | 0.030452 | 0.030452 | 0.030452 | 0.030452
F3_Commercial_Miscellaneous_New_Water Heating_Natural Gas_Water Heater_E6 | F3 | Commercial | Miscellaneous | New | Water Heating | Natural Gas | Water Heater | E6 | System - kBTUs of Consumption | 0.025726 | 0.025726 | 0.025726 | 0.025726 | 0.025726 | 0.025726 | 0.025726 | 0.025726 | 0.025726 | 0.025726 | 0.025726 | 0.025726 | 0.025726 | 0.025726 | 0.025726 | 0.025726 | 0.025726 | 0.025726 | 0.025726 | 0.025726 | 0.025726 | 0.025726 | 0.025726 | 0.025726 | 0.025726 | 0.025726 | 0.025726 | 0.025726 | 0.025726 | 0.025726 | 0.025726 | 0.025726 | 0.025726
F3_Commercial_Miscellaneous_New_Water Heating_Natural Gas_Water Heater_E7 | F3 | Commercial | Miscellaneous | New | Water Heating | Natural Gas | Water Heater | E7 | System - kBTUs of Consumption | 0.032483 | 0.032483 | 0.032483 | 0.032483 | 0.032483 | 0.032483 | 0.032483 | 0.032483 | 0.032483 | 0.032483 | 0.032483 | 0.032483 | 0.032483 | 0.032483 | 0.032483 | 0.032483 | 0.032483 | 0.032483 | 0.032483 | 0.032483 | 0.032483 | 0.032483 | 0.032483 | 0.032483 | 0.032483 | 0.032483 | 0.032483 | 0.032483 | 0.032483 | 0.032483 | 0.032483 | 0.032483 | 0.032483
F3_Commercial_Miscellaneous_New_Water Heating_Natural Gas_Water Heater_E8 | F3 | Commercial | Miscellaneous | New | Water Heating | Natural Gas | Water Heater | E8 | System - kBTUs of Consumption | 0 | 0 | 0 | 0 | 0 | 0 | 0 | 0 | 0 | 0 | 0 | 0 | 0 | 0 | 0 | 0 | 0 | 0 | 0 | 0 | 0 | 0 | 0 | 0 | 0 | 0 | 0 | 0 | 0 | 0 | 0 | 0 | 0
F3_Commercial_Miscellaneous_New_Water Heating_Natural Gas_Water Heater_E9 | F3 | Commercial | Miscellaneous | New | Water Heating | Natural Gas | Water Heater | E9 | System - kBTUs of Consumption | 0 | 0 | 0 | 0 | 0 | 0 | 0 | 0 | 0 | 0 | 0 | 0 | 0 | 0 | 0 | 0 | 0 | 0 | 0 | 0 | 0 | 0 | 0 | 0 | 0 | 0 | 0 | 0 | 0 | 0 | 0 | 0 | 0
F3_Commercial_Miscellaneous_New_Water Heating_Natural Gas_Water Heater_E10 | F3 | Commercial | Miscellaneous | New | Water Heating | Natural Gas | Water Heater | E10 | System - kBTUs of Consumption | 0 | 0 | 0 | 0 | 0 | 0 | 0 | 0 | 0 | 0 | 0 | 0 | 0 | 0 | 0 | 0 | 0 | 0 | 0 | 0 | 0 | 0 | 0 | 0 | 0 | 0 | 0 | 0 | 0 | 0 | 0 | 0 | 0
F4_Commercial_Miscellaneous_New_Water Heating_Natural Gas_Water Heater_E1 | F4 | Commercial | Miscellaneous | New | Water Heating | Natural Gas | Water Heater | E1 | Utility - Cost of Equipment | 0.29648 | 0.29919 | 0.30241 | 0.30616 | 0.31052 | 0.31569 | 0.31986 | 0.32379 | 0.32768 | 0.33158 | 0.33514 | 0.33827 | 0.34142 | 0.34474 | 0.34857 | 0.35238 | 0.35657 | 0.3612 | 0.3661 | 0.37116 | 0.37633 | 0.38118 | 0.38562 | 0.38967 | 0.39325 | 0.39629 | 0.39843 | 0.40001 | 0.40137 | 0.40252 | 0.40367 | 0.40419 | 0.40419
F4_Commercial_Miscellaneous_New_Water Heating_Natural Gas_Water Heater_E2 | F4 | Commercial | Miscellaneous | New | Water Heating | Natural Gas | Water Heater | E2 | Utility - Cost of Equipment | 0.29282 | 0.2955 | 0.29868 | 0.30238 | 0.30669 | 0.31179 | 0.31592 | 0.3198 | 0.32363 | 0.32748 | 0.331 | 0.33409 | 0.3372 | 0.34048 | 0.34427 | 0.34803 | 0.35217 | 0.35674 | 0.36158 | 0.36658 | 0.37168 | 0.37647 | 0.38086 | 0.38486 | 0.38839 | 0.3914 | 0.39351 | 0.39507 | 0.39641 | 0.39755 | 0.39868 | 0.3992 | 0.3992
F4_Commercial_Miscellaneous_New_Water Heating_Natural Gas_Water Heater_E3 | F4 | Commercial | Miscellaneous | New | Water Heating | Natural Gas | Water Heater | E3 | Utility - Cost of Equipment | 0.26953 | 0.27199 | 0.27492 | 0.27832 | 0.28229 | 0.28699 | 0.29079 | 0.29436 | 0.29789 | 0.30144 | 0.30467 | 0.30752 | 0.31038 | 0.3134 | 0.31688 | 0.32034 | 0.32416 | 0.32836 | 0.33282 | 0.33742 | 0.34211 | 0.34652 | 0.35056 | 0.35425 | 0.3575 | 0.36027 | 0.36221 | 0.36364 | 0.36488 | 0.36593 | 0.36697 | 0.36744 | 0.36744
F4_Commercial_Miscellaneous_New_Water Heating_Natural Gas_Water Heater_E4 | F4 | Commercial | Miscellaneous | New | Water Heating | Natural Gas | Water Heater | E4 | Utility - Cost of Equipment | 0.25232 | 0.25463 | 0.25737 | 0.26056 | 0.26427 | 0.26867 | 0.27222 | 0.27557 | 0.27887 | 0.28219 | 0.28523 | 0.28789 | 0.29057 | 0.29339 | 0.29666 | 0.2999 | 0.30347 | 0.3074 | 0.31158 | 0.31588 | 0.32028 | 0.3244 | 0.32819 | 0.33163 | 0.33468 | 0.33727 | 0.33909 | 0.34043 | 0.34159 | 0.34257 | 0.34355 | 0.34399 | 0.34399
F4_Commercial_Miscellaneous_New_Water Heating_Natural Gas_Water Heater_E5 | F4 | Commercial | Miscellaneous | New | Water Heating | Natural Gas | Water Heater | E5 | Utility - Cost of Equipment | 0.24707 | 0.24933 | 0.25201 | 0.25513 | 0.25877 | 0.26307 | 0.26655 | 0.26983 | 0.27306 | 0.27632 | 0.27928 | 0.28189 | 0.28451 | 0.28728 | 0.29048 | 0.29365 | 0.29714 | 0.301 | 0.30508 | 0.3093 | 0.31361 | 0.31765 | 0.32135 | 0.32473 | 0.32771 | 0.33024 | 0.33203 | 0.33334 | 0.33447 | 0.33543 | 0.33639 | 0.33682 | 0.33682
F4_Commercial_Miscellaneous_New_Water Heating_Natural Gas_Water Heater_E6 | F4 | Commercial | Miscellaneous | New | Water Heating | Natural Gas | Water Heater | E6 | Utility - Cost of Equipment | 0.24203 | 0.24424 | 0.24687 | 0.24992 | 0.25349 | 0.2577 | 0.26111 | 0.26432 | 0.26749 | 0.27068 | 0.27358 | 0.27614 | 0.27871 | 0.28142 | 0.28455 | 0.28766 | 0.29108 | 0.29486 | 0.29886 | 0.30299 | 0.30721 | 0.31116 | 0.31479 | 0.3181 | 0.32102 | 0.3235 | 0.32525 | 0.32654 | 0.32765 | 0.32859 | 0.32952 | 0.32995 | 0.32995
F4_Commercial_Miscellaneous_New_Water Heating_Natural Gas_Water Heater_E7 | F4 | Commercial | Miscellaneous | New | Water Heating | Natural Gas | Water Heater | E7 | Utility - Cost of Equipment | 0.22728 | 0.2295 | 0.23196 | 0.23465 | 0.23768 | 0.24122 | 0.24419 | 0.24704 | 0.24997 | 0.25301 | 0.25593 | 0.25865 | 0.2614 | 0.26423 | 0.26728 | 0.27023 | 0.27336 | 0.27666 | 0.28006 | 0.28349 | 0.28694 | 0.29014 | 0.29303 | 0.29558 | 0.2978 | 0.29968 | 0.30101 | 0.30198 | 0.30282 | 0.30354 | 0.30425 | 0.30457 | 0.30457
F4_Commercial_Miscellaneous_New_Water Heating_Natural Gas_Water Heater_E8 | F4 | Commercial | Miscellaneous | New | Water Heating | Natural Gas | Water Heater | E8 | Utility - Cost of Equipment | 0 | 0 | 0 | 0 | 0 | 0 | 0 | 0 | 0 | 0 | 0 | 0 | 0 | 0 | 0 | 0 | 0 | 0 | 0 | 0 | 0 | 0 | 0 | 0 | 0 | 0 | 0 | 0 | 0 | 0 | 0 | 0 | 0
F4_Commercial_Miscellaneous_New_Water Heating_Natural Gas_Water Heater_E9 | F4 | Commercial | Miscellaneous | New | Water Heating | Natural Gas | Water Heater | E9 | Utility - Cost of Equipment | 0 | 0 | 0 | 0 | 0 | 0 | 0 | 0 | 0 | 0 | 0 | 0 | 0 | 0 | 0 | 0 | 0 | 0 | 0 | 0 | 0 | 0 | 0 | 0 | 0 | 0 | 0 | 0 | 0 | 0 | 0 | 0 | 0
F4_Commercial_Miscellaneous_New_Water Heating_Natural Gas_Water Heater_E10 | F4 | Commercial | Miscellaneous | New | Water Heating | Natural Gas | Water Heater | E10 | Utility - Cost of Equipment | 0 | 0 | 0 | 0 | 0 | 0 | 0 | 0 | 0 | 0 | 0 | 0 | 0 | 0 | 0 | 0 | 0 | 0 | 0 | 0 | 0 | 0 | 0 | 0 | 0 | 0 | 0 | 0 | 0 | 0 | 0 | 0 | 0
F5_Commercial_Miscellaneous_New_Water Heating_Natural Gas_Water Heater_E1 | F5 | Commercial | Miscellaneous | New | Water Heating | Natural Gas | Water Heater | E1 | Utility - Cost of Operation | 0.028867 | 0.028867 | 0.028867 | 0.028867 | 0.028867 | 0.028867 | 0.028867 | 0.028867 | 0.028867 | 0.028867 | 0.028867 | 0.028867 | 0.028867 | 0.028867 | 0.028867 | 0.028867 | 0.028867 | 0.028867 | 0.028867 | 0.028867 | 0.028867 | 0.028867 | 0.028867 | 0.028867 | 0.028867 | 0.028867 | 0.028867 | 0.028867 | 0.028867 | 0.028867 | 0.028867 | 0.028867 | 0.028867
F5_Commercial_Miscellaneous_New_Water Heating_Natural Gas_Water Heater_E2 | F5 | Commercial | Miscellaneous | New | Water Heating | Natural Gas | Water Heater | E2 | Utility - Cost of Operation | 0.028859 | 0.028859 | 0.028859 | 0.028859 | 0.028859 | 0.028859 | 0.028859 | 0.028859 | 0.028859 | 0.028859 | 0.028859 | 0.028859 | 0.028859 | 0.028859 | 0.028859 | 0.028859 | 0.028859 | 0.028859 | 0.028859 | 0.028859 | 0.028859 | 0.028859 | 0.028859 | 0.028859 | 0.028859 | 0.028859 | 0.028859 | 0.028859 | 0.028859 | 0.028859 | 0.028859 | 0.028859 | 0.028859
F5_Commercial_Miscellaneous_New_Water Heating_Natural Gas_Water Heater_E3 | F5 | Commercial | Miscellaneous | New | Water Heating | Natural Gas | Water Heater | E3 | Utility - Cost of Operation | 0.029338 | 0.029338 | 0.029338 | 0.029338 | 0.029338 | 0.029338 | 0.029338 | 0.029338 | 0.029338 | 0.029338 | 0.029338 | 0.029338 | 0.029338 | 0.029338 | 0.029338 | 0.029338 | 0.029338 | 0.029338 | 0.029338 | 0.029338 | 0.029338 | 0.029338 | 0.029338 | 0.029338 | 0.029338 | 0.029338 | 0.029338 | 0.029338 | 0.029338 | 0.029338 | 0.029338 | 0.029338 | 0.029338
F5_Commercial_Miscellaneous_New_Water Heating_Natural Gas_Water Heater_E4 | F5 | Commercial | Miscellaneous | New | Water Heating | Natural Gas | Water Heater | E4 | Utility - Cost of Operation | 0.029818 | 0.029818 | 0.029818 | 0.029818 | 0.029818 | 0.029818 | 0.029818 | 0.029818 | 0.029818 | 0.029818 | 0.029818 | 0.029818 | 0.029818 | 0.029818 | 0.029818 | 0.029818 | 0.029818 | 0.029818 | 0.029818 | 0.029818 | 0.029818 | 0.029818 | 0.029818 | 0.029818 | 0.029818 | 0.029818 | 0.029818 | 0.029818 | 0.029818 | 0.029818 | 0.029818 | 0.029818 | 0.029818
F5_Commercial_Miscellaneous_New_Water Heating_Natural Gas_Water Heater_E5 | F5 | Commercial | Miscellaneous | New | Water Heating | Natural Gas | Water Heater | E5 | Utility - Cost of Operation | 0.030452 | 0.030452 | 0.030452 | 0.030452 | 0.030452 | 0.030452 | 0.030452 | 0.030452 | 0.030452 | 0.030452 | 0.030452 | 0.030452 | 0.030452 | 0.030452 | 0.030452 | 0.030452 | 0.030452 | 0.030452 | 0.030452 | 0.030452 | 0.030452 | 0.030452 | 0.030452 | 0.030452 | 0.030452 | 0.030452 | 0.030452 | 0.030452 | 0.030452 | 0.030452 | 0.030452 | 0.030452 | 0.030452
F5_Commercial_Miscellaneous_New_Water Heating_Natural Gas_Water Heater_E6 | F5 | Commercial | Miscellaneous | New | Water Heating | Natural Gas | Water Heater | E6 | Utility - Cost of Operation | 0.025726 | 0.025726 | 0.025726 | 0.025726 | 0.025726 | 0.025726 | 0.025726 | 0.025726 | 0.025726 | 0.025726 | 0.025726 | 0.025726 | 0.025726 | 0.025726 | 0.025726 | 0.025726 | 0.025726 | 0.025726 | 0.025726 | 0.025726 | 0.025726 | 0.025726 | 0.025726 | 0.025726 | 0.025726 | 0.025726 | 0.025726 | 0.025726 | 0.025726 | 0.025726 | 0.025726 | 0.025726 | 0.025726
F5_Commercial_Miscellaneous_New_Water Heating_Natural Gas_Water Heater_E7 | F5 | Commercial | Miscellaneous | New | Water Heating | Natural Gas | Water Heater | E7 | Utility - Cost of Operation | 0.032483 | 0.032483 | 0.032483 | 0.032483 | 0.032483 | 0.032483 | 0.032483 | 0.032483 | 0.032483 | 0.032483 | 0.032483 | 0.032483 | 0.032483 | 0.032483 | 0.032483 | 0.032483 | 0.032483 | 0.032483 | 0.032483 | 0.032483 | 0.032483 | 0.032483 | 0.032483 | 0.032483 | 0.032483 | 0.032483 | 0.032483 | 0.032483 | 0.032483 | 0.032483 | 0.032483 | 0.032483 | 0.032483
F5_Commercial_Miscellaneous_New_Water Heating_Natural Gas_Water Heater_E8 | F5 | Commercial | Miscellaneous | New | Water Heating | Natural Gas | Water Heater | E8 | Utility - Cost of Operation | 0 | 0 | 0 | 0 | 0 | 0 | 0 | 0 | 0 | 0 | 0 | 0 | 0 | 0 | 0 | 0 | 0 | 0 | 0 | 0 | 0 | 0 | 0 | 0 | 0 | 0 | 0 | 0 | 0 | 0 | 0 | 0 | 0
F5_Commercial_Miscellaneous_New_Water Heating_Natural Gas_Water Heater_E9 | F5 | Commercial | Miscellaneous | New | Water Heating | Natural Gas | Water Heater | E9 | Utility - Cost of Operation | 0 | 0 | 0 | 0 | 0 | 0 | 0 | 0 | 0 | 0 | 0 | 0 | 0 | 0 | 0 | 0 | 0 | 0 | 0 | 0 | 0 | 0 | 0 | 0 | 0 | 0 | 0 | 0 | 0 | 0 | 0 | 0 | 0
F5_Commercial_Miscellaneous_New_Water Heating_Natural Gas_Water Heater_E10 | F5 | Commercial | Miscellaneous | New | Water Heating | Natural Gas | Water Heater | E10 | Utility - Cost of Operation | 0 | 0 | 0 | 0 | 0 | 0 | 0 | 0 | 0 | 0 | 0 | 0 | 0 | 0 | 0 | 0 | 0 | 0 | 0 | 0 | 0 | 0 | 0 | 0 | 0 | 0 | 0 | 0 | 0 | 0 | 0 | 0 | 0
F6_Commercial_Miscellaneous_New_Water Heating_Natural Gas_Water Heater_E1 | F6 | Commercial | Miscellaneous | New | Water Heating | Natural Gas | Water Heater | E1 | Utility - Value of Sales | 0.22998 | 0.22998 | 0.22998 | 0.22998 | 0.22998 | 0.22998 | 0.22998 | 0.22998 | 0.22998 | 0.22998 | 0.22998 | 0.22998 | 0.22998 | 0.22998 | 0.22998 | 0.22998 | 0.22998 | 0.22998 | 0.22998 | 0.22998 | 0.22998 | 0.22998 | 0.22998 | 0.22998 | 0.22998 | 0.22998 | 0.22998 | 0.22998 | 0.22998 | 0.22998 | 0.22998 | 0.22998 | 0.22998
F6_Commercial_Miscellaneous_New_Water Heating_Natural Gas_Water Heater_E2 | F6 | Commercial | Miscellaneous | New | Water Heating | Natural Gas | Water Heater | E2 | Utility - Value of Sales | 0.22714 | 0.22714 | 0.22714 | 0.22714 | 0.22714 | 0.22714 | 0.22714 | 0.22714 | 0.22714 | 0.22714 | 0.22714 | 0.22714 | 0.22714 | 0.22714 | 0.22714 | 0.22714 | 0.22714 | 0.22714 | 0.22714 | 0.22714 | 0.22714 | 0.22714 | 0.22714 | 0.22714 | 0.22714 | 0.22714 | 0.22714 | 0.22714 | 0.22714 | 0.22714 | 0.22714 | 0.22714 | 0.22714
F6_Commercial_Miscellaneous_New_Water Heating_Natural Gas_Water Heater_E3 | F6 | Commercial | Miscellaneous | New | Water Heating | Natural Gas | Water Heater | E3 | Utility - Value of Sales | 0.20907 | 0.20907 | 0.20907 | 0.20907 | 0.20907 | 0.20907 | 0.20907 | 0.20907 | 0.20907 | 0.20907 | 0.20907 | 0.20907 | 0.20907 | 0.20907 | 0.20907 | 0.20907 | 0.20907 | 0.20907 | 0.20907 | 0.20907 | 0.20907 | 0.20907 | 0.20907 | 0.20907 | 0.20907 | 0.20907 | 0.20907 | 0.20907 | 0.20907 | 0.20907 | 0.20907 | 0.20907 | 0.20907
F6_Commercial_Miscellaneous_New_Water Heating_Natural Gas_Water Heater_E4 | F6 | Commercial | Miscellaneous | New | Water Heating | Natural Gas | Water Heater | E4 | Utility - Value of Sales | 0.19573 | 0.19573 | 0.19573 | 0.19573 | 0.19573 | 0.19573 | 0.19573 | 0.19573 | 0.19573 | 0.19573 | 0.19573 | 0.19573 | 0.19573 | 0.19573 | 0.19573 | 0.19573 | 0.19573 | 0.19573 | 0.19573 | 0.19573 | 0.19573 | 0.19573 | 0.19573 | 0.19573 | 0.19573 | 0.19573 | 0.19573 | 0.19573 | 0.19573 | 0.19573 | 0.19573 | 0.19573 | 0.19573
F6_Commercial_Miscellaneous_New_Water Heating_Natural Gas_Water Heater_E5 | F6 | Commercial | Miscellaneous | New | Water Heating | Natural Gas | Water Heater | E5 | Utility - Value of Sales | 0.19165 | 0.19165 | 0.19165 | 0.19165 | 0.19165 | 0.19165 | 0.19165 | 0.19165 | 0.19165 | 0.19165 | 0.19165 | 0.19165 | 0.19165 | 0.19165 | 0.19165 | 0.19165 | 0.19165 | 0.19165 | 0.19165 | 0.19165 | 0.19165 | 0.19165 | 0.19165 | 0.19165 | 0.19165 | 0.19165 | 0.19165 | 0.19165 | 0.19165 | 0.19165 | 0.19165 | 0.19165 | 0.19165
F6_Commercial_Miscellaneous_New_Water Heating_Natural Gas_Water Heater_E6 | F6 | Commercial | Miscellaneous | New | Water Heating | Natural Gas | Water Heater | E6 | Utility - Value of Sales | 0.18774 | 0.18774 | 0.18774 | 0.18774 | 0.18774 | 0.18774 | 0.18774 | 0.18774 | 0.18774 | 0.18774 | 0.18774 | 0.18774 | 0.18774 | 0.18774 | 0.18774 | 0.18774 | 0.18774 | 0.18774 | 0.18774 | 0.18774 | 0.18774 | 0.18774 | 0.18774 | 0.18774 | 0.18774 | 0.18774 | 0.18774 | 0.18774 | 0.18774 | 0.18774 | 0.18774 | 0.18774 | 0.18774
F6_Commercial_Miscellaneous_New_Water Heating_Natural Gas_Water Heater_E7 | F6 | Commercial | Miscellaneous | New | Water Heating | Natural Gas | Water Heater | E7 | Utility - Value of Sales | 0.17357 | 0.17357 | 0.17357 | 0.17357 | 0.17357 | 0.17357 | 0.17357 | 0.17357 | 0.17357 | 0.17357 | 0.17357 | 0.17357 | 0.17357 | 0.17357 | 0.17357 | 0.17357 | 0.17357 | 0.17357 | 0.17357 | 0.17357 | 0.17357 | 0.17357 | 0.17357 | 0.17357 | 0.17357 | 0.17357 | 0.17357 | 0.17357 | 0.17357 | 0.17357 | 0.17357 | 0.17357 | 0.17357
F6_Commercial_Miscellaneous_New_Water Heating_Natural Gas_Water Heater_E8 | F6 | Commercial | Miscellaneous | New | Water Heating | Natural Gas | Water Heater | E8 | Utility - Value of Sales | 0 | 0 | 0 | 0 | 0 | 0 | 0 | 0 | 0 | 0 | 0 | 0 | 0 | 0 | 0 | 0 | 0 | 0 | 0 | 0 | 0 | 0 | 0 | 0 | 0 | 0 | 0 | 0 | 0 | 0 | 0 | 0 | 0
F6_Commercial_Miscellaneous_New_Water Heating_Natural Gas_Water Heater_E9 | F6 | Commercial | Miscellaneous | New | Water Heating | Natural Gas | Water Heater | E9 | Utility - Value of Sales | 0 | 0 | 0 | 0 | 0 | 0 | 0 | 0 | 0 | 0 | 0 | 0 | 0 | 0 | 0 | 0 | 0 | 0 | 0 | 0 | 0 | 0 | 0 | 0 | 0 | 0 | 0 | 0 | 0 | 0 | 0 | 0 | 0
F6_Commercial_Miscellaneous_New_Water Heating_Natural Gas_Water Heater_E10 | F6 | Commercial | Miscellaneous | New | Water Heating | Natural Gas | Water Heater | E10 | Utility - Value of Sales | 0 | 0 | 0 | 0 | 0 | 0 | 0 | 0 | 0 | 0 | 0 | 0 | 0 | 0 | 0 | 0 | 0 | 0 | 0 | 0 | 0 | 0 | 0 | 0 | 0 | 0 | 0 | 0 | 0 | 0 | 0 | 0 | 0
F1_Commercial_Miscellaneous_New_Food Preparation_Natural Gas_Oven_E1 | F1 | Commercial | Miscellaneous | New | Food Preparation | Natural Gas | Oven | E1 | RVT - Cost of Equipment | 0.031174 | 0.031412 | 0.031678 | 0.03197 | 0.032302 | 0.032688 | 0.033 | 0.0333 | 0.033604 | 0.033921 | 0.034224 | 0.034501 | 0.034785 | 0.035083 | 0.035413 | 0.035735 | 0.036076 | 0.036436 | 0.036812 | 0.037196 | 0.037582 | 0.037943 | 0.03827 | 0.038558 | 0.038808 | 0.039022 | 0.039171 | 0.039282 | 0.039378 | 0.03946 | 0.039541 | 0.039576 | 0.039576
F1_Commercial_Miscellaneous_New_Food Preparation_Natural Gas_Oven_E2 | F1 | Commercial | Miscellaneous | New | Food Preparation | Natural Gas | Oven | E2 | RVT - Cost of Equipment | 0.027086 | 0.027292 | 0.027523 | 0.027777 | 0.028066 | 0.028401 | 0.028672 | 0.028933 | 0.029197 | 0.029473 | 0.029735 | 0.029977 | 0.030223 | 0.030482 | 0.030768 | 0.031048 | 0.031345 | 0.031658 | 0.031985 | 0.032318 | 0.032653 | 0.032967 | 0.033251 | 0.033502 | 0.033718 | 0.033905 | 0.034034 | 0.03413 | 0.034213 | 0.034285 | 0.034355 | 0.034386 | 0.034386
F1_Commercial_Miscellaneous_New_Food Preparation_Natural Gas_Oven_E3 | F1 | Commercial | Miscellaneous | New | Food Preparation | Natural Gas | Oven | E3 | RVT - Cost of Equipment | 0 | 0 | 0 | 0 | 0 | 0 | 0 | 0 | 0 | 0 | 0 | 0 | 0 | 0 | 0 | 0 | 0 | 0 | 0 | 0 | 0 | 0 | 0 | 0 | 0 | 0 | 0 | 0 | 0 | 0 | 0 | 0 | 0
F1_Commercial_Miscellaneous_New_Food Preparation_Natural Gas_Oven_E4 | F1 | Commercial | Miscellaneous | New | Food Preparation | Natural Gas | Oven | E4 | RVT - Cost of Equipment | 0 | 0 | 0 | 0 | 0 | 0 | 0 | 0 | 0 | 0 | 0 | 0 | 0 | 0 | 0 | 0 | 0 | 0 | 0 | 0 | 0 | 0 | 0 | 0 | 0 | 0 | 0 | 0 | 0 | 0 | 0 | 0 | 0
F1_Commercial_Miscellaneous_New_Food Preparation_Natural Gas_Oven_E5 | F1 | Commercial | Miscellaneous | New | Food Preparation | Natural Gas | Oven | E5 | RVT - Cost of Equipment | 0 | 0 | 0 | 0 | 0 | 0 | 0 | 0 | 0 | 0 | 0 | 0 | 0 | 0 | 0 | 0 | 0 | 0 | 0 | 0 | 0 | 0 | 0 | 0 | 0 | 0 | 0 | 0 | 0 | 0 | 0 | 0 | 0
F1_Commercial_Miscellaneous_New_Food Preparation_Natural Gas_Oven_E6 | F1 | Commercial | Miscellaneous | New | Food Preparation | Natural Gas | Oven | E6 | RVT - Cost of Equipment | 0 | 0 | 0 | 0 | 0 | 0 | 0 | 0 | 0 | 0 | 0 | 0 | 0 | 0 | 0 | 0 | 0 | 0 | 0 | 0 | 0 | 0 | 0 | 0 | 0 | 0 | 0 | 0 | 0 | 0 | 0 | 0 | 0
F1_Commercial_Miscellaneous_New_Food Preparation_Natural Gas_Oven_E7 | F1 | Commercial | Miscellaneous | New | Food Preparation | Natural Gas | Oven | E7 | RVT - Cost of Equipment | 0 | 0 | 0 | 0 | 0 | 0 | 0 | 0 | 0 | 0 | 0 | 0 | 0 | 0 | 0 | 0 | 0 | 0 | 0 | 0 | 0 | 0 | 0 | 0 | 0 | 0 | 0 | 0 | 0 | 0 | 0 | 0 | 0
F1_Commercial_Miscellaneous_New_Food Preparation_Natural Gas_Oven_E8 | F1 | Commercial | Miscellaneous | New | Food Preparation | Natural Gas | Oven | E8 | RVT - Cost of Equipment | 0 | 0 | 0 | 0 | 0 | 0 | 0 | 0 | 0 | 0 | 0 | 0 | 0 | 0 | 0 | 0 | 0 | 0 | 0 | 0 | 0 | 0 | 0 | 0 | 0 | 0 | 0 | 0 | 0 | 0 | 0 | 0 | 0
F1_Commercial_Miscellaneous_New_Food Preparation_Natural Gas_Oven_E9 | F1 | Commercial | Miscellaneous | New | Food Preparation | Natural Gas | Oven | E9 | RVT - Cost of Equipment | 0 | 0 | 0 | 0 | 0 | 0 | 0 | 0 | 0 | 0 | 0 | 0 | 0 | 0 | 0 | 0 | 0 | 0 | 0 | 0 | 0 | 0 | 0 | 0 | 0 | 0 | 0 | 0 | 0 | 0 | 0 | 0 | 0
F1_Commercial_Miscellaneous_New_Food Preparation_Natural Gas_Oven_E10 | F1 | Commercial | Miscellaneous | New | Food Preparation | Natural Gas | Oven | E10 | RVT - Cost of Equipment | 0 | 0 | 0 | 0 | 0 | 0 | 0 | 0 | 0 | 0 | 0 | 0 | 0 | 0 | 0 | 0 | 0 | 0 | 0 | 0 | 0 | 0 | 0 | 0 | 0 | 0 | 0 | 0 | 0 | 0 | 0 | 0 | 0
F2_Commercial_Miscellaneous_New_Food Preparation_Natural Gas_Oven_E1 | F2 | Commercial | Miscellaneous | New | Food Preparation | Natural Gas | Oven | E1 | RVT - Cost of Operation | 0.037349 | 0.037634 | 0.037952 | 0.038302 | 0.0387 | 0.039162 | 0.039536 | 0.039896 | 0.04026 | 0.04064 | 0.041002 | 0.041335 | 0.041675 | 0.042032 | 0.042427 | 0.042812 | 0.043221 | 0.043653 | 0.044104 | 0.044563 | 0.045026 | 0.045459 | 0.04585 | 0.046195 | 0.046494 | 0.046751 | 0.046929 | 0.047062 | 0.047177 | 0.047275 | 0.047372 | 0.047415 | 0.047415
F2_Commercial_Miscellaneous_New_Food Preparation_Natural Gas_Oven_E2 | F2 | Commercial | Miscellaneous | New | Food Preparation | Natural Gas | Oven | E2 | RVT - Cost of Operation | 0.032451 | 0.032698 | 0.032975 | 0.033279 | 0.033625 | 0.034026 | 0.034351 | 0.034663 | 0.03498 | 0.03531 | 0.035625 | 0.035914 | 0.03621 | 0.03652 | 0.036863 | 0.037198 | 0.037553 | 0.037928 | 0.03832 | 0.038719 | 0.039121 | 0.039497 | 0.039837 | 0.040137 | 0.040397 | 0.04062 | 0.040775 | 0.04089 | 0.04099 | 0.041075 | 0.04116 | 0.041197 | 0.041197
F2_Commercial_Miscellaneous_New_Food Preparation_Natural Gas_Oven_E3 | F2 | Commercial | Miscellaneous | New | Food Preparation | Natural Gas | Oven | E3 | RVT - Cost of Operation | 0 | 0 | 0 | 0 | 0 | 0 | 0 | 0 | 0 | 0 | 0 | 0 | 0 | 0 | 0 | 0 | 0 | 0 | 0 | 0 | 0 | 0 | 0 | 0 | 0 | 0 | 0 | 0 | 0 | 0 | 0 | 0 | 0
F2_Commercial_Miscellaneous_New_Food Preparation_Natural Gas_Oven_E4 | F2 | Commercial | Miscellaneous | New | Food Preparation | Natural Gas | Oven | E4 | RVT - Cost of Operation | 0 | 0 | 0 | 0 | 0 | 0 | 0 | 0 | 0 | 0 | 0 | 0 | 0 | 0 | 0 | 0 | 0 | 0 | 0 | 0 | 0 | 0 | 0 | 0 | 0 | 0 | 0 | 0 | 0 | 0 | 0 | 0 | 0
F2_Commercial_Miscellaneous_New_Food Preparation_Natural Gas_Oven_E5 | F2 | Commercial | Miscellaneous | New | Food Preparation | Natural Gas | Oven | E5 | RVT - Cost of Operation | 0 | 0 | 0 | 0 | 0 | 0 | 0 | 0 | 0 | 0 | 0 | 0 | 0 | 0 | 0 | 0 | 0 | 0 | 0 | 0 | 0 | 0 | 0 | 0 | 0 | 0 | 0 | 0 | 0 | 0 | 0 | 0 | 0
F2_Commercial_Miscellaneous_New_Food Preparation_Natural Gas_Oven_E6 | F2 | Commercial | Miscellaneous | New | Food Preparation | Natural Gas | Oven | E6 | RVT - Cost of Operation | 0 | 0 | 0 | 0 | 0 | 0 | 0 | 0 | 0 | 0 | 0 | 0 | 0 | 0 | 0 | 0 | 0 | 0 | 0 | 0 | 0 | 0 | 0 | 0 | 0 | 0 | 0 | 0 | 0 | 0 | 0 | 0 | 0
F2_Commercial_Miscellaneous_New_Food Preparation_Natural Gas_Oven_E7 | F2 | Commercial | Miscellaneous | New | Food Preparation | Natural Gas | Oven | E7 | RVT - Cost of Operation | 0 | 0 | 0 | 0 | 0 | 0 | 0 | 0 | 0 | 0 | 0 | 0 | 0 | 0 | 0 | 0 | 0 | 0 | 0 | 0 | 0 | 0 | 0 | 0 | 0 | 0 | 0 | 0 | 0 | 0 | 0 | 0 | 0
F2_Commercial_Miscellaneous_New_Food Preparation_Natural Gas_Oven_E8 | F2 | Commercial | Miscellaneous | New | Food Preparation | Natural Gas | Oven | E8 | RVT - Cost of Operation | 0 | 0 | 0 | 0 | 0 | 0 | 0 | 0 | 0 | 0 | 0 | 0 | 0 | 0 | 0 | 0 | 0 | 0 | 0 | 0 | 0 | 0 | 0 | 0 | 0 | 0 | 0 | 0 | 0 | 0 | 0 | 0 | 0
F2_Commercial_Miscellaneous_New_Food Preparation_Natural Gas_Oven_E9 | F2 | Commercial | Miscellaneous | New | Food Preparation | Natural Gas | Oven | E9 | RVT - Cost of Operation | 0 | 0 | 0 | 0 | 0 | 0 | 0 | 0 | 0 | 0 | 0 | 0 | 0 | 0 | 0 | 0 | 0 | 0 | 0 | 0 | 0 | 0 | 0 | 0 | 0 | 0 | 0 | 0 | 0 | 0 | 0 | 0 | 0
F2_Commercial_Miscellaneous_New_Food Preparation_Natural Gas_Oven_E10 | F2 | Commercial | Miscellaneous | New | Food Preparation | Natural Gas | Oven | E10 | RVT - Cost of Operation | 0 | 0 | 0 | 0 | 0 | 0 | 0 | 0 | 0 | 0 | 0 | 0 | 0 | 0 | 0 | 0 | 0 | 0 | 0 | 0 | 0 | 0 | 0 | 0 | 0 | 0 | 0 | 0 | 0 | 0 | 0 | 0 | 0
F3_Commercial_Miscellaneous_New_Food Preparation_Natural Gas_Oven_E1 | F3 | Commercial | Miscellaneous | New | Food Preparation | Natural Gas | Oven | E1 | System - kBTUs of Consumption | 0.023976 | 0.023976 | 0.023976 | 0.023976 | 0.023976 | 0.023976 | 0.023976 | 0.023976 | 0.023976 | 0.023976 | 0.023976 | 0.023976 | 0.023976 | 0.023976 | 0.023976 | 0.023976 | 0.023976 | 0.023976 | 0.023976 | 0.023976 | 0.023976 | 0.023976 | 0.023976 | 0.023976 | 0.023976 | 0.023976 | 0.023976 | 0.023976 | 0.023976 | 0.023976 | 0.023976 | 0.023976 | 0.023976
F3_Commercial_Miscellaneous_New_Food Preparation_Natural Gas_Oven_E2 | F3 | Commercial | Miscellaneous | New | Food Preparation | Natural Gas | Oven | E2 | System - kBTUs of Consumption | 0.025257 | 0.025257 | 0.025257 | 0.025257 | 0.025257 | 0.025257 | 0.025257 | 0.025257 | 0.025257 | 0.025257 | 0.025257 | 0.025257 | 0.025257 | 0.025257 | 0.025257 | 0.025257 | 0.025257 | 0.025257 | 0.025257 | 0.025257 | 0.025257 | 0.025257 | 0.025257 | 0.025257 | 0.025257 | 0.025257 | 0.025257 | 0.025257 | 0.025257 | 0.025257 | 0.025257 | 0.025257 | 0.025257
F3_Commercial_Miscellaneous_New_Food Preparation_Natural Gas_Oven_E3 | F3 | Commercial | Miscellaneous | New | Food Preparation | Natural Gas | Oven | E3 | System - kBTUs of Consumption | 0 | 0 | 0 | 0 | 0 | 0 | 0 | 0 | 0 | 0 | 0 | 0 | 0 | 0 | 0 | 0 | 0 | 0 | 0 | 0 | 0 | 0 | 0 | 0 | 0 | 0 | 0 | 0 | 0 | 0 | 0 | 0 | 0
F3_Commercial_Miscellaneous_New_Food Preparation_Natural Gas_Oven_E4 | F3 | Commercial | Miscellaneous | New | Food Preparation | Natural Gas | Oven | E4 | System - kBTUs of Consumption | 0 | 0 | 0 | 0 | 0 | 0 | 0 | 0 | 0 | 0 | 0 | 0 | 0 | 0 | 0 | 0 | 0 | 0 | 0 | 0 | 0 | 0 | 0 | 0 | 0 | 0 | 0 | 0 | 0 | 0 | 0 | 0 | 0
F3_Commercial_Miscellaneous_New_Food Preparation_Natural Gas_Oven_E5 | F3 | Commercial | Miscellaneous | New | Food Preparation | Natural Gas | Oven | E5 | System - kBTUs of Consumption | 0 | 0 | 0 | 0 | 0 | 0 | 0 | 0 | 0 | 0 | 0 | 0 | 0 | 0 | 0 | 0 | 0 | 0 | 0 | 0 | 0 | 0 | 0 | 0 | 0 | 0 | 0 | 0 | 0 | 0 | 0 | 0 | 0
F3_Commercial_Miscellaneous_New_Food Preparation_Natural Gas_Oven_E6 | F3 | Commercial | Miscellaneous | New | Food Preparation | Natural Gas | Oven | E6 | System - kBTUs of Consumption | 0 | 0 | 0 | 0 | 0 | 0 | 0 | 0 | 0 | 0 | 0 | 0 | 0 | 0 | 0 | 0 | 0 | 0 | 0 | 0 | 0 | 0 | 0 | 0 | 0 | 0 | 0 | 0 | 0 | 0 | 0 | 0 | 0
F3_Commercial_Miscellaneous_New_Food Preparation_Natural Gas_Oven_E7 | F3 | Commercial | Miscellaneous | New | Food Preparation | Natural Gas | Oven | E7 | System - kBTUs of Consumption | 0 | 0 | 0 | 0 | 0 | 0 | 0 | 0 | 0 | 0 | 0 | 0 | 0 | 0 | 0 | 0 | 0 | 0 | 0 | 0 | 0 | 0 | 0 | 0 | 0 | 0 | 0 | 0 | 0 | 0 | 0 | 0 | 0
F3_Commercial_Miscellaneous_New_Food Preparation_Natural Gas_Oven_E8 | F3 | Commercial | Miscellaneous | New | Food Preparation | Natural Gas | Oven | E8 | System - kBTUs of Consumption | 0 | 0 | 0 | 0 | 0 | 0 | 0 | 0 | 0 | 0 | 0 | 0 | 0 | 0 | 0 | 0 | 0 | 0 | 0 | 0 | 0 | 0 | 0 | 0 | 0 | 0 | 0 | 0 | 0 | 0 | 0 | 0 | 0
F3_Commercial_Miscellaneous_New_Food Preparation_Natural Gas_Oven_E9 | F3 | Commercial | Miscellaneous | New | Food Preparation | Natural Gas | Oven | E9 | System - kBTUs of Consumption | 0 | 0 | 0 | 0 | 0 | 0 | 0 | 0 | 0 | 0 | 0 | 0 | 0 | 0 | 0 | 0 | 0 | 0 | 0 | 0 | 0 | 0 | 0 | 0 | 0 | 0 | 0 | 0 | 0 | 0 | 0 | 0 | 0
F3_Commercial_Miscellaneous_New_Food Preparation_Natural Gas_Oven_E10 | F3 | Commercial | Miscellaneous | New | Food Preparation | Natural Gas | Oven | E10 | System - kBTUs of Consumption | 0 | 0 | 0 | 0 | 0 | 0 | 0 | 0 | 0 | 0 | 0 | 0 | 0 | 0 | 0 | 0 | 0 | 0 | 0 | 0 | 0 | 0 | 0 | 0 | 0 | 0 | 0 | 0 | 0 | 0 | 0 | 0 | 0
F4_Commercial_Miscellaneous_New_Food Preparation_Natural Gas_Oven_E1 | F4 | Commercial | Miscellaneous | New | Food Preparation | Natural Gas | Oven | E1 | Utility - Cost of Equipment | 0.037349 | 0.037634 | 0.037952 | 0.038302 | 0.0387 | 0.039162 | 0.039536 | 0.039896 | 0.04026 | 0.04064 | 0.041002 | 0.041335 | 0.041675 | 0.042032 | 0.042427 | 0.042812 | 0.043221 | 0.043653 | 0.044104 | 0.044563 | 0.045026 | 0.045459 | 0.04585 | 0.046195 | 0.046494 | 0.046751 | 0.046929 | 0.047062 | 0.047177 | 0.047275 | 0.047372 | 0.047415 | 0.047415
F4_Commercial_Miscellaneous_New_Food Preparation_Natural Gas_Oven_E2 | F4 | Commercial | Miscellaneous | New | Food Preparation | Natural Gas | Oven | E2 | Utility - Cost of Equipment | 0.032451 | 0.032698 | 0.032975 | 0.033279 | 0.033625 | 0.034026 | 0.034351 | 0.034663 | 0.03498 | 0.03531 | 0.035625 | 0.035914 | 0.03621 | 0.03652 | 0.036863 | 0.037198 | 0.037553 | 0.037928 | 0.03832 | 0.038719 | 0.039121 | 0.039497 | 0.039837 | 0.040137 | 0.040397 | 0.04062 | 0.040775 | 0.04089 | 0.04099 | 0.041075 | 0.04116 | 0.041197 | 0.041197
F4_Commercial_Miscellaneous_New_Food Preparation_Natural Gas_Oven_E3 | F4 | Commercial | Miscellaneous | New | Food Preparation | Natural Gas | Oven | E3 | Utility - Cost of Equipment | 0 | 0 | 0 | 0 | 0 | 0 | 0 | 0 | 0 | 0 | 0 | 0 | 0 | 0 | 0 | 0 | 0 | 0 | 0 | 0 | 0 | 0 | 0 | 0 | 0 | 0 | 0 | 0 | 0 | 0 | 0 | 0 | 0
F4_Commercial_Miscellaneous_New_Food Preparation_Natural Gas_Oven_E4 | F4 | Commercial | Miscellaneous | New | Food Preparation | Natural Gas | Oven | E4 | Utility - Cost of Equipment | 0 | 0 | 0 | 0 | 0 | 0 | 0 | 0 | 0 | 0 | 0 | 0 | 0 | 0 | 0 | 0 | 0 | 0 | 0 | 0 | 0 | 0 | 0 | 0 | 0 | 0 | 0 | 0 | 0 | 0 | 0 | 0 | 0
F4_Commercial_Miscellaneous_New_Food Preparation_Natural Gas_Oven_E5 | F4 | Commercial | Miscellaneous | New | Food Preparation | Natural Gas | Oven | E5 | Utility - Cost of Equipment | 0 | 0 | 0 | 0 | 0 | 0 | 0 | 0 | 0 | 0 | 0 | 0 | 0 | 0 | 0 | 0 | 0 | 0 | 0 | 0 | 0 | 0 | 0 | 0 | 0 | 0 | 0 | 0 | 0 | 0 | 0 | 0 | 0
F4_Commercial_Miscellaneous_New_Food Preparation_Natural Gas_Oven_E6 | F4 | Commercial | Miscellaneous | New | Food Preparation | Natural Gas | Oven | E6 | Utility - Cost of Equipment | 0 | 0 | 0 | 0 | 0 | 0 | 0 | 0 | 0 | 0 | 0 | 0 | 0 | 0 | 0 | 0 | 0 | 0 | 0 | 0 | 0 | 0 | 0 | 0 | 0 | 0 | 0 | 0 | 0 | 0 | 0 | 0 | 0
F4_Commercial_Miscellaneous_New_Food Preparation_Natural Gas_Oven_E7 | F4 | Commercial | Miscellaneous | New | Food Preparation | Natural Gas | Oven | E7 | Utility - Cost of Equipment | 0 | 0 | 0 | 0 | 0 | 0 | 0 | 0 | 0 | 0 | 0 | 0 | 0 | 0 | 0 | 0 | 0 | 0 | 0 | 0 | 0 | 0 | 0 | 0 | 0 | 0 | 0 | 0 | 0 | 0 | 0 | 0 | 0
F4_Commercial_Miscellaneous_New_Food Preparation_Natural Gas_Oven_E8 | F4 | Commercial | Miscellaneous | New | Food Preparation | Natural Gas | Oven | E8 | Utility - Cost of Equipment | 0 | 0 | 0 | 0 | 0 | 0 | 0 | 0 | 0 | 0 | 0 | 0 | 0 | 0 | 0 | 0 | 0 | 0 | 0 | 0 | 0 | 0 | 0 | 0 | 0 | 0 | 0 | 0 | 0 | 0 | 0 | 0 | 0
F4_Commercial_Miscellaneous_New_Food Preparation_Natural Gas_Oven_E9 | F4 | Commercial | Miscellaneous | New | Food Preparation | Natural Gas | Oven | E9 | Utility - Cost of Equipment | 0 | 0 | 0 | 0 | 0 | 0 | 0 | 0 | 0 | 0 | 0 | 0 | 0 | 0 | 0 | 0 | 0 | 0 | 0 | 0 | 0 | 0 | 0 | 0 | 0 | 0 | 0 | 0 | 0 | 0 | 0 | 0 | 0
F4_Commercial_Miscellaneous_New_Food Preparation_Natural Gas_Oven_E10 | F4 | Commercial | Miscellaneous | New | Food Preparation | Natural Gas | Oven | E10 | Utility - Cost of Equipment | 0 | 0 | 0 | 0 | 0 | 0 | 0 | 0 | 0 | 0 | 0 | 0 | 0 | 0 | 0 | 0 | 0 | 0 | 0 | 0 | 0 | 0 | 0 | 0 | 0 | 0 | 0 | 0 | 0 | 0 | 0 | 0 | 0
F5_Commercial_Miscellaneous_New_Food Preparation_Natural Gas_Oven_E1 | F5 | Commercial | Miscellaneous | New | Food Preparation | Natural Gas | Oven | E1 | Utility - Cost of Operation | 0.023976 | 0.023976 | 0.023976 | 0.023976 | 0.023976 | 0.023976 | 0.023976 | 0.023976 | 0.023976 | 0.023976 | 0.023976 | 0.023976 | 0.023976 | 0.023976 | 0.023976 | 0.023976 | 0.023976 | 0.023976 | 0.023976 | 0.023976 | 0.023976 | 0.023976 | 0.023976 | 0.023976 | 0.023976 | 0.023976 | 0.023976 | 0.023976 | 0.023976 | 0.023976 | 0.023976 | 0.023976 | 0.023976
F5_Commercial_Miscellaneous_New_Food Preparation_Natural Gas_Oven_E2 | F5 | Commercial | Miscellaneous | New | Food Preparation | Natural Gas | Oven | E2 | Utility - Cost of Operation | 0.025257 | 0.025257 | 0.025257 | 0.025257 | 0.025257 | 0.025257 | 0.025257 | 0.025257 | 0.025257 | 0.025257 | 0.025257 | 0.025257 | 0.025257 | 0.025257 | 0.025257 | 0.025257 | 0.025257 | 0.025257 | 0.025257 | 0.025257 | 0.025257 | 0.025257 | 0.025257 | 0.025257 | 0.025257 | 0.025257 | 0.025257 | 0.025257 | 0.025257 | 0.025257 | 0.025257 | 0.025257 | 0.025257
F5_Commercial_Miscellaneous_New_Food Preparation_Natural Gas_Oven_E3 | F5 | Commercial | Miscellaneous | New | Food Preparation | Natural Gas | Oven | E3 | Utility - Cost of Operation | 0 | 0 | 0 | 0 | 0 | 0 | 0 | 0 | 0 | 0 | 0 | 0 | 0 | 0 | 0 | 0 | 0 | 0 | 0 | 0 | 0 | 0 | 0 | 0 | 0 | 0 | 0 | 0 | 0 | 0 | 0 | 0 | 0
F5_Commercial_Miscellaneous_New_Food Preparation_Natural Gas_Oven_E4 | F5 | Commercial | Miscellaneous | New | Food Preparation | Natural Gas | Oven | E4 | Utility - Cost of Operation | 0 | 0 | 0 | 0 | 0 | 0 | 0 | 0 | 0 | 0 | 0 | 0 | 0 | 0 | 0 | 0 | 0 | 0 | 0 | 0 | 0 | 0 | 0 | 0 | 0 | 0 | 0 | 0 | 0 | 0 | 0 | 0 | 0
F5_Commercial_Miscellaneous_New_Food Preparation_Natural Gas_Oven_E5 | F5 | Commercial | Miscellaneous | New | Food Preparation | Natural Gas | Oven | E5 | Utility - Cost of Operation | 0 | 0 | 0 | 0 | 0 | 0 | 0 | 0 | 0 | 0 | 0 | 0 | 0 | 0 | 0 | 0 | 0 | 0 | 0 | 0 | 0 | 0 | 0 | 0 | 0 | 0 | 0 | 0 | 0 | 0 | 0 | 0 | 0
F5_Commercial_Miscellaneous_New_Food Preparation_Natural Gas_Oven_E6 | F5 | Commercial | Miscellaneous | New | Food Preparation | Natural Gas | Oven | E6 | Utility - Cost of Operation | 0 | 0 | 0 | 0 | 0 | 0 | 0 | 0 | 0 | 0 | 0 | 0 | 0 | 0 | 0 | 0 | 0 | 0 | 0 | 0 | 0 | 0 | 0 | 0 | 0 | 0 | 0 | 0 | 0 | 0 | 0 | 0 | 0
F5_Commercial_Miscellaneous_New_Food Preparation_Natural Gas_Oven_E7 | F5 | Commercial | Miscellaneous | New | Food Preparation | Natural Gas | Oven | E7 | Utility - Cost of Operation | 0 | 0 | 0 | 0 | 0 | 0 | 0 | 0 | 0 | 0 | 0 | 0 | 0 | 0 | 0 | 0 | 0 | 0 | 0 | 0 | 0 | 0 | 0 | 0 | 0 | 0 | 0 | 0 | 0 | 0 | 0 | 0 | 0
F5_Commercial_Miscellaneous_New_Food Preparation_Natural Gas_Oven_E8 | F5 | Commercial | Miscellaneous | New | Food Preparation | Natural Gas | Oven | E8 | Utility - Cost of Operation | 0 | 0 | 0 | 0 | 0 | 0 | 0 | 0 | 0 | 0 | 0 | 0 | 0 | 0 | 0 | 0 | 0 | 0 | 0 | 0 | 0 | 0 | 0 | 0 | 0 | 0 | 0 | 0 | 0 | 0 | 0 | 0 | 0
F5_Commercial_Miscellaneous_New_Food Preparation_Natural Gas_Oven_E9 | F5 | Commercial | Miscellaneous | New | Food Preparation | Natural Gas | Oven | E9 | Utility - Cost of Operation | 0 | 0 | 0 | 0 | 0 | 0 | 0 | 0 | 0 | 0 | 0 | 0 | 0 | 0 | 0 | 0 | 0 | 0 | 0 | 0 | 0 | 0 | 0 | 0 | 0 | 0 | 0 | 0 | 0 | 0 | 0 | 0 | 0
F5_Commercial_Miscellaneous_New_Food Preparation_Natural Gas_Oven_E10 | F5 | Commercial | Miscellaneous | New | Food Preparation | Natural Gas | Oven | E10 | Utility - Cost of Operation | 0 | 0 | 0 | 0 | 0 | 0 | 0 | 0 | 0 | 0 | 0 | 0 | 0 | 0 | 0 | 0 | 0 | 0 | 0 | 0 | 0 | 0 | 0 | 0 | 0 | 0 | 0 | 0 | 0 | 0 | 0 | 0 | 0
F6_Commercial_Miscellaneous_New_Food Preparation_Natural Gas_Oven_E1 | F6 | Commercial | Miscellaneous | New | Food Preparation | Natural Gas | Oven | E1 | Utility - Value of Sales | 0.02212 | 0.02212 | 0.02212 | 0.02212 | 0.02212 | 0.02212 | 0.02212 | 0.02212 | 0.02212 | 0.02212 | 0.02212 | 0.02212 | 0.02212 | 0.02212 | 0.02212 | 0.02212 | 0.02212 | 0.02212 | 0.02212 | 0.02212 | 0.02212 | 0.02212 | 0.02212 | 0.02212 | 0.02212 | 0.02212 | 0.02212 | 0.02212 | 0.02212 | 0.02212 | 0.02212 | 0.02212 | 0.02212
F6_Commercial_Miscellaneous_New_Food Preparation_Natural Gas_Oven_E2 | F6 | Commercial | Miscellaneous | New | Food Preparation | Natural Gas | Oven | E2 | Utility - Value of Sales | 0.019219 | 0.019219 | 0.019219 | 0.019219 | 0.019219 | 0.019219 | 0.019219 | 0.019219 | 0.019219 | 0.019219 | 0.019219 | 0.019219 | 0.019219 | 0.019219 | 0.019219 | 0.019219 | 0.019219 | 0.019219 | 0.019219 | 0.019219 | 0.019219 | 0.019219 | 0.019219 | 0.019219 | 0.019219 | 0.019219 | 0.019219 | 0.019219 | 0.019219 | 0.019219 | 0.019219 | 0.019219 | 0.019219
F6_Commercial_Miscellaneous_New_Food Preparation_Natural Gas_Oven_E3 | F6 | Commercial | Miscellaneous | New | Food Preparation | Natural Gas | Oven | E3 | Utility - Value of Sales | 0 | 0 | 0 | 0 | 0 | 0 | 0 | 0 | 0 | 0 | 0 | 0 | 0 | 0 | 0 | 0 | 0 | 0 | 0 | 0 | 0 | 0 | 0 | 0 | 0 | 0 | 0 | 0 | 0 | 0 | 0 | 0 | 0
F6_Commercial_Miscellaneous_New_Food Preparation_Natural Gas_Oven_E4 | F6 | Commercial | Miscellaneous | New | Food Preparation | Natural Gas | Oven | E4 | Utility - Value of Sales | 0 | 0 | 0 | 0 | 0 | 0 | 0 | 0 | 0 | 0 | 0 | 0 | 0 | 0 | 0 | 0 | 0 | 0 | 0 | 0 | 0 | 0 | 0 | 0 | 0 | 0 | 0 | 0 | 0 | 0 | 0 | 0 | 0
F6_Commercial_Miscellaneous_New_Food Preparation_Natural Gas_Oven_E5 | F6 | Commercial | Miscellaneous | New | Food Preparation | Natural Gas | Oven | E5 | Utility - Value of Sales | 0 | 0 | 0 | 0 | 0 | 0 | 0 | 0 | 0 | 0 | 0 | 0 | 0 | 0 | 0 | 0 | 0 | 0 | 0 | 0 | 0 | 0 | 0 | 0 | 0 | 0 | 0 | 0 | 0 | 0 | 0 | 0 | 0
F6_Commercial_Miscellaneous_New_Food Preparation_Natural Gas_Oven_E6 | F6 | Commercial | Miscellaneous | New | Food Preparation | Natural Gas | Oven | E6 | Utility - Value of Sales | 0 | 0 | 0 | 0 | 0 | 0 | 0 | 0 | 0 | 0 | 0 | 0 | 0 | 0 | 0 | 0 | 0 | 0 | 0 | 0 | 0 | 0 | 0 | 0 | 0 | 0 | 0 | 0 | 0 | 0 | 0 | 0 | 0
F6_Commercial_Miscellaneous_New_Food Preparation_Natural Gas_Oven_E7 | F6 | Commercial | Miscellaneous | New | Food Preparation | Natural Gas | Oven | E7 | Utility - Value of Sales | 0 | 0 | 0 | 0 | 0 | 0 | 0 | 0 | 0 | 0 | 0 | 0 | 0 | 0 | 0 | 0 | 0 | 0 | 0 | 0 | 0 | 0 | 0 | 0 | 0 | 0 | 0 | 0 | 0 | 0 | 0 | 0 | 0
F6_Commercial_Miscellaneous_New_Food Preparation_Natural Gas_Oven_E8 | F6 | Commercial | Miscellaneous | New | Food Preparation | Natural Gas | Oven | E8 | Utility - Value of Sales | 0 | 0 | 0 | 0 | 0 | 0 | 0 | 0 | 0 | 0 | 0 | 0 | 0 | 0 | 0 | 0 | 0 | 0 | 0 | 0 | 0 | 0 | 0 | 0 | 0 | 0 | 0 | 0 | 0 | 0 | 0 | 0 | 0
F6_Commercial_Miscellaneous_New_Food Preparation_Natural Gas_Oven_E9 | F6 | Commercial | Miscellaneous | New | Food Preparation | Natural Gas | Oven | E9 | Utility - Value of Sales | 0 | 0 | 0 | 0 | 0 | 0 | 0 | 0 | 0 | 0 | 0 | 0 | 0 | 0 | 0 | 0 | 0 | 0 | 0 | 0 | 0 | 0 | 0 | 0 | 0 | 0 | 0 | 0 | 0 | 0 | 0 | 0 | 0
F6_Commercial_Miscellaneous_New_Food Preparation_Natural Gas_Oven_E10 | F6 | Commercial | Miscellaneous | New | Food Preparation | Natural Gas | Oven | E10 | Utility - Value of Sales | 0 | 0 | 0 | 0 | 0 | 0 | 0 | 0 | 0 | 0 | 0 | 0 | 0 | 0 | 0 | 0 | 0 | 0 | 0 | 0 | 0 | 0 | 0 | 0 | 0 | 0 | 0 | 0 | 0 | 0 | 0 | 0 | 0
F1_Commercial_Miscellaneous_New_Food Preparation_Natural Gas_Conveyor Oven_E1 | F1 | Commercial | Miscellaneous | New | Food Preparation | Natural Gas | Conveyor Oven | E1 | RVT - Cost of Equipment | 0.058502 | 0.058928 | 0.059391 | 0.059899 | 0.06048 | 0.061153 | 0.061747 | 0.062345 | 0.062965 | 0.063609 | 0.064229 | 0.064801 | 0.065361 | 0.065921 | 0.066505 | 0.067062 | 0.067636 | 0.068223 | 0.068814 | 0.069402 | 0.069978 | 0.070506 | 0.070976 | 0.071391 | 0.071751 | 0.072059 | 0.072274 | 0.072433 | 0.072571 | 0.072689 | 0.072806 | 0.072858 | 0.072858
F1_Commercial_Miscellaneous_New_Food Preparation_Natural Gas_Conveyor Oven_E2 | F1 | Commercial | Miscellaneous | New | Food Preparation | Natural Gas | Conveyor Oven | E2 | RVT - Cost of Equipment | 0.044471 | 0.044794 | 0.045147 | 0.045533 | 0.045974 | 0.046486 | 0.046937 | 0.047392 | 0.047863 | 0.048352 | 0.048824 | 0.049259 | 0.049685 | 0.05011 | 0.050554 | 0.050978 | 0.051414 | 0.05186 | 0.05231 | 0.052756 | 0.053194 | 0.053595 | 0.053953 | 0.054268 | 0.054542 | 0.054776 | 0.054939 | 0.05506 | 0.055166 | 0.055255 | 0.055344 | 0.055383 | 0.055383
F1_Commercial_Miscellaneous_New_Food Preparation_Natural Gas_Conveyor Oven_E3 | F1 | Commercial | Miscellaneous | New | Food Preparation | Natural Gas | Conveyor Oven | E3 | RVT - Cost of Equipment | 0 | 0 | 0 | 0 | 0 | 0 | 0 | 0 | 0 | 0 | 0 | 0 | 0 | 0 | 0 | 0 | 0 | 0 | 0 | 0 | 0 | 0 | 0 | 0 | 0 | 0 | 0 | 0 | 0 | 0 | 0 | 0 | 0
F1_Commercial_Miscellaneous_New_Food Preparation_Natural Gas_Conveyor Oven_E4 | F1 | Commercial | Miscellaneous | New | Food Preparation | Natural Gas | Conveyor Oven | E4 | RVT - Cost of Equipment | 0 | 0 | 0 | 0 | 0 | 0 | 0 | 0 | 0 | 0 | 0 | 0 | 0 | 0 | 0 | 0 | 0 | 0 | 0 | 0 | 0 | 0 | 0 | 0 | 0 | 0 | 0 | 0 | 0 | 0 | 0 | 0 | 0
F1_Commercial_Miscellaneous_New_Food Preparation_Natural Gas_Conveyor Oven_E5 | F1 | Commercial | Miscellaneous | New | Food Preparation | Natural Gas | Conveyor Oven | E5 | RVT - Cost of Equipment | 0 | 0 | 0 | 0 | 0 | 0 | 0 | 0 | 0 | 0 | 0 | 0 | 0 | 0 | 0 | 0 | 0 | 0 | 0 | 0 | 0 | 0 | 0 | 0 | 0 | 0 | 0 | 0 | 0 | 0 | 0 | 0 | 0
F1_Commercial_Miscellaneous_New_Food Preparation_Natural Gas_Conveyor Oven_E6 | F1 | Commercial | Miscellaneous | New | Food Preparation | Natural Gas | Conveyor Oven | E6 | RVT - Cost of Equipment | 0 | 0 | 0 | 0 | 0 | 0 | 0 | 0 | 0 | 0 | 0 | 0 | 0 | 0 | 0 | 0 | 0 | 0 | 0 | 0 | 0 | 0 | 0 | 0 | 0 | 0 | 0 | 0 | 0 | 0 | 0 | 0 | 0
F1_Commercial_Miscellaneous_New_Food Preparation_Natural Gas_Conveyor Oven_E7 | F1 | Commercial | Miscellaneous | New | Food Preparation | Natural Gas | Conveyor Oven | E7 | RVT - Cost of Equipment | 0 | 0 | 0 | 0 | 0 | 0 | 0 | 0 | 0 | 0 | 0 | 0 | 0 | 0 | 0 | 0 | 0 | 0 | 0 | 0 | 0 | 0 | 0 | 0 | 0 | 0 | 0 | 0 | 0 | 0 | 0 | 0 | 0
F1_Commercial_Miscellaneous_New_Food Preparation_Natural Gas_Conveyor Oven_E8 | F1 | Commercial | Miscellaneous | New | Food Preparation | Natural Gas | Conveyor Oven | E8 | RVT - Cost of Equipment | 0 | 0 | 0 | 0 | 0 | 0 | 0 | 0 | 0 | 0 | 0 | 0 | 0 | 0 | 0 | 0 | 0 | 0 | 0 | 0 | 0 | 0 | 0 | 0 | 0 | 0 | 0 | 0 | 0 | 0 | 0 | 0 | 0
F1_Commercial_Miscellaneous_New_Food Preparation_Natural Gas_Conveyor Oven_E9 | F1 | Commercial | Miscellaneous | New | Food Preparation | Natural Gas | Conveyor Oven | E9 | RVT - Cost of Equipment | 0 | 0 | 0 | 0 | 0 | 0 | 0 | 0 | 0 | 0 | 0 | 0 | 0 | 0 | 0 | 0 | 0 | 0 | 0 | 0 | 0 | 0 | 0 | 0 | 0 | 0 | 0 | 0 | 0 | 0 | 0 | 0 | 0
F1_Commercial_Miscellaneous_New_Food Preparation_Natural Gas_Conveyor Oven_E10 | F1 | Commercial | Miscellaneous | New | Food Preparation | Natural Gas | Conveyor Oven | E10 | RVT - Cost of Equipment | 0 | 0 | 0 | 0 | 0 | 0 | 0 | 0 | 0 | 0 | 0 | 0 | 0 | 0 | 0 | 0 | 0 | 0 | 0 | 0 | 0 | 0 | 0 | 0 | 0 | 0 | 0 | 0 | 0 | 0 | 0 | 0 | 0
F2_Commercial_Miscellaneous_New_Food Preparation_Natural Gas_Conveyor Oven_E1 | F2 | Commercial | Miscellaneous | New | Food Preparation | Natural Gas | Conveyor Oven | E1 | RVT - Cost of Operation | 0.070089 | 0.070599 | 0.071155 | 0.071763 | 0.072459 | 0.073266 | 0.073976 | 0.074693 | 0.075436 | 0.076207 | 0.07695 | 0.077635 | 0.078307 | 0.078977 | 0.079678 | 0.080345 | 0.081032 | 0.081735 | 0.082444 | 0.083148 | 0.083839 | 0.08447 | 0.085034 | 0.085531 | 0.085962 | 0.086332 | 0.086589 | 0.08678 | 0.086945 | 0.087087 | 0.087227 | 0.087288 | 0.087288
F2_Commercial_Miscellaneous_New_Food Preparation_Natural Gas_Conveyor Oven_E2 | F2 | Commercial | Miscellaneous | New | Food Preparation | Natural Gas | Conveyor Oven | E2 | RVT - Cost of Operation | 0.053279 | 0.053667 | 0.054088 | 0.054551 | 0.05508 | 0.055693 | 0.056234 | 0.056778 | 0.057343 | 0.057929 | 0.058494 | 0.059015 | 0.059525 | 0.060035 | 0.060568 | 0.061075 | 0.061597 | 0.062131 | 0.06267 | 0.063205 | 0.06373 | 0.064211 | 0.064639 | 0.065017 | 0.065344 | 0.065626 | 0.065821 | 0.065966 | 0.066092 | 0.066199 | 0.066306 | 0.066353 | 0.066353
F2_Commercial_Miscellaneous_New_Food Preparation_Natural Gas_Conveyor Oven_E3 | F2 | Commercial | Miscellaneous | New | Food Preparation | Natural Gas | Conveyor Oven | E3 | RVT - Cost of Operation | 0 | 0 | 0 | 0 | 0 | 0 | 0 | 0 | 0 | 0 | 0 | 0 | 0 | 0 | 0 | 0 | 0 | 0 | 0 | 0 | 0 | 0 | 0 | 0 | 0 | 0 | 0 | 0 | 0 | 0 | 0 | 0 | 0
F2_Commercial_Miscellaneous_New_Food Preparation_Natural Gas_Conveyor Oven_E4 | F2 | Commercial | Miscellaneous | New | Food Preparation | Natural Gas | Conveyor Oven | E4 | RVT - Cost of Operation | 0 | 0 | 0 | 0 | 0 | 0 | 0 | 0 | 0 | 0 | 0 | 0 | 0 | 0 | 0 | 0 | 0 | 0 | 0 | 0 | 0 | 0 | 0 | 0 | 0 | 0 | 0 | 0 | 0 | 0 | 0 | 0 | 0
F2_Commercial_Miscellaneous_New_Food Preparation_Natural Gas_Conveyor Oven_E5 | F2 | Commercial | Miscellaneous | New | Food Preparation | Natural Gas | Conveyor Oven | E5 | RVT - Cost of Operation | 0 | 0 | 0 | 0 | 0 | 0 | 0 | 0 | 0 | 0 | 0 | 0 | 0 | 0 | 0 | 0 | 0 | 0 | 0 | 0 | 0 | 0 | 0 | 0 | 0 | 0 | 0 | 0 | 0 | 0 | 0 | 0 | 0
F2_Commercial_Miscellaneous_New_Food Preparation_Natural Gas_Conveyor Oven_E6 | F2 | Commercial | Miscellaneous | New | Food Preparation | Natural Gas | Conveyor Oven | E6 | RVT - Cost of Operation | 0 | 0 | 0 | 0 | 0 | 0 | 0 | 0 | 0 | 0 | 0 | 0 | 0 | 0 | 0 | 0 | 0 | 0 | 0 | 0 | 0 | 0 | 0 | 0 | 0 | 0 | 0 | 0 | 0 | 0 | 0 | 0 | 0
F2_Commercial_Miscellaneous_New_Food Preparation_Natural Gas_Conveyor Oven_E7 | F2 | Commercial | Miscellaneous | New | Food Preparation | Natural Gas | Conveyor Oven | E7 | RVT - Cost of Operation | 0 | 0 | 0 | 0 | 0 | 0 | 0 | 0 | 0 | 0 | 0 | 0 | 0 | 0 | 0 | 0 | 0 | 0 | 0 | 0 | 0 | 0 | 0 | 0 | 0 | 0 | 0 | 0 | 0 | 0 | 0 | 0 | 0
F2_Commercial_Miscellaneous_New_Food Preparation_Natural Gas_Conveyor Oven_E8 | F2 | Commercial | Miscellaneous | New | Food Preparation | Natural Gas | Conveyor Oven | E8 | RVT - Cost of Operation | 0 | 0 | 0 | 0 | 0 | 0 | 0 | 0 | 0 | 0 | 0 | 0 | 0 | 0 | 0 | 0 | 0 | 0 | 0 | 0 | 0 | 0 | 0 | 0 | 0 | 0 | 0 | 0 | 0 | 0 | 0 | 0 | 0
F2_Commercial_Miscellaneous_New_Food Preparation_Natural Gas_Conveyor Oven_E9 | F2 | Commercial | Miscellaneous | New | Food Preparation | Natural Gas | Conveyor Oven | E9 | RVT - Cost of Operation | 0 | 0 | 0 | 0 | 0 | 0 | 0 | 0 | 0 | 0 | 0 | 0 | 0 | 0 | 0 | 0 | 0 | 0 | 0 | 0 | 0 | 0 | 0 | 0 | 0 | 0 | 0 | 0 | 0 | 0 | 0 | 0 | 0
F2_Commercial_Miscellaneous_New_Food Preparation_Natural Gas_Conveyor Oven_E10 | F2 | Commercial | Miscellaneous | New | Food Preparation | Natural Gas | Conveyor Oven | E10 | RVT - Cost of Operation | 0 | 0 | 0 | 0 | 0 | 0 | 0 | 0 | 0 | 0 | 0 | 0 | 0 | 0 | 0 | 0 | 0 | 0 | 0 | 0 | 0 | 0 | 0 | 0 | 0 | 0 | 0 | 0 | 0 | 0 | 0 | 0 | 0
F3_Commercial_Miscellaneous_New_Food Preparation_Natural Gas_Conveyor Oven_E1 | F3 | Commercial | Miscellaneous | New | Food Preparation | Natural Gas | Conveyor Oven | E1 | System - kBTUs of Consumption | 0.013183 | 0.013183 | 0.013183 | 0.013183 | 0.013183 | 0.013183 | 0.013183 | 0.013183 | 0.013183 | 0.013183 | 0.013183 | 0.013183 | 0.013183 | 0.013183 | 0.013183 | 0.013183 | 0.013183 | 0.013183 | 0.013183 | 0.013183 | 0.013183 | 0.013183 | 0.013183 | 0.013183 | 0.013183 | 0.013183 | 0.013183 | 0.013183 | 0.013183 | 0.013183 | 0.013183 | 0.013183 | 0.013183
F3_Commercial_Miscellaneous_New_Food Preparation_Natural Gas_Conveyor Oven_E2 | F3 | Commercial | Miscellaneous | New | Food Preparation | Natural Gas | Conveyor Oven | E2 | System - kBTUs of Consumption | 0.016072 | 0.016072 | 0.016072 | 0.016072 | 0.016072 | 0.016072 | 0.016072 | 0.016072 | 0.016072 | 0.016072 | 0.016072 | 0.016072 | 0.016072 | 0.016072 | 0.016072 | 0.016072 | 0.016072 | 0.016072 | 0.016072 | 0.016072 | 0.016072 | 0.016072 | 0.016072 | 0.016072 | 0.016072 | 0.016072 | 0.016072 | 0.016072 | 0.016072 | 0.016072 | 0.016072 | 0.016072 | 0.016072
F3_Commercial_Miscellaneous_New_Food Preparation_Natural Gas_Conveyor Oven_E3 | F3 | Commercial | Miscellaneous | New | Food Preparation | Natural Gas | Conveyor Oven | E3 | System - kBTUs of Consumption | 0 | 0 | 0 | 0 | 0 | 0 | 0 | 0 | 0 | 0 | 0 | 0 | 0 | 0 | 0 | 0 | 0 | 0 | 0 | 0 | 0 | 0 | 0 | 0 | 0 | 0 | 0 | 0 | 0 | 0 | 0 | 0 | 0
F3_Commercial_Miscellaneous_New_Food Preparation_Natural Gas_Conveyor Oven_E4 | F3 | Commercial | Miscellaneous | New | Food Preparation | Natural Gas | Conveyor Oven | E4 | System - kBTUs of Consumption | 0 | 0 | 0 | 0 | 0 | 0 | 0 | 0 | 0 | 0 | 0 | 0 | 0 | 0 | 0 | 0 | 0 | 0 | 0 | 0 | 0 | 0 | 0 | 0 | 0 | 0 | 0 | 0 | 0 | 0 | 0 | 0 | 0
F3_Commercial_Miscellaneous_New_Food Preparation_Natural Gas_Conveyor Oven_E5 | F3 | Commercial | Miscellaneous | New | Food Preparation | Natural Gas | Conveyor Oven | E5 | System - kBTUs of Consumption | 0 | 0 | 0 | 0 | 0 | 0 | 0 | 0 | 0 | 0 | 0 | 0 | 0 | 0 | 0 | 0 | 0 | 0 | 0 | 0 | 0 | 0 | 0 | 0 | 0 | 0 | 0 | 0 | 0 | 0 | 0 | 0 | 0
F3_Commercial_Miscellaneous_New_Food Preparation_Natural Gas_Conveyor Oven_E6 | F3 | Commercial | Miscellaneous | New | Food Preparation | Natural Gas | Conveyor Oven | E6 | System - kBTUs of Consumption | 0 | 0 | 0 | 0 | 0 | 0 | 0 | 0 | 0 | 0 | 0 | 0 | 0 | 0 | 0 | 0 | 0 | 0 | 0 | 0 | 0 | 0 | 0 | 0 | 0 | 0 | 0 | 0 | 0 | 0 | 0 | 0 | 0
F3_Commercial_Miscellaneous_New_Food Preparation_Natural Gas_Conveyor Oven_E7 | F3 | Commercial | Miscellaneous | New | Food Preparation | Natural Gas | Conveyor Oven | E7 | System - kBTUs of Consumption | 0 | 0 | 0 | 0 | 0 | 0 | 0 | 0 | 0 | 0 | 0 | 0 | 0 | 0 | 0 | 0 | 0 | 0 | 0 | 0 | 0 | 0 | 0 | 0 | 0 | 0 | 0 | 0 | 0 | 0 | 0 | 0 | 0
F3_Commercial_Miscellaneous_New_Food Preparation_Natural Gas_Conveyor Oven_E8 | F3 | Commercial | Miscellaneous | New | Food Preparation | Natural Gas | Conveyor Oven | E8 | System - kBTUs of Consumption | 0 | 0 | 0 | 0 | 0 | 0 | 0 | 0 | 0 | 0 | 0 | 0 | 0 | 0 | 0 | 0 | 0 | 0 | 0 | 0 | 0 | 0 | 0 | 0 | 0 | 0 | 0 | 0 | 0 | 0 | 0 | 0 | 0
F3_Commercial_Miscellaneous_New_Food Preparation_Natural Gas_Conveyor Oven_E9 | F3 | Commercial | Miscellaneous | New | Food Preparation | Natural Gas | Conveyor Oven | E9 | System - kBTUs of Consumption | 0 | 0 | 0 | 0 | 0 | 0 | 0 | 0 | 0 | 0 | 0 | 0 | 0 | 0 | 0 | 0 | 0 | 0 | 0 | 0 | 0 | 0 | 0 | 0 | 0 | 0 | 0 | 0 | 0 | 0 | 0 | 0 | 0
F3_Commercial_Miscellaneous_New_Food Preparation_Natural Gas_Conveyor Oven_E10 | F3 | Commercial | Miscellaneous | New | Food Preparation | Natural Gas | Conveyor Oven | E10 | System - kBTUs of Consumption | 0 | 0 | 0 | 0 | 0 | 0 | 0 | 0 | 0 | 0 | 0 | 0 | 0 | 0 | 0 | 0 | 0 | 0 | 0 | 0 | 0 | 0 | 0 | 0 | 0 | 0 | 0 | 0 | 0 | 0 | 0 | 0 | 0
F4_Commercial_Miscellaneous_New_Food Preparation_Natural Gas_Conveyor Oven_E1 | F4 | Commercial | Miscellaneous | New | Food Preparation | Natural Gas | Conveyor Oven | E1 | Utility - Cost of Equipment | 0.070089 | 0.070599 | 0.071155 | 0.071763 | 0.072459 | 0.073266 | 0.073976 | 0.074693 | 0.075436 | 0.076207 | 0.07695 | 0.077635 | 0.078307 | 0.078977 | 0.079678 | 0.080345 | 0.081032 | 0.081735 | 0.082444 | 0.083148 | 0.083839 | 0.08447 | 0.085034 | 0.085531 | 0.085962 | 0.086332 | 0.086589 | 0.08678 | 0.086945 | 0.087087 | 0.087227 | 0.087288 | 0.087288
F4_Commercial_Miscellaneous_New_Food Preparation_Natural Gas_Conveyor Oven_E2 | F4 | Commercial | Miscellaneous | New | Food Preparation | Natural Gas | Conveyor Oven | E2 | Utility - Cost of Equipment | 0.053279 | 0.053667 | 0.054088 | 0.054551 | 0.05508 | 0.055693 | 0.056234 | 0.056778 | 0.057343 | 0.057929 | 0.058494 | 0.059015 | 0.059525 | 0.060035 | 0.060568 | 0.061075 | 0.061597 | 0.062131 | 0.06267 | 0.063205 | 0.06373 | 0.064211 | 0.064639 | 0.065017 | 0.065344 | 0.065626 | 0.065821 | 0.065966 | 0.066092 | 0.066199 | 0.066306 | 0.066353 | 0.066353
F4_Commercial_Miscellaneous_New_Food Preparation_Natural Gas_Conveyor Oven_E3 | F4 | Commercial | Miscellaneous | New | Food Preparation | Natural Gas | Conveyor Oven | E3 | Utility - Cost of Equipment | 0 | 0 | 0 | 0 | 0 | 0 | 0 | 0 | 0 | 0 | 0 | 0 | 0 | 0 | 0 | 0 | 0 | 0 | 0 | 0 | 0 | 0 | 0 | 0 | 0 | 0 | 0 | 0 | 0 | 0 | 0 | 0 | 0
F4_Commercial_Miscellaneous_New_Food Preparation_Natural Gas_Conveyor Oven_E4 | F4 | Commercial | Miscellaneous | New | Food Preparation | Natural Gas | Conveyor Oven | E4 | Utility - Cost of Equipment | 0 | 0 | 0 | 0 | 0 | 0 | 0 | 0 | 0 | 0 | 0 | 0 | 0 | 0 | 0 | 0 | 0 | 0 | 0 | 0 | 0 | 0 | 0 | 0 | 0 | 0 | 0 | 0 | 0 | 0 | 0 | 0 | 0
F4_Commercial_Miscellaneous_New_Food Preparation_Natural Gas_Conveyor Oven_E5 | F4 | Commercial | Miscellaneous | New | Food Preparation | Natural Gas | Conveyor Oven | E5 | Utility - Cost of Equipment | 0 | 0 | 0 | 0 | 0 | 0 | 0 | 0 | 0 | 0 | 0 | 0 | 0 | 0 | 0 | 0 | 0 | 0 | 0 | 0 | 0 | 0 | 0 | 0 | 0 | 0 | 0 | 0 | 0 | 0 | 0 | 0 | 0
F4_Commercial_Miscellaneous_New_Food Preparation_Natural Gas_Conveyor Oven_E6 | F4 | Commercial | Miscellaneous | New | Food Preparation | Natural Gas | Conveyor Oven | E6 | Utility - Cost of Equipment | 0 | 0 | 0 | 0 | 0 | 0 | 0 | 0 | 0 | 0 | 0 | 0 | 0 | 0 | 0 | 0 | 0 | 0 | 0 | 0 | 0 | 0 | 0 | 0 | 0 | 0 | 0 | 0 | 0 | 0 | 0 | 0 | 0
F4_Commercial_Miscellaneous_New_Food Preparation_Natural Gas_Conveyor Oven_E7 | F4 | Commercial | Miscellaneous | New | Food Preparation | Natural Gas | Conveyor Oven | E7 | Utility - Cost of Equipment | 0 | 0 | 0 | 0 | 0 | 0 | 0 | 0 | 0 | 0 | 0 | 0 | 0 | 0 | 0 | 0 | 0 | 0 | 0 | 0 | 0 | 0 | 0 | 0 | 0 | 0 | 0 | 0 | 0 | 0 | 0 | 0 | 0
F4_Commercial_Miscellaneous_New_Food Preparation_Natural Gas_Conveyor Oven_E8 | F4 | Commercial | Miscellaneous | New | Food Preparation | Natural Gas | Conveyor Oven | E8 | Utility - Cost of Equipment | 0 | 0 | 0 | 0 | 0 | 0 | 0 | 0 | 0 | 0 | 0 | 0 | 0 | 0 | 0 | 0 | 0 | 0 | 0 | 0 | 0 | 0 | 0 | 0 | 0 | 0 | 0 | 0 | 0 | 0 | 0 | 0 | 0
F4_Commercial_Miscellaneous_New_Food Preparation_Natural Gas_Conveyor Oven_E9 | F4 | Commercial | Miscellaneous | New | Food Preparation | Natural Gas | Conveyor Oven | E9 | Utility - Cost of Equipment | 0 | 0 | 0 | 0 | 0 | 0 | 0 | 0 | 0 | 0 | 0 | 0 | 0 | 0 | 0 | 0 | 0 | 0 | 0 | 0 | 0 | 0 | 0 | 0 | 0 | 0 | 0 | 0 | 0 | 0 | 0 | 0 | 0
F4_Commercial_Miscellaneous_New_Food Preparation_Natural Gas_Conveyor Oven_E10 | F4 | Commercial | Miscellaneous | New | Food Preparation | Natural Gas | Conveyor Oven | E10 | Utility - Cost of Equipment | 0 | 0 | 0 | 0 | 0 | 0 | 0 | 0 | 0 | 0 | 0 | 0 | 0 | 0 | 0 | 0 | 0 | 0 | 0 | 0 | 0 | 0 | 0 | 0 | 0 | 0 | 0 | 0 | 0 | 0 | 0 | 0 | 0
F5_Commercial_Miscellaneous_New_Food Preparation_Natural Gas_Conveyor Oven_E1 | F5 | Commercial | Miscellaneous | New | Food Preparation | Natural Gas | Conveyor Oven | E1 | Utility - Cost of Operation | 0.013183 | 0.013183 | 0.013183 | 0.013183 | 0.013183 | 0.013183 | 0.013183 | 0.013183 | 0.013183 | 0.013183 | 0.013183 | 0.013183 | 0.013183 | 0.013183 | 0.013183 | 0.013183 | 0.013183 | 0.013183 | 0.013183 | 0.013183 | 0.013183 | 0.013183 | 0.013183 | 0.013183 | 0.013183 | 0.013183 | 0.013183 | 0.013183 | 0.013183 | 0.013183 | 0.013183 | 0.013183 | 0.013183
F5_Commercial_Miscellaneous_New_Food Preparation_Natural Gas_Conveyor Oven_E2 | F5 | Commercial | Miscellaneous | New | Food Preparation | Natural Gas | Conveyor Oven | E2 | Utility - Cost of Operation | 0.016072 | 0.016072 | 0.016072 | 0.016072 | 0.016072 | 0.016072 | 0.016072 | 0.016072 | 0.016072 | 0.016072 | 0.016072 | 0.016072 | 0.016072 | 0.016072 | 0.016072 | 0.016072 | 0.016072 | 0.016072 | 0.016072 | 0.016072 | 0.016072 | 0.016072 | 0.016072 | 0.016072 | 0.016072 | 0.016072 | 0.016072 | 0.016072 | 0.016072 | 0.016072 | 0.016072 | 0.016072 | 0.016072
F5_Commercial_Miscellaneous_New_Food Preparation_Natural Gas_Conveyor Oven_E3 | F5 | Commercial | Miscellaneous | New | Food Preparation | Natural Gas | Conveyor Oven | E3 | Utility - Cost of Operation | 0 | 0 | 0 | 0 | 0 | 0 | 0 | 0 | 0 | 0 | 0 | 0 | 0 | 0 | 0 | 0 | 0 | 0 | 0 | 0 | 0 | 0 | 0 | 0 | 0 | 0 | 0 | 0 | 0 | 0 | 0 | 0 | 0
F5_Commercial_Miscellaneous_New_Food Preparation_Natural Gas_Conveyor Oven_E4 | F5 | Commercial | Miscellaneous | New | Food Preparation | Natural Gas | Conveyor Oven | E4 | Utility - Cost of Operation | 0 | 0 | 0 | 0 | 0 | 0 | 0 | 0 | 0 | 0 | 0 | 0 | 0 | 0 | 0 | 0 | 0 | 0 | 0 | 0 | 0 | 0 | 0 | 0 | 0 | 0 | 0 | 0 | 0 | 0 | 0 | 0 | 0
F5_Commercial_Miscellaneous_New_Food Preparation_Natural Gas_Conveyor Oven_E5 | F5 | Commercial | Miscellaneous | New | Food Preparation | Natural Gas | Conveyor Oven | E5 | Utility - Cost of Operation | 0 | 0 | 0 | 0 | 0 | 0 | 0 | 0 | 0 | 0 | 0 | 0 | 0 | 0 | 0 | 0 | 0 | 0 | 0 | 0 | 0 | 0 | 0 | 0 | 0 | 0 | 0 | 0 | 0 | 0 | 0 | 0 | 0
F5_Commercial_Miscellaneous_New_Food Preparation_Natural Gas_Conveyor Oven_E6 | F5 | Commercial | Miscellaneous | New | Food Preparation | Natural Gas | Conveyor Oven | E6 | Utility - Cost of Operation | 0 | 0 | 0 | 0 | 0 | 0 | 0 | 0 | 0 | 0 | 0 | 0 | 0 | 0 | 0 | 0 | 0 | 0 | 0 | 0 | 0 | 0 | 0 | 0 | 0 | 0 | 0 | 0 | 0 | 0 | 0 | 0 | 0
F5_Commercial_Miscellaneous_New_Food Preparation_Natural Gas_Conveyor Oven_E7 | F5 | Commercial | Miscellaneous | New | Food Preparation | Natural Gas | Conveyor Oven | E7 | Utility - Cost of Operation | 0 | 0 | 0 | 0 | 0 | 0 | 0 | 0 | 0 | 0 | 0 | 0 | 0 | 0 | 0 | 0 | 0 | 0 | 0 | 0 | 0 | 0 | 0 | 0 | 0 | 0 | 0 | 0 | 0 | 0 | 0 | 0 | 0
F5_Commercial_Miscellaneous_New_Food Preparation_Natural Gas_Conveyor Oven_E8 | F5 | Commercial | Miscellaneous | New | Food Preparation | Natural Gas | Conveyor Oven | E8 | Utility - Cost of Operation | 0 | 0 | 0 | 0 | 0 | 0 | 0 | 0 | 0 | 0 | 0 | 0 | 0 | 0 | 0 | 0 | 0 | 0 | 0 | 0 | 0 | 0 | 0 | 0 | 0 | 0 | 0 | 0 | 0 | 0 | 0 | 0 | 0
F5_Commercial_Miscellaneous_New_Food Preparation_Natural Gas_Conveyor Oven_E9 | F5 | Commercial | Miscellaneous | New | Food Preparation | Natural Gas | Conveyor Oven | E9 | Utility - Cost of Operation | 0 | 0 | 0 | 0 | 0 | 0 | 0 | 0 | 0 | 0 | 0 | 0 | 0 | 0 | 0 | 0 | 0 | 0 | 0 | 0 | 0 | 0 | 0 | 0 | 0 | 0 | 0 | 0 | 0 | 0 | 0 | 0 | 0
F5_Commercial_Miscellaneous_New_Food Preparation_Natural Gas_Conveyor Oven_E10 | F5 | Commercial | Miscellaneous | New | Food Preparation | Natural Gas | Conveyor Oven | E10 | Utility - Cost of Operation | 0 | 0 | 0 | 0 | 0 | 0 | 0 | 0 | 0 | 0 | 0 | 0 | 0 | 0 | 0 | 0 | 0 | 0 | 0 | 0 | 0 | 0 | 0 | 0 | 0 | 0 | 0 | 0 | 0 | 0 | 0 | 0 | 0
F6_Commercial_Miscellaneous_New_Food Preparation_Natural Gas_Conveyor Oven_E1 | F6 | Commercial | Miscellaneous | New | Food Preparation | Natural Gas | Conveyor Oven | E1 | Utility - Value of Sales | 0.040676 | 0.040676 | 0.040676 | 0.040676 | 0.040676 | 0.040676 | 0.040676 | 0.040676 | 0.040676 | 0.040676 | 0.040676 | 0.040676 | 0.040676 | 0.040676 | 0.040676 | 0.040676 | 0.040676 | 0.040676 | 0.040676 | 0.040676 | 0.040676 | 0.040676 | 0.040676 | 0.040676 | 0.040676 | 0.040676 | 0.040676 | 0.040676 | 0.040676 | 0.040676 | 0.040676 | 0.040676 | 0.040676
F6_Commercial_Miscellaneous_New_Food Preparation_Natural Gas_Conveyor Oven_E2 | F6 | Commercial | Miscellaneous | New | Food Preparation | Natural Gas | Conveyor Oven | E2 | Utility - Value of Sales | 0.03092 | 0.03092 | 0.03092 | 0.03092 | 0.03092 | 0.03092 | 0.03092 | 0.03092 | 0.03092 | 0.03092 | 0.03092 | 0.03092 | 0.03092 | 0.03092 | 0.03092 | 0.03092 | 0.03092 | 0.03092 | 0.03092 | 0.03092 | 0.03092 | 0.03092 | 0.03092 | 0.03092 | 0.03092 | 0.03092 | 0.03092 | 0.03092 | 0.03092 | 0.03092 | 0.03092 | 0.03092 | 0.03092
F6_Commercial_Miscellaneous_New_Food Preparation_Natural Gas_Conveyor Oven_E3 | F6 | Commercial | Miscellaneous | New | Food Preparation | Natural Gas | Conveyor Oven | E3 | Utility - Value of Sales | 0 | 0 | 0 | 0 | 0 | 0 | 0 | 0 | 0 | 0 | 0 | 0 | 0 | 0 | 0 | 0 | 0 | 0 | 0 | 0 | 0 | 0 | 0 | 0 | 0 | 0 | 0 | 0 | 0 | 0 | 0 | 0 | 0
F6_Commercial_Miscellaneous_New_Food Preparation_Natural Gas_Conveyor Oven_E4 | F6 | Commercial | Miscellaneous | New | Food Preparation | Natural Gas | Conveyor Oven | E4 | Utility - Value of Sales | 0 | 0 | 0 | 0 | 0 | 0 | 0 | 0 | 0 | 0 | 0 | 0 | 0 | 0 | 0 | 0 | 0 | 0 | 0 | 0 | 0 | 0 | 0 | 0 | 0 | 0 | 0 | 0 | 0 | 0 | 0 | 0 | 0
F6_Commercial_Miscellaneous_New_Food Preparation_Natural Gas_Conveyor Oven_E5 | F6 | Commercial | Miscellaneous | New | Food Preparation | Natural Gas | Conveyor Oven | E5 | Utility - Value of Sales | 0 | 0 | 0 | 0 | 0 | 0 | 0 | 0 | 0 | 0 | 0 | 0 | 0 | 0 | 0 | 0 | 0 | 0 | 0 | 0 | 0 | 0 | 0 | 0 | 0 | 0 | 0 | 0 | 0 | 0 | 0 | 0 | 0
F6_Commercial_Miscellaneous_New_Food Preparation_Natural Gas_Conveyor Oven_E6 | F6 | Commercial | Miscellaneous | New | Food Preparation | Natural Gas | Conveyor Oven | E6 | Utility - Value of Sales | 0 | 0 | 0 | 0 | 0 | 0 | 0 | 0 | 0 | 0 | 0 | 0 | 0 | 0 | 0 | 0 | 0 | 0 | 0 | 0 | 0 | 0 | 0 | 0 | 0 | 0 | 0 | 0 | 0 | 0 | 0 | 0 | 0
F6_Commercial_Miscellaneous_New_Food Preparation_Natural Gas_Conveyor Oven_E7 | F6 | Commercial | Miscellaneous | New | Food Preparation | Natural Gas | Conveyor Oven | E7 | Utility - Value of Sales | 0 | 0 | 0 | 0 | 0 | 0 | 0 | 0 | 0 | 0 | 0 | 0 | 0 | 0 | 0 | 0 | 0 | 0 | 0 | 0 | 0 | 0 | 0 | 0 | 0 | 0 | 0 | 0 | 0 | 0 | 0 | 0 | 0
F6_Commercial_Miscellaneous_New_Food Preparation_Natural Gas_Conveyor Oven_E8 | F6 | Commercial | Miscellaneous | New | Food Preparation | Natural Gas | Conveyor Oven | E8 | Utility - Value of Sales | 0 | 0 | 0 | 0 | 0 | 0 | 0 | 0 | 0 | 0 | 0 | 0 | 0 | 0 | 0 | 0 | 0 | 0 | 0 | 0 | 0 | 0 | 0 | 0 | 0 | 0 | 0 | 0 | 0 | 0 | 0 | 0 | 0
F6_Commercial_Miscellaneous_New_Food Preparation_Natural Gas_Conveyor Oven_E9 | F6 | Commercial | Miscellaneous | New | Food Preparation | Natural Gas | Conveyor Oven | E9 | Utility - Value of Sales | 0 | 0 | 0 | 0 | 0 | 0 | 0 | 0 | 0 | 0 | 0 | 0 | 0 | 0 | 0 | 0 | 0 | 0 | 0 | 0 | 0 | 0 | 0 | 0 | 0 | 0 | 0 | 0 | 0 | 0 | 0 | 0 | 0
F6_Commercial_Miscellaneous_New_Food Preparation_Natural Gas_Conveyor Oven_E10 | F6 | Commercial | Miscellaneous | New | Food Preparation | Natural Gas | Conveyor Oven | E10 | Utility - Value of Sales | 0 | 0 | 0 | 0 | 0 | 0 | 0 | 0 | 0 | 0 | 0 | 0 | 0 | 0 | 0 | 0 | 0 | 0 | 0 | 0 | 0 | 0 | 0 | 0 | 0 | 0 | 0 | 0 | 0 | 0 | 0 | 0 | 0
F1_Commercial_Miscellaneous_New_Food Preparation_Natural Gas_Double Rack Oven_E1 | F1 | Commercial | Miscellaneous | New | Food Preparation | Natural Gas | Double Rack Oven | E1 | RVT - Cost of Equipment | 0.10216 | 0.10294 | 0.10381 | 0.10477 | 0.10586 | 0.10712 | 0.10815 | 0.10913 | 0.11013 | 0.11117 | 0.11216 | 0.11307 | 0.114 | 0.11497 | 0.11605 | 0.11711 | 0.11823 | 0.11941 | 0.12064 | 0.1219 | 0.12316 | 0.12435 | 0.12542 | 0.12636 | 0.12718 | 0.12788 | 0.12837 | 0.12873 | 0.12905 | 0.12932 | 0.12958 | 0.1297 | 0.1297
F1_Commercial_Miscellaneous_New_Food Preparation_Natural Gas_Double Rack Oven_E2 | F1 | Commercial | Miscellaneous | New | Food Preparation | Natural Gas | Double Rack Oven | E2 | RVT - Cost of Equipment | 0.055726 | 0.05615 | 0.056625 | 0.057147 | 0.057742 | 0.058431 | 0.058989 | 0.059525 | 0.060069 | 0.060636 | 0.061177 | 0.061673 | 0.06218 | 0.062713 | 0.063302 | 0.063877 | 0.064488 | 0.065132 | 0.065804 | 0.06649 | 0.067179 | 0.067826 | 0.068409 | 0.068925 | 0.069371 | 0.069754 | 0.07002 | 0.070218 | 0.070389 | 0.070536 | 0.070681 | 0.070745 | 0.070745
F1_Commercial_Miscellaneous_New_Food Preparation_Natural Gas_Double Rack Oven_E3 | F1 | Commercial | Miscellaneous | New | Food Preparation | Natural Gas | Double Rack Oven | E3 | RVT - Cost of Equipment | 0 | 0 | 0 | 0 | 0 | 0 | 0 | 0 | 0 | 0 | 0 | 0 | 0 | 0 | 0 | 0 | 0 | 0 | 0 | 0 | 0 | 0 | 0 | 0 | 0 | 0 | 0 | 0 | 0 | 0 | 0 | 0 | 0
F1_Commercial_Miscellaneous_New_Food Preparation_Natural Gas_Double Rack Oven_E4 | F1 | Commercial | Miscellaneous | New | Food Preparation | Natural Gas | Double Rack Oven | E4 | RVT - Cost of Equipment | 0 | 0 | 0 | 0 | 0 | 0 | 0 | 0 | 0 | 0 | 0 | 0 | 0 | 0 | 0 | 0 | 0 | 0 | 0 | 0 | 0 | 0 | 0 | 0 | 0 | 0 | 0 | 0 | 0 | 0 | 0 | 0 | 0
F1_Commercial_Miscellaneous_New_Food Preparation_Natural Gas_Double Rack Oven_E5 | F1 | Commercial | Miscellaneous | New | Food Preparation | Natural Gas | Double Rack Oven | E5 | RVT - Cost of Equipment | 0 | 0 | 0 | 0 | 0 | 0 | 0 | 0 | 0 | 0 | 0 | 0 | 0 | 0 | 0 | 0 | 0 | 0 | 0 | 0 | 0 | 0 | 0 | 0 | 0 | 0 | 0 | 0 | 0 | 0 | 0 | 0 | 0
F1_Commercial_Miscellaneous_New_Food Preparation_Natural Gas_Double Rack Oven_E6 | F1 | Commercial | Miscellaneous | New | Food Preparation | Natural Gas | Double Rack Oven | E6 | RVT - Cost of Equipment | 0 | 0 | 0 | 0 | 0 | 0 | 0 | 0 | 0 | 0 | 0 | 0 | 0 | 0 | 0 | 0 | 0 | 0 | 0 | 0 | 0 | 0 | 0 | 0 | 0 | 0 | 0 | 0 | 0 | 0 | 0 | 0 | 0
F1_Commercial_Miscellaneous_New_Food Preparation_Natural Gas_Double Rack Oven_E7 | F1 | Commercial | Miscellaneous | New | Food Preparation | Natural Gas | Double Rack Oven | E7 | RVT - Cost of Equipment | 0 | 0 | 0 | 0 | 0 | 0 | 0 | 0 | 0 | 0 | 0 | 0 | 0 | 0 | 0 | 0 | 0 | 0 | 0 | 0 | 0 | 0 | 0 | 0 | 0 | 0 | 0 | 0 | 0 | 0 | 0 | 0 | 0
F1_Commercial_Miscellaneous_New_Food Preparation_Natural Gas_Double Rack Oven_E8 | F1 | Commercial | Miscellaneous | New | Food Preparation | Natural Gas | Double Rack Oven | E8 | RVT - Cost of Equipment | 0 | 0 | 0 | 0 | 0 | 0 | 0 | 0 | 0 | 0 | 0 | 0 | 0 | 0 | 0 | 0 | 0 | 0 | 0 | 0 | 0 | 0 | 0 | 0 | 0 | 0 | 0 | 0 | 0 | 0 | 0 | 0 | 0
F1_Commercial_Miscellaneous_New_Food Preparation_Natural Gas_Double Rack Oven_E9 | F1 | Commercial | Miscellaneous | New | Food Preparation | Natural Gas | Double Rack Oven | E9 | RVT - Cost of Equipment | 0 | 0 | 0 | 0 | 0 | 0 | 0 | 0 | 0 | 0 | 0 | 0 | 0 | 0 | 0 | 0 | 0 | 0 | 0 | 0 | 0 | 0 | 0 | 0 | 0 | 0 | 0 | 0 | 0 | 0 | 0 | 0 | 0
F1_Commercial_Miscellaneous_New_Food Preparation_Natural Gas_Double Rack Oven_E10 | F1 | Commercial | Miscellaneous | New | Food Preparation | Natural Gas | Double Rack Oven | E10 | RVT - Cost of Equipment | 0 | 0 | 0 | 0 | 0 | 0 | 0 | 0 | 0 | 0 | 0 | 0 | 0 | 0 | 0 | 0 | 0 | 0 | 0 | 0 | 0 | 0 | 0 | 0 | 0 | 0 | 0 | 0 | 0 | 0 | 0 | 0 | 0
F2_Commercial_Miscellaneous_New_Food Preparation_Natural Gas_Double Rack Oven_E1 | F2 | Commercial | Miscellaneous | New | Food Preparation | Natural Gas | Double Rack Oven | E1 | RVT - Cost of Operation | 0.1224 | 0.12333 | 0.12437 | 0.12552 | 0.12683 | 0.12834 | 0.12957 | 0.13074 | 0.13194 | 0.13318 | 0.13437 | 0.13546 | 0.13658 | 0.13775 | 0.13904 | 0.1403 | 0.14164 | 0.14306 | 0.14453 | 0.14604 | 0.14756 | 0.14898 | 0.15026 | 0.15139 | 0.15237 | 0.15321 | 0.1538 | 0.15423 | 0.15461 | 0.15493 | 0.15525 | 0.15539 | 0.15539
F2_Commercial_Miscellaneous_New_Food Preparation_Natural Gas_Double Rack Oven_E2 | F2 | Commercial | Miscellaneous | New | Food Preparation | Natural Gas | Double Rack Oven | E2 | RVT - Cost of Operation | 0.066763 | 0.067272 | 0.067841 | 0.068466 | 0.069179 | 0.070004 | 0.070673 | 0.071315 | 0.071967 | 0.072646 | 0.073293 | 0.073888 | 0.074496 | 0.075135 | 0.07584 | 0.076529 | 0.07726 | 0.078032 | 0.078837 | 0.079659 | 0.080485 | 0.08126 | 0.081959 | 0.082577 | 0.083111 | 0.08357 | 0.083889 | 0.084126 | 0.084331 | 0.084507 | 0.08468 | 0.084757 | 0.084757
F2_Commercial_Miscellaneous_New_Food Preparation_Natural Gas_Double Rack Oven_E3 | F2 | Commercial | Miscellaneous | New | Food Preparation | Natural Gas | Double Rack Oven | E3 | RVT - Cost of Operation | 0 | 0 | 0 | 0 | 0 | 0 | 0 | 0 | 0 | 0 | 0 | 0 | 0 | 0 | 0 | 0 | 0 | 0 | 0 | 0 | 0 | 0 | 0 | 0 | 0 | 0 | 0 | 0 | 0 | 0 | 0 | 0 | 0
F2_Commercial_Miscellaneous_New_Food Preparation_Natural Gas_Double Rack Oven_E4 | F2 | Commercial | Miscellaneous | New | Food Preparation | Natural Gas | Double Rack Oven | E4 | RVT - Cost of Operation | 0 | 0 | 0 | 0 | 0 | 0 | 0 | 0 | 0 | 0 | 0 | 0 | 0 | 0 | 0 | 0 | 0 | 0 | 0 | 0 | 0 | 0 | 0 | 0 | 0 | 0 | 0 | 0 | 0 | 0 | 0 | 0 | 0
F2_Commercial_Miscellaneous_New_Food Preparation_Natural Gas_Double Rack Oven_E5 | F2 | Commercial | Miscellaneous | New | Food Preparation | Natural Gas | Double Rack Oven | E5 | RVT - Cost of Operation | 0 | 0 | 0 | 0 | 0 | 0 | 0 | 0 | 0 | 0 | 0 | 0 | 0 | 0 | 0 | 0 | 0 | 0 | 0 | 0 | 0 | 0 | 0 | 0 | 0 | 0 | 0 | 0 | 0 | 0 | 0 | 0 | 0
F2_Commercial_Miscellaneous_New_Food Preparation_Natural Gas_Double Rack Oven_E6 | F2 | Commercial | Miscellaneous | New | Food Preparation | Natural Gas | Double Rack Oven | E6 | RVT - Cost of Operation | 0 | 0 | 0 | 0 | 0 | 0 | 0 | 0 | 0 | 0 | 0 | 0 | 0 | 0 | 0 | 0 | 0 | 0 | 0 | 0 | 0 | 0 | 0 | 0 | 0 | 0 | 0 | 0 | 0 | 0 | 0 | 0 | 0
F2_Commercial_Miscellaneous_New_Food Preparation_Natural Gas_Double Rack Oven_E7 | F2 | Commercial | Miscellaneous | New | Food Preparation | Natural Gas | Double Rack Oven | E7 | RVT - Cost of Operation | 0 | 0 | 0 | 0 | 0 | 0 | 0 | 0 | 0 | 0 | 0 | 0 | 0 | 0 | 0 | 0 | 0 | 0 | 0 | 0 | 0 | 0 | 0 | 0 | 0 | 0 | 0 | 0 | 0 | 0 | 0 | 0 | 0
F2_Commercial_Miscellaneous_New_Food Preparation_Natural Gas_Double Rack Oven_E8 | F2 | Commercial | Miscellaneous | New | Food Preparation | Natural Gas | Double Rack Oven | E8 | RVT - Cost of Operation | 0 | 0 | 0 | 0 | 0 | 0 | 0 | 0 | 0 | 0 | 0 | 0 | 0 | 0 | 0 | 0 | 0 | 0 | 0 | 0 | 0 | 0 | 0 | 0 | 0 | 0 | 0 | 0 | 0 | 0 | 0 | 0 | 0
F2_Commercial_Miscellaneous_New_Food Preparation_Natural Gas_Double Rack Oven_E9 | F2 | Commercial | Miscellaneous | New | Food Preparation | Natural Gas | Double Rack Oven | E9 | RVT - Cost of Operation | 0 | 0 | 0 | 0 | 0 | 0 | 0 | 0 | 0 | 0 | 0 | 0 | 0 | 0 | 0 | 0 | 0 | 0 | 0 | 0 | 0 | 0 | 0 | 0 | 0 | 0 | 0 | 0 | 0 | 0 | 0 | 0 | 0
F2_Commercial_Miscellaneous_New_Food Preparation_Natural Gas_Double Rack Oven_E10 | F2 | Commercial | Miscellaneous | New | Food Preparation | Natural Gas | Double Rack Oven | E10 | RVT - Cost of Operation | 0 | 0 | 0 | 0 | 0 | 0 | 0 | 0 | 0 | 0 | 0 | 0 | 0 | 0 | 0 | 0 | 0 | 0 | 0 | 0 | 0 | 0 | 0 | 0 | 0 | 0 | 0 | 0 | 0 | 0 | 0 | 0 | 0
F3_Commercial_Miscellaneous_New_Food Preparation_Natural Gas_Double Rack Oven_E1 | F3 | Commercial | Miscellaneous | New | Food Preparation | Natural Gas | Double Rack Oven | E1 | System - kBTUs of Consumption | 0.02475 | 0.02475 | 0.02475 | 0.02475 | 0.02475 | 0.02475 | 0.02475 | 0.02475 | 0.02475 | 0.02475 | 0.02475 | 0.02475 | 0.02475 | 0.02475 | 0.02475 | 0.02475 | 0.02475 | 0.02475 | 0.02475 | 0.02475 | 0.02475 | 0.02475 | 0.02475 | 0.02475 | 0.02475 | 0.02475 | 0.02475 | 0.02475 | 0.02475 | 0.02475 | 0.02475 | 0.02475 | 0.02475
F3_Commercial_Miscellaneous_New_Food Preparation_Natural Gas_Double Rack Oven_E2 | F3 | Commercial | Miscellaneous | New | Food Preparation | Natural Gas | Double Rack Oven | E2 | System - kBTUs of Consumption | 0.032916 | 0.032916 | 0.032916 | 0.032916 | 0.032916 | 0.032916 | 0.032916 | 0.032916 | 0.032916 | 0.032916 | 0.032916 | 0.032916 | 0.032916 | 0.032916 | 0.032916 | 0.032916 | 0.032916 | 0.032916 | 0.032916 | 0.032916 | 0.032916 | 0.032916 | 0.032916 | 0.032916 | 0.032916 | 0.032916 | 0.032916 | 0.032916 | 0.032916 | 0.032916 | 0.032916 | 0.032916 | 0.032916
F3_Commercial_Miscellaneous_New_Food Preparation_Natural Gas_Double Rack Oven_E3 | F3 | Commercial | Miscellaneous | New | Food Preparation | Natural Gas | Double Rack Oven | E3 | System - kBTUs of Consumption | 0 | 0 | 0 | 0 | 0 | 0 | 0 | 0 | 0 | 0 | 0 | 0 | 0 | 0 | 0 | 0 | 0 | 0 | 0 | 0 | 0 | 0 | 0 | 0 | 0 | 0 | 0 | 0 | 0 | 0 | 0 | 0 | 0
F3_Commercial_Miscellaneous_New_Food Preparation_Natural Gas_Double Rack Oven_E4 | F3 | Commercial | Miscellaneous | New | Food Preparation | Natural Gas | Double Rack Oven | E4 | System - kBTUs of Consumption | 0 | 0 | 0 | 0 | 0 | 0 | 0 | 0 | 0 | 0 | 0 | 0 | 0 | 0 | 0 | 0 | 0 | 0 | 0 | 0 | 0 | 0 | 0 | 0 | 0 | 0 | 0 | 0 | 0 | 0 | 0 | 0 | 0
F3_Commercial_Miscellaneous_New_Food Preparation_Natural Gas_Double Rack Oven_E5 | F3 | Commercial | Miscellaneous | New | Food Preparation | Natural Gas | Double Rack Oven | E5 | System - kBTUs of Consumption | 0 | 0 | 0 | 0 | 0 | 0 | 0 | 0 | 0 | 0 | 0 | 0 | 0 | 0 | 0 | 0 | 0 | 0 | 0 | 0 | 0 | 0 | 0 | 0 | 0 | 0 | 0 | 0 | 0 | 0 | 0 | 0 | 0
F3_Commercial_Miscellaneous_New_Food Preparation_Natural Gas_Double Rack Oven_E6 | F3 | Commercial | Miscellaneous | New | Food Preparation | Natural Gas | Double Rack Oven | E6 | System - kBTUs of Consumption | 0 | 0 | 0 | 0 | 0 | 0 | 0 | 0 | 0 | 0 | 0 | 0 | 0 | 0 | 0 | 0 | 0 | 0 | 0 | 0 | 0 | 0 | 0 | 0 | 0 | 0 | 0 | 0 | 0 | 0 | 0 | 0 | 0
F3_Commercial_Miscellaneous_New_Food Preparation_Natural Gas_Double Rack Oven_E7 | F3 | Commercial | Miscellaneous | New | Food Preparation | Natural Gas | Double Rack Oven | E7 | System - kBTUs of Consumption | 0 | 0 | 0 | 0 | 0 | 0 | 0 | 0 | 0 | 0 | 0 | 0 | 0 | 0 | 0 | 0 | 0 | 0 | 0 | 0 | 0 | 0 | 0 | 0 | 0 | 0 | 0 | 0 | 0 | 0 | 0 | 0 | 0
F3_Commercial_Miscellaneous_New_Food Preparation_Natural Gas_Double Rack Oven_E8 | F3 | Commercial | Miscellaneous | New | Food Preparation | Natural Gas | Double Rack Oven | E8 | System - kBTUs of Consumption | 0 | 0 | 0 | 0 | 0 | 0 | 0 | 0 | 0 | 0 | 0 | 0 | 0 | 0 | 0 | 0 | 0 | 0 | 0 | 0 | 0 | 0 | 0 | 0 | 0 | 0 | 0 | 0 | 0 | 0 | 0 | 0 | 0
F3_Commercial_Miscellaneous_New_Food Preparation_Natural Gas_Double Rack Oven_E9 | F3 | Commercial | Miscellaneous | New | Food Preparation | Natural Gas | Double Rack Oven | E9 | System - kBTUs of Consumption | 0 | 0 | 0 | 0 | 0 | 0 | 0 | 0 | 0 | 0 | 0 | 0 | 0 | 0 | 0 | 0 | 0 | 0 | 0 | 0 | 0 | 0 | 0 | 0 | 0 | 0 | 0 | 0 | 0 | 0 | 0 | 0 | 0
F3_Commercial_Miscellaneous_New_Food Preparation_Natural Gas_Double Rack Oven_E10 | F3 | Commercial | Miscellaneous | New | Food Preparation | Natural Gas | Double Rack Oven | E10 | System - kBTUs of Consumption | 0 | 0 | 0 | 0 | 0 | 0 | 0 | 0 | 0 | 0 | 0 | 0 | 0 | 0 | 0 | 0 | 0 | 0 | 0 | 0 | 0 | 0 | 0 | 0 | 0 | 0 | 0 | 0 | 0 | 0 | 0 | 0 | 0
F4_Commercial_Miscellaneous_New_Food Preparation_Natural Gas_Double Rack Oven_E1 | F4 | Commercial | Miscellaneous | New | Food Preparation | Natural Gas | Double Rack Oven | E1 | Utility - Cost of Equipment | 0.1224 | 0.12333 | 0.12437 | 0.12552 | 0.12683 | 0.12834 | 0.12957 | 0.13074 | 0.13194 | 0.13318 | 0.13437 | 0.13546 | 0.13658 | 0.13775 | 0.13904 | 0.1403 | 0.14164 | 0.14306 | 0.14453 | 0.14604 | 0.14756 | 0.14898 | 0.15026 | 0.15139 | 0.15237 | 0.15321 | 0.1538 | 0.15423 | 0.15461 | 0.15493 | 0.15525 | 0.15539 | 0.15539
F4_Commercial_Miscellaneous_New_Food Preparation_Natural Gas_Double Rack Oven_E2 | F4 | Commercial | Miscellaneous | New | Food Preparation | Natural Gas | Double Rack Oven | E2 | Utility - Cost of Equipment | 0.066763 | 0.067272 | 0.067841 | 0.068466 | 0.069179 | 0.070004 | 0.070673 | 0.071315 | 0.071967 | 0.072646 | 0.073293 | 0.073888 | 0.074496 | 0.075135 | 0.07584 | 0.076529 | 0.07726 | 0.078032 | 0.078837 | 0.079659 | 0.080485 | 0.08126 | 0.081959 | 0.082577 | 0.083111 | 0.08357 | 0.083889 | 0.084126 | 0.084331 | 0.084507 | 0.08468 | 0.084757 | 0.084757
F4_Commercial_Miscellaneous_New_Food Preparation_Natural Gas_Double Rack Oven_E3 | F4 | Commercial | Miscellaneous | New | Food Preparation | Natural Gas | Double Rack Oven | E3 | Utility - Cost of Equipment | 0 | 0 | 0 | 0 | 0 | 0 | 0 | 0 | 0 | 0 | 0 | 0 | 0 | 0 | 0 | 0 | 0 | 0 | 0 | 0 | 0 | 0 | 0 | 0 | 0 | 0 | 0 | 0 | 0 | 0 | 0 | 0 | 0
F4_Commercial_Miscellaneous_New_Food Preparation_Natural Gas_Double Rack Oven_E4 | F4 | Commercial | Miscellaneous | New | Food Preparation | Natural Gas | Double Rack Oven | E4 | Utility - Cost of Equipment | 0 | 0 | 0 | 0 | 0 | 0 | 0 | 0 | 0 | 0 | 0 | 0 | 0 | 0 | 0 | 0 | 0 | 0 | 0 | 0 | 0 | 0 | 0 | 0 | 0 | 0 | 0 | 0 | 0 | 0 | 0 | 0 | 0
F4_Commercial_Miscellaneous_New_Food Preparation_Natural Gas_Double Rack Oven_E5 | F4 | Commercial | Miscellaneous | New | Food Preparation | Natural Gas | Double Rack Oven | E5 | Utility - Cost of Equipment | 0 | 0 | 0 | 0 | 0 | 0 | 0 | 0 | 0 | 0 | 0 | 0 | 0 | 0 | 0 | 0 | 0 | 0 | 0 | 0 | 0 | 0 | 0 | 0 | 0 | 0 | 0 | 0 | 0 | 0 | 0 | 0 | 0
F4_Commercial_Miscellaneous_New_Food Preparation_Natural Gas_Double Rack Oven_E6 | F4 | Commercial | Miscellaneous | New | Food Preparation | Natural Gas | Double Rack Oven | E6 | Utility - Cost of Equipment | 0 | 0 | 0 | 0 | 0 | 0 | 0 | 0 | 0 | 0 | 0 | 0 | 0 | 0 | 0 | 0 | 0 | 0 | 0 | 0 | 0 | 0 | 0 | 0 | 0 | 0 | 0 | 0 | 0 | 0 | 0 | 0 | 0
F4_Commercial_Miscellaneous_New_Food Preparation_Natural Gas_Double Rack Oven_E7 | F4 | Commercial | Miscellaneous | New | Food Preparation | Natural Gas | Double Rack Oven | E7 | Utility - Cost of Equipment | 0 | 0 | 0 | 0 | 0 | 0 | 0 | 0 | 0 | 0 | 0 | 0 | 0 | 0 | 0 | 0 | 0 | 0 | 0 | 0 | 0 | 0 | 0 | 0 | 0 | 0 | 0 | 0 | 0 | 0 | 0 | 0 | 0
F4_Commercial_Miscellaneous_New_Food Preparation_Natural Gas_Double Rack Oven_E8 | F4 | Commercial | Miscellaneous | New | Food Preparation | Natural Gas | Double Rack Oven | E8 | Utility - Cost of Equipment | 0 | 0 | 0 | 0 | 0 | 0 | 0 | 0 | 0 | 0 | 0 | 0 | 0 | 0 | 0 | 0 | 0 | 0 | 0 | 0 | 0 | 0 | 0 | 0 | 0 | 0 | 0 | 0 | 0 | 0 | 0 | 0 | 0
F4_Commercial_Miscellaneous_New_Food Preparation_Natural Gas_Double Rack Oven_E9 | F4 | Commercial | Miscellaneous | New | Food Preparation | Natural Gas | Double Rack Oven | E9 | Utility - Cost of Equipment | 0 | 0 | 0 | 0 | 0 | 0 | 0 | 0 | 0 | 0 | 0 | 0 | 0 | 0 | 0 | 0 | 0 | 0 | 0 | 0 | 0 | 0 | 0 | 0 | 0 | 0 | 0 | 0 | 0 | 0 | 0 | 0 | 0
F4_Commercial_Miscellaneous_New_Food Preparation_Natural Gas_Double Rack Oven_E10 | F4 | Commercial | Miscellaneous | New | Food Preparation | Natural Gas | Double Rack Oven | E10 | Utility - Cost of Equipment | 0 | 0 | 0 | 0 | 0 | 0 | 0 | 0 | 0 | 0 | 0 | 0 | 0 | 0 | 0 | 0 | 0 | 0 | 0 | 0 | 0 | 0 | 0 | 0 | 0 | 0 | 0 | 0 | 0 | 0 | 0 | 0 | 0
F5_Commercial_Miscellaneous_New_Food Preparation_Natural Gas_Double Rack Oven_E1 | F5 | Commercial | Miscellaneous | New | Food Preparation | Natural Gas | Double Rack Oven | E1 | Utility - Cost of Operation | 0.02475 | 0.02475 | 0.02475 | 0.02475 | 0.02475 | 0.02475 | 0.02475 | 0.02475 | 0.02475 | 0.02475 | 0.02475 | 0.02475 | 0.02475 | 0.02475 | 0.02475 | 0.02475 | 0.02475 | 0.02475 | 0.02475 | 0.02475 | 0.02475 | 0.02475 | 0.02475 | 0.02475 | 0.02475 | 0.02475 | 0.02475 | 0.02475 | 0.02475 | 0.02475 | 0.02475 | 0.02475 | 0.02475
F5_Commercial_Miscellaneous_New_Food Preparation_Natural Gas_Double Rack Oven_E2 | F5 | Commercial | Miscellaneous | New | Food Preparation | Natural Gas | Double Rack Oven | E2 | Utility - Cost of Operation | 0.032916 | 0.032916 | 0.032916 | 0.032916 | 0.032916 | 0.032916 | 0.032916 | 0.032916 | 0.032916 | 0.032916 | 0.032916 | 0.032916 | 0.032916 | 0.032916 | 0.032916 | 0.032916 | 0.032916 | 0.032916 | 0.032916 | 0.032916 | 0.032916 | 0.032916 | 0.032916 | 0.032916 | 0.032916 | 0.032916 | 0.032916 | 0.032916 | 0.032916 | 0.032916 | 0.032916 | 0.032916 | 0.032916
F5_Commercial_Miscellaneous_New_Food Preparation_Natural Gas_Double Rack Oven_E3 | F5 | Commercial | Miscellaneous | New | Food Preparation | Natural Gas | Double Rack Oven | E3 | Utility - Cost of Operation | 0 | 0 | 0 | 0 | 0 | 0 | 0 | 0 | 0 | 0 | 0 | 0 | 0 | 0 | 0 | 0 | 0 | 0 | 0 | 0 | 0 | 0 | 0 | 0 | 0 | 0 | 0 | 0 | 0 | 0 | 0 | 0 | 0
F5_Commercial_Miscellaneous_New_Food Preparation_Natural Gas_Double Rack Oven_E4 | F5 | Commercial | Miscellaneous | New | Food Preparation | Natural Gas | Double Rack Oven | E4 | Utility - Cost of Operation | 0 | 0 | 0 | 0 | 0 | 0 | 0 | 0 | 0 | 0 | 0 | 0 | 0 | 0 | 0 | 0 | 0 | 0 | 0 | 0 | 0 | 0 | 0 | 0 | 0 | 0 | 0 | 0 | 0 | 0 | 0 | 0 | 0
F5_Commercial_Miscellaneous_New_Food Preparation_Natural Gas_Double Rack Oven_E5 | F5 | Commercial | Miscellaneous | New | Food Preparation | Natural Gas | Double Rack Oven | E5 | Utility - Cost of Operation | 0 | 0 | 0 | 0 | 0 | 0 | 0 | 0 | 0 | 0 | 0 | 0 | 0 | 0 | 0 | 0 | 0 | 0 | 0 | 0 | 0 | 0 | 0 | 0 | 0 | 0 | 0 | 0 | 0 | 0 | 0 | 0 | 0
F5_Commercial_Miscellaneous_New_Food Preparation_Natural Gas_Double Rack Oven_E6 | F5 | Commercial | Miscellaneous | New | Food Preparation | Natural Gas | Double Rack Oven | E6 | Utility - Cost of Operation | 0 | 0 | 0 | 0 | 0 | 0 | 0 | 0 | 0 | 0 | 0 | 0 | 0 | 0 | 0 | 0 | 0 | 0 | 0 | 0 | 0 | 0 | 0 | 0 | 0 | 0 | 0 | 0 | 0 | 0 | 0 | 0 | 0
F5_Commercial_Miscellaneous_New_Food Preparation_Natural Gas_Double Rack Oven_E7 | F5 | Commercial | Miscellaneous | New | Food Preparation | Natural Gas | Double Rack Oven | E7 | Utility - Cost of Operation | 0 | 0 | 0 | 0 | 0 | 0 | 0 | 0 | 0 | 0 | 0 | 0 | 0 | 0 | 0 | 0 | 0 | 0 | 0 | 0 | 0 | 0 | 0 | 0 | 0 | 0 | 0 | 0 | 0 | 0 | 0 | 0 | 0
F5_Commercial_Miscellaneous_New_Food Preparation_Natural Gas_Double Rack Oven_E8 | F5 | Commercial | Miscellaneous | New | Food Preparation | Natural Gas | Double Rack Oven | E8 | Utility - Cost of Operation | 0 | 0 | 0 | 0 | 0 | 0 | 0 | 0 | 0 | 0 | 0 | 0 | 0 | 0 | 0 | 0 | 0 | 0 | 0 | 0 | 0 | 0 | 0 | 0 | 0 | 0 | 0 | 0 | 0 | 0 | 0 | 0 | 0
F5_Commercial_Miscellaneous_New_Food Preparation_Natural Gas_Double Rack Oven_E9 | F5 | Commercial | Miscellaneous | New | Food Preparation | Natural Gas | Double Rack Oven | E9 | Utility - Cost of Operation | 0 | 0 | 0 | 0 | 0 | 0 | 0 | 0 | 0 | 0 | 0 | 0 | 0 | 0 | 0 | 0 | 0 | 0 | 0 | 0 | 0 | 0 | 0 | 0 | 0 | 0 | 0 | 0 | 0 | 0 | 0 | 0 | 0
F5_Commercial_Miscellaneous_New_Food Preparation_Natural Gas_Double Rack Oven_E10 | F5 | Commercial | Miscellaneous | New | Food Preparation | Natural Gas | Double Rack Oven | E10 | Utility - Cost of Operation | 0 | 0 | 0 | 0 | 0 | 0 | 0 | 0 | 0 | 0 | 0 | 0 | 0 | 0 | 0 | 0 | 0 | 0 | 0 | 0 | 0 | 0 | 0 | 0 | 0 | 0 | 0 | 0 | 0 | 0 | 0 | 0 | 0
F6_Commercial_Miscellaneous_New_Food Preparation_Natural Gas_Double Rack Oven_E1 | F6 | Commercial | Miscellaneous | New | Food Preparation | Natural Gas | Double Rack Oven | E1 | Utility - Value of Sales | 0.072491 | 0.072491 | 0.072491 | 0.072491 | 0.072491 | 0.072491 | 0.072491 | 0.072491 | 0.072491 | 0.072491 | 0.072491 | 0.072491 | 0.072491 | 0.072491 | 0.072491 | 0.072491 | 0.072491 | 0.072491 | 0.072491 | 0.072491 | 0.072491 | 0.072491 | 0.072491 | 0.072491 | 0.072491 | 0.072491 | 0.072491 | 0.072491 | 0.072491 | 0.072491 | 0.072491 | 0.072491 | 0.072491
F6_Commercial_Miscellaneous_New_Food Preparation_Natural Gas_Double Rack Oven_E2 | F6 | Commercial | Miscellaneous | New | Food Preparation | Natural Gas | Double Rack Oven | E2 | Utility - Value of Sales | 0.039541 | 0.039541 | 0.039541 | 0.039541 | 0.039541 | 0.039541 | 0.039541 | 0.039541 | 0.039541 | 0.039541 | 0.039541 | 0.039541 | 0.039541 | 0.039541 | 0.039541 | 0.039541 | 0.039541 | 0.039541 | 0.039541 | 0.039541 | 0.039541 | 0.039541 | 0.039541 | 0.039541 | 0.039541 | 0.039541 | 0.039541 | 0.039541 | 0.039541 | 0.039541 | 0.039541 | 0.039541 | 0.039541
F6_Commercial_Miscellaneous_New_Food Preparation_Natural Gas_Double Rack Oven_E3 | F6 | Commercial | Miscellaneous | New | Food Preparation | Natural Gas | Double Rack Oven | E3 | Utility - Value of Sales | 0 | 0 | 0 | 0 | 0 | 0 | 0 | 0 | 0 | 0 | 0 | 0 | 0 | 0 | 0 | 0 | 0 | 0 | 0 | 0 | 0 | 0 | 0 | 0 | 0 | 0 | 0 | 0 | 0 | 0 | 0 | 0 | 0
F6_Commercial_Miscellaneous_New_Food Preparation_Natural Gas_Double Rack Oven_E4 | F6 | Commercial | Miscellaneous | New | Food Preparation | Natural Gas | Double Rack Oven | E4 | Utility - Value of Sales | 0 | 0 | 0 | 0 | 0 | 0 | 0 | 0 | 0 | 0 | 0 | 0 | 0 | 0 | 0 | 0 | 0 | 0 | 0 | 0 | 0 | 0 | 0 | 0 | 0 | 0 | 0 | 0 | 0 | 0 | 0 | 0 | 0
F6_Commercial_Miscellaneous_New_Food Preparation_Natural Gas_Double Rack Oven_E5 | F6 | Commercial | Miscellaneous | New | Food Preparation | Natural Gas | Double Rack Oven | E5 | Utility - Value of Sales | 0 | 0 | 0 | 0 | 0 | 0 | 0 | 0 | 0 | 0 | 0 | 0 | 0 | 0 | 0 | 0 | 0 | 0 | 0 | 0 | 0 | 0 | 0 | 0 | 0 | 0 | 0 | 0 | 0 | 0 | 0 | 0 | 0
F6_Commercial_Miscellaneous_New_Food Preparation_Natural Gas_Double Rack Oven_E6 | F6 | Commercial | Miscellaneous | New | Food Preparation | Natural Gas | Double Rack Oven | E6 | Utility - Value of Sales | 0 | 0 | 0 | 0 | 0 | 0 | 0 | 0 | 0 | 0 | 0 | 0 | 0 | 0 | 0 | 0 | 0 | 0 | 0 | 0 | 0 | 0 | 0 | 0 | 0 | 0 | 0 | 0 | 0 | 0 | 0 | 0 | 0
F6_Commercial_Miscellaneous_New_Food Preparation_Natural Gas_Double Rack Oven_E7 | F6 | Commercial | Miscellaneous | New | Food Preparation | Natural Gas | Double Rack Oven | E7 | Utility - Value of Sales | 0 | 0 | 0 | 0 | 0 | 0 | 0 | 0 | 0 | 0 | 0 | 0 | 0 | 0 | 0 | 0 | 0 | 0 | 0 | 0 | 0 | 0 | 0 | 0 | 0 | 0 | 0 | 0 | 0 | 0 | 0 | 0 | 0
F6_Commercial_Miscellaneous_New_Food Preparation_Natural Gas_Double Rack Oven_E8 | F6 | Commercial | Miscellaneous | New | Food Preparation | Natural Gas | Double Rack Oven | E8 | Utility - Value of Sales | 0 | 0 | 0 | 0 | 0 | 0 | 0 | 0 | 0 | 0 | 0 | 0 | 0 | 0 | 0 | 0 | 0 | 0 | 0 | 0 | 0 | 0 | 0 | 0 | 0 | 0 | 0 | 0 | 0 | 0 | 0 | 0 | 0
F6_Commercial_Miscellaneous_New_Food Preparation_Natural Gas_Double Rack Oven_E9 | F6 | Commercial | Miscellaneous | New | Food Preparation | Natural Gas | Double Rack Oven | E9 | Utility - Value of Sales | 0 | 0 | 0 | 0 | 0 | 0 | 0 | 0 | 0 | 0 | 0 | 0 | 0 | 0 | 0 | 0 | 0 | 0 | 0 | 0 | 0 | 0 | 0 | 0 | 0 | 0 | 0 | 0 | 0 | 0 | 0 | 0 | 0
F6_Commercial_Miscellaneous_New_Food Preparation_Natural Gas_Double Rack Oven_E10 | F6 | Commercial | Miscellaneous | New | Food Preparation | Natural Gas | Double Rack Oven | E10 | Utility - Value of Sales | 0 | 0 | 0 | 0 | 0 | 0 | 0 | 0 | 0 | 0 | 0 | 0 | 0 | 0 | 0 | 0 | 0 | 0 | 0 | 0 | 0 | 0 | 0 | 0 | 0 | 0 | 0 | 0 | 0 | 0 | 0 | 0 | 0
F1_Commercial_Miscellaneous_New_Food Preparation_Natural Gas_Fryer_E1 | F1 | Commercial | Miscellaneous | New | Food Preparation | Natural Gas | Fryer | E1 | RVT - Cost of Equipment | 0.050366 | 0.050522 | 0.050811 | 0 | 0 | 0 | 0 | 0 | 0 | 0 | 0 | 0 | 0 | 0 | 0 | 0 | 0 | 0 | 0 | 0 | 0 | 0 | 0 | 0 | 0 | 0 | 0 | 0 | 0 | 0 | 0 | 0 | 0
F1_Commercial_Miscellaneous_New_Food Preparation_Natural Gas_Fryer_E2 | F1 | Commercial | Miscellaneous | New | Food Preparation | Natural Gas | Fryer | E2 | RVT - Cost of Equipment | 0.030869 | 0.030965 | 0.031142 | 0.031385 | 0.031735 | 0.032217 | 0.0326 | 0.032978 | 0.033365 | 0.03376 | 0.034097 | 0.034351 | 0.034566 | 0.034761 | 0.034988 | 0.035193 | 0.035448 | 0.035771 | 0.036157 | 0.036603 | 0.0371 | 0.037589 | 0.038053 | 0.038469 | 0.038838 | 0.039175 | 0.039415 | 0.039614 | 0.039798 | 0.039956 | 0.040112 | 0.040181 | 0.040181
F1_Commercial_Miscellaneous_New_Food Preparation_Natural Gas_Fryer_E3 | F1 | Commercial | Miscellaneous | New | Food Preparation | Natural Gas | Fryer | E3 | RVT - Cost of Equipment | 0 | 0 | 0 | 0 | 0 | 0 | 0 | 0 | 0 | 0 | 0 | 0 | 0 | 0 | 0 | 0 | 0 | 0 | 0 | 0 | 0 | 0 | 0 | 0 | 0 | 0 | 0 | 0 | 0 | 0 | 0 | 0 | 0
F1_Commercial_Miscellaneous_New_Food Preparation_Natural Gas_Fryer_E4 | F1 | Commercial | Miscellaneous | New | Food Preparation | Natural Gas | Fryer | E4 | RVT - Cost of Equipment | 0 | 0 | 0 | 0 | 0 | 0 | 0 | 0 | 0 | 0 | 0 | 0 | 0 | 0 | 0 | 0 | 0 | 0 | 0 | 0 | 0 | 0 | 0 | 0 | 0 | 0 | 0 | 0 | 0 | 0 | 0 | 0 | 0
F1_Commercial_Miscellaneous_New_Food Preparation_Natural Gas_Fryer_E5 | F1 | Commercial | Miscellaneous | New | Food Preparation | Natural Gas | Fryer | E5 | RVT - Cost of Equipment | 0 | 0 | 0 | 0 | 0 | 0 | 0 | 0 | 0 | 0 | 0 | 0 | 0 | 0 | 0 | 0 | 0 | 0 | 0 | 0 | 0 | 0 | 0 | 0 | 0 | 0 | 0 | 0 | 0 | 0 | 0 | 0 | 0
F1_Commercial_Miscellaneous_New_Food Preparation_Natural Gas_Fryer_E6 | F1 | Commercial | Miscellaneous | New | Food Preparation | Natural Gas | Fryer | E6 | RVT - Cost of Equipment | 0 | 0 | 0 | 0 | 0 | 0 | 0 | 0 | 0 | 0 | 0 | 0 | 0 | 0 | 0 | 0 | 0 | 0 | 0 | 0 | 0 | 0 | 0 | 0 | 0 | 0 | 0 | 0 | 0 | 0 | 0 | 0 | 0
F1_Commercial_Miscellaneous_New_Food Preparation_Natural Gas_Fryer_E7 | F1 | Commercial | Miscellaneous | New | Food Preparation | Natural Gas | Fryer | E7 | RVT - Cost of Equipment | 0 | 0 | 0 | 0 | 0 | 0 | 0 | 0 | 0 | 0 | 0 | 0 | 0 | 0 | 0 | 0 | 0 | 0 | 0 | 0 | 0 | 0 | 0 | 0 | 0 | 0 | 0 | 0 | 0 | 0 | 0 | 0 | 0
F1_Commercial_Miscellaneous_New_Food Preparation_Natural Gas_Fryer_E8 | F1 | Commercial | Miscellaneous | New | Food Preparation | Natural Gas | Fryer | E8 | RVT - Cost of Equipment | 0 | 0 | 0 | 0 | 0 | 0 | 0 | 0 | 0 | 0 | 0 | 0 | 0 | 0 | 0 | 0 | 0 | 0 | 0 | 0 | 0 | 0 | 0 | 0 | 0 | 0 | 0 | 0 | 0 | 0 | 0 | 0 | 0
F1_Commercial_Miscellaneous_New_Food Preparation_Natural Gas_Fryer_E9 | F1 | Commercial | Miscellaneous | New | Food Preparation | Natural Gas | Fryer | E9 | RVT - Cost of Equipment | 0 | 0 | 0 | 0 | 0 | 0 | 0 | 0 | 0 | 0 | 0 | 0 | 0 | 0 | 0 | 0 | 0 | 0 | 0 | 0 | 0 | 0 | 0 | 0 | 0 | 0 | 0 | 0 | 0 | 0 | 0 | 0 | 0
F1_Commercial_Miscellaneous_New_Food Preparation_Natural Gas_Fryer_E10 | F1 | Commercial | Miscellaneous | New | Food Preparation | Natural Gas | Fryer | E10 | RVT - Cost of Equipment | 0 | 0 | 0 | 0 | 0 | 0 | 0 | 0 | 0 | 0 | 0 | 0 | 0 | 0 | 0 | 0 | 0 | 0 | 0 | 0 | 0 | 0 | 0 | 0 | 0 | 0 | 0 | 0 | 0 | 0 | 0 | 0 | 0
F2_Commercial_Miscellaneous_New_Food Preparation_Natural Gas_Fryer_E1 | F2 | Commercial | Miscellaneous | New | Food Preparation | Natural Gas | Fryer | E1 | RVT - Cost of Operation | 0.060342 | 0.060529 | 0.060875 | 0 | 0 | 0 | 0 | 0 | 0 | 0 | 0 | 0 | 0 | 0 | 0 | 0 | 0 | 0 | 0 | 0 | 0 | 0 | 0 | 0 | 0 | 0 | 0 | 0 | 0 | 0 | 0 | 0 | 0
F2_Commercial_Miscellaneous_New_Food Preparation_Natural Gas_Fryer_E2 | F2 | Commercial | Miscellaneous | New | Food Preparation | Natural Gas | Fryer | E2 | RVT - Cost of Operation | 0.036984 | 0.037098 | 0.03731 | 0.037601 | 0.03802 | 0.038598 | 0.039056 | 0.03951 | 0.039974 | 0.040447 | 0.04085 | 0.041154 | 0.041412 | 0.041646 | 0.041917 | 0.042163 | 0.042469 | 0.042856 | 0.043319 | 0.043852 | 0.044448 | 0.045034 | 0.04559 | 0.046089 | 0.046531 | 0.046934 | 0.047222 | 0.04746 | 0.047681 | 0.04787 | 0.048057 | 0.04814 | 0.04814
F2_Commercial_Miscellaneous_New_Food Preparation_Natural Gas_Fryer_E3 | F2 | Commercial | Miscellaneous | New | Food Preparation | Natural Gas | Fryer | E3 | RVT - Cost of Operation | 0 | 0 | 0 | 0 | 0 | 0 | 0 | 0 | 0 | 0 | 0 | 0 | 0 | 0 | 0 | 0 | 0 | 0 | 0 | 0 | 0 | 0 | 0 | 0 | 0 | 0 | 0 | 0 | 0 | 0 | 0 | 0 | 0
F2_Commercial_Miscellaneous_New_Food Preparation_Natural Gas_Fryer_E4 | F2 | Commercial | Miscellaneous | New | Food Preparation | Natural Gas | Fryer | E4 | RVT - Cost of Operation | 0 | 0 | 0 | 0 | 0 | 0 | 0 | 0 | 0 | 0 | 0 | 0 | 0 | 0 | 0 | 0 | 0 | 0 | 0 | 0 | 0 | 0 | 0 | 0 | 0 | 0 | 0 | 0 | 0 | 0 | 0 | 0 | 0
F2_Commercial_Miscellaneous_New_Food Preparation_Natural Gas_Fryer_E5 | F2 | Commercial | Miscellaneous | New | Food Preparation | Natural Gas | Fryer | E5 | RVT - Cost of Operation | 0 | 0 | 0 | 0 | 0 | 0 | 0 | 0 | 0 | 0 | 0 | 0 | 0 | 0 | 0 | 0 | 0 | 0 | 0 | 0 | 0 | 0 | 0 | 0 | 0 | 0 | 0 | 0 | 0 | 0 | 0 | 0 | 0
F2_Commercial_Miscellaneous_New_Food Preparation_Natural Gas_Fryer_E6 | F2 | Commercial | Miscellaneous | New | Food Preparation | Natural Gas | Fryer | E6 | RVT - Cost of Operation | 0 | 0 | 0 | 0 | 0 | 0 | 0 | 0 | 0 | 0 | 0 | 0 | 0 | 0 | 0 | 0 | 0 | 0 | 0 | 0 | 0 | 0 | 0 | 0 | 0 | 0 | 0 | 0 | 0 | 0 | 0 | 0 | 0
F2_Commercial_Miscellaneous_New_Food Preparation_Natural Gas_Fryer_E7 | F2 | Commercial | Miscellaneous | New | Food Preparation | Natural Gas | Fryer | E7 | RVT - Cost of Operation | 0 | 0 | 0 | 0 | 0 | 0 | 0 | 0 | 0 | 0 | 0 | 0 | 0 | 0 | 0 | 0 | 0 | 0 | 0 | 0 | 0 | 0 | 0 | 0 | 0 | 0 | 0 | 0 | 0 | 0 | 0 | 0 | 0
F2_Commercial_Miscellaneous_New_Food Preparation_Natural Gas_Fryer_E8 | F2 | Commercial | Miscellaneous | New | Food Preparation | Natural Gas | Fryer | E8 | RVT - Cost of Operation | 0 | 0 | 0 | 0 | 0 | 0 | 0 | 0 | 0 | 0 | 0 | 0 | 0 | 0 | 0 | 0 | 0 | 0 | 0 | 0 | 0 | 0 | 0 | 0 | 0 | 0 | 0 | 0 | 0 | 0 | 0 | 0 | 0
F2_Commercial_Miscellaneous_New_Food Preparation_Natural Gas_Fryer_E9 | F2 | Commercial | Miscellaneous | New | Food Preparation | Natural Gas | Fryer | E9 | RVT - Cost of Operation | 0 | 0 | 0 | 0 | 0 | 0 | 0 | 0 | 0 | 0 | 0 | 0 | 0 | 0 | 0 | 0 | 0 | 0 | 0 | 0 | 0 | 0 | 0 | 0 | 0 | 0 | 0 | 0 | 0 | 0 | 0 | 0 | 0
F2_Commercial_Miscellaneous_New_Food Preparation_Natural Gas_Fryer_E10 | F2 | Commercial | Miscellaneous | New | Food Preparation | Natural Gas | Fryer | E10 | RVT - Cost of Operation | 0 | 0 | 0 | 0 | 0 | 0 | 0 | 0 | 0 | 0 | 0 | 0 | 0 | 0 | 0 | 0 | 0 | 0 | 0 | 0 | 0 | 0 | 0 | 0 | 0 | 0 | 0 | 0 | 0 | 0 | 0 | 0 | 0
F3_Commercial_Miscellaneous_New_Food Preparation_Natural Gas_Fryer_E1 | F3 | Commercial | Miscellaneous | New | Food Preparation | Natural Gas | Fryer | E1 | System - kBTUs of Consumption | 0.024034 | 0.024034 | 0.024034 | 0 | 0 | 0 | 0 | 0 | 0 | 0 | 0 | 0 | 0 | 0 | 0 | 0 | 0 | 0 | 0 | 0 | 0 | 0 | 0 | 0 | 0 | 0 | 0 | 0 | 0 | 0 | 0 | 0 | 0
F3_Commercial_Miscellaneous_New_Food Preparation_Natural Gas_Fryer_E2 | F3 | Commercial | Miscellaneous | New | Food Preparation | Natural Gas | Fryer | E2 | System - kBTUs of Consumption | 0.030211 | 0.030211 | 0.030211 | 0.030211 | 0.030211 | 0.030211 | 0.030211 | 0.030211 | 0.030211 | 0.030211 | 0.030211 | 0.030211 | 0.030211 | 0.030211 | 0.030211 | 0.030211 | 0.030211 | 0.030211 | 0.030211 | 0.030211 | 0.030211 | 0.030211 | 0.030211 | 0.030211 | 0.030211 | 0.030211 | 0.030211 | 0.030211 | 0.030211 | 0.030211 | 0.030211 | 0.030211 | 0.030211
F3_Commercial_Miscellaneous_New_Food Preparation_Natural Gas_Fryer_E3 | F3 | Commercial | Miscellaneous | New | Food Preparation | Natural Gas | Fryer | E3 | System - kBTUs of Consumption | 0 | 0 | 0 | 0 | 0 | 0 | 0 | 0 | 0 | 0 | 0 | 0 | 0 | 0 | 0 | 0 | 0 | 0 | 0 | 0 | 0 | 0 | 0 | 0 | 0 | 0 | 0 | 0 | 0 | 0 | 0 | 0 | 0
F3_Commercial_Miscellaneous_New_Food Preparation_Natural Gas_Fryer_E4 | F3 | Commercial | Miscellaneous | New | Food Preparation | Natural Gas | Fryer | E4 | System - kBTUs of Consumption | 0 | 0 | 0 | 0 | 0 | 0 | 0 | 0 | 0 | 0 | 0 | 0 | 0 | 0 | 0 | 0 | 0 | 0 | 0 | 0 | 0 | 0 | 0 | 0 | 0 | 0 | 0 | 0 | 0 | 0 | 0 | 0 | 0
F3_Commercial_Miscellaneous_New_Food Preparation_Natural Gas_Fryer_E5 | F3 | Commercial | Miscellaneous | New | Food Preparation | Natural Gas | Fryer | E5 | System - kBTUs of Consumption | 0 | 0 | 0 | 0 | 0 | 0 | 0 | 0 | 0 | 0 | 0 | 0 | 0 | 0 | 0 | 0 | 0 | 0 | 0 | 0 | 0 | 0 | 0 | 0 | 0 | 0 | 0 | 0 | 0 | 0 | 0 | 0 | 0
F3_Commercial_Miscellaneous_New_Food Preparation_Natural Gas_Fryer_E6 | F3 | Commercial | Miscellaneous | New | Food Preparation | Natural Gas | Fryer | E6 | System - kBTUs of Consumption | 0 | 0 | 0 | 0 | 0 | 0 | 0 | 0 | 0 | 0 | 0 | 0 | 0 | 0 | 0 | 0 | 0 | 0 | 0 | 0 | 0 | 0 | 0 | 0 | 0 | 0 | 0 | 0 | 0 | 0 | 0 | 0 | 0
F3_Commercial_Miscellaneous_New_Food Preparation_Natural Gas_Fryer_E7 | F3 | Commercial | Miscellaneous | New | Food Preparation | Natural Gas | Fryer | E7 | System - kBTUs of Consumption | 0 | 0 | 0 | 0 | 0 | 0 | 0 | 0 | 0 | 0 | 0 | 0 | 0 | 0 | 0 | 0 | 0 | 0 | 0 | 0 | 0 | 0 | 0 | 0 | 0 | 0 | 0 | 0 | 0 | 0 | 0 | 0 | 0
F3_Commercial_Miscellaneous_New_Food Preparation_Natural Gas_Fryer_E8 | F3 | Commercial | Miscellaneous | New | Food Preparation | Natural Gas | Fryer | E8 | System - kBTUs of Consumption | 0 | 0 | 0 | 0 | 0 | 0 | 0 | 0 | 0 | 0 | 0 | 0 | 0 | 0 | 0 | 0 | 0 | 0 | 0 | 0 | 0 | 0 | 0 | 0 | 0 | 0 | 0 | 0 | 0 | 0 | 0 | 0 | 0
F3_Commercial_Miscellaneous_New_Food Preparation_Natural Gas_Fryer_E9 | F3 | Commercial | Miscellaneous | New | Food Preparation | Natural Gas | Fryer | E9 | System - kBTUs of Consumption | 0 | 0 | 0 | 0 | 0 | 0 | 0 | 0 | 0 | 0 | 0 | 0 | 0 | 0 | 0 | 0 | 0 | 0 | 0 | 0 | 0 | 0 | 0 | 0 | 0 | 0 | 0 | 0 | 0 | 0 | 0 | 0 | 0
F3_Commercial_Miscellaneous_New_Food Preparation_Natural Gas_Fryer_E10 | F3 | Commercial | Miscellaneous | New | Food Preparation | Natural Gas | Fryer | E10 | System - kBTUs of Consumption | 0 | 0 | 0 | 0 | 0 | 0 | 0 | 0 | 0 | 0 | 0 | 0 | 0 | 0 | 0 | 0 | 0 | 0 | 0 | 0 | 0 | 0 | 0 | 0 | 0 | 0 | 0 | 0 | 0 | 0 | 0 | 0 | 0
F4_Commercial_Miscellaneous_New_Food Preparation_Natural Gas_Fryer_E1 | F4 | Commercial | Miscellaneous | New | Food Preparation | Natural Gas | Fryer | E1 | Utility - Cost of Equipment | 0.060342 | 0.060529 | 0.060875 | 0 | 0 | 0 | 0 | 0 | 0 | 0 | 0 | 0 | 0 | 0 | 0 | 0 | 0 | 0 | 0 | 0 | 0 | 0 | 0 | 0 | 0 | 0 | 0 | 0 | 0 | 0 | 0 | 0 | 0
F4_Commercial_Miscellaneous_New_Food Preparation_Natural Gas_Fryer_E2 | F4 | Commercial | Miscellaneous | New | Food Preparation | Natural Gas | Fryer | E2 | Utility - Cost of Equipment | 0.036984 | 0.037098 | 0.03731 | 0.037601 | 0.03802 | 0.038598 | 0.039056 | 0.03951 | 0.039974 | 0.040447 | 0.04085 | 0.041154 | 0.041412 | 0.041646 | 0.041917 | 0.042163 | 0.042469 | 0.042856 | 0.043319 | 0.043852 | 0.044448 | 0.045034 | 0.04559 | 0.046089 | 0.046531 | 0.046934 | 0.047222 | 0.04746 | 0.047681 | 0.04787 | 0.048057 | 0.04814 | 0.04814
F4_Commercial_Miscellaneous_New_Food Preparation_Natural Gas_Fryer_E3 | F4 | Commercial | Miscellaneous | New | Food Preparation | Natural Gas | Fryer | E3 | Utility - Cost of Equipment | 0 | 0 | 0 | 0 | 0 | 0 | 0 | 0 | 0 | 0 | 0 | 0 | 0 | 0 | 0 | 0 | 0 | 0 | 0 | 0 | 0 | 0 | 0 | 0 | 0 | 0 | 0 | 0 | 0 | 0 | 0 | 0 | 0
F4_Commercial_Miscellaneous_New_Food Preparation_Natural Gas_Fryer_E4 | F4 | Commercial | Miscellaneous | New | Food Preparation | Natural Gas | Fryer | E4 | Utility - Cost of Equipment | 0 | 0 | 0 | 0 | 0 | 0 | 0 | 0 | 0 | 0 | 0 | 0 | 0 | 0 | 0 | 0 | 0 | 0 | 0 | 0 | 0 | 0 | 0 | 0 | 0 | 0 | 0 | 0 | 0 | 0 | 0 | 0 | 0
F4_Commercial_Miscellaneous_New_Food Preparation_Natural Gas_Fryer_E5 | F4 | Commercial | Miscellaneous | New | Food Preparation | Natural Gas | Fryer | E5 | Utility - Cost of Equipment | 0 | 0 | 0 | 0 | 0 | 0 | 0 | 0 | 0 | 0 | 0 | 0 | 0 | 0 | 0 | 0 | 0 | 0 | 0 | 0 | 0 | 0 | 0 | 0 | 0 | 0 | 0 | 0 | 0 | 0 | 0 | 0 | 0
F4_Commercial_Miscellaneous_New_Food Preparation_Natural Gas_Fryer_E6 | F4 | Commercial | Miscellaneous | New | Food Preparation | Natural Gas | Fryer | E6 | Utility - Cost of Equipment | 0 | 0 | 0 | 0 | 0 | 0 | 0 | 0 | 0 | 0 | 0 | 0 | 0 | 0 | 0 | 0 | 0 | 0 | 0 | 0 | 0 | 0 | 0 | 0 | 0 | 0 | 0 | 0 | 0 | 0 | 0 | 0 | 0
F4_Commercial_Miscellaneous_New_Food Preparation_Natural Gas_Fryer_E7 | F4 | Commercial | Miscellaneous | New | Food Preparation | Natural Gas | Fryer | E7 | Utility - Cost of Equipment | 0 | 0 | 0 | 0 | 0 | 0 | 0 | 0 | 0 | 0 | 0 | 0 | 0 | 0 | 0 | 0 | 0 | 0 | 0 | 0 | 0 | 0 | 0 | 0 | 0 | 0 | 0 | 0 | 0 | 0 | 0 | 0 | 0
F4_Commercial_Miscellaneous_New_Food Preparation_Natural Gas_Fryer_E8 | F4 | Commercial | Miscellaneous | New | Food Preparation | Natural Gas | Fryer | E8 | Utility - Cost of Equipment | 0 | 0 | 0 | 0 | 0 | 0 | 0 | 0 | 0 | 0 | 0 | 0 | 0 | 0 | 0 | 0 | 0 | 0 | 0 | 0 | 0 | 0 | 0 | 0 | 0 | 0 | 0 | 0 | 0 | 0 | 0 | 0 | 0
F4_Commercial_Miscellaneous_New_Food Preparation_Natural Gas_Fryer_E9 | F4 | Commercial | Miscellaneous | New | Food Preparation | Natural Gas | Fryer | E9 | Utility - Cost of Equipment | 0 | 0 | 0 | 0 | 0 | 0 | 0 | 0 | 0 | 0 | 0 | 0 | 0 | 0 | 0 | 0 | 0 | 0 | 0 | 0 | 0 | 0 | 0 | 0 | 0 | 0 | 0 | 0 | 0 | 0 | 0 | 0 | 0
F4_Commercial_Miscellaneous_New_Food Preparation_Natural Gas_Fryer_E10 | F4 | Commercial | Miscellaneous | New | Food Preparation | Natural Gas | Fryer | E10 | Utility - Cost of Equipment | 0 | 0 | 0 | 0 | 0 | 0 | 0 | 0 | 0 | 0 | 0 | 0 | 0 | 0 | 0 | 0 | 0 | 0 | 0 | 0 | 0 | 0 | 0 | 0 | 0 | 0 | 0 | 0 | 0 | 0 | 0 | 0 | 0
F5_Commercial_Miscellaneous_New_Food Preparation_Natural Gas_Fryer_E1 | F5 | Commercial | Miscellaneous | New | Food Preparation | Natural Gas | Fryer | E1 | Utility - Cost of Operation | 0.024034 | 0.024034 | 0.024034 | 0 | 0 | 0 | 0 | 0 | 0 | 0 | 0 | 0 | 0 | 0 | 0 | 0 | 0 | 0 | 0 | 0 | 0 | 0 | 0 | 0 | 0 | 0 | 0 | 0 | 0 | 0 | 0 | 0 | 0
F5_Commercial_Miscellaneous_New_Food Preparation_Natural Gas_Fryer_E2 | F5 | Commercial | Miscellaneous | New | Food Preparation | Natural Gas | Fryer | E2 | Utility - Cost of Operation | 0.030211 | 0.030211 | 0.030211 | 0.030211 | 0.030211 | 0.030211 | 0.030211 | 0.030211 | 0.030211 | 0.030211 | 0.030211 | 0.030211 | 0.030211 | 0.030211 | 0.030211 | 0.030211 | 0.030211 | 0.030211 | 0.030211 | 0.030211 | 0.030211 | 0.030211 | 0.030211 | 0.030211 | 0.030211 | 0.030211 | 0.030211 | 0.030211 | 0.030211 | 0.030211 | 0.030211 | 0.030211 | 0.030211
F5_Commercial_Miscellaneous_New_Food Preparation_Natural Gas_Fryer_E3 | F5 | Commercial | Miscellaneous | New | Food Preparation | Natural Gas | Fryer | E3 | Utility - Cost of Operation | 0 | 0 | 0 | 0 | 0 | 0 | 0 | 0 | 0 | 0 | 0 | 0 | 0 | 0 | 0 | 0 | 0 | 0 | 0 | 0 | 0 | 0 | 0 | 0 | 0 | 0 | 0 | 0 | 0 | 0 | 0 | 0 | 0
F5_Commercial_Miscellaneous_New_Food Preparation_Natural Gas_Fryer_E4 | F5 | Commercial | Miscellaneous | New | Food Preparation | Natural Gas | Fryer | E4 | Utility - Cost of Operation | 0 | 0 | 0 | 0 | 0 | 0 | 0 | 0 | 0 | 0 | 0 | 0 | 0 | 0 | 0 | 0 | 0 | 0 | 0 | 0 | 0 | 0 | 0 | 0 | 0 | 0 | 0 | 0 | 0 | 0 | 0 | 0 | 0
F5_Commercial_Miscellaneous_New_Food Preparation_Natural Gas_Fryer_E5 | F5 | Commercial | Miscellaneous | New | Food Preparation | Natural Gas | Fryer | E5 | Utility - Cost of Operation | 0 | 0 | 0 | 0 | 0 | 0 | 0 | 0 | 0 | 0 | 0 | 0 | 0 | 0 | 0 | 0 | 0 | 0 | 0 | 0 | 0 | 0 | 0 | 0 | 0 | 0 | 0 | 0 | 0 | 0 | 0 | 0 | 0
F5_Commercial_Miscellaneous_New_Food Preparation_Natural Gas_Fryer_E6 | F5 | Commercial | Miscellaneous | New | Food Preparation | Natural Gas | Fryer | E6 | Utility - Cost of Operation | 0 | 0 | 0 | 0 | 0 | 0 | 0 | 0 | 0 | 0 | 0 | 0 | 0 | 0 | 0 | 0 | 0 | 0 | 0 | 0 | 0 | 0 | 0 | 0 | 0 | 0 | 0 | 0 | 0 | 0 | 0 | 0 | 0
F5_Commercial_Miscellaneous_New_Food Preparation_Natural Gas_Fryer_E7 | F5 | Commercial | Miscellaneous | New | Food Preparation | Natural Gas | Fryer | E7 | Utility - Cost of Operation | 0 | 0 | 0 | 0 | 0 | 0 | 0 | 0 | 0 | 0 | 0 | 0 | 0 | 0 | 0 | 0 | 0 | 0 | 0 | 0 | 0 | 0 | 0 | 0 | 0 | 0 | 0 | 0 | 0 | 0 | 0 | 0 | 0
F5_Commercial_Miscellaneous_New_Food Preparation_Natural Gas_Fryer_E8 | F5 | Commercial | Miscellaneous | New | Food Preparation | Natural Gas | Fryer | E8 | Utility - Cost of Operation | 0 | 0 | 0 | 0 | 0 | 0 | 0 | 0 | 0 | 0 | 0 | 0 | 0 | 0 | 0 | 0 | 0 | 0 | 0 | 0 | 0 | 0 | 0 | 0 | 0 | 0 | 0 | 0 | 0 | 0 | 0 | 0 | 0
F5_Commercial_Miscellaneous_New_Food Preparation_Natural Gas_Fryer_E9 | F5 | Commercial | Miscellaneous | New | Food Preparation | Natural Gas | Fryer | E9 | Utility - Cost of Operation | 0 | 0 | 0 | 0 | 0 | 0 | 0 | 0 | 0 | 0 | 0 | 0 | 0 | 0 | 0 | 0 | 0 | 0 | 0 | 0 | 0 | 0 | 0 | 0 | 0 | 0 | 0 | 0 | 0 | 0 | 0 | 0 | 0
F5_Commercial_Miscellaneous_New_Food Preparation_Natural Gas_Fryer_E10 | F5 | Commercial | Miscellaneous | New | Food Preparation | Natural Gas | Fryer | E10 | Utility - Cost of Operation | 0 | 0 | 0 | 0 | 0 | 0 | 0 | 0 | 0 | 0 | 0 | 0 | 0 | 0 | 0 | 0 | 0 | 0 | 0 | 0 | 0 | 0 | 0 | 0 | 0 | 0 | 0 | 0 | 0 | 0 | 0 | 0 | 0
F6_Commercial_Miscellaneous_New_Food Preparation_Natural Gas_Fryer_E1 | F6 | Commercial | Miscellaneous | New | Food Preparation | Natural Gas | Fryer | E1 | Utility - Value of Sales | 0.036707 | 0.036707 | 0.036707 | 0 | 0 | 0 | 0 | 0 | 0 | 0 | 0 | 0 | 0 | 0 | 0 | 0 | 0 | 0 | 0 | 0 | 0 | 0 | 0 | 0 | 0 | 0 | 0 | 0 | 0 | 0 | 0 | 0 | 0
F6_Commercial_Miscellaneous_New_Food Preparation_Natural Gas_Fryer_E2 | F6 | Commercial | Miscellaneous | New | Food Preparation | Natural Gas | Fryer | E2 | Utility - Value of Sales | 0.022498 | 0.022498 | 0.022498 | 0.022498 | 0.022498 | 0.022498 | 0.022498 | 0.022498 | 0.022498 | 0.022498 | 0.022498 | 0.022498 | 0.022498 | 0.022498 | 0.022498 | 0.022498 | 0.022498 | 0.022498 | 0.022498 | 0.022498 | 0.022498 | 0.022498 | 0.022498 | 0.022498 | 0.022498 | 0.022498 | 0.022498 | 0.022498 | 0.022498 | 0.022498 | 0.022498 | 0.022498 | 0.022498
F6_Commercial_Miscellaneous_New_Food Preparation_Natural Gas_Fryer_E3 | F6 | Commercial | Miscellaneous | New | Food Preparation | Natural Gas | Fryer | E3 | Utility - Value of Sales | 0 | 0 | 0 | 0 | 0 | 0 | 0 | 0 | 0 | 0 | 0 | 0 | 0 | 0 | 0 | 0 | 0 | 0 | 0 | 0 | 0 | 0 | 0 | 0 | 0 | 0 | 0 | 0 | 0 | 0 | 0 | 0 | 0
F6_Commercial_Miscellaneous_New_Food Preparation_Natural Gas_Fryer_E4 | F6 | Commercial | Miscellaneous | New | Food Preparation | Natural Gas | Fryer | E4 | Utility - Value of Sales | 0 | 0 | 0 | 0 | 0 | 0 | 0 | 0 | 0 | 0 | 0 | 0 | 0 | 0 | 0 | 0 | 0 | 0 | 0 | 0 | 0 | 0 | 0 | 0 | 0 | 0 | 0 | 0 | 0 | 0 | 0 | 0 | 0
F6_Commercial_Miscellaneous_New_Food Preparation_Natural Gas_Fryer_E5 | F6 | Commercial | Miscellaneous | New | Food Preparation | Natural Gas | Fryer | E5 | Utility - Value of Sales | 0 | 0 | 0 | 0 | 0 | 0 | 0 | 0 | 0 | 0 | 0 | 0 | 0 | 0 | 0 | 0 | 0 | 0 | 0 | 0 | 0 | 0 | 0 | 0 | 0 | 0 | 0 | 0 | 0 | 0 | 0 | 0 | 0
F6_Commercial_Miscellaneous_New_Food Preparation_Natural Gas_Fryer_E6 | F6 | Commercial | Miscellaneous | New | Food Preparation | Natural Gas | Fryer | E6 | Utility - Value of Sales | 0 | 0 | 0 | 0 | 0 | 0 | 0 | 0 | 0 | 0 | 0 | 0 | 0 | 0 | 0 | 0 | 0 | 0 | 0 | 0 | 0 | 0 | 0 | 0 | 0 | 0 | 0 | 0 | 0 | 0 | 0 | 0 | 0
F6_Commercial_Miscellaneous_New_Food Preparation_Natural Gas_Fryer_E7 | F6 | Commercial | Miscellaneous | New | Food Preparation | Natural Gas | Fryer | E7 | Utility - Value of Sales | 0 | 0 | 0 | 0 | 0 | 0 | 0 | 0 | 0 | 0 | 0 | 0 | 0 | 0 | 0 | 0 | 0 | 0 | 0 | 0 | 0 | 0 | 0 | 0 | 0 | 0 | 0 | 0 | 0 | 0 | 0 | 0 | 0
F6_Commercial_Miscellaneous_New_Food Preparation_Natural Gas_Fryer_E8 | F6 | Commercial | Miscellaneous | New | Food Preparation | Natural Gas | Fryer | E8 | Utility - Value of Sales | 0 | 0 | 0 | 0 | 0 | 0 | 0 | 0 | 0 | 0 | 0 | 0 | 0 | 0 | 0 | 0 | 0 | 0 | 0 | 0 | 0 | 0 | 0 | 0 | 0 | 0 | 0 | 0 | 0 | 0 | 0 | 0 | 0
F6_Commercial_Miscellaneous_New_Food Preparation_Natural Gas_Fryer_E9 | F6 | Commercial | Miscellaneous | New | Food Preparation | Natural Gas | Fryer | E9 | Utility - Value of Sales | 0 | 0 | 0 | 0 | 0 | 0 | 0 | 0 | 0 | 0 | 0 | 0 | 0 | 0 | 0 | 0 | 0 | 0 | 0 | 0 | 0 | 0 | 0 | 0 | 0 | 0 | 0 | 0 | 0 | 0 | 0 | 0 | 0
F6_Commercial_Miscellaneous_New_Food Preparation_Natural Gas_Fryer_E10 | F6 | Commercial | Miscellaneous | New | Food Preparation | Natural Gas | Fryer | E10 | Utility - Value of Sales | 0 | 0 | 0 | 0 | 0 | 0 | 0 | 0 | 0 | 0 | 0 | 0 | 0 | 0 | 0 | 0 | 0 | 0 | 0 | 0 | 0 | 0 | 0 | 0 | 0 | 0 | 0 | 0 | 0 | 0 | 0 | 0 | 0
F1_Commercial_Miscellaneous_New_Food Preparation_Natural Gas_Broiler_E1 | F1 | Commercial | Miscellaneous | New | Food Preparation | Natural Gas | Broiler | E1 | RVT - Cost of Equipment | 0.05641 | 0.05684 | 0.057321 | 0.057849 | 0.058452 | 0.059148 | 0.059714 | 0.060256 | 0.060807 | 0.061381 | 0.061928 | 0.06243 | 0.062944 | 0.063484 | 0.064079 | 0.064662 | 0.06528 | 0.065932 | 0.066612 | 0.067306 | 0.068005 | 0.068659 | 0.06925 | 0.069772 | 0.070223 | 0.070611 | 0.07088 | 0.07108 | 0.071254 | 0.071402 | 0.071549 | 0.071614 | 0.071614
F1_Commercial_Miscellaneous_New_Food Preparation_Natural Gas_Broiler_E2 | F1 | Commercial | Miscellaneous | New | Food Preparation | Natural Gas | Broiler | E2 | RVT - Cost of Equipment | 0.036264 | 0.03654 | 0.036849 | 0.037189 | 0.037576 | 0.038024 | 0.038387 | 0.038736 | 0.03909 | 0.039459 | 0.039811 | 0.040134 | 0.040464 | 0.040811 | 0.041194 | 0.041568 | 0.041966 | 0.042385 | 0.042822 | 0.043268 | 0.043717 | 0.044138 | 0.044518 | 0.044853 | 0.045143 | 0.045393 | 0.045566 | 0.045695 | 0.045806 | 0.045901 | 0.045996 | 0.046037 | 0.046037
F1_Commercial_Miscellaneous_New_Food Preparation_Natural Gas_Broiler_E3 | F1 | Commercial | Miscellaneous | New | Food Preparation | Natural Gas | Broiler | E3 | RVT - Cost of Equipment | 0 | 0 | 0 | 0 | 0 | 0 | 0 | 0 | 0 | 0 | 0 | 0 | 0 | 0 | 0 | 0 | 0 | 0 | 0 | 0 | 0 | 0 | 0 | 0 | 0 | 0 | 0 | 0 | 0 | 0 | 0 | 0 | 0
F1_Commercial_Miscellaneous_New_Food Preparation_Natural Gas_Broiler_E4 | F1 | Commercial | Miscellaneous | New | Food Preparation | Natural Gas | Broiler | E4 | RVT - Cost of Equipment | 0 | 0 | 0 | 0 | 0 | 0 | 0 | 0 | 0 | 0 | 0 | 0 | 0 | 0 | 0 | 0 | 0 | 0 | 0 | 0 | 0 | 0 | 0 | 0 | 0 | 0 | 0 | 0 | 0 | 0 | 0 | 0 | 0
F1_Commercial_Miscellaneous_New_Food Preparation_Natural Gas_Broiler_E5 | F1 | Commercial | Miscellaneous | New | Food Preparation | Natural Gas | Broiler | E5 | RVT - Cost of Equipment | 0 | 0 | 0 | 0 | 0 | 0 | 0 | 0 | 0 | 0 | 0 | 0 | 0 | 0 | 0 | 0 | 0 | 0 | 0 | 0 | 0 | 0 | 0 | 0 | 0 | 0 | 0 | 0 | 0 | 0 | 0 | 0 | 0
F1_Commercial_Miscellaneous_New_Food Preparation_Natural Gas_Broiler_E6 | F1 | Commercial | Miscellaneous | New | Food Preparation | Natural Gas | Broiler | E6 | RVT - Cost of Equipment | 0 | 0 | 0 | 0 | 0 | 0 | 0 | 0 | 0 | 0 | 0 | 0 | 0 | 0 | 0 | 0 | 0 | 0 | 0 | 0 | 0 | 0 | 0 | 0 | 0 | 0 | 0 | 0 | 0 | 0 | 0 | 0 | 0
F1_Commercial_Miscellaneous_New_Food Preparation_Natural Gas_Broiler_E7 | F1 | Commercial | Miscellaneous | New | Food Preparation | Natural Gas | Broiler | E7 | RVT - Cost of Equipment | 0 | 0 | 0 | 0 | 0 | 0 | 0 | 0 | 0 | 0 | 0 | 0 | 0 | 0 | 0 | 0 | 0 | 0 | 0 | 0 | 0 | 0 | 0 | 0 | 0 | 0 | 0 | 0 | 0 | 0 | 0 | 0 | 0
F1_Commercial_Miscellaneous_New_Food Preparation_Natural Gas_Broiler_E8 | F1 | Commercial | Miscellaneous | New | Food Preparation | Natural Gas | Broiler | E8 | RVT - Cost of Equipment | 0 | 0 | 0 | 0 | 0 | 0 | 0 | 0 | 0 | 0 | 0 | 0 | 0 | 0 | 0 | 0 | 0 | 0 | 0 | 0 | 0 | 0 | 0 | 0 | 0 | 0 | 0 | 0 | 0 | 0 | 0 | 0 | 0
F1_Commercial_Miscellaneous_New_Food Preparation_Natural Gas_Broiler_E9 | F1 | Commercial | Miscellaneous | New | Food Preparation | Natural Gas | Broiler | E9 | RVT - Cost of Equipment | 0 | 0 | 0 | 0 | 0 | 0 | 0 | 0 | 0 | 0 | 0 | 0 | 0 | 0 | 0 | 0 | 0 | 0 | 0 | 0 | 0 | 0 | 0 | 0 | 0 | 0 | 0 | 0 | 0 | 0 | 0 | 0 | 0
F1_Commercial_Miscellaneous_New_Food Preparation_Natural Gas_Broiler_E10 | F1 | Commercial | Miscellaneous | New | Food Preparation | Natural Gas | Broiler | E10 | RVT - Cost of Equipment | 0 | 0 | 0 | 0 | 0 | 0 | 0 | 0 | 0 | 0 | 0 | 0 | 0 | 0 | 0 | 0 | 0 | 0 | 0 | 0 | 0 | 0 | 0 | 0 | 0 | 0 | 0 | 0 | 0 | 0 | 0 | 0 | 0
F2_Commercial_Miscellaneous_New_Food Preparation_Natural Gas_Broiler_E1 | F2 | Commercial | Miscellaneous | New | Food Preparation | Natural Gas | Broiler | E1 | RVT - Cost of Operation | 0.067583 | 0.068098 | 0.068674 | 0.069307 | 0.070029 | 0.070864 | 0.071541 | 0.072191 | 0.072851 | 0.073538 | 0.074194 | 0.074796 | 0.075411 | 0.076058 | 0.076771 | 0.077469 | 0.078209 | 0.078991 | 0.079806 | 0.080637 | 0.081474 | 0.082258 | 0.082966 | 0.083591 | 0.084132 | 0.084597 | 0.084919 | 0.085159 | 0.085367 | 0.085545 | 0.08572 | 0.085798 | 0.085798
F2_Commercial_Miscellaneous_New_Food Preparation_Natural Gas_Broiler_E2 | F2 | Commercial | Miscellaneous | New | Food Preparation | Natural Gas | Broiler | E2 | RVT - Cost of Operation | 0.043446 | 0.043777 | 0.044148 | 0.044554 | 0.045018 | 0.045555 | 0.045991 | 0.046409 | 0.046833 | 0.047275 | 0.047696 | 0.048083 | 0.048479 | 0.048894 | 0.049353 | 0.049802 | 0.050277 | 0.05078 | 0.051304 | 0.051838 | 0.052376 | 0.05288 | 0.053335 | 0.053737 | 0.054085 | 0.054383 | 0.054591 | 0.054745 | 0.054879 | 0.054993 | 0.055106 | 0.055156 | 0.055156
F2_Commercial_Miscellaneous_New_Food Preparation_Natural Gas_Broiler_E3 | F2 | Commercial | Miscellaneous | New | Food Preparation | Natural Gas | Broiler | E3 | RVT - Cost of Operation | 0 | 0 | 0 | 0 | 0 | 0 | 0 | 0 | 0 | 0 | 0 | 0 | 0 | 0 | 0 | 0 | 0 | 0 | 0 | 0 | 0 | 0 | 0 | 0 | 0 | 0 | 0 | 0 | 0 | 0 | 0 | 0 | 0
F2_Commercial_Miscellaneous_New_Food Preparation_Natural Gas_Broiler_E4 | F2 | Commercial | Miscellaneous | New | Food Preparation | Natural Gas | Broiler | E4 | RVT - Cost of Operation | 0 | 0 | 0 | 0 | 0 | 0 | 0 | 0 | 0 | 0 | 0 | 0 | 0 | 0 | 0 | 0 | 0 | 0 | 0 | 0 | 0 | 0 | 0 | 0 | 0 | 0 | 0 | 0 | 0 | 0 | 0 | 0 | 0
F2_Commercial_Miscellaneous_New_Food Preparation_Natural Gas_Broiler_E5 | F2 | Commercial | Miscellaneous | New | Food Preparation | Natural Gas | Broiler | E5 | RVT - Cost of Operation | 0 | 0 | 0 | 0 | 0 | 0 | 0 | 0 | 0 | 0 | 0 | 0 | 0 | 0 | 0 | 0 | 0 | 0 | 0 | 0 | 0 | 0 | 0 | 0 | 0 | 0 | 0 | 0 | 0 | 0 | 0 | 0 | 0
F2_Commercial_Miscellaneous_New_Food Preparation_Natural Gas_Broiler_E6 | F2 | Commercial | Miscellaneous | New | Food Preparation | Natural Gas | Broiler | E6 | RVT - Cost of Operation | 0 | 0 | 0 | 0 | 0 | 0 | 0 | 0 | 0 | 0 | 0 | 0 | 0 | 0 | 0 | 0 | 0 | 0 | 0 | 0 | 0 | 0 | 0 | 0 | 0 | 0 | 0 | 0 | 0 | 0 | 0 | 0 | 0
F2_Commercial_Miscellaneous_New_Food Preparation_Natural Gas_Broiler_E7 | F2 | Commercial | Miscellaneous | New | Food Preparation | Natural Gas | Broiler | E7 | RVT - Cost of Operation | 0 | 0 | 0 | 0 | 0 | 0 | 0 | 0 | 0 | 0 | 0 | 0 | 0 | 0 | 0 | 0 | 0 | 0 | 0 | 0 | 0 | 0 | 0 | 0 | 0 | 0 | 0 | 0 | 0 | 0 | 0 | 0 | 0
F2_Commercial_Miscellaneous_New_Food Preparation_Natural Gas_Broiler_E8 | F2 | Commercial | Miscellaneous | New | Food Preparation | Natural Gas | Broiler | E8 | RVT - Cost of Operation | 0 | 0 | 0 | 0 | 0 | 0 | 0 | 0 | 0 | 0 | 0 | 0 | 0 | 0 | 0 | 0 | 0 | 0 | 0 | 0 | 0 | 0 | 0 | 0 | 0 | 0 | 0 | 0 | 0 | 0 | 0 | 0 | 0
F2_Commercial_Miscellaneous_New_Food Preparation_Natural Gas_Broiler_E9 | F2 | Commercial | Miscellaneous | New | Food Preparation | Natural Gas | Broiler | E9 | RVT - Cost of Operation | 0 | 0 | 0 | 0 | 0 | 0 | 0 | 0 | 0 | 0 | 0 | 0 | 0 | 0 | 0 | 0 | 0 | 0 | 0 | 0 | 0 | 0 | 0 | 0 | 0 | 0 | 0 | 0 | 0 | 0 | 0 | 0 | 0
F2_Commercial_Miscellaneous_New_Food Preparation_Natural Gas_Broiler_E10 | F2 | Commercial | Miscellaneous | New | Food Preparation | Natural Gas | Broiler | E10 | RVT - Cost of Operation | 0 | 0 | 0 | 0 | 0 | 0 | 0 | 0 | 0 | 0 | 0 | 0 | 0 | 0 | 0 | 0 | 0 | 0 | 0 | 0 | 0 | 0 | 0 | 0 | 0 | 0 | 0 | 0 | 0 | 0 | 0 | 0 | 0
F3_Commercial_Miscellaneous_New_Food Preparation_Natural Gas_Broiler_E1 | F3 | Commercial | Miscellaneous | New | Food Preparation | Natural Gas | Broiler | E1 | System - kBTUs of Consumption | 0.018749 | 0.018749 | 0.018749 | 0.018749 | 0.018749 | 0.018749 | 0.018749 | 0.018749 | 0.018749 | 0.018749 | 0.018749 | 0.018749 | 0.018749 | 0.018749 | 0.018749 | 0.018749 | 0.018749 | 0.018749 | 0.018749 | 0.018749 | 0.018749 | 0.018749 | 0.018749 | 0.018749 | 0.018749 | 0.018749 | 0.018749 | 0.018749 | 0.018749 | 0.018749 | 0.018749 | 0.018749 | 0.018749
F3_Commercial_Miscellaneous_New_Food Preparation_Natural Gas_Broiler_E2 | F3 | Commercial | Miscellaneous | New | Food Preparation | Natural Gas | Broiler | E2 | System - kBTUs of Consumption | 0.026248 | 0.026248 | 0.026248 | 0.026248 | 0.026248 | 0.026248 | 0.026248 | 0.026248 | 0.026248 | 0.026248 | 0.026248 | 0.026248 | 0.026248 | 0.026248 | 0.026248 | 0.026248 | 0.026248 | 0.026248 | 0.026248 | 0.026248 | 0.026248 | 0.026248 | 0.026248 | 0.026248 | 0.026248 | 0.026248 | 0.026248 | 0.026248 | 0.026248 | 0.026248 | 0.026248 | 0.026248 | 0.026248
F3_Commercial_Miscellaneous_New_Food Preparation_Natural Gas_Broiler_E3 | F3 | Commercial | Miscellaneous | New | Food Preparation | Natural Gas | Broiler | E3 | System - kBTUs of Consumption | 0 | 0 | 0 | 0 | 0 | 0 | 0 | 0 | 0 | 0 | 0 | 0 | 0 | 0 | 0 | 0 | 0 | 0 | 0 | 0 | 0 | 0 | 0 | 0 | 0 | 0 | 0 | 0 | 0 | 0 | 0 | 0 | 0
F3_Commercial_Miscellaneous_New_Food Preparation_Natural Gas_Broiler_E4 | F3 | Commercial | Miscellaneous | New | Food Preparation | Natural Gas | Broiler | E4 | System - kBTUs of Consumption | 0 | 0 | 0 | 0 | 0 | 0 | 0 | 0 | 0 | 0 | 0 | 0 | 0 | 0 | 0 | 0 | 0 | 0 | 0 | 0 | 0 | 0 | 0 | 0 | 0 | 0 | 0 | 0 | 0 | 0 | 0 | 0 | 0
F3_Commercial_Miscellaneous_New_Food Preparation_Natural Gas_Broiler_E5 | F3 | Commercial | Miscellaneous | New | Food Preparation | Natural Gas | Broiler | E5 | System - kBTUs of Consumption | 0 | 0 | 0 | 0 | 0 | 0 | 0 | 0 | 0 | 0 | 0 | 0 | 0 | 0 | 0 | 0 | 0 | 0 | 0 | 0 | 0 | 0 | 0 | 0 | 0 | 0 | 0 | 0 | 0 | 0 | 0 | 0 | 0
F3_Commercial_Miscellaneous_New_Food Preparation_Natural Gas_Broiler_E6 | F3 | Commercial | Miscellaneous | New | Food Preparation | Natural Gas | Broiler | E6 | System - kBTUs of Consumption | 0 | 0 | 0 | 0 | 0 | 0 | 0 | 0 | 0 | 0 | 0 | 0 | 0 | 0 | 0 | 0 | 0 | 0 | 0 | 0 | 0 | 0 | 0 | 0 | 0 | 0 | 0 | 0 | 0 | 0 | 0 | 0 | 0
F3_Commercial_Miscellaneous_New_Food Preparation_Natural Gas_Broiler_E7 | F3 | Commercial | Miscellaneous | New | Food Preparation | Natural Gas | Broiler | E7 | System - kBTUs of Consumption | 0 | 0 | 0 | 0 | 0 | 0 | 0 | 0 | 0 | 0 | 0 | 0 | 0 | 0 | 0 | 0 | 0 | 0 | 0 | 0 | 0 | 0 | 0 | 0 | 0 | 0 | 0 | 0 | 0 | 0 | 0 | 0 | 0
F3_Commercial_Miscellaneous_New_Food Preparation_Natural Gas_Broiler_E8 | F3 | Commercial | Miscellaneous | New | Food Preparation | Natural Gas | Broiler | E8 | System - kBTUs of Consumption | 0 | 0 | 0 | 0 | 0 | 0 | 0 | 0 | 0 | 0 | 0 | 0 | 0 | 0 | 0 | 0 | 0 | 0 | 0 | 0 | 0 | 0 | 0 | 0 | 0 | 0 | 0 | 0 | 0 | 0 | 0 | 0 | 0
F3_Commercial_Miscellaneous_New_Food Preparation_Natural Gas_Broiler_E9 | F3 | Commercial | Miscellaneous | New | Food Preparation | Natural Gas | Broiler | E9 | System - kBTUs of Consumption | 0 | 0 | 0 | 0 | 0 | 0 | 0 | 0 | 0 | 0 | 0 | 0 | 0 | 0 | 0 | 0 | 0 | 0 | 0 | 0 | 0 | 0 | 0 | 0 | 0 | 0 | 0 | 0 | 0 | 0 | 0 | 0 | 0
F3_Commercial_Miscellaneous_New_Food Preparation_Natural Gas_Broiler_E10 | F3 | Commercial | Miscellaneous | New | Food Preparation | Natural Gas | Broiler | E10 | System - kBTUs of Consumption | 0 | 0 | 0 | 0 | 0 | 0 | 0 | 0 | 0 | 0 | 0 | 0 | 0 | 0 | 0 | 0 | 0 | 0 | 0 | 0 | 0 | 0 | 0 | 0 | 0 | 0 | 0 | 0 | 0 | 0 | 0 | 0 | 0
F4_Commercial_Miscellaneous_New_Food Preparation_Natural Gas_Broiler_E1 | F4 | Commercial | Miscellaneous | New | Food Preparation | Natural Gas | Broiler | E1 | Utility - Cost of Equipment | 0.067583 | 0.068098 | 0.068674 | 0.069307 | 0.070029 | 0.070864 | 0.071541 | 0.072191 | 0.072851 | 0.073538 | 0.074194 | 0.074796 | 0.075411 | 0.076058 | 0.076771 | 0.077469 | 0.078209 | 0.078991 | 0.079806 | 0.080637 | 0.081474 | 0.082258 | 0.082966 | 0.083591 | 0.084132 | 0.084597 | 0.084919 | 0.085159 | 0.085367 | 0.085545 | 0.08572 | 0.085798 | 0.085798
F4_Commercial_Miscellaneous_New_Food Preparation_Natural Gas_Broiler_E2 | F4 | Commercial | Miscellaneous | New | Food Preparation | Natural Gas | Broiler | E2 | Utility - Cost of Equipment | 0.043446 | 0.043777 | 0.044148 | 0.044554 | 0.045018 | 0.045555 | 0.045991 | 0.046409 | 0.046833 | 0.047275 | 0.047696 | 0.048083 | 0.048479 | 0.048894 | 0.049353 | 0.049802 | 0.050277 | 0.05078 | 0.051304 | 0.051838 | 0.052376 | 0.05288 | 0.053335 | 0.053737 | 0.054085 | 0.054383 | 0.054591 | 0.054745 | 0.054879 | 0.054993 | 0.055106 | 0.055156 | 0.055156
F4_Commercial_Miscellaneous_New_Food Preparation_Natural Gas_Broiler_E3 | F4 | Commercial | Miscellaneous | New | Food Preparation | Natural Gas | Broiler | E3 | Utility - Cost of Equipment | 0 | 0 | 0 | 0 | 0 | 0 | 0 | 0 | 0 | 0 | 0 | 0 | 0 | 0 | 0 | 0 | 0 | 0 | 0 | 0 | 0 | 0 | 0 | 0 | 0 | 0 | 0 | 0 | 0 | 0 | 0 | 0 | 0
F4_Commercial_Miscellaneous_New_Food Preparation_Natural Gas_Broiler_E4 | F4 | Commercial | Miscellaneous | New | Food Preparation | Natural Gas | Broiler | E4 | Utility - Cost of Equipment | 0 | 0 | 0 | 0 | 0 | 0 | 0 | 0 | 0 | 0 | 0 | 0 | 0 | 0 | 0 | 0 | 0 | 0 | 0 | 0 | 0 | 0 | 0 | 0 | 0 | 0 | 0 | 0 | 0 | 0 | 0 | 0 | 0
F4_Commercial_Miscellaneous_New_Food Preparation_Natural Gas_Broiler_E5 | F4 | Commercial | Miscellaneous | New | Food Preparation | Natural Gas | Broiler | E5 | Utility - Cost of Equipment | 0 | 0 | 0 | 0 | 0 | 0 | 0 | 0 | 0 | 0 | 0 | 0 | 0 | 0 | 0 | 0 | 0 | 0 | 0 | 0 | 0 | 0 | 0 | 0 | 0 | 0 | 0 | 0 | 0 | 0 | 0 | 0 | 0
F4_Commercial_Miscellaneous_New_Food Preparation_Natural Gas_Broiler_E6 | F4 | Commercial | Miscellaneous | New | Food Preparation | Natural Gas | Broiler | E6 | Utility - Cost of Equipment | 0 | 0 | 0 | 0 | 0 | 0 | 0 | 0 | 0 | 0 | 0 | 0 | 0 | 0 | 0 | 0 | 0 | 0 | 0 | 0 | 0 | 0 | 0 | 0 | 0 | 0 | 0 | 0 | 0 | 0 | 0 | 0 | 0
F4_Commercial_Miscellaneous_New_Food Preparation_Natural Gas_Broiler_E7 | F4 | Commercial | Miscellaneous | New | Food Preparation | Natural Gas | Broiler | E7 | Utility - Cost of Equipment | 0 | 0 | 0 | 0 | 0 | 0 | 0 | 0 | 0 | 0 | 0 | 0 | 0 | 0 | 0 | 0 | 0 | 0 | 0 | 0 | 0 | 0 | 0 | 0 | 0 | 0 | 0 | 0 | 0 | 0 | 0 | 0 | 0
F4_Commercial_Miscellaneous_New_Food Preparation_Natural Gas_Broiler_E8 | F4 | Commercial | Miscellaneous | New | Food Preparation | Natural Gas | Broiler | E8 | Utility - Cost of Equipment | 0 | 0 | 0 | 0 | 0 | 0 | 0 | 0 | 0 | 0 | 0 | 0 | 0 | 0 | 0 | 0 | 0 | 0 | 0 | 0 | 0 | 0 | 0 | 0 | 0 | 0 | 0 | 0 | 0 | 0 | 0 | 0 | 0
F4_Commercial_Miscellaneous_New_Food Preparation_Natural Gas_Broiler_E9 | F4 | Commercial | Miscellaneous | New | Food Preparation | Natural Gas | Broiler | E9 | Utility - Cost of Equipment | 0 | 0 | 0 | 0 | 0 | 0 | 0 | 0 | 0 | 0 | 0 | 0 | 0 | 0 | 0 | 0 | 0 | 0 | 0 | 0 | 0 | 0 | 0 | 0 | 0 | 0 | 0 | 0 | 0 | 0 | 0 | 0 | 0
F4_Commercial_Miscellaneous_New_Food Preparation_Natural Gas_Broiler_E10 | F4 | Commercial | Miscellaneous | New | Food Preparation | Natural Gas | Broiler | E10 | Utility - Cost of Equipment | 0 | 0 | 0 | 0 | 0 | 0 | 0 | 0 | 0 | 0 | 0 | 0 | 0 | 0 | 0 | 0 | 0 | 0 | 0 | 0 | 0 | 0 | 0 | 0 | 0 | 0 | 0 | 0 | 0 | 0 | 0 | 0 | 0
F5_Commercial_Miscellaneous_New_Food Preparation_Natural Gas_Broiler_E1 | F5 | Commercial | Miscellaneous | New | Food Preparation | Natural Gas | Broiler | E1 | Utility - Cost of Operation | 0.018749 | 0.018749 | 0.018749 | 0.018749 | 0.018749 | 0.018749 | 0.018749 | 0.018749 | 0.018749 | 0.018749 | 0.018749 | 0.018749 | 0.018749 | 0.018749 | 0.018749 | 0.018749 | 0.018749 | 0.018749 | 0.018749 | 0.018749 | 0.018749 | 0.018749 | 0.018749 | 0.018749 | 0.018749 | 0.018749 | 0.018749 | 0.018749 | 0.018749 | 0.018749 | 0.018749 | 0.018749 | 0.018749
F5_Commercial_Miscellaneous_New_Food Preparation_Natural Gas_Broiler_E2 | F5 | Commercial | Miscellaneous | New | Food Preparation | Natural Gas | Broiler | E2 | Utility - Cost of Operation | 0.026248 | 0.026248 | 0.026248 | 0.026248 | 0.026248 | 0.026248 | 0.026248 | 0.026248 | 0.026248 | 0.026248 | 0.026248 | 0.026248 | 0.026248 | 0.026248 | 0.026248 | 0.026248 | 0.026248 | 0.026248 | 0.026248 | 0.026248 | 0.026248 | 0.026248 | 0.026248 | 0.026248 | 0.026248 | 0.026248 | 0.026248 | 0.026248 | 0.026248 | 0.026248 | 0.026248 | 0.026248 | 0.026248
F5_Commercial_Miscellaneous_New_Food Preparation_Natural Gas_Broiler_E3 | F5 | Commercial | Miscellaneous | New | Food Preparation | Natural Gas | Broiler | E3 | Utility - Cost of Operation | 0 | 0 | 0 | 0 | 0 | 0 | 0 | 0 | 0 | 0 | 0 | 0 | 0 | 0 | 0 | 0 | 0 | 0 | 0 | 0 | 0 | 0 | 0 | 0 | 0 | 0 | 0 | 0 | 0 | 0 | 0 | 0 | 0
F5_Commercial_Miscellaneous_New_Food Preparation_Natural Gas_Broiler_E4 | F5 | Commercial | Miscellaneous | New | Food Preparation | Natural Gas | Broiler | E4 | Utility - Cost of Operation | 0 | 0 | 0 | 0 | 0 | 0 | 0 | 0 | 0 | 0 | 0 | 0 | 0 | 0 | 0 | 0 | 0 | 0 | 0 | 0 | 0 | 0 | 0 | 0 | 0 | 0 | 0 | 0 | 0 | 0 | 0 | 0 | 0
F5_Commercial_Miscellaneous_New_Food Preparation_Natural Gas_Broiler_E5 | F5 | Commercial | Miscellaneous | New | Food Preparation | Natural Gas | Broiler | E5 | Utility - Cost of Operation | 0 | 0 | 0 | 0 | 0 | 0 | 0 | 0 | 0 | 0 | 0 | 0 | 0 | 0 | 0 | 0 | 0 | 0 | 0 | 0 | 0 | 0 | 0 | 0 | 0 | 0 | 0 | 0 | 0 | 0 | 0 | 0 | 0
F5_Commercial_Miscellaneous_New_Food Preparation_Natural Gas_Broiler_E6 | F5 | Commercial | Miscellaneous | New | Food Preparation | Natural Gas | Broiler | E6 | Utility - Cost of Operation | 0 | 0 | 0 | 0 | 0 | 0 | 0 | 0 | 0 | 0 | 0 | 0 | 0 | 0 | 0 | 0 | 0 | 0 | 0 | 0 | 0 | 0 | 0 | 0 | 0 | 0 | 0 | 0 | 0 | 0 | 0 | 0 | 0
F5_Commercial_Miscellaneous_New_Food Preparation_Natural Gas_Broiler_E7 | F5 | Commercial | Miscellaneous | New | Food Preparation | Natural Gas | Broiler | E7 | Utility - Cost of Operation | 0 | 0 | 0 | 0 | 0 | 0 | 0 | 0 | 0 | 0 | 0 | 0 | 0 | 0 | 0 | 0 | 0 | 0 | 0 | 0 | 0 | 0 | 0 | 0 | 0 | 0 | 0 | 0 | 0 | 0 | 0 | 0 | 0
F5_Commercial_Miscellaneous_New_Food Preparation_Natural Gas_Broiler_E8 | F5 | Commercial | Miscellaneous | New | Food Preparation | Natural Gas | Broiler | E8 | Utility - Cost of Operation | 0 | 0 | 0 | 0 | 0 | 0 | 0 | 0 | 0 | 0 | 0 | 0 | 0 | 0 | 0 | 0 | 0 | 0 | 0 | 0 | 0 | 0 | 0 | 0 | 0 | 0 | 0 | 0 | 0 | 0 | 0 | 0 | 0
F5_Commercial_Miscellaneous_New_Food Preparation_Natural Gas_Broiler_E9 | F5 | Commercial | Miscellaneous | New | Food Preparation | Natural Gas | Broiler | E9 | Utility - Cost of Operation | 0 | 0 | 0 | 0 | 0 | 0 | 0 | 0 | 0 | 0 | 0 | 0 | 0 | 0 | 0 | 0 | 0 | 0 | 0 | 0 | 0 | 0 | 0 | 0 | 0 | 0 | 0 | 0 | 0 | 0 | 0 | 0 | 0
F5_Commercial_Miscellaneous_New_Food Preparation_Natural Gas_Broiler_E10 | F5 | Commercial | Miscellaneous | New | Food Preparation | Natural Gas | Broiler | E10 | Utility - Cost of Operation | 0 | 0 | 0 | 0 | 0 | 0 | 0 | 0 | 0 | 0 | 0 | 0 | 0 | 0 | 0 | 0 | 0 | 0 | 0 | 0 | 0 | 0 | 0 | 0 | 0 | 0 | 0 | 0 | 0 | 0 | 0 | 0 | 0
F6_Commercial_Miscellaneous_New_Food Preparation_Natural Gas_Broiler_E1 | F6 | Commercial | Miscellaneous | New | Food Preparation | Natural Gas | Broiler | E1 | Utility - Value of Sales | 0.040026 | 0.040026 | 0.040026 | 0.040026 | 0.040026 | 0.040026 | 0.040026 | 0.040026 | 0.040026 | 0.040026 | 0.040026 | 0.040026 | 0.040026 | 0.040026 | 0.040026 | 0.040026 | 0.040026 | 0.040026 | 0.040026 | 0.040026 | 0.040026 | 0.040026 | 0.040026 | 0.040026 | 0.040026 | 0.040026 | 0.040026 | 0.040026 | 0.040026 | 0.040026 | 0.040026 | 0.040026 | 0.040026
F6_Commercial_Miscellaneous_New_Food Preparation_Natural Gas_Broiler_E2 | F6 | Commercial | Miscellaneous | New | Food Preparation | Natural Gas | Broiler | E2 | Utility - Value of Sales | 0.025731 | 0.025731 | 0.025731 | 0.025731 | 0.025731 | 0.025731 | 0.025731 | 0.025731 | 0.025731 | 0.025731 | 0.025731 | 0.025731 | 0.025731 | 0.025731 | 0.025731 | 0.025731 | 0.025731 | 0.025731 | 0.025731 | 0.025731 | 0.025731 | 0.025731 | 0.025731 | 0.025731 | 0.025731 | 0.025731 | 0.025731 | 0.025731 | 0.025731 | 0.025731 | 0.025731 | 0.025731 | 0.025731
F6_Commercial_Miscellaneous_New_Food Preparation_Natural Gas_Broiler_E3 | F6 | Commercial | Miscellaneous | New | Food Preparation | Natural Gas | Broiler | E3 | Utility - Value of Sales | 0 | 0 | 0 | 0 | 0 | 0 | 0 | 0 | 0 | 0 | 0 | 0 | 0 | 0 | 0 | 0 | 0 | 0 | 0 | 0 | 0 | 0 | 0 | 0 | 0 | 0 | 0 | 0 | 0 | 0 | 0 | 0 | 0
F6_Commercial_Miscellaneous_New_Food Preparation_Natural Gas_Broiler_E4 | F6 | Commercial | Miscellaneous | New | Food Preparation | Natural Gas | Broiler | E4 | Utility - Value of Sales | 0 | 0 | 0 | 0 | 0 | 0 | 0 | 0 | 0 | 0 | 0 | 0 | 0 | 0 | 0 | 0 | 0 | 0 | 0 | 0 | 0 | 0 | 0 | 0 | 0 | 0 | 0 | 0 | 0 | 0 | 0 | 0 | 0
F6_Commercial_Miscellaneous_New_Food Preparation_Natural Gas_Broiler_E5 | F6 | Commercial | Miscellaneous | New | Food Preparation | Natural Gas | Broiler | E5 | Utility - Value of Sales | 0 | 0 | 0 | 0 | 0 | 0 | 0 | 0 | 0 | 0 | 0 | 0 | 0 | 0 | 0 | 0 | 0 | 0 | 0 | 0 | 0 | 0 | 0 | 0 | 0 | 0 | 0 | 0 | 0 | 0 | 0 | 0 | 0
F6_Commercial_Miscellaneous_New_Food Preparation_Natural Gas_Broiler_E6 | F6 | Commercial | Miscellaneous | New | Food Preparation | Natural Gas | Broiler | E6 | Utility - Value of Sales | 0 | 0 | 0 | 0 | 0 | 0 | 0 | 0 | 0 | 0 | 0 | 0 | 0 | 0 | 0 | 0 | 0 | 0 | 0 | 0 | 0 | 0 | 0 | 0 | 0 | 0 | 0 | 0 | 0 | 0 | 0 | 0 | 0
F6_Commercial_Miscellaneous_New_Food Preparation_Natural Gas_Broiler_E7 | F6 | Commercial | Miscellaneous | New | Food Preparation | Natural Gas | Broiler | E7 | Utility - Value of Sales | 0 | 0 | 0 | 0 | 0 | 0 | 0 | 0 | 0 | 0 | 0 | 0 | 0 | 0 | 0 | 0 | 0 | 0 | 0 | 0 | 0 | 0 | 0 | 0 | 0 | 0 | 0 | 0 | 0 | 0 | 0 | 0 | 0
F6_Commercial_Miscellaneous_New_Food Preparation_Natural Gas_Broiler_E8 | F6 | Commercial | Miscellaneous | New | Food Preparation | Natural Gas | Broiler | E8 | Utility - Value of Sales | 0 | 0 | 0 | 0 | 0 | 0 | 0 | 0 | 0 | 0 | 0 | 0 | 0 | 0 | 0 | 0 | 0 | 0 | 0 | 0 | 0 | 0 | 0 | 0 | 0 | 0 | 0 | 0 | 0 | 0 | 0 | 0 | 0
F6_Commercial_Miscellaneous_New_Food Preparation_Natural Gas_Broiler_E9 | F6 | Commercial | Miscellaneous | New | Food Preparation | Natural Gas | Broiler | E9 | Utility - Value of Sales | 0 | 0 | 0 | 0 | 0 | 0 | 0 | 0 | 0 | 0 | 0 | 0 | 0 | 0 | 0 | 0 | 0 | 0 | 0 | 0 | 0 | 0 | 0 | 0 | 0 | 0 | 0 | 0 | 0 | 0 | 0 | 0 | 0
F6_Commercial_Miscellaneous_New_Food Preparation_Natural Gas_Broiler_E10 | F6 | Commercial | Miscellaneous | New | Food Preparation | Natural Gas | Broiler | E10 | Utility - Value of Sales | 0 | 0 | 0 | 0 | 0 | 0 | 0 | 0 | 0 | 0 | 0 | 0 | 0 | 0 | 0 | 0 | 0 | 0 | 0 | 0 | 0 | 0 | 0 | 0 | 0 | 0 | 0 | 0 | 0 | 0 | 0 | 0 | 0
F1_Commercial_Miscellaneous_New_Food Preparation_Natural Gas_Griddle_E1 | F1 | Commercial | Miscellaneous | New | Food Preparation | Natural Gas | Griddle | E1 | RVT - Cost of Equipment | 0.034811 | 0.035076 | 0.035372 | 0.035698 | 0.03607 | 0.0365 | 0.036849 | 0.037184 | 0.037524 | 0.037878 | 0.038215 | 0.038525 | 0.038843 | 0.039175 | 0.039543 | 0.039903 | 0.040284 | 0.040686 | 0.041106 | 0.041534 | 0.041965 | 0.042369 | 0.042734 | 0.043056 | 0.043334 | 0.043574 | 0.04374 | 0.043863 | 0.04397 | 0.044062 | 0.044153 | 0.044193 | 0.044193
F1_Commercial_Miscellaneous_New_Food Preparation_Natural Gas_Griddle_E2 | F1 | Commercial | Miscellaneous | New | Food Preparation | Natural Gas | Griddle | E2 | RVT - Cost of Equipment | 0.031904 | 0.032148 | 0.032419 | 0.032718 | 0.033059 | 0.033453 | 0.033773 | 0.03408 | 0.034391 | 0.034716 | 0.035025 | 0.035309 | 0.0356 | 0.035905 | 0.036242 | 0.036571 | 0.036921 | 0.03729 | 0.037674 | 0.038067 | 0.038462 | 0.038832 | 0.039166 | 0.039461 | 0.039717 | 0.039936 | 0.040088 | 0.040202 | 0.0403 | 0.040384 | 0.040467 | 0.040503 | 0.040503
F1_Commercial_Miscellaneous_New_Food Preparation_Natural Gas_Griddle_E3 | F1 | Commercial | Miscellaneous | New | Food Preparation | Natural Gas | Griddle | E3 | RVT - Cost of Equipment | 0 | 0 | 0 | 0 | 0 | 0 | 0 | 0 | 0 | 0 | 0 | 0 | 0 | 0 | 0 | 0 | 0 | 0 | 0 | 0 | 0 | 0 | 0 | 0 | 0 | 0 | 0 | 0 | 0 | 0 | 0 | 0 | 0
F1_Commercial_Miscellaneous_New_Food Preparation_Natural Gas_Griddle_E4 | F1 | Commercial | Miscellaneous | New | Food Preparation | Natural Gas | Griddle | E4 | RVT - Cost of Equipment | 0 | 0 | 0 | 0 | 0 | 0 | 0 | 0 | 0 | 0 | 0 | 0 | 0 | 0 | 0 | 0 | 0 | 0 | 0 | 0 | 0 | 0 | 0 | 0 | 0 | 0 | 0 | 0 | 0 | 0 | 0 | 0 | 0
F1_Commercial_Miscellaneous_New_Food Preparation_Natural Gas_Griddle_E5 | F1 | Commercial | Miscellaneous | New | Food Preparation | Natural Gas | Griddle | E5 | RVT - Cost of Equipment | 0 | 0 | 0 | 0 | 0 | 0 | 0 | 0 | 0 | 0 | 0 | 0 | 0 | 0 | 0 | 0 | 0 | 0 | 0 | 0 | 0 | 0 | 0 | 0 | 0 | 0 | 0 | 0 | 0 | 0 | 0 | 0 | 0
F1_Commercial_Miscellaneous_New_Food Preparation_Natural Gas_Griddle_E6 | F1 | Commercial | Miscellaneous | New | Food Preparation | Natural Gas | Griddle | E6 | RVT - Cost of Equipment | 0 | 0 | 0 | 0 | 0 | 0 | 0 | 0 | 0 | 0 | 0 | 0 | 0 | 0 | 0 | 0 | 0 | 0 | 0 | 0 | 0 | 0 | 0 | 0 | 0 | 0 | 0 | 0 | 0 | 0 | 0 | 0 | 0
F1_Commercial_Miscellaneous_New_Food Preparation_Natural Gas_Griddle_E7 | F1 | Commercial | Miscellaneous | New | Food Preparation | Natural Gas | Griddle | E7 | RVT - Cost of Equipment | 0 | 0 | 0 | 0 | 0 | 0 | 0 | 0 | 0 | 0 | 0 | 0 | 0 | 0 | 0 | 0 | 0 | 0 | 0 | 0 | 0 | 0 | 0 | 0 | 0 | 0 | 0 | 0 | 0 | 0 | 0 | 0 | 0
F1_Commercial_Miscellaneous_New_Food Preparation_Natural Gas_Griddle_E8 | F1 | Commercial | Miscellaneous | New | Food Preparation | Natural Gas | Griddle | E8 | RVT - Cost of Equipment | 0 | 0 | 0 | 0 | 0 | 0 | 0 | 0 | 0 | 0 | 0 | 0 | 0 | 0 | 0 | 0 | 0 | 0 | 0 | 0 | 0 | 0 | 0 | 0 | 0 | 0 | 0 | 0 | 0 | 0 | 0 | 0 | 0
F1_Commercial_Miscellaneous_New_Food Preparation_Natural Gas_Griddle_E9 | F1 | Commercial | Miscellaneous | New | Food Preparation | Natural Gas | Griddle | E9 | RVT - Cost of Equipment | 0 | 0 | 0 | 0 | 0 | 0 | 0 | 0 | 0 | 0 | 0 | 0 | 0 | 0 | 0 | 0 | 0 | 0 | 0 | 0 | 0 | 0 | 0 | 0 | 0 | 0 | 0 | 0 | 0 | 0 | 0 | 0 | 0
F1_Commercial_Miscellaneous_New_Food Preparation_Natural Gas_Griddle_E10 | F1 | Commercial | Miscellaneous | New | Food Preparation | Natural Gas | Griddle | E10 | RVT - Cost of Equipment | 0 | 0 | 0 | 0 | 0 | 0 | 0 | 0 | 0 | 0 | 0 | 0 | 0 | 0 | 0 | 0 | 0 | 0 | 0 | 0 | 0 | 0 | 0 | 0 | 0 | 0 | 0 | 0 | 0 | 0 | 0 | 0 | 0
F2_Commercial_Miscellaneous_New_Food Preparation_Natural Gas_Griddle_E1 | F2 | Commercial | Miscellaneous | New | Food Preparation | Natural Gas | Griddle | E1 | RVT - Cost of Operation | 0.041705 | 0.042023 | 0.042378 | 0.042769 | 0.043214 | 0.04373 | 0.044148 | 0.044549 | 0.044956 | 0.04538 | 0.045785 | 0.046156 | 0.046536 | 0.046935 | 0.047375 | 0.047806 | 0.048263 | 0.048745 | 0.049248 | 0.049761 | 0.050277 | 0.050761 | 0.051198 | 0.051584 | 0.051917 | 0.052204 | 0.052403 | 0.052551 | 0.05268 | 0.052789 | 0.052898 | 0.052946 | 0.052946
F2_Commercial_Miscellaneous_New_Food Preparation_Natural Gas_Griddle_E2 | F2 | Commercial | Miscellaneous | New | Food Preparation | Natural Gas | Griddle | E2 | RVT - Cost of Operation | 0.038224 | 0.038515 | 0.038841 | 0.039199 | 0.039607 | 0.040079 | 0.040462 | 0.04083 | 0.041203 | 0.041592 | 0.041962 | 0.042303 | 0.042651 | 0.043017 | 0.04342 | 0.043815 | 0.044234 | 0.044675 | 0.045136 | 0.045607 | 0.04608 | 0.046523 | 0.046924 | 0.047277 | 0.047583 | 0.047846 | 0.048028 | 0.048164 | 0.048282 | 0.048382 | 0.048482 | 0.048526 | 0.048526
F2_Commercial_Miscellaneous_New_Food Preparation_Natural Gas_Griddle_E3 | F2 | Commercial | Miscellaneous | New | Food Preparation | Natural Gas | Griddle | E3 | RVT - Cost of Operation | 0 | 0 | 0 | 0 | 0 | 0 | 0 | 0 | 0 | 0 | 0 | 0 | 0 | 0 | 0 | 0 | 0 | 0 | 0 | 0 | 0 | 0 | 0 | 0 | 0 | 0 | 0 | 0 | 0 | 0 | 0 | 0 | 0
F2_Commercial_Miscellaneous_New_Food Preparation_Natural Gas_Griddle_E4 | F2 | Commercial | Miscellaneous | New | Food Preparation | Natural Gas | Griddle | E4 | RVT - Cost of Operation | 0 | 0 | 0 | 0 | 0 | 0 | 0 | 0 | 0 | 0 | 0 | 0 | 0 | 0 | 0 | 0 | 0 | 0 | 0 | 0 | 0 | 0 | 0 | 0 | 0 | 0 | 0 | 0 | 0 | 0 | 0 | 0 | 0
F2_Commercial_Miscellaneous_New_Food Preparation_Natural Gas_Griddle_E5 | F2 | Commercial | Miscellaneous | New | Food Preparation | Natural Gas | Griddle | E5 | RVT - Cost of Operation | 0 | 0 | 0 | 0 | 0 | 0 | 0 | 0 | 0 | 0 | 0 | 0 | 0 | 0 | 0 | 0 | 0 | 0 | 0 | 0 | 0 | 0 | 0 | 0 | 0 | 0 | 0 | 0 | 0 | 0 | 0 | 0 | 0
F2_Commercial_Miscellaneous_New_Food Preparation_Natural Gas_Griddle_E6 | F2 | Commercial | Miscellaneous | New | Food Preparation | Natural Gas | Griddle | E6 | RVT - Cost of Operation | 0 | 0 | 0 | 0 | 0 | 0 | 0 | 0 | 0 | 0 | 0 | 0 | 0 | 0 | 0 | 0 | 0 | 0 | 0 | 0 | 0 | 0 | 0 | 0 | 0 | 0 | 0 | 0 | 0 | 0 | 0 | 0 | 0
F2_Commercial_Miscellaneous_New_Food Preparation_Natural Gas_Griddle_E7 | F2 | Commercial | Miscellaneous | New | Food Preparation | Natural Gas | Griddle | E7 | RVT - Cost of Operation | 0 | 0 | 0 | 0 | 0 | 0 | 0 | 0 | 0 | 0 | 0 | 0 | 0 | 0 | 0 | 0 | 0 | 0 | 0 | 0 | 0 | 0 | 0 | 0 | 0 | 0 | 0 | 0 | 0 | 0 | 0 | 0 | 0
F2_Commercial_Miscellaneous_New_Food Preparation_Natural Gas_Griddle_E8 | F2 | Commercial | Miscellaneous | New | Food Preparation | Natural Gas | Griddle | E8 | RVT - Cost of Operation | 0 | 0 | 0 | 0 | 0 | 0 | 0 | 0 | 0 | 0 | 0 | 0 | 0 | 0 | 0 | 0 | 0 | 0 | 0 | 0 | 0 | 0 | 0 | 0 | 0 | 0 | 0 | 0 | 0 | 0 | 0 | 0 | 0
F2_Commercial_Miscellaneous_New_Food Preparation_Natural Gas_Griddle_E9 | F2 | Commercial | Miscellaneous | New | Food Preparation | Natural Gas | Griddle | E9 | RVT - Cost of Operation | 0 | 0 | 0 | 0 | 0 | 0 | 0 | 0 | 0 | 0 | 0 | 0 | 0 | 0 | 0 | 0 | 0 | 0 | 0 | 0 | 0 | 0 | 0 | 0 | 0 | 0 | 0 | 0 | 0 | 0 | 0 | 0 | 0
F2_Commercial_Miscellaneous_New_Food Preparation_Natural Gas_Griddle_E10 | F2 | Commercial | Miscellaneous | New | Food Preparation | Natural Gas | Griddle | E10 | RVT - Cost of Operation | 0 | 0 | 0 | 0 | 0 | 0 | 0 | 0 | 0 | 0 | 0 | 0 | 0 | 0 | 0 | 0 | 0 | 0 | 0 | 0 | 0 | 0 | 0 | 0 | 0 | 0 | 0 | 0 | 0 | 0 | 0 | 0 | 0
F3_Commercial_Miscellaneous_New_Food Preparation_Natural Gas_Griddle_E1 | F3 | Commercial | Miscellaneous | New | Food Preparation | Natural Gas | Griddle | E1 | System - kBTUs of Consumption | 0.012537 | 0.012537 | 0.012537 | 0.012537 | 0.012537 | 0.012537 | 0.012537 | 0.012537 | 0.012537 | 0.012537 | 0.012537 | 0.012537 | 0.012537 | 0.012537 | 0.012537 | 0.012537 | 0.012537 | 0.012537 | 0.012537 | 0.012537 | 0.012537 | 0.012537 | 0.012537 | 0.012537 | 0.012537 | 0.012537 | 0.012537 | 0.012537 | 0.012537 | 0.012537 | 0.012537 | 0.012537 | 0.012537
F3_Commercial_Miscellaneous_New_Food Preparation_Natural Gas_Griddle_E2 | F3 | Commercial | Miscellaneous | New | Food Preparation | Natural Gas | Griddle | E2 | System - kBTUs of Consumption | 0.01558 | 0.01558 | 0.01558 | 0.01558 | 0.01558 | 0.01558 | 0.01558 | 0.01558 | 0.01558 | 0.01558 | 0.01558 | 0.01558 | 0.01558 | 0.01558 | 0.01558 | 0.01558 | 0.01558 | 0.01558 | 0.01558 | 0.01558 | 0.01558 | 0.01558 | 0.01558 | 0.01558 | 0.01558 | 0.01558 | 0.01558 | 0.01558 | 0.01558 | 0.01558 | 0.01558 | 0.01558 | 0.01558
F3_Commercial_Miscellaneous_New_Food Preparation_Natural Gas_Griddle_E3 | F3 | Commercial | Miscellaneous | New | Food Preparation | Natural Gas | Griddle | E3 | System - kBTUs of Consumption | 0 | 0 | 0 | 0 | 0 | 0 | 0 | 0 | 0 | 0 | 0 | 0 | 0 | 0 | 0 | 0 | 0 | 0 | 0 | 0 | 0 | 0 | 0 | 0 | 0 | 0 | 0 | 0 | 0 | 0 | 0 | 0 | 0
F3_Commercial_Miscellaneous_New_Food Preparation_Natural Gas_Griddle_E4 | F3 | Commercial | Miscellaneous | New | Food Preparation | Natural Gas | Griddle | E4 | System - kBTUs of Consumption | 0 | 0 | 0 | 0 | 0 | 0 | 0 | 0 | 0 | 0 | 0 | 0 | 0 | 0 | 0 | 0 | 0 | 0 | 0 | 0 | 0 | 0 | 0 | 0 | 0 | 0 | 0 | 0 | 0 | 0 | 0 | 0 | 0
F3_Commercial_Miscellaneous_New_Food Preparation_Natural Gas_Griddle_E5 | F3 | Commercial | Miscellaneous | New | Food Preparation | Natural Gas | Griddle | E5 | System - kBTUs of Consumption | 0 | 0 | 0 | 0 | 0 | 0 | 0 | 0 | 0 | 0 | 0 | 0 | 0 | 0 | 0 | 0 | 0 | 0 | 0 | 0 | 0 | 0 | 0 | 0 | 0 | 0 | 0 | 0 | 0 | 0 | 0 | 0 | 0
F3_Commercial_Miscellaneous_New_Food Preparation_Natural Gas_Griddle_E6 | F3 | Commercial | Miscellaneous | New | Food Preparation | Natural Gas | Griddle | E6 | System - kBTUs of Consumption | 0 | 0 | 0 | 0 | 0 | 0 | 0 | 0 | 0 | 0 | 0 | 0 | 0 | 0 | 0 | 0 | 0 | 0 | 0 | 0 | 0 | 0 | 0 | 0 | 0 | 0 | 0 | 0 | 0 | 0 | 0 | 0 | 0
F3_Commercial_Miscellaneous_New_Food Preparation_Natural Gas_Griddle_E7 | F3 | Commercial | Miscellaneous | New | Food Preparation | Natural Gas | Griddle | E7 | System - kBTUs of Consumption | 0 | 0 | 0 | 0 | 0 | 0 | 0 | 0 | 0 | 0 | 0 | 0 | 0 | 0 | 0 | 0 | 0 | 0 | 0 | 0 | 0 | 0 | 0 | 0 | 0 | 0 | 0 | 0 | 0 | 0 | 0 | 0 | 0
F3_Commercial_Miscellaneous_New_Food Preparation_Natural Gas_Griddle_E8 | F3 | Commercial | Miscellaneous | New | Food Preparation | Natural Gas | Griddle | E8 | System - kBTUs of Consumption | 0 | 0 | 0 | 0 | 0 | 0 | 0 | 0 | 0 | 0 | 0 | 0 | 0 | 0 | 0 | 0 | 0 | 0 | 0 | 0 | 0 | 0 | 0 | 0 | 0 | 0 | 0 | 0 | 0 | 0 | 0 | 0 | 0
F3_Commercial_Miscellaneous_New_Food Preparation_Natural Gas_Griddle_E9 | F3 | Commercial | Miscellaneous | New | Food Preparation | Natural Gas | Griddle | E9 | System - kBTUs of Consumption | 0 | 0 | 0 | 0 | 0 | 0 | 0 | 0 | 0 | 0 | 0 | 0 | 0 | 0 | 0 | 0 | 0 | 0 | 0 | 0 | 0 | 0 | 0 | 0 | 0 | 0 | 0 | 0 | 0 | 0 | 0 | 0 | 0
F3_Commercial_Miscellaneous_New_Food Preparation_Natural Gas_Griddle_E10 | F3 | Commercial | Miscellaneous | New | Food Preparation | Natural Gas | Griddle | E10 | System - kBTUs of Consumption | 0 | 0 | 0 | 0 | 0 | 0 | 0 | 0 | 0 | 0 | 0 | 0 | 0 | 0 | 0 | 0 | 0 | 0 | 0 | 0 | 0 | 0 | 0 | 0 | 0 | 0 | 0 | 0 | 0 | 0 | 0 | 0 | 0
F4_Commercial_Miscellaneous_New_Food Preparation_Natural Gas_Griddle_E1 | F4 | Commercial | Miscellaneous | New | Food Preparation | Natural Gas | Griddle | E1 | Utility - Cost of Equipment | 0.041705 | 0.042023 | 0.042378 | 0.042769 | 0.043214 | 0.04373 | 0.044148 | 0.044549 | 0.044956 | 0.04538 | 0.045785 | 0.046156 | 0.046536 | 0.046935 | 0.047375 | 0.047806 | 0.048263 | 0.048745 | 0.049248 | 0.049761 | 0.050277 | 0.050761 | 0.051198 | 0.051584 | 0.051917 | 0.052204 | 0.052403 | 0.052551 | 0.05268 | 0.052789 | 0.052898 | 0.052946 | 0.052946
F4_Commercial_Miscellaneous_New_Food Preparation_Natural Gas_Griddle_E2 | F4 | Commercial | Miscellaneous | New | Food Preparation | Natural Gas | Griddle | E2 | Utility - Cost of Equipment | 0.038224 | 0.038515 | 0.038841 | 0.039199 | 0.039607 | 0.040079 | 0.040462 | 0.04083 | 0.041203 | 0.041592 | 0.041962 | 0.042303 | 0.042651 | 0.043017 | 0.04342 | 0.043815 | 0.044234 | 0.044675 | 0.045136 | 0.045607 | 0.04608 | 0.046523 | 0.046924 | 0.047277 | 0.047583 | 0.047846 | 0.048028 | 0.048164 | 0.048282 | 0.048382 | 0.048482 | 0.048526 | 0.048526
F4_Commercial_Miscellaneous_New_Food Preparation_Natural Gas_Griddle_E3 | F4 | Commercial | Miscellaneous | New | Food Preparation | Natural Gas | Griddle | E3 | Utility - Cost of Equipment | 0 | 0 | 0 | 0 | 0 | 0 | 0 | 0 | 0 | 0 | 0 | 0 | 0 | 0 | 0 | 0 | 0 | 0 | 0 | 0 | 0 | 0 | 0 | 0 | 0 | 0 | 0 | 0 | 0 | 0 | 0 | 0 | 0
F4_Commercial_Miscellaneous_New_Food Preparation_Natural Gas_Griddle_E4 | F4 | Commercial | Miscellaneous | New | Food Preparation | Natural Gas | Griddle | E4 | Utility - Cost of Equipment | 0 | 0 | 0 | 0 | 0 | 0 | 0 | 0 | 0 | 0 | 0 | 0 | 0 | 0 | 0 | 0 | 0 | 0 | 0 | 0 | 0 | 0 | 0 | 0 | 0 | 0 | 0 | 0 | 0 | 0 | 0 | 0 | 0
F4_Commercial_Miscellaneous_New_Food Preparation_Natural Gas_Griddle_E5 | F4 | Commercial | Miscellaneous | New | Food Preparation | Natural Gas | Griddle | E5 | Utility - Cost of Equipment | 0 | 0 | 0 | 0 | 0 | 0 | 0 | 0 | 0 | 0 | 0 | 0 | 0 | 0 | 0 | 0 | 0 | 0 | 0 | 0 | 0 | 0 | 0 | 0 | 0 | 0 | 0 | 0 | 0 | 0 | 0 | 0 | 0
F4_Commercial_Miscellaneous_New_Food Preparation_Natural Gas_Griddle_E6 | F4 | Commercial | Miscellaneous | New | Food Preparation | Natural Gas | Griddle | E6 | Utility - Cost of Equipment | 0 | 0 | 0 | 0 | 0 | 0 | 0 | 0 | 0 | 0 | 0 | 0 | 0 | 0 | 0 | 0 | 0 | 0 | 0 | 0 | 0 | 0 | 0 | 0 | 0 | 0 | 0 | 0 | 0 | 0 | 0 | 0 | 0
F4_Commercial_Miscellaneous_New_Food Preparation_Natural Gas_Griddle_E7 | F4 | Commercial | Miscellaneous | New | Food Preparation | Natural Gas | Griddle | E7 | Utility - Cost of Equipment | 0 | 0 | 0 | 0 | 0 | 0 | 0 | 0 | 0 | 0 | 0 | 0 | 0 | 0 | 0 | 0 | 0 | 0 | 0 | 0 | 0 | 0 | 0 | 0 | 0 | 0 | 0 | 0 | 0 | 0 | 0 | 0 | 0
F4_Commercial_Miscellaneous_New_Food Preparation_Natural Gas_Griddle_E8 | F4 | Commercial | Miscellaneous | New | Food Preparation | Natural Gas | Griddle | E8 | Utility - Cost of Equipment | 0 | 0 | 0 | 0 | 0 | 0 | 0 | 0 | 0 | 0 | 0 | 0 | 0 | 0 | 0 | 0 | 0 | 0 | 0 | 0 | 0 | 0 | 0 | 0 | 0 | 0 | 0 | 0 | 0 | 0 | 0 | 0 | 0
F4_Commercial_Miscellaneous_New_Food Preparation_Natural Gas_Griddle_E9 | F4 | Commercial | Miscellaneous | New | Food Preparation | Natural Gas | Griddle | E9 | Utility - Cost of Equipment | 0 | 0 | 0 | 0 | 0 | 0 | 0 | 0 | 0 | 0 | 0 | 0 | 0 | 0 | 0 | 0 | 0 | 0 | 0 | 0 | 0 | 0 | 0 | 0 | 0 | 0 | 0 | 0 | 0 | 0 | 0 | 0 | 0
F4_Commercial_Miscellaneous_New_Food Preparation_Natural Gas_Griddle_E10 | F4 | Commercial | Miscellaneous | New | Food Preparation | Natural Gas | Griddle | E10 | Utility - Cost of Equipment | 0 | 0 | 0 | 0 | 0 | 0 | 0 | 0 | 0 | 0 | 0 | 0 | 0 | 0 | 0 | 0 | 0 | 0 | 0 | 0 | 0 | 0 | 0 | 0 | 0 | 0 | 0 | 0 | 0 | 0 | 0 | 0 | 0
F5_Commercial_Miscellaneous_New_Food Preparation_Natural Gas_Griddle_E1 | F5 | Commercial | Miscellaneous | New | Food Preparation | Natural Gas | Griddle | E1 | Utility - Cost of Operation | 0.012537 | 0.012537 | 0.012537 | 0.012537 | 0.012537 | 0.012537 | 0.012537 | 0.012537 | 0.012537 | 0.012537 | 0.012537 | 0.012537 | 0.012537 | 0.012537 | 0.012537 | 0.012537 | 0.012537 | 0.012537 | 0.012537 | 0.012537 | 0.012537 | 0.012537 | 0.012537 | 0.012537 | 0.012537 | 0.012537 | 0.012537 | 0.012537 | 0.012537 | 0.012537 | 0.012537 | 0.012537 | 0.012537
F5_Commercial_Miscellaneous_New_Food Preparation_Natural Gas_Griddle_E2 | F5 | Commercial | Miscellaneous | New | Food Preparation | Natural Gas | Griddle | E2 | Utility - Cost of Operation | 0.01558 | 0.01558 | 0.01558 | 0.01558 | 0.01558 | 0.01558 | 0.01558 | 0.01558 | 0.01558 | 0.01558 | 0.01558 | 0.01558 | 0.01558 | 0.01558 | 0.01558 | 0.01558 | 0.01558 | 0.01558 | 0.01558 | 0.01558 | 0.01558 | 0.01558 | 0.01558 | 0.01558 | 0.01558 | 0.01558 | 0.01558 | 0.01558 | 0.01558 | 0.01558 | 0.01558 | 0.01558 | 0.01558
F5_Commercial_Miscellaneous_New_Food Preparation_Natural Gas_Griddle_E3 | F5 | Commercial | Miscellaneous | New | Food Preparation | Natural Gas | Griddle | E3 | Utility - Cost of Operation | 0 | 0 | 0 | 0 | 0 | 0 | 0 | 0 | 0 | 0 | 0 | 0 | 0 | 0 | 0 | 0 | 0 | 0 | 0 | 0 | 0 | 0 | 0 | 0 | 0 | 0 | 0 | 0 | 0 | 0 | 0 | 0 | 0
F5_Commercial_Miscellaneous_New_Food Preparation_Natural Gas_Griddle_E4 | F5 | Commercial | Miscellaneous | New | Food Preparation | Natural Gas | Griddle | E4 | Utility - Cost of Operation | 0 | 0 | 0 | 0 | 0 | 0 | 0 | 0 | 0 | 0 | 0 | 0 | 0 | 0 | 0 | 0 | 0 | 0 | 0 | 0 | 0 | 0 | 0 | 0 | 0 | 0 | 0 | 0 | 0 | 0 | 0 | 0 | 0
F5_Commercial_Miscellaneous_New_Food Preparation_Natural Gas_Griddle_E5 | F5 | Commercial | Miscellaneous | New | Food Preparation | Natural Gas | Griddle | E5 | Utility - Cost of Operation | 0 | 0 | 0 | 0 | 0 | 0 | 0 | 0 | 0 | 0 | 0 | 0 | 0 | 0 | 0 | 0 | 0 | 0 | 0 | 0 | 0 | 0 | 0 | 0 | 0 | 0 | 0 | 0 | 0 | 0 | 0 | 0 | 0
F5_Commercial_Miscellaneous_New_Food Preparation_Natural Gas_Griddle_E6 | F5 | Commercial | Miscellaneous | New | Food Preparation | Natural Gas | Griddle | E6 | Utility - Cost of Operation | 0 | 0 | 0 | 0 | 0 | 0 | 0 | 0 | 0 | 0 | 0 | 0 | 0 | 0 | 0 | 0 | 0 | 0 | 0 | 0 | 0 | 0 | 0 | 0 | 0 | 0 | 0 | 0 | 0 | 0 | 0 | 0 | 0
F5_Commercial_Miscellaneous_New_Food Preparation_Natural Gas_Griddle_E7 | F5 | Commercial | Miscellaneous | New | Food Preparation | Natural Gas | Griddle | E7 | Utility - Cost of Operation | 0 | 0 | 0 | 0 | 0 | 0 | 0 | 0 | 0 | 0 | 0 | 0 | 0 | 0 | 0 | 0 | 0 | 0 | 0 | 0 | 0 | 0 | 0 | 0 | 0 | 0 | 0 | 0 | 0 | 0 | 0 | 0 | 0
F5_Commercial_Miscellaneous_New_Food Preparation_Natural Gas_Griddle_E8 | F5 | Commercial | Miscellaneous | New | Food Preparation | Natural Gas | Griddle | E8 | Utility - Cost of Operation | 0 | 0 | 0 | 0 | 0 | 0 | 0 | 0 | 0 | 0 | 0 | 0 | 0 | 0 | 0 | 0 | 0 | 0 | 0 | 0 | 0 | 0 | 0 | 0 | 0 | 0 | 0 | 0 | 0 | 0 | 0 | 0 | 0
F5_Commercial_Miscellaneous_New_Food Preparation_Natural Gas_Griddle_E9 | F5 | Commercial | Miscellaneous | New | Food Preparation | Natural Gas | Griddle | E9 | Utility - Cost of Operation | 0 | 0 | 0 | 0 | 0 | 0 | 0 | 0 | 0 | 0 | 0 | 0 | 0 | 0 | 0 | 0 | 0 | 0 | 0 | 0 | 0 | 0 | 0 | 0 | 0 | 0 | 0 | 0 | 0 | 0 | 0 | 0 | 0
F5_Commercial_Miscellaneous_New_Food Preparation_Natural Gas_Griddle_E10 | F5 | Commercial | Miscellaneous | New | Food Preparation | Natural Gas | Griddle | E10 | Utility - Cost of Operation | 0 | 0 | 0 | 0 | 0 | 0 | 0 | 0 | 0 | 0 | 0 | 0 | 0 | 0 | 0 | 0 | 0 | 0 | 0 | 0 | 0 | 0 | 0 | 0 | 0 | 0 | 0 | 0 | 0 | 0 | 0 | 0 | 0
F6_Commercial_Miscellaneous_New_Food Preparation_Natural Gas_Griddle_E1 | F6 | Commercial | Miscellaneous | New | Food Preparation | Natural Gas | Griddle | E1 | Utility - Value of Sales | 0.0247 | 0.0247 | 0.0247 | 0.0247 | 0.0247 | 0.0247 | 0.0247 | 0.0247 | 0.0247 | 0.0247 | 0.0247 | 0.0247 | 0.0247 | 0.0247 | 0.0247 | 0.0247 | 0.0247 | 0.0247 | 0.0247 | 0.0247 | 0.0247 | 0.0247 | 0.0247 | 0.0247 | 0.0247 | 0.0247 | 0.0247 | 0.0247 | 0.0247 | 0.0247 | 0.0247 | 0.0247 | 0.0247
F6_Commercial_Miscellaneous_New_Food Preparation_Natural Gas_Griddle_E2 | F6 | Commercial | Miscellaneous | New | Food Preparation | Natural Gas | Griddle | E2 | Utility - Value of Sales | 0.022638 | 0.022638 | 0.022638 | 0.022638 | 0.022638 | 0.022638 | 0.022638 | 0.022638 | 0.022638 | 0.022638 | 0.022638 | 0.022638 | 0.022638 | 0.022638 | 0.022638 | 0.022638 | 0.022638 | 0.022638 | 0.022638 | 0.022638 | 0.022638 | 0.022638 | 0.022638 | 0.022638 | 0.022638 | 0.022638 | 0.022638 | 0.022638 | 0.022638 | 0.022638 | 0.022638 | 0.022638 | 0.022638
F6_Commercial_Miscellaneous_New_Food Preparation_Natural Gas_Griddle_E3 | F6 | Commercial | Miscellaneous | New | Food Preparation | Natural Gas | Griddle | E3 | Utility - Value of Sales | 0 | 0 | 0 | 0 | 0 | 0 | 0 | 0 | 0 | 0 | 0 | 0 | 0 | 0 | 0 | 0 | 0 | 0 | 0 | 0 | 0 | 0 | 0 | 0 | 0 | 0 | 0 | 0 | 0 | 0 | 0 | 0 | 0
F6_Commercial_Miscellaneous_New_Food Preparation_Natural Gas_Griddle_E4 | F6 | Commercial | Miscellaneous | New | Food Preparation | Natural Gas | Griddle | E4 | Utility - Value of Sales | 0 | 0 | 0 | 0 | 0 | 0 | 0 | 0 | 0 | 0 | 0 | 0 | 0 | 0 | 0 | 0 | 0 | 0 | 0 | 0 | 0 | 0 | 0 | 0 | 0 | 0 | 0 | 0 | 0 | 0 | 0 | 0 | 0
F6_Commercial_Miscellaneous_New_Food Preparation_Natural Gas_Griddle_E5 | F6 | Commercial | Miscellaneous | New | Food Preparation | Natural Gas | Griddle | E5 | Utility - Value of Sales | 0 | 0 | 0 | 0 | 0 | 0 | 0 | 0 | 0 | 0 | 0 | 0 | 0 | 0 | 0 | 0 | 0 | 0 | 0 | 0 | 0 | 0 | 0 | 0 | 0 | 0 | 0 | 0 | 0 | 0 | 0 | 0 | 0
F6_Commercial_Miscellaneous_New_Food Preparation_Natural Gas_Griddle_E6 | F6 | Commercial | Miscellaneous | New | Food Preparation | Natural Gas | Griddle | E6 | Utility - Value of Sales | 0 | 0 | 0 | 0 | 0 | 0 | 0 | 0 | 0 | 0 | 0 | 0 | 0 | 0 | 0 | 0 | 0 | 0 | 0 | 0 | 0 | 0 | 0 | 0 | 0 | 0 | 0 | 0 | 0 | 0 | 0 | 0 | 0
F6_Commercial_Miscellaneous_New_Food Preparation_Natural Gas_Griddle_E7 | F6 | Commercial | Miscellaneous | New | Food Preparation | Natural Gas | Griddle | E7 | Utility - Value of Sales | 0 | 0 | 0 | 0 | 0 | 0 | 0 | 0 | 0 | 0 | 0 | 0 | 0 | 0 | 0 | 0 | 0 | 0 | 0 | 0 | 0 | 0 | 0 | 0 | 0 | 0 | 0 | 0 | 0 | 0 | 0 | 0 | 0
F6_Commercial_Miscellaneous_New_Food Preparation_Natural Gas_Griddle_E8 | F6 | Commercial | Miscellaneous | New | Food Preparation | Natural Gas | Griddle | E8 | Utility - Value of Sales | 0 | 0 | 0 | 0 | 0 | 0 | 0 | 0 | 0 | 0 | 0 | 0 | 0 | 0 | 0 | 0 | 0 | 0 | 0 | 0 | 0 | 0 | 0 | 0 | 0 | 0 | 0 | 0 | 0 | 0 | 0 | 0 | 0
F6_Commercial_Miscellaneous_New_Food Preparation_Natural Gas_Griddle_E9 | F6 | Commercial | Miscellaneous | New | Food Preparation | Natural Gas | Griddle | E9 | Utility - Value of Sales | 0 | 0 | 0 | 0 | 0 | 0 | 0 | 0 | 0 | 0 | 0 | 0 | 0 | 0 | 0 | 0 | 0 | 0 | 0 | 0 | 0 | 0 | 0 | 0 | 0 | 0 | 0 | 0 | 0 | 0 | 0 | 0 | 0
F6_Commercial_Miscellaneous_New_Food Preparation_Natural Gas_Griddle_E10 | F6 | Commercial | Miscellaneous | New | Food Preparation | Natural Gas | Griddle | E10 | Utility - Value of Sales | 0 | 0 | 0 | 0 | 0 | 0 | 0 | 0 | 0 | 0 | 0 | 0 | 0 | 0 | 0 | 0 | 0 | 0 | 0 | 0 | 0 | 0 | 0 | 0 | 0 | 0 | 0 | 0 | 0 | 0 | 0 | 0 | 0
F1_Commercial_Miscellaneous_New_Food Preparation_Natural Gas_Range_E1 | F1 | Commercial | Miscellaneous | New | Food Preparation | Natural Gas | Range | E1 | RVT - Cost of Equipment | 0.040944 | 0.041231 | 0.041574 | 0.041971 | 0.042439 | 0.042986 | 0.043425 | 0.043842 | 0.044253 | 0.044668 | 0.045049 | 0.045382 | 0.045717 | 0.046071 | 0.046481 | 0.04689 | 0.047342 | 0.047835 | 0.048361 | 0.048903 | 0.049455 | 0.049973 | 0.050446 | 0.050878 | 0.051259 | 0.051585 | 0.051812 | 0.051981 | 0.052127 | 0.052252 | 0.052376 | 0.05243 | 0.05243
F1_Commercial_Miscellaneous_New_Food Preparation_Natural Gas_Range_E2 | F1 | Commercial | Miscellaneous | New | Food Preparation | Natural Gas | Range | E2 | RVT - Cost of Equipment | 0.030708 | 0.030923 | 0.03118 | 0.031479 | 0.031829 | 0.03224 | 0.032569 | 0.032882 | 0.03319 | 0.033501 | 0.033787 | 0.034037 | 0.034288 | 0.034554 | 0.034861 | 0.035167 | 0.035506 | 0.035877 | 0.036271 | 0.036678 | 0.037091 | 0.03748 | 0.037835 | 0.038159 | 0.038444 | 0.038689 | 0.038859 | 0.038986 | 0.039095 | 0.039189 | 0.039282 | 0.039323 | 0.039323
F1_Commercial_Miscellaneous_New_Food Preparation_Natural Gas_Range_E3 | F1 | Commercial | Miscellaneous | New | Food Preparation | Natural Gas | Range | E3 | RVT - Cost of Equipment | 0 | 0 | 0 | 0 | 0 | 0 | 0 | 0 | 0 | 0 | 0 | 0 | 0 | 0 | 0 | 0 | 0 | 0 | 0 | 0 | 0 | 0 | 0 | 0 | 0 | 0 | 0 | 0 | 0 | 0 | 0 | 0 | 0
F1_Commercial_Miscellaneous_New_Food Preparation_Natural Gas_Range_E4 | F1 | Commercial | Miscellaneous | New | Food Preparation | Natural Gas | Range | E4 | RVT - Cost of Equipment | 0 | 0 | 0 | 0 | 0 | 0 | 0 | 0 | 0 | 0 | 0 | 0 | 0 | 0 | 0 | 0 | 0 | 0 | 0 | 0 | 0 | 0 | 0 | 0 | 0 | 0 | 0 | 0 | 0 | 0 | 0 | 0 | 0
F1_Commercial_Miscellaneous_New_Food Preparation_Natural Gas_Range_E5 | F1 | Commercial | Miscellaneous | New | Food Preparation | Natural Gas | Range | E5 | RVT - Cost of Equipment | 0 | 0 | 0 | 0 | 0 | 0 | 0 | 0 | 0 | 0 | 0 | 0 | 0 | 0 | 0 | 0 | 0 | 0 | 0 | 0 | 0 | 0 | 0 | 0 | 0 | 0 | 0 | 0 | 0 | 0 | 0 | 0 | 0
F1_Commercial_Miscellaneous_New_Food Preparation_Natural Gas_Range_E6 | F1 | Commercial | Miscellaneous | New | Food Preparation | Natural Gas | Range | E6 | RVT - Cost of Equipment | 0 | 0 | 0 | 0 | 0 | 0 | 0 | 0 | 0 | 0 | 0 | 0 | 0 | 0 | 0 | 0 | 0 | 0 | 0 | 0 | 0 | 0 | 0 | 0 | 0 | 0 | 0 | 0 | 0 | 0 | 0 | 0 | 0
F1_Commercial_Miscellaneous_New_Food Preparation_Natural Gas_Range_E7 | F1 | Commercial | Miscellaneous | New | Food Preparation | Natural Gas | Range | E7 | RVT - Cost of Equipment | 0 | 0 | 0 | 0 | 0 | 0 | 0 | 0 | 0 | 0 | 0 | 0 | 0 | 0 | 0 | 0 | 0 | 0 | 0 | 0 | 0 | 0 | 0 | 0 | 0 | 0 | 0 | 0 | 0 | 0 | 0 | 0 | 0
F1_Commercial_Miscellaneous_New_Food Preparation_Natural Gas_Range_E8 | F1 | Commercial | Miscellaneous | New | Food Preparation | Natural Gas | Range | E8 | RVT - Cost of Equipment | 0 | 0 | 0 | 0 | 0 | 0 | 0 | 0 | 0 | 0 | 0 | 0 | 0 | 0 | 0 | 0 | 0 | 0 | 0 | 0 | 0 | 0 | 0 | 0 | 0 | 0 | 0 | 0 | 0 | 0 | 0 | 0 | 0
F1_Commercial_Miscellaneous_New_Food Preparation_Natural Gas_Range_E9 | F1 | Commercial | Miscellaneous | New | Food Preparation | Natural Gas | Range | E9 | RVT - Cost of Equipment | 0 | 0 | 0 | 0 | 0 | 0 | 0 | 0 | 0 | 0 | 0 | 0 | 0 | 0 | 0 | 0 | 0 | 0 | 0 | 0 | 0 | 0 | 0 | 0 | 0 | 0 | 0 | 0 | 0 | 0 | 0 | 0 | 0
F1_Commercial_Miscellaneous_New_Food Preparation_Natural Gas_Range_E10 | F1 | Commercial | Miscellaneous | New | Food Preparation | Natural Gas | Range | E10 | RVT - Cost of Equipment | 0 | 0 | 0 | 0 | 0 | 0 | 0 | 0 | 0 | 0 | 0 | 0 | 0 | 0 | 0 | 0 | 0 | 0 | 0 | 0 | 0 | 0 | 0 | 0 | 0 | 0 | 0 | 0 | 0 | 0 | 0 | 0 | 0
F2_Commercial_Miscellaneous_New_Food Preparation_Natural Gas_Range_E1 | F2 | Commercial | Miscellaneous | New | Food Preparation | Natural Gas | Range | E1 | RVT - Cost of Operation | 0.049053 | 0.049398 | 0.049808 | 0.050285 | 0.050845 | 0.051501 | 0.052026 | 0.052526 | 0.053018 | 0.053516 | 0.053972 | 0.054371 | 0.054772 | 0.055197 | 0.055687 | 0.056177 | 0.056718 | 0.05731 | 0.05794 | 0.058589 | 0.059251 | 0.059871 | 0.060438 | 0.060956 | 0.061411 | 0.061803 | 0.062074 | 0.062276 | 0.062452 | 0.062601 | 0.062749 | 0.062815 | 0.062815
F2_Commercial_Miscellaneous_New_Food Preparation_Natural Gas_Range_E2 | F2 | Commercial | Miscellaneous | New | Food Preparation | Natural Gas | Range | E2 | RVT - Cost of Operation | 0.03679 | 0.037048 | 0.037356 | 0.037713 | 0.038133 | 0.038625 | 0.039019 | 0.039395 | 0.039763 | 0.040137 | 0.040479 | 0.040778 | 0.041079 | 0.041397 | 0.041765 | 0.042133 | 0.042539 | 0.042982 | 0.043455 | 0.043942 | 0.044438 | 0.044903 | 0.045328 | 0.045717 | 0.046058 | 0.046352 | 0.046556 | 0.046707 | 0.046839 | 0.046951 | 0.047062 | 0.047111 | 0.047111
F2_Commercial_Miscellaneous_New_Food Preparation_Natural Gas_Range_E3 | F2 | Commercial | Miscellaneous | New | Food Preparation | Natural Gas | Range | E3 | RVT - Cost of Operation | 0 | 0 | 0 | 0 | 0 | 0 | 0 | 0 | 0 | 0 | 0 | 0 | 0 | 0 | 0 | 0 | 0 | 0 | 0 | 0 | 0 | 0 | 0 | 0 | 0 | 0 | 0 | 0 | 0 | 0 | 0 | 0 | 0
F2_Commercial_Miscellaneous_New_Food Preparation_Natural Gas_Range_E4 | F2 | Commercial | Miscellaneous | New | Food Preparation | Natural Gas | Range | E4 | RVT - Cost of Operation | 0 | 0 | 0 | 0 | 0 | 0 | 0 | 0 | 0 | 0 | 0 | 0 | 0 | 0 | 0 | 0 | 0 | 0 | 0 | 0 | 0 | 0 | 0 | 0 | 0 | 0 | 0 | 0 | 0 | 0 | 0 | 0 | 0
F2_Commercial_Miscellaneous_New_Food Preparation_Natural Gas_Range_E5 | F2 | Commercial | Miscellaneous | New | Food Preparation | Natural Gas | Range | E5 | RVT - Cost of Operation | 0 | 0 | 0 | 0 | 0 | 0 | 0 | 0 | 0 | 0 | 0 | 0 | 0 | 0 | 0 | 0 | 0 | 0 | 0 | 0 | 0 | 0 | 0 | 0 | 0 | 0 | 0 | 0 | 0 | 0 | 0 | 0 | 0
F2_Commercial_Miscellaneous_New_Food Preparation_Natural Gas_Range_E6 | F2 | Commercial | Miscellaneous | New | Food Preparation | Natural Gas | Range | E6 | RVT - Cost of Operation | 0 | 0 | 0 | 0 | 0 | 0 | 0 | 0 | 0 | 0 | 0 | 0 | 0 | 0 | 0 | 0 | 0 | 0 | 0 | 0 | 0 | 0 | 0 | 0 | 0 | 0 | 0 | 0 | 0 | 0 | 0 | 0 | 0
F2_Commercial_Miscellaneous_New_Food Preparation_Natural Gas_Range_E7 | F2 | Commercial | Miscellaneous | New | Food Preparation | Natural Gas | Range | E7 | RVT - Cost of Operation | 0 | 0 | 0 | 0 | 0 | 0 | 0 | 0 | 0 | 0 | 0 | 0 | 0 | 0 | 0 | 0 | 0 | 0 | 0 | 0 | 0 | 0 | 0 | 0 | 0 | 0 | 0 | 0 | 0 | 0 | 0 | 0 | 0
F2_Commercial_Miscellaneous_New_Food Preparation_Natural Gas_Range_E8 | F2 | Commercial | Miscellaneous | New | Food Preparation | Natural Gas | Range | E8 | RVT - Cost of Operation | 0 | 0 | 0 | 0 | 0 | 0 | 0 | 0 | 0 | 0 | 0 | 0 | 0 | 0 | 0 | 0 | 0 | 0 | 0 | 0 | 0 | 0 | 0 | 0 | 0 | 0 | 0 | 0 | 0 | 0 | 0 | 0 | 0
F2_Commercial_Miscellaneous_New_Food Preparation_Natural Gas_Range_E9 | F2 | Commercial | Miscellaneous | New | Food Preparation | Natural Gas | Range | E9 | RVT - Cost of Operation | 0 | 0 | 0 | 0 | 0 | 0 | 0 | 0 | 0 | 0 | 0 | 0 | 0 | 0 | 0 | 0 | 0 | 0 | 0 | 0 | 0 | 0 | 0 | 0 | 0 | 0 | 0 | 0 | 0 | 0 | 0 | 0 | 0
F2_Commercial_Miscellaneous_New_Food Preparation_Natural Gas_Range_E10 | F2 | Commercial | Miscellaneous | New | Food Preparation | Natural Gas | Range | E10 | RVT - Cost of Operation | 0 | 0 | 0 | 0 | 0 | 0 | 0 | 0 | 0 | 0 | 0 | 0 | 0 | 0 | 0 | 0 | 0 | 0 | 0 | 0 | 0 | 0 | 0 | 0 | 0 | 0 | 0 | 0 | 0 | 0 | 0 | 0 | 0
F3_Commercial_Miscellaneous_New_Food Preparation_Natural Gas_Range_E1 | F3 | Commercial | Miscellaneous | New | Food Preparation | Natural Gas | Range | E1 | System - kBTUs of Consumption | 0.024001 | 0.024001 | 0.024001 | 0.024001 | 0.024001 | 0.024001 | 0.024001 | 0.024001 | 0.024001 | 0.024001 | 0.024001 | 0.024001 | 0.024001 | 0.024001 | 0.024001 | 0.024001 | 0.024001 | 0.024001 | 0.024001 | 0.024001 | 0.024001 | 0.024001 | 0.024001 | 0.024001 | 0.024001 | 0.024001 | 0.024001 | 0.024001 | 0.024001 | 0.024001 | 0.024001 | 0.024001 | 0.024001
F3_Commercial_Miscellaneous_New_Food Preparation_Natural Gas_Range_E2 | F3 | Commercial | Miscellaneous | New | Food Preparation | Natural Gas | Range | E2 | System - kBTUs of Consumption | 0.024004 | 0.024004 | 0.024004 | 0.024004 | 0.024004 | 0.024004 | 0.024004 | 0.024004 | 0.024004 | 0.024004 | 0.024004 | 0.024004 | 0.024004 | 0.024004 | 0.024004 | 0.024004 | 0.024004 | 0.024004 | 0.024004 | 0.024004 | 0.024004 | 0.024004 | 0.024004 | 0.024004 | 0.024004 | 0.024004 | 0.024004 | 0.024004 | 0.024004 | 0.024004 | 0.024004 | 0.024004 | 0.024004
F3_Commercial_Miscellaneous_New_Food Preparation_Natural Gas_Range_E3 | F3 | Commercial | Miscellaneous | New | Food Preparation | Natural Gas | Range | E3 | System - kBTUs of Consumption | 0 | 0 | 0 | 0 | 0 | 0 | 0 | 0 | 0 | 0 | 0 | 0 | 0 | 0 | 0 | 0 | 0 | 0 | 0 | 0 | 0 | 0 | 0 | 0 | 0 | 0 | 0 | 0 | 0 | 0 | 0 | 0 | 0
F3_Commercial_Miscellaneous_New_Food Preparation_Natural Gas_Range_E4 | F3 | Commercial | Miscellaneous | New | Food Preparation | Natural Gas | Range | E4 | System - kBTUs of Consumption | 0 | 0 | 0 | 0 | 0 | 0 | 0 | 0 | 0 | 0 | 0 | 0 | 0 | 0 | 0 | 0 | 0 | 0 | 0 | 0 | 0 | 0 | 0 | 0 | 0 | 0 | 0 | 0 | 0 | 0 | 0 | 0 | 0
F3_Commercial_Miscellaneous_New_Food Preparation_Natural Gas_Range_E5 | F3 | Commercial | Miscellaneous | New | Food Preparation | Natural Gas | Range | E5 | System - kBTUs of Consumption | 0 | 0 | 0 | 0 | 0 | 0 | 0 | 0 | 0 | 0 | 0 | 0 | 0 | 0 | 0 | 0 | 0 | 0 | 0 | 0 | 0 | 0 | 0 | 0 | 0 | 0 | 0 | 0 | 0 | 0 | 0 | 0 | 0
F3_Commercial_Miscellaneous_New_Food Preparation_Natural Gas_Range_E6 | F3 | Commercial | Miscellaneous | New | Food Preparation | Natural Gas | Range | E6 | System - kBTUs of Consumption | 0 | 0 | 0 | 0 | 0 | 0 | 0 | 0 | 0 | 0 | 0 | 0 | 0 | 0 | 0 | 0 | 0 | 0 | 0 | 0 | 0 | 0 | 0 | 0 | 0 | 0 | 0 | 0 | 0 | 0 | 0 | 0 | 0
F3_Commercial_Miscellaneous_New_Food Preparation_Natural Gas_Range_E7 | F3 | Commercial | Miscellaneous | New | Food Preparation | Natural Gas | Range | E7 | System - kBTUs of Consumption | 0 | 0 | 0 | 0 | 0 | 0 | 0 | 0 | 0 | 0 | 0 | 0 | 0 | 0 | 0 | 0 | 0 | 0 | 0 | 0 | 0 | 0 | 0 | 0 | 0 | 0 | 0 | 0 | 0 | 0 | 0 | 0 | 0
F3_Commercial_Miscellaneous_New_Food Preparation_Natural Gas_Range_E8 | F3 | Commercial | Miscellaneous | New | Food Preparation | Natural Gas | Range | E8 | System - kBTUs of Consumption | 0 | 0 | 0 | 0 | 0 | 0 | 0 | 0 | 0 | 0 | 0 | 0 | 0 | 0 | 0 | 0 | 0 | 0 | 0 | 0 | 0 | 0 | 0 | 0 | 0 | 0 | 0 | 0 | 0 | 0 | 0 | 0 | 0
F3_Commercial_Miscellaneous_New_Food Preparation_Natural Gas_Range_E9 | F3 | Commercial | Miscellaneous | New | Food Preparation | Natural Gas | Range | E9 | System - kBTUs of Consumption | 0 | 0 | 0 | 0 | 0 | 0 | 0 | 0 | 0 | 0 | 0 | 0 | 0 | 0 | 0 | 0 | 0 | 0 | 0 | 0 | 0 | 0 | 0 | 0 | 0 | 0 | 0 | 0 | 0 | 0 | 0 | 0 | 0
F3_Commercial_Miscellaneous_New_Food Preparation_Natural Gas_Range_E10 | F3 | Commercial | Miscellaneous | New | Food Preparation | Natural Gas | Range | E10 | System - kBTUs of Consumption | 0 | 0 | 0 | 0 | 0 | 0 | 0 | 0 | 0 | 0 | 0 | 0 | 0 | 0 | 0 | 0 | 0 | 0 | 0 | 0 | 0 | 0 | 0 | 0 | 0 | 0 | 0 | 0 | 0 | 0 | 0 | 0 | 0
F4_Commercial_Miscellaneous_New_Food Preparation_Natural Gas_Range_E1 | F4 | Commercial | Miscellaneous | New | Food Preparation | Natural Gas | Range | E1 | Utility - Cost of Equipment | 0.049053 | 0.049398 | 0.049808 | 0.050285 | 0.050845 | 0.051501 | 0.052026 | 0.052526 | 0.053018 | 0.053516 | 0.053972 | 0.054371 | 0.054772 | 0.055197 | 0.055687 | 0.056177 | 0.056718 | 0.05731 | 0.05794 | 0.058589 | 0.059251 | 0.059871 | 0.060438 | 0.060956 | 0.061411 | 0.061803 | 0.062074 | 0.062276 | 0.062452 | 0.062601 | 0.062749 | 0.062815 | 0.062815
F4_Commercial_Miscellaneous_New_Food Preparation_Natural Gas_Range_E2 | F4 | Commercial | Miscellaneous | New | Food Preparation | Natural Gas | Range | E2 | Utility - Cost of Equipment | 0.03679 | 0.037048 | 0.037356 | 0.037713 | 0.038133 | 0.038625 | 0.039019 | 0.039395 | 0.039763 | 0.040137 | 0.040479 | 0.040778 | 0.041079 | 0.041397 | 0.041765 | 0.042133 | 0.042539 | 0.042982 | 0.043455 | 0.043942 | 0.044438 | 0.044903 | 0.045328 | 0.045717 | 0.046058 | 0.046352 | 0.046556 | 0.046707 | 0.046839 | 0.046951 | 0.047062 | 0.047111 | 0.047111
F4_Commercial_Miscellaneous_New_Food Preparation_Natural Gas_Range_E3 | F4 | Commercial | Miscellaneous | New | Food Preparation | Natural Gas | Range | E3 | Utility - Cost of Equipment | 0 | 0 | 0 | 0 | 0 | 0 | 0 | 0 | 0 | 0 | 0 | 0 | 0 | 0 | 0 | 0 | 0 | 0 | 0 | 0 | 0 | 0 | 0 | 0 | 0 | 0 | 0 | 0 | 0 | 0 | 0 | 0 | 0
F4_Commercial_Miscellaneous_New_Food Preparation_Natural Gas_Range_E4 | F4 | Commercial | Miscellaneous | New | Food Preparation | Natural Gas | Range | E4 | Utility - Cost of Equipment | 0 | 0 | 0 | 0 | 0 | 0 | 0 | 0 | 0 | 0 | 0 | 0 | 0 | 0 | 0 | 0 | 0 | 0 | 0 | 0 | 0 | 0 | 0 | 0 | 0 | 0 | 0 | 0 | 0 | 0 | 0 | 0 | 0
F4_Commercial_Miscellaneous_New_Food Preparation_Natural Gas_Range_E5 | F4 | Commercial | Miscellaneous | New | Food Preparation | Natural Gas | Range | E5 | Utility - Cost of Equipment | 0 | 0 | 0 | 0 | 0 | 0 | 0 | 0 | 0 | 0 | 0 | 0 | 0 | 0 | 0 | 0 | 0 | 0 | 0 | 0 | 0 | 0 | 0 | 0 | 0 | 0 | 0 | 0 | 0 | 0 | 0 | 0 | 0
F4_Commercial_Miscellaneous_New_Food Preparation_Natural Gas_Range_E6 | F4 | Commercial | Miscellaneous | New | Food Preparation | Natural Gas | Range | E6 | Utility - Cost of Equipment | 0 | 0 | 0 | 0 | 0 | 0 | 0 | 0 | 0 | 0 | 0 | 0 | 0 | 0 | 0 | 0 | 0 | 0 | 0 | 0 | 0 | 0 | 0 | 0 | 0 | 0 | 0 | 0 | 0 | 0 | 0 | 0 | 0
F4_Commercial_Miscellaneous_New_Food Preparation_Natural Gas_Range_E7 | F4 | Commercial | Miscellaneous | New | Food Preparation | Natural Gas | Range | E7 | Utility - Cost of Equipment | 0 | 0 | 0 | 0 | 0 | 0 | 0 | 0 | 0 | 0 | 0 | 0 | 0 | 0 | 0 | 0 | 0 | 0 | 0 | 0 | 0 | 0 | 0 | 0 | 0 | 0 | 0 | 0 | 0 | 0 | 0 | 0 | 0
F4_Commercial_Miscellaneous_New_Food Preparation_Natural Gas_Range_E8 | F4 | Commercial | Miscellaneous | New | Food Preparation | Natural Gas | Range | E8 | Utility - Cost of Equipment | 0 | 0 | 0 | 0 | 0 | 0 | 0 | 0 | 0 | 0 | 0 | 0 | 0 | 0 | 0 | 0 | 0 | 0 | 0 | 0 | 0 | 0 | 0 | 0 | 0 | 0 | 0 | 0 | 0 | 0 | 0 | 0 | 0
F4_Commercial_Miscellaneous_New_Food Preparation_Natural Gas_Range_E9 | F4 | Commercial | Miscellaneous | New | Food Preparation | Natural Gas | Range | E9 | Utility - Cost of Equipment | 0 | 0 | 0 | 0 | 0 | 0 | 0 | 0 | 0 | 0 | 0 | 0 | 0 | 0 | 0 | 0 | 0 | 0 | 0 | 0 | 0 | 0 | 0 | 0 | 0 | 0 | 0 | 0 | 0 | 0 | 0 | 0 | 0
F4_Commercial_Miscellaneous_New_Food Preparation_Natural Gas_Range_E10 | F4 | Commercial | Miscellaneous | New | Food Preparation | Natural Gas | Range | E10 | Utility - Cost of Equipment | 0 | 0 | 0 | 0 | 0 | 0 | 0 | 0 | 0 | 0 | 0 | 0 | 0 | 0 | 0 | 0 | 0 | 0 | 0 | 0 | 0 | 0 | 0 | 0 | 0 | 0 | 0 | 0 | 0 | 0 | 0 | 0 | 0
F5_Commercial_Miscellaneous_New_Food Preparation_Natural Gas_Range_E1 | F5 | Commercial | Miscellaneous | New | Food Preparation | Natural Gas | Range | E1 | Utility - Cost of Operation | 0.024001 | 0.024001 | 0.024001 | 0.024001 | 0.024001 | 0.024001 | 0.024001 | 0.024001 | 0.024001 | 0.024001 | 0.024001 | 0.024001 | 0.024001 | 0.024001 | 0.024001 | 0.024001 | 0.024001 | 0.024001 | 0.024001 | 0.024001 | 0.024001 | 0.024001 | 0.024001 | 0.024001 | 0.024001 | 0.024001 | 0.024001 | 0.024001 | 0.024001 | 0.024001 | 0.024001 | 0.024001 | 0.024001
F5_Commercial_Miscellaneous_New_Food Preparation_Natural Gas_Range_E2 | F5 | Commercial | Miscellaneous | New | Food Preparation | Natural Gas | Range | E2 | Utility - Cost of Operation | 0.024004 | 0.024004 | 0.024004 | 0.024004 | 0.024004 | 0.024004 | 0.024004 | 0.024004 | 0.024004 | 0.024004 | 0.024004 | 0.024004 | 0.024004 | 0.024004 | 0.024004 | 0.024004 | 0.024004 | 0.024004 | 0.024004 | 0.024004 | 0.024004 | 0.024004 | 0.024004 | 0.024004 | 0.024004 | 0.024004 | 0.024004 | 0.024004 | 0.024004 | 0.024004 | 0.024004 | 0.024004 | 0.024004
F5_Commercial_Miscellaneous_New_Food Preparation_Natural Gas_Range_E3 | F5 | Commercial | Miscellaneous | New | Food Preparation | Natural Gas | Range | E3 | Utility - Cost of Operation | 0 | 0 | 0 | 0 | 0 | 0 | 0 | 0 | 0 | 0 | 0 | 0 | 0 | 0 | 0 | 0 | 0 | 0 | 0 | 0 | 0 | 0 | 0 | 0 | 0 | 0 | 0 | 0 | 0 | 0 | 0 | 0 | 0
F5_Commercial_Miscellaneous_New_Food Preparation_Natural Gas_Range_E4 | F5 | Commercial | Miscellaneous | New | Food Preparation | Natural Gas | Range | E4 | Utility - Cost of Operation | 0 | 0 | 0 | 0 | 0 | 0 | 0 | 0 | 0 | 0 | 0 | 0 | 0 | 0 | 0 | 0 | 0 | 0 | 0 | 0 | 0 | 0 | 0 | 0 | 0 | 0 | 0 | 0 | 0 | 0 | 0 | 0 | 0
F5_Commercial_Miscellaneous_New_Food Preparation_Natural Gas_Range_E5 | F5 | Commercial | Miscellaneous | New | Food Preparation | Natural Gas | Range | E5 | Utility - Cost of Operation | 0 | 0 | 0 | 0 | 0 | 0 | 0 | 0 | 0 | 0 | 0 | 0 | 0 | 0 | 0 | 0 | 0 | 0 | 0 | 0 | 0 | 0 | 0 | 0 | 0 | 0 | 0 | 0 | 0 | 0 | 0 | 0 | 0
F5_Commercial_Miscellaneous_New_Food Preparation_Natural Gas_Range_E6 | F5 | Commercial | Miscellaneous | New | Food Preparation | Natural Gas | Range | E6 | Utility - Cost of Operation | 0 | 0 | 0 | 0 | 0 | 0 | 0 | 0 | 0 | 0 | 0 | 0 | 0 | 0 | 0 | 0 | 0 | 0 | 0 | 0 | 0 | 0 | 0 | 0 | 0 | 0 | 0 | 0 | 0 | 0 | 0 | 0 | 0
F5_Commercial_Miscellaneous_New_Food Preparation_Natural Gas_Range_E7 | F5 | Commercial | Miscellaneous | New | Food Preparation | Natural Gas | Range | E7 | Utility - Cost of Operation | 0 | 0 | 0 | 0 | 0 | 0 | 0 | 0 | 0 | 0 | 0 | 0 | 0 | 0 | 0 | 0 | 0 | 0 | 0 | 0 | 0 | 0 | 0 | 0 | 0 | 0 | 0 | 0 | 0 | 0 | 0 | 0 | 0
F5_Commercial_Miscellaneous_New_Food Preparation_Natural Gas_Range_E8 | F5 | Commercial | Miscellaneous | New | Food Preparation | Natural Gas | Range | E8 | Utility - Cost of Operation | 0 | 0 | 0 | 0 | 0 | 0 | 0 | 0 | 0 | 0 | 0 | 0 | 0 | 0 | 0 | 0 | 0 | 0 | 0 | 0 | 0 | 0 | 0 | 0 | 0 | 0 | 0 | 0 | 0 | 0 | 0 | 0 | 0
F5_Commercial_Miscellaneous_New_Food Preparation_Natural Gas_Range_E9 | F5 | Commercial | Miscellaneous | New | Food Preparation | Natural Gas | Range | E9 | Utility - Cost of Operation | 0 | 0 | 0 | 0 | 0 | 0 | 0 | 0 | 0 | 0 | 0 | 0 | 0 | 0 | 0 | 0 | 0 | 0 | 0 | 0 | 0 | 0 | 0 | 0 | 0 | 0 | 0 | 0 | 0 | 0 | 0 | 0 | 0
F5_Commercial_Miscellaneous_New_Food Preparation_Natural Gas_Range_E10 | F5 | Commercial | Miscellaneous | New | Food Preparation | Natural Gas | Range | E10 | Utility - Cost of Operation | 0 | 0 | 0 | 0 | 0 | 0 | 0 | 0 | 0 | 0 | 0 | 0 | 0 | 0 | 0 | 0 | 0 | 0 | 0 | 0 | 0 | 0 | 0 | 0 | 0 | 0 | 0 | 0 | 0 | 0 | 0 | 0 | 0
F6_Commercial_Miscellaneous_New_Food Preparation_Natural Gas_Range_E1 | F6 | Commercial | Miscellaneous | New | Food Preparation | Natural Gas | Range | E1 | Utility - Value of Sales | 0.029327 | 0.029327 | 0.029327 | 0.029327 | 0.029327 | 0.029327 | 0.029327 | 0.029327 | 0.029327 | 0.029327 | 0.029327 | 0.029327 | 0.029327 | 0.029327 | 0.029327 | 0.029327 | 0.029327 | 0.029327 | 0.029327 | 0.029327 | 0.029327 | 0.029327 | 0.029327 | 0.029327 | 0.029327 | 0.029327 | 0.029327 | 0.029327 | 0.029327 | 0.029327 | 0.029327 | 0.029327 | 0.029327
F6_Commercial_Miscellaneous_New_Food Preparation_Natural Gas_Range_E2 | F6 | Commercial | Miscellaneous | New | Food Preparation | Natural Gas | Range | E2 | Utility - Value of Sales | 0.021995 | 0.021995 | 0.021995 | 0.021995 | 0.021995 | 0.021995 | 0.021995 | 0.021995 | 0.021995 | 0.021995 | 0.021995 | 0.021995 | 0.021995 | 0.021995 | 0.021995 | 0.021995 | 0.021995 | 0.021995 | 0.021995 | 0.021995 | 0.021995 | 0.021995 | 0.021995 | 0.021995 | 0.021995 | 0.021995 | 0.021995 | 0.021995 | 0.021995 | 0.021995 | 0.021995 | 0.021995 | 0.021995
F6_Commercial_Miscellaneous_New_Food Preparation_Natural Gas_Range_E3 | F6 | Commercial | Miscellaneous | New | Food Preparation | Natural Gas | Range | E3 | Utility - Value of Sales | 0 | 0 | 0 | 0 | 0 | 0 | 0 | 0 | 0 | 0 | 0 | 0 | 0 | 0 | 0 | 0 | 0 | 0 | 0 | 0 | 0 | 0 | 0 | 0 | 0 | 0 | 0 | 0 | 0 | 0 | 0 | 0 | 0
F6_Commercial_Miscellaneous_New_Food Preparation_Natural Gas_Range_E4 | F6 | Commercial | Miscellaneous | New | Food Preparation | Natural Gas | Range | E4 | Utility - Value of Sales | 0 | 0 | 0 | 0 | 0 | 0 | 0 | 0 | 0 | 0 | 0 | 0 | 0 | 0 | 0 | 0 | 0 | 0 | 0 | 0 | 0 | 0 | 0 | 0 | 0 | 0 | 0 | 0 | 0 | 0 | 0 | 0 | 0
F6_Commercial_Miscellaneous_New_Food Preparation_Natural Gas_Range_E5 | F6 | Commercial | Miscellaneous | New | Food Preparation | Natural Gas | Range | E5 | Utility - Value of Sales | 0 | 0 | 0 | 0 | 0 | 0 | 0 | 0 | 0 | 0 | 0 | 0 | 0 | 0 | 0 | 0 | 0 | 0 | 0 | 0 | 0 | 0 | 0 | 0 | 0 | 0 | 0 | 0 | 0 | 0 | 0 | 0 | 0
F6_Commercial_Miscellaneous_New_Food Preparation_Natural Gas_Range_E6 | F6 | Commercial | Miscellaneous | New | Food Preparation | Natural Gas | Range | E6 | Utility - Value of Sales | 0 | 0 | 0 | 0 | 0 | 0 | 0 | 0 | 0 | 0 | 0 | 0 | 0 | 0 | 0 | 0 | 0 | 0 | 0 | 0 | 0 | 0 | 0 | 0 | 0 | 0 | 0 | 0 | 0 | 0 | 0 | 0 | 0
F6_Commercial_Miscellaneous_New_Food Preparation_Natural Gas_Range_E7 | F6 | Commercial | Miscellaneous | New | Food Preparation | Natural Gas | Range | E7 | Utility - Value of Sales | 0 | 0 | 0 | 0 | 0 | 0 | 0 | 0 | 0 | 0 | 0 | 0 | 0 | 0 | 0 | 0 | 0 | 0 | 0 | 0 | 0 | 0 | 0 | 0 | 0 | 0 | 0 | 0 | 0 | 0 | 0 | 0 | 0
F6_Commercial_Miscellaneous_New_Food Preparation_Natural Gas_Range_E8 | F6 | Commercial | Miscellaneous | New | Food Preparation | Natural Gas | Range | E8 | Utility - Value of Sales | 0 | 0 | 0 | 0 | 0 | 0 | 0 | 0 | 0 | 0 | 0 | 0 | 0 | 0 | 0 | 0 | 0 | 0 | 0 | 0 | 0 | 0 | 0 | 0 | 0 | 0 | 0 | 0 | 0 | 0 | 0 | 0 | 0
F6_Commercial_Miscellaneous_New_Food Preparation_Natural Gas_Range_E9 | F6 | Commercial | Miscellaneous | New | Food Preparation | Natural Gas | Range | E9 | Utility - Value of Sales | 0 | 0 | 0 | 0 | 0 | 0 | 0 | 0 | 0 | 0 | 0 | 0 | 0 | 0 | 0 | 0 | 0 | 0 | 0 | 0 | 0 | 0 | 0 | 0 | 0 | 0 | 0 | 0 | 0 | 0 | 0 | 0 | 0
F6_Commercial_Miscellaneous_New_Food Preparation_Natural Gas_Range_E10 | F6 | Commercial | Miscellaneous | New | Food Preparation | Natural Gas | Range | E10 | Utility - Value of Sales | 0 | 0 | 0 | 0 | 0 | 0 | 0 | 0 | 0 | 0 | 0 | 0 | 0 | 0 | 0 | 0 | 0 | 0 | 0 | 0 | 0 | 0 | 0 | 0 | 0 | 0 | 0 | 0 | 0 | 0 | 0 | 0 | 0
F1_Commercial_Miscellaneous_New_Food Preparation_Natural Gas_Steamer_E1 | F1 | Commercial | Miscellaneous | New | Food Preparation | Natural Gas | Steamer | E1 | RVT - Cost of Equipment | 0.081616 | 0.08221 | 0.082887 | 0 | 0 | 0 | 0 | 0 | 0 | 0 | 0 | 0 | 0 | 0 | 0 | 0 | 0 | 0 | 0 | 0 | 0 | 0 | 0 | 0 | 0 | 0 | 0 | 0 | 0 | 0 | 0 | 0 | 0
F1_Commercial_Miscellaneous_New_Food Preparation_Natural Gas_Steamer_E2 | F1 | Commercial | Miscellaneous | New | Food Preparation | Natural Gas | Steamer | E2 | RVT - Cost of Equipment | 0.035407 | 0.035665 | 0.035958 | 0.036286 | 0.036663 | 0.037102 | 0.037464 | 0.037816 | 0.038173 | 0.038541 | 0.03889 | 0.039207 | 0.039526 | 0.039856 | 0.040219 | 0.040572 | 0.04095 | 0.041355 | 0.04178 | 0.042213 | 0.042646 | 0.043047 | 0.04341 | 0.043736 | 0.044021 | 0.044266 | 0.044436 | 0.044563 | 0.044672 | 0.044766 | 0.044858 | 0.044899 | 0.044899
F1_Commercial_Miscellaneous_New_Food Preparation_Natural Gas_Steamer_E3 | F1 | Commercial | Miscellaneous | New | Food Preparation | Natural Gas | Steamer | E3 | RVT - Cost of Equipment | 0 | 0 | 0 | 0 | 0 | 0 | 0 | 0 | 0 | 0 | 0 | 0 | 0 | 0 | 0 | 0 | 0 | 0 | 0 | 0 | 0 | 0 | 0 | 0 | 0 | 0 | 0 | 0 | 0 | 0 | 0 | 0 | 0
F1_Commercial_Miscellaneous_New_Food Preparation_Natural Gas_Steamer_E4 | F1 | Commercial | Miscellaneous | New | Food Preparation | Natural Gas | Steamer | E4 | RVT - Cost of Equipment | 0 | 0 | 0 | 0 | 0 | 0 | 0 | 0 | 0 | 0 | 0 | 0 | 0 | 0 | 0 | 0 | 0 | 0 | 0 | 0 | 0 | 0 | 0 | 0 | 0 | 0 | 0 | 0 | 0 | 0 | 0 | 0 | 0
F1_Commercial_Miscellaneous_New_Food Preparation_Natural Gas_Steamer_E5 | F1 | Commercial | Miscellaneous | New | Food Preparation | Natural Gas | Steamer | E5 | RVT - Cost of Equipment | 0 | 0 | 0 | 0 | 0 | 0 | 0 | 0 | 0 | 0 | 0 | 0 | 0 | 0 | 0 | 0 | 0 | 0 | 0 | 0 | 0 | 0 | 0 | 0 | 0 | 0 | 0 | 0 | 0 | 0 | 0 | 0 | 0
F1_Commercial_Miscellaneous_New_Food Preparation_Natural Gas_Steamer_E6 | F1 | Commercial | Miscellaneous | New | Food Preparation | Natural Gas | Steamer | E6 | RVT - Cost of Equipment | 0 | 0 | 0 | 0 | 0 | 0 | 0 | 0 | 0 | 0 | 0 | 0 | 0 | 0 | 0 | 0 | 0 | 0 | 0 | 0 | 0 | 0 | 0 | 0 | 0 | 0 | 0 | 0 | 0 | 0 | 0 | 0 | 0
F1_Commercial_Miscellaneous_New_Food Preparation_Natural Gas_Steamer_E7 | F1 | Commercial | Miscellaneous | New | Food Preparation | Natural Gas | Steamer | E7 | RVT - Cost of Equipment | 0 | 0 | 0 | 0 | 0 | 0 | 0 | 0 | 0 | 0 | 0 | 0 | 0 | 0 | 0 | 0 | 0 | 0 | 0 | 0 | 0 | 0 | 0 | 0 | 0 | 0 | 0 | 0 | 0 | 0 | 0 | 0 | 0
F1_Commercial_Miscellaneous_New_Food Preparation_Natural Gas_Steamer_E8 | F1 | Commercial | Miscellaneous | New | Food Preparation | Natural Gas | Steamer | E8 | RVT - Cost of Equipment | 0 | 0 | 0 | 0 | 0 | 0 | 0 | 0 | 0 | 0 | 0 | 0 | 0 | 0 | 0 | 0 | 0 | 0 | 0 | 0 | 0 | 0 | 0 | 0 | 0 | 0 | 0 | 0 | 0 | 0 | 0 | 0 | 0
F1_Commercial_Miscellaneous_New_Food Preparation_Natural Gas_Steamer_E9 | F1 | Commercial | Miscellaneous | New | Food Preparation | Natural Gas | Steamer | E9 | RVT - Cost of Equipment | 0 | 0 | 0 | 0 | 0 | 0 | 0 | 0 | 0 | 0 | 0 | 0 | 0 | 0 | 0 | 0 | 0 | 0 | 0 | 0 | 0 | 0 | 0 | 0 | 0 | 0 | 0 | 0 | 0 | 0 | 0 | 0 | 0
F1_Commercial_Miscellaneous_New_Food Preparation_Natural Gas_Steamer_E10 | F1 | Commercial | Miscellaneous | New | Food Preparation | Natural Gas | Steamer | E10 | RVT - Cost of Equipment | 0 | 0 | 0 | 0 | 0 | 0 | 0 | 0 | 0 | 0 | 0 | 0 | 0 | 0 | 0 | 0 | 0 | 0 | 0 | 0 | 0 | 0 | 0 | 0 | 0 | 0 | 0 | 0 | 0 | 0 | 0 | 0 | 0
F2_Commercial_Miscellaneous_New_Food Preparation_Natural Gas_Steamer_E1 | F2 | Commercial | Miscellaneous | New | Food Preparation | Natural Gas | Steamer | E1 | RVT - Cost of Operation | 0.097781 | 0.098493 | 0.099304 | 0 | 0 | 0 | 0 | 0 | 0 | 0 | 0 | 0 | 0 | 0 | 0 | 0 | 0 | 0 | 0 | 0 | 0 | 0 | 0 | 0 | 0 | 0 | 0 | 0 | 0 | 0 | 0 | 0 | 0
F2_Commercial_Miscellaneous_New_Food Preparation_Natural Gas_Steamer_E2 | F2 | Commercial | Miscellaneous | New | Food Preparation | Natural Gas | Steamer | E2 | RVT - Cost of Operation | 0.04242 | 0.042729 | 0.04308 | 0.043473 | 0.043925 | 0.044451 | 0.044884 | 0.045306 | 0.045734 | 0.046175 | 0.046593 | 0.046973 | 0.047355 | 0.047751 | 0.048184 | 0.048608 | 0.049061 | 0.049546 | 0.050055 | 0.050574 | 0.051092 | 0.051573 | 0.052008 | 0.052399 | 0.05274 | 0.053034 | 0.053237 | 0.053389 | 0.05352 | 0.053632 | 0.053743 | 0.053792 | 0.053792
F2_Commercial_Miscellaneous_New_Food Preparation_Natural Gas_Steamer_E3 | F2 | Commercial | Miscellaneous | New | Food Preparation | Natural Gas | Steamer | E3 | RVT - Cost of Operation | 0 | 0 | 0 | 0 | 0 | 0 | 0 | 0 | 0 | 0 | 0 | 0 | 0 | 0 | 0 | 0 | 0 | 0 | 0 | 0 | 0 | 0 | 0 | 0 | 0 | 0 | 0 | 0 | 0 | 0 | 0 | 0 | 0
F2_Commercial_Miscellaneous_New_Food Preparation_Natural Gas_Steamer_E4 | F2 | Commercial | Miscellaneous | New | Food Preparation | Natural Gas | Steamer | E4 | RVT - Cost of Operation | 0 | 0 | 0 | 0 | 0 | 0 | 0 | 0 | 0 | 0 | 0 | 0 | 0 | 0 | 0 | 0 | 0 | 0 | 0 | 0 | 0 | 0 | 0 | 0 | 0 | 0 | 0 | 0 | 0 | 0 | 0 | 0 | 0
F2_Commercial_Miscellaneous_New_Food Preparation_Natural Gas_Steamer_E5 | F2 | Commercial | Miscellaneous | New | Food Preparation | Natural Gas | Steamer | E5 | RVT - Cost of Operation | 0 | 0 | 0 | 0 | 0 | 0 | 0 | 0 | 0 | 0 | 0 | 0 | 0 | 0 | 0 | 0 | 0 | 0 | 0 | 0 | 0 | 0 | 0 | 0 | 0 | 0 | 0 | 0 | 0 | 0 | 0 | 0 | 0
F2_Commercial_Miscellaneous_New_Food Preparation_Natural Gas_Steamer_E6 | F2 | Commercial | Miscellaneous | New | Food Preparation | Natural Gas | Steamer | E6 | RVT - Cost of Operation | 0 | 0 | 0 | 0 | 0 | 0 | 0 | 0 | 0 | 0 | 0 | 0 | 0 | 0 | 0 | 0 | 0 | 0 | 0 | 0 | 0 | 0 | 0 | 0 | 0 | 0 | 0 | 0 | 0 | 0 | 0 | 0 | 0
F2_Commercial_Miscellaneous_New_Food Preparation_Natural Gas_Steamer_E7 | F2 | Commercial | Miscellaneous | New | Food Preparation | Natural Gas | Steamer | E7 | RVT - Cost of Operation | 0 | 0 | 0 | 0 | 0 | 0 | 0 | 0 | 0 | 0 | 0 | 0 | 0 | 0 | 0 | 0 | 0 | 0 | 0 | 0 | 0 | 0 | 0 | 0 | 0 | 0 | 0 | 0 | 0 | 0 | 0 | 0 | 0
F2_Commercial_Miscellaneous_New_Food Preparation_Natural Gas_Steamer_E8 | F2 | Commercial | Miscellaneous | New | Food Preparation | Natural Gas | Steamer | E8 | RVT - Cost of Operation | 0 | 0 | 0 | 0 | 0 | 0 | 0 | 0 | 0 | 0 | 0 | 0 | 0 | 0 | 0 | 0 | 0 | 0 | 0 | 0 | 0 | 0 | 0 | 0 | 0 | 0 | 0 | 0 | 0 | 0 | 0 | 0 | 0
F2_Commercial_Miscellaneous_New_Food Preparation_Natural Gas_Steamer_E9 | F2 | Commercial | Miscellaneous | New | Food Preparation | Natural Gas | Steamer | E9 | RVT - Cost of Operation | 0 | 0 | 0 | 0 | 0 | 0 | 0 | 0 | 0 | 0 | 0 | 0 | 0 | 0 | 0 | 0 | 0 | 0 | 0 | 0 | 0 | 0 | 0 | 0 | 0 | 0 | 0 | 0 | 0 | 0 | 0 | 0 | 0
F2_Commercial_Miscellaneous_New_Food Preparation_Natural Gas_Steamer_E10 | F2 | Commercial | Miscellaneous | New | Food Preparation | Natural Gas | Steamer | E10 | RVT - Cost of Operation | 0 | 0 | 0 | 0 | 0 | 0 | 0 | 0 | 0 | 0 | 0 | 0 | 0 | 0 | 0 | 0 | 0 | 0 | 0 | 0 | 0 | 0 | 0 | 0 | 0 | 0 | 0 | 0 | 0 | 0 | 0 | 0 | 0
F3_Commercial_Miscellaneous_New_Food Preparation_Natural Gas_Steamer_E1 | F3 | Commercial | Miscellaneous | New | Food Preparation | Natural Gas | Steamer | E1 | System - kBTUs of Consumption | 0.061857 | 0.061857 | 0.061857 | 0 | 0 | 0 | 0 | 0 | 0 | 0 | 0 | 0 | 0 | 0 | 0 | 0 | 0 | 0 | 0 | 0 | 0 | 0 | 0 | 0 | 0 | 0 | 0 | 0 | 0 | 0 | 0 | 0 | 0
F3_Commercial_Miscellaneous_New_Food Preparation_Natural Gas_Steamer_E2 | F3 | Commercial | Miscellaneous | New | Food Preparation | Natural Gas | Steamer | E2 | System - kBTUs of Consumption | 0.072466 | 0.072466 | 0.072466 | 0.072466 | 0.072466 | 0.072466 | 0.072466 | 0.072466 | 0.072466 | 0.072466 | 0.072466 | 0.072466 | 0.072466 | 0.072466 | 0.072466 | 0.072466 | 0.072466 | 0.072466 | 0.072466 | 0.072466 | 0.072466 | 0.072466 | 0.072466 | 0.072466 | 0.072466 | 0.072466 | 0.072466 | 0.072466 | 0.072466 | 0.072466 | 0.072466 | 0.072466 | 0.072466
F3_Commercial_Miscellaneous_New_Food Preparation_Natural Gas_Steamer_E3 | F3 | Commercial | Miscellaneous | New | Food Preparation | Natural Gas | Steamer | E3 | System - kBTUs of Consumption | 0 | 0 | 0 | 0 | 0 | 0 | 0 | 0 | 0 | 0 | 0 | 0 | 0 | 0 | 0 | 0 | 0 | 0 | 0 | 0 | 0 | 0 | 0 | 0 | 0 | 0 | 0 | 0 | 0 | 0 | 0 | 0 | 0
F3_Commercial_Miscellaneous_New_Food Preparation_Natural Gas_Steamer_E4 | F3 | Commercial | Miscellaneous | New | Food Preparation | Natural Gas | Steamer | E4 | System - kBTUs of Consumption | 0 | 0 | 0 | 0 | 0 | 0 | 0 | 0 | 0 | 0 | 0 | 0 | 0 | 0 | 0 | 0 | 0 | 0 | 0 | 0 | 0 | 0 | 0 | 0 | 0 | 0 | 0 | 0 | 0 | 0 | 0 | 0 | 0
F3_Commercial_Miscellaneous_New_Food Preparation_Natural Gas_Steamer_E5 | F3 | Commercial | Miscellaneous | New | Food Preparation | Natural Gas | Steamer | E5 | System - kBTUs of Consumption | 0 | 0 | 0 | 0 | 0 | 0 | 0 | 0 | 0 | 0 | 0 | 0 | 0 | 0 | 0 | 0 | 0 | 0 | 0 | 0 | 0 | 0 | 0 | 0 | 0 | 0 | 0 | 0 | 0 | 0 | 0 | 0 | 0
F3_Commercial_Miscellaneous_New_Food Preparation_Natural Gas_Steamer_E6 | F3 | Commercial | Miscellaneous | New | Food Preparation | Natural Gas | Steamer | E6 | System - kBTUs of Consumption | 0 | 0 | 0 | 0 | 0 | 0 | 0 | 0 | 0 | 0 | 0 | 0 | 0 | 0 | 0 | 0 | 0 | 0 | 0 | 0 | 0 | 0 | 0 | 0 | 0 | 0 | 0 | 0 | 0 | 0 | 0 | 0 | 0
F3_Commercial_Miscellaneous_New_Food Preparation_Natural Gas_Steamer_E7 | F3 | Commercial | Miscellaneous | New | Food Preparation | Natural Gas | Steamer | E7 | System - kBTUs of Consumption | 0 | 0 | 0 | 0 | 0 | 0 | 0 | 0 | 0 | 0 | 0 | 0 | 0 | 0 | 0 | 0 | 0 | 0 | 0 | 0 | 0 | 0 | 0 | 0 | 0 | 0 | 0 | 0 | 0 | 0 | 0 | 0 | 0
F3_Commercial_Miscellaneous_New_Food Preparation_Natural Gas_Steamer_E8 | F3 | Commercial | Miscellaneous | New | Food Preparation | Natural Gas | Steamer | E8 | System - kBTUs of Consumption | 0 | 0 | 0 | 0 | 0 | 0 | 0 | 0 | 0 | 0 | 0 | 0 | 0 | 0 | 0 | 0 | 0 | 0 | 0 | 0 | 0 | 0 | 0 | 0 | 0 | 0 | 0 | 0 | 0 | 0 | 0 | 0 | 0
F3_Commercial_Miscellaneous_New_Food Preparation_Natural Gas_Steamer_E9 | F3 | Commercial | Miscellaneous | New | Food Preparation | Natural Gas | Steamer | E9 | System - kBTUs of Consumption | 0 | 0 | 0 | 0 | 0 | 0 | 0 | 0 | 0 | 0 | 0 | 0 | 0 | 0 | 0 | 0 | 0 | 0 | 0 | 0 | 0 | 0 | 0 | 0 | 0 | 0 | 0 | 0 | 0 | 0 | 0 | 0 | 0
F3_Commercial_Miscellaneous_New_Food Preparation_Natural Gas_Steamer_E10 | F3 | Commercial | Miscellaneous | New | Food Preparation | Natural Gas | Steamer | E10 | System - kBTUs of Consumption | 0 | 0 | 0 | 0 | 0 | 0 | 0 | 0 | 0 | 0 | 0 | 0 | 0 | 0 | 0 | 0 | 0 | 0 | 0 | 0 | 0 | 0 | 0 | 0 | 0 | 0 | 0 | 0 | 0 | 0 | 0 | 0 | 0
F4_Commercial_Miscellaneous_New_Food Preparation_Natural Gas_Steamer_E1 | F4 | Commercial | Miscellaneous | New | Food Preparation | Natural Gas | Steamer | E1 | Utility - Cost of Equipment | 0.097781 | 0.098493 | 0.099304 | 0 | 0 | 0 | 0 | 0 | 0 | 0 | 0 | 0 | 0 | 0 | 0 | 0 | 0 | 0 | 0 | 0 | 0 | 0 | 0 | 0 | 0 | 0 | 0 | 0 | 0 | 0 | 0 | 0 | 0
F4_Commercial_Miscellaneous_New_Food Preparation_Natural Gas_Steamer_E2 | F4 | Commercial | Miscellaneous | New | Food Preparation | Natural Gas | Steamer | E2 | Utility - Cost of Equipment | 0.04242 | 0.042729 | 0.04308 | 0.043473 | 0.043925 | 0.044451 | 0.044884 | 0.045306 | 0.045734 | 0.046175 | 0.046593 | 0.046973 | 0.047355 | 0.047751 | 0.048184 | 0.048608 | 0.049061 | 0.049546 | 0.050055 | 0.050574 | 0.051092 | 0.051573 | 0.052008 | 0.052399 | 0.05274 | 0.053034 | 0.053237 | 0.053389 | 0.05352 | 0.053632 | 0.053743 | 0.053792 | 0.053792
F4_Commercial_Miscellaneous_New_Food Preparation_Natural Gas_Steamer_E3 | F4 | Commercial | Miscellaneous | New | Food Preparation | Natural Gas | Steamer | E3 | Utility - Cost of Equipment | 0 | 0 | 0 | 0 | 0 | 0 | 0 | 0 | 0 | 0 | 0 | 0 | 0 | 0 | 0 | 0 | 0 | 0 | 0 | 0 | 0 | 0 | 0 | 0 | 0 | 0 | 0 | 0 | 0 | 0 | 0 | 0 | 0
F4_Commercial_Miscellaneous_New_Food Preparation_Natural Gas_Steamer_E4 | F4 | Commercial | Miscellaneous | New | Food Preparation | Natural Gas | Steamer | E4 | Utility - Cost of Equipment | 0 | 0 | 0 | 0 | 0 | 0 | 0 | 0 | 0 | 0 | 0 | 0 | 0 | 0 | 0 | 0 | 0 | 0 | 0 | 0 | 0 | 0 | 0 | 0 | 0 | 0 | 0 | 0 | 0 | 0 | 0 | 0 | 0
F4_Commercial_Miscellaneous_New_Food Preparation_Natural Gas_Steamer_E5 | F4 | Commercial | Miscellaneous | New | Food Preparation | Natural Gas | Steamer | E5 | Utility - Cost of Equipment | 0 | 0 | 0 | 0 | 0 | 0 | 0 | 0 | 0 | 0 | 0 | 0 | 0 | 0 | 0 | 0 | 0 | 0 | 0 | 0 | 0 | 0 | 0 | 0 | 0 | 0 | 0 | 0 | 0 | 0 | 0 | 0 | 0
F4_Commercial_Miscellaneous_New_Food Preparation_Natural Gas_Steamer_E6 | F4 | Commercial | Miscellaneous | New | Food Preparation | Natural Gas | Steamer | E6 | Utility - Cost of Equipment | 0 | 0 | 0 | 0 | 0 | 0 | 0 | 0 | 0 | 0 | 0 | 0 | 0 | 0 | 0 | 0 | 0 | 0 | 0 | 0 | 0 | 0 | 0 | 0 | 0 | 0 | 0 | 0 | 0 | 0 | 0 | 0 | 0
F4_Commercial_Miscellaneous_New_Food Preparation_Natural Gas_Steamer_E7 | F4 | Commercial | Miscellaneous | New | Food Preparation | Natural Gas | Steamer | E7 | Utility - Cost of Equipment | 0 | 0 | 0 | 0 | 0 | 0 | 0 | 0 | 0 | 0 | 0 | 0 | 0 | 0 | 0 | 0 | 0 | 0 | 0 | 0 | 0 | 0 | 0 | 0 | 0 | 0 | 0 | 0 | 0 | 0 | 0 | 0 | 0
F4_Commercial_Miscellaneous_New_Food Preparation_Natural Gas_Steamer_E8 | F4 | Commercial | Miscellaneous | New | Food Preparation | Natural Gas | Steamer | E8 | Utility - Cost of Equipment | 0 | 0 | 0 | 0 | 0 | 0 | 0 | 0 | 0 | 0 | 0 | 0 | 0 | 0 | 0 | 0 | 0 | 0 | 0 | 0 | 0 | 0 | 0 | 0 | 0 | 0 | 0 | 0 | 0 | 0 | 0 | 0 | 0
F4_Commercial_Miscellaneous_New_Food Preparation_Natural Gas_Steamer_E9 | F4 | Commercial | Miscellaneous | New | Food Preparation | Natural Gas | Steamer | E9 | Utility - Cost of Equipment | 0 | 0 | 0 | 0 | 0 | 0 | 0 | 0 | 0 | 0 | 0 | 0 | 0 | 0 | 0 | 0 | 0 | 0 | 0 | 0 | 0 | 0 | 0 | 0 | 0 | 0 | 0 | 0 | 0 | 0 | 0 | 0 | 0
F4_Commercial_Miscellaneous_New_Food Preparation_Natural Gas_Steamer_E10 | F4 | Commercial | Miscellaneous | New | Food Preparation | Natural Gas | Steamer | E10 | Utility - Cost of Equipment | 0 | 0 | 0 | 0 | 0 | 0 | 0 | 0 | 0 | 0 | 0 | 0 | 0 | 0 | 0 | 0 | 0 | 0 | 0 | 0 | 0 | 0 | 0 | 0 | 0 | 0 | 0 | 0 | 0 | 0 | 0 | 0 | 0
F5_Commercial_Miscellaneous_New_Food Preparation_Natural Gas_Steamer_E1 | F5 | Commercial | Miscellaneous | New | Food Preparation | Natural Gas | Steamer | E1 | Utility - Cost of Operation | 0.061857 | 0.061857 | 0.061857 | 0 | 0 | 0 | 0 | 0 | 0 | 0 | 0 | 0 | 0 | 0 | 0 | 0 | 0 | 0 | 0 | 0 | 0 | 0 | 0 | 0 | 0 | 0 | 0 | 0 | 0 | 0 | 0 | 0 | 0
F5_Commercial_Miscellaneous_New_Food Preparation_Natural Gas_Steamer_E2 | F5 | Commercial | Miscellaneous | New | Food Preparation | Natural Gas | Steamer | E2 | Utility - Cost of Operation | 0.072466 | 0.072466 | 0.072466 | 0.072466 | 0.072466 | 0.072466 | 0.072466 | 0.072466 | 0.072466 | 0.072466 | 0.072466 | 0.072466 | 0.072466 | 0.072466 | 0.072466 | 0.072466 | 0.072466 | 0.072466 | 0.072466 | 0.072466 | 0.072466 | 0.072466 | 0.072466 | 0.072466 | 0.072466 | 0.072466 | 0.072466 | 0.072466 | 0.072466 | 0.072466 | 0.072466 | 0.072466 | 0.072466
F5_Commercial_Miscellaneous_New_Food Preparation_Natural Gas_Steamer_E3 | F5 | Commercial | Miscellaneous | New | Food Preparation | Natural Gas | Steamer | E3 | Utility - Cost of Operation | 0 | 0 | 0 | 0 | 0 | 0 | 0 | 0 | 0 | 0 | 0 | 0 | 0 | 0 | 0 | 0 | 0 | 0 | 0 | 0 | 0 | 0 | 0 | 0 | 0 | 0 | 0 | 0 | 0 | 0 | 0 | 0 | 0
F5_Commercial_Miscellaneous_New_Food Preparation_Natural Gas_Steamer_E4 | F5 | Commercial | Miscellaneous | New | Food Preparation | Natural Gas | Steamer | E4 | Utility - Cost of Operation | 0 | 0 | 0 | 0 | 0 | 0 | 0 | 0 | 0 | 0 | 0 | 0 | 0 | 0 | 0 | 0 | 0 | 0 | 0 | 0 | 0 | 0 | 0 | 0 | 0 | 0 | 0 | 0 | 0 | 0 | 0 | 0 | 0
F5_Commercial_Miscellaneous_New_Food Preparation_Natural Gas_Steamer_E5 | F5 | Commercial | Miscellaneous | New | Food Preparation | Natural Gas | Steamer | E5 | Utility - Cost of Operation | 0 | 0 | 0 | 0 | 0 | 0 | 0 | 0 | 0 | 0 | 0 | 0 | 0 | 0 | 0 | 0 | 0 | 0 | 0 | 0 | 0 | 0 | 0 | 0 | 0 | 0 | 0 | 0 | 0 | 0 | 0 | 0 | 0
F5_Commercial_Miscellaneous_New_Food Preparation_Natural Gas_Steamer_E6 | F5 | Commercial | Miscellaneous | New | Food Preparation | Natural Gas | Steamer | E6 | Utility - Cost of Operation | 0 | 0 | 0 | 0 | 0 | 0 | 0 | 0 | 0 | 0 | 0 | 0 | 0 | 0 | 0 | 0 | 0 | 0 | 0 | 0 | 0 | 0 | 0 | 0 | 0 | 0 | 0 | 0 | 0 | 0 | 0 | 0 | 0
F5_Commercial_Miscellaneous_New_Food Preparation_Natural Gas_Steamer_E7 | F5 | Commercial | Miscellaneous | New | Food Preparation | Natural Gas | Steamer | E7 | Utility - Cost of Operation | 0 | 0 | 0 | 0 | 0 | 0 | 0 | 0 | 0 | 0 | 0 | 0 | 0 | 0 | 0 | 0 | 0 | 0 | 0 | 0 | 0 | 0 | 0 | 0 | 0 | 0 | 0 | 0 | 0 | 0 | 0 | 0 | 0
F5_Commercial_Miscellaneous_New_Food Preparation_Natural Gas_Steamer_E8 | F5 | Commercial | Miscellaneous | New | Food Preparation | Natural Gas | Steamer | E8 | Utility - Cost of Operation | 0 | 0 | 0 | 0 | 0 | 0 | 0 | 0 | 0 | 0 | 0 | 0 | 0 | 0 | 0 | 0 | 0 | 0 | 0 | 0 | 0 | 0 | 0 | 0 | 0 | 0 | 0 | 0 | 0 | 0 | 0 | 0 | 0
F5_Commercial_Miscellaneous_New_Food Preparation_Natural Gas_Steamer_E9 | F5 | Commercial | Miscellaneous | New | Food Preparation | Natural Gas | Steamer | E9 | Utility - Cost of Operation | 0 | 0 | 0 | 0 | 0 | 0 | 0 | 0 | 0 | 0 | 0 | 0 | 0 | 0 | 0 | 0 | 0 | 0 | 0 | 0 | 0 | 0 | 0 | 0 | 0 | 0 | 0 | 0 | 0 | 0 | 0 | 0 | 0
F5_Commercial_Miscellaneous_New_Food Preparation_Natural Gas_Steamer_E10 | F5 | Commercial | Miscellaneous | New | Food Preparation | Natural Gas | Steamer | E10 | Utility - Cost of Operation | 0 | 0 | 0 | 0 | 0 | 0 | 0 | 0 | 0 | 0 | 0 | 0 | 0 | 0 | 0 | 0 | 0 | 0 | 0 | 0 | 0 | 0 | 0 | 0 | 0 | 0 | 0 | 0 | 0 | 0 | 0 | 0 | 0
F6_Commercial_Miscellaneous_New_Food Preparation_Natural Gas_Steamer_E1 | F6 | Commercial | Miscellaneous | New | Food Preparation | Natural Gas | Steamer | E1 | Utility - Value of Sales | 0.058244 | 0.058244 | 0.058244 | 0 | 0 | 0 | 0 | 0 | 0 | 0 | 0 | 0 | 0 | 0 | 0 | 0 | 0 | 0 | 0 | 0 | 0 | 0 | 0 | 0 | 0 | 0 | 0 | 0 | 0 | 0 | 0 | 0 | 0
F6_Commercial_Miscellaneous_New_Food Preparation_Natural Gas_Steamer_E2 | F6 | Commercial | Miscellaneous | New | Food Preparation | Natural Gas | Steamer | E2 | Utility - Value of Sales | 0.025268 | 0.025268 | 0.025268 | 0.025268 | 0.025268 | 0.025268 | 0.025268 | 0.025268 | 0.025268 | 0.025268 | 0.025268 | 0.025268 | 0.025268 | 0.025268 | 0.025268 | 0.025268 | 0.025268 | 0.025268 | 0.025268 | 0.025268 | 0.025268 | 0.025268 | 0.025268 | 0.025268 | 0.025268 | 0.025268 | 0.025268 | 0.025268 | 0.025268 | 0.025268 | 0.025268 | 0.025268 | 0.025268
F6_Commercial_Miscellaneous_New_Food Preparation_Natural Gas_Steamer_E3 | F6 | Commercial | Miscellaneous | New | Food Preparation | Natural Gas | Steamer | E3 | Utility - Value of Sales | 0 | 0 | 0 | 0 | 0 | 0 | 0 | 0 | 0 | 0 | 0 | 0 | 0 | 0 | 0 | 0 | 0 | 0 | 0 | 0 | 0 | 0 | 0 | 0 | 0 | 0 | 0 | 0 | 0 | 0 | 0 | 0 | 0
F6_Commercial_Miscellaneous_New_Food Preparation_Natural Gas_Steamer_E4 | F6 | Commercial | Miscellaneous | New | Food Preparation | Natural Gas | Steamer | E4 | Utility - Value of Sales | 0 | 0 | 0 | 0 | 0 | 0 | 0 | 0 | 0 | 0 | 0 | 0 | 0 | 0 | 0 | 0 | 0 | 0 | 0 | 0 | 0 | 0 | 0 | 0 | 0 | 0 | 0 | 0 | 0 | 0 | 0 | 0 | 0
F6_Commercial_Miscellaneous_New_Food Preparation_Natural Gas_Steamer_E5 | F6 | Commercial | Miscellaneous | New | Food Preparation | Natural Gas | Steamer | E5 | Utility - Value of Sales | 0 | 0 | 0 | 0 | 0 | 0 | 0 | 0 | 0 | 0 | 0 | 0 | 0 | 0 | 0 | 0 | 0 | 0 | 0 | 0 | 0 | 0 | 0 | 0 | 0 | 0 | 0 | 0 | 0 | 0 | 0 | 0 | 0
F6_Commercial_Miscellaneous_New_Food Preparation_Natural Gas_Steamer_E6 | F6 | Commercial | Miscellaneous | New | Food Preparation | Natural Gas | Steamer | E6 | Utility - Value of Sales | 0 | 0 | 0 | 0 | 0 | 0 | 0 | 0 | 0 | 0 | 0 | 0 | 0 | 0 | 0 | 0 | 0 | 0 | 0 | 0 | 0 | 0 | 0 | 0 | 0 | 0 | 0 | 0 | 0 | 0 | 0 | 0 | 0
F6_Commercial_Miscellaneous_New_Food Preparation_Natural Gas_Steamer_E7 | F6 | Commercial | Miscellaneous | New | Food Preparation | Natural Gas | Steamer | E7 | Utility - Value of Sales | 0 | 0 | 0 | 0 | 0 | 0 | 0 | 0 | 0 | 0 | 0 | 0 | 0 | 0 | 0 | 0 | 0 | 0 | 0 | 0 | 0 | 0 | 0 | 0 | 0 | 0 | 0 | 0 | 0 | 0 | 0 | 0 | 0
F6_Commercial_Miscellaneous_New_Food Preparation_Natural Gas_Steamer_E8 | F6 | Commercial | Miscellaneous | New | Food Preparation | Natural Gas | Steamer | E8 | Utility - Value of Sales | 0 | 0 | 0 | 0 | 0 | 0 | 0 | 0 | 0 | 0 | 0 | 0 | 0 | 0 | 0 | 0 | 0 | 0 | 0 | 0 | 0 | 0 | 0 | 0 | 0 | 0 | 0 | 0 | 0 | 0 | 0 | 0 | 0
F6_Commercial_Miscellaneous_New_Food Preparation_Natural Gas_Steamer_E9 | F6 | Commercial | Miscellaneous | New | Food Preparation | Natural Gas | Steamer | E9 | Utility - Value of Sales | 0 | 0 | 0 | 0 | 0 | 0 | 0 | 0 | 0 | 0 | 0 | 0 | 0 | 0 | 0 | 0 | 0 | 0 | 0 | 0 | 0 | 0 | 0 | 0 | 0 | 0 | 0 | 0 | 0 | 0 | 0 | 0 | 0
F6_Commercial_Miscellaneous_New_Food Preparation_Natural Gas_Steamer_E10 | F6 | Commercial | Miscellaneous | New | Food Preparation | Natural Gas | Steamer | E10 | Utility - Value of Sales | 0 | 0 | 0 | 0 | 0 | 0 | 0 | 0 | 0 | 0 | 0 | 0 | 0 | 0 | 0 | 0 | 0 | 0 | 0 | 0 | 0 | 0 | 0 | 0 | 0 | 0 | 0 | 0 | 0 | 0 | 0 | 0 | 0
F1_Commercial_Miscellaneous_New_Food Preparation_Natural Gas_Food Prep Other_E1 | F1 | Commercial | Miscellaneous | New | Food Preparation | Natural Gas | Food Prep Other | E1 | RVT - Cost of Equipment | 0.014567 | 0.014669 | 0.014791 | 0.014933 | 0.015099 | 0.015294 | 0.01545 | 0.015598 | 0.015744 | 0.015892 | 0.016027 | 0.016146 | 0.016265 | 0.016391 | 0.016537 | 0.016682 | 0.016843 | 0.017019 | 0.017206 | 0.017399 | 0.017595 | 0.017779 | 0.017948 | 0.018101 | 0.018237 | 0.018353 | 0.018434 | 0.018494 | 0.018546 | 0.01859 | 0.018634 | 0.018653 | 0.018653
F1_Commercial_Miscellaneous_New_Food Preparation_Natural Gas_Food Prep Other_E2 | F1 | Commercial | Miscellaneous | New | Food Preparation | Natural Gas | Food Prep Other | E2 | RVT - Cost of Equipment | 0.014567 | 0.014669 | 0.014791 | 0.014933 | 0.015099 | 0.015294 | 0.01545 | 0.015598 | 0.015744 | 0.015892 | 0.016027 | 0.016146 | 0.016265 | 0.016391 | 0.016537 | 0.016682 | 0.016843 | 0.017019 | 0.017206 | 0.017399 | 0.017595 | 0.017779 | 0.017948 | 0.018101 | 0.018237 | 0.018353 | 0.018434 | 0.018494 | 0.018546 | 0.01859 | 0.018634 | 0.018653 | 0.018653
F1_Commercial_Miscellaneous_New_Food Preparation_Natural Gas_Food Prep Other_E3 | F1 | Commercial | Miscellaneous | New | Food Preparation | Natural Gas | Food Prep Other | E3 | RVT - Cost of Equipment | 0 | 0 | 0 | 0 | 0 | 0 | 0 | 0 | 0 | 0 | 0 | 0 | 0 | 0 | 0 | 0 | 0 | 0 | 0 | 0 | 0 | 0 | 0 | 0 | 0 | 0 | 0 | 0 | 0 | 0 | 0 | 0 | 0
F1_Commercial_Miscellaneous_New_Food Preparation_Natural Gas_Food Prep Other_E4 | F1 | Commercial | Miscellaneous | New | Food Preparation | Natural Gas | Food Prep Other | E4 | RVT - Cost of Equipment | 0 | 0 | 0 | 0 | 0 | 0 | 0 | 0 | 0 | 0 | 0 | 0 | 0 | 0 | 0 | 0 | 0 | 0 | 0 | 0 | 0 | 0 | 0 | 0 | 0 | 0 | 0 | 0 | 0 | 0 | 0 | 0 | 0
F1_Commercial_Miscellaneous_New_Food Preparation_Natural Gas_Food Prep Other_E5 | F1 | Commercial | Miscellaneous | New | Food Preparation | Natural Gas | Food Prep Other | E5 | RVT - Cost of Equipment | 0 | 0 | 0 | 0 | 0 | 0 | 0 | 0 | 0 | 0 | 0 | 0 | 0 | 0 | 0 | 0 | 0 | 0 | 0 | 0 | 0 | 0 | 0 | 0 | 0 | 0 | 0 | 0 | 0 | 0 | 0 | 0 | 0
F1_Commercial_Miscellaneous_New_Food Preparation_Natural Gas_Food Prep Other_E6 | F1 | Commercial | Miscellaneous | New | Food Preparation | Natural Gas | Food Prep Other | E6 | RVT - Cost of Equipment | 0 | 0 | 0 | 0 | 0 | 0 | 0 | 0 | 0 | 0 | 0 | 0 | 0 | 0 | 0 | 0 | 0 | 0 | 0 | 0 | 0 | 0 | 0 | 0 | 0 | 0 | 0 | 0 | 0 | 0 | 0 | 0 | 0
F1_Commercial_Miscellaneous_New_Food Preparation_Natural Gas_Food Prep Other_E7 | F1 | Commercial | Miscellaneous | New | Food Preparation | Natural Gas | Food Prep Other | E7 | RVT - Cost of Equipment | 0 | 0 | 0 | 0 | 0 | 0 | 0 | 0 | 0 | 0 | 0 | 0 | 0 | 0 | 0 | 0 | 0 | 0 | 0 | 0 | 0 | 0 | 0 | 0 | 0 | 0 | 0 | 0 | 0 | 0 | 0 | 0 | 0
F1_Commercial_Miscellaneous_New_Food Preparation_Natural Gas_Food Prep Other_E8 | F1 | Commercial | Miscellaneous | New | Food Preparation | Natural Gas | Food Prep Other | E8 | RVT - Cost of Equipment | 0 | 0 | 0 | 0 | 0 | 0 | 0 | 0 | 0 | 0 | 0 | 0 | 0 | 0 | 0 | 0 | 0 | 0 | 0 | 0 | 0 | 0 | 0 | 0 | 0 | 0 | 0 | 0 | 0 | 0 | 0 | 0 | 0
F1_Commercial_Miscellaneous_New_Food Preparation_Natural Gas_Food Prep Other_E9 | F1 | Commercial | Miscellaneous | New | Food Preparation | Natural Gas | Food Prep Other | E9 | RVT - Cost of Equipment | 0 | 0 | 0 | 0 | 0 | 0 | 0 | 0 | 0 | 0 | 0 | 0 | 0 | 0 | 0 | 0 | 0 | 0 | 0 | 0 | 0 | 0 | 0 | 0 | 0 | 0 | 0 | 0 | 0 | 0 | 0 | 0 | 0
F1_Commercial_Miscellaneous_New_Food Preparation_Natural Gas_Food Prep Other_E10 | F1 | Commercial | Miscellaneous | New | Food Preparation | Natural Gas | Food Prep Other | E10 | RVT - Cost of Equipment | 0 | 0 | 0 | 0 | 0 | 0 | 0 | 0 | 0 | 0 | 0 | 0 | 0 | 0 | 0 | 0 | 0 | 0 | 0 | 0 | 0 | 0 | 0 | 0 | 0 | 0 | 0 | 0 | 0 | 0 | 0 | 0 | 0
F2_Commercial_Miscellaneous_New_Food Preparation_Natural Gas_Food Prep Other_E1 | F2 | Commercial | Miscellaneous | New | Food Preparation | Natural Gas | Food Prep Other | E1 | RVT - Cost of Operation | 0.017452 | 0.017575 | 0.017721 | 0.01789 | 0.018089 | 0.018323 | 0.01851 | 0.018688 | 0.018863 | 0.01904 | 0.019202 | 0.019344 | 0.019487 | 0.019638 | 0.019812 | 0.019987 | 0.020179 | 0.02039 | 0.020614 | 0.020845 | 0.02108 | 0.021301 | 0.021502 | 0.021687 | 0.021849 | 0.021988 | 0.022085 | 0.022157 | 0.022219 | 0.022272 | 0.022325 | 0.022348 | 0.022348
F2_Commercial_Miscellaneous_New_Food Preparation_Natural Gas_Food Prep Other_E2 | F2 | Commercial | Miscellaneous | New | Food Preparation | Natural Gas | Food Prep Other | E2 | RVT - Cost of Operation | 0.017452 | 0.017575 | 0.017721 | 0.01789 | 0.018089 | 0.018323 | 0.01851 | 0.018688 | 0.018863 | 0.01904 | 0.019202 | 0.019344 | 0.019487 | 0.019638 | 0.019812 | 0.019987 | 0.020179 | 0.02039 | 0.020614 | 0.020845 | 0.02108 | 0.021301 | 0.021502 | 0.021687 | 0.021849 | 0.021988 | 0.022085 | 0.022157 | 0.022219 | 0.022272 | 0.022325 | 0.022348 | 0.022348
F2_Commercial_Miscellaneous_New_Food Preparation_Natural Gas_Food Prep Other_E3 | F2 | Commercial | Miscellaneous | New | Food Preparation | Natural Gas | Food Prep Other | E3 | RVT - Cost of Operation | 0 | 0 | 0 | 0 | 0 | 0 | 0 | 0 | 0 | 0 | 0 | 0 | 0 | 0 | 0 | 0 | 0 | 0 | 0 | 0 | 0 | 0 | 0 | 0 | 0 | 0 | 0 | 0 | 0 | 0 | 0 | 0 | 0
F2_Commercial_Miscellaneous_New_Food Preparation_Natural Gas_Food Prep Other_E4 | F2 | Commercial | Miscellaneous | New | Food Preparation | Natural Gas | Food Prep Other | E4 | RVT - Cost of Operation | 0 | 0 | 0 | 0 | 0 | 0 | 0 | 0 | 0 | 0 | 0 | 0 | 0 | 0 | 0 | 0 | 0 | 0 | 0 | 0 | 0 | 0 | 0 | 0 | 0 | 0 | 0 | 0 | 0 | 0 | 0 | 0 | 0
F2_Commercial_Miscellaneous_New_Food Preparation_Natural Gas_Food Prep Other_E5 | F2 | Commercial | Miscellaneous | New | Food Preparation | Natural Gas | Food Prep Other | E5 | RVT - Cost of Operation | 0 | 0 | 0 | 0 | 0 | 0 | 0 | 0 | 0 | 0 | 0 | 0 | 0 | 0 | 0 | 0 | 0 | 0 | 0 | 0 | 0 | 0 | 0 | 0 | 0 | 0 | 0 | 0 | 0 | 0 | 0 | 0 | 0
F2_Commercial_Miscellaneous_New_Food Preparation_Natural Gas_Food Prep Other_E6 | F2 | Commercial | Miscellaneous | New | Food Preparation | Natural Gas | Food Prep Other | E6 | RVT - Cost of Operation | 0 | 0 | 0 | 0 | 0 | 0 | 0 | 0 | 0 | 0 | 0 | 0 | 0 | 0 | 0 | 0 | 0 | 0 | 0 | 0 | 0 | 0 | 0 | 0 | 0 | 0 | 0 | 0 | 0 | 0 | 0 | 0 | 0
F2_Commercial_Miscellaneous_New_Food Preparation_Natural Gas_Food Prep Other_E7 | F2 | Commercial | Miscellaneous | New | Food Preparation | Natural Gas | Food Prep Other | E7 | RVT - Cost of Operation | 0 | 0 | 0 | 0 | 0 | 0 | 0 | 0 | 0 | 0 | 0 | 0 | 0 | 0 | 0 | 0 | 0 | 0 | 0 | 0 | 0 | 0 | 0 | 0 | 0 | 0 | 0 | 0 | 0 | 0 | 0 | 0 | 0
F2_Commercial_Miscellaneous_New_Food Preparation_Natural Gas_Food Prep Other_E8 | F2 | Commercial | Miscellaneous | New | Food Preparation | Natural Gas | Food Prep Other | E8 | RVT - Cost of Operation | 0 | 0 | 0 | 0 | 0 | 0 | 0 | 0 | 0 | 0 | 0 | 0 | 0 | 0 | 0 | 0 | 0 | 0 | 0 | 0 | 0 | 0 | 0 | 0 | 0 | 0 | 0 | 0 | 0 | 0 | 0 | 0 | 0
F2_Commercial_Miscellaneous_New_Food Preparation_Natural Gas_Food Prep Other_E9 | F2 | Commercial | Miscellaneous | New | Food Preparation | Natural Gas | Food Prep Other | E9 | RVT - Cost of Operation | 0 | 0 | 0 | 0 | 0 | 0 | 0 | 0 | 0 | 0 | 0 | 0 | 0 | 0 | 0 | 0 | 0 | 0 | 0 | 0 | 0 | 0 | 0 | 0 | 0 | 0 | 0 | 0 | 0 | 0 | 0 | 0 | 0
F2_Commercial_Miscellaneous_New_Food Preparation_Natural Gas_Food Prep Other_E10 | F2 | Commercial | Miscellaneous | New | Food Preparation | Natural Gas | Food Prep Other | E10 | RVT - Cost of Operation | 0 | 0 | 0 | 0 | 0 | 0 | 0 | 0 | 0 | 0 | 0 | 0 | 0 | 0 | 0 | 0 | 0 | 0 | 0 | 0 | 0 | 0 | 0 | 0 | 0 | 0 | 0 | 0 | 0 | 0 | 0 | 0 | 0
F3_Commercial_Miscellaneous_New_Food Preparation_Natural Gas_Food Prep Other_E1 | F3 | Commercial | Miscellaneous | New | Food Preparation | Natural Gas | Food Prep Other | E1 | System - kBTUs of Consumption | 0.0010798 | 0.0010798 | 0.0010798 | 0.0010798 | 0.0010798 | 0.0010798 | 0.0010798 | 0.0010798 | 0.0010798 | 0.0010798 | 0.0010798 | 0.0010798 | 0.0010798 | 0.0010798 | 0.0010798 | 0.0010798 | 0.0010798 | 0.0010798 | 0.0010798 | 0.0010798 | 0.0010798 | 0.0010798 | 0.0010798 | 0.0010798 | 0.0010798 | 0.0010798 | 0.0010798 | 0.0010798 | 0.0010798 | 0.0010798 | 0.0010798 | 0.0010798 | 0.0010798
F3_Commercial_Miscellaneous_New_Food Preparation_Natural Gas_Food Prep Other_E2 | F3 | Commercial | Miscellaneous | New | Food Preparation | Natural Gas | Food Prep Other | E2 | System - kBTUs of Consumption | 0.0010809 | 0.0010809 | 0.0010809 | 0.0010809 | 0.0010809 | 0.0010809 | 0.0010809 | 0.0010809 | 0.0010809 | 0.0010809 | 0.0010809 | 0.0010809 | 0.0010809 | 0.0010809 | 0.0010809 | 0.0010809 | 0.0010809 | 0.0010809 | 0.0010809 | 0.0010809 | 0.0010809 | 0.0010809 | 0.0010809 | 0.0010809 | 0.0010809 | 0.0010809 | 0.0010809 | 0.0010809 | 0.0010809 | 0.0010809 | 0.0010809 | 0.0010809 | 0.0010809
F3_Commercial_Miscellaneous_New_Food Preparation_Natural Gas_Food Prep Other_E3 | F3 | Commercial | Miscellaneous | New | Food Preparation | Natural Gas | Food Prep Other | E3 | System - kBTUs of Consumption | 0 | 0 | 0 | 0 | 0 | 0 | 0 | 0 | 0 | 0 | 0 | 0 | 0 | 0 | 0 | 0 | 0 | 0 | 0 | 0 | 0 | 0 | 0 | 0 | 0 | 0 | 0 | 0 | 0 | 0 | 0 | 0 | 0
F3_Commercial_Miscellaneous_New_Food Preparation_Natural Gas_Food Prep Other_E4 | F3 | Commercial | Miscellaneous | New | Food Preparation | Natural Gas | Food Prep Other | E4 | System - kBTUs of Consumption | 0 | 0 | 0 | 0 | 0 | 0 | 0 | 0 | 0 | 0 | 0 | 0 | 0 | 0 | 0 | 0 | 0 | 0 | 0 | 0 | 0 | 0 | 0 | 0 | 0 | 0 | 0 | 0 | 0 | 0 | 0 | 0 | 0
F3_Commercial_Miscellaneous_New_Food Preparation_Natural Gas_Food Prep Other_E5 | F3 | Commercial | Miscellaneous | New | Food Preparation | Natural Gas | Food Prep Other | E5 | System - kBTUs of Consumption | 0 | 0 | 0 | 0 | 0 | 0 | 0 | 0 | 0 | 0 | 0 | 0 | 0 | 0 | 0 | 0 | 0 | 0 | 0 | 0 | 0 | 0 | 0 | 0 | 0 | 0 | 0 | 0 | 0 | 0 | 0 | 0 | 0
F3_Commercial_Miscellaneous_New_Food Preparation_Natural Gas_Food Prep Other_E6 | F3 | Commercial | Miscellaneous | New | Food Preparation | Natural Gas | Food Prep Other | E6 | System - kBTUs of Consumption | 0 | 0 | 0 | 0 | 0 | 0 | 0 | 0 | 0 | 0 | 0 | 0 | 0 | 0 | 0 | 0 | 0 | 0 | 0 | 0 | 0 | 0 | 0 | 0 | 0 | 0 | 0 | 0 | 0 | 0 | 0 | 0 | 0
F3_Commercial_Miscellaneous_New_Food Preparation_Natural Gas_Food Prep Other_E7 | F3 | Commercial | Miscellaneous | New | Food Preparation | Natural Gas | Food Prep Other | E7 | System - kBTUs of Consumption | 0 | 0 | 0 | 0 | 0 | 0 | 0 | 0 | 0 | 0 | 0 | 0 | 0 | 0 | 0 | 0 | 0 | 0 | 0 | 0 | 0 | 0 | 0 | 0 | 0 | 0 | 0 | 0 | 0 | 0 | 0 | 0 | 0
F3_Commercial_Miscellaneous_New_Food Preparation_Natural Gas_Food Prep Other_E8 | F3 | Commercial | Miscellaneous | New | Food Preparation | Natural Gas | Food Prep Other | E8 | System - kBTUs of Consumption | 0 | 0 | 0 | 0 | 0 | 0 | 0 | 0 | 0 | 0 | 0 | 0 | 0 | 0 | 0 | 0 | 0 | 0 | 0 | 0 | 0 | 0 | 0 | 0 | 0 | 0 | 0 | 0 | 0 | 0 | 0 | 0 | 0
F3_Commercial_Miscellaneous_New_Food Preparation_Natural Gas_Food Prep Other_E9 | F3 | Commercial | Miscellaneous | New | Food Preparation | Natural Gas | Food Prep Other | E9 | System - kBTUs of Consumption | 0 | 0 | 0 | 0 | 0 | 0 | 0 | 0 | 0 | 0 | 0 | 0 | 0 | 0 | 0 | 0 | 0 | 0 | 0 | 0 | 0 | 0 | 0 | 0 | 0 | 0 | 0 | 0 | 0 | 0 | 0 | 0 | 0
F3_Commercial_Miscellaneous_New_Food Preparation_Natural Gas_Food Prep Other_E10 | F3 | Commercial | Miscellaneous | New | Food Preparation | Natural Gas | Food Prep Other | E10 | System - kBTUs of Consumption | 0 | 0 | 0 | 0 | 0 | 0 | 0 | 0 | 0 | 0 | 0 | 0 | 0 | 0 | 0 | 0 | 0 | 0 | 0 | 0 | 0 | 0 | 0 | 0 | 0 | 0 | 0 | 0 | 0 | 0 | 0 | 0 | 0
F4_Commercial_Miscellaneous_New_Food Preparation_Natural Gas_Food Prep Other_E1 | F4 | Commercial | Miscellaneous | New | Food Preparation | Natural Gas | Food Prep Other | E1 | Utility - Cost of Equipment | 0.017452 | 0.017575 | 0.017721 | 0.01789 | 0.018089 | 0.018323 | 0.01851 | 0.018688 | 0.018863 | 0.01904 | 0.019202 | 0.019344 | 0.019487 | 0.019638 | 0.019812 | 0.019987 | 0.020179 | 0.02039 | 0.020614 | 0.020845 | 0.02108 | 0.021301 | 0.021502 | 0.021687 | 0.021849 | 0.021988 | 0.022085 | 0.022157 | 0.022219 | 0.022272 | 0.022325 | 0.022348 | 0.022348
F4_Commercial_Miscellaneous_New_Food Preparation_Natural Gas_Food Prep Other_E2 | F4 | Commercial | Miscellaneous | New | Food Preparation | Natural Gas | Food Prep Other | E2 | Utility - Cost of Equipment | 0.017452 | 0.017575 | 0.017721 | 0.01789 | 0.018089 | 0.018323 | 0.01851 | 0.018688 | 0.018863 | 0.01904 | 0.019202 | 0.019344 | 0.019487 | 0.019638 | 0.019812 | 0.019987 | 0.020179 | 0.02039 | 0.020614 | 0.020845 | 0.02108 | 0.021301 | 0.021502 | 0.021687 | 0.021849 | 0.021988 | 0.022085 | 0.022157 | 0.022219 | 0.022272 | 0.022325 | 0.022348 | 0.022348
F4_Commercial_Miscellaneous_New_Food Preparation_Natural Gas_Food Prep Other_E3 | F4 | Commercial | Miscellaneous | New | Food Preparation | Natural Gas | Food Prep Other | E3 | Utility - Cost of Equipment | 0 | 0 | 0 | 0 | 0 | 0 | 0 | 0 | 0 | 0 | 0 | 0 | 0 | 0 | 0 | 0 | 0 | 0 | 0 | 0 | 0 | 0 | 0 | 0 | 0 | 0 | 0 | 0 | 0 | 0 | 0 | 0 | 0
F4_Commercial_Miscellaneous_New_Food Preparation_Natural Gas_Food Prep Other_E4 | F4 | Commercial | Miscellaneous | New | Food Preparation | Natural Gas | Food Prep Other | E4 | Utility - Cost of Equipment | 0 | 0 | 0 | 0 | 0 | 0 | 0 | 0 | 0 | 0 | 0 | 0 | 0 | 0 | 0 | 0 | 0 | 0 | 0 | 0 | 0 | 0 | 0 | 0 | 0 | 0 | 0 | 0 | 0 | 0 | 0 | 0 | 0
F4_Commercial_Miscellaneous_New_Food Preparation_Natural Gas_Food Prep Other_E5 | F4 | Commercial | Miscellaneous | New | Food Preparation | Natural Gas | Food Prep Other | E5 | Utility - Cost of Equipment | 0 | 0 | 0 | 0 | 0 | 0 | 0 | 0 | 0 | 0 | 0 | 0 | 0 | 0 | 0 | 0 | 0 | 0 | 0 | 0 | 0 | 0 | 0 | 0 | 0 | 0 | 0 | 0 | 0 | 0 | 0 | 0 | 0
F4_Commercial_Miscellaneous_New_Food Preparation_Natural Gas_Food Prep Other_E6 | F4 | Commercial | Miscellaneous | New | Food Preparation | Natural Gas | Food Prep Other | E6 | Utility - Cost of Equipment | 0 | 0 | 0 | 0 | 0 | 0 | 0 | 0 | 0 | 0 | 0 | 0 | 0 | 0 | 0 | 0 | 0 | 0 | 0 | 0 | 0 | 0 | 0 | 0 | 0 | 0 | 0 | 0 | 0 | 0 | 0 | 0 | 0
F4_Commercial_Miscellaneous_New_Food Preparation_Natural Gas_Food Prep Other_E7 | F4 | Commercial | Miscellaneous | New | Food Preparation | Natural Gas | Food Prep Other | E7 | Utility - Cost of Equipment | 0 | 0 | 0 | 0 | 0 | 0 | 0 | 0 | 0 | 0 | 0 | 0 | 0 | 0 | 0 | 0 | 0 | 0 | 0 | 0 | 0 | 0 | 0 | 0 | 0 | 0 | 0 | 0 | 0 | 0 | 0 | 0 | 0
F4_Commercial_Miscellaneous_New_Food Preparation_Natural Gas_Food Prep Other_E8 | F4 | Commercial | Miscellaneous | New | Food Preparation | Natural Gas | Food Prep Other | E8 | Utility - Cost of Equipment | 0 | 0 | 0 | 0 | 0 | 0 | 0 | 0 | 0 | 0 | 0 | 0 | 0 | 0 | 0 | 0 | 0 | 0 | 0 | 0 | 0 | 0 | 0 | 0 | 0 | 0 | 0 | 0 | 0 | 0 | 0 | 0 | 0
F4_Commercial_Miscellaneous_New_Food Preparation_Natural Gas_Food Prep Other_E9 | F4 | Commercial | Miscellaneous | New | Food Preparation | Natural Gas | Food Prep Other | E9 | Utility - Cost of Equipment | 0 | 0 | 0 | 0 | 0 | 0 | 0 | 0 | 0 | 0 | 0 | 0 | 0 | 0 | 0 | 0 | 0 | 0 | 0 | 0 | 0 | 0 | 0 | 0 | 0 | 0 | 0 | 0 | 0 | 0 | 0 | 0 | 0
F4_Commercial_Miscellaneous_New_Food Preparation_Natural Gas_Food Prep Other_E10 | F4 | Commercial | Miscellaneous | New | Food Preparation | Natural Gas | Food Prep Other | E10 | Utility - Cost of Equipment | 0 | 0 | 0 | 0 | 0 | 0 | 0 | 0 | 0 | 0 | 0 | 0 | 0 | 0 | 0 | 0 | 0 | 0 | 0 | 0 | 0 | 0 | 0 | 0 | 0 | 0 | 0 | 0 | 0 | 0 | 0 | 0 | 0
F5_Commercial_Miscellaneous_New_Food Preparation_Natural Gas_Food Prep Other_E1 | F5 | Commercial | Miscellaneous | New | Food Preparation | Natural Gas | Food Prep Other | E1 | Utility - Cost of Operation | 0.0010798 | 0.0010798 | 0.0010798 | 0.0010798 | 0.0010798 | 0.0010798 | 0.0010798 | 0.0010798 | 0.0010798 | 0.0010798 | 0.0010798 | 0.0010798 | 0.0010798 | 0.0010798 | 0.0010798 | 0.0010798 | 0.0010798 | 0.0010798 | 0.0010798 | 0.0010798 | 0.0010798 | 0.0010798 | 0.0010798 | 0.0010798 | 0.0010798 | 0.0010798 | 0.0010798 | 0.0010798 | 0.0010798 | 0.0010798 | 0.0010798 | 0.0010798 | 0.0010798
F5_Commercial_Miscellaneous_New_Food Preparation_Natural Gas_Food Prep Other_E2 | F5 | Commercial | Miscellaneous | New | Food Preparation | Natural Gas | Food Prep Other | E2 | Utility - Cost of Operation | 0.0010809 | 0.0010809 | 0.0010809 | 0.0010809 | 0.0010809 | 0.0010809 | 0.0010809 | 0.0010809 | 0.0010809 | 0.0010809 | 0.0010809 | 0.0010809 | 0.0010809 | 0.0010809 | 0.0010809 | 0.0010809 | 0.0010809 | 0.0010809 | 0.0010809 | 0.0010809 | 0.0010809 | 0.0010809 | 0.0010809 | 0.0010809 | 0.0010809 | 0.0010809 | 0.0010809 | 0.0010809 | 0.0010809 | 0.0010809 | 0.0010809 | 0.0010809 | 0.0010809
F5_Commercial_Miscellaneous_New_Food Preparation_Natural Gas_Food Prep Other_E3 | F5 | Commercial | Miscellaneous | New | Food Preparation | Natural Gas | Food Prep Other | E3 | Utility - Cost of Operation | 0 | 0 | 0 | 0 | 0 | 0 | 0 | 0 | 0 | 0 | 0 | 0 | 0 | 0 | 0 | 0 | 0 | 0 | 0 | 0 | 0 | 0 | 0 | 0 | 0 | 0 | 0 | 0 | 0 | 0 | 0 | 0 | 0
F5_Commercial_Miscellaneous_New_Food Preparation_Natural Gas_Food Prep Other_E4 | F5 | Commercial | Miscellaneous | New | Food Preparation | Natural Gas | Food Prep Other | E4 | Utility - Cost of Operation | 0 | 0 | 0 | 0 | 0 | 0 | 0 | 0 | 0 | 0 | 0 | 0 | 0 | 0 | 0 | 0 | 0 | 0 | 0 | 0 | 0 | 0 | 0 | 0 | 0 | 0 | 0 | 0 | 0 | 0 | 0 | 0 | 0
F5_Commercial_Miscellaneous_New_Food Preparation_Natural Gas_Food Prep Other_E5 | F5 | Commercial | Miscellaneous | New | Food Preparation | Natural Gas | Food Prep Other | E5 | Utility - Cost of Operation | 0 | 0 | 0 | 0 | 0 | 0 | 0 | 0 | 0 | 0 | 0 | 0 | 0 | 0 | 0 | 0 | 0 | 0 | 0 | 0 | 0 | 0 | 0 | 0 | 0 | 0 | 0 | 0 | 0 | 0 | 0 | 0 | 0
F5_Commercial_Miscellaneous_New_Food Preparation_Natural Gas_Food Prep Other_E6 | F5 | Commercial | Miscellaneous | New | Food Preparation | Natural Gas | Food Prep Other | E6 | Utility - Cost of Operation | 0 | 0 | 0 | 0 | 0 | 0 | 0 | 0 | 0 | 0 | 0 | 0 | 0 | 0 | 0 | 0 | 0 | 0 | 0 | 0 | 0 | 0 | 0 | 0 | 0 | 0 | 0 | 0 | 0 | 0 | 0 | 0 | 0
F5_Commercial_Miscellaneous_New_Food Preparation_Natural Gas_Food Prep Other_E7 | F5 | Commercial | Miscellaneous | New | Food Preparation | Natural Gas | Food Prep Other | E7 | Utility - Cost of Operation | 0 | 0 | 0 | 0 | 0 | 0 | 0 | 0 | 0 | 0 | 0 | 0 | 0 | 0 | 0 | 0 | 0 | 0 | 0 | 0 | 0 | 0 | 0 | 0 | 0 | 0 | 0 | 0 | 0 | 0 | 0 | 0 | 0
F5_Commercial_Miscellaneous_New_Food Preparation_Natural Gas_Food Prep Other_E8 | F5 | Commercial | Miscellaneous | New | Food Preparation | Natural Gas | Food Prep Other | E8 | Utility - Cost of Operation | 0 | 0 | 0 | 0 | 0 | 0 | 0 | 0 | 0 | 0 | 0 | 0 | 0 | 0 | 0 | 0 | 0 | 0 | 0 | 0 | 0 | 0 | 0 | 0 | 0 | 0 | 0 | 0 | 0 | 0 | 0 | 0 | 0
F5_Commercial_Miscellaneous_New_Food Preparation_Natural Gas_Food Prep Other_E9 | F5 | Commercial | Miscellaneous | New | Food Preparation | Natural Gas | Food Prep Other | E9 | Utility - Cost of Operation | 0 | 0 | 0 | 0 | 0 | 0 | 0 | 0 | 0 | 0 | 0 | 0 | 0 | 0 | 0 | 0 | 0 | 0 | 0 | 0 | 0 | 0 | 0 | 0 | 0 | 0 | 0 | 0 | 0 | 0 | 0 | 0 | 0
F5_Commercial_Miscellaneous_New_Food Preparation_Natural Gas_Food Prep Other_E10 | F5 | Commercial | Miscellaneous | New | Food Preparation | Natural Gas | Food Prep Other | E10 | Utility - Cost of Operation | 0 | 0 | 0 | 0 | 0 | 0 | 0 | 0 | 0 | 0 | 0 | 0 | 0 | 0 | 0 | 0 | 0 | 0 | 0 | 0 | 0 | 0 | 0 | 0 | 0 | 0 | 0 | 0 | 0 | 0 | 0 | 0 | 0
F6_Commercial_Miscellaneous_New_Food Preparation_Natural Gas_Food Prep Other_E1 | F6 | Commercial | Miscellaneous | New | Food Preparation | Natural Gas | Food Prep Other | E1 | Utility - Value of Sales | 0.010434 | 0.010434 | 0.010434 | 0.010434 | 0.010434 | 0.010434 | 0.010434 | 0.010434 | 0.010434 | 0.010434 | 0.010434 | 0.010434 | 0.010434 | 0.010434 | 0.010434 | 0.010434 | 0.010434 | 0.010434 | 0.010434 | 0.010434 | 0.010434 | 0.010434 | 0.010434 | 0.010434 | 0.010434 | 0.010434 | 0.010434 | 0.010434 | 0.010434 | 0.010434 | 0.010434 | 0.010434 | 0.010434
F6_Commercial_Miscellaneous_New_Food Preparation_Natural Gas_Food Prep Other_E2 | F6 | Commercial | Miscellaneous | New | Food Preparation | Natural Gas | Food Prep Other | E2 | Utility - Value of Sales | 0.010434 | 0.010434 | 0.010434 | 0.010434 | 0.010434 | 0.010434 | 0.010434 | 0.010434 | 0.010434 | 0.010434 | 0.010434 | 0.010434 | 0.010434 | 0.010434 | 0.010434 | 0.010434 | 0.010434 | 0.010434 | 0.010434 | 0.010434 | 0.010434 | 0.010434 | 0.010434 | 0.010434 | 0.010434 | 0.010434 | 0.010434 | 0.010434 | 0.010434 | 0.010434 | 0.010434 | 0.010434 | 0.010434
F6_Commercial_Miscellaneous_New_Food Preparation_Natural Gas_Food Prep Other_E3 | F6 | Commercial | Miscellaneous | New | Food Preparation | Natural Gas | Food Prep Other | E3 | Utility - Value of Sales | 0 | 0 | 0 | 0 | 0 | 0 | 0 | 0 | 0 | 0 | 0 | 0 | 0 | 0 | 0 | 0 | 0 | 0 | 0 | 0 | 0 | 0 | 0 | 0 | 0 | 0 | 0 | 0 | 0 | 0 | 0 | 0 | 0
F6_Commercial_Miscellaneous_New_Food Preparation_Natural Gas_Food Prep Other_E4 | F6 | Commercial | Miscellaneous | New | Food Preparation | Natural Gas | Food Prep Other | E4 | Utility - Value of Sales | 0 | 0 | 0 | 0 | 0 | 0 | 0 | 0 | 0 | 0 | 0 | 0 | 0 | 0 | 0 | 0 | 0 | 0 | 0 | 0 | 0 | 0 | 0 | 0 | 0 | 0 | 0 | 0 | 0 | 0 | 0 | 0 | 0
F6_Commercial_Miscellaneous_New_Food Preparation_Natural Gas_Food Prep Other_E5 | F6 | Commercial | Miscellaneous | New | Food Preparation | Natural Gas | Food Prep Other | E5 | Utility - Value of Sales | 0 | 0 | 0 | 0 | 0 | 0 | 0 | 0 | 0 | 0 | 0 | 0 | 0 | 0 | 0 | 0 | 0 | 0 | 0 | 0 | 0 | 0 | 0 | 0 | 0 | 0 | 0 | 0 | 0 | 0 | 0 | 0 | 0
F6_Commercial_Miscellaneous_New_Food Preparation_Natural Gas_Food Prep Other_E6 | F6 | Commercial | Miscellaneous | New | Food Preparation | Natural Gas | Food Prep Other | E6 | Utility - Value of Sales | 0 | 0 | 0 | 0 | 0 | 0 | 0 | 0 | 0 | 0 | 0 | 0 | 0 | 0 | 0 | 0 | 0 | 0 | 0 | 0 | 0 | 0 | 0 | 0 | 0 | 0 | 0 | 0 | 0 | 0 | 0 | 0 | 0
F6_Commercial_Miscellaneous_New_Food Preparation_Natural Gas_Food Prep Other_E7 | F6 | Commercial | Miscellaneous | New | Food Preparation | Natural Gas | Food Prep Other | E7 | Utility - Value of Sales | 0 | 0 | 0 | 0 | 0 | 0 | 0 | 0 | 0 | 0 | 0 | 0 | 0 | 0 | 0 | 0 | 0 | 0 | 0 | 0 | 0 | 0 | 0 | 0 | 0 | 0 | 0 | 0 | 0 | 0 | 0 | 0 | 0
F6_Commercial_Miscellaneous_New_Food Preparation_Natural Gas_Food Prep Other_E8 | F6 | Commercial | Miscellaneous | New | Food Preparation | Natural Gas | Food Prep Other | E8 | Utility - Value of Sales | 0 | 0 | 0 | 0 | 0 | 0 | 0 | 0 | 0 | 0 | 0 | 0 | 0 | 0 | 0 | 0 | 0 | 0 | 0 | 0 | 0 | 0 | 0 | 0 | 0 | 0 | 0 | 0 | 0 | 0 | 0 | 0 | 0
F6_Commercial_Miscellaneous_New_Food Preparation_Natural Gas_Food Prep Other_E9 | F6 | Commercial | Miscellaneous | New | Food Preparation | Natural Gas | Food Prep Other | E9 | Utility - Value of Sales | 0 | 0 | 0 | 0 | 0 | 0 | 0 | 0 | 0 | 0 | 0 | 0 | 0 | 0 | 0 | 0 | 0 | 0 | 0 | 0 | 0 | 0 | 0 | 0 | 0 | 0 | 0 | 0 | 0 | 0 | 0 | 0 | 0
F6_Commercial_Miscellaneous_New_Food Preparation_Natural Gas_Food Prep Other_E10 | F6 | Commercial | Miscellaneous | New | Food Preparation | Natural Gas | Food Prep Other | E10 | Utility - Value of Sales | 0 | 0 | 0 | 0 | 0 | 0 | 0 | 0 | 0 | 0 | 0 | 0 | 0 | 0 | 0 | 0 | 0 | 0 | 0 | 0 | 0 | 0 | 0 | 0 | 0 | 0 | 0 | 0 | 0 | 0 | 0 | 0 | 0
F1_Commercial_Miscellaneous_New_Miscellaneous_Natural Gas_Pool Heater_E1 | F1 | Commercial | Miscellaneous | New | Miscellaneous | Natural Gas | Pool Heater | E1 | RVT - Cost of Equipment | 0 | 0 | 0 | 0 | 0 | 0 | 0 | 0 | 0 | 0 | 0 | 0 | 0 | 0 | 0 | 0 | 0 | 0 | 0 | 0 | 0 | 0 | 0 | 0 | 0 | 0 | 0 | 0 | 0 | 0 | 0 | 0 | 0
F1_Commercial_Miscellaneous_New_Miscellaneous_Natural Gas_Pool Heater_E2 | F1 | Commercial | Miscellaneous | New | Miscellaneous | Natural Gas | Pool Heater | E2 | RVT - Cost of Equipment | 0 | 0 | 0 | 0 | 0 | 0 | 0 | 0 | 0 | 0 | 0 | 0 | 0 | 0 | 0 | 0 | 0 | 0 | 0 | 0 | 0 | 0 | 0 | 0 | 0 | 0 | 0 | 0 | 0 | 0 | 0 | 0 | 0
F1_Commercial_Miscellaneous_New_Miscellaneous_Natural Gas_Pool Heater_E3 | F1 | Commercial | Miscellaneous | New | Miscellaneous | Natural Gas | Pool Heater | E3 | RVT - Cost of Equipment | 0 | 0 | 0 | 0 | 0 | 0 | 0 | 0 | 0 | 0 | 0 | 0 | 0 | 0 | 0 | 0 | 0 | 0 | 0 | 0 | 0 | 0 | 0 | 0 | 0 | 0 | 0 | 0 | 0 | 0 | 0 | 0 | 0
F1_Commercial_Miscellaneous_New_Miscellaneous_Natural Gas_Pool Heater_E4 | F1 | Commercial | Miscellaneous | New | Miscellaneous | Natural Gas | Pool Heater | E4 | RVT - Cost of Equipment | 0 | 0 | 0 | 0 | 0 | 0 | 0 | 0 | 0 | 0 | 0 | 0 | 0 | 0 | 0 | 0 | 0 | 0 | 0 | 0 | 0 | 0 | 0 | 0 | 0 | 0 | 0 | 0 | 0 | 0 | 0 | 0 | 0
F1_Commercial_Miscellaneous_New_Miscellaneous_Natural Gas_Pool Heater_E5 | F1 | Commercial | Miscellaneous | New | Miscellaneous | Natural Gas | Pool Heater | E5 | RVT - Cost of Equipment | 0 | 0 | 0 | 0 | 0 | 0 | 0 | 0 | 0 | 0 | 0 | 0 | 0 | 0 | 0 | 0 | 0 | 0 | 0 | 0 | 0 | 0 | 0 | 0 | 0 | 0 | 0 | 0 | 0 | 0 | 0 | 0 | 0
F1_Commercial_Miscellaneous_New_Miscellaneous_Natural Gas_Pool Heater_E6 | F1 | Commercial | Miscellaneous | New | Miscellaneous | Natural Gas | Pool Heater | E6 | RVT - Cost of Equipment | 0 | 0 | 0 | 0 | 0 | 0 | 0 | 0 | 0 | 0 | 0 | 0 | 0 | 0 | 0 | 0 | 0 | 0 | 0 | 0 | 0 | 0 | 0 | 0 | 0 | 0 | 0 | 0 | 0 | 0 | 0 | 0 | 0
F1_Commercial_Miscellaneous_New_Miscellaneous_Natural Gas_Pool Heater_E7 | F1 | Commercial | Miscellaneous | New | Miscellaneous | Natural Gas | Pool Heater | E7 | RVT - Cost of Equipment | 0 | 0 | 0 | 0 | 0 | 0 | 0 | 0 | 0 | 0 | 0 | 0 | 0 | 0 | 0 | 0 | 0 | 0 | 0 | 0 | 0 | 0 | 0 | 0 | 0 | 0 | 0 | 0 | 0 | 0 | 0 | 0 | 0
F1_Commercial_Miscellaneous_New_Miscellaneous_Natural Gas_Pool Heater_E8 | F1 | Commercial | Miscellaneous | New | Miscellaneous | Natural Gas | Pool Heater | E8 | RVT - Cost of Equipment | 0 | 0 | 0 | 0 | 0 | 0 | 0 | 0 | 0 | 0 | 0 | 0 | 0 | 0 | 0 | 0 | 0 | 0 | 0 | 0 | 0 | 0 | 0 | 0 | 0 | 0 | 0 | 0 | 0 | 0 | 0 | 0 | 0
F1_Commercial_Miscellaneous_New_Miscellaneous_Natural Gas_Pool Heater_E9 | F1 | Commercial | Miscellaneous | New | Miscellaneous | Natural Gas | Pool Heater | E9 | RVT - Cost of Equipment | 0 | 0 | 0 | 0 | 0 | 0 | 0 | 0 | 0 | 0 | 0 | 0 | 0 | 0 | 0 | 0 | 0 | 0 | 0 | 0 | 0 | 0 | 0 | 0 | 0 | 0 | 0 | 0 | 0 | 0 | 0 | 0 | 0
F1_Commercial_Miscellaneous_New_Miscellaneous_Natural Gas_Pool Heater_E10 | F1 | Commercial | Miscellaneous | New | Miscellaneous | Natural Gas | Pool Heater | E10 | RVT - Cost of Equipment | 0 | 0 | 0 | 0 | 0 | 0 | 0 | 0 | 0 | 0 | 0 | 0 | 0 | 0 | 0 | 0 | 0 | 0 | 0 | 0 | 0 | 0 | 0 | 0 | 0 | 0 | 0 | 0 | 0 | 0 | 0 | 0 | 0
F2_Commercial_Miscellaneous_New_Miscellaneous_Natural Gas_Pool Heater_E1 | F2 | Commercial | Miscellaneous | New | Miscellaneous | Natural Gas | Pool Heater | E1 | RVT - Cost of Operation | 0 | 0 | 0 | 0 | 0 | 0 | 0 | 0 | 0 | 0 | 0 | 0 | 0 | 0 | 0 | 0 | 0 | 0 | 0 | 0 | 0 | 0 | 0 | 0 | 0 | 0 | 0 | 0 | 0 | 0 | 0 | 0 | 0
F2_Commercial_Miscellaneous_New_Miscellaneous_Natural Gas_Pool Heater_E2 | F2 | Commercial | Miscellaneous | New | Miscellaneous | Natural Gas | Pool Heater | E2 | RVT - Cost of Operation | 0 | 0 | 0 | 0 | 0 | 0 | 0 | 0 | 0 | 0 | 0 | 0 | 0 | 0 | 0 | 0 | 0 | 0 | 0 | 0 | 0 | 0 | 0 | 0 | 0 | 0 | 0 | 0 | 0 | 0 | 0 | 0 | 0
F2_Commercial_Miscellaneous_New_Miscellaneous_Natural Gas_Pool Heater_E3 | F2 | Commercial | Miscellaneous | New | Miscellaneous | Natural Gas | Pool Heater | E3 | RVT - Cost of Operation | 0 | 0 | 0 | 0 | 0 | 0 | 0 | 0 | 0 | 0 | 0 | 0 | 0 | 0 | 0 | 0 | 0 | 0 | 0 | 0 | 0 | 0 | 0 | 0 | 0 | 0 | 0 | 0 | 0 | 0 | 0 | 0 | 0
F2_Commercial_Miscellaneous_New_Miscellaneous_Natural Gas_Pool Heater_E4 | F2 | Commercial | Miscellaneous | New | Miscellaneous | Natural Gas | Pool Heater | E4 | RVT - Cost of Operation | 0 | 0 | 0 | 0 | 0 | 0 | 0 | 0 | 0 | 0 | 0 | 0 | 0 | 0 | 0 | 0 | 0 | 0 | 0 | 0 | 0 | 0 | 0 | 0 | 0 | 0 | 0 | 0 | 0 | 0 | 0 | 0 | 0
F2_Commercial_Miscellaneous_New_Miscellaneous_Natural Gas_Pool Heater_E5 | F2 | Commercial | Miscellaneous | New | Miscellaneous | Natural Gas | Pool Heater | E5 | RVT - Cost of Operation | 0 | 0 | 0 | 0 | 0 | 0 | 0 | 0 | 0 | 0 | 0 | 0 | 0 | 0 | 0 | 0 | 0 | 0 | 0 | 0 | 0 | 0 | 0 | 0 | 0 | 0 | 0 | 0 | 0 | 0 | 0 | 0 | 0
F2_Commercial_Miscellaneous_New_Miscellaneous_Natural Gas_Pool Heater_E6 | F2 | Commercial | Miscellaneous | New | Miscellaneous | Natural Gas | Pool Heater | E6 | RVT - Cost of Operation | 0 | 0 | 0 | 0 | 0 | 0 | 0 | 0 | 0 | 0 | 0 | 0 | 0 | 0 | 0 | 0 | 0 | 0 | 0 | 0 | 0 | 0 | 0 | 0 | 0 | 0 | 0 | 0 | 0 | 0 | 0 | 0 | 0
F2_Commercial_Miscellaneous_New_Miscellaneous_Natural Gas_Pool Heater_E7 | F2 | Commercial | Miscellaneous | New | Miscellaneous | Natural Gas | Pool Heater | E7 | RVT - Cost of Operation | 0 | 0 | 0 | 0 | 0 | 0 | 0 | 0 | 0 | 0 | 0 | 0 | 0 | 0 | 0 | 0 | 0 | 0 | 0 | 0 | 0 | 0 | 0 | 0 | 0 | 0 | 0 | 0 | 0 | 0 | 0 | 0 | 0
F2_Commercial_Miscellaneous_New_Miscellaneous_Natural Gas_Pool Heater_E8 | F2 | Commercial | Miscellaneous | New | Miscellaneous | Natural Gas | Pool Heater | E8 | RVT - Cost of Operation | 0 | 0 | 0 | 0 | 0 | 0 | 0 | 0 | 0 | 0 | 0 | 0 | 0 | 0 | 0 | 0 | 0 | 0 | 0 | 0 | 0 | 0 | 0 | 0 | 0 | 0 | 0 | 0 | 0 | 0 | 0 | 0 | 0
F2_Commercial_Miscellaneous_New_Miscellaneous_Natural Gas_Pool Heater_E9 | F2 | Commercial | Miscellaneous | New | Miscellaneous | Natural Gas | Pool Heater | E9 | RVT - Cost of Operation | 0 | 0 | 0 | 0 | 0 | 0 | 0 | 0 | 0 | 0 | 0 | 0 | 0 | 0 | 0 | 0 | 0 | 0 | 0 | 0 | 0 | 0 | 0 | 0 | 0 | 0 | 0 | 0 | 0 | 0 | 0 | 0 | 0
F2_Commercial_Miscellaneous_New_Miscellaneous_Natural Gas_Pool Heater_E10 | F2 | Commercial | Miscellaneous | New | Miscellaneous | Natural Gas | Pool Heater | E10 | RVT - Cost of Operation | 0 | 0 | 0 | 0 | 0 | 0 | 0 | 0 | 0 | 0 | 0 | 0 | 0 | 0 | 0 | 0 | 0 | 0 | 0 | 0 | 0 | 0 | 0 | 0 | 0 | 0 | 0 | 0 | 0 | 0 | 0 | 0 | 0
F3_Commercial_Miscellaneous_New_Miscellaneous_Natural Gas_Pool Heater_E1 | F3 | Commercial | Miscellaneous | New | Miscellaneous | Natural Gas | Pool Heater | E1 | System - kBTUs of Consumption | 0.00055623 | 0.00055623 | 0.00055623 | 0.00055623 | 0.00055623 | 0.00055623 | 0.00055623 | 0.00055623 | 0.00055623 | 0.00055623 | 0.00055623 | 0.00055623 | 0.00055623 | 0.00055623 | 0.00055623 | 0.00055623 | 0.00055623 | 0.00055623 | 0.00055623 | 0.00055623 | 0.00055623 | 0.00055623 | 0.00055623 | 0.00055623 | 0.00055623 | 0.00055623 | 0.00055623 | 0.00055623 | 0.00055623 | 0.00055623 | 0.00055623 | 0.00055623 | 0.00055623
F3_Commercial_Miscellaneous_New_Miscellaneous_Natural Gas_Pool Heater_E2 | F3 | Commercial | Miscellaneous | New | Miscellaneous | Natural Gas | Pool Heater | E2 | System - kBTUs of Consumption | 0.00091077 | 0.00091077 | 0.00091077 | 0.00091077 | 0.00091077 | 0.00091077 | 0.00091077 | 0.00091077 | 0.00091077 | 0.00091077 | 0.00091077 | 0.00091077 | 0.00091077 | 0.00091077 | 0.00091077 | 0.00091077 | 0.00091077 | 0.00091077 | 0.00091077 | 0.00091077 | 0.00091077 | 0.00091077 | 0.00091077 | 0.00091077 | 0.00091077 | 0.00091077 | 0.00091077 | 0.00091077 | 0.00091077 | 0.00091077 | 0.00091077 | 0.00091077 | 0.00091077
F3_Commercial_Miscellaneous_New_Miscellaneous_Natural Gas_Pool Heater_E3 | F3 | Commercial | Miscellaneous | New | Miscellaneous | Natural Gas | Pool Heater | E3 | System - kBTUs of Consumption | 0 | 0 | 0 | 0 | 0 | 0 | 0 | 0 | 0 | 0 | 0 | 0 | 0 | 0 | 0 | 0 | 0 | 0 | 0 | 0 | 0 | 0 | 0 | 0 | 0 | 0 | 0 | 0 | 0 | 0 | 0 | 0 | 0
F3_Commercial_Miscellaneous_New_Miscellaneous_Natural Gas_Pool Heater_E4 | F3 | Commercial | Miscellaneous | New | Miscellaneous | Natural Gas | Pool Heater | E4 | System - kBTUs of Consumption | 0 | 0 | 0 | 0 | 0 | 0 | 0 | 0 | 0 | 0 | 0 | 0 | 0 | 0 | 0 | 0 | 0 | 0 | 0 | 0 | 0 | 0 | 0 | 0 | 0 | 0 | 0 | 0 | 0 | 0 | 0 | 0 | 0
F3_Commercial_Miscellaneous_New_Miscellaneous_Natural Gas_Pool Heater_E5 | F3 | Commercial | Miscellaneous | New | Miscellaneous | Natural Gas | Pool Heater | E5 | System - kBTUs of Consumption | 0 | 0 | 0 | 0 | 0 | 0 | 0 | 0 | 0 | 0 | 0 | 0 | 0 | 0 | 0 | 0 | 0 | 0 | 0 | 0 | 0 | 0 | 0 | 0 | 0 | 0 | 0 | 0 | 0 | 0 | 0 | 0 | 0
F3_Commercial_Miscellaneous_New_Miscellaneous_Natural Gas_Pool Heater_E6 | F3 | Commercial | Miscellaneous | New | Miscellaneous | Natural Gas | Pool Heater | E6 | System - kBTUs of Consumption | 0 | 0 | 0 | 0 | 0 | 0 | 0 | 0 | 0 | 0 | 0 | 0 | 0 | 0 | 0 | 0 | 0 | 0 | 0 | 0 | 0 | 0 | 0 | 0 | 0 | 0 | 0 | 0 | 0 | 0 | 0 | 0 | 0
F3_Commercial_Miscellaneous_New_Miscellaneous_Natural Gas_Pool Heater_E7 | F3 | Commercial | Miscellaneous | New | Miscellaneous | Natural Gas | Pool Heater | E7 | System - kBTUs of Consumption | 0 | 0 | 0 | 0 | 0 | 0 | 0 | 0 | 0 | 0 | 0 | 0 | 0 | 0 | 0 | 0 | 0 | 0 | 0 | 0 | 0 | 0 | 0 | 0 | 0 | 0 | 0 | 0 | 0 | 0 | 0 | 0 | 0
F3_Commercial_Miscellaneous_New_Miscellaneous_Natural Gas_Pool Heater_E8 | F3 | Commercial | Miscellaneous | New | Miscellaneous | Natural Gas | Pool Heater | E8 | System - kBTUs of Consumption | 0 | 0 | 0 | 0 | 0 | 0 | 0 | 0 | 0 | 0 | 0 | 0 | 0 | 0 | 0 | 0 | 0 | 0 | 0 | 0 | 0 | 0 | 0 | 0 | 0 | 0 | 0 | 0 | 0 | 0 | 0 | 0 | 0
F3_Commercial_Miscellaneous_New_Miscellaneous_Natural Gas_Pool Heater_E9 | F3 | Commercial | Miscellaneous | New | Miscellaneous | Natural Gas | Pool Heater | E9 | System - kBTUs of Consumption | 0 | 0 | 0 | 0 | 0 | 0 | 0 | 0 | 0 | 0 | 0 | 0 | 0 | 0 | 0 | 0 | 0 | 0 | 0 | 0 | 0 | 0 | 0 | 0 | 0 | 0 | 0 | 0 | 0 | 0 | 0 | 0 | 0
F3_Commercial_Miscellaneous_New_Miscellaneous_Natural Gas_Pool Heater_E10 | F3 | Commercial | Miscellaneous | New | Miscellaneous | Natural Gas | Pool Heater | E10 | System - kBTUs of Consumption | 0 | 0 | 0 | 0 | 0 | 0 | 0 | 0 | 0 | 0 | 0 | 0 | 0 | 0 | 0 | 0 | 0 | 0 | 0 | 0 | 0 | 0 | 0 | 0 | 0 | 0 | 0 | 0 | 0 | 0 | 0 | 0 | 0
F4_Commercial_Miscellaneous_New_Miscellaneous_Natural Gas_Pool Heater_E1 | F4 | Commercial | Miscellaneous | New | Miscellaneous | Natural Gas | Pool Heater | E1 | Utility - Cost of Equipment | 0 | 0 | 0 | 0 | 0 | 0 | 0 | 0 | 0 | 0 | 0 | 0 | 0 | 0 | 0 | 0 | 0 | 0 | 0 | 0 | 0 | 0 | 0 | 0 | 0 | 0 | 0 | 0 | 0 | 0 | 0 | 0 | 0
F4_Commercial_Miscellaneous_New_Miscellaneous_Natural Gas_Pool Heater_E2 | F4 | Commercial | Miscellaneous | New | Miscellaneous | Natural Gas | Pool Heater | E2 | Utility - Cost of Equipment | 0 | 0 | 0 | 0 | 0 | 0 | 0 | 0 | 0 | 0 | 0 | 0 | 0 | 0 | 0 | 0 | 0 | 0 | 0 | 0 | 0 | 0 | 0 | 0 | 0 | 0 | 0 | 0 | 0 | 0 | 0 | 0 | 0
F4_Commercial_Miscellaneous_New_Miscellaneous_Natural Gas_Pool Heater_E3 | F4 | Commercial | Miscellaneous | New | Miscellaneous | Natural Gas | Pool Heater | E3 | Utility - Cost of Equipment | 0 | 0 | 0 | 0 | 0 | 0 | 0 | 0 | 0 | 0 | 0 | 0 | 0 | 0 | 0 | 0 | 0 | 0 | 0 | 0 | 0 | 0 | 0 | 0 | 0 | 0 | 0 | 0 | 0 | 0 | 0 | 0 | 0
F4_Commercial_Miscellaneous_New_Miscellaneous_Natural Gas_Pool Heater_E4 | F4 | Commercial | Miscellaneous | New | Miscellaneous | Natural Gas | Pool Heater | E4 | Utility - Cost of Equipment | 0 | 0 | 0 | 0 | 0 | 0 | 0 | 0 | 0 | 0 | 0 | 0 | 0 | 0 | 0 | 0 | 0 | 0 | 0 | 0 | 0 | 0 | 0 | 0 | 0 | 0 | 0 | 0 | 0 | 0 | 0 | 0 | 0
F4_Commercial_Miscellaneous_New_Miscellaneous_Natural Gas_Pool Heater_E5 | F4 | Commercial | Miscellaneous | New | Miscellaneous | Natural Gas | Pool Heater | E5 | Utility - Cost of Equipment | 0 | 0 | 0 | 0 | 0 | 0 | 0 | 0 | 0 | 0 | 0 | 0 | 0 | 0 | 0 | 0 | 0 | 0 | 0 | 0 | 0 | 0 | 0 | 0 | 0 | 0 | 0 | 0 | 0 | 0 | 0 | 0 | 0
F4_Commercial_Miscellaneous_New_Miscellaneous_Natural Gas_Pool Heater_E6 | F4 | Commercial | Miscellaneous | New | Miscellaneous | Natural Gas | Pool Heater | E6 | Utility - Cost of Equipment | 0 | 0 | 0 | 0 | 0 | 0 | 0 | 0 | 0 | 0 | 0 | 0 | 0 | 0 | 0 | 0 | 0 | 0 | 0 | 0 | 0 | 0 | 0 | 0 | 0 | 0 | 0 | 0 | 0 | 0 | 0 | 0 | 0
F4_Commercial_Miscellaneous_New_Miscellaneous_Natural Gas_Pool Heater_E7 | F4 | Commercial | Miscellaneous | New | Miscellaneous | Natural Gas | Pool Heater | E7 | Utility - Cost of Equipment | 0 | 0 | 0 | 0 | 0 | 0 | 0 | 0 | 0 | 0 | 0 | 0 | 0 | 0 | 0 | 0 | 0 | 0 | 0 | 0 | 0 | 0 | 0 | 0 | 0 | 0 | 0 | 0 | 0 | 0 | 0 | 0 | 0
F4_Commercial_Miscellaneous_New_Miscellaneous_Natural Gas_Pool Heater_E8 | F4 | Commercial | Miscellaneous | New | Miscellaneous | Natural Gas | Pool Heater | E8 | Utility - Cost of Equipment | 0 | 0 | 0 | 0 | 0 | 0 | 0 | 0 | 0 | 0 | 0 | 0 | 0 | 0 | 0 | 0 | 0 | 0 | 0 | 0 | 0 | 0 | 0 | 0 | 0 | 0 | 0 | 0 | 0 | 0 | 0 | 0 | 0
F4_Commercial_Miscellaneous_New_Miscellaneous_Natural Gas_Pool Heater_E9 | F4 | Commercial | Miscellaneous | New | Miscellaneous | Natural Gas | Pool Heater | E9 | Utility - Cost of Equipment | 0 | 0 | 0 | 0 | 0 | 0 | 0 | 0 | 0 | 0 | 0 | 0 | 0 | 0 | 0 | 0 | 0 | 0 | 0 | 0 | 0 | 0 | 0 | 0 | 0 | 0 | 0 | 0 | 0 | 0 | 0 | 0 | 0
F4_Commercial_Miscellaneous_New_Miscellaneous_Natural Gas_Pool Heater_E10 | F4 | Commercial | Miscellaneous | New | Miscellaneous | Natural Gas | Pool Heater | E10 | Utility - Cost of Equipment | 0 | 0 | 0 | 0 | 0 | 0 | 0 | 0 | 0 | 0 | 0 | 0 | 0 | 0 | 0 | 0 | 0 | 0 | 0 | 0 | 0 | 0 | 0 | 0 | 0 | 0 | 0 | 0 | 0 | 0 | 0 | 0 | 0
F5_Commercial_Miscellaneous_New_Miscellaneous_Natural Gas_Pool Heater_E1 | F5 | Commercial | Miscellaneous | New | Miscellaneous | Natural Gas | Pool Heater | E1 | Utility - Cost of Operation | 0.00055623 | 0.00055623 | 0.00055623 | 0.00055623 | 0.00055623 | 0.00055623 | 0.00055623 | 0.00055623 | 0.00055623 | 0.00055623 | 0.00055623 | 0.00055623 | 0.00055623 | 0.00055623 | 0.00055623 | 0.00055623 | 0.00055623 | 0.00055623 | 0.00055623 | 0.00055623 | 0.00055623 | 0.00055623 | 0.00055623 | 0.00055623 | 0.00055623 | 0.00055623 | 0.00055623 | 0.00055623 | 0.00055623 | 0.00055623 | 0.00055623 | 0.00055623 | 0.00055623
F5_Commercial_Miscellaneous_New_Miscellaneous_Natural Gas_Pool Heater_E2 | F5 | Commercial | Miscellaneous | New | Miscellaneous | Natural Gas | Pool Heater | E2 | Utility - Cost of Operation | 0.00091077 | 0.00091077 | 0.00091077 | 0.00091077 | 0.00091077 | 0.00091077 | 0.00091077 | 0.00091077 | 0.00091077 | 0.00091077 | 0.00091077 | 0.00091077 | 0.00091077 | 0.00091077 | 0.00091077 | 0.00091077 | 0.00091077 | 0.00091077 | 0.00091077 | 0.00091077 | 0.00091077 | 0.00091077 | 0.00091077 | 0.00091077 | 0.00091077 | 0.00091077 | 0.00091077 | 0.00091077 | 0.00091077 | 0.00091077 | 0.00091077 | 0.00091077 | 0.00091077
F5_Commercial_Miscellaneous_New_Miscellaneous_Natural Gas_Pool Heater_E3 | F5 | Commercial | Miscellaneous | New | Miscellaneous | Natural Gas | Pool Heater | E3 | Utility - Cost of Operation | 0 | 0 | 0 | 0 | 0 | 0 | 0 | 0 | 0 | 0 | 0 | 0 | 0 | 0 | 0 | 0 | 0 | 0 | 0 | 0 | 0 | 0 | 0 | 0 | 0 | 0 | 0 | 0 | 0 | 0 | 0 | 0 | 0
F5_Commercial_Miscellaneous_New_Miscellaneous_Natural Gas_Pool Heater_E4 | F5 | Commercial | Miscellaneous | New | Miscellaneous | Natural Gas | Pool Heater | E4 | Utility - Cost of Operation | 0 | 0 | 0 | 0 | 0 | 0 | 0 | 0 | 0 | 0 | 0 | 0 | 0 | 0 | 0 | 0 | 0 | 0 | 0 | 0 | 0 | 0 | 0 | 0 | 0 | 0 | 0 | 0 | 0 | 0 | 0 | 0 | 0
F5_Commercial_Miscellaneous_New_Miscellaneous_Natural Gas_Pool Heater_E5 | F5 | Commercial | Miscellaneous | New | Miscellaneous | Natural Gas | Pool Heater | E5 | Utility - Cost of Operation | 0 | 0 | 0 | 0 | 0 | 0 | 0 | 0 | 0 | 0 | 0 | 0 | 0 | 0 | 0 | 0 | 0 | 0 | 0 | 0 | 0 | 0 | 0 | 0 | 0 | 0 | 0 | 0 | 0 | 0 | 0 | 0 | 0
F5_Commercial_Miscellaneous_New_Miscellaneous_Natural Gas_Pool Heater_E6 | F5 | Commercial | Miscellaneous | New | Miscellaneous | Natural Gas | Pool Heater | E6 | Utility - Cost of Operation | 0 | 0 | 0 | 0 | 0 | 0 | 0 | 0 | 0 | 0 | 0 | 0 | 0 | 0 | 0 | 0 | 0 | 0 | 0 | 0 | 0 | 0 | 0 | 0 | 0 | 0 | 0 | 0 | 0 | 0 | 0 | 0 | 0
F5_Commercial_Miscellaneous_New_Miscellaneous_Natural Gas_Pool Heater_E7 | F5 | Commercial | Miscellaneous | New | Miscellaneous | Natural Gas | Pool Heater | E7 | Utility - Cost of Operation | 0 | 0 | 0 | 0 | 0 | 0 | 0 | 0 | 0 | 0 | 0 | 0 | 0 | 0 | 0 | 0 | 0 | 0 | 0 | 0 | 0 | 0 | 0 | 0 | 0 | 0 | 0 | 0 | 0 | 0 | 0 | 0 | 0
F5_Commercial_Miscellaneous_New_Miscellaneous_Natural Gas_Pool Heater_E8 | F5 | Commercial | Miscellaneous | New | Miscellaneous | Natural Gas | Pool Heater | E8 | Utility - Cost of Operation | 0 | 0 | 0 | 0 | 0 | 0 | 0 | 0 | 0 | 0 | 0 | 0 | 0 | 0 | 0 | 0 | 0 | 0 | 0 | 0 | 0 | 0 | 0 | 0 | 0 | 0 | 0 | 0 | 0 | 0 | 0 | 0 | 0
F5_Commercial_Miscellaneous_New_Miscellaneous_Natural Gas_Pool Heater_E9 | F5 | Commercial | Miscellaneous | New | Miscellaneous | Natural Gas | Pool Heater | E9 | Utility - Cost of Operation | 0 | 0 | 0 | 0 | 0 | 0 | 0 | 0 | 0 | 0 | 0 | 0 | 0 | 0 | 0 | 0 | 0 | 0 | 0 | 0 | 0 | 0 | 0 | 0 | 0 | 0 | 0 | 0 | 0 | 0 | 0 | 0 | 0
F5_Commercial_Miscellaneous_New_Miscellaneous_Natural Gas_Pool Heater_E10 | F5 | Commercial | Miscellaneous | New | Miscellaneous | Natural Gas | Pool Heater | E10 | Utility - Cost of Operation | 0 | 0 | 0 | 0 | 0 | 0 | 0 | 0 | 0 | 0 | 0 | 0 | 0 | 0 | 0 | 0 | 0 | 0 | 0 | 0 | 0 | 0 | 0 | 0 | 0 | 0 | 0 | 0 | 0 | 0 | 0 | 0 | 0
F6_Commercial_Miscellaneous_New_Miscellaneous_Natural Gas_Pool Heater_E1 | F6 | Commercial | Miscellaneous | New | Miscellaneous | Natural Gas | Pool Heater | E1 | Utility - Value of Sales | 0.0022057 | 0.0022057 | 0.0022057 | 0.0022057 | 0.0022057 | 0.0022057 | 0.0022057 | 0.0022057 | 0.0022057 | 0.0022057 | 0.0022057 | 0.0022057 | 0.0022057 | 0.0022057 | 0.0022057 | 0.0022057 | 0.0022057 | 0.0022057 | 0.0022057 | 0.0022057 | 0.0022057 | 0.0022057 | 0.0022057 | 0.0022057 | 0.0022057 | 0.0022057 | 0.0022057 | 0.0022057 | 0.0022057 | 0.0022057 | 0.0022057 | 0.0022057 | 0.0022057
F6_Commercial_Miscellaneous_New_Miscellaneous_Natural Gas_Pool Heater_E2 | F6 | Commercial | Miscellaneous | New | Miscellaneous | Natural Gas | Pool Heater | E2 | Utility - Value of Sales | 0.0018749 | 0.0018749 | 0.0018749 | 0.0018749 | 0.0018749 | 0.0018749 | 0.0018749 | 0.0018749 | 0.0018749 | 0.0018749 | 0.0018749 | 0.0018749 | 0.0018749 | 0.0018749 | 0.0018749 | 0.0018749 | 0.0018749 | 0.0018749 | 0.0018749 | 0.0018749 | 0.0018749 | 0.0018749 | 0.0018749 | 0.0018749 | 0.0018749 | 0.0018749 | 0.0018749 | 0.0018749 | 0.0018749 | 0.0018749 | 0.0018749 | 0.0018749 | 0.0018749
F6_Commercial_Miscellaneous_New_Miscellaneous_Natural Gas_Pool Heater_E3 | F6 | Commercial | Miscellaneous | New | Miscellaneous | Natural Gas | Pool Heater | E3 | Utility - Value of Sales | 0 | 0 | 0 | 0 | 0 | 0 | 0 | 0 | 0 | 0 | 0 | 0 | 0 | 0 | 0 | 0 | 0 | 0 | 0 | 0 | 0 | 0 | 0 | 0 | 0 | 0 | 0 | 0 | 0 | 0 | 0 | 0 | 0
F6_Commercial_Miscellaneous_New_Miscellaneous_Natural Gas_Pool Heater_E4 | F6 | Commercial | Miscellaneous | New | Miscellaneous | Natural Gas | Pool Heater | E4 | Utility - Value of Sales | 0 | 0 | 0 | 0 | 0 | 0 | 0 | 0 | 0 | 0 | 0 | 0 | 0 | 0 | 0 | 0 | 0 | 0 | 0 | 0 | 0 | 0 | 0 | 0 | 0 | 0 | 0 | 0 | 0 | 0 | 0 | 0 | 0
F6_Commercial_Miscellaneous_New_Miscellaneous_Natural Gas_Pool Heater_E5 | F6 | Commercial | Miscellaneous | New | Miscellaneous | Natural Gas | Pool Heater | E5 | Utility - Value of Sales | 0 | 0 | 0 | 0 | 0 | 0 | 0 | 0 | 0 | 0 | 0 | 0 | 0 | 0 | 0 | 0 | 0 | 0 | 0 | 0 | 0 | 0 | 0 | 0 | 0 | 0 | 0 | 0 | 0 | 0 | 0 | 0 | 0
F6_Commercial_Miscellaneous_New_Miscellaneous_Natural Gas_Pool Heater_E6 | F6 | Commercial | Miscellaneous | New | Miscellaneous | Natural Gas | Pool Heater | E6 | Utility - Value of Sales | 0 | 0 | 0 | 0 | 0 | 0 | 0 | 0 | 0 | 0 | 0 | 0 | 0 | 0 | 0 | 0 | 0 | 0 | 0 | 0 | 0 | 0 | 0 | 0 | 0 | 0 | 0 | 0 | 0 | 0 | 0 | 0 | 0
F6_Commercial_Miscellaneous_New_Miscellaneous_Natural Gas_Pool Heater_E7 | F6 | Commercial | Miscellaneous | New | Miscellaneous | Natural Gas | Pool Heater | E7 | Utility - Value of Sales | 0 | 0 | 0 | 0 | 0 | 0 | 0 | 0 | 0 | 0 | 0 | 0 | 0 | 0 | 0 | 0 | 0 | 0 | 0 | 0 | 0 | 0 | 0 | 0 | 0 | 0 | 0 | 0 | 0 | 0 | 0 | 0 | 0
F6_Commercial_Miscellaneous_New_Miscellaneous_Natural Gas_Pool Heater_E8 | F6 | Commercial | Miscellaneous | New | Miscellaneous | Natural Gas | Pool Heater | E8 | Utility - Value of Sales | 0 | 0 | 0 | 0 | 0 | 0 | 0 | 0 | 0 | 0 | 0 | 0 | 0 | 0 | 0 | 0 | 0 | 0 | 0 | 0 | 0 | 0 | 0 | 0 | 0 | 0 | 0 | 0 | 0 | 0 | 0 | 0 | 0
F6_Commercial_Miscellaneous_New_Miscellaneous_Natural Gas_Pool Heater_E9 | F6 | Commercial | Miscellaneous | New | Miscellaneous | Natural Gas | Pool Heater | E9 | Utility - Value of Sales | 0 | 0 | 0 | 0 | 0 | 0 | 0 | 0 | 0 | 0 | 0 | 0 | 0 | 0 | 0 | 0 | 0 | 0 | 0 | 0 | 0 | 0 | 0 | 0 | 0 | 0 | 0 | 0 | 0 | 0 | 0 | 0 | 0
F6_Commercial_Miscellaneous_New_Miscellaneous_Natural Gas_Pool Heater_E10 | F6 | Commercial | Miscellaneous | New | Miscellaneous | Natural Gas | Pool Heater | E10 | Utility - Value of Sales | 0 | 0 | 0 | 0 | 0 | 0 | 0 | 0 | 0 | 0 | 0 | 0 | 0 | 0 | 0 | 0 | 0 | 0 | 0 | 0 | 0 | 0 | 0 | 0 | 0 | 0 | 0 | 0 | 0 | 0 | 0 | 0 | 0
F1_Commercial_Miscellaneous_New_Miscellaneous_Natural Gas_Miscellaneous_E1 | F1 | Commercial | Miscellaneous | New | Miscellaneous | Natural Gas | Miscellaneous | E1 | RVT - Cost of Equipment | 0 | 0 | 0 | 0 | 0 | 0 | 0 | 0 | 0 | 0 | 0 | 0 | 0 | 0 | 0 | 0 | 0 | 0 | 0 | 0 | 0 | 0 | 0 | 0 | 0 | 0 | 0 | 0 | 0 | 0 | 0 | 0 | 0
F1_Commercial_Miscellaneous_New_Miscellaneous_Natural Gas_Miscellaneous_E2 | F1 | Commercial | Miscellaneous | New | Miscellaneous | Natural Gas | Miscellaneous | E2 | RVT - Cost of Equipment | 0 | 0 | 0 | 0 | 0 | 0 | 0 | 0 | 0 | 0 | 0 | 0 | 0 | 0 | 0 | 0 | 0 | 0 | 0 | 0 | 0 | 0 | 0 | 0 | 0 | 0 | 0 | 0 | 0 | 0 | 0 | 0 | 0
F1_Commercial_Miscellaneous_New_Miscellaneous_Natural Gas_Miscellaneous_E3 | F1 | Commercial | Miscellaneous | New | Miscellaneous | Natural Gas | Miscellaneous | E3 | RVT - Cost of Equipment | 0 | 0 | 0 | 0 | 0 | 0 | 0 | 0 | 0 | 0 | 0 | 0 | 0 | 0 | 0 | 0 | 0 | 0 | 0 | 0 | 0 | 0 | 0 | 0 | 0 | 0 | 0 | 0 | 0 | 0 | 0 | 0 | 0
F1_Commercial_Miscellaneous_New_Miscellaneous_Natural Gas_Miscellaneous_E4 | F1 | Commercial | Miscellaneous | New | Miscellaneous | Natural Gas | Miscellaneous | E4 | RVT - Cost of Equipment | 0 | 0 | 0 | 0 | 0 | 0 | 0 | 0 | 0 | 0 | 0 | 0 | 0 | 0 | 0 | 0 | 0 | 0 | 0 | 0 | 0 | 0 | 0 | 0 | 0 | 0 | 0 | 0 | 0 | 0 | 0 | 0 | 0
F1_Commercial_Miscellaneous_New_Miscellaneous_Natural Gas_Miscellaneous_E5 | F1 | Commercial | Miscellaneous | New | Miscellaneous | Natural Gas | Miscellaneous | E5 | RVT - Cost of Equipment | 0 | 0 | 0 | 0 | 0 | 0 | 0 | 0 | 0 | 0 | 0 | 0 | 0 | 0 | 0 | 0 | 0 | 0 | 0 | 0 | 0 | 0 | 0 | 0 | 0 | 0 | 0 | 0 | 0 | 0 | 0 | 0 | 0
F1_Commercial_Miscellaneous_New_Miscellaneous_Natural Gas_Miscellaneous_E6 | F1 | Commercial | Miscellaneous | New | Miscellaneous | Natural Gas | Miscellaneous | E6 | RVT - Cost of Equipment | 0 | 0 | 0 | 0 | 0 | 0 | 0 | 0 | 0 | 0 | 0 | 0 | 0 | 0 | 0 | 0 | 0 | 0 | 0 | 0 | 0 | 0 | 0 | 0 | 0 | 0 | 0 | 0 | 0 | 0 | 0 | 0 | 0
F1_Commercial_Miscellaneous_New_Miscellaneous_Natural Gas_Miscellaneous_E7 | F1 | Commercial | Miscellaneous | New | Miscellaneous | Natural Gas | Miscellaneous | E7 | RVT - Cost of Equipment | 0 | 0 | 0 | 0 | 0 | 0 | 0 | 0 | 0 | 0 | 0 | 0 | 0 | 0 | 0 | 0 | 0 | 0 | 0 | 0 | 0 | 0 | 0 | 0 | 0 | 0 | 0 | 0 | 0 | 0 | 0 | 0 | 0
F1_Commercial_Miscellaneous_New_Miscellaneous_Natural Gas_Miscellaneous_E8 | F1 | Commercial | Miscellaneous | New | Miscellaneous | Natural Gas | Miscellaneous | E8 | RVT - Cost of Equipment | 0 | 0 | 0 | 0 | 0 | 0 | 0 | 0 | 0 | 0 | 0 | 0 | 0 | 0 | 0 | 0 | 0 | 0 | 0 | 0 | 0 | 0 | 0 | 0 | 0 | 0 | 0 | 0 | 0 | 0 | 0 | 0 | 0
F1_Commercial_Miscellaneous_New_Miscellaneous_Natural Gas_Miscellaneous_E9 | F1 | Commercial | Miscellaneous | New | Miscellaneous | Natural Gas | Miscellaneous | E9 | RVT - Cost of Equipment | 0 | 0 | 0 | 0 | 0 | 0 | 0 | 0 | 0 | 0 | 0 | 0 | 0 | 0 | 0 | 0 | 0 | 0 | 0 | 0 | 0 | 0 | 0 | 0 | 0 | 0 | 0 | 0 | 0 | 0 | 0 | 0 | 0
F1_Commercial_Miscellaneous_New_Miscellaneous_Natural Gas_Miscellaneous_E10 | F1 | Commercial | Miscellaneous | New | Miscellaneous | Natural Gas | Miscellaneous | E10 | RVT - Cost of Equipment | 0 | 0 | 0 | 0 | 0 | 0 | 0 | 0 | 0 | 0 | 0 | 0 | 0 | 0 | 0 | 0 | 0 | 0 | 0 | 0 | 0 | 0 | 0 | 0 | 0 | 0 | 0 | 0 | 0 | 0 | 0 | 0 | 0
F2_Commercial_Miscellaneous_New_Miscellaneous_Natural Gas_Miscellaneous_E1 | F2 | Commercial | Miscellaneous | New | Miscellaneous | Natural Gas | Miscellaneous | E1 | RVT - Cost of Operation | 0 | 0 | 0 | 0 | 0 | 0 | 0 | 0 | 0 | 0 | 0 | 0 | 0 | 0 | 0 | 0 | 0 | 0 | 0 | 0 | 0 | 0 | 0 | 0 | 0 | 0 | 0 | 0 | 0 | 0 | 0 | 0 | 0
F2_Commercial_Miscellaneous_New_Miscellaneous_Natural Gas_Miscellaneous_E2 | F2 | Commercial | Miscellaneous | New | Miscellaneous | Natural Gas | Miscellaneous | E2 | RVT - Cost of Operation | 0 | 0 | 0 | 0 | 0 | 0 | 0 | 0 | 0 | 0 | 0 | 0 | 0 | 0 | 0 | 0 | 0 | 0 | 0 | 0 | 0 | 0 | 0 | 0 | 0 | 0 | 0 | 0 | 0 | 0 | 0 | 0 | 0
F2_Commercial_Miscellaneous_New_Miscellaneous_Natural Gas_Miscellaneous_E3 | F2 | Commercial | Miscellaneous | New | Miscellaneous | Natural Gas | Miscellaneous | E3 | RVT - Cost of Operation | 0 | 0 | 0 | 0 | 0 | 0 | 0 | 0 | 0 | 0 | 0 | 0 | 0 | 0 | 0 | 0 | 0 | 0 | 0 | 0 | 0 | 0 | 0 | 0 | 0 | 0 | 0 | 0 | 0 | 0 | 0 | 0 | 0
F2_Commercial_Miscellaneous_New_Miscellaneous_Natural Gas_Miscellaneous_E4 | F2 | Commercial | Miscellaneous | New | Miscellaneous | Natural Gas | Miscellaneous | E4 | RVT - Cost of Operation | 0 | 0 | 0 | 0 | 0 | 0 | 0 | 0 | 0 | 0 | 0 | 0 | 0 | 0 | 0 | 0 | 0 | 0 | 0 | 0 | 0 | 0 | 0 | 0 | 0 | 0 | 0 | 0 | 0 | 0 | 0 | 0 | 0
F2_Commercial_Miscellaneous_New_Miscellaneous_Natural Gas_Miscellaneous_E5 | F2 | Commercial | Miscellaneous | New | Miscellaneous | Natural Gas | Miscellaneous | E5 | RVT - Cost of Operation | 0 | 0 | 0 | 0 | 0 | 0 | 0 | 0 | 0 | 0 | 0 | 0 | 0 | 0 | 0 | 0 | 0 | 0 | 0 | 0 | 0 | 0 | 0 | 0 | 0 | 0 | 0 | 0 | 0 | 0 | 0 | 0 | 0
F2_Commercial_Miscellaneous_New_Miscellaneous_Natural Gas_Miscellaneous_E6 | F2 | Commercial | Miscellaneous | New | Miscellaneous | Natural Gas | Miscellaneous | E6 | RVT - Cost of Operation | 0 | 0 | 0 | 0 | 0 | 0 | 0 | 0 | 0 | 0 | 0 | 0 | 0 | 0 | 0 | 0 | 0 | 0 | 0 | 0 | 0 | 0 | 0 | 0 | 0 | 0 | 0 | 0 | 0 | 0 | 0 | 0 | 0
F2_Commercial_Miscellaneous_New_Miscellaneous_Natural Gas_Miscellaneous_E7 | F2 | Commercial | Miscellaneous | New | Miscellaneous | Natural Gas | Miscellaneous | E7 | RVT - Cost of Operation | 0 | 0 | 0 | 0 | 0 | 0 | 0 | 0 | 0 | 0 | 0 | 0 | 0 | 0 | 0 | 0 | 0 | 0 | 0 | 0 | 0 | 0 | 0 | 0 | 0 | 0 | 0 | 0 | 0 | 0 | 0 | 0 | 0
F2_Commercial_Miscellaneous_New_Miscellaneous_Natural Gas_Miscellaneous_E8 | F2 | Commercial | Miscellaneous | New | Miscellaneous | Natural Gas | Miscellaneous | E8 | RVT - Cost of Operation | 0 | 0 | 0 | 0 | 0 | 0 | 0 | 0 | 0 | 0 | 0 | 0 | 0 | 0 | 0 | 0 | 0 | 0 | 0 | 0 | 0 | 0 | 0 | 0 | 0 | 0 | 0 | 0 | 0 | 0 | 0 | 0 | 0
F2_Commercial_Miscellaneous_New_Miscellaneous_Natural Gas_Miscellaneous_E9 | F2 | Commercial | Miscellaneous | New | Miscellaneous | Natural Gas | Miscellaneous | E9 | RVT - Cost of Operation | 0 | 0 | 0 | 0 | 0 | 0 | 0 | 0 | 0 | 0 | 0 | 0 | 0 | 0 | 0 | 0 | 0 | 0 | 0 | 0 | 0 | 0 | 0 | 0 | 0 | 0 | 0 | 0 | 0 | 0 | 0 | 0 | 0
F2_Commercial_Miscellaneous_New_Miscellaneous_Natural Gas_Miscellaneous_E10 | F2 | Commercial | Miscellaneous | New | Miscellaneous | Natural Gas | Miscellaneous | E10 | RVT - Cost of Operation | 0 | 0 | 0 | 0 | 0 | 0 | 0 | 0 | 0 | 0 | 0 | 0 | 0 | 0 | 0 | 0 | 0 | 0 | 0 | 0 | 0 | 0 | 0 | 0 | 0 | 0 | 0 | 0 | 0 | 0 | 0 | 0 | 0
F3_Commercial_Miscellaneous_New_Miscellaneous_Natural Gas_Miscellaneous_E1 | F3 | Commercial | Miscellaneous | New | Miscellaneous | Natural Gas | Miscellaneous | E1 | System - kBTUs of Consumption | 0.23859 | 0.23859 | 0.23859 | 0.23859 | 0.23859 | 0.23859 | 0.23859 | 0.23859 | 0.23859 | 0.23859 | 0.23859 | 0.23859 | 0.23859 | 0.23859 | 0.23859 | 0.23859 | 0.23859 | 0.23859 | 0.23859 | 0.23859 | 0.23859 | 0.23859 | 0.23859 | 0.23859 | 0.23859 | 0.23859 | 0.23859 | 0.23859 | 0.23859 | 0.23859 | 0.23859 | 0.23859 | 0.23859
F3_Commercial_Miscellaneous_New_Miscellaneous_Natural Gas_Miscellaneous_E2 | F3 | Commercial | Miscellaneous | New | Miscellaneous | Natural Gas | Miscellaneous | E2 | System - kBTUs of Consumption | 0 | 0 | 0 | 0 | 0 | 0 | 0 | 0 | 0 | 0 | 0 | 0 | 0 | 0 | 0 | 0 | 0 | 0 | 0 | 0 | 0 | 0 | 0 | 0 | 0 | 0 | 0 | 0 | 0 | 0 | 0 | 0 | 0
F3_Commercial_Miscellaneous_New_Miscellaneous_Natural Gas_Miscellaneous_E3 | F3 | Commercial | Miscellaneous | New | Miscellaneous | Natural Gas | Miscellaneous | E3 | System - kBTUs of Consumption | 0 | 0 | 0 | 0 | 0 | 0 | 0 | 0 | 0 | 0 | 0 | 0 | 0 | 0 | 0 | 0 | 0 | 0 | 0 | 0 | 0 | 0 | 0 | 0 | 0 | 0 | 0 | 0 | 0 | 0 | 0 | 0 | 0
F3_Commercial_Miscellaneous_New_Miscellaneous_Natural Gas_Miscellaneous_E4 | F3 | Commercial | Miscellaneous | New | Miscellaneous | Natural Gas | Miscellaneous | E4 | System - kBTUs of Consumption | 0 | 0 | 0 | 0 | 0 | 0 | 0 | 0 | 0 | 0 | 0 | 0 | 0 | 0 | 0 | 0 | 0 | 0 | 0 | 0 | 0 | 0 | 0 | 0 | 0 | 0 | 0 | 0 | 0 | 0 | 0 | 0 | 0
F3_Commercial_Miscellaneous_New_Miscellaneous_Natural Gas_Miscellaneous_E5 | F3 | Commercial | Miscellaneous | New | Miscellaneous | Natural Gas | Miscellaneous | E5 | System - kBTUs of Consumption | 0 | 0 | 0 | 0 | 0 | 0 | 0 | 0 | 0 | 0 | 0 | 0 | 0 | 0 | 0 | 0 | 0 | 0 | 0 | 0 | 0 | 0 | 0 | 0 | 0 | 0 | 0 | 0 | 0 | 0 | 0 | 0 | 0
F3_Commercial_Miscellaneous_New_Miscellaneous_Natural Gas_Miscellaneous_E6 | F3 | Commercial | Miscellaneous | New | Miscellaneous | Natural Gas | Miscellaneous | E6 | System - kBTUs of Consumption | 0 | 0 | 0 | 0 | 0 | 0 | 0 | 0 | 0 | 0 | 0 | 0 | 0 | 0 | 0 | 0 | 0 | 0 | 0 | 0 | 0 | 0 | 0 | 0 | 0 | 0 | 0 | 0 | 0 | 0 | 0 | 0 | 0
F3_Commercial_Miscellaneous_New_Miscellaneous_Natural Gas_Miscellaneous_E7 | F3 | Commercial | Miscellaneous | New | Miscellaneous | Natural Gas | Miscellaneous | E7 | System - kBTUs of Consumption | 0 | 0 | 0 | 0 | 0 | 0 | 0 | 0 | 0 | 0 | 0 | 0 | 0 | 0 | 0 | 0 | 0 | 0 | 0 | 0 | 0 | 0 | 0 | 0 | 0 | 0 | 0 | 0 | 0 | 0 | 0 | 0 | 0
F3_Commercial_Miscellaneous_New_Miscellaneous_Natural Gas_Miscellaneous_E8 | F3 | Commercial | Miscellaneous | New | Miscellaneous | Natural Gas | Miscellaneous | E8 | System - kBTUs of Consumption | 0 | 0 | 0 | 0 | 0 | 0 | 0 | 0 | 0 | 0 | 0 | 0 | 0 | 0 | 0 | 0 | 0 | 0 | 0 | 0 | 0 | 0 | 0 | 0 | 0 | 0 | 0 | 0 | 0 | 0 | 0 | 0 | 0
F3_Commercial_Miscellaneous_New_Miscellaneous_Natural Gas_Miscellaneous_E9 | F3 | Commercial | Miscellaneous | New | Miscellaneous | Natural Gas | Miscellaneous | E9 | System - kBTUs of Consumption | 0 | 0 | 0 | 0 | 0 | 0 | 0 | 0 | 0 | 0 | 0 | 0 | 0 | 0 | 0 | 0 | 0 | 0 | 0 | 0 | 0 | 0 | 0 | 0 | 0 | 0 | 0 | 0 | 0 | 0 | 0 | 0 | 0
F3_Commercial_Miscellaneous_New_Miscellaneous_Natural Gas_Miscellaneous_E10 | F3 | Commercial | Miscellaneous | New | Miscellaneous | Natural Gas | Miscellaneous | E10 | System - kBTUs of Consumption | 0 | 0 | 0 | 0 | 0 | 0 | 0 | 0 | 0 | 0 | 0 | 0 | 0 | 0 | 0 | 0 | 0 | 0 | 0 | 0 | 0 | 0 | 0 | 0 | 0 | 0 | 0 | 0 | 0 | 0 | 0 | 0 | 0
F4_Commercial_Miscellaneous_New_Miscellaneous_Natural Gas_Miscellaneous_E1 | F4 | Commercial | Miscellaneous | New | Miscellaneous | Natural Gas | Miscellaneous | E1 | Utility - Cost of Equipment | 0 | 0 | 0 | 0 | 0 | 0 | 0 | 0 | 0 | 0 | 0 | 0 | 0 | 0 | 0 | 0 | 0 | 0 | 0 | 0 | 0 | 0 | 0 | 0 | 0 | 0 | 0 | 0 | 0 | 0 | 0 | 0 | 0
F4_Commercial_Miscellaneous_New_Miscellaneous_Natural Gas_Miscellaneous_E2 | F4 | Commercial | Miscellaneous | New | Miscellaneous | Natural Gas | Miscellaneous | E2 | Utility - Cost of Equipment | 0 | 0 | 0 | 0 | 0 | 0 | 0 | 0 | 0 | 0 | 0 | 0 | 0 | 0 | 0 | 0 | 0 | 0 | 0 | 0 | 0 | 0 | 0 | 0 | 0 | 0 | 0 | 0 | 0 | 0 | 0 | 0 | 0
F4_Commercial_Miscellaneous_New_Miscellaneous_Natural Gas_Miscellaneous_E3 | F4 | Commercial | Miscellaneous | New | Miscellaneous | Natural Gas | Miscellaneous | E3 | Utility - Cost of Equipment | 0 | 0 | 0 | 0 | 0 | 0 | 0 | 0 | 0 | 0 | 0 | 0 | 0 | 0 | 0 | 0 | 0 | 0 | 0 | 0 | 0 | 0 | 0 | 0 | 0 | 0 | 0 | 0 | 0 | 0 | 0 | 0 | 0
F4_Commercial_Miscellaneous_New_Miscellaneous_Natural Gas_Miscellaneous_E4 | F4 | Commercial | Miscellaneous | New | Miscellaneous | Natural Gas | Miscellaneous | E4 | Utility - Cost of Equipment | 0 | 0 | 0 | 0 | 0 | 0 | 0 | 0 | 0 | 0 | 0 | 0 | 0 | 0 | 0 | 0 | 0 | 0 | 0 | 0 | 0 | 0 | 0 | 0 | 0 | 0 | 0 | 0 | 0 | 0 | 0 | 0 | 0
F4_Commercial_Miscellaneous_New_Miscellaneous_Natural Gas_Miscellaneous_E5 | F4 | Commercial | Miscellaneous | New | Miscellaneous | Natural Gas | Miscellaneous | E5 | Utility - Cost of Equipment | 0 | 0 | 0 | 0 | 0 | 0 | 0 | 0 | 0 | 0 | 0 | 0 | 0 | 0 | 0 | 0 | 0 | 0 | 0 | 0 | 0 | 0 | 0 | 0 | 0 | 0 | 0 | 0 | 0 | 0 | 0 | 0 | 0
F4_Commercial_Miscellaneous_New_Miscellaneous_Natural Gas_Miscellaneous_E6 | F4 | Commercial | Miscellaneous | New | Miscellaneous | Natural Gas | Miscellaneous | E6 | Utility - Cost of Equipment | 0 | 0 | 0 | 0 | 0 | 0 | 0 | 0 | 0 | 0 | 0 | 0 | 0 | 0 | 0 | 0 | 0 | 0 | 0 | 0 | 0 | 0 | 0 | 0 | 0 | 0 | 0 | 0 | 0 | 0 | 0 | 0 | 0
F4_Commercial_Miscellaneous_New_Miscellaneous_Natural Gas_Miscellaneous_E7 | F4 | Commercial | Miscellaneous | New | Miscellaneous | Natural Gas | Miscellaneous | E7 | Utility - Cost of Equipment | 0 | 0 | 0 | 0 | 0 | 0 | 0 | 0 | 0 | 0 | 0 | 0 | 0 | 0 | 0 | 0 | 0 | 0 | 0 | 0 | 0 | 0 | 0 | 0 | 0 | 0 | 0 | 0 | 0 | 0 | 0 | 0 | 0
F4_Commercial_Miscellaneous_New_Miscellaneous_Natural Gas_Miscellaneous_E8 | F4 | Commercial | Miscellaneous | New | Miscellaneous | Natural Gas | Miscellaneous | E8 | Utility - Cost of Equipment | 0 | 0 | 0 | 0 | 0 | 0 | 0 | 0 | 0 | 0 | 0 | 0 | 0 | 0 | 0 | 0 | 0 | 0 | 0 | 0 | 0 | 0 | 0 | 0 | 0 | 0 | 0 | 0 | 0 | 0 | 0 | 0 | 0
F4_Commercial_Miscellaneous_New_Miscellaneous_Natural Gas_Miscellaneous_E9 | F4 | Commercial | Miscellaneous | New | Miscellaneous | Natural Gas | Miscellaneous | E9 | Utility - Cost of Equipment | 0 | 0 | 0 | 0 | 0 | 0 | 0 | 0 | 0 | 0 | 0 | 0 | 0 | 0 | 0 | 0 | 0 | 0 | 0 | 0 | 0 | 0 | 0 | 0 | 0 | 0 | 0 | 0 | 0 | 0 | 0 | 0 | 0
F4_Commercial_Miscellaneous_New_Miscellaneous_Natural Gas_Miscellaneous_E10 | F4 | Commercial | Miscellaneous | New | Miscellaneous | Natural Gas | Miscellaneous | E10 | Utility - Cost of Equipment | 0 | 0 | 0 | 0 | 0 | 0 | 0 | 0 | 0 | 0 | 0 | 0 | 0 | 0 | 0 | 0 | 0 | 0 | 0 | 0 | 0 | 0 | 0 | 0 | 0 | 0 | 0 | 0 | 0 | 0 | 0 | 0 | 0
F5_Commercial_Miscellaneous_New_Miscellaneous_Natural Gas_Miscellaneous_E1 | F5 | Commercial | Miscellaneous | New | Miscellaneous | Natural Gas | Miscellaneous | E1 | Utility - Cost of Operation | 0.23859 | 0.23859 | 0.23859 | 0.23859 | 0.23859 | 0.23859 | 0.23859 | 0.23859 | 0.23859 | 0.23859 | 0.23859 | 0.23859 | 0.23859 | 0.23859 | 0.23859 | 0.23859 | 0.23859 | 0.23859 | 0.23859 | 0.23859 | 0.23859 | 0.23859 | 0.23859 | 0.23859 | 0.23859 | 0.23859 | 0.23859 | 0.23859 | 0.23859 | 0.23859 | 0.23859 | 0.23859 | 0.23859
F5_Commercial_Miscellaneous_New_Miscellaneous_Natural Gas_Miscellaneous_E2 | F5 | Commercial | Miscellaneous | New | Miscellaneous | Natural Gas | Miscellaneous | E2 | Utility - Cost of Operation | 0 | 0 | 0 | 0 | 0 | 0 | 0 | 0 | 0 | 0 | 0 | 0 | 0 | 0 | 0 | 0 | 0 | 0 | 0 | 0 | 0 | 0 | 0 | 0 | 0 | 0 | 0 | 0 | 0 | 0 | 0 | 0 | 0
F5_Commercial_Miscellaneous_New_Miscellaneous_Natural Gas_Miscellaneous_E3 | F5 | Commercial | Miscellaneous | New | Miscellaneous | Natural Gas | Miscellaneous | E3 | Utility - Cost of Operation | 0 | 0 | 0 | 0 | 0 | 0 | 0 | 0 | 0 | 0 | 0 | 0 | 0 | 0 | 0 | 0 | 0 | 0 | 0 | 0 | 0 | 0 | 0 | 0 | 0 | 0 | 0 | 0 | 0 | 0 | 0 | 0 | 0
F5_Commercial_Miscellaneous_New_Miscellaneous_Natural Gas_Miscellaneous_E4 | F5 | Commercial | Miscellaneous | New | Miscellaneous | Natural Gas | Miscellaneous | E4 | Utility - Cost of Operation | 0 | 0 | 0 | 0 | 0 | 0 | 0 | 0 | 0 | 0 | 0 | 0 | 0 | 0 | 0 | 0 | 0 | 0 | 0 | 0 | 0 | 0 | 0 | 0 | 0 | 0 | 0 | 0 | 0 | 0 | 0 | 0 | 0
F5_Commercial_Miscellaneous_New_Miscellaneous_Natural Gas_Miscellaneous_E5 | F5 | Commercial | Miscellaneous | New | Miscellaneous | Natural Gas | Miscellaneous | E5 | Utility - Cost of Operation | 0 | 0 | 0 | 0 | 0 | 0 | 0 | 0 | 0 | 0 | 0 | 0 | 0 | 0 | 0 | 0 | 0 | 0 | 0 | 0 | 0 | 0 | 0 | 0 | 0 | 0 | 0 | 0 | 0 | 0 | 0 | 0 | 0
F5_Commercial_Miscellaneous_New_Miscellaneous_Natural Gas_Miscellaneous_E6 | F5 | Commercial | Miscellaneous | New | Miscellaneous | Natural Gas | Miscellaneous | E6 | Utility - Cost of Operation | 0 | 0 | 0 | 0 | 0 | 0 | 0 | 0 | 0 | 0 | 0 | 0 | 0 | 0 | 0 | 0 | 0 | 0 | 0 | 0 | 0 | 0 | 0 | 0 | 0 | 0 | 0 | 0 | 0 | 0 | 0 | 0 | 0
F5_Commercial_Miscellaneous_New_Miscellaneous_Natural Gas_Miscellaneous_E7 | F5 | Commercial | Miscellaneous | New | Miscellaneous | Natural Gas | Miscellaneous | E7 | Utility - Cost of Operation | 0 | 0 | 0 | 0 | 0 | 0 | 0 | 0 | 0 | 0 | 0 | 0 | 0 | 0 | 0 | 0 | 0 | 0 | 0 | 0 | 0 | 0 | 0 | 0 | 0 | 0 | 0 | 0 | 0 | 0 | 0 | 0 | 0
F5_Commercial_Miscellaneous_New_Miscellaneous_Natural Gas_Miscellaneous_E8 | F5 | Commercial | Miscellaneous | New | Miscellaneous | Natural Gas | Miscellaneous | E8 | Utility - Cost of Operation | 0 | 0 | 0 | 0 | 0 | 0 | 0 | 0 | 0 | 0 | 0 | 0 | 0 | 0 | 0 | 0 | 0 | 0 | 0 | 0 | 0 | 0 | 0 | 0 | 0 | 0 | 0 | 0 | 0 | 0 | 0 | 0 | 0
F5_Commercial_Miscellaneous_New_Miscellaneous_Natural Gas_Miscellaneous_E9 | F5 | Commercial | Miscellaneous | New | Miscellaneous | Natural Gas | Miscellaneous | E9 | Utility - Cost of Operation | 0 | 0 | 0 | 0 | 0 | 0 | 0 | 0 | 0 | 0 | 0 | 0 | 0 | 0 | 0 | 0 | 0 | 0 | 0 | 0 | 0 | 0 | 0 | 0 | 0 | 0 | 0 | 0 | 0 | 0 | 0 | 0 | 0
F5_Commercial_Miscellaneous_New_Miscellaneous_Natural Gas_Miscellaneous_E10 | F5 | Commercial | Miscellaneous | New | Miscellaneous | Natural Gas | Miscellaneous | E10 | Utility - Cost of Operation | 0 | 0 | 0 | 0 | 0 | 0 | 0 | 0 | 0 | 0 | 0 | 0 | 0 | 0 | 0 | 0 | 0 | 0 | 0 | 0 | 0 | 0 | 0 | 0 | 0 | 0 | 0 | 0 | 0 | 0 | 0 | 0 | 0
F6_Commercial_Miscellaneous_New_Miscellaneous_Natural Gas_Miscellaneous_E1 | F6 | Commercial | Miscellaneous | New | Miscellaneous | Natural Gas | Miscellaneous | E1 | Utility - Value of Sales | 0.0090361 | 0.0090361 | 0.0090361 | 0.0090361 | 0.0090361 | 0.0090361 | 0.0090361 | 0.0090361 | 0.0090361 | 0.0090361 | 0.0090361 | 0.0090361 | 0.0090361 | 0.0090361 | 0.0090361 | 0.0090361 | 0.0090361 | 0.0090361 | 0.0090361 | 0.0090361 | 0.0090361 | 0.0090361 | 0.0090361 | 0.0090361 | 0.0090361 | 0.0090361 | 0.0090361 | 0.0090361 | 0.0090361 | 0.0090361 | 0.0090361 | 0.0090361 | 0.0090361
F6_Commercial_Miscellaneous_New_Miscellaneous_Natural Gas_Miscellaneous_E2 | F6 | Commercial | Miscellaneous | New | Miscellaneous | Natural Gas | Miscellaneous | E2 | Utility - Value of Sales | 0 | 0 | 0 | 0 | 0 | 0 | 0 | 0 | 0 | 0 | 0 | 0 | 0 | 0 | 0 | 0 | 0 | 0 | 0 | 0 | 0 | 0 | 0 | 0 | 0 | 0 | 0 | 0 | 0 | 0 | 0 | 0 | 0
F6_Commercial_Miscellaneous_New_Miscellaneous_Natural Gas_Miscellaneous_E3 | F6 | Commercial | Miscellaneous | New | Miscellaneous | Natural Gas | Miscellaneous | E3 | Utility - Value of Sales | 0 | 0 | 0 | 0 | 0 | 0 | 0 | 0 | 0 | 0 | 0 | 0 | 0 | 0 | 0 | 0 | 0 | 0 | 0 | 0 | 0 | 0 | 0 | 0 | 0 | 0 | 0 | 0 | 0 | 0 | 0 | 0 | 0
F6_Commercial_Miscellaneous_New_Miscellaneous_Natural Gas_Miscellaneous_E4 | F6 | Commercial | Miscellaneous | New | Miscellaneous | Natural Gas | Miscellaneous | E4 | Utility - Value of Sales | 0 | 0 | 0 | 0 | 0 | 0 | 0 | 0 | 0 | 0 | 0 | 0 | 0 | 0 | 0 | 0 | 0 | 0 | 0 | 0 | 0 | 0 | 0 | 0 | 0 | 0 | 0 | 0 | 0 | 0 | 0 | 0 | 0
F6_Commercial_Miscellaneous_New_Miscellaneous_Natural Gas_Miscellaneous_E5 | F6 | Commercial | Miscellaneous | New | Miscellaneous | Natural Gas | Miscellaneous | E5 | Utility - Value of Sales | 0 | 0 | 0 | 0 | 0 | 0 | 0 | 0 | 0 | 0 | 0 | 0 | 0 | 0 | 0 | 0 | 0 | 0 | 0 | 0 | 0 | 0 | 0 | 0 | 0 | 0 | 0 | 0 | 0 | 0 | 0 | 0 | 0
F6_Commercial_Miscellaneous_New_Miscellaneous_Natural Gas_Miscellaneous_E6 | F6 | Commercial | Miscellaneous | New | Miscellaneous | Natural Gas | Miscellaneous | E6 | Utility - Value of Sales | 0 | 0 | 0 | 0 | 0 | 0 | 0 | 0 | 0 | 0 | 0 | 0 | 0 | 0 | 0 | 0 | 0 | 0 | 0 | 0 | 0 | 0 | 0 | 0 | 0 | 0 | 0 | 0 | 0 | 0 | 0 | 0 | 0
F6_Commercial_Miscellaneous_New_Miscellaneous_Natural Gas_Miscellaneous_E7 | F6 | Commercial | Miscellaneous | New | Miscellaneous | Natural Gas | Miscellaneous | E7 | Utility - Value of Sales | 0 | 0 | 0 | 0 | 0 | 0 | 0 | 0 | 0 | 0 | 0 | 0 | 0 | 0 | 0 | 0 | 0 | 0 | 0 | 0 | 0 | 0 | 0 | 0 | 0 | 0 | 0 | 0 | 0 | 0 | 0 | 0 | 0
F6_Commercial_Miscellaneous_New_Miscellaneous_Natural Gas_Miscellaneous_E8 | F6 | Commercial | Miscellaneous | New | Miscellaneous | Natural Gas | Miscellaneous | E8 | Utility - Value of Sales | 0 | 0 | 0 | 0 | 0 | 0 | 0 | 0 | 0 | 0 | 0 | 0 | 0 | 0 | 0 | 0 | 0 | 0 | 0 | 0 | 0 | 0 | 0 | 0 | 0 | 0 | 0 | 0 | 0 | 0 | 0 | 0 | 0
F6_Commercial_Miscellaneous_New_Miscellaneous_Natural Gas_Miscellaneous_E9 | F6 | Commercial | Miscellaneous | New | Miscellaneous | Natural Gas | Miscellaneous | E9 | Utility - Value of Sales | 0 | 0 | 0 | 0 | 0 | 0 | 0 | 0 | 0 | 0 | 0 | 0 | 0 | 0 | 0 | 0 | 0 | 0 | 0 | 0 | 0 | 0 | 0 | 0 | 0 | 0 | 0 | 0 | 0 | 0 | 0 | 0 | 0
F6_Commercial_Miscellaneous_New_Miscellaneous_Natural Gas_Miscellaneous_E10 | F6 | Commercial | Miscellaneous | New | Miscellaneous | Natural Gas | Miscellaneous | E10 | Utility - Value of Sales | 0 | 0 | 0 | 0 | 0 | 0 | 0 | 0 | 0 | 0 | 0 | 0 | 0 | 0 | 0 | 0 | 0 | 0 | 0 | 0 | 0 | 0 | 0 | 0 | 0 | 0 | 0 | 0 | 0 | 0 | 0 | 0 | 0

## Technology Economics
Key | Field | Sector | Segment | Vintage | End Use | Fuel | Technology | Equipment | Label | 2019 | 2020 | 2021 | 2022 | 2023 | 2024 | 2025 | 2026 | 2027 | 2028 | 2029 | 2030 | 2031 | 2032 | 2033 | 2034 | 2035 | 2036 | 2037 | 2038 | 2039 | 2040 | 2041 | 2042 | 2043 | 2044 | 2045 | 2046 | 2047 | 2048 | 2049 | 2050 | 2051
F0_Commercial_Office_Existing_Space Heating_Natural Gas_Furnace_E0 | F0 | Commercial | Office | Existing | Space Heating | Natural Gas | Furnace | E0 | Economic Unit | AFUE 96% | AFUE 96% | AFUE 96% | AFUE 96% | AFUE 96% | AFUE 96% | AFUE 96% | AFUE 96% | AFUE 96% | AFUE 96% | AFUE 96% | AFUE 96% | AFUE 96% | AFUE 96% | AFUE 96% | AFUE 96% | AFUE 96% | AFUE 96% | AFUE 96% | AFUE 96% | AFUE 96% | AFUE 96% | AFUE 96% | AFUE 96% | AFUE 96% | AFUE 96% | AFUE 96% | AFUE 96% | AFUE 96% | AFUE 96% | AFUE 96% | AFUE 96% | AFUE 96%
F1_Commercial_Office_Existing_Space Heating_Natural Gas_Furnace_E1 | F1 | Commercial | Office | Existing | Space Heating | Natural Gas | Furnace | E1 | CCE | 0 | 0 | 0 | 0 | 0 | 0 | 0 | 0 | 0 | 0 | 0 | 0 | 0 | 0 | 0 | 0 | 0 | 0 | 0 | 0 | 0 | 0 | 0 | 0 | 0 | 0 | 0 | 0 | 0 | 0 | 0 | 0 | 0
F1_Commercial_Office_Existing_Space Heating_Natural Gas_Furnace_E2 | F1 | Commercial | Office | Existing | Space Heating | Natural Gas | Furnace | E2 | CCE | 0.66792 | 0.66792 | 0.67148 | 0.67507 | 0.67871 | 0.68237 | 0.68609 | 0.68984 | 0.69363 | 0.69746 | 0.70134 | 0.70526 | 0.70922 | 0.71322 | 0.71728 | 0.72138 | 0.72553 | 0.72972 | 0.73396 | 0.73826 | 0.7426 | 0.74698 | 0.75143 | 0.75593 | 0.76048 | 0.76508 | 0.76975 | 0.77447 | 0.77925 | 0.78408 | 0.78899 | 0.79395 | 0.79395
F1_Commercial_Office_Existing_Space Heating_Natural Gas_Furnace_E3 | F1 | Commercial | Office | Existing | Space Heating | Natural Gas | Furnace | E3 | CCE | 0.89547 | 0.89547 | 0.90024 | 0.90506 | 0.90992 | 0.91484 | 0.91982 | 0.92485 | 0.92993 | 0.93506 | 0.94027 | 0.94552 | 0.95083 | 0.9562 | 0.96164 | 0.96714 | 0.9727 | 0.97831 | 0.98401 | 0.98976 | 0.99559 | 1.0015 | 1.0074 | 1.0135 | 1.0196 | 1.0257 | 1.032 | 1.0383 | 1.0447 | 1.0512 | 1.0578 | 1.0644 | 1.0644
F1_Commercial_Office_Existing_Space Heating_Natural Gas_Furnace_E4 | F1 | Commercial | Office | Existing | Space Heating | Natural Gas | Furnace | E4 | CCE | 24.6286 | 24.6286 | 24.7598 | 24.8923 | 25.0261 | 25.1613 | 25.2983 | 25.4365 | 25.5763 | 25.7176 | 25.8606 | 26.0052 | 26.1513 | 26.2989 | 26.4485 | 26.5997 | 26.7526 | 26.907 | 27.0637 | 27.222 | 27.3821 | 27.5437 | 27.7079 | 27.8737 | 28.0416 | 28.2111 | 28.3833 | 28.5573 | 28.7335 | 28.9117 | 29.0926 | 29.2755 | 29.2755
F1_Commercial_Office_Existing_Space Heating_Natural Gas_Furnace_E5 | F1 | Commercial | Office | Existing | Space Heating | Natural Gas | Furnace | E5 | CCE | 0 | 0 | 0 | 0 | 0 | 0 | 0 | 0 | 0 | 0 | 0 | 0 | 0 | 0 | 0 | 0 | 0 | 0 | 0 | 0 | 0 | 0 | 0 | 0 | 0 | 0 | 0 | 0 | 0 | 0 | 0 | 0 | 0
F1_Commercial_Office_Existing_Space Heating_Natural Gas_Furnace_E6 | F1 | Commercial | Office | Existing | Space Heating | Natural Gas | Furnace | E6 | CCE | 0 | 0 | 0 | 0 | 0 | 0 | 0 | 0 | 0 | 0 | 0 | 0 | 0 | 0 | 0 | 0 | 0 | 0 | 0 | 0 | 0 | 0 | 0 | 0 | 0 | 0 | 0 | 0 | 0 | 0 | 0 | 0 | 0
F1_Commercial_Office_Existing_Space Heating_Natural Gas_Furnace_E7 | F1 | Commercial | Office | Existing | Space Heating | Natural Gas | Furnace | E7 | CCE | 0 | 0 | 0 | 0 | 0 | 0 | 0 | 0 | 0 | 0 | 0 | 0 | 0 | 0 | 0 | 0 | 0 | 0 | 0 | 0 | 0 | 0 | 0 | 0 | 0 | 0 | 0 | 0 | 0 | 0 | 0 | 0 | 0
F1_Commercial_Office_Existing_Space Heating_Natural Gas_Furnace_E8 | F1 | Commercial | Office | Existing | Space Heating | Natural Gas | Furnace | E8 | CCE | 0 | 0 | 0 | 0 | 0 | 0 | 0 | 0 | 0 | 0 | 0 | 0 | 0 | 0 | 0 | 0 | 0 | 0 | 0 | 0 | 0 | 0 | 0 | 0 | 0 | 0 | 0 | 0 | 0 | 0 | 0 | 0 | 0
F1_Commercial_Office_Existing_Space Heating_Natural Gas_Furnace_E9 | F1 | Commercial | Office | Existing | Space Heating | Natural Gas | Furnace | E9 | CCE | 0 | 0 | 0 | 0 | 0 | 0 | 0 | 0 | 0 | 0 | 0 | 0 | 0 | 0 | 0 | 0 | 0 | 0 | 0 | 0 | 0 | 0 | 0 | 0 | 0 | 0 | 0 | 0 | 0 | 0 | 0 | 0 | 0
F1_Commercial_Office_Existing_Space Heating_Natural Gas_Furnace_E10 | F1 | Commercial | Office | Existing | Space Heating | Natural Gas | Furnace | E10 | CCE | 0 | 0 | 0 | 0 | 0 | 0 | 0 | 0 | 0 | 0 | 0 | 0 | 0 | 0 | 0 | 0 | 0 | 0 | 0 | 0 | 0 | 0 | 0 | 0 | 0 | 0 | 0 | 0 | 0 | 0 | 0 | 0 | 0
F2_Commercial_Office_Existing_Space Heating_Natural Gas_Furnace_E1 | F2 | Commercial | Office | Existing | Space Heating | Natural Gas | Furnace | E1 | TRC BC Ratio | bar: 2019 to 2051
F2_Commercial_Office_Existing_Space Heating_Natural Gas_Furnace_E2 | F2 | Commercial | Office | Existing | Space Heating | Natural Gas | Furnace | E2 | TRC BC Ratio | 2.6816 | 2.684 | 2.6866 | 2.6905 | 2.696 | 2.7044 | 2.7103 | 2.7149 | 2.72 | 2.7247 | 2.7279 | 2.7299 | 2.7317 | 2.7333 | 2.7354 | 2.7363 | 2.7377 | 2.7406 | 2.7435 | 2.747 | 2.7511 | 2.7546 | 2.7573 | 2.7593 | 2.7606 | 2.761 | 2.7603 | 2.7588 | 2.7577 | 2.7571 | 2.7575 | 2.7577 | 2.7577
F2_Commercial_Office_Existing_Space Heating_Natural Gas_Furnace_E3 | F2 | Commercial | Office | Existing | Space Heating | Natural Gas | Furnace | E3 | TRC BC Ratio | 2.0002 | 2.0019 | 2.0039 | 2.0068 | 2.0109 | 2.0172 | 2.0216 | 2.025 | 2.0288 | 2.0323 | 2.0347 | 2.0362 | 2.0375 | 2.0387 | 2.0403 | 2.0409 | 2.0421 | 2.0442 | 2.0464 | 2.049 | 2.052 | 2.0546 | 2.0566 | 2.0581 | 2.0591 | 2.0594 | 2.0589 | 2.0578 | 2.0569 | 2.0565 | 2.0568 | 2.0569 | 2.0569
F2_Commercial_Office_Existing_Space Heating_Natural Gas_Furnace_E4 | F2 | Commercial | Office | Existing | Space Heating | Natural Gas | Furnace | E4 | TRC BC Ratio | 0.073564 | 0.073631 | 0.073708 | 0.07381 | 0.073943 | 0.074119 | 0.074264 | 0.07439 | 0.074517 | 0.074631 | 0.074715 | 0.074767 | 0.074803 | 0.074827 | 0.074851 | 0.074855 | 0.074865 | 0.074895 | 0.074933 | 0.074981 | 0.075039 | 0.075087 | 0.075125 | 0.075153 | 0.075171 | 0.075177 | 0.075167 | 0.075146 | 0.07513 | 0.075122 | 0.075128 | 0.07513 | 0.07513
F2_Commercial_Office_Existing_Space Heating_Natural Gas_Furnace_E5 | F2 | Commercial | Office | Existing | Space Heating | Natural Gas | Furnace | E5 | TRC BC Ratio | 0 | 0 | 0 | 0 | 0 | 0 | 0 | 0 | 0 | 0 | 0 | 0 | 0 | 0 | 0 | 0 | 0 | 0 | 0 | 0 | 0 | 0 | 0 | 0 | 0 | 0 | 0 | 0 | 0 | 0 | 0 | 0 | 0
F2_Commercial_Office_Existing_Space Heating_Natural Gas_Furnace_E6 | F2 | Commercial | Office | Existing | Space Heating | Natural Gas | Furnace | E6 | TRC BC Ratio | 0 | 0 | 0 | 0 | 0 | 0 | 0 | 0 | 0 | 0 | 0 | 0 | 0 | 0 | 0 | 0 | 0 | 0 | 0 | 0 | 0 | 0 | 0 | 0 | 0 | 0 | 0 | 0 | 0 | 0 | 0 | 0 | 0
F2_Commercial_Office_Existing_Space Heating_Natural Gas_Furnace_E7 | F2 | Commercial | Office | Existing | Space Heating | Natural Gas | Furnace | E7 | TRC BC Ratio | 0 | 0 | 0 | 0 | 0 | 0 | 0 | 0 | 0 | 0 | 0 | 0 | 0 | 0 | 0 | 0 | 0 | 0 | 0 | 0 | 0 | 0 | 0 | 0 | 0 | 0 | 0 | 0 | 0 | 0 | 0 | 0 | 0
F2_Commercial_Office_Existing_Space Heating_Natural Gas_Furnace_E8 | F2 | Commercial | Office | Existing | Space Heating | Natural Gas | Furnace | E8 | TRC BC Ratio | 0 | 0 | 0 | 0 | 0 | 0 | 0 | 0 | 0 | 0 | 0 | 0 | 0 | 0 | 0 | 0 | 0 | 0 | 0 | 0 | 0 | 0 | 0 | 0 | 0 | 0 | 0 | 0 | 0 | 0 | 0 | 0 | 0
F2_Commercial_Office_Existing_Space Heating_Natural Gas_Furnace_E9 | F2 | Commercial | Office | Existing | Space Heating | Natural Gas | Furnace | E9 | TRC BC Ratio | 0 | 0 | 0 | 0 | 0 | 0 | 0 | 0 | 0 | 0 | 0 | 0 | 0 | 0 | 0 | 0 | 0 | 0 | 0 | 0 | 0 | 0 | 0 | 0 | 0 | 0 | 0 | 0 | 0 | 0 | 0 | 0 | 0
F2_Commercial_Office_Existing_Space Heating_Natural Gas_Furnace_E10 | F2 | Commercial | Office | Existing | Space Heating | Natural Gas | Furnace | E10 | TRC BC Ratio | 0 | 0 | 0 | 0 | 0 | 0 | 0 | 0 | 0 | 0 | 0 | 0 | 0 | 0 | 0 | 0 | 0 | 0 | 0 | 0 | 0 | 0 | 0 | 0 | 0 | 0 | 0 | 0 | 0 | 0 | 0 | 0 | 0
F3_Commercial_Office_Existing_Space Heating_Natural Gas_Furnace_E1 | F3 | Commercial | Office | Existing | Space Heating | Natural Gas | Furnace | E1 | PACT BC Ratio | bar: 2019 to 2051
F3_Commercial_Office_Existing_Space Heating_Natural Gas_Furnace_E2 | F3 | Commercial | Office | Existing | Space Heating | Natural Gas | Furnace | E2 | PACT BC Ratio | 3.5754 | 3.5786 | 3.5821 | 3.5873 | 3.5947 | 3.6059 | 3.6138 | 3.6199 | 3.6266 | 3.6329 | 3.6372 | 3.6399 | 3.6422 | 3.6444 | 3.6472 | 3.6483 | 3.6503 | 3.6541 | 3.6581 | 3.6627 | 3.6682 | 3.6728 | 3.6763 | 3.6791 | 3.6809 | 3.6814 | 3.6804 | 3.6784 | 3.6769 | 3.6761 | 3.6767 | 3.6769 | 3.6769
F3_Commercial_Office_Existing_Space Heating_Natural Gas_Furnace_E3 | F3 | Commercial | Office | Existing | Space Heating | Natural Gas | Furnace | E3 | PACT BC Ratio | 2.6669 | 2.6693 | 2.6718 | 2.6757 | 2.6812 | 2.6896 | 2.6955 | 2.7 | 2.7051 | 2.7098 | 2.713 | 2.715 | 2.7167 | 2.7183 | 2.7204 | 2.7213 | 2.7227 | 2.7256 | 2.7285 | 2.732 | 2.7361 | 2.7395 | 2.7422 | 2.7442 | 2.7455 | 2.7459 | 2.7452 | 2.7437 | 2.7426 | 2.742 | 2.7424 | 2.7426 | 2.7426
F3_Commercial_Office_Existing_Space Heating_Natural Gas_Furnace_E4 | F3 | Commercial | Office | Existing | Space Heating | Natural Gas | Furnace | E4 | PACT BC Ratio | 0.098085 | 0.098175 | 0.098277 | 0.098413 | 0.09859 | 0.098825 | 0.099019 | 0.099187 | 0.099356 | 0.099508 | 0.09962 | 0.099689 | 0.099737 | 0.099769 | 0.099802 | 0.099806 | 0.09982 | 0.099861 | 0.09991 | 0.099974 | 0.10005 | 0.10012 | 0.10017 | 0.1002 | 0.10023 | 0.10024 | 0.10022 | 0.1002 | 0.10017 | 0.10016 | 0.10017 | 0.10017 | 0.10017
F3_Commercial_Office_Existing_Space Heating_Natural Gas_Furnace_E5 | F3 | Commercial | Office | Existing | Space Heating | Natural Gas | Furnace | E5 | PACT BC Ratio | 0 | 0 | 0 | 0 | 0 | 0 | 0 | 0 | 0 | 0 | 0 | 0 | 0 | 0 | 0 | 0 | 0 | 0 | 0 | 0 | 0 | 0 | 0 | 0 | 0 | 0 | 0 | 0 | 0 | 0 | 0 | 0 | 0
F3_Commercial_Office_Existing_Space Heating_Natural Gas_Furnace_E6 | F3 | Commercial | Office | Existing | Space Heating | Natural Gas | Furnace | E6 | PACT BC Ratio | 0 | 0 | 0 | 0 | 0 | 0 | 0 | 0 | 0 | 0 | 0 | 0 | 0 | 0 | 0 | 0 | 0 | 0 | 0 | 0 | 0 | 0 | 0 | 0 | 0 | 0 | 0 | 0 | 0 | 0 | 0 | 0 | 0
F3_Commercial_Office_Existing_Space Heating_Natural Gas_Furnace_E7 | F3 | Commercial | Office | Existing | Space Heating | Natural Gas | Furnace | E7 | PACT BC Ratio | 0 | 0 | 0 | 0 | 0 | 0 | 0 | 0 | 0 | 0 | 0 | 0 | 0 | 0 | 0 | 0 | 0 | 0 | 0 | 0 | 0 | 0 | 0 | 0 | 0 | 0 | 0 | 0 | 0 | 0 | 0 | 0 | 0
F3_Commercial_Office_Existing_Space Heating_Natural Gas_Furnace_E8 | F3 | Commercial | Office | Existing | Space Heating | Natural Gas | Furnace | E8 | PACT BC Ratio | 0 | 0 | 0 | 0 | 0 | 0 | 0 | 0 | 0 | 0 | 0 | 0 | 0 | 0 | 0 | 0 | 0 | 0 | 0 | 0 | 0 | 0 | 0 | 0 | 0 | 0 | 0 | 0 | 0 | 0 | 0 | 0 | 0
F3_Commercial_Office_Existing_Space Heating_Natural Gas_Furnace_E9 | F3 | Commercial | Office | Existing | Space Heating | Natural Gas | Furnace | E9 | PACT BC Ratio | 0 | 0 | 0 | 0 | 0 | 0 | 0 | 0 | 0 | 0 | 0 | 0 | 0 | 0 | 0 | 0 | 0 | 0 | 0 | 0 | 0 | 0 | 0 | 0 | 0 | 0 | 0 | 0 | 0 | 0 | 0 | 0 | 0
F3_Commercial_Office_Existing_Space Heating_Natural Gas_Furnace_E10 | F3 | Commercial | Office | Existing | Space Heating | Natural Gas | Furnace | E10 | PACT BC Ratio | 0 | 0 | 0 | 0 | 0 | 0 | 0 | 0 | 0 | 0 | 0 | 0 | 0 | 0 | 0 | 0 | 0 | 0 | 0 | 0 | 0 | 0 | 0 | 0 | 0 | 0 | 0 | 0 | 0 | 0 | 0 | 0 | 0
F4_Commercial_Office_Existing_Space Heating_Natural Gas_Furnace_E1 | F4 | Commercial | Office | Existing | Space Heating | Natural Gas | Furnace | E1 | RVT BC Ratio | bar: 2019 to 2051
F4_Commercial_Office_Existing_Space Heating_Natural Gas_Furnace_E2 | F4 | Commercial | Office | Existing | Space Heating | Natural Gas | Furnace | E2 | RVT BC Ratio | 4.5552 | 4.5587 | 4.5624 | 4.568 | 4.576 | 4.5881 | 4.5966 | 4.6032 | 4.6105 | 4.6172 | 4.6219 | 4.6247 | 4.6273 | 4.6296 | 4.6326 | 4.6338 | 4.636 | 4.6401 | 4.6443 | 4.6493 | 4.6552 | 4.6602 | 4.6641 | 4.667 | 4.6689 | 4.6695 | 4.6685 | 4.6663 | 4.6646 | 4.6638 | 4.6644 | 4.6646 | 4.6646
F4_Commercial_Office_Existing_Space Heating_Natural Gas_Furnace_E3 | F4 | Commercial | Office | Existing | Space Heating | Natural Gas | Furnace | E3 | RVT BC Ratio | 3.5756 | 3.5781 | 3.5809 | 3.5851 | 3.5911 | 3.6001 | 3.6064 | 3.6113 | 3.6168 | 3.6218 | 3.6253 | 3.6274 | 3.6293 | 3.6311 | 3.6333 | 3.6342 | 3.6358 | 3.6389 | 3.642 | 3.6458 | 3.6502 | 3.6539 | 3.6568 | 3.6589 | 3.6604 | 3.6608 | 3.66 | 3.6584 | 3.6572 | 3.6566 | 3.657 | 3.6572 | 3.6572
F4_Commercial_Office_Existing_Space Heating_Natural Gas_Furnace_E4 | F4 | Commercial | Office | Existing | Space Heating | Natural Gas | Furnace | E4 | RVT BC Ratio | 0.80576 | 0.80586 | 0.80597 | 0.80611 | 0.80631 | 0.80656 | 0.80677 | 0.80695 | 0.80713 | 0.8073 | 0.80742 | 0.80749 | 0.80754 | 0.80758 | 0.80761 | 0.80762 | 0.80763 | 0.80768 | 0.80773 | 0.8078 | 0.80788 | 0.80795 | 0.80801 | 0.80805 | 0.80807 | 0.80808 | 0.80807 | 0.80804 | 0.80801 | 0.808 | 0.80801 | 0.80801 | 0.80801
F4_Commercial_Office_Existing_Space Heating_Natural Gas_Furnace_E5 | F4 | Commercial | Office | Existing | Space Heating | Natural Gas | Furnace | E5 | RVT BC Ratio | 0 | 0 | 0 | 0 | 0 | 0 | 0 | 0 | 0 | 0 | 0 | 0 | 0 | 0 | 0 | 0 | 0 | 0 | 0 | 0 | 0 | 0 | 0 | 0 | 0 | 0 | 0 | 0 | 0 | 0 | 0 | 0 | 0
F4_Commercial_Office_Existing_Space Heating_Natural Gas_Furnace_E6 | F4 | Commercial | Office | Existing | Space Heating | Natural Gas | Furnace | E6 | RVT BC Ratio | 0 | 0 | 0 | 0 | 0 | 0 | 0 | 0 | 0 | 0 | 0 | 0 | 0 | 0 | 0 | 0 | 0 | 0 | 0 | 0 | 0 | 0 | 0 | 0 | 0 | 0 | 0 | 0 | 0 | 0 | 0 | 0 | 0
F4_Commercial_Office_Existing_Space Heating_Natural Gas_Furnace_E7 | F4 | Commercial | Office | Existing | Space Heating | Natural Gas | Furnace | E7 | RVT BC Ratio | 0 | 0 | 0 | 0 | 0 | 0 | 0 | 0 | 0 | 0 | 0 | 0 | 0 | 0 | 0 | 0 | 0 | 0 | 0 | 0 | 0 | 0 | 0 | 0 | 0 | 0 | 0 | 0 | 0 | 0 | 0 | 0 | 0
F4_Commercial_Office_Existing_Space Heating_Natural Gas_Furnace_E8 | F4 | Commercial | Office | Existing | Space Heating | Natural Gas | Furnace | E8 | RVT BC Ratio | 0 | 0 | 0 | 0 | 0 | 0 | 0 | 0 | 0 | 0 | 0 | 0 | 0 | 0 | 0 | 0 | 0 | 0 | 0 | 0 | 0 | 0 | 0 | 0 | 0 | 0 | 0 | 0 | 0 | 0 | 0 | 0 | 0
F4_Commercial_Office_Existing_Space Heating_Natural Gas_Furnace_E9 | F4 | Commercial | Office | Existing | Space Heating | Natural Gas | Furnace | E9 | RVT BC Ratio | 0 | 0 | 0 | 0 | 0 | 0 | 0 | 0 | 0 | 0 | 0 | 0 | 0 | 0 | 0 | 0 | 0 | 0 | 0 | 0 | 0 | 0 | 0 | 0 | 0 | 0 | 0 | 0 | 0 | 0 | 0 | 0 | 0
F4_Commercial_Office_Existing_Space Heating_Natural Gas_Furnace_E10 | F4 | Commercial | Office | Existing | Space Heating | Natural Gas | Furnace | E10 | RVT BC Ratio | 0 | 0 | 0 | 0 | 0 | 0 | 0 | 0 | 0 | 0 | 0 | 0 | 0 | 0 | 0 | 0 | 0 | 0 | 0 | 0 | 0 | 0 | 0 | 0 | 0 | 0 | 0 | 0 | 0 | 0 | 0 | 0 | 0
F5_Commercial_Office_Existing_Space Heating_Natural Gas_Furnace_E1 | F5 | Commercial | Office | Existing | Space Heating | Natural Gas | Furnace | E1 | RIM BC Ratio | bar: 2019 to 2051
F5_Commercial_Office_Existing_Space Heating_Natural Gas_Furnace_E2 | F5 | Commercial | Office | Existing | Space Heating | Natural Gas | Furnace | E2 | RIM BC Ratio | 0.6767 | 0.67682 | 0.67694 | 0.67713 | 0.67739 | 0.67779 | 0.67807 | 0.67828 | 0.67852 | 0.67874 | 0.67889 | 0.67898 | 0.67906 | 0.67914 | 0.67923 | 0.67927 | 0.67934 | 0.67947 | 0.67961 | 0.67977 | 0.67996 | 0.68011 | 0.68024 | 0.68033 | 0.68039 | 0.68041 | 0.68038 | 0.68031 | 0.68026 | 0.68023 | 0.68025 | 0.68026 | 0.68026
F5_Commercial_Office_Existing_Space Heating_Natural Gas_Furnace_E3 | F5 | Commercial | Office | Existing | Space Heating | Natural Gas | Furnace | E3 | RIM BC Ratio | 0.63571 | 0.63585 | 0.636 | 0.63621 | 0.63653 | 0.637 | 0.63733 | 0.63758 | 0.63786 | 0.63812 | 0.6383 | 0.63841 | 0.63851 | 0.63859 | 0.63871 | 0.63876 | 0.63884 | 0.63899 | 0.63916 | 0.63935 | 0.63957 | 0.63976 | 0.6399 | 0.64001 | 0.64008 | 0.64011 | 0.64007 | 0.63999 | 0.63992 | 0.63989 | 0.63991 | 0.63992 | 0.63992
F5_Commercial_Office_Existing_Space Heating_Natural Gas_Furnace_E4 | F5 | Commercial | Office | Existing | Space Heating | Natural Gas | Furnace | E4 | RIM BC Ratio | 0.087771 | 0.087843 | 0.087925 | 0.088034 | 0.088175 | 0.088363 | 0.088518 | 0.088652 | 0.088787 | 0.088909 | 0.088998 | 0.089053 | 0.089091 | 0.089117 | 0.089143 | 0.089147 | 0.089157 | 0.08919 | 0.08923 | 0.089281 | 0.089343 | 0.089394 | 0.089434 | 0.089463 | 0.089483 | 0.089489 | 0.089479 | 0.089457 | 0.08944 | 0.089431 | 0.089437 | 0.08944 | 0.08944
F5_Commercial_Office_Existing_Space Heating_Natural Gas_Furnace_E5 | F5 | Commercial | Office | Existing | Space Heating | Natural Gas | Furnace | E5 | RIM BC Ratio | 0 | 0 | 0 | 0 | 0 | 0 | 0 | 0 | 0 | 0 | 0 | 0 | 0 | 0 | 0 | 0 | 0 | 0 | 0 | 0 | 0 | 0 | 0 | 0 | 0 | 0 | 0 | 0 | 0 | 0 | 0 | 0 | 0
F5_Commercial_Office_Existing_Space Heating_Natural Gas_Furnace_E6 | F5 | Commercial | Office | Existing | Space Heating | Natural Gas | Furnace | E6 | RIM BC Ratio | 0 | 0 | 0 | 0 | 0 | 0 | 0 | 0 | 0 | 0 | 0 | 0 | 0 | 0 | 0 | 0 | 0 | 0 | 0 | 0 | 0 | 0 | 0 | 0 | 0 | 0 | 0 | 0 | 0 | 0 | 0 | 0 | 0
F5_Commercial_Office_Existing_Space Heating_Natural Gas_Furnace_E7 | F5 | Commercial | Office | Existing | Space Heating | Natural Gas | Furnace | E7 | RIM BC Ratio | 0 | 0 | 0 | 0 | 0 | 0 | 0 | 0 | 0 | 0 | 0 | 0 | 0 | 0 | 0 | 0 | 0 | 0 | 0 | 0 | 0 | 0 | 0 | 0 | 0 | 0 | 0 | 0 | 0 | 0 | 0 | 0 | 0
F5_Commercial_Office_Existing_Space Heating_Natural Gas_Furnace_E8 | F5 | Commercial | Office | Existing | Space Heating | Natural Gas | Furnace | E8 | RIM BC Ratio | 0 | 0 | 0 | 0 | 0 | 0 | 0 | 0 | 0 | 0 | 0 | 0 | 0 | 0 | 0 | 0 | 0 | 0 | 0 | 0 | 0 | 0 | 0 | 0 | 0 | 0 | 0 | 0 | 0 | 0 | 0 | 0 | 0
F5_Commercial_Office_Existing_Space Heating_Natural Gas_Furnace_E9 | F5 | Commercial | Office | Existing | Space Heating | Natural Gas | Furnace | E9 | RIM BC Ratio | 0 | 0 | 0 | 0 | 0 | 0 | 0 | 0 | 0 | 0 | 0 | 0 | 0 | 0 | 0 | 0 | 0 | 0 | 0 | 0 | 0 | 0 | 0 | 0 | 0 | 0 | 0 | 0 | 0 | 0 | 0 | 0 | 0
F5_Commercial_Office_Existing_Space Heating_Natural Gas_Furnace_E10 | F5 | Commercial | Office | Existing | Space Heating | Natural Gas | Furnace | E10 | RIM BC Ratio | 0 | 0 | 0 | 0 | 0 | 0 | 0 | 0 | 0 | 0 | 0 | 0 | 0 | 0 | 0 | 0 | 0 | 0 | 0 | 0 | 0 | 0 | 0 | 0 | 0 | 0 | 0 | 0 | 0 | 0 | 0 | 0 | 0
F0_Commercial_Office_Existing_Space Heating_Natural Gas_Boiler_E0 | F0 | Commercial | Office | Existing | Space Heating | Natural Gas | Boiler | E0 | Economic Unit | AFUE 97% | AFUE 97% | AFUE 97% | AFUE 97% | AFUE 97% | AFUE 97% | AFUE 97% | AFUE 97% | AFUE 97% | AFUE 97% | AFUE 97% | AFUE 97% | AFUE 97% | AFUE 97% | AFUE 97% | AFUE 97% | AFUE 97% | AFUE 97% | AFUE 97% | AFUE 97% | AFUE 97% | AFUE 97% | AFUE 97% | AFUE 97% | AFUE 97% | AFUE 97% | AFUE 97% | AFUE 97% | AFUE 97% | AFUE 97% | AFUE 97% | AFUE 97% | AFUE 97%
F1_Commercial_Office_Existing_Space Heating_Natural Gas_Boiler_E1 | F1 | Commercial | Office | Existing | Space Heating | Natural Gas | Boiler | E1 | CCE | 0 | 0 | 0 | 0 | 0 | 0 | 0 | 0 | 0 | 0 | 0 | 0 | 0 | 0 | 0 | 0 | 0 | 0 | 0 | 0 | 0 | 0 | 0 | 0 | 0 | 0 | 0 | 0 | 0 | 0 | 0 | 0 | 0
F1_Commercial_Office_Existing_Space Heating_Natural Gas_Boiler_E2 | F1 | Commercial | Office | Existing | Space Heating | Natural Gas | Boiler | E2 | CCE | 0.75462 | 0.75462 | 0.75864 | 0.7627 | 0.7668 | 0.77094 | 0.77514 | 0.77937 | 0.78366 | 0.78798 | 0.79237 | 0.79679 | 0.80127 | 0.8058 | 0.81038 | 0.81501 | 0.8197 | 0.82443 | 0.82923 | 0.83408 | 0.83898 | 0.84394 | 0.84897 | 0.85405 | 0.85919 | 0.86438 | 0.86966 | 0.87499 | 0.88039 | 0.88585 | 0.89139 | 0.897 | 0.897
F1_Commercial_Office_Existing_Space Heating_Natural Gas_Boiler_E3 | F1 | Commercial | Office | Existing | Space Heating | Natural Gas | Boiler | E3 | CCE | 0.76196 | 0.76196 | 0.76601 | 0.77011 | 0.77425 | 0.77844 | 0.78267 | 0.78695 | 0.79128 | 0.79565 | 0.80007 | 0.80454 | 0.80906 | 0.81363 | 0.81826 | 0.82294 | 0.82767 | 0.83245 | 0.83729 | 0.84219 | 0.84714 | 0.85214 | 0.85722 | 0.86235 | 0.86755 | 0.87279 | 0.87812 | 0.8835 | 0.88895 | 0.89447 | 0.90006 | 0.90572 | 0.90572
F1_Commercial_Office_Existing_Space Heating_Natural Gas_Boiler_E4 | F1 | Commercial | Office | Existing | Space Heating | Natural Gas | Boiler | E4 | CCE | 3.8693 | 3.8693 | 3.8899 | 3.9107 | 3.9318 | 3.953 | 3.9745 | 3.9963 | 4.0182 | 4.0404 | 4.0629 | 4.0856 | 4.1085 | 4.1317 | 4.1552 | 4.179 | 4.203 | 4.2273 | 4.2519 | 4.2768 | 4.3019 | 4.3273 | 4.3531 | 4.3791 | 4.4055 | 4.4321 | 4.4592 | 4.4865 | 4.5142 | 4.5422 | 4.5706 | 4.5994 | 4.5994
F1_Commercial_Office_Existing_Space Heating_Natural Gas_Boiler_E5 | F1 | Commercial | Office | Existing | Space Heating | Natural Gas | Boiler | E5 | CCE | 0 | 0 | 0 | 0 | 0 | 0 | 0 | 0 | 0 | 0 | 0 | 0 | 0 | 0 | 0 | 0 | 0 | 0 | 0 | 0 | 0 | 0 | 0 | 0 | 0 | 0 | 0 | 0 | 0 | 0 | 0 | 0 | 0
F1_Commercial_Office_Existing_Space Heating_Natural Gas_Boiler_E6 | F1 | Commercial | Office | Existing | Space Heating | Natural Gas | Boiler | E6 | CCE | 0 | 0 | 0 | 0 | 0 | 0 | 0 | 0 | 0 | 0 | 0 | 0 | 0 | 0 | 0 | 0 | 0 | 0 | 0 | 0 | 0 | 0 | 0 | 0 | 0 | 0 | 0 | 0 | 0 | 0 | 0 | 0 | 0
F1_Commercial_Office_Existing_Space Heating_Natural Gas_Boiler_E7 | F1 | Commercial | Office | Existing | Space Heating | Natural Gas | Boiler | E7 | CCE | 0 | 0 | 0 | 0 | 0 | 0 | 0 | 0 | 0 | 0 | 0 | 0 | 0 | 0 | 0 | 0 | 0 | 0 | 0 | 0 | 0 | 0 | 0 | 0 | 0 | 0 | 0 | 0 | 0 | 0 | 0 | 0 | 0
F1_Commercial_Office_Existing_Space Heating_Natural Gas_Boiler_E8 | F1 | Commercial | Office | Existing | Space Heating | Natural Gas | Boiler | E8 | CCE | 0 | 0 | 0 | 0 | 0 | 0 | 0 | 0 | 0 | 0 | 0 | 0 | 0 | 0 | 0 | 0 | 0 | 0 | 0 | 0 | 0 | 0 | 0 | 0 | 0 | 0 | 0 | 0 | 0 | 0 | 0 | 0 | 0
F1_Commercial_Office_Existing_Space Heating_Natural Gas_Boiler_E9 | F1 | Commercial | Office | Existing | Space Heating | Natural Gas | Boiler | E9 | CCE | 0 | 0 | 0 | 0 | 0 | 0 | 0 | 0 | 0 | 0 | 0 | 0 | 0 | 0 | 0 | 0 | 0 | 0 | 0 | 0 | 0 | 0 | 0 | 0 | 0 | 0 | 0 | 0 | 0 | 0 | 0 | 0 | 0
F1_Commercial_Office_Existing_Space Heating_Natural Gas_Boiler_E10 | F1 | Commercial | Office | Existing | Space Heating | Natural Gas | Boiler | E10 | CCE | 0 | 0 | 0 | 0 | 0 | 0 | 0 | 0 | 0 | 0 | 0 | 0 | 0 | 0 | 0 | 0 | 0 | 0 | 0 | 0 | 0 | 0 | 0 | 0 | 0 | 0 | 0 | 0 | 0 | 0 | 0 | 0 | 0
F2_Commercial_Office_Existing_Space Heating_Natural Gas_Boiler_E1 | F2 | Commercial | Office | Existing | Space Heating | Natural Gas | Boiler | E1 | TRC BC Ratio | bar: 2019 to 2051
F2_Commercial_Office_Existing_Space Heating_Natural Gas_Boiler_E2 | F2 | Commercial | Office | Existing | Space Heating | Natural Gas | Boiler | E2 | TRC BC Ratio | 2.3827 | 2.385 | 2.3875 | 2.3911 | 2.396 | 2.4033 | 2.4085 | 2.4124 | 2.4166 | 2.4205 | 2.4231 | 2.4248 | 2.4263 | 2.4277 | 2.4295 | 2.4302 | 2.4314 | 2.4338 | 2.4363 | 2.4393 | 2.4428 | 2.4457 | 2.4479 | 2.4497 | 2.4508 | 2.4511 | 2.4505 | 2.4493 | 2.4483 | 2.4478 | 2.4482 | 2.4483 | 2.4483
F2_Commercial_Office_Existing_Space Heating_Natural Gas_Boiler_E3 | F2 | Commercial | Office | Existing | Space Heating | Natural Gas | Boiler | E3 | TRC BC Ratio | 2.3598 | 2.362 | 2.3645 | 2.3681 | 2.3729 | 2.3802 | 2.3853 | 2.3891 | 2.3933 | 2.3972 | 2.3998 | 2.4014 | 2.4029 | 2.4043 | 2.4061 | 2.4068 | 2.408 | 2.4104 | 2.4129 | 2.4158 | 2.4192 | 2.4221 | 2.4244 | 2.4261 | 2.4272 | 2.4275 | 2.4269 | 2.4257 | 2.4247 | 2.4242 | 2.4246 | 2.4247 | 2.4247
F2_Commercial_Office_Existing_Space Heating_Natural Gas_Boiler_E4 | F2 | Commercial | Office | Existing | Space Heating | Natural Gas | Boiler | E4 | TRC BC Ratio | 0.47292 | 0.47343 | 0.47402 | 0.47474 | 0.47559 | 0.47664 | 0.47751 | 0.47824 | 0.47893 | 0.47952 | 0.47994 | 0.48021 | 0.4804 | 0.48053 | 0.48065 | 0.48065 | 0.48069 | 0.48083 | 0.481 | 0.48124 | 0.48153 | 0.48177 | 0.48195 | 0.48209 | 0.48219 | 0.48221 | 0.48216 | 0.48206 | 0.48198 | 0.48194 | 0.48197 | 0.48198 | 0.48198
F2_Commercial_Office_Existing_Space Heating_Natural Gas_Boiler_E5 | F2 | Commercial | Office | Existing | Space Heating | Natural Gas | Boiler | E5 | TRC BC Ratio | 0 | 0 | 0 | 0 | 0 | 0 | 0 | 0 | 0 | 0 | 0 | 0 | 0 | 0 | 0 | 0 | 0 | 0 | 0 | 0 | 0 | 0 | 0 | 0 | 0 | 0 | 0 | 0 | 0 | 0 | 0 | 0 | 0
F2_Commercial_Office_Existing_Space Heating_Natural Gas_Boiler_E6 | F2 | Commercial | Office | Existing | Space Heating | Natural Gas | Boiler | E6 | TRC BC Ratio | 0 | 0 | 0 | 0 | 0 | 0 | 0 | 0 | 0 | 0 | 0 | 0 | 0 | 0 | 0 | 0 | 0 | 0 | 0 | 0 | 0 | 0 | 0 | 0 | 0 | 0 | 0 | 0 | 0 | 0 | 0 | 0 | 0
F2_Commercial_Office_Existing_Space Heating_Natural Gas_Boiler_E7 | F2 | Commercial | Office | Existing | Space Heating | Natural Gas | Boiler | E7 | TRC BC Ratio | 0 | 0 | 0 | 0 | 0 | 0 | 0 | 0 | 0 | 0 | 0 | 0 | 0 | 0 | 0 | 0 | 0 | 0 | 0 | 0 | 0 | 0 | 0 | 0 | 0 | 0 | 0 | 0 | 0 | 0 | 0 | 0 | 0
F2_Commercial_Office_Existing_Space Heating_Natural Gas_Boiler_E8 | F2 | Commercial | Office | Existing | Space Heating | Natural Gas | Boiler | E8 | TRC BC Ratio | 0 | 0 | 0 | 0 | 0 | 0 | 0 | 0 | 0 | 0 | 0 | 0 | 0 | 0 | 0 | 0 | 0 | 0 | 0 | 0 | 0 | 0 | 0 | 0 | 0 | 0 | 0 | 0 | 0 | 0 | 0 | 0 | 0
F2_Commercial_Office_Existing_Space Heating_Natural Gas_Boiler_E9 | F2 | Commercial | Office | Existing | Space Heating | Natural Gas | Boiler | E9 | TRC BC Ratio | 0 | 0 | 0 | 0 | 0 | 0 | 0 | 0 | 0 | 0 | 0 | 0 | 0 | 0 | 0 | 0 | 0 | 0 | 0 | 0 | 0 | 0 | 0 | 0 | 0 | 0 | 0 | 0 | 0 | 0 | 0 | 0 | 0
F2_Commercial_Office_Existing_Space Heating_Natural Gas_Boiler_E10 | F2 | Commercial | Office | Existing | Space Heating | Natural Gas | Boiler | E10 | TRC BC Ratio | 0 | 0 | 0 | 0 | 0 | 0 | 0 | 0 | 0 | 0 | 0 | 0 | 0 | 0 | 0 | 0 | 0 | 0 | 0 | 0 | 0 | 0 | 0 | 0 | 0 | 0 | 0 | 0 | 0 | 0 | 0 | 0 | 0
F3_Commercial_Office_Existing_Space Heating_Natural Gas_Boiler_E1 | F3 | Commercial | Office | Existing | Space Heating | Natural Gas | Boiler | E1 | PACT BC Ratio | bar: 2019 to 2051
F3_Commercial_Office_Existing_Space Heating_Natural Gas_Boiler_E2 | F3 | Commercial | Office | Existing | Space Heating | Natural Gas | Boiler | E2 | PACT BC Ratio | 3.177 | 3.18 | 3.1833 | 3.1881 | 3.1947 | 3.2044 | 3.2113 | 3.2165 | 3.2222 | 3.2273 | 3.2309 | 3.233 | 3.2351 | 3.2369 | 3.2393 | 3.2402 | 3.2419 | 3.2451 | 3.2485 | 3.2524 | 3.257 | 3.2609 | 3.2639 | 3.2662 | 3.2678 | 3.2682 | 3.2674 | 3.2657 | 3.2644 | 3.2638 | 3.2642 | 3.2644 | 3.2644
F3_Commercial_Office_Existing_Space Heating_Natural Gas_Boiler_E3 | F3 | Commercial | Office | Existing | Space Heating | Natural Gas | Boiler | E3 | PACT BC Ratio | 3.1464 | 3.1494 | 3.1527 | 3.1574 | 3.1639 | 3.1736 | 3.1803 | 3.1855 | 3.1911 | 3.1962 | 3.1997 | 3.2019 | 3.2039 | 3.2057 | 3.2081 | 3.209 | 3.2107 | 3.2138 | 3.2172 | 3.2211 | 3.2257 | 3.2295 | 3.2325 | 3.2348 | 3.2363 | 3.2367 | 3.2359 | 3.2343 | 3.233 | 3.2323 | 3.2328 | 3.233 | 3.233
F3_Commercial_Office_Existing_Space Heating_Natural Gas_Boiler_E4 | F3 | Commercial | Office | Existing | Space Heating | Natural Gas | Boiler | E4 | PACT BC Ratio | 0.63056 | 0.63125 | 0.63203 | 0.63298 | 0.63412 | 0.63552 | 0.63668 | 0.63766 | 0.63857 | 0.63935 | 0.63992 | 0.64028 | 0.64053 | 0.64071 | 0.64086 | 0.64087 | 0.64092 | 0.6411 | 0.64134 | 0.64166 | 0.64204 | 0.64236 | 0.64261 | 0.64279 | 0.64291 | 0.64295 | 0.64288 | 0.64275 | 0.64264 | 0.64259 | 0.64263 | 0.64264 | 0.64264
F3_Commercial_Office_Existing_Space Heating_Natural Gas_Boiler_E5 | F3 | Commercial | Office | Existing | Space Heating | Natural Gas | Boiler | E5 | PACT BC Ratio | 0 | 0 | 0 | 0 | 0 | 0 | 0 | 0 | 0 | 0 | 0 | 0 | 0 | 0 | 0 | 0 | 0 | 0 | 0 | 0 | 0 | 0 | 0 | 0 | 0 | 0 | 0 | 0 | 0 | 0 | 0 | 0 | 0
F3_Commercial_Office_Existing_Space Heating_Natural Gas_Boiler_E6 | F3 | Commercial | Office | Existing | Space Heating | Natural Gas | Boiler | E6 | PACT BC Ratio | 0 | 0 | 0 | 0 | 0 | 0 | 0 | 0 | 0 | 0 | 0 | 0 | 0 | 0 | 0 | 0 | 0 | 0 | 0 | 0 | 0 | 0 | 0 | 0 | 0 | 0 | 0 | 0 | 0 | 0 | 0 | 0 | 0
F3_Commercial_Office_Existing_Space Heating_Natural Gas_Boiler_E7 | F3 | Commercial | Office | Existing | Space Heating | Natural Gas | Boiler | E7 | PACT BC Ratio | 0 | 0 | 0 | 0 | 0 | 0 | 0 | 0 | 0 | 0 | 0 | 0 | 0 | 0 | 0 | 0 | 0 | 0 | 0 | 0 | 0 | 0 | 0 | 0 | 0 | 0 | 0 | 0 | 0 | 0 | 0 | 0 | 0
F3_Commercial_Office_Existing_Space Heating_Natural Gas_Boiler_E8 | F3 | Commercial | Office | Existing | Space Heating | Natural Gas | Boiler | E8 | PACT BC Ratio | 0 | 0 | 0 | 0 | 0 | 0 | 0 | 0 | 0 | 0 | 0 | 0 | 0 | 0 | 0 | 0 | 0 | 0 | 0 | 0 | 0 | 0 | 0 | 0 | 0 | 0 | 0 | 0 | 0 | 0 | 0 | 0 | 0
F3_Commercial_Office_Existing_Space Heating_Natural Gas_Boiler_E9 | F3 | Commercial | Office | Existing | Space Heating | Natural Gas | Boiler | E9 | PACT BC Ratio | 0 | 0 | 0 | 0 | 0 | 0 | 0 | 0 | 0 | 0 | 0 | 0 | 0 | 0 | 0 | 0 | 0 | 0 | 0 | 0 | 0 | 0 | 0 | 0 | 0 | 0 | 0 | 0 | 0 | 0 | 0 | 0 | 0
F3_Commercial_Office_Existing_Space Heating_Natural Gas_Boiler_E10 | F3 | Commercial | Office | Existing | Space Heating | Natural Gas | Boiler | E10 | PACT BC Ratio | 0 | 0 | 0 | 0 | 0 | 0 | 0 | 0 | 0 | 0 | 0 | 0 | 0 | 0 | 0 | 0 | 0 | 0 | 0 | 0 | 0 | 0 | 0 | 0 | 0 | 0 | 0 | 0 | 0 | 0 | 0 | 0 | 0
F4_Commercial_Office_Existing_Space Heating_Natural Gas_Boiler_E1 | F4 | Commercial | Office | Existing | Space Heating | Natural Gas | Boiler | E1 | RVT BC Ratio | bar: 2019 to 2051
F4_Commercial_Office_Existing_Space Heating_Natural Gas_Boiler_E2 | F4 | Commercial | Office | Existing | Space Heating | Natural Gas | Boiler | E2 | RVT BC Ratio | 4.1256 | 4.1289 | 4.1325 | 4.1376 | 4.1447 | 4.1552 | 4.1626 | 4.1682 | 4.1743 | 4.1799 | 4.1837 | 4.1861 | 4.1882 | 4.1902 | 4.1928 | 4.1938 | 4.1956 | 4.1991 | 4.2027 | 4.2069 | 4.2119 | 4.2161 | 4.2194 | 4.2218 | 4.2235 | 4.224 | 4.2231 | 4.2213 | 4.2199 | 4.2192 | 4.2197 | 4.2199 | 4.2199
F4_Commercial_Office_Existing_Space Heating_Natural Gas_Boiler_E3 | F4 | Commercial | Office | Existing | Space Heating | Natural Gas | Boiler | E3 | RVT BC Ratio | 4.0926 | 4.0959 | 4.0994 | 4.1045 | 4.1115 | 4.1219 | 4.1292 | 4.1348 | 4.1409 | 4.1464 | 4.1501 | 4.1525 | 4.1546 | 4.1566 | 4.1591 | 4.1602 | 4.162 | 4.1654 | 4.1689 | 4.1731 | 4.1781 | 4.1822 | 4.1855 | 4.1879 | 4.1896 | 4.19 | 4.1892 | 4.1874 | 4.186 | 4.1853 | 4.1858 | 4.186 | 4.186
F4_Commercial_Office_Existing_Space Heating_Natural Gas_Boiler_E4 | F4 | Commercial | Office | Existing | Space Heating | Natural Gas | Boiler | E4 | RVT BC Ratio | 1.3799 | 1.3806 | 1.3815 | 1.3825 | 1.3837 | 1.3853 | 1.3865 | 1.3876 | 1.3885 | 1.3894 | 1.39 | 1.3904 | 1.3907 | 1.3908 | 1.391 | 1.391 | 1.3911 | 1.3913 | 1.3915 | 1.3919 | 1.3923 | 1.3926 | 1.3929 | 1.3931 | 1.3932 | 1.3933 | 1.3932 | 1.393 | 1.3929 | 1.3929 | 1.3929 | 1.3929 | 1.3929
F4_Commercial_Office_Existing_Space Heating_Natural Gas_Boiler_E5 | F4 | Commercial | Office | Existing | Space Heating | Natural Gas | Boiler | E5 | RVT BC Ratio | 0 | 0 | 0 | 0 | 0 | 0 | 0 | 0 | 0 | 0 | 0 | 0 | 0 | 0 | 0 | 0 | 0 | 0 | 0 | 0 | 0 | 0 | 0 | 0 | 0 | 0 | 0 | 0 | 0 | 0 | 0 | 0 | 0
F4_Commercial_Office_Existing_Space Heating_Natural Gas_Boiler_E6 | F4 | Commercial | Office | Existing | Space Heating | Natural Gas | Boiler | E6 | RVT BC Ratio | 0 | 0 | 0 | 0 | 0 | 0 | 0 | 0 | 0 | 0 | 0 | 0 | 0 | 0 | 0 | 0 | 0 | 0 | 0 | 0 | 0 | 0 | 0 | 0 | 0 | 0 | 0 | 0 | 0 | 0 | 0 | 0 | 0
F4_Commercial_Office_Existing_Space Heating_Natural Gas_Boiler_E7 | F4 | Commercial | Office | Existing | Space Heating | Natural Gas | Boiler | E7 | RVT BC Ratio | 0 | 0 | 0 | 0 | 0 | 0 | 0 | 0 | 0 | 0 | 0 | 0 | 0 | 0 | 0 | 0 | 0 | 0 | 0 | 0 | 0 | 0 | 0 | 0 | 0 | 0 | 0 | 0 | 0 | 0 | 0 | 0 | 0
F4_Commercial_Office_Existing_Space Heating_Natural Gas_Boiler_E8 | F4 | Commercial | Office | Existing | Space Heating | Natural Gas | Boiler | E8 | RVT BC Ratio | 0 | 0 | 0 | 0 | 0 | 0 | 0 | 0 | 0 | 0 | 0 | 0 | 0 | 0 | 0 | 0 | 0 | 0 | 0 | 0 | 0 | 0 | 0 | 0 | 0 | 0 | 0 | 0 | 0 | 0 | 0 | 0 | 0
F4_Commercial_Office_Existing_Space Heating_Natural Gas_Boiler_E9 | F4 | Commercial | Office | Existing | Space Heating | Natural Gas | Boiler | E9 | RVT BC Ratio | 0 | 0 | 0 | 0 | 0 | 0 | 0 | 0 | 0 | 0 | 0 | 0 | 0 | 0 | 0 | 0 | 0 | 0 | 0 | 0 | 0 | 0 | 0 | 0 | 0 | 0 | 0 | 0 | 0 | 0 | 0 | 0 | 0
F4_Commercial_Office_Existing_Space Heating_Natural Gas_Boiler_E10 | F4 | Commercial | Office | Existing | Space Heating | Natural Gas | Boiler | E10 | RVT BC Ratio | 0 | 0 | 0 | 0 | 0 | 0 | 0 | 0 | 0 | 0 | 0 | 0 | 0 | 0 | 0 | 0 | 0 | 0 | 0 | 0 | 0 | 0 | 0 | 0 | 0 | 0 | 0 | 0 | 0 | 0 | 0 | 0 | 0
F5_Commercial_Office_Existing_Space Heating_Natural Gas_Boiler_E1 | F5 | Commercial | Office | Existing | Space Heating | Natural Gas | Boiler | E1 | RIM BC Ratio | bar: 2019 to 2051
F5_Commercial_Office_Existing_Space Heating_Natural Gas_Boiler_E2 | F5 | Commercial | Office | Existing | Space Heating | Natural Gas | Boiler | E2 | RIM BC Ratio | 0.66101 | 0.66114 | 0.66129 | 0.66149 | 0.66178 | 0.66219 | 0.66249 | 0.66271 | 0.66295 | 0.66317 | 0.66331 | 0.66341 | 0.66349 | 0.66357 | 0.66367 | 0.66371 | 0.66378 | 0.66391 | 0.66405 | 0.66422 | 0.66441 | 0.66457 | 0.6647 | 0.66479 | 0.66486 | 0.66487 | 0.66484 | 0.66477 | 0.66472 | 0.66469 | 0.66471 | 0.66472 | 0.66472
F5_Commercial_Office_Existing_Space Heating_Natural Gas_Boiler_E3 | F5 | Commercial | Office | Existing | Space Heating | Natural Gas | Boiler | E3 | RIM BC Ratio | 0.65968 | 0.65981 | 0.65995 | 0.66016 | 0.66045 | 0.66087 | 0.66116 | 0.66138 | 0.66162 | 0.66184 | 0.66199 | 0.66209 | 0.66217 | 0.66225 | 0.66235 | 0.66239 | 0.66246 | 0.66259 | 0.66274 | 0.6629 | 0.66309 | 0.66326 | 0.66338 | 0.66348 | 0.66354 | 0.66356 | 0.66353 | 0.66346 | 0.6634 | 0.66338 | 0.6634 | 0.6634 | 0.6634
F5_Commercial_Office_Existing_Space Heating_Natural Gas_Boiler_E4 | F5 | Commercial | Office | Existing | Space Heating | Natural Gas | Boiler | E4 | RIM BC Ratio | 0.3592 | 0.35942 | 0.35968 | 0.35999 | 0.36035 | 0.36081 | 0.36118 | 0.36149 | 0.36179 | 0.36204 | 0.36222 | 0.36233 | 0.36242 | 0.36247 | 0.36252 | 0.36252 | 0.36254 | 0.3626 | 0.36267 | 0.36277 | 0.3629 | 0.363 | 0.36308 | 0.36314 | 0.36318 | 0.36319 | 0.36317 | 0.36312 | 0.36309 | 0.36307 | 0.36309 | 0.36309 | 0.36309
F5_Commercial_Office_Existing_Space Heating_Natural Gas_Boiler_E5 | F5 | Commercial | Office | Existing | Space Heating | Natural Gas | Boiler | E5 | RIM BC Ratio | 0 | 0 | 0 | 0 | 0 | 0 | 0 | 0 | 0 | 0 | 0 | 0 | 0 | 0 | 0 | 0 | 0 | 0 | 0 | 0 | 0 | 0 | 0 | 0 | 0 | 0 | 0 | 0 | 0 | 0 | 0 | 0 | 0
F5_Commercial_Office_Existing_Space Heating_Natural Gas_Boiler_E6 | F5 | Commercial | Office | Existing | Space Heating | Natural Gas | Boiler | E6 | RIM BC Ratio | 0 | 0 | 0 | 0 | 0 | 0 | 0 | 0 | 0 | 0 | 0 | 0 | 0 | 0 | 0 | 0 | 0 | 0 | 0 | 0 | 0 | 0 | 0 | 0 | 0 | 0 | 0 | 0 | 0 | 0 | 0 | 0 | 0
F5_Commercial_Office_Existing_Space Heating_Natural Gas_Boiler_E7 | F5 | Commercial | Office | Existing | Space Heating | Natural Gas | Boiler | E7 | RIM BC Ratio | 0 | 0 | 0 | 0 | 0 | 0 | 0 | 0 | 0 | 0 | 0 | 0 | 0 | 0 | 0 | 0 | 0 | 0 | 0 | 0 | 0 | 0 | 0 | 0 | 0 | 0 | 0 | 0 | 0 | 0 | 0 | 0 | 0
F5_Commercial_Office_Existing_Space Heating_Natural Gas_Boiler_E8 | F5 | Commercial | Office | Existing | Space Heating | Natural Gas | Boiler | E8 | RIM BC Ratio | 0 | 0 | 0 | 0 | 0 | 0 | 0 | 0 | 0 | 0 | 0 | 0 | 0 | 0 | 0 | 0 | 0 | 0 | 0 | 0 | 0 | 0 | 0 | 0 | 0 | 0 | 0 | 0 | 0 | 0 | 0 | 0 | 0
F5_Commercial_Office_Existing_Space Heating_Natural Gas_Boiler_E9 | F5 | Commercial | Office | Existing | Space Heating | Natural Gas | Boiler | E9 | RIM BC Ratio | 0 | 0 | 0 | 0 | 0 | 0 | 0 | 0 | 0 | 0 | 0 | 0 | 0 | 0 | 0 | 0 | 0 | 0 | 0 | 0 | 0 | 0 | 0 | 0 | 0 | 0 | 0 | 0 | 0 | 0 | 0 | 0 | 0
F5_Commercial_Office_Existing_Space Heating_Natural Gas_Boiler_E10 | F5 | Commercial | Office | Existing | Space Heating | Natural Gas | Boiler | E10 | RIM BC Ratio | 0 | 0 | 0 | 0 | 0 | 0 | 0 | 0 | 0 | 0 | 0 | 0 | 0 | 0 | 0 | 0 | 0 | 0 | 0 | 0 | 0 | 0 | 0 | 0 | 0 | 0 | 0 | 0 | 0 | 0 | 0 | 0 | 0
F0_Commercial_Office_Existing_Space Heating_Natural Gas_Unit Heater_E0 | F0 | Commercial | Office | Existing | Space Heating | Natural Gas | Unit Heater | E0 | Economic Unit | Infrared Radiant | Infrared Radiant | Infrared Radiant | Infrared Radiant | Infrared Radiant | Infrared Radiant | Infrared Radiant | Infrared Radiant | Infrared Radiant | Infrared Radiant | Infrared Radiant | Infrared Radiant | Infrared Radiant | Infrared Radiant | Infrared Radiant | Infrared Radiant | Infrared Radiant | Infrared Radiant | Infrared Radiant | Infrared Radiant | Infrared Radiant | Infrared Radiant | Infrared Radiant | Infrared Radiant | Infrared Radiant | Infrared Radiant | Infrared Radiant | Infrared Radiant | Infrared Radiant | Infrared Radiant | Infrared Radiant | Infrared Radiant | Infrared Radiant
F1_Commercial_Office_Existing_Space Heating_Natural Gas_Unit Heater_E1 | F1 | Commercial | Office | Existing | Space Heating | Natural Gas | Unit Heater | E1 | CCE | 0 | 0 | 0 | 0 | 0 | 0 | 0 | 0 | 0 | 0 | 0 | 0 | 0 | 0 | 0 | 0 | 0 | 0 | 0 | 0 | 0 | 0 | 0 | 0 | 0 | 0 | 0 | 0 | 0 | 0 | 0 | 0 | 0
F1_Commercial_Office_Existing_Space Heating_Natural Gas_Unit Heater_E2 | F1 | Commercial | Office | Existing | Space Heating | Natural Gas | Unit Heater | E2 | CCE | 1.2484 | 1.2484 | 1.255 | 1.2617 | 1.2685 | 1.2754 | 1.2823 | 1.2893 | 1.2964 | 1.3036 | 1.3108 | 1.3181 | 1.3256 | 1.333 | 1.3406 | 1.3483 | 1.356 | 1.3639 | 1.3718 | 1.3798 | 1.3879 | 1.3961 | 1.4045 | 1.4129 | 1.4214 | 1.43 | 1.4387 | 1.4475 | 1.4564 | 1.4655 | 1.4746 | 1.4839 | 1.4839
F1_Commercial_Office_Existing_Space Heating_Natural Gas_Unit Heater_E3 | F1 | Commercial | Office | Existing | Space Heating | Natural Gas | Unit Heater | E3 | CCE | 0.12436 | 0.12436 | 0.12503 | 0.12569 | 0.12637 | 0.12705 | 0.12775 | 0.12844 | 0.12915 | 0.12986 | 0.13058 | 0.13131 | 0.13205 | 0.1328 | 0.13355 | 0.13432 | 0.13509 | 0.13587 | 0.13666 | 0.13746 | 0.13827 | 0.13908 | 0.13991 | 0.14075 | 0.1416 | 0.14245 | 0.14332 | 0.1442 | 0.14509 | 0.14599 | 0.1469 | 0.14783 | 0.14783
F1_Commercial_Office_Existing_Space Heating_Natural Gas_Unit Heater_E4 | F1 | Commercial | Office | Existing | Space Heating | Natural Gas | Unit Heater | E4 | CCE | 0 | 0 | 0 | 0 | 0 | 0 | 0 | 0 | 0 | 0 | 0 | 0 | 0 | 0 | 0 | 0 | 0 | 0 | 0 | 0 | 0 | 0 | 0 | 0 | 0 | 0 | 0 | 0 | 0 | 0 | 0 | 0 | 0
F1_Commercial_Office_Existing_Space Heating_Natural Gas_Unit Heater_E5 | F1 | Commercial | Office | Existing | Space Heating | Natural Gas | Unit Heater | E5 | CCE | 0 | 0 | 0 | 0 | 0 | 0 | 0 | 0 | 0 | 0 | 0 | 0 | 0 | 0 | 0 | 0 | 0 | 0 | 0 | 0 | 0 | 0 | 0 | 0 | 0 | 0 | 0 | 0 | 0 | 0 | 0 | 0 | 0
F1_Commercial_Office_Existing_Space Heating_Natural Gas_Unit Heater_E6 | F1 | Commercial | Office | Existing | Space Heating | Natural Gas | Unit Heater | E6 | CCE | 0 | 0 | 0 | 0 | 0 | 0 | 0 | 0 | 0 | 0 | 0 | 0 | 0 | 0 | 0 | 0 | 0 | 0 | 0 | 0 | 0 | 0 | 0 | 0 | 0 | 0 | 0 | 0 | 0 | 0 | 0 | 0 | 0
F1_Commercial_Office_Existing_Space Heating_Natural Gas_Unit Heater_E7 | F1 | Commercial | Office | Existing | Space Heating | Natural Gas | Unit Heater | E7 | CCE | 0 | 0 | 0 | 0 | 0 | 0 | 0 | 0 | 0 | 0 | 0 | 0 | 0 | 0 | 0 | 0 | 0 | 0 | 0 | 0 | 0 | 0 | 0 | 0 | 0 | 0 | 0 | 0 | 0 | 0 | 0 | 0 | 0
F1_Commercial_Office_Existing_Space Heating_Natural Gas_Unit Heater_E8 | F1 | Commercial | Office | Existing | Space Heating | Natural Gas | Unit Heater | E8 | CCE | 0 | 0 | 0 | 0 | 0 | 0 | 0 | 0 | 0 | 0 | 0 | 0 | 0 | 0 | 0 | 0 | 0 | 0 | 0 | 0 | 0 | 0 | 0 | 0 | 0 | 0 | 0 | 0 | 0 | 0 | 0 | 0 | 0
F1_Commercial_Office_Existing_Space Heating_Natural Gas_Unit Heater_E9 | F1 | Commercial | Office | Existing | Space Heating | Natural Gas | Unit Heater | E9 | CCE | 0 | 0 | 0 | 0 | 0 | 0 | 0 | 0 | 0 | 0 | 0 | 0 | 0 | 0 | 0 | 0 | 0 | 0 | 0 | 0 | 0 | 0 | 0 | 0 | 0 | 0 | 0 | 0 | 0 | 0 | 0 | 0 | 0
F1_Commercial_Office_Existing_Space Heating_Natural Gas_Unit Heater_E10 | F1 | Commercial | Office | Existing | Space Heating | Natural Gas | Unit Heater | E10 | CCE | 0 | 0 | 0 | 0 | 0 | 0 | 0 | 0 | 0 | 0 | 0 | 0 | 0 | 0 | 0 | 0 | 0 | 0 | 0 | 0 | 0 | 0 | 0 | 0 | 0 | 0 | 0 | 0 | 0 | 0 | 0 | 0 | 0
F2_Commercial_Office_Existing_Space Heating_Natural Gas_Unit Heater_E1 | F2 | Commercial | Office | Existing | Space Heating | Natural Gas | Unit Heater | E1 | TRC BC Ratio | bar: 2019 to 2051
F2_Commercial_Office_Existing_Space Heating_Natural Gas_Unit Heater_E2 | F2 | Commercial | Office | Existing | Space Heating | Natural Gas | Unit Heater | E2 | TRC BC Ratio | 1.4316 | 1.4333 | 1.4351 | 1.4377 | 1.4415 | 1.4475 | 1.451 | 1.4531 | 1.4557 | 1.4579 | 1.4592 | 1.4598 | 1.4607 | 1.4619 | 1.4637 | 1.4647 | 1.4663 | 1.4689 | 1.4715 | 1.4743 | 1.4776 | 1.4804 | 1.4826 | 1.4843 | 1.4854 | 1.4857 | 1.4852 | 1.4839 | 1.483 | 1.4825 | 1.4828 | 1.483 | 1.483
F2_Commercial_Office_Existing_Space Heating_Natural Gas_Unit Heater_E3 | F2 | Commercial | Office | Existing | Space Heating | Natural Gas | Unit Heater | E3 | TRC BC Ratio | 14.4795 | 14.5162 | 14.5616 | 14.6219 | 14.6976 | 14.8103 | 14.8618 | 14.8723 | 14.8808 | 14.8782 | 14.8554 | 14.8297 | 14.8204 | 14.8293 | 14.8623 | 14.8883 | 14.9269 | 14.9846 | 15.0378 | 15.0922 | 15.1509 | 15.2019 | 15.2426 | 15.2734 | 15.2939 | 15.2998 | 15.2889 | 15.2664 | 15.2487 | 15.2402 | 15.2464 | 15.2488 | 15.2488
F2_Commercial_Office_Existing_Space Heating_Natural Gas_Unit Heater_E4 | F2 | Commercial | Office | Existing | Space Heating | Natural Gas | Unit Heater | E4 | TRC BC Ratio | 0 | 0 | 0 | 0 | 0 | 0 | 0 | 0 | 0 | 0 | 0 | 0 | 0 | 0 | 0 | 0 | 0 | 0 | 0 | 0 | 0 | 0 | 0 | 0 | 0 | 0 | 0 | 0 | 0 | 0 | 0 | 0 | 0
F2_Commercial_Office_Existing_Space Heating_Natural Gas_Unit Heater_E5 | F2 | Commercial | Office | Existing | Space Heating | Natural Gas | Unit Heater | E5 | TRC BC Ratio | 0 | 0 | 0 | 0 | 0 | 0 | 0 | 0 | 0 | 0 | 0 | 0 | 0 | 0 | 0 | 0 | 0 | 0 | 0 | 0 | 0 | 0 | 0 | 0 | 0 | 0 | 0 | 0 | 0 | 0 | 0 | 0 | 0
F2_Commercial_Office_Existing_Space Heating_Natural Gas_Unit Heater_E6 | F2 | Commercial | Office | Existing | Space Heating | Natural Gas | Unit Heater | E6 | TRC BC Ratio | 0 | 0 | 0 | 0 | 0 | 0 | 0 | 0 | 0 | 0 | 0 | 0 | 0 | 0 | 0 | 0 | 0 | 0 | 0 | 0 | 0 | 0 | 0 | 0 | 0 | 0 | 0 | 0 | 0 | 0 | 0 | 0 | 0
F2_Commercial_Office_Existing_Space Heating_Natural Gas_Unit Heater_E7 | F2 | Commercial | Office | Existing | Space Heating | Natural Gas | Unit Heater | E7 | TRC BC Ratio | 0 | 0 | 0 | 0 | 0 | 0 | 0 | 0 | 0 | 0 | 0 | 0 | 0 | 0 | 0 | 0 | 0 | 0 | 0 | 0 | 0 | 0 | 0 | 0 | 0 | 0 | 0 | 0 | 0 | 0 | 0 | 0 | 0
F2_Commercial_Office_Existing_Space Heating_Natural Gas_Unit Heater_E8 | F2 | Commercial | Office | Existing | Space Heating | Natural Gas | Unit Heater | E8 | TRC BC Ratio | 0 | 0 | 0 | 0 | 0 | 0 | 0 | 0 | 0 | 0 | 0 | 0 | 0 | 0 | 0 | 0 | 0 | 0 | 0 | 0 | 0 | 0 | 0 | 0 | 0 | 0 | 0 | 0 | 0 | 0 | 0 | 0 | 0
F2_Commercial_Office_Existing_Space Heating_Natural Gas_Unit Heater_E9 | F2 | Commercial | Office | Existing | Space Heating | Natural Gas | Unit Heater | E9 | TRC BC Ratio | 0 | 0 | 0 | 0 | 0 | 0 | 0 | 0 | 0 | 0 | 0 | 0 | 0 | 0 | 0 | 0 | 0 | 0 | 0 | 0 | 0 | 0 | 0 | 0 | 0 | 0 | 0 | 0 | 0 | 0 | 0 | 0 | 0
F2_Commercial_Office_Existing_Space Heating_Natural Gas_Unit Heater_E10 | F2 | Commercial | Office | Existing | Space Heating | Natural Gas | Unit Heater | E10 | TRC BC Ratio | 0 | 0 | 0 | 0 | 0 | 0 | 0 | 0 | 0 | 0 | 0 | 0 | 0 | 0 | 0 | 0 | 0 | 0 | 0 | 0 | 0 | 0 | 0 | 0 | 0 | 0 | 0 | 0 | 0 | 0 | 0 | 0 | 0
F3_Commercial_Office_Existing_Space Heating_Natural Gas_Unit Heater_E1 | F3 | Commercial | Office | Existing | Space Heating | Natural Gas | Unit Heater | E1 | PACT BC Ratio | bar: 2019 to 2051
F3_Commercial_Office_Existing_Space Heating_Natural Gas_Unit Heater_E2 | F3 | Commercial | Office | Existing | Space Heating | Natural Gas | Unit Heater | E2 | PACT BC Ratio | 1.9089 | 1.911 | 1.9134 | 1.917 | 1.922 | 1.93 | 1.9346 | 1.9375 | 1.9409 | 1.9439 | 1.9456 | 1.9464 | 1.9476 | 1.9492 | 1.9516 | 1.953 | 1.9551 | 1.9585 | 1.9619 | 1.9658 | 1.9702 | 1.9739 | 1.9769 | 1.9791 | 1.9806 | 1.981 | 1.9802 | 1.9786 | 1.9773 | 1.9767 | 1.9771 | 1.9773 | 1.9773
F3_Commercial_Office_Existing_Space Heating_Natural Gas_Unit Heater_E3 | F3 | Commercial | Office | Existing | Space Heating | Natural Gas | Unit Heater | E3 | PACT BC Ratio | 19.306 | 19.355 | 19.4154 | 19.4958 | 19.5967 | 19.747 | 19.8157 | 19.8297 | 19.8411 | 19.8377 | 19.8073 | 19.773 | 19.7606 | 19.7724 | 19.8164 | 19.851 | 19.9026 | 19.9794 | 20.0504 | 20.1229 | 20.2012 | 20.2691 | 20.3234 | 20.3645 | 20.3919 | 20.3998 | 20.3852 | 20.3553 | 20.3317 | 20.3202 | 20.3286 | 20.3318 | 20.3318
F3_Commercial_Office_Existing_Space Heating_Natural Gas_Unit Heater_E4 | F3 | Commercial | Office | Existing | Space Heating | Natural Gas | Unit Heater | E4 | PACT BC Ratio | 0 | 0 | 0 | 0 | 0 | 0 | 0 | 0 | 0 | 0 | 0 | 0 | 0 | 0 | 0 | 0 | 0 | 0 | 0 | 0 | 0 | 0 | 0 | 0 | 0 | 0 | 0 | 0 | 0 | 0 | 0 | 0 | 0
F3_Commercial_Office_Existing_Space Heating_Natural Gas_Unit Heater_E5 | F3 | Commercial | Office | Existing | Space Heating | Natural Gas | Unit Heater | E5 | PACT BC Ratio | 0 | 0 | 0 | 0 | 0 | 0 | 0 | 0 | 0 | 0 | 0 | 0 | 0 | 0 | 0 | 0 | 0 | 0 | 0 | 0 | 0 | 0 | 0 | 0 | 0 | 0 | 0 | 0 | 0 | 0 | 0 | 0 | 0
F3_Commercial_Office_Existing_Space Heating_Natural Gas_Unit Heater_E6 | F3 | Commercial | Office | Existing | Space Heating | Natural Gas | Unit Heater | E6 | PACT BC Ratio | 0 | 0 | 0 | 0 | 0 | 0 | 0 | 0 | 0 | 0 | 0 | 0 | 0 | 0 | 0 | 0 | 0 | 0 | 0 | 0 | 0 | 0 | 0 | 0 | 0 | 0 | 0 | 0 | 0 | 0 | 0 | 0 | 0
F3_Commercial_Office_Existing_Space Heating_Natural Gas_Unit Heater_E7 | F3 | Commercial | Office | Existing | Space Heating | Natural Gas | Unit Heater | E7 | PACT BC Ratio | 0 | 0 | 0 | 0 | 0 | 0 | 0 | 0 | 0 | 0 | 0 | 0 | 0 | 0 | 0 | 0 | 0 | 0 | 0 | 0 | 0 | 0 | 0 | 0 | 0 | 0 | 0 | 0 | 0 | 0 | 0 | 0 | 0
F3_Commercial_Office_Existing_Space Heating_Natural Gas_Unit Heater_E8 | F3 | Commercial | Office | Existing | Space Heating | Natural Gas | Unit Heater | E8 | PACT BC Ratio | 0 | 0 | 0 | 0 | 0 | 0 | 0 | 0 | 0 | 0 | 0 | 0 | 0 | 0 | 0 | 0 | 0 | 0 | 0 | 0 | 0 | 0 | 0 | 0 | 0 | 0 | 0 | 0 | 0 | 0 | 0 | 0 | 0
F3_Commercial_Office_Existing_Space Heating_Natural Gas_Unit Heater_E9 | F3 | Commercial | Office | Existing | Space Heating | Natural Gas | Unit Heater | E9 | PACT BC Ratio | 0 | 0 | 0 | 0 | 0 | 0 | 0 | 0 | 0 | 0 | 0 | 0 | 0 | 0 | 0 | 0 | 0 | 0 | 0 | 0 | 0 | 0 | 0 | 0 | 0 | 0 | 0 | 0 | 0 | 0 | 0 | 0 | 0
F3_Commercial_Office_Existing_Space Heating_Natural Gas_Unit Heater_E10 | F3 | Commercial | Office | Existing | Space Heating | Natural Gas | Unit Heater | E10 | PACT BC Ratio | 0 | 0 | 0 | 0 | 0 | 0 | 0 | 0 | 0 | 0 | 0 | 0 | 0 | 0 | 0 | 0 | 0 | 0 | 0 | 0 | 0 | 0 | 0 | 0 | 0 | 0 | 0 | 0 | 0 | 0 | 0 | 0 | 0
F4_Commercial_Office_Existing_Space Heating_Natural Gas_Unit Heater_E1 | F4 | Commercial | Office | Existing | Space Heating | Natural Gas | Unit Heater | E1 | RVT BC Ratio | bar: 2019 to 2051
F4_Commercial_Office_Existing_Space Heating_Natural Gas_Unit Heater_E2 | F4 | Commercial | Office | Existing | Space Heating | Natural Gas | Unit Heater | E2 | RVT BC Ratio | 2.7582 | 2.7606 | 2.7631 | 2.767 | 2.7724 | 2.781 | 2.786 | 2.7891 | 2.7928 | 2.796 | 2.7979 | 2.7988 | 2.8 | 2.8017 | 2.8044 | 2.8058 | 2.8081 | 2.8118 | 2.8155 | 2.8196 | 2.8244 | 2.8284 | 2.8316 | 2.834 | 2.8356 | 2.836 | 2.8352 | 2.8334 | 2.832 | 2.8314 | 2.8319 | 2.832 | 2.832
F4_Commercial_Office_Existing_Space Heating_Natural Gas_Unit Heater_E3 | F4 | Commercial | Office | Existing | Space Heating | Natural Gas | Unit Heater | E3 | RVT BC Ratio | 21.5169 | 21.5696 | 21.6348 | 21.7215 | 21.8304 | 21.9924 | 22.0664 | 22.0815 | 22.0938 | 22.0901 | 22.0573 | 22.0204 | 22.007 | 22.0198 | 22.0672 | 22.1045 | 22.1601 | 22.243 | 22.3196 | 22.3977 | 22.4821 | 22.5554 | 22.6139 | 22.6582 | 22.6877 | 22.6962 | 22.6806 | 22.6482 | 22.6228 | 22.6104 | 22.6194 | 22.6229 | 22.6229
F4_Commercial_Office_Existing_Space Heating_Natural Gas_Unit Heater_E4 | F4 | Commercial | Office | Existing | Space Heating | Natural Gas | Unit Heater | E4 | RVT BC Ratio | 0 | 0 | 0 | 0 | 0 | 0 | 0 | 0 | 0 | 0 | 0 | 0 | 0 | 0 | 0 | 0 | 0 | 0 | 0 | 0 | 0 | 0 | 0 | 0 | 0 | 0 | 0 | 0 | 0 | 0 | 0 | 0 | 0
F4_Commercial_Office_Existing_Space Heating_Natural Gas_Unit Heater_E5 | F4 | Commercial | Office | Existing | Space Heating | Natural Gas | Unit Heater | E5 | RVT BC Ratio | 0 | 0 | 0 | 0 | 0 | 0 | 0 | 0 | 0 | 0 | 0 | 0 | 0 | 0 | 0 | 0 | 0 | 0 | 0 | 0 | 0 | 0 | 0 | 0 | 0 | 0 | 0 | 0 | 0 | 0 | 0 | 0 | 0
F4_Commercial_Office_Existing_Space Heating_Natural Gas_Unit Heater_E6 | F4 | Commercial | Office | Existing | Space Heating | Natural Gas | Unit Heater | E6 | RVT BC Ratio | 0 | 0 | 0 | 0 | 0 | 0 | 0 | 0 | 0 | 0 | 0 | 0 | 0 | 0 | 0 | 0 | 0 | 0 | 0 | 0 | 0 | 0 | 0 | 0 | 0 | 0 | 0 | 0 | 0 | 0 | 0 | 0 | 0
F4_Commercial_Office_Existing_Space Heating_Natural Gas_Unit Heater_E7 | F4 | Commercial | Office | Existing | Space Heating | Natural Gas | Unit Heater | E7 | RVT BC Ratio | 0 | 0 | 0 | 0 | 0 | 0 | 0 | 0 | 0 | 0 | 0 | 0 | 0 | 0 | 0 | 0 | 0 | 0 | 0 | 0 | 0 | 0 | 0 | 0 | 0 | 0 | 0 | 0 | 0 | 0 | 0 | 0 | 0
F4_Commercial_Office_Existing_Space Heating_Natural Gas_Unit Heater_E8 | F4 | Commercial | Office | Existing | Space Heating | Natural Gas | Unit Heater | E8 | RVT BC Ratio | 0 | 0 | 0 | 0 | 0 | 0 | 0 | 0 | 0 | 0 | 0 | 0 | 0 | 0 | 0 | 0 | 0 | 0 | 0 | 0 | 0 | 0 | 0 | 0 | 0 | 0 | 0 | 0 | 0 | 0 | 0 | 0 | 0
F4_Commercial_Office_Existing_Space Heating_Natural Gas_Unit Heater_E9 | F4 | Commercial | Office | Existing | Space Heating | Natural Gas | Unit Heater | E9 | RVT BC Ratio | 0 | 0 | 0 | 0 | 0 | 0 | 0 | 0 | 0 | 0 | 0 | 0 | 0 | 0 | 0 | 0 | 0 | 0 | 0 | 0 | 0 | 0 | 0 | 0 | 0 | 0 | 0 | 0 | 0 | 0 | 0 | 0 | 0
F4_Commercial_Office_Existing_Space Heating_Natural Gas_Unit Heater_E10 | F4 | Commercial | Office | Existing | Space Heating | Natural Gas | Unit Heater | E10 | RVT BC Ratio | 0 | 0 | 0 | 0 | 0 | 0 | 0 | 0 | 0 | 0 | 0 | 0 | 0 | 0 | 0 | 0 | 0 | 0 | 0 | 0 | 0 | 0 | 0 | 0 | 0 | 0 | 0 | 0 | 0 | 0 | 0 | 0 | 0
F5_Commercial_Office_Existing_Space Heating_Natural Gas_Unit Heater_E1 | F5 | Commercial | Office | Existing | Space Heating | Natural Gas | Unit Heater | E1 | RIM BC Ratio | bar: 2019 to 2051
F5_Commercial_Office_Existing_Space Heating_Natural Gas_Unit Heater_E2 | F5 | Commercial | Office | Existing | Space Heating | Natural Gas | Unit Heater | E2 | RIM BC Ratio | 0.58074 | 0.58094 | 0.58116 | 0.58149 | 0.58195 | 0.58268 | 0.58311 | 0.58337 | 0.58367 | 0.58394 | 0.5841 | 0.58417 | 0.58428 | 0.58442 | 0.58464 | 0.58476 | 0.58495 | 0.58526 | 0.58556 | 0.5859 | 0.58629 | 0.58662 | 0.58688 | 0.58708 | 0.58721 | 0.58725 | 0.58718 | 0.58703 | 0.58692 | 0.58687 | 0.58691 | 0.58692 | 0.58692
F5_Commercial_Office_Existing_Space Heating_Natural Gas_Unit Heater_E3 | F5 | Commercial | Office | Existing | Space Heating | Natural Gas | Unit Heater | E3 | RIM BC Ratio | 0.80009 | 0.80017 | 0.80027 | 0.80041 | 0.80058 | 0.80083 | 0.80094 | 0.80096 | 0.80098 | 0.80098 | 0.80093 | 0.80087 | 0.80085 | 0.80087 | 0.80094 | 0.801 | 0.80108 | 0.80121 | 0.80132 | 0.80144 | 0.80156 | 0.80167 | 0.80175 | 0.80182 | 0.80186 | 0.80187 | 0.80185 | 0.8018 | 0.80176 | 0.80175 | 0.80176 | 0.80176 | 0.80176
F5_Commercial_Office_Existing_Space Heating_Natural Gas_Unit Heater_E4 | F5 | Commercial | Office | Existing | Space Heating | Natural Gas | Unit Heater | E4 | RIM BC Ratio | 0 | 0 | 0 | 0 | 0 | 0 | 0 | 0 | 0 | 0 | 0 | 0 | 0 | 0 | 0 | 0 | 0 | 0 | 0 | 0 | 0 | 0 | 0 | 0 | 0 | 0 | 0 | 0 | 0 | 0 | 0 | 0 | 0
F5_Commercial_Office_Existing_Space Heating_Natural Gas_Unit Heater_E5 | F5 | Commercial | Office | Existing | Space Heating | Natural Gas | Unit Heater | E5 | RIM BC Ratio | 0 | 0 | 0 | 0 | 0 | 0 | 0 | 0 | 0 | 0 | 0 | 0 | 0 | 0 | 0 | 0 | 0 | 0 | 0 | 0 | 0 | 0 | 0 | 0 | 0 | 0 | 0 | 0 | 0 | 0 | 0 | 0 | 0
F5_Commercial_Office_Existing_Space Heating_Natural Gas_Unit Heater_E6 | F5 | Commercial | Office | Existing | Space Heating | Natural Gas | Unit Heater | E6 | RIM BC Ratio | 0 | 0 | 0 | 0 | 0 | 0 | 0 | 0 | 0 | 0 | 0 | 0 | 0 | 0 | 0 | 0 | 0 | 0 | 0 | 0 | 0 | 0 | 0 | 0 | 0 | 0 | 0 | 0 | 0 | 0 | 0 | 0 | 0
F5_Commercial_Office_Existing_Space Heating_Natural Gas_Unit Heater_E7 | F5 | Commercial | Office | Existing | Space Heating | Natural Gas | Unit Heater | E7 | RIM BC Ratio | 0 | 0 | 0 | 0 | 0 | 0 | 0 | 0 | 0 | 0 | 0 | 0 | 0 | 0 | 0 | 0 | 0 | 0 | 0 | 0 | 0 | 0 | 0 | 0 | 0 | 0 | 0 | 0 | 0 | 0 | 0 | 0 | 0
F5_Commercial_Office_Existing_Space Heating_Natural Gas_Unit Heater_E8 | F5 | Commercial | Office | Existing | Space Heating | Natural Gas | Unit Heater | E8 | RIM BC Ratio | 0 | 0 | 0 | 0 | 0 | 0 | 0 | 0 | 0 | 0 | 0 | 0 | 0 | 0 | 0 | 0 | 0 | 0 | 0 | 0 | 0 | 0 | 0 | 0 | 0 | 0 | 0 | 0 | 0 | 0 | 0 | 0 | 0
F5_Commercial_Office_Existing_Space Heating_Natural Gas_Unit Heater_E9 | F5 | Commercial | Office | Existing | Space Heating | Natural Gas | Unit Heater | E9 | RIM BC Ratio | 0 | 0 | 0 | 0 | 0 | 0 | 0 | 0 | 0 | 0 | 0 | 0 | 0 | 0 | 0 | 0 | 0 | 0 | 0 | 0 | 0 | 0 | 0 | 0 | 0 | 0 | 0 | 0 | 0 | 0 | 0 | 0 | 0
F5_Commercial_Office_Existing_Space Heating_Natural Gas_Unit Heater_E10 | F5 | Commercial | Office | Existing | Space Heating | Natural Gas | Unit Heater | E10 | RIM BC Ratio | 0 | 0 | 0 | 0 | 0 | 0 | 0 | 0 | 0 | 0 | 0 | 0 | 0 | 0 | 0 | 0 | 0 | 0 | 0 | 0 | 0 | 0 | 0 | 0 | 0 | 0 | 0 | 0 | 0 | 0 | 0 | 0 | 0
F0_Commercial_Office_Existing_Water Heating_Natural Gas_Water Heater_E0 | F0 | Commercial | Office | Existing | Water Heating | Natural Gas | Water Heater | E0 | Economic Unit | Gas-Fired Absorption HPWH | Gas-Fired Absorption HPWH | Gas-Fired Absorption HPWH | Gas-Fired Absorption HPWH | Gas-Fired Absorption HPWH | Gas-Fired Absorption HPWH | Gas-Fired Absorption HPWH | Gas-Fired Absorption HPWH | Gas-Fired Absorption HPWH | Gas-Fired Absorption HPWH | Gas-Fired Absorption HPWH | Gas-Fired Absorption HPWH | Gas-Fired Absorption HPWH | Gas-Fired Absorption HPWH | Gas-Fired Absorption HPWH | Gas-Fired Absorption HPWH | Gas-Fired Absorption HPWH | Gas-Fired Absorption HPWH | Gas-Fired Absorption HPWH | Gas-Fired Absorption HPWH | Gas-Fired Absorption HPWH | Gas-Fired Absorption HPWH | Gas-Fired Absorption HPWH | Gas-Fired Absorption HPWH | Gas-Fired Absorption HPWH | Gas-Fired Absorption HPWH | Gas-Fired Absorption HPWH | Gas-Fired Absorption HPWH | Gas-Fired Absorption HPWH | Gas-Fired Absorption HPWH | Gas-Fired Absorption HPWH | Gas-Fired Absorption HPWH | Gas-Fired Absorption HPWH
F1_Commercial_Office_Existing_Water Heating_Natural Gas_Water Heater_E1 | F1 | Commercial | Office | Existing | Water Heating | Natural Gas | Water Heater | E1 | CCE | 0 | 0 | 0 | 0 | 0 | 0 | 0 | 0 | 0 | 0 | 0 | 0 | 0 | 0 | 0 | 0 | 0 | 0 | 0 | 0 | 0 | 0 | 0 | 0 | 0 | 0 | 0 | 0 | 0 | 0 | 0 | 0 | 0
F1_Commercial_Office_Existing_Water Heating_Natural Gas_Water Heater_E2 | F1 | Commercial | Office | Existing | Water Heating | Natural Gas | Water Heater | E2 | CCE | -0.0034826 | -0.0034826 | -0.0034826 | -0.0034826 | -0.0034826 | -0.0034826 | -0.0034826 | -0.0034826 | -0.0034826 | -0.0034826 | -0.0034826 | -0.0034826 | -0.0034826 | -0.0034826 | -0.0034826 | -0.0034826 | -0.0034826 | -0.0034826 | -0.0034826 | -0.0034826 | -0.0034826 | -0.0034826 | -0.0034826 | -0.0034826 | -0.0034826 | -0.0034826 | -0.0034826 | -0.0034826 | -0.0034826 | -0.0034826 | -0.0034826 | -0.0034826 | -0.0034826
F1_Commercial_Office_Existing_Water Heating_Natural Gas_Water Heater_E3 | F1 | Commercial | Office | Existing | Water Heating | Natural Gas | Water Heater | E3 | CCE | 0.030352 | 0.030352 | 0.030352 | 0.030352 | 0.030352 | 0.030352 | 0.030352 | 0.030352 | 0.030352 | 0.030352 | 0.030352 | 0.030352 | 0.030352 | 0.030352 | 0.030352 | 0.030352 | 0.030352 | 0.030352 | 0.030352 | 0.030352 | 0.030352 | 0.030352 | 0.030352 | 0.030352 | 0.030352 | 0.030352 | 0.030352 | 0.030352 | 0.030352 | 0.030352 | 0.030352 | 0.030352 | 0.030352
F1_Commercial_Office_Existing_Water Heating_Natural Gas_Water Heater_E4 | F1 | Commercial | Office | Existing | Water Heating | Natural Gas | Water Heater | E4 | CCE | 0.037341 | 0.037341 | 0.037341 | 0.037341 | 0.037341 | 0.037341 | 0.037341 | 0.037341 | 0.037341 | 0.037341 | 0.037341 | 0.037341 | 0.037341 | 0.037341 | 0.037341 | 0.037341 | 0.037341 | 0.037341 | 0.037341 | 0.037341 | 0.037341 | 0.037341 | 0.037341 | 0.037341 | 0.037341 | 0.037341 | 0.037341 | 0.037341 | 0.037341 | 0.037341 | 0.037341 | 0.037341 | 0.037341
F1_Commercial_Office_Existing_Water Heating_Natural Gas_Water Heater_E5 | F1 | Commercial | Office | Existing | Water Heating | Natural Gas | Water Heater | E5 | CCE | 0.055633 | 0.055633 | 0.055633 | 0.055633 | 0.055633 | 0.055633 | 0.055633 | 0.055633 | 0.055633 | 0.055633 | 0.055633 | 0.055633 | 0.055633 | 0.055633 | 0.055633 | 0.055633 | 0.055633 | 0.055633 | 0.055633 | 0.055633 | 0.055633 | 0.055633 | 0.055633 | 0.055633 | 0.055633 | 0.055633 | 0.055633 | 0.055633 | 0.055633 | 0.055633 | 0.055633 | 0.055633 | 0.055633
F1_Commercial_Office_Existing_Water Heating_Natural Gas_Water Heater_E6 | F1 | Commercial | Office | Existing | Water Heating | Natural Gas | Water Heater | E6 | CCE | -0.10002 | -0.10002 | -0.10002 | -0.10002 | -0.10002 | -0.10002 | -0.10002 | -0.10002 | -0.10002 | -0.10002 | -0.10002 | -0.10002 | -0.10002 | -0.10002 | -0.10002 | -0.10002 | -0.10002 | -0.10002 | -0.10002 | -0.10002 | -0.10002 | -0.10002 | -0.10002 | -0.10002 | -0.10002 | -0.10002 | -0.10002 | -0.10002 | -0.10002 | -0.10002 | -0.10002 | -0.10002 | -0.10002
F1_Commercial_Office_Existing_Water Heating_Natural Gas_Water Heater_E7 | F1 | Commercial | Office | Existing | Water Heating | Natural Gas | Water Heater | E7 | CCE | 0.086235 | 0.086235 | 0.086235 | 0.086235 | 0.086235 | 0.086235 | 0.086235 | 0.086235 | 0.086235 | 0.086235 | 0.086235 | 0.086235 | 0.086235 | 0.086235 | 0.086235 | 0.086235 | 0.086235 | 0.086235 | 0.086235 | 0.086235 | 0.086235 | 0.086235 | 0.086235 | 0.086235 | 0.086235 | 0.086235 | 0.086235 | 0.086235 | 0.086235 | 0.086235 | 0.086235 | 0.086235 | 0.086235
F1_Commercial_Office_Existing_Water Heating_Natural Gas_Water Heater_E8 | F1 | Commercial | Office | Existing | Water Heating | Natural Gas | Water Heater | E8 | CCE | 0 | 0 | 0 | 0 | 0 | 0 | 0 | 0 | 0 | 0 | 0 | 0 | 0 | 0 | 0 | 0 | 0 | 0 | 0 | 0 | 0 | 0 | 0 | 0 | 0 | 0 | 0 | 0 | 0 | 0 | 0 | 0 | 0
F1_Commercial_Office_Existing_Water Heating_Natural Gas_Water Heater_E9 | F1 | Commercial | Office | Existing | Water Heating | Natural Gas | Water Heater | E9 | CCE | 0 | 0 | 0 | 0 | 0 | 0 | 0 | 0 | 0 | 0 | 0 | 0 | 0 | 0 | 0 | 0 | 0 | 0 | 0 | 0 | 0 | 0 | 0 | 0 | 0 | 0 | 0 | 0 | 0 | 0 | 0 | 0 | 0
F1_Commercial_Office_Existing_Water Heating_Natural Gas_Water Heater_E10 | F1 | Commercial | Office | Existing | Water Heating | Natural Gas | Water Heater | E10 | CCE | 0 | 0 | 0 | 0 | 0 | 0 | 0 | 0 | 0 | 0 | 0 | 0 | 0 | 0 | 0 | 0 | 0 | 0 | 0 | 0 | 0 | 0 | 0 | 0 | 0 | 0 | 0 | 0 | 0 | 0 | 0 | 0 | 0
F2_Commercial_Office_Existing_Water Heating_Natural Gas_Water Heater_E1 | F2 | Commercial | Office | Existing | Water Heating | Natural Gas | Water Heater | E1 | TRC BC Ratio | bar: 2019 to 2051
F2_Commercial_Office_Existing_Water Heating_Natural Gas_Water Heater_E2 | F2 | Commercial | Office | Existing | Water Heating | Natural Gas | Water Heater | E2 | TRC BC Ratio | bar: 2019 to 2051
F2_Commercial_Office_Existing_Water Heating_Natural Gas_Water Heater_E3 | F2 | Commercial | Office | Existing | Water Heating | Natural Gas | Water Heater | E3 | TRC BC Ratio | 35.3957 | 35.7192 | 36.104 | 36.5507 | 37.0717 | 37.6886 | 38.1872 | 38.6565 | 39.12 | 39.5857 | 40.0111 | 40.3847 | 40.7603 | 41.1569 | 41.6146 | 42.0689 | 42.5697 | 43.1221 | 43.7073 | 44.311 | 44.928 | 45.5069 | 46.0376 | 46.5211 | 46.9481 | 47.3117 | 47.5672 | 47.7553 | 47.9173 | 48.0553 | 48.1922 | 48.254 | 48.254
F2_Commercial_Office_Existing_Water Heating_Natural Gas_Water Heater_E4 | F2 | Commercial | Office | Existing | Water Heating | Natural Gas | Water Heater | E4 | TRC BC Ratio | 28.7702 | 29.0331 | 29.3459 | 29.709 | 30.1325 | 30.6339 | 31.0392 | 31.4206 | 31.7973 | 32.1759 | 32.5217 | 32.8253 | 33.1306 | 33.453 | 33.825 | 34.1943 | 34.6014 | 35.0503 | 35.526 | 36.0167 | 36.5182 | 36.9888 | 37.4201 | 37.8131 | 38.1602 | 38.4557 | 38.6634 | 38.8163 | 38.948 | 39.0601 | 39.1714 | 39.2216 | 39.2216
F2_Commercial_Office_Existing_Water Heating_Natural Gas_Water Heater_E5 | F2 | Commercial | Office | Existing | Water Heating | Natural Gas | Water Heater | E5 | TRC BC Ratio | 19.3108 | 19.4873 | 19.6972 | 19.9409 | 20.2252 | 20.5618 | 20.8338 | 21.0898 | 21.3427 | 21.5968 | 21.8289 | 22.0326 | 22.2376 | 22.454 | 22.7037 | 22.9515 | 23.2248 | 23.5261 | 23.8454 | 24.1747 | 24.5113 | 24.8272 | 25.1167 | 25.3805 | 25.6135 | 25.8118 | 25.9512 | 26.0538 | 26.1422 | 26.2175 | 26.2922 | 26.3259 | 26.3259
F2_Commercial_Office_Existing_Water Heating_Natural Gas_Water Heater_E6 | F2 | Commercial | Office | Existing | Water Heating | Natural Gas | Water Heater | E6 | TRC BC Ratio | bar: 2019 to 2051
F2_Commercial_Office_Existing_Water Heating_Natural Gas_Water Heater_E7 | F2 | Commercial | Office | Existing | Water Heating | Natural Gas | Water Heater | E7 | TRC BC Ratio | 11.8556 | 11.9384 | 12.0697 | 12.2503 | 12.4786 | 12.7565 | 12.9643 | 13.1486 | 13.3115 | 13.459 | 13.5694 | 13.6396 | 13.7076 | 13.7928 | 13.9262 | 14.0727 | 14.2559 | 14.4824 | 14.7403 | 15.0182 | 15.3135 | 15.5953 | 15.8615 | 16.1184 | 16.3519 | 16.5506 | 16.6903 | 16.7932 | 16.8818 | 16.9572 | 17.032 | 17.0658 | 17.0658
F2_Commercial_Office_Existing_Water Heating_Natural Gas_Water Heater_E8 | F2 | Commercial | Office | Existing | Water Heating | Natural Gas | Water Heater | E8 | TRC BC Ratio | 0 | 0 | 0 | 0 | 0 | 0 | 0 | 0 | 0 | 0 | 0 | 0 | 0 | 0 | 0 | 0 | 0 | 0 | 0 | 0 | 0 | 0 | 0 | 0 | 0 | 0 | 0 | 0 | 0 | 0 | 0 | 0 | 0
F2_Commercial_Office_Existing_Water Heating_Natural Gas_Water Heater_E9 | F2 | Commercial | Office | Existing | Water Heating | Natural Gas | Water Heater | E9 | TRC BC Ratio | 0 | 0 | 0 | 0 | 0 | 0 | 0 | 0 | 0 | 0 | 0 | 0 | 0 | 0 | 0 | 0 | 0 | 0 | 0 | 0 | 0 | 0 | 0 | 0 | 0 | 0 | 0 | 0 | 0 | 0 | 0 | 0 | 0
F2_Commercial_Office_Existing_Water Heating_Natural Gas_Water Heater_E10 | F2 | Commercial | Office | Existing | Water Heating | Natural Gas | Water Heater | E10 | TRC BC Ratio | 0 | 0 | 0 | 0 | 0 | 0 | 0 | 0 | 0 | 0 | 0 | 0 | 0 | 0 | 0 | 0 | 0 | 0 | 0 | 0 | 0 | 0 | 0 | 0 | 0 | 0 | 0 | 0 | 0 | 0 | 0 | 0 | 0
F3_Commercial_Office_Existing_Water Heating_Natural Gas_Water Heater_E1 | F3 | Commercial | Office | Existing | Water Heating | Natural Gas | Water Heater | E1 | PACT BC Ratio | bar: 2019 to 2051
F3_Commercial_Office_Existing_Water Heating_Natural Gas_Water Heater_E2 | F3 | Commercial | Office | Existing | Water Heating | Natural Gas | Water Heater | E2 | PACT BC Ratio | bar: 2019 to 2051
F3_Commercial_Office_Existing_Water Heating_Natural Gas_Water Heater_E3 | F3 | Commercial | Office | Existing | Water Heating | Natural Gas | Water Heater | E3 | PACT BC Ratio | 47.1943 | 47.6255 | 48.1387 | 48.7342 | 49.429 | 50.2515 | 50.9163 | 51.542 | 52.1599 | 52.781 | 53.3481 | 53.8462 | 54.347 | 54.8759 | 55.4862 | 56.0919 | 56.7596 | 57.4961 | 58.2765 | 59.0813 | 59.904 | 60.6759 | 61.3834 | 62.0281 | 62.5975 | 63.0823 | 63.423 | 63.6737 | 63.8898 | 64.0737 | 64.2562 | 64.3386 | 64.3386
F3_Commercial_Office_Existing_Water Heating_Natural Gas_Water Heater_E4 | F3 | Commercial | Office | Existing | Water Heating | Natural Gas | Water Heater | E4 | PACT BC Ratio | 38.3602 | 38.7108 | 39.1279 | 39.612 | 40.1767 | 40.8452 | 41.3856 | 41.8942 | 42.3964 | 42.9012 | 43.3622 | 43.7671 | 44.1741 | 44.604 | 45.1001 | 45.5924 | 46.1351 | 46.7338 | 47.368 | 48.0222 | 48.6909 | 49.3184 | 49.8934 | 50.4174 | 50.8803 | 51.2743 | 51.5512 | 51.755 | 51.9306 | 52.0801 | 52.2285 | 52.2955 | 52.2955
F3_Commercial_Office_Existing_Water Heating_Natural Gas_Water Heater_E5 | F3 | Commercial | Office | Existing | Water Heating | Natural Gas | Water Heater | E5 | PACT BC Ratio | 25.7478 | 25.9831 | 26.263 | 26.5879 | 26.967 | 27.4157 | 27.7784 | 28.1198 | 28.4569 | 28.7957 | 29.1051 | 29.3769 | 29.6501 | 29.9386 | 30.2716 | 30.602 | 30.9663 | 31.3682 | 31.7939 | 32.233 | 32.6818 | 33.1029 | 33.4889 | 33.8407 | 34.1513 | 34.4158 | 34.6017 | 34.7385 | 34.8563 | 34.9567 | 35.0563 | 35.1012 | 35.1012
F3_Commercial_Office_Existing_Water Heating_Natural Gas_Water Heater_E6 | F3 | Commercial | Office | Existing | Water Heating | Natural Gas | Water Heater | E6 | PACT BC Ratio | bar: 2019 to 2051
F3_Commercial_Office_Existing_Water Heating_Natural Gas_Water Heater_E7 | F3 | Commercial | Office | Existing | Water Heating | Natural Gas | Water Heater | E7 | PACT BC Ratio | 15.8075 | 15.9179 | 16.0929 | 16.3337 | 16.6381 | 17.0086 | 17.2857 | 17.5315 | 17.7487 | 17.9453 | 18.0925 | 18.1862 | 18.2768 | 18.3904 | 18.5683 | 18.7635 | 19.0079 | 19.3099 | 19.6537 | 20.0243 | 20.418 | 20.7937 | 21.1487 | 21.4911 | 21.8025 | 22.0675 | 22.2538 | 22.3909 | 22.509 | 22.6096 | 22.7094 | 22.7544 | 22.7544
F3_Commercial_Office_Existing_Water Heating_Natural Gas_Water Heater_E8 | F3 | Commercial | Office | Existing | Water Heating | Natural Gas | Water Heater | E8 | PACT BC Ratio | 0 | 0 | 0 | 0 | 0 | 0 | 0 | 0 | 0 | 0 | 0 | 0 | 0 | 0 | 0 | 0 | 0 | 0 | 0 | 0 | 0 | 0 | 0 | 0 | 0 | 0 | 0 | 0 | 0 | 0 | 0 | 0 | 0
F3_Commercial_Office_Existing_Water Heating_Natural Gas_Water Heater_E9 | F3 | Commercial | Office | Existing | Water Heating | Natural Gas | Water Heater | E9 | PACT BC Ratio | 0 | 0 | 0 | 0 | 0 | 0 | 0 | 0 | 0 | 0 | 0 | 0 | 0 | 0 | 0 | 0 | 0 | 0 | 0 | 0 | 0 | 0 | 0 | 0 | 0 | 0 | 0 | 0 | 0 | 0 | 0 | 0 | 0
F3_Commercial_Office_Existing_Water Heating_Natural Gas_Water Heater_E10 | F3 | Commercial | Office | Existing | Water Heating | Natural Gas | Water Heater | E10 | PACT BC Ratio | 0 | 0 | 0 | 0 | 0 | 0 | 0 | 0 | 0 | 0 | 0 | 0 | 0 | 0 | 0 | 0 | 0 | 0 | 0 | 0 | 0 | 0 | 0 | 0 | 0 | 0 | 0 | 0 | 0 | 0 | 0 | 0 | 0
F4_Commercial_Office_Existing_Water Heating_Natural Gas_Water Heater_E1 | F4 | Commercial | Office | Existing | Water Heating | Natural Gas | Water Heater | E1 | RVT BC Ratio | bar: 2019 to 2051
F4_Commercial_Office_Existing_Water Heating_Natural Gas_Water Heater_E2 | F4 | Commercial | Office | Existing | Water Heating | Natural Gas | Water Heater | E2 | RVT BC Ratio | bar: 2019 to 2051
F4_Commercial_Office_Existing_Water Heating_Natural Gas_Water Heater_E3 | F4 | Commercial | Office | Existing | Water Heating | Natural Gas | Water Heater | E3 | RVT BC Ratio | 51.5876 | 52.0526 | 52.6059 | 53.2481 | 53.9972 | 54.8841 | 55.6009 | 56.2756 | 56.9419 | 57.6116 | 58.2231 | 58.7601 | 59.3001 | 59.8704 | 60.5285 | 61.1816 | 61.9016 | 62.6957 | 63.5371 | 64.4049 | 65.292 | 66.1243 | 66.8872 | 67.5823 | 68.1963 | 68.719 | 69.0864 | 69.3567 | 69.5897 | 69.788 | 69.9848 | 70.0737 | 70.0737
F4_Commercial_Office_Existing_Water Heating_Natural Gas_Water Heater_E4 | F4 | Commercial | Office | Existing | Water Heating | Natural Gas | Water Heater | E4 | RVT BC Ratio | 42.0623 | 42.4403 | 42.89 | 43.4119 | 44.0209 | 44.7417 | 45.3243 | 45.8727 | 46.4143 | 46.9586 | 47.4557 | 47.8922 | 48.3311 | 48.7947 | 49.3295 | 49.8604 | 50.4456 | 51.0911 | 51.775 | 52.4804 | 53.2014 | 53.8779 | 54.498 | 55.063 | 55.5621 | 55.9869 | 56.2856 | 56.5053 | 56.6946 | 56.8559 | 57.0158 | 57.088 | 57.088
F4_Commercial_Office_Existing_Water Heating_Natural Gas_Water Heater_E5 | F4 | Commercial | Office | Existing | Water Heating | Natural Gas | Water Heater | E5 | RVT BC Ratio | 28.4627 | 28.7164 | 29.0183 | 29.3687 | 29.7774 | 30.2612 | 30.6523 | 31.0204 | 31.3839 | 31.7492 | 32.0829 | 32.3759 | 32.6705 | 32.9816 | 33.3406 | 33.6969 | 34.0897 | 34.523 | 34.982 | 35.4555 | 35.9394 | 36.3935 | 36.8097 | 37.189 | 37.5239 | 37.8091 | 38.0095 | 38.157 | 38.2841 | 38.3923 | 38.4997 | 38.5482 | 38.5482
F4_Commercial_Office_Existing_Water Heating_Natural Gas_Water Heater_E6 | F4 | Commercial | Office | Existing | Water Heating | Natural Gas | Water Heater | E6 | RVT BC Ratio | bar: 2019 to 2051
F4_Commercial_Office_Existing_Water Heating_Natural Gas_Water Heater_E7 | F4 | Commercial | Office | Existing | Water Heating | Natural Gas | Water Heater | E7 | RVT BC Ratio | 17.7446 | 17.8636 | 18.0523 | 18.312 | 18.6402 | 19.0397 | 19.3385 | 19.6035 | 19.8376 | 20.0497 | 20.2084 | 20.3094 | 20.4071 | 20.5296 | 20.7214 | 20.932 | 21.1954 | 21.5211 | 21.8918 | 22.2914 | 22.7159 | 23.121 | 23.5038 | 23.873 | 24.2087 | 24.4945 | 24.6953 | 24.8432 | 24.9705 | 25.079 | 25.1866 | 25.2351 | 25.2351
F4_Commercial_Office_Existing_Water Heating_Natural Gas_Water Heater_E8 | F4 | Commercial | Office | Existing | Water Heating | Natural Gas | Water Heater | E8 | RVT BC Ratio | 0 | 0 | 0 | 0 | 0 | 0 | 0 | 0 | 0 | 0 | 0 | 0 | 0 | 0 | 0 | 0 | 0 | 0 | 0 | 0 | 0 | 0 | 0 | 0 | 0 | 0 | 0 | 0 | 0 | 0 | 0 | 0 | 0
F4_Commercial_Office_Existing_Water Heating_Natural Gas_Water Heater_E9 | F4 | Commercial | Office | Existing | Water Heating | Natural Gas | Water Heater | E9 | RVT BC Ratio | 0 | 0 | 0 | 0 | 0 | 0 | 0 | 0 | 0 | 0 | 0 | 0 | 0 | 0 | 0 | 0 | 0 | 0 | 0 | 0 | 0 | 0 | 0 | 0 | 0 | 0 | 0 | 0 | 0 | 0 | 0 | 0 | 0
F4_Commercial_Office_Existing_Water Heating_Natural Gas_Water Heater_E10 | F4 | Commercial | Office | Existing | Water Heating | Natural Gas | Water Heater | E10 | RVT BC Ratio | 0 | 0 | 0 | 0 | 0 | 0 | 0 | 0 | 0 | 0 | 0 | 0 | 0 | 0 | 0 | 0 | 0 | 0 | 0 | 0 | 0 | 0 | 0 | 0 | 0 | 0 | 0 | 0 | 0 | 0 | 0 | 0 | 0
F5_Commercial_Office_Existing_Water Heating_Natural Gas_Water Heater_E1 | F5 | Commercial | Office | Existing | Water Heating | Natural Gas | Water Heater | E1 | RIM BC Ratio | bar: 2019 to 2051
F5_Commercial_Office_Existing_Water Heating_Natural Gas_Water Heater_E2 | F5 | Commercial | Office | Existing | Water Heating | Natural Gas | Water Heater | E2 | RIM BC Ratio | bar: 2019 to 2051
F5_Commercial_Office_Existing_Water Heating_Natural Gas_Water Heater_E3 | F5 | Commercial | Office | Existing | Water Heating | Natural Gas | Water Heater | E3 | RIM BC Ratio | 0.82017 | 0.8203 | 0.82045 | 0.82062 | 0.82082 | 0.82104 | 0.82122 | 0.82138 | 0.82153 | 0.82169 | 0.82182 | 0.82194 | 0.82205 | 0.82217 | 0.82231 | 0.82244 | 0.82258 | 0.82274 | 0.82289 | 0.82305 | 0.82321 | 0.82335 | 0.82348 | 0.8236 | 0.8237 | 0.82378 | 0.82384 | 0.82388 | 0.82392 | 0.82395 | 0.82398 | 0.82399 | 0.82399
F5_Commercial_Office_Existing_Water Heating_Natural Gas_Water Heater_E4 | F5 | Commercial | Office | Existing | Water Heating | Natural Gas | Water Heater | E4 | RIM BC Ratio | 0.8169 | 0.81706 | 0.81725 | 0.81745 | 0.81769 | 0.81796 | 0.81818 | 0.81837 | 0.81856 | 0.81875 | 0.81892 | 0.81906 | 0.8192 | 0.81935 | 0.81951 | 0.81967 | 0.81985 | 0.82003 | 0.82023 | 0.82042 | 0.82061 | 0.82079 | 0.82095 | 0.82109 | 0.82121 | 0.82131 | 0.82138 | 0.82143 | 0.82148 | 0.82151 | 0.82155 | 0.82157 | 0.82157
F5_Commercial_Office_Existing_Water Heating_Natural Gas_Water Heater_E5 | F5 | Commercial | Office | Existing | Water Heating | Natural Gas | Water Heater | E5 | RIM BC Ratio | 0.80847 | 0.8087 | 0.80897 | 0.80927 | 0.80962 | 0.81002 | 0.81033 | 0.81062 | 0.81089 | 0.81117 | 0.81141 | 0.81162 | 0.81183 | 0.81204 | 0.81228 | 0.81252 | 0.81277 | 0.81304 | 0.81333 | 0.81361 | 0.81389 | 0.81415 | 0.81438 | 0.81459 | 0.81477 | 0.81492 | 0.81502 | 0.81509 | 0.81516 | 0.81521 | 0.81527 | 0.81529 | 0.81529
F5_Commercial_Office_Existing_Water Heating_Natural Gas_Water Heater_E6 | F5 | Commercial | Office | Existing | Water Heating | Natural Gas | Water Heater | E6 | RIM BC Ratio | bar: 2019 to 2051
F5_Commercial_Office_Existing_Water Heating_Natural Gas_Water Heater_E7 | F5 | Commercial | Office | Existing | Water Heating | Natural Gas | Water Heater | E7 | RIM BC Ratio | 0.79282 | 0.79309 | 0.79352 | 0.7941 | 0.79481 | 0.79563 | 0.79623 | 0.79675 | 0.79719 | 0.79758 | 0.79787 | 0.79805 | 0.79823 | 0.79844 | 0.79877 | 0.79913 | 0.79957 | 0.80009 | 0.80068 | 0.80128 | 0.8019 | 0.80247 | 0.80299 | 0.80347 | 0.8039 | 0.80426 | 0.8045 | 0.80468 | 0.80483 | 0.80496 | 0.80509 | 0.80514 | 0.80514
F5_Commercial_Office_Existing_Water Heating_Natural Gas_Water Heater_E8 | F5 | Commercial | Office | Existing | Water Heating | Natural Gas | Water Heater | E8 | RIM BC Ratio | 0 | 0 | 0 | 0 | 0 | 0 | 0 | 0 | 0 | 0 | 0 | 0 | 0 | 0 | 0 | 0 | 0 | 0 | 0 | 0 | 0 | 0 | 0 | 0 | 0 | 0 | 0 | 0 | 0 | 0 | 0 | 0 | 0
F5_Commercial_Office_Existing_Water Heating_Natural Gas_Water Heater_E9 | F5 | Commercial | Office | Existing | Water Heating | Natural Gas | Water Heater | E9 | RIM BC Ratio | 0 | 0 | 0 | 0 | 0 | 0 | 0 | 0 | 0 | 0 | 0 | 0 | 0 | 0 | 0 | 0 | 0 | 0 | 0 | 0 | 0 | 0 | 0 | 0 | 0 | 0 | 0 | 0 | 0 | 0 | 0 | 0 | 0
F5_Commercial_Office_Existing_Water Heating_Natural Gas_Water Heater_E10 | F5 | Commercial | Office | Existing | Water Heating | Natural Gas | Water Heater | E10 | RIM BC Ratio | 0 | 0 | 0 | 0 | 0 | 0 | 0 | 0 | 0 | 0 | 0 | 0 | 0 | 0 | 0 | 0 | 0 | 0 | 0 | 0 | 0 | 0 | 0 | 0 | 0 | 0 | 0 | 0 | 0 | 0 | 0 | 0 | 0
F0_Commercial_Office_Existing_Food Preparation_Natural Gas_Oven_E0 | F0 | Commercial | Office | Existing | Food Preparation | Natural Gas | Oven | E0 | Economic Unit | ENERGY STAR (>44% Baking Efficiency) | ENERGY STAR (>44% Baking Efficiency) | ENERGY STAR (>44% Baking Efficiency) | ENERGY STAR (>44% Baking Efficiency) | ENERGY STAR (>44% Baking Efficiency) | ENERGY STAR (>44% Baking Efficiency) | ENERGY STAR (>44% Baking Efficiency) | ENERGY STAR (>44% Baking Efficiency) | ENERGY STAR (>44% Baking Efficiency) | ENERGY STAR (>44% Baking Efficiency) | ENERGY STAR (>44% Baking Efficiency) | ENERGY STAR (>44% Baking Efficiency) | ENERGY STAR (>44% Baking Efficiency) | ENERGY STAR (>44% Baking Efficiency) | ENERGY STAR (>44% Baking Efficiency) | ENERGY STAR (>44% Baking Efficiency) | ENERGY STAR (>44% Baking Efficiency) | ENERGY STAR (>44% Baking Efficiency) | ENERGY STAR (>44% Baking Efficiency) | ENERGY STAR (>44% Baking Efficiency) | ENERGY STAR (>44% Baking Efficiency) | ENERGY STAR (>44% Baking Efficiency) | ENERGY STAR (>44% Baking Efficiency) | ENERGY STAR (>44% Baking Efficiency) | ENERGY STAR (>44% Baking Efficiency) | ENERGY STAR (>44% Baking Efficiency) | ENERGY STAR (>44% Baking Efficiency) | ENERGY STAR (>44% Baking Efficiency) | ENERGY STAR (>44% Baking Efficiency) | ENERGY STAR (>44% Baking Efficiency) | ENERGY STAR (>44% Baking Efficiency) | ENERGY STAR (>44% Baking Efficiency) | ENERGY STAR (>44% Baking Efficiency)
F1_Commercial_Office_Existing_Food Preparation_Natural Gas_Oven_E1 | F1 | Commercial | Office | Existing | Food Preparation | Natural Gas | Oven | E1 | CCE | 0 | 0 | 0 | 0 | 0 | 0 | 0 | 0 | 0 | 0 | 0 | 0 | 0 | 0 | 0 | 0 | 0 | 0 | 0 | 0 | 0 | 0 | 0 | 0 | 0 | 0 | 0 | 0 | 0 | 0 | 0 | 0 | 0
F1_Commercial_Office_Existing_Food Preparation_Natural Gas_Oven_E2 | F1 | Commercial | Office | Existing | Food Preparation | Natural Gas | Oven | E2 | CCE | 0.52905 | 0.52905 | 0.52905 | 0.52905 | 0.52905 | 0.52905 | 0.52905 | 0.52905 | 0.52905 | 0.52905 | 0.52905 | 0.52905 | 0.52905 | 0.52905 | 0.52905 | 0.52905 | 0.52905 | 0.52905 | 0.52905 | 0.52905 | 0.52905 | 0.52905 | 0.52905 | 0.52905 | 0.52905 | 0.52905 | 0.52905 | 0.52905 | 0.52905 | 0.52905 | 0.52905 | 0.52905 | 0.52905
F1_Commercial_Office_Existing_Food Preparation_Natural Gas_Oven_E3 | F1 | Commercial | Office | Existing | Food Preparation | Natural Gas | Oven | E3 | CCE | 0 | 0 | 0 | 0 | 0 | 0 | 0 | 0 | 0 | 0 | 0 | 0 | 0 | 0 | 0 | 0 | 0 | 0 | 0 | 0 | 0 | 0 | 0 | 0 | 0 | 0 | 0 | 0 | 0 | 0 | 0 | 0 | 0
F1_Commercial_Office_Existing_Food Preparation_Natural Gas_Oven_E4 | F1 | Commercial | Office | Existing | Food Preparation | Natural Gas | Oven | E4 | CCE | 0 | 0 | 0 | 0 | 0 | 0 | 0 | 0 | 0 | 0 | 0 | 0 | 0 | 0 | 0 | 0 | 0 | 0 | 0 | 0 | 0 | 0 | 0 | 0 | 0 | 0 | 0 | 0 | 0 | 0 | 0 | 0 | 0
F1_Commercial_Office_Existing_Food Preparation_Natural Gas_Oven_E5 | F1 | Commercial | Office | Existing | Food Preparation | Natural Gas | Oven | E5 | CCE | 0 | 0 | 0 | 0 | 0 | 0 | 0 | 0 | 0 | 0 | 0 | 0 | 0 | 0 | 0 | 0 | 0 | 0 | 0 | 0 | 0 | 0 | 0 | 0 | 0 | 0 | 0 | 0 | 0 | 0 | 0 | 0 | 0
F1_Commercial_Office_Existing_Food Preparation_Natural Gas_Oven_E6 | F1 | Commercial | Office | Existing | Food Preparation | Natural Gas | Oven | E6 | CCE | 0 | 0 | 0 | 0 | 0 | 0 | 0 | 0 | 0 | 0 | 0 | 0 | 0 | 0 | 0 | 0 | 0 | 0 | 0 | 0 | 0 | 0 | 0 | 0 | 0 | 0 | 0 | 0 | 0 | 0 | 0 | 0 | 0
F1_Commercial_Office_Existing_Food Preparation_Natural Gas_Oven_E7 | F1 | Commercial | Office | Existing | Food Preparation | Natural Gas | Oven | E7 | CCE | 0 | 0 | 0 | 0 | 0 | 0 | 0 | 0 | 0 | 0 | 0 | 0 | 0 | 0 | 0 | 0 | 0 | 0 | 0 | 0 | 0 | 0 | 0 | 0 | 0 | 0 | 0 | 0 | 0 | 0 | 0 | 0 | 0
F1_Commercial_Office_Existing_Food Preparation_Natural Gas_Oven_E8 | F1 | Commercial | Office | Existing | Food Preparation | Natural Gas | Oven | E8 | CCE | 0 | 0 | 0 | 0 | 0 | 0 | 0 | 0 | 0 | 0 | 0 | 0 | 0 | 0 | 0 | 0 | 0 | 0 | 0 | 0 | 0 | 0 | 0 | 0 | 0 | 0 | 0 | 0 | 0 | 0 | 0 | 0 | 0
F1_Commercial_Office_Existing_Food Preparation_Natural Gas_Oven_E9 | F1 | Commercial | Office | Existing | Food Preparation | Natural Gas | Oven | E9 | CCE | 0 | 0 | 0 | 0 | 0 | 0 | 0 | 0 | 0 | 0 | 0 | 0 | 0 | 0 | 0 | 0 | 0 | 0 | 0 | 0 | 0 | 0 | 0 | 0 | 0 | 0 | 0 | 0 | 0 | 0 | 0 | 0 | 0
F1_Commercial_Office_Existing_Food Preparation_Natural Gas_Oven_E10 | F1 | Commercial | Office | Existing | Food Preparation | Natural Gas | Oven | E10 | CCE | 0 | 0 | 0 | 0 | 0 | 0 | 0 | 0 | 0 | 0 | 0 | 0 | 0 | 0 | 0 | 0 | 0 | 0 | 0 | 0 | 0 | 0 | 0 | 0 | 0 | 0 | 0 | 0 | 0 | 0 | 0 | 0 | 0
F2_Commercial_Office_Existing_Food Preparation_Natural Gas_Oven_E1 | F2 | Commercial | Office | Existing | Food Preparation | Natural Gas | Oven | E1 | TRC BC Ratio | bar: 2019 to 2051
F2_Commercial_Office_Existing_Food Preparation_Natural Gas_Oven_E2 | F2 | Commercial | Office | Existing | Food Preparation | Natural Gas | Oven | E2 | TRC BC Ratio | 2.6596 | 2.6798 | 2.7025 | 2.7274 | 2.7558 | 2.7887 | 2.8153 | 2.8409 | 2.8669 | 2.8939 | 2.9197 | 2.9434 | 2.9676 | 2.9931 | 3.0212 | 3.0486 | 3.0777 | 3.1085 | 3.1406 | 3.1733 | 3.2062 | 3.2371 | 3.2649 | 3.2895 | 3.3108 | 3.3291 | 3.3418 | 3.3512 | 3.3594 | 3.3664 | 3.3733 | 3.3764 | 3.3764
F2_Commercial_Office_Existing_Food Preparation_Natural Gas_Oven_E3 | F2 | Commercial | Office | Existing | Food Preparation | Natural Gas | Oven | E3 | TRC BC Ratio | 0 | 0 | 0 | 0 | 0 | 0 | 0 | 0 | 0 | 0 | 0 | 0 | 0 | 0 | 0 | 0 | 0 | 0 | 0 | 0 | 0 | 0 | 0 | 0 | 0 | 0 | 0 | 0 | 0 | 0 | 0 | 0 | 0
F2_Commercial_Office_Existing_Food Preparation_Natural Gas_Oven_E4 | F2 | Commercial | Office | Existing | Food Preparation | Natural Gas | Oven | E4 | TRC BC Ratio | 0 | 0 | 0 | 0 | 0 | 0 | 0 | 0 | 0 | 0 | 0 | 0 | 0 | 0 | 0 | 0 | 0 | 0 | 0 | 0 | 0 | 0 | 0 | 0 | 0 | 0 | 0 | 0 | 0 | 0 | 0 | 0 | 0
F2_Commercial_Office_Existing_Food Preparation_Natural Gas_Oven_E5 | F2 | Commercial | Office | Existing | Food Preparation | Natural Gas | Oven | E5 | TRC BC Ratio | 0 | 0 | 0 | 0 | 0 | 0 | 0 | 0 | 0 | 0 | 0 | 0 | 0 | 0 | 0 | 0 | 0 | 0 | 0 | 0 | 0 | 0 | 0 | 0 | 0 | 0 | 0 | 0 | 0 | 0 | 0 | 0 | 0
F2_Commercial_Office_Existing_Food Preparation_Natural Gas_Oven_E6 | F2 | Commercial | Office | Existing | Food Preparation | Natural Gas | Oven | E6 | TRC BC Ratio | 0 | 0 | 0 | 0 | 0 | 0 | 0 | 0 | 0 | 0 | 0 | 0 | 0 | 0 | 0 | 0 | 0 | 0 | 0 | 0 | 0 | 0 | 0 | 0 | 0 | 0 | 0 | 0 | 0 | 0 | 0 | 0 | 0
F2_Commercial_Office_Existing_Food Preparation_Natural Gas_Oven_E7 | F2 | Commercial | Office | Existing | Food Preparation | Natural Gas | Oven | E7 | TRC BC Ratio | 0 | 0 | 0 | 0 | 0 | 0 | 0 | 0 | 0 | 0 | 0 | 0 | 0 | 0 | 0 | 0 | 0 | 0 | 0 | 0 | 0 | 0 | 0 | 0 | 0 | 0 | 0 | 0 | 0 | 0 | 0 | 0 | 0
F2_Commercial_Office_Existing_Food Preparation_Natural Gas_Oven_E8 | F2 | Commercial | Office | Existing | Food Preparation | Natural Gas | Oven | E8 | TRC BC Ratio | 0 | 0 | 0 | 0 | 0 | 0 | 0 | 0 | 0 | 0 | 0 | 0 | 0 | 0 | 0 | 0 | 0 | 0 | 0 | 0 | 0 | 0 | 0 | 0 | 0 | 0 | 0 | 0 | 0 | 0 | 0 | 0 | 0
F2_Commercial_Office_Existing_Food Preparation_Natural Gas_Oven_E9 | F2 | Commercial | Office | Existing | Food Preparation | Natural Gas | Oven | E9 | TRC BC Ratio | 0 | 0 | 0 | 0 | 0 | 0 | 0 | 0 | 0 | 0 | 0 | 0 | 0 | 0 | 0 | 0 | 0 | 0 | 0 | 0 | 0 | 0 | 0 | 0 | 0 | 0 | 0 | 0 | 0 | 0 | 0 | 0 | 0
F2_Commercial_Office_Existing_Food Preparation_Natural Gas_Oven_E10 | F2 | Commercial | Office | Existing | Food Preparation | Natural Gas | Oven | E10 | TRC BC Ratio | 0 | 0 | 0 | 0 | 0 | 0 | 0 | 0 | 0 | 0 | 0 | 0 | 0 | 0 | 0 | 0 | 0 | 0 | 0 | 0 | 0 | 0 | 0 | 0 | 0 | 0 | 0 | 0 | 0 | 0 | 0 | 0 | 0
F3_Commercial_Office_Existing_Food Preparation_Natural Gas_Oven_E1 | F3 | Commercial | Office | Existing | Food Preparation | Natural Gas | Oven | E1 | PACT BC Ratio | bar: 2019 to 2051
F3_Commercial_Office_Existing_Food Preparation_Natural Gas_Oven_E2 | F3 | Commercial | Office | Existing | Food Preparation | Natural Gas | Oven | E2 | PACT BC Ratio | 3.5461 | 3.5731 | 3.6033 | 3.6366 | 3.6744 | 3.7182 | 3.7538 | 3.7879 | 3.8225 | 3.8586 | 3.893 | 3.9245 | 3.9568 | 3.9908 | 4.0282 | 4.0648 | 4.1037 | 4.1447 | 4.1874 | 4.2311 | 4.275 | 4.3161 | 4.3532 | 4.386 | 4.4144 | 4.4388 | 4.4557 | 4.4683 | 4.4792 | 4.4885 | 4.4978 | 4.5018 | 4.5018
F3_Commercial_Office_Existing_Food Preparation_Natural Gas_Oven_E3 | F3 | Commercial | Office | Existing | Food Preparation | Natural Gas | Oven | E3 | PACT BC Ratio | 0 | 0 | 0 | 0 | 0 | 0 | 0 | 0 | 0 | 0 | 0 | 0 | 0 | 0 | 0 | 0 | 0 | 0 | 0 | 0 | 0 | 0 | 0 | 0 | 0 | 0 | 0 | 0 | 0 | 0 | 0 | 0 | 0
F3_Commercial_Office_Existing_Food Preparation_Natural Gas_Oven_E4 | F3 | Commercial | Office | Existing | Food Preparation | Natural Gas | Oven | E4 | PACT BC Ratio | 0 | 0 | 0 | 0 | 0 | 0 | 0 | 0 | 0 | 0 | 0 | 0 | 0 | 0 | 0 | 0 | 0 | 0 | 0 | 0 | 0 | 0 | 0 | 0 | 0 | 0 | 0 | 0 | 0 | 0 | 0 | 0 | 0
F3_Commercial_Office_Existing_Food Preparation_Natural Gas_Oven_E5 | F3 | Commercial | Office | Existing | Food Preparation | Natural Gas | Oven | E5 | PACT BC Ratio | 0 | 0 | 0 | 0 | 0 | 0 | 0 | 0 | 0 | 0 | 0 | 0 | 0 | 0 | 0 | 0 | 0 | 0 | 0 | 0 | 0 | 0 | 0 | 0 | 0 | 0 | 0 | 0 | 0 | 0 | 0 | 0 | 0
F3_Commercial_Office_Existing_Food Preparation_Natural Gas_Oven_E6 | F3 | Commercial | Office | Existing | Food Preparation | Natural Gas | Oven | E6 | PACT BC Ratio | 0 | 0 | 0 | 0 | 0 | 0 | 0 | 0 | 0 | 0 | 0 | 0 | 0 | 0 | 0 | 0 | 0 | 0 | 0 | 0 | 0 | 0 | 0 | 0 | 0 | 0 | 0 | 0 | 0 | 0 | 0 | 0 | 0
F3_Commercial_Office_Existing_Food Preparation_Natural Gas_Oven_E7 | F3 | Commercial | Office | Existing | Food Preparation | Natural Gas | Oven | E7 | PACT BC Ratio | 0 | 0 | 0 | 0 | 0 | 0 | 0 | 0 | 0 | 0 | 0 | 0 | 0 | 0 | 0 | 0 | 0 | 0 | 0 | 0 | 0 | 0 | 0 | 0 | 0 | 0 | 0 | 0 | 0 | 0 | 0 | 0 | 0
F3_Commercial_Office_Existing_Food Preparation_Natural Gas_Oven_E8 | F3 | Commercial | Office | Existing | Food Preparation | Natural Gas | Oven | E8 | PACT BC Ratio | 0 | 0 | 0 | 0 | 0 | 0 | 0 | 0 | 0 | 0 | 0 | 0 | 0 | 0 | 0 | 0 | 0 | 0 | 0 | 0 | 0 | 0 | 0 | 0 | 0 | 0 | 0 | 0 | 0 | 0 | 0 | 0 | 0
F3_Commercial_Office_Existing_Food Preparation_Natural Gas_Oven_E9 | F3 | Commercial | Office | Existing | Food Preparation | Natural Gas | Oven | E9 | PACT BC Ratio | 0 | 0 | 0 | 0 | 0 | 0 | 0 | 0 | 0 | 0 | 0 | 0 | 0 | 0 | 0 | 0 | 0 | 0 | 0 | 0 | 0 | 0 | 0 | 0 | 0 | 0 | 0 | 0 | 0 | 0 | 0 | 0 | 0
F3_Commercial_Office_Existing_Food Preparation_Natural Gas_Oven_E10 | F3 | Commercial | Office | Existing | Food Preparation | Natural Gas | Oven | E10 | PACT BC Ratio | 0 | 0 | 0 | 0 | 0 | 0 | 0 | 0 | 0 | 0 | 0 | 0 | 0 | 0 | 0 | 0 | 0 | 0 | 0 | 0 | 0 | 0 | 0 | 0 | 0 | 0 | 0 | 0 | 0 | 0 | 0 | 0 | 0
F4_Commercial_Office_Existing_Food Preparation_Natural Gas_Oven_E1 | F4 | Commercial | Office | Existing | Food Preparation | Natural Gas | Oven | E1 | RVT BC Ratio | bar: 2019 to 2051
F4_Commercial_Office_Existing_Food Preparation_Natural Gas_Oven_E2 | F4 | Commercial | Office | Existing | Food Preparation | Natural Gas | Oven | E2 | RVT BC Ratio | 4.5236 | 4.5528 | 4.5853 | 4.6211 | 4.662 | 4.7092 | 4.7475 | 4.7843 | 4.8216 | 4.8605 | 4.8976 | 4.9317 | 4.9665 | 5.0031 | 5.0435 | 5.0829 | 5.1248 | 5.169 | 5.2151 | 5.2622 | 5.3095 | 5.3539 | 5.3939 | 5.4293 | 5.4599 | 5.4862 | 5.5044 | 5.518 | 5.5298 | 5.5398 | 5.5498 | 5.5542 | 5.5542
F4_Commercial_Office_Existing_Food Preparation_Natural Gas_Oven_E3 | F4 | Commercial | Office | Existing | Food Preparation | Natural Gas | Oven | E3 | RVT BC Ratio | 0 | 0 | 0 | 0 | 0 | 0 | 0 | 0 | 0 | 0 | 0 | 0 | 0 | 0 | 0 | 0 | 0 | 0 | 0 | 0 | 0 | 0 | 0 | 0 | 0 | 0 | 0 | 0 | 0 | 0 | 0 | 0 | 0
F4_Commercial_Office_Existing_Food Preparation_Natural Gas_Oven_E4 | F4 | Commercial | Office | Existing | Food Preparation | Natural Gas | Oven | E4 | RVT BC Ratio | 0 | 0 | 0 | 0 | 0 | 0 | 0 | 0 | 0 | 0 | 0 | 0 | 0 | 0 | 0 | 0 | 0 | 0 | 0 | 0 | 0 | 0 | 0 | 0 | 0 | 0 | 0 | 0 | 0 | 0 | 0 | 0 | 0
F4_Commercial_Office_Existing_Food Preparation_Natural Gas_Oven_E5 | F4 | Commercial | Office | Existing | Food Preparation | Natural Gas | Oven | E5 | RVT BC Ratio | 0 | 0 | 0 | 0 | 0 | 0 | 0 | 0 | 0 | 0 | 0 | 0 | 0 | 0 | 0 | 0 | 0 | 0 | 0 | 0 | 0 | 0 | 0 | 0 | 0 | 0 | 0 | 0 | 0 | 0 | 0 | 0 | 0
F4_Commercial_Office_Existing_Food Preparation_Natural Gas_Oven_E6 | F4 | Commercial | Office | Existing | Food Preparation | Natural Gas | Oven | E6 | RVT BC Ratio | 0 | 0 | 0 | 0 | 0 | 0 | 0 | 0 | 0 | 0 | 0 | 0 | 0 | 0 | 0 | 0 | 0 | 0 | 0 | 0 | 0 | 0 | 0 | 0 | 0 | 0 | 0 | 0 | 0 | 0 | 0 | 0 | 0
F4_Commercial_Office_Existing_Food Preparation_Natural Gas_Oven_E7 | F4 | Commercial | Office | Existing | Food Preparation | Natural Gas | Oven | E7 | RVT BC Ratio | 0 | 0 | 0 | 0 | 0 | 0 | 0 | 0 | 0 | 0 | 0 | 0 | 0 | 0 | 0 | 0 | 0 | 0 | 0 | 0 | 0 | 0 | 0 | 0 | 0 | 0 | 0 | 0 | 0 | 0 | 0 | 0 | 0
F4_Commercial_Office_Existing_Food Preparation_Natural Gas_Oven_E8 | F4 | Commercial | Office | Existing | Food Preparation | Natural Gas | Oven | E8 | RVT BC Ratio | 0 | 0 | 0 | 0 | 0 | 0 | 0 | 0 | 0 | 0 | 0 | 0 | 0 | 0 | 0 | 0 | 0 | 0 | 0 | 0 | 0 | 0 | 0 | 0 | 0 | 0 | 0 | 0 | 0 | 0 | 0 | 0 | 0
F4_Commercial_Office_Existing_Food Preparation_Natural Gas_Oven_E9 | F4 | Commercial | Office | Existing | Food Preparation | Natural Gas | Oven | E9 | RVT BC Ratio | 0 | 0 | 0 | 0 | 0 | 0 | 0 | 0 | 0 | 0 | 0 | 0 | 0 | 0 | 0 | 0 | 0 | 0 | 0 | 0 | 0 | 0 | 0 | 0 | 0 | 0 | 0 | 0 | 0 | 0 | 0 | 0 | 0
F4_Commercial_Office_Existing_Food Preparation_Natural Gas_Oven_E10 | F4 | Commercial | Office | Existing | Food Preparation | Natural Gas | Oven | E10 | RVT BC Ratio | 0 | 0 | 0 | 0 | 0 | 0 | 0 | 0 | 0 | 0 | 0 | 0 | 0 | 0 | 0 | 0 | 0 | 0 | 0 | 0 | 0 | 0 | 0 | 0 | 0 | 0 | 0 | 0 | 0 | 0 | 0 | 0 | 0
F5_Commercial_Office_Existing_Food Preparation_Natural Gas_Oven_E1 | F5 | Commercial | Office | Existing | Food Preparation | Natural Gas | Oven | E1 | RIM BC Ratio | bar: 2019 to 2051
F5_Commercial_Office_Existing_Food Preparation_Natural Gas_Oven_E2 | F5 | Commercial | Office | Existing | Food Preparation | Natural Gas | Oven | E2 | RIM BC Ratio | 0.67565 | 0.67662 | 0.6777 | 0.67886 | 0.68017 | 0.68166 | 0.68284 | 0.68396 | 0.68508 | 0.68623 | 0.68731 | 0.68829 | 0.68928 | 0.6903 | 0.69141 | 0.69248 | 0.6936 | 0.69476 | 0.69595 | 0.69715 | 0.69833 | 0.69942 | 0.70039 | 0.70123 | 0.70195 | 0.70257 | 0.70299 | 0.7033 | 0.70357 | 0.7038 | 0.70403 | 0.70413 | 0.70413
F5_Commercial_Office_Existing_Food Preparation_Natural Gas_Oven_E3 | F5 | Commercial | Office | Existing | Food Preparation | Natural Gas | Oven | E3 | RIM BC Ratio | 0 | 0 | 0 | 0 | 0 | 0 | 0 | 0 | 0 | 0 | 0 | 0 | 0 | 0 | 0 | 0 | 0 | 0 | 0 | 0 | 0 | 0 | 0 | 0 | 0 | 0 | 0 | 0 | 0 | 0 | 0 | 0 | 0
F5_Commercial_Office_Existing_Food Preparation_Natural Gas_Oven_E4 | F5 | Commercial | Office | Existing | Food Preparation | Natural Gas | Oven | E4 | RIM BC Ratio | 0 | 0 | 0 | 0 | 0 | 0 | 0 | 0 | 0 | 0 | 0 | 0 | 0 | 0 | 0 | 0 | 0 | 0 | 0 | 0 | 0 | 0 | 0 | 0 | 0 | 0 | 0 | 0 | 0 | 0 | 0 | 0 | 0
F5_Commercial_Office_Existing_Food Preparation_Natural Gas_Oven_E5 | F5 | Commercial | Office | Existing | Food Preparation | Natural Gas | Oven | E5 | RIM BC Ratio | 0 | 0 | 0 | 0 | 0 | 0 | 0 | 0 | 0 | 0 | 0 | 0 | 0 | 0 | 0 | 0 | 0 | 0 | 0 | 0 | 0 | 0 | 0 | 0 | 0 | 0 | 0 | 0 | 0 | 0 | 0 | 0 | 0
F5_Commercial_Office_Existing_Food Preparation_Natural Gas_Oven_E6 | F5 | Commercial | Office | Existing | Food Preparation | Natural Gas | Oven | E6 | RIM BC Ratio | 0 | 0 | 0 | 0 | 0 | 0 | 0 | 0 | 0 | 0 | 0 | 0 | 0 | 0 | 0 | 0 | 0 | 0 | 0 | 0 | 0 | 0 | 0 | 0 | 0 | 0 | 0 | 0 | 0 | 0 | 0 | 0 | 0
F5_Commercial_Office_Existing_Food Preparation_Natural Gas_Oven_E7 | F5 | Commercial | Office | Existing | Food Preparation | Natural Gas | Oven | E7 | RIM BC Ratio | 0 | 0 | 0 | 0 | 0 | 0 | 0 | 0 | 0 | 0 | 0 | 0 | 0 | 0 | 0 | 0 | 0 | 0 | 0 | 0 | 0 | 0 | 0 | 0 | 0 | 0 | 0 | 0 | 0 | 0 | 0 | 0 | 0
F5_Commercial_Office_Existing_Food Preparation_Natural Gas_Oven_E8 | F5 | Commercial | Office | Existing | Food Preparation | Natural Gas | Oven | E8 | RIM BC Ratio | 0 | 0 | 0 | 0 | 0 | 0 | 0 | 0 | 0 | 0 | 0 | 0 | 0 | 0 | 0 | 0 | 0 | 0 | 0 | 0 | 0 | 0 | 0 | 0 | 0 | 0 | 0 | 0 | 0 | 0 | 0 | 0 | 0
F5_Commercial_Office_Existing_Food Preparation_Natural Gas_Oven_E9 | F5 | Commercial | Office | Existing | Food Preparation | Natural Gas | Oven | E9 | RIM BC Ratio | 0 | 0 | 0 | 0 | 0 | 0 | 0 | 0 | 0 | 0 | 0 | 0 | 0 | 0 | 0 | 0 | 0 | 0 | 0 | 0 | 0 | 0 | 0 | 0 | 0 | 0 | 0 | 0 | 0 | 0 | 0 | 0 | 0
F5_Commercial_Office_Existing_Food Preparation_Natural Gas_Oven_E10 | F5 | Commercial | Office | Existing | Food Preparation | Natural Gas | Oven | E10 | RIM BC Ratio | 0 | 0 | 0 | 0 | 0 | 0 | 0 | 0 | 0 | 0 | 0 | 0 | 0 | 0 | 0 | 0 | 0 | 0 | 0 | 0 | 0 | 0 | 0 | 0 | 0 | 0 | 0 | 0 | 0 | 0 | 0 | 0 | 0
F0_Commercial_Office_Existing_Food Preparation_Natural Gas_Conveyor Oven_E0 | F0 | Commercial | Office | Existing | Food Preparation | Natural Gas | Conveyor Oven | E0 | Economic Unit | Efficient (>44% Baking Efficiency) | Efficient (>44% Baking Efficiency) | Efficient (>44% Baking Efficiency) | Efficient (>44% Baking Efficiency) | Efficient (>44% Baking Efficiency) | Efficient (>44% Baking Efficiency) | Efficient (>44% Baking Efficiency) | Efficient (>44% Baking Efficiency) | Efficient (>44% Baking Efficiency) | Efficient (>44% Baking Efficiency) | Efficient (>44% Baking Efficiency) | Efficient (>44% Baking Efficiency) | Efficient (>44% Baking Efficiency) | Efficient (>44% Baking Efficiency) | Efficient (>44% Baking Efficiency) | Efficient (>44% Baking Efficiency) | Efficient (>44% Baking Efficiency) | Efficient (>44% Baking Efficiency) | Efficient (>44% Baking Efficiency) | Efficient (>44% Baking Efficiency) | Efficient (>44% Baking Efficiency) | Efficient (>44% Baking Efficiency) | Efficient (>44% Baking Efficiency) | Efficient (>44% Baking Efficiency) | Efficient (>44% Baking Efficiency) | Efficient (>44% Baking Efficiency) | Efficient (>44% Baking Efficiency) | Efficient (>44% Baking Efficiency) | Efficient (>44% Baking Efficiency) | Efficient (>44% Baking Efficiency) | Efficient (>44% Baking Efficiency) | Efficient (>44% Baking Efficiency) | Efficient (>44% Baking Efficiency)
F1_Commercial_Office_Existing_Food Preparation_Natural Gas_Conveyor Oven_E1 | F1 | Commercial | Office | Existing | Food Preparation | Natural Gas | Conveyor Oven | E1 | CCE | 0 | 0 | 0 | 0 | 0 | 0 | 0 | 0 | 0 | 0 | 0 | 0 | 0 | 0 | 0 | 0 | 0 | 0 | 0 | 0 | 0 | 0 | 0 | 0 | 0 | 0 | 0 | 0 | 0 | 0 | 0 | 0 | 0
F1_Commercial_Office_Existing_Food Preparation_Natural Gas_Conveyor Oven_E2 | F1 | Commercial | Office | Existing | Food Preparation | Natural Gas | Conveyor Oven | E2 | CCE | 0.35475 | 0.35475 | 0.35475 | 0.35475 | 0.35475 | 0.35475 | 0.35475 | 0.35475 | 0.35475 | 0.35475 | 0.35475 | 0.35475 | 0.35475 | 0.35475 | 0.35475 | 0.35475 | 0.35475 | 0.35475 | 0.35475 | 0.35475 | 0.35475 | 0.35475 | 0.35475 | 0.35475 | 0.35475 | 0.35475 | 0.35475 | 0.35475 | 0.35475 | 0.35475 | 0.35475 | 0.35475 | 0.35475
F1_Commercial_Office_Existing_Food Preparation_Natural Gas_Conveyor Oven_E3 | F1 | Commercial | Office | Existing | Food Preparation | Natural Gas | Conveyor Oven | E3 | CCE | 0 | 0 | 0 | 0 | 0 | 0 | 0 | 0 | 0 | 0 | 0 | 0 | 0 | 0 | 0 | 0 | 0 | 0 | 0 | 0 | 0 | 0 | 0 | 0 | 0 | 0 | 0 | 0 | 0 | 0 | 0 | 0 | 0
F1_Commercial_Office_Existing_Food Preparation_Natural Gas_Conveyor Oven_E4 | F1 | Commercial | Office | Existing | Food Preparation | Natural Gas | Conveyor Oven | E4 | CCE | 0 | 0 | 0 | 0 | 0 | 0 | 0 | 0 | 0 | 0 | 0 | 0 | 0 | 0 | 0 | 0 | 0 | 0 | 0 | 0 | 0 | 0 | 0 | 0 | 0 | 0 | 0 | 0 | 0 | 0 | 0 | 0 | 0
F1_Commercial_Office_Existing_Food Preparation_Natural Gas_Conveyor Oven_E5 | F1 | Commercial | Office | Existing | Food Preparation | Natural Gas | Conveyor Oven | E5 | CCE | 0 | 0 | 0 | 0 | 0 | 0 | 0 | 0 | 0 | 0 | 0 | 0 | 0 | 0 | 0 | 0 | 0 | 0 | 0 | 0 | 0 | 0 | 0 | 0 | 0 | 0 | 0 | 0 | 0 | 0 | 0 | 0 | 0
F1_Commercial_Office_Existing_Food Preparation_Natural Gas_Conveyor Oven_E6 | F1 | Commercial | Office | Existing | Food Preparation | Natural Gas | Conveyor Oven | E6 | CCE | 0 | 0 | 0 | 0 | 0 | 0 | 0 | 0 | 0 | 0 | 0 | 0 | 0 | 0 | 0 | 0 | 0 | 0 | 0 | 0 | 0 | 0 | 0 | 0 | 0 | 0 | 0 | 0 | 0 | 0 | 0 | 0 | 0
F1_Commercial_Office_Existing_Food Preparation_Natural Gas_Conveyor Oven_E7 | F1 | Commercial | Office | Existing | Food Preparation | Natural Gas | Conveyor Oven | E7 | CCE | 0 | 0 | 0 | 0 | 0 | 0 | 0 | 0 | 0 | 0 | 0 | 0 | 0 | 0 | 0 | 0 | 0 | 0 | 0 | 0 | 0 | 0 | 0 | 0 | 0 | 0 | 0 | 0 | 0 | 0 | 0 | 0 | 0
F1_Commercial_Office_Existing_Food Preparation_Natural Gas_Conveyor Oven_E8 | F1 | Commercial | Office | Existing | Food Preparation | Natural Gas | Conveyor Oven | E8 | CCE | 0 | 0 | 0 | 0 | 0 | 0 | 0 | 0 | 0 | 0 | 0 | 0 | 0 | 0 | 0 | 0 | 0 | 0 | 0 | 0 | 0 | 0 | 0 | 0 | 0 | 0 | 0 | 0 | 0 | 0 | 0 | 0 | 0
F1_Commercial_Office_Existing_Food Preparation_Natural Gas_Conveyor Oven_E9 | F1 | Commercial | Office | Existing | Food Preparation | Natural Gas | Conveyor Oven | E9 | CCE | 0 | 0 | 0 | 0 | 0 | 0 | 0 | 0 | 0 | 0 | 0 | 0 | 0 | 0 | 0 | 0 | 0 | 0 | 0 | 0 | 0 | 0 | 0 | 0 | 0 | 0 | 0 | 0 | 0 | 0 | 0 | 0 | 0
F1_Commercial_Office_Existing_Food Preparation_Natural Gas_Conveyor Oven_E10 | F1 | Commercial | Office | Existing | Food Preparation | Natural Gas | Conveyor Oven | E10 | CCE | 0 | 0 | 0 | 0 | 0 | 0 | 0 | 0 | 0 | 0 | 0 | 0 | 0 | 0 | 0 | 0 | 0 | 0 | 0 | 0 | 0 | 0 | 0 | 0 | 0 | 0 | 0 | 0 | 0 | 0 | 0 | 0 | 0
F2_Commercial_Office_Existing_Food Preparation_Natural Gas_Conveyor Oven_E1 | F2 | Commercial | Office | Existing | Food Preparation | Natural Gas | Conveyor Oven | E1 | TRC BC Ratio | bar: 2019 to 2051
F2_Commercial_Office_Existing_Food Preparation_Natural Gas_Conveyor Oven_E2 | F2 | Commercial | Office | Existing | Food Preparation | Natural Gas | Conveyor Oven | E2 | TRC BC Ratio | 4.0477 | 4.0772 | 4.1092 | 4.1444 | 4.1846 | 4.2312 | 4.2722 | 4.3136 | 4.3565 | 4.4011 | 4.4439 | 4.4835 | 4.5223 | 4.561 | 4.6015 | 4.64 | 4.6797 | 4.7203 | 4.7612 | 4.8019 | 4.8418 | 4.8782 | 4.9108 | 4.9395 | 4.9644 | 4.9858 | 5.0006 | 5.0116 | 5.0212 | 5.0293 | 5.0374 | 5.041 | 5.041
F2_Commercial_Office_Existing_Food Preparation_Natural Gas_Conveyor Oven_E3 | F2 | Commercial | Office | Existing | Food Preparation | Natural Gas | Conveyor Oven | E3 | TRC BC Ratio | 0 | 0 | 0 | 0 | 0 | 0 | 0 | 0 | 0 | 0 | 0 | 0 | 0 | 0 | 0 | 0 | 0 | 0 | 0 | 0 | 0 | 0 | 0 | 0 | 0 | 0 | 0 | 0 | 0 | 0 | 0 | 0 | 0
F2_Commercial_Office_Existing_Food Preparation_Natural Gas_Conveyor Oven_E4 | F2 | Commercial | Office | Existing | Food Preparation | Natural Gas | Conveyor Oven | E4 | TRC BC Ratio | 0 | 0 | 0 | 0 | 0 | 0 | 0 | 0 | 0 | 0 | 0 | 0 | 0 | 0 | 0 | 0 | 0 | 0 | 0 | 0 | 0 | 0 | 0 | 0 | 0 | 0 | 0 | 0 | 0 | 0 | 0 | 0 | 0
F2_Commercial_Office_Existing_Food Preparation_Natural Gas_Conveyor Oven_E5 | F2 | Commercial | Office | Existing | Food Preparation | Natural Gas | Conveyor Oven | E5 | TRC BC Ratio | 0 | 0 | 0 | 0 | 0 | 0 | 0 | 0 | 0 | 0 | 0 | 0 | 0 | 0 | 0 | 0 | 0 | 0 | 0 | 0 | 0 | 0 | 0 | 0 | 0 | 0 | 0 | 0 | 0 | 0 | 0 | 0 | 0
F2_Commercial_Office_Existing_Food Preparation_Natural Gas_Conveyor Oven_E6 | F2 | Commercial | Office | Existing | Food Preparation | Natural Gas | Conveyor Oven | E6 | TRC BC Ratio | 0 | 0 | 0 | 0 | 0 | 0 | 0 | 0 | 0 | 0 | 0 | 0 | 0 | 0 | 0 | 0 | 0 | 0 | 0 | 0 | 0 | 0 | 0 | 0 | 0 | 0 | 0 | 0 | 0 | 0 | 0 | 0 | 0
F2_Commercial_Office_Existing_Food Preparation_Natural Gas_Conveyor Oven_E7 | F2 | Commercial | Office | Existing | Food Preparation | Natural Gas | Conveyor Oven | E7 | TRC BC Ratio | 0 | 0 | 0 | 0 | 0 | 0 | 0 | 0 | 0 | 0 | 0 | 0 | 0 | 0 | 0 | 0 | 0 | 0 | 0 | 0 | 0 | 0 | 0 | 0 | 0 | 0 | 0 | 0 | 0 | 0 | 0 | 0 | 0
F2_Commercial_Office_Existing_Food Preparation_Natural Gas_Conveyor Oven_E8 | F2 | Commercial | Office | Existing | Food Preparation | Natural Gas | Conveyor Oven | E8 | TRC BC Ratio | 0 | 0 | 0 | 0 | 0 | 0 | 0 | 0 | 0 | 0 | 0 | 0 | 0 | 0 | 0 | 0 | 0 | 0 | 0 | 0 | 0 | 0 | 0 | 0 | 0 | 0 | 0 | 0 | 0 | 0 | 0 | 0 | 0
F2_Commercial_Office_Existing_Food Preparation_Natural Gas_Conveyor Oven_E9 | F2 | Commercial | Office | Existing | Food Preparation | Natural Gas | Conveyor Oven | E9 | TRC BC Ratio | 0 | 0 | 0 | 0 | 0 | 0 | 0 | 0 | 0 | 0 | 0 | 0 | 0 | 0 | 0 | 0 | 0 | 0 | 0 | 0 | 0 | 0 | 0 | 0 | 0 | 0 | 0 | 0 | 0 | 0 | 0 | 0 | 0
F2_Commercial_Office_Existing_Food Preparation_Natural Gas_Conveyor Oven_E10 | F2 | Commercial | Office | Existing | Food Preparation | Natural Gas | Conveyor Oven | E10 | TRC BC Ratio | 0 | 0 | 0 | 0 | 0 | 0 | 0 | 0 | 0 | 0 | 0 | 0 | 0 | 0 | 0 | 0 | 0 | 0 | 0 | 0 | 0 | 0 | 0 | 0 | 0 | 0 | 0 | 0 | 0 | 0 | 0 | 0 | 0
F3_Commercial_Office_Existing_Food Preparation_Natural Gas_Conveyor Oven_E1 | F3 | Commercial | Office | Existing | Food Preparation | Natural Gas | Conveyor Oven | E1 | PACT BC Ratio | bar: 2019 to 2051
F3_Commercial_Office_Existing_Food Preparation_Natural Gas_Conveyor Oven_E2 | F3 | Commercial | Office | Existing | Food Preparation | Natural Gas | Conveyor Oven | E2 | PACT BC Ratio | 5.397 | 5.4363 | 5.479 | 5.5258 | 5.5794 | 5.6416 | 5.6963 | 5.7515 | 5.8086 | 5.8681 | 5.9253 | 5.978 | 6.0297 | 6.0814 | 6.1353 | 6.1867 | 6.2396 | 6.2937 | 6.3483 | 6.4025 | 6.4557 | 6.5043 | 6.5477 | 6.586 | 6.6192 | 6.6477 | 6.6674 | 6.6822 | 6.6949 | 6.7058 | 6.7166 | 6.7213 | 6.7213
F3_Commercial_Office_Existing_Food Preparation_Natural Gas_Conveyor Oven_E3 | F3 | Commercial | Office | Existing | Food Preparation | Natural Gas | Conveyor Oven | E3 | PACT BC Ratio | 0 | 0 | 0 | 0 | 0 | 0 | 0 | 0 | 0 | 0 | 0 | 0 | 0 | 0 | 0 | 0 | 0 | 0 | 0 | 0 | 0 | 0 | 0 | 0 | 0 | 0 | 0 | 0 | 0 | 0 | 0 | 0 | 0
F3_Commercial_Office_Existing_Food Preparation_Natural Gas_Conveyor Oven_E4 | F3 | Commercial | Office | Existing | Food Preparation | Natural Gas | Conveyor Oven | E4 | PACT BC Ratio | 0 | 0 | 0 | 0 | 0 | 0 | 0 | 0 | 0 | 0 | 0 | 0 | 0 | 0 | 0 | 0 | 0 | 0 | 0 | 0 | 0 | 0 | 0 | 0 | 0 | 0 | 0 | 0 | 0 | 0 | 0 | 0 | 0
F3_Commercial_Office_Existing_Food Preparation_Natural Gas_Conveyor Oven_E5 | F3 | Commercial | Office | Existing | Food Preparation | Natural Gas | Conveyor Oven | E5 | PACT BC Ratio | 0 | 0 | 0 | 0 | 0 | 0 | 0 | 0 | 0 | 0 | 0 | 0 | 0 | 0 | 0 | 0 | 0 | 0 | 0 | 0 | 0 | 0 | 0 | 0 | 0 | 0 | 0 | 0 | 0 | 0 | 0 | 0 | 0
F3_Commercial_Office_Existing_Food Preparation_Natural Gas_Conveyor Oven_E6 | F3 | Commercial | Office | Existing | Food Preparation | Natural Gas | Conveyor Oven | E6 | PACT BC Ratio | 0 | 0 | 0 | 0 | 0 | 0 | 0 | 0 | 0 | 0 | 0 | 0 | 0 | 0 | 0 | 0 | 0 | 0 | 0 | 0 | 0 | 0 | 0 | 0 | 0 | 0 | 0 | 0 | 0 | 0 | 0 | 0 | 0
F3_Commercial_Office_Existing_Food Preparation_Natural Gas_Conveyor Oven_E7 | F3 | Commercial | Office | Existing | Food Preparation | Natural Gas | Conveyor Oven | E7 | PACT BC Ratio | 0 | 0 | 0 | 0 | 0 | 0 | 0 | 0 | 0 | 0 | 0 | 0 | 0 | 0 | 0 | 0 | 0 | 0 | 0 | 0 | 0 | 0 | 0 | 0 | 0 | 0 | 0 | 0 | 0 | 0 | 0 | 0 | 0
F3_Commercial_Office_Existing_Food Preparation_Natural Gas_Conveyor Oven_E8 | F3 | Commercial | Office | Existing | Food Preparation | Natural Gas | Conveyor Oven | E8 | PACT BC Ratio | 0 | 0 | 0 | 0 | 0 | 0 | 0 | 0 | 0 | 0 | 0 | 0 | 0 | 0 | 0 | 0 | 0 | 0 | 0 | 0 | 0 | 0 | 0 | 0 | 0 | 0 | 0 | 0 | 0 | 0 | 0 | 0 | 0
F3_Commercial_Office_Existing_Food Preparation_Natural Gas_Conveyor Oven_E9 | F3 | Commercial | Office | Existing | Food Preparation | Natural Gas | Conveyor Oven | E9 | PACT BC Ratio | 0 | 0 | 0 | 0 | 0 | 0 | 0 | 0 | 0 | 0 | 0 | 0 | 0 | 0 | 0 | 0 | 0 | 0 | 0 | 0 | 0 | 0 | 0 | 0 | 0 | 0 | 0 | 0 | 0 | 0 | 0 | 0 | 0
F3_Commercial_Office_Existing_Food Preparation_Natural Gas_Conveyor Oven_E10 | F3 | Commercial | Office | Existing | Food Preparation | Natural Gas | Conveyor Oven | E10 | PACT BC Ratio | 0 | 0 | 0 | 0 | 0 | 0 | 0 | 0 | 0 | 0 | 0 | 0 | 0 | 0 | 0 | 0 | 0 | 0 | 0 | 0 | 0 | 0 | 0 | 0 | 0 | 0 | 0 | 0 | 0 | 0 | 0 | 0 | 0
F4_Commercial_Office_Existing_Food Preparation_Natural Gas_Conveyor Oven_E1 | F4 | Commercial | Office | Existing | Food Preparation | Natural Gas | Conveyor Oven | E1 | RVT BC Ratio | bar: 2019 to 2051
F4_Commercial_Office_Existing_Food Preparation_Natural Gas_Conveyor Oven_E2 | F4 | Commercial | Office | Existing | Food Preparation | Natural Gas | Conveyor Oven | E2 | RVT BC Ratio | 6.5193 | 6.5617 | 6.6078 | 6.6583 | 6.7161 | 6.7831 | 6.8421 | 6.9016 | 6.9632 | 7.0273 | 7.089 | 7.1459 | 7.2016 | 7.2573 | 7.3154 | 7.3708 | 7.4279 | 7.4863 | 7.5451 | 7.6035 | 7.6609 | 7.7133 | 7.7601 | 7.8014 | 7.8372 | 7.8679 | 7.8892 | 7.9051 | 7.9188 | 7.9306 | 7.9422 | 7.9473 | 7.9473
F4_Commercial_Office_Existing_Food Preparation_Natural Gas_Conveyor Oven_E3 | F4 | Commercial | Office | Existing | Food Preparation | Natural Gas | Conveyor Oven | E3 | RVT BC Ratio | 0 | 0 | 0 | 0 | 0 | 0 | 0 | 0 | 0 | 0 | 0 | 0 | 0 | 0 | 0 | 0 | 0 | 0 | 0 | 0 | 0 | 0 | 0 | 0 | 0 | 0 | 0 | 0 | 0 | 0 | 0 | 0 | 0
F4_Commercial_Office_Existing_Food Preparation_Natural Gas_Conveyor Oven_E4 | F4 | Commercial | Office | Existing | Food Preparation | Natural Gas | Conveyor Oven | E4 | RVT BC Ratio | 0 | 0 | 0 | 0 | 0 | 0 | 0 | 0 | 0 | 0 | 0 | 0 | 0 | 0 | 0 | 0 | 0 | 0 | 0 | 0 | 0 | 0 | 0 | 0 | 0 | 0 | 0 | 0 | 0 | 0 | 0 | 0 | 0
F4_Commercial_Office_Existing_Food Preparation_Natural Gas_Conveyor Oven_E5 | F4 | Commercial | Office | Existing | Food Preparation | Natural Gas | Conveyor Oven | E5 | RVT BC Ratio | 0 | 0 | 0 | 0 | 0 | 0 | 0 | 0 | 0 | 0 | 0 | 0 | 0 | 0 | 0 | 0 | 0 | 0 | 0 | 0 | 0 | 0 | 0 | 0 | 0 | 0 | 0 | 0 | 0 | 0 | 0 | 0 | 0
F4_Commercial_Office_Existing_Food Preparation_Natural Gas_Conveyor Oven_E6 | F4 | Commercial | Office | Existing | Food Preparation | Natural Gas | Conveyor Oven | E6 | RVT BC Ratio | 0 | 0 | 0 | 0 | 0 | 0 | 0 | 0 | 0 | 0 | 0 | 0 | 0 | 0 | 0 | 0 | 0 | 0 | 0 | 0 | 0 | 0 | 0 | 0 | 0 | 0 | 0 | 0 | 0 | 0 | 0 | 0 | 0
F4_Commercial_Office_Existing_Food Preparation_Natural Gas_Conveyor Oven_E7 | F4 | Commercial | Office | Existing | Food Preparation | Natural Gas | Conveyor Oven | E7 | RVT BC Ratio | 0 | 0 | 0 | 0 | 0 | 0 | 0 | 0 | 0 | 0 | 0 | 0 | 0 | 0 | 0 | 0 | 0 | 0 | 0 | 0 | 0 | 0 | 0 | 0 | 0 | 0 | 0 | 0 | 0 | 0 | 0 | 0 | 0
F4_Commercial_Office_Existing_Food Preparation_Natural Gas_Conveyor Oven_E8 | F4 | Commercial | Office | Existing | Food Preparation | Natural Gas | Conveyor Oven | E8 | RVT BC Ratio | 0 | 0 | 0 | 0 | 0 | 0 | 0 | 0 | 0 | 0 | 0 | 0 | 0 | 0 | 0 | 0 | 0 | 0 | 0 | 0 | 0 | 0 | 0 | 0 | 0 | 0 | 0 | 0 | 0 | 0 | 0 | 0 | 0
F4_Commercial_Office_Existing_Food Preparation_Natural Gas_Conveyor Oven_E9 | F4 | Commercial | Office | Existing | Food Preparation | Natural Gas | Conveyor Oven | E9 | RVT BC Ratio | 0 | 0 | 0 | 0 | 0 | 0 | 0 | 0 | 0 | 0 | 0 | 0 | 0 | 0 | 0 | 0 | 0 | 0 | 0 | 0 | 0 | 0 | 0 | 0 | 0 | 0 | 0 | 0 | 0 | 0 | 0 | 0 | 0
F4_Commercial_Office_Existing_Food Preparation_Natural Gas_Conveyor Oven_E10 | F4 | Commercial | Office | Existing | Food Preparation | Natural Gas | Conveyor Oven | E10 | RVT BC Ratio | 0 | 0 | 0 | 0 | 0 | 0 | 0 | 0 | 0 | 0 | 0 | 0 | 0 | 0 | 0 | 0 | 0 | 0 | 0 | 0 | 0 | 0 | 0 | 0 | 0 | 0 | 0 | 0 | 0 | 0 | 0 | 0 | 0
F5_Commercial_Office_Existing_Food Preparation_Natural Gas_Conveyor Oven_E1 | F5 | Commercial | Office | Existing | Food Preparation | Natural Gas | Conveyor Oven | E1 | RIM BC Ratio | bar: 2019 to 2051
F5_Commercial_Office_Existing_Food Preparation_Natural Gas_Conveyor Oven_E2 | F5 | Commercial | Office | Existing | Food Preparation | Natural Gas | Conveyor Oven | E2 | RIM BC Ratio | 0.72288 | 0.72358 | 0.72433 | 0.72515 | 0.72606 | 0.7271 | 0.728 | 0.7289 | 0.72981 | 0.73074 | 0.73162 | 0.73242 | 0.73319 | 0.73394 | 0.73472 | 0.73545 | 0.7362 | 0.73694 | 0.73769 | 0.73841 | 0.73912 | 0.73975 | 0.74031 | 0.74079 | 0.74121 | 0.74157 | 0.74181 | 0.742 | 0.74215 | 0.74229 | 0.74242 | 0.74248 | 0.74248
F5_Commercial_Office_Existing_Food Preparation_Natural Gas_Conveyor Oven_E3 | F5 | Commercial | Office | Existing | Food Preparation | Natural Gas | Conveyor Oven | E3 | RIM BC Ratio | 0 | 0 | 0 | 0 | 0 | 0 | 0 | 0 | 0 | 0 | 0 | 0 | 0 | 0 | 0 | 0 | 0 | 0 | 0 | 0 | 0 | 0 | 0 | 0 | 0 | 0 | 0 | 0 | 0 | 0 | 0 | 0 | 0
F5_Commercial_Office_Existing_Food Preparation_Natural Gas_Conveyor Oven_E4 | F5 | Commercial | Office | Existing | Food Preparation | Natural Gas | Conveyor Oven | E4 | RIM BC Ratio | 0 | 0 | 0 | 0 | 0 | 0 | 0 | 0 | 0 | 0 | 0 | 0 | 0 | 0 | 0 | 0 | 0 | 0 | 0 | 0 | 0 | 0 | 0 | 0 | 0 | 0 | 0 | 0 | 0 | 0 | 0 | 0 | 0
F5_Commercial_Office_Existing_Food Preparation_Natural Gas_Conveyor Oven_E5 | F5 | Commercial | Office | Existing | Food Preparation | Natural Gas | Conveyor Oven | E5 | RIM BC Ratio | 0 | 0 | 0 | 0 | 0 | 0 | 0 | 0 | 0 | 0 | 0 | 0 | 0 | 0 | 0 | 0 | 0 | 0 | 0 | 0 | 0 | 0 | 0 | 0 | 0 | 0 | 0 | 0 | 0 | 0 | 0 | 0 | 0
F5_Commercial_Office_Existing_Food Preparation_Natural Gas_Conveyor Oven_E6 | F5 | Commercial | Office | Existing | Food Preparation | Natural Gas | Conveyor Oven | E6 | RIM BC Ratio | 0 | 0 | 0 | 0 | 0 | 0 | 0 | 0 | 0 | 0 | 0 | 0 | 0 | 0 | 0 | 0 | 0 | 0 | 0 | 0 | 0 | 0 | 0 | 0 | 0 | 0 | 0 | 0 | 0 | 0 | 0 | 0 | 0
F5_Commercial_Office_Existing_Food Preparation_Natural Gas_Conveyor Oven_E7 | F5 | Commercial | Office | Existing | Food Preparation | Natural Gas | Conveyor Oven | E7 | RIM BC Ratio | 0 | 0 | 0 | 0 | 0 | 0 | 0 | 0 | 0 | 0 | 0 | 0 | 0 | 0 | 0 | 0 | 0 | 0 | 0 | 0 | 0 | 0 | 0 | 0 | 0 | 0 | 0 | 0 | 0 | 0 | 0 | 0 | 0
F5_Commercial_Office_Existing_Food Preparation_Natural Gas_Conveyor Oven_E8 | F5 | Commercial | Office | Existing | Food Preparation | Natural Gas | Conveyor Oven | E8 | RIM BC Ratio | 0 | 0 | 0 | 0 | 0 | 0 | 0 | 0 | 0 | 0 | 0 | 0 | 0 | 0 | 0 | 0 | 0 | 0 | 0 | 0 | 0 | 0 | 0 | 0 | 0 | 0 | 0 | 0 | 0 | 0 | 0 | 0 | 0
F5_Commercial_Office_Existing_Food Preparation_Natural Gas_Conveyor Oven_E9 | F5 | Commercial | Office | Existing | Food Preparation | Natural Gas | Conveyor Oven | E9 | RIM BC Ratio | 0 | 0 | 0 | 0 | 0 | 0 | 0 | 0 | 0 | 0 | 0 | 0 | 0 | 0 | 0 | 0 | 0 | 0 | 0 | 0 | 0 | 0 | 0 | 0 | 0 | 0 | 0 | 0 | 0 | 0 | 0 | 0 | 0
F5_Commercial_Office_Existing_Food Preparation_Natural Gas_Conveyor Oven_E10 | F5 | Commercial | Office | Existing | Food Preparation | Natural Gas | Conveyor Oven | E10 | RIM BC Ratio | 0 | 0 | 0 | 0 | 0 | 0 | 0 | 0 | 0 | 0 | 0 | 0 | 0 | 0 | 0 | 0 | 0 | 0 | 0 | 0 | 0 | 0 | 0 | 0 | 0 | 0 | 0 | 0 | 0 | 0 | 0 | 0 | 0
F0_Commercial_Office_Existing_Food Preparation_Natural Gas_Double Rack Oven_E0 | F0 | Commercial | Office | Existing | Food Preparation | Natural Gas | Double Rack Oven | E0 | Economic Unit | FTSC Qualified (>50% Cooking Efficiency) | FTSC Qualified (>50% Cooking Efficiency) | FTSC Qualified (>50% Cooking Efficiency) | FTSC Qualified (>50% Cooking Efficiency) | FTSC Qualified (>50% Cooking Efficiency) | FTSC Qualified (>50% Cooking Efficiency) | FTSC Qualified (>50% Cooking Efficiency) | FTSC Qualified (>50% Cooking Efficiency) | FTSC Qualified (>50% Cooking Efficiency) | FTSC Qualified (>50% Cooking Efficiency) | FTSC Qualified (>50% Cooking Efficiency) | FTSC Qualified (>50% Cooking Efficiency) | FTSC Qualified (>50% Cooking Efficiency) | FTSC Qualified (>50% Cooking Efficiency) | FTSC Qualified (>50% Cooking Efficiency) | FTSC Qualified (>50% Cooking Efficiency) | FTSC Qualified (>50% Cooking Efficiency) | FTSC Qualified (>50% Cooking Efficiency) | FTSC Qualified (>50% Cooking Efficiency) | FTSC Qualified (>50% Cooking Efficiency) | FTSC Qualified (>50% Cooking Efficiency) | FTSC Qualified (>50% Cooking Efficiency) | FTSC Qualified (>50% Cooking Efficiency) | FTSC Qualified (>50% Cooking Efficiency) | FTSC Qualified (>50% Cooking Efficiency) | FTSC Qualified (>50% Cooking Efficiency) | FTSC Qualified (>50% Cooking Efficiency) | FTSC Qualified (>50% Cooking Efficiency) | FTSC Qualified (>50% Cooking Efficiency) | FTSC Qualified (>50% Cooking Efficiency) | FTSC Qualified (>50% Cooking Efficiency) | FTSC Qualified (>50% Cooking Efficiency) | FTSC Qualified (>50% Cooking Efficiency)
F1_Commercial_Office_Existing_Food Preparation_Natural Gas_Double Rack Oven_E1 | F1 | Commercial | Office | Existing | Food Preparation | Natural Gas | Double Rack Oven | E1 | CCE | 0 | 0 | 0 | 0 | 0 | 0 | 0 | 0 | 0 | 0 | 0 | 0 | 0 | 0 | 0 | 0 | 0 | 0 | 0 | 0 | 0 | 0 | 0 | 0 | 0 | 0 | 0 | 0 | 0 | 0 | 0 | 0 | 0
F1_Commercial_Office_Existing_Food Preparation_Natural Gas_Double Rack Oven_E2 | F1 | Commercial | Office | Existing | Food Preparation | Natural Gas | Double Rack Oven | E2 | CCE | 0.29688 | 0.29688 | 0.29688 | 0.29688 | 0.29688 | 0.29688 | 0.29688 | 0.29688 | 0.29688 | 0.29688 | 0.29688 | 0.29688 | 0.29688 | 0.29688 | 0.29688 | 0.29688 | 0.29688 | 0.29688 | 0.29688 | 0.29688 | 0.29688 | 0.29688 | 0.29688 | 0.29688 | 0.29688 | 0.29688 | 0.29688 | 0.29688 | 0.29688 | 0.29688 | 0.29688 | 0.29688 | 0.29688
F1_Commercial_Office_Existing_Food Preparation_Natural Gas_Double Rack Oven_E3 | F1 | Commercial | Office | Existing | Food Preparation | Natural Gas | Double Rack Oven | E3 | CCE | 0 | 0 | 0 | 0 | 0 | 0 | 0 | 0 | 0 | 0 | 0 | 0 | 0 | 0 | 0 | 0 | 0 | 0 | 0 | 0 | 0 | 0 | 0 | 0 | 0 | 0 | 0 | 0 | 0 | 0 | 0 | 0 | 0
F1_Commercial_Office_Existing_Food Preparation_Natural Gas_Double Rack Oven_E4 | F1 | Commercial | Office | Existing | Food Preparation | Natural Gas | Double Rack Oven | E4 | CCE | 0 | 0 | 0 | 0 | 0 | 0 | 0 | 0 | 0 | 0 | 0 | 0 | 0 | 0 | 0 | 0 | 0 | 0 | 0 | 0 | 0 | 0 | 0 | 0 | 0 | 0 | 0 | 0 | 0 | 0 | 0 | 0 | 0
F1_Commercial_Office_Existing_Food Preparation_Natural Gas_Double Rack Oven_E5 | F1 | Commercial | Office | Existing | Food Preparation | Natural Gas | Double Rack Oven | E5 | CCE | 0 | 0 | 0 | 0 | 0 | 0 | 0 | 0 | 0 | 0 | 0 | 0 | 0 | 0 | 0 | 0 | 0 | 0 | 0 | 0 | 0 | 0 | 0 | 0 | 0 | 0 | 0 | 0 | 0 | 0 | 0 | 0 | 0
F1_Commercial_Office_Existing_Food Preparation_Natural Gas_Double Rack Oven_E6 | F1 | Commercial | Office | Existing | Food Preparation | Natural Gas | Double Rack Oven | E6 | CCE | 0 | 0 | 0 | 0 | 0 | 0 | 0 | 0 | 0 | 0 | 0 | 0 | 0 | 0 | 0 | 0 | 0 | 0 | 0 | 0 | 0 | 0 | 0 | 0 | 0 | 0 | 0 | 0 | 0 | 0 | 0 | 0 | 0
F1_Commercial_Office_Existing_Food Preparation_Natural Gas_Double Rack Oven_E7 | F1 | Commercial | Office | Existing | Food Preparation | Natural Gas | Double Rack Oven | E7 | CCE | 0 | 0 | 0 | 0 | 0 | 0 | 0 | 0 | 0 | 0 | 0 | 0 | 0 | 0 | 0 | 0 | 0 | 0 | 0 | 0 | 0 | 0 | 0 | 0 | 0 | 0 | 0 | 0 | 0 | 0 | 0 | 0 | 0
F1_Commercial_Office_Existing_Food Preparation_Natural Gas_Double Rack Oven_E8 | F1 | Commercial | Office | Existing | Food Preparation | Natural Gas | Double Rack Oven | E8 | CCE | 0 | 0 | 0 | 0 | 0 | 0 | 0 | 0 | 0 | 0 | 0 | 0 | 0 | 0 | 0 | 0 | 0 | 0 | 0 | 0 | 0 | 0 | 0 | 0 | 0 | 0 | 0 | 0 | 0 | 0 | 0 | 0 | 0
F1_Commercial_Office_Existing_Food Preparation_Natural Gas_Double Rack Oven_E9 | F1 | Commercial | Office | Existing | Food Preparation | Natural Gas | Double Rack Oven | E9 | CCE | 0 | 0 | 0 | 0 | 0 | 0 | 0 | 0 | 0 | 0 | 0 | 0 | 0 | 0 | 0 | 0 | 0 | 0 | 0 | 0 | 0 | 0 | 0 | 0 | 0 | 0 | 0 | 0 | 0 | 0 | 0 | 0 | 0
F1_Commercial_Office_Existing_Food Preparation_Natural Gas_Double Rack Oven_E10 | F1 | Commercial | Office | Existing | Food Preparation | Natural Gas | Double Rack Oven | E10 | CCE | 0 | 0 | 0 | 0 | 0 | 0 | 0 | 0 | 0 | 0 | 0 | 0 | 0 | 0 | 0 | 0 | 0 | 0 | 0 | 0 | 0 | 0 | 0 | 0 | 0 | 0 | 0 | 0 | 0 | 0 | 0 | 0 | 0
F2_Commercial_Office_Existing_Food Preparation_Natural Gas_Double Rack Oven_E1 | F2 | Commercial | Office | Existing | Food Preparation | Natural Gas | Double Rack Oven | E1 | TRC BC Ratio | bar: 2019 to 2051
F2_Commercial_Office_Existing_Food Preparation_Natural Gas_Double Rack Oven_E2 | F2 | Commercial | Office | Existing | Food Preparation | Natural Gas | Double Rack Oven | E2 | TRC BC Ratio | 4.7395 | 4.7756 | 4.816 | 4.8604 | 4.911 | 4.9696 | 5.017 | 5.0626 | 5.1089 | 5.1571 | 5.2031 | 5.2453 | 5.2885 | 5.3338 | 5.3838 | 5.4328 | 5.4847 | 5.5395 | 5.5966 | 5.655 | 5.7136 | 5.7686 | 5.8182 | 5.8621 | 5.9 | 5.9326 | 5.9552 | 5.9721 | 5.9866 | 5.9991 | 6.0114 | 6.0169 | 6.0169
F2_Commercial_Office_Existing_Food Preparation_Natural Gas_Double Rack Oven_E3 | F2 | Commercial | Office | Existing | Food Preparation | Natural Gas | Double Rack Oven | E3 | TRC BC Ratio | 0 | 0 | 0 | 0 | 0 | 0 | 0 | 0 | 0 | 0 | 0 | 0 | 0 | 0 | 0 | 0 | 0 | 0 | 0 | 0 | 0 | 0 | 0 | 0 | 0 | 0 | 0 | 0 | 0 | 0 | 0 | 0 | 0
F2_Commercial_Office_Existing_Food Preparation_Natural Gas_Double Rack Oven_E4 | F2 | Commercial | Office | Existing | Food Preparation | Natural Gas | Double Rack Oven | E4 | TRC BC Ratio | 0 | 0 | 0 | 0 | 0 | 0 | 0 | 0 | 0 | 0 | 0 | 0 | 0 | 0 | 0 | 0 | 0 | 0 | 0 | 0 | 0 | 0 | 0 | 0 | 0 | 0 | 0 | 0 | 0 | 0 | 0 | 0 | 0
F2_Commercial_Office_Existing_Food Preparation_Natural Gas_Double Rack Oven_E5 | F2 | Commercial | Office | Existing | Food Preparation | Natural Gas | Double Rack Oven | E5 | TRC BC Ratio | 0 | 0 | 0 | 0 | 0 | 0 | 0 | 0 | 0 | 0 | 0 | 0 | 0 | 0 | 0 | 0 | 0 | 0 | 0 | 0 | 0 | 0 | 0 | 0 | 0 | 0 | 0 | 0 | 0 | 0 | 0 | 0 | 0
F2_Commercial_Office_Existing_Food Preparation_Natural Gas_Double Rack Oven_E6 | F2 | Commercial | Office | Existing | Food Preparation | Natural Gas | Double Rack Oven | E6 | TRC BC Ratio | 0 | 0 | 0 | 0 | 0 | 0 | 0 | 0 | 0 | 0 | 0 | 0 | 0 | 0 | 0 | 0 | 0 | 0 | 0 | 0 | 0 | 0 | 0 | 0 | 0 | 0 | 0 | 0 | 0 | 0 | 0 | 0 | 0
F2_Commercial_Office_Existing_Food Preparation_Natural Gas_Double Rack Oven_E7 | F2 | Commercial | Office | Existing | Food Preparation | Natural Gas | Double Rack Oven | E7 | TRC BC Ratio | 0 | 0 | 0 | 0 | 0 | 0 | 0 | 0 | 0 | 0 | 0 | 0 | 0 | 0 | 0 | 0 | 0 | 0 | 0 | 0 | 0 | 0 | 0 | 0 | 0 | 0 | 0 | 0 | 0 | 0 | 0 | 0 | 0
F2_Commercial_Office_Existing_Food Preparation_Natural Gas_Double Rack Oven_E8 | F2 | Commercial | Office | Existing | Food Preparation | Natural Gas | Double Rack Oven | E8 | TRC BC Ratio | 0 | 0 | 0 | 0 | 0 | 0 | 0 | 0 | 0 | 0 | 0 | 0 | 0 | 0 | 0 | 0 | 0 | 0 | 0 | 0 | 0 | 0 | 0 | 0 | 0 | 0 | 0 | 0 | 0 | 0 | 0 | 0 | 0
F2_Commercial_Office_Existing_Food Preparation_Natural Gas_Double Rack Oven_E9 | F2 | Commercial | Office | Existing | Food Preparation | Natural Gas | Double Rack Oven | E9 | TRC BC Ratio | 0 | 0 | 0 | 0 | 0 | 0 | 0 | 0 | 0 | 0 | 0 | 0 | 0 | 0 | 0 | 0 | 0 | 0 | 0 | 0 | 0 | 0 | 0 | 0 | 0 | 0 | 0 | 0 | 0 | 0 | 0 | 0 | 0
F2_Commercial_Office_Existing_Food Preparation_Natural Gas_Double Rack Oven_E10 | F2 | Commercial | Office | Existing | Food Preparation | Natural Gas | Double Rack Oven | E10 | TRC BC Ratio | 0 | 0 | 0 | 0 | 0 | 0 | 0 | 0 | 0 | 0 | 0 | 0 | 0 | 0 | 0 | 0 | 0 | 0 | 0 | 0 | 0 | 0 | 0 | 0 | 0 | 0 | 0 | 0 | 0 | 0 | 0 | 0 | 0
F3_Commercial_Office_Existing_Food Preparation_Natural Gas_Double Rack Oven_E1 | F3 | Commercial | Office | Existing | Food Preparation | Natural Gas | Double Rack Oven | E1 | PACT BC Ratio | bar: 2019 to 2051
F3_Commercial_Office_Existing_Food Preparation_Natural Gas_Double Rack Oven_E2 | F3 | Commercial | Office | Existing | Food Preparation | Natural Gas | Double Rack Oven | E2 | PACT BC Ratio | 6.3193 | 6.3675 | 6.4213 | 6.4805 | 6.548 | 6.6261 | 6.6894 | 6.7502 | 6.8119 | 6.8761 | 6.9374 | 6.9937 | 7.0513 | 7.1117 | 7.1784 | 7.2437 | 7.3129 | 7.386 | 7.4622 | 7.5399 | 7.6182 | 7.6915 | 7.7576 | 7.8161 | 7.8667 | 7.9101 | 7.9403 | 7.9627 | 7.9822 | 7.9988 | 8.0152 | 8.0225 | 8.0225
F3_Commercial_Office_Existing_Food Preparation_Natural Gas_Double Rack Oven_E3 | F3 | Commercial | Office | Existing | Food Preparation | Natural Gas | Double Rack Oven | E3 | PACT BC Ratio | 0 | 0 | 0 | 0 | 0 | 0 | 0 | 0 | 0 | 0 | 0 | 0 | 0 | 0 | 0 | 0 | 0 | 0 | 0 | 0 | 0 | 0 | 0 | 0 | 0 | 0 | 0 | 0 | 0 | 0 | 0 | 0 | 0
F3_Commercial_Office_Existing_Food Preparation_Natural Gas_Double Rack Oven_E4 | F3 | Commercial | Office | Existing | Food Preparation | Natural Gas | Double Rack Oven | E4 | PACT BC Ratio | 0 | 0 | 0 | 0 | 0 | 0 | 0 | 0 | 0 | 0 | 0 | 0 | 0 | 0 | 0 | 0 | 0 | 0 | 0 | 0 | 0 | 0 | 0 | 0 | 0 | 0 | 0 | 0 | 0 | 0 | 0 | 0 | 0
F3_Commercial_Office_Existing_Food Preparation_Natural Gas_Double Rack Oven_E5 | F3 | Commercial | Office | Existing | Food Preparation | Natural Gas | Double Rack Oven | E5 | PACT BC Ratio | 0 | 0 | 0 | 0 | 0 | 0 | 0 | 0 | 0 | 0 | 0 | 0 | 0 | 0 | 0 | 0 | 0 | 0 | 0 | 0 | 0 | 0 | 0 | 0 | 0 | 0 | 0 | 0 | 0 | 0 | 0 | 0 | 0
F3_Commercial_Office_Existing_Food Preparation_Natural Gas_Double Rack Oven_E6 | F3 | Commercial | Office | Existing | Food Preparation | Natural Gas | Double Rack Oven | E6 | PACT BC Ratio | 0 | 0 | 0 | 0 | 0 | 0 | 0 | 0 | 0 | 0 | 0 | 0 | 0 | 0 | 0 | 0 | 0 | 0 | 0 | 0 | 0 | 0 | 0 | 0 | 0 | 0 | 0 | 0 | 0 | 0 | 0 | 0 | 0
F3_Commercial_Office_Existing_Food Preparation_Natural Gas_Double Rack Oven_E7 | F3 | Commercial | Office | Existing | Food Preparation | Natural Gas | Double Rack Oven | E7 | PACT BC Ratio | 0 | 0 | 0 | 0 | 0 | 0 | 0 | 0 | 0 | 0 | 0 | 0 | 0 | 0 | 0 | 0 | 0 | 0 | 0 | 0 | 0 | 0 | 0 | 0 | 0 | 0 | 0 | 0 | 0 | 0 | 0 | 0 | 0
F3_Commercial_Office_Existing_Food Preparation_Natural Gas_Double Rack Oven_E8 | F3 | Commercial | Office | Existing | Food Preparation | Natural Gas | Double Rack Oven | E8 | PACT BC Ratio | 0 | 0 | 0 | 0 | 0 | 0 | 0 | 0 | 0 | 0 | 0 | 0 | 0 | 0 | 0 | 0 | 0 | 0 | 0 | 0 | 0 | 0 | 0 | 0 | 0 | 0 | 0 | 0 | 0 | 0 | 0 | 0 | 0
F3_Commercial_Office_Existing_Food Preparation_Natural Gas_Double Rack Oven_E9 | F3 | Commercial | Office | Existing | Food Preparation | Natural Gas | Double Rack Oven | E9 | PACT BC Ratio | 0 | 0 | 0 | 0 | 0 | 0 | 0 | 0 | 0 | 0 | 0 | 0 | 0 | 0 | 0 | 0 | 0 | 0 | 0 | 0 | 0 | 0 | 0 | 0 | 0 | 0 | 0 | 0 | 0 | 0 | 0 | 0 | 0
F3_Commercial_Office_Existing_Food Preparation_Natural Gas_Double Rack Oven_E10 | F3 | Commercial | Office | Existing | Food Preparation | Natural Gas | Double Rack Oven | E10 | PACT BC Ratio | 0 | 0 | 0 | 0 | 0 | 0 | 0 | 0 | 0 | 0 | 0 | 0 | 0 | 0 | 0 | 0 | 0 | 0 | 0 | 0 | 0 | 0 | 0 | 0 | 0 | 0 | 0 | 0 | 0 | 0 | 0 | 0 | 0
F4_Commercial_Office_Existing_Food Preparation_Natural Gas_Double Rack Oven_E1 | F4 | Commercial | Office | Existing | Food Preparation | Natural Gas | Double Rack Oven | E1 | RVT BC Ratio | bar: 2019 to 2051
F4_Commercial_Office_Existing_Food Preparation_Natural Gas_Double Rack Oven_E2 | F4 | Commercial | Office | Existing | Food Preparation | Natural Gas | Double Rack Oven | E2 | RVT BC Ratio | 7.5139 | 7.5658 | 7.6238 | 7.6877 | 7.7604 | 7.8446 | 7.9129 | 7.9784 | 8.045 | 8.1143 | 8.1804 | 8.241 | 8.3031 | 8.3683 | 8.4402 | 8.5106 | 8.5852 | 8.664 | 8.7461 | 8.83 | 8.9144 | 8.9934 | 9.0647 | 9.1278 | 9.1823 | 9.2292 | 9.2617 | 9.2859 | 9.3069 | 9.3248 | 9.3425 | 9.3503 | 9.3503
F4_Commercial_Office_Existing_Food Preparation_Natural Gas_Double Rack Oven_E3 | F4 | Commercial | Office | Existing | Food Preparation | Natural Gas | Double Rack Oven | E3 | RVT BC Ratio | 0 | 0 | 0 | 0 | 0 | 0 | 0 | 0 | 0 | 0 | 0 | 0 | 0 | 0 | 0 | 0 | 0 | 0 | 0 | 0 | 0 | 0 | 0 | 0 | 0 | 0 | 0 | 0 | 0 | 0 | 0 | 0 | 0
F4_Commercial_Office_Existing_Food Preparation_Natural Gas_Double Rack Oven_E4 | F4 | Commercial | Office | Existing | Food Preparation | Natural Gas | Double Rack Oven | E4 | RVT BC Ratio | 0 | 0 | 0 | 0 | 0 | 0 | 0 | 0 | 0 | 0 | 0 | 0 | 0 | 0 | 0 | 0 | 0 | 0 | 0 | 0 | 0 | 0 | 0 | 0 | 0 | 0 | 0 | 0 | 0 | 0 | 0 | 0 | 0
F4_Commercial_Office_Existing_Food Preparation_Natural Gas_Double Rack Oven_E5 | F4 | Commercial | Office | Existing | Food Preparation | Natural Gas | Double Rack Oven | E5 | RVT BC Ratio | 0 | 0 | 0 | 0 | 0 | 0 | 0 | 0 | 0 | 0 | 0 | 0 | 0 | 0 | 0 | 0 | 0 | 0 | 0 | 0 | 0 | 0 | 0 | 0 | 0 | 0 | 0 | 0 | 0 | 0 | 0 | 0 | 0
F4_Commercial_Office_Existing_Food Preparation_Natural Gas_Double Rack Oven_E6 | F4 | Commercial | Office | Existing | Food Preparation | Natural Gas | Double Rack Oven | E6 | RVT BC Ratio | 0 | 0 | 0 | 0 | 0 | 0 | 0 | 0 | 0 | 0 | 0 | 0 | 0 | 0 | 0 | 0 | 0 | 0 | 0 | 0 | 0 | 0 | 0 | 0 | 0 | 0 | 0 | 0 | 0 | 0 | 0 | 0 | 0
F4_Commercial_Office_Existing_Food Preparation_Natural Gas_Double Rack Oven_E7 | F4 | Commercial | Office | Existing | Food Preparation | Natural Gas | Double Rack Oven | E7 | RVT BC Ratio | 0 | 0 | 0 | 0 | 0 | 0 | 0 | 0 | 0 | 0 | 0 | 0 | 0 | 0 | 0 | 0 | 0 | 0 | 0 | 0 | 0 | 0 | 0 | 0 | 0 | 0 | 0 | 0 | 0 | 0 | 0 | 0 | 0
F4_Commercial_Office_Existing_Food Preparation_Natural Gas_Double Rack Oven_E8 | F4 | Commercial | Office | Existing | Food Preparation | Natural Gas | Double Rack Oven | E8 | RVT BC Ratio | 0 | 0 | 0 | 0 | 0 | 0 | 0 | 0 | 0 | 0 | 0 | 0 | 0 | 0 | 0 | 0 | 0 | 0 | 0 | 0 | 0 | 0 | 0 | 0 | 0 | 0 | 0 | 0 | 0 | 0 | 0 | 0 | 0
F4_Commercial_Office_Existing_Food Preparation_Natural Gas_Double Rack Oven_E9 | F4 | Commercial | Office | Existing | Food Preparation | Natural Gas | Double Rack Oven | E9 | RVT BC Ratio | 0 | 0 | 0 | 0 | 0 | 0 | 0 | 0 | 0 | 0 | 0 | 0 | 0 | 0 | 0 | 0 | 0 | 0 | 0 | 0 | 0 | 0 | 0 | 0 | 0 | 0 | 0 | 0 | 0 | 0 | 0 | 0 | 0
F4_Commercial_Office_Existing_Food Preparation_Natural Gas_Double Rack Oven_E10 | F4 | Commercial | Office | Existing | Food Preparation | Natural Gas | Double Rack Oven | E10 | RVT BC Ratio | 0 | 0 | 0 | 0 | 0 | 0 | 0 | 0 | 0 | 0 | 0 | 0 | 0 | 0 | 0 | 0 | 0 | 0 | 0 | 0 | 0 | 0 | 0 | 0 | 0 | 0 | 0 | 0 | 0 | 0 | 0 | 0 | 0
F5_Commercial_Office_Existing_Food Preparation_Natural Gas_Double Rack Oven_E1 | F5 | Commercial | Office | Existing | Food Preparation | Natural Gas | Double Rack Oven | E1 | RIM BC Ratio | bar: 2019 to 2051
F5_Commercial_Office_Existing_Food Preparation_Natural Gas_Double Rack Oven_E2 | F5 | Commercial | Office | Existing | Food Preparation | Natural Gas | Double Rack Oven | E2 | RIM BC Ratio | 0.73729 | 0.73795 | 0.73866 | 0.73944 | 0.74031 | 0.7413 | 0.74208 | 0.74283 | 0.74357 | 0.74433 | 0.74504 | 0.74568 | 0.74633 | 0.74701 | 0.74774 | 0.74844 | 0.74917 | 0.74993 | 0.75071 | 0.75149 | 0.75226 | 0.75297 | 0.7536 | 0.75414 | 0.75461 | 0.75501 | 0.75528 | 0.75549 | 0.75566 | 0.75581 | 0.75596 | 0.75602 | 0.75602
F5_Commercial_Office_Existing_Food Preparation_Natural Gas_Double Rack Oven_E3 | F5 | Commercial | Office | Existing | Food Preparation | Natural Gas | Double Rack Oven | E3 | RIM BC Ratio | 0 | 0 | 0 | 0 | 0 | 0 | 0 | 0 | 0 | 0 | 0 | 0 | 0 | 0 | 0 | 0 | 0 | 0 | 0 | 0 | 0 | 0 | 0 | 0 | 0 | 0 | 0 | 0 | 0 | 0 | 0 | 0 | 0
F5_Commercial_Office_Existing_Food Preparation_Natural Gas_Double Rack Oven_E4 | F5 | Commercial | Office | Existing | Food Preparation | Natural Gas | Double Rack Oven | E4 | RIM BC Ratio | 0 | 0 | 0 | 0 | 0 | 0 | 0 | 0 | 0 | 0 | 0 | 0 | 0 | 0 | 0 | 0 | 0 | 0 | 0 | 0 | 0 | 0 | 0 | 0 | 0 | 0 | 0 | 0 | 0 | 0 | 0 | 0 | 0
F5_Commercial_Office_Existing_Food Preparation_Natural Gas_Double Rack Oven_E5 | F5 | Commercial | Office | Existing | Food Preparation | Natural Gas | Double Rack Oven | E5 | RIM BC Ratio | 0 | 0 | 0 | 0 | 0 | 0 | 0 | 0 | 0 | 0 | 0 | 0 | 0 | 0 | 0 | 0 | 0 | 0 | 0 | 0 | 0 | 0 | 0 | 0 | 0 | 0 | 0 | 0 | 0 | 0 | 0 | 0 | 0
F5_Commercial_Office_Existing_Food Preparation_Natural Gas_Double Rack Oven_E6 | F5 | Commercial | Office | Existing | Food Preparation | Natural Gas | Double Rack Oven | E6 | RIM BC Ratio | 0 | 0 | 0 | 0 | 0 | 0 | 0 | 0 | 0 | 0 | 0 | 0 | 0 | 0 | 0 | 0 | 0 | 0 | 0 | 0 | 0 | 0 | 0 | 0 | 0 | 0 | 0 | 0 | 0 | 0 | 0 | 0 | 0
F5_Commercial_Office_Existing_Food Preparation_Natural Gas_Double Rack Oven_E7 | F5 | Commercial | Office | Existing | Food Preparation | Natural Gas | Double Rack Oven | E7 | RIM BC Ratio | 0 | 0 | 0 | 0 | 0 | 0 | 0 | 0 | 0 | 0 | 0 | 0 | 0 | 0 | 0 | 0 | 0 | 0 | 0 | 0 | 0 | 0 | 0 | 0 | 0 | 0 | 0 | 0 | 0 | 0 | 0 | 0 | 0
F5_Commercial_Office_Existing_Food Preparation_Natural Gas_Double Rack Oven_E8 | F5 | Commercial | Office | Existing | Food Preparation | Natural Gas | Double Rack Oven | E8 | RIM BC Ratio | 0 | 0 | 0 | 0 | 0 | 0 | 0 | 0 | 0 | 0 | 0 | 0 | 0 | 0 | 0 | 0 | 0 | 0 | 0 | 0 | 0 | 0 | 0 | 0 | 0 | 0 | 0 | 0 | 0 | 0 | 0 | 0 | 0
F5_Commercial_Office_Existing_Food Preparation_Natural Gas_Double Rack Oven_E9 | F5 | Commercial | Office | Existing | Food Preparation | Natural Gas | Double Rack Oven | E9 | RIM BC Ratio | 0 | 0 | 0 | 0 | 0 | 0 | 0 | 0 | 0 | 0 | 0 | 0 | 0 | 0 | 0 | 0 | 0 | 0 | 0 | 0 | 0 | 0 | 0 | 0 | 0 | 0 | 0 | 0 | 0 | 0 | 0 | 0 | 0
F5_Commercial_Office_Existing_Food Preparation_Natural Gas_Double Rack Oven_E10 | F5 | Commercial | Office | Existing | Food Preparation | Natural Gas | Double Rack Oven | E10 | RIM BC Ratio | 0 | 0 | 0 | 0 | 0 | 0 | 0 | 0 | 0 | 0 | 0 | 0 | 0 | 0 | 0 | 0 | 0 | 0 | 0 | 0 | 0 | 0 | 0 | 0 | 0 | 0 | 0 | 0 | 0 | 0 | 0 | 0 | 0
F0_Commercial_Office_Existing_Food Preparation_Natural Gas_Fryer_E0 | F0 | Commercial | Office | Existing | Food Preparation | Natural Gas | Fryer | E0 | Economic Unit | ENERGY STAR | ENERGY STAR | ENERGY STAR | ENERGY STAR | ENERGY STAR | ENERGY STAR | ENERGY STAR | ENERGY STAR | ENERGY STAR | ENERGY STAR | ENERGY STAR | ENERGY STAR | ENERGY STAR | ENERGY STAR | ENERGY STAR | ENERGY STAR | ENERGY STAR | ENERGY STAR | ENERGY STAR | ENERGY STAR | ENERGY STAR | ENERGY STAR | ENERGY STAR | ENERGY STAR | ENERGY STAR | ENERGY STAR | ENERGY STAR | ENERGY STAR | ENERGY STAR | ENERGY STAR | ENERGY STAR | ENERGY STAR | ENERGY STAR
F1_Commercial_Office_Existing_Food Preparation_Natural Gas_Fryer_E1 | F1 | Commercial | Office | Existing | Food Preparation | Natural Gas | Fryer | E1 | CCE | 0 | 0 | 0 | 0 | 0 | 0 | 0 | 0 | 0 | 0 | 0 | 0 | 0 | 0 | 0 | 0 | 0 | 0 | 0 | 0 | 0 | 0 | 0 | 0 | 0 | 0 | 0 | 0 | 0 | 0 | 0 | 0 | 0
F1_Commercial_Office_Existing_Food Preparation_Natural Gas_Fryer_E2 | F1 | Commercial | Office | Existing | Food Preparation | Natural Gas | Fryer | E2 | CCE | 0.52081 | 0.52081 | 0.52081 | 0 | 0 | 0 | 0 | 0 | 0 | 0 | 0 | 0 | 0 | 0 | 0 | 0 | 0 | 0 | 0 | 0 | 0 | 0 | 0 | 0 | 0 | 0 | 0 | 0 | 0 | 0 | 0 | 0 | 0
F1_Commercial_Office_Existing_Food Preparation_Natural Gas_Fryer_E3 | F1 | Commercial | Office | Existing | Food Preparation | Natural Gas | Fryer | E3 | CCE | 0 | 0 | 0 | 0 | 0 | 0 | 0 | 0 | 0 | 0 | 0 | 0 | 0 | 0 | 0 | 0 | 0 | 0 | 0 | 0 | 0 | 0 | 0 | 0 | 0 | 0 | 0 | 0 | 0 | 0 | 0 | 0 | 0
F1_Commercial_Office_Existing_Food Preparation_Natural Gas_Fryer_E4 | F1 | Commercial | Office | Existing | Food Preparation | Natural Gas | Fryer | E4 | CCE | 0 | 0 | 0 | 0 | 0 | 0 | 0 | 0 | 0 | 0 | 0 | 0 | 0 | 0 | 0 | 0 | 0 | 0 | 0 | 0 | 0 | 0 | 0 | 0 | 0 | 0 | 0 | 0 | 0 | 0 | 0 | 0 | 0
F1_Commercial_Office_Existing_Food Preparation_Natural Gas_Fryer_E5 | F1 | Commercial | Office | Existing | Food Preparation | Natural Gas | Fryer | E5 | CCE | 0 | 0 | 0 | 0 | 0 | 0 | 0 | 0 | 0 | 0 | 0 | 0 | 0 | 0 | 0 | 0 | 0 | 0 | 0 | 0 | 0 | 0 | 0 | 0 | 0 | 0 | 0 | 0 | 0 | 0 | 0 | 0 | 0
F1_Commercial_Office_Existing_Food Preparation_Natural Gas_Fryer_E6 | F1 | Commercial | Office | Existing | Food Preparation | Natural Gas | Fryer | E6 | CCE | 0 | 0 | 0 | 0 | 0 | 0 | 0 | 0 | 0 | 0 | 0 | 0 | 0 | 0 | 0 | 0 | 0 | 0 | 0 | 0 | 0 | 0 | 0 | 0 | 0 | 0 | 0 | 0 | 0 | 0 | 0 | 0 | 0
F1_Commercial_Office_Existing_Food Preparation_Natural Gas_Fryer_E7 | F1 | Commercial | Office | Existing | Food Preparation | Natural Gas | Fryer | E7 | CCE | 0 | 0 | 0 | 0 | 0 | 0 | 0 | 0 | 0 | 0 | 0 | 0 | 0 | 0 | 0 | 0 | 0 | 0 | 0 | 0 | 0 | 0 | 0 | 0 | 0 | 0 | 0 | 0 | 0 | 0 | 0 | 0 | 0
F1_Commercial_Office_Existing_Food Preparation_Natural Gas_Fryer_E8 | F1 | Commercial | Office | Existing | Food Preparation | Natural Gas | Fryer | E8 | CCE | 0 | 0 | 0 | 0 | 0 | 0 | 0 | 0 | 0 | 0 | 0 | 0 | 0 | 0 | 0 | 0 | 0 | 0 | 0 | 0 | 0 | 0 | 0 | 0 | 0 | 0 | 0 | 0 | 0 | 0 | 0 | 0 | 0
F1_Commercial_Office_Existing_Food Preparation_Natural Gas_Fryer_E9 | F1 | Commercial | Office | Existing | Food Preparation | Natural Gas | Fryer | E9 | CCE | 0 | 0 | 0 | 0 | 0 | 0 | 0 | 0 | 0 | 0 | 0 | 0 | 0 | 0 | 0 | 0 | 0 | 0 | 0 | 0 | 0 | 0 | 0 | 0 | 0 | 0 | 0 | 0 | 0 | 0 | 0 | 0 | 0
F1_Commercial_Office_Existing_Food Preparation_Natural Gas_Fryer_E10 | F1 | Commercial | Office | Existing | Food Preparation | Natural Gas | Fryer | E10 | CCE | 0 | 0 | 0 | 0 | 0 | 0 | 0 | 0 | 0 | 0 | 0 | 0 | 0 | 0 | 0 | 0 | 0 | 0 | 0 | 0 | 0 | 0 | 0 | 0 | 0 | 0 | 0 | 0 | 0 | 0 | 0 | 0 | 0
F2_Commercial_Office_Existing_Food Preparation_Natural Gas_Fryer_E1 | F2 | Commercial | Office | Existing | Food Preparation | Natural Gas | Fryer | E1 | TRC BC Ratio | 1 | 1 | 1 | 0 | 0 | 0 | 0 | 0 | 0 | 0 | 0 | 0 | 0 | 0 | 0 | 0 | 0 | 0 | 0 | 0 | 0 | 0 | 0 | 0 | 0 | 0 | 0 | 0 | 0 | 0 | 0 | 0 | 0
F2_Commercial_Office_Existing_Food Preparation_Natural Gas_Fryer_E2 | F2 | Commercial | Office | Existing | Food Preparation | Natural Gas | Fryer | E2 | TRC BC Ratio | 2.6303 | 2.6385 | 2.6536 | 1 | 1 | 1 | 1 | 1 | 1 | 1 | 1 | 1 | 1 | 1 | 1 | 1 | 1 | 1 | 1 | 1 | 1 | 1 | 1 | 1 | 1 | 1 | 1 | 1 | 1 | 1 | 1 | 1 | 1
F2_Commercial_Office_Existing_Food Preparation_Natural Gas_Fryer_E3 | F2 | Commercial | Office | Existing | Food Preparation | Natural Gas | Fryer | E3 | TRC BC Ratio | 0 | 0 | 0 | 0 | 0 | 0 | 0 | 0 | 0 | 0 | 0 | 0 | 0 | 0 | 0 | 0 | 0 | 0 | 0 | 0 | 0 | 0 | 0 | 0 | 0 | 0 | 0 | 0 | 0 | 0 | 0 | 0 | 0
F2_Commercial_Office_Existing_Food Preparation_Natural Gas_Fryer_E4 | F2 | Commercial | Office | Existing | Food Preparation | Natural Gas | Fryer | E4 | TRC BC Ratio | 0 | 0 | 0 | 0 | 0 | 0 | 0 | 0 | 0 | 0 | 0 | 0 | 0 | 0 | 0 | 0 | 0 | 0 | 0 | 0 | 0 | 0 | 0 | 0 | 0 | 0 | 0 | 0 | 0 | 0 | 0 | 0 | 0
F2_Commercial_Office_Existing_Food Preparation_Natural Gas_Fryer_E5 | F2 | Commercial | Office | Existing | Food Preparation | Natural Gas | Fryer | E5 | TRC BC Ratio | 0 | 0 | 0 | 0 | 0 | 0 | 0 | 0 | 0 | 0 | 0 | 0 | 0 | 0 | 0 | 0 | 0 | 0 | 0 | 0 | 0 | 0 | 0 | 0 | 0 | 0 | 0 | 0 | 0 | 0 | 0 | 0 | 0
F2_Commercial_Office_Existing_Food Preparation_Natural Gas_Fryer_E6 | F2 | Commercial | Office | Existing | Food Preparation | Natural Gas | Fryer | E6 | TRC BC Ratio | 0 | 0 | 0 | 0 | 0 | 0 | 0 | 0 | 0 | 0 | 0 | 0 | 0 | 0 | 0 | 0 | 0 | 0 | 0 | 0 | 0 | 0 | 0 | 0 | 0 | 0 | 0 | 0 | 0 | 0 | 0 | 0 | 0
F2_Commercial_Office_Existing_Food Preparation_Natural Gas_Fryer_E7 | F2 | Commercial | Office | Existing | Food Preparation | Natural Gas | Fryer | E7 | TRC BC Ratio | 0 | 0 | 0 | 0 | 0 | 0 | 0 | 0 | 0 | 0 | 0 | 0 | 0 | 0 | 0 | 0 | 0 | 0 | 0 | 0 | 0 | 0 | 0 | 0 | 0 | 0 | 0 | 0 | 0 | 0 | 0 | 0 | 0
F2_Commercial_Office_Existing_Food Preparation_Natural Gas_Fryer_E8 | F2 | Commercial | Office | Existing | Food Preparation | Natural Gas | Fryer | E8 | TRC BC Ratio | 0 | 0 | 0 | 0 | 0 | 0 | 0 | 0 | 0 | 0 | 0 | 0 | 0 | 0 | 0 | 0 | 0 | 0 | 0 | 0 | 0 | 0 | 0 | 0 | 0 | 0 | 0 | 0 | 0 | 0 | 0 | 0 | 0
F2_Commercial_Office_Existing_Food Preparation_Natural Gas_Fryer_E9 | F2 | Commercial | Office | Existing | Food Preparation | Natural Gas | Fryer | E9 | TRC BC Ratio | 0 | 0 | 0 | 0 | 0 | 0 | 0 | 0 | 0 | 0 | 0 | 0 | 0 | 0 | 0 | 0 | 0 | 0 | 0 | 0 | 0 | 0 | 0 | 0 | 0 | 0 | 0 | 0 | 0 | 0 | 0 | 0 | 0
F2_Commercial_Office_Existing_Food Preparation_Natural Gas_Fryer_E10 | F2 | Commercial | Office | Existing | Food Preparation | Natural Gas | Fryer | E10 | TRC BC Ratio | 0 | 0 | 0 | 0 | 0 | 0 | 0 | 0 | 0 | 0 | 0 | 0 | 0 | 0 | 0 | 0 | 0 | 0 | 0 | 0 | 0 | 0 | 0 | 0 | 0 | 0 | 0 | 0 | 0 | 0 | 0 | 0 | 0
F3_Commercial_Office_Existing_Food Preparation_Natural Gas_Fryer_E1 | F3 | Commercial | Office | Existing | Food Preparation | Natural Gas | Fryer | E1 | PACT BC Ratio | 1 | 1 | 1 | 0 | 0 | 0 | 0 | 0 | 0 | 0 | 0 | 0 | 0 | 0 | 0 | 0 | 0 | 0 | 0 | 0 | 0 | 0 | 0 | 0 | 0 | 0 | 0 | 0 | 0 | 0 | 0 | 0 | 0
F3_Commercial_Office_Existing_Food Preparation_Natural Gas_Fryer_E2 | F3 | Commercial | Office | Existing | Food Preparation | Natural Gas | Fryer | E2 | PACT BC Ratio | 3.5071 | 3.518 | 3.5381 | 1 | 1 | 1 | 1 | 1 | 1 | 1 | 1 | 1 | 1 | 1 | 1 | 1 | 1 | 1 | 1 | 1 | 1 | 1 | 1 | 1 | 1 | 1 | 1 | 1 | 1 | 1 | 1 | 1 | 1
F3_Commercial_Office_Existing_Food Preparation_Natural Gas_Fryer_E3 | F3 | Commercial | Office | Existing | Food Preparation | Natural Gas | Fryer | E3 | PACT BC Ratio | 0 | 0 | 0 | 0 | 0 | 0 | 0 | 0 | 0 | 0 | 0 | 0 | 0 | 0 | 0 | 0 | 0 | 0 | 0 | 0 | 0 | 0 | 0 | 0 | 0 | 0 | 0 | 0 | 0 | 0 | 0 | 0 | 0
F3_Commercial_Office_Existing_Food Preparation_Natural Gas_Fryer_E4 | F3 | Commercial | Office | Existing | Food Preparation | Natural Gas | Fryer | E4 | PACT BC Ratio | 0 | 0 | 0 | 0 | 0 | 0 | 0 | 0 | 0 | 0 | 0 | 0 | 0 | 0 | 0 | 0 | 0 | 0 | 0 | 0 | 0 | 0 | 0 | 0 | 0 | 0 | 0 | 0 | 0 | 0 | 0 | 0 | 0
F3_Commercial_Office_Existing_Food Preparation_Natural Gas_Fryer_E5 | F3 | Commercial | Office | Existing | Food Preparation | Natural Gas | Fryer | E5 | PACT BC Ratio | 0 | 0 | 0 | 0 | 0 | 0 | 0 | 0 | 0 | 0 | 0 | 0 | 0 | 0 | 0 | 0 | 0 | 0 | 0 | 0 | 0 | 0 | 0 | 0 | 0 | 0 | 0 | 0 | 0 | 0 | 0 | 0 | 0
F3_Commercial_Office_Existing_Food Preparation_Natural Gas_Fryer_E6 | F3 | Commercial | Office | Existing | Food Preparation | Natural Gas | Fryer | E6 | PACT BC Ratio | 0 | 0 | 0 | 0 | 0 | 0 | 0 | 0 | 0 | 0 | 0 | 0 | 0 | 0 | 0 | 0 | 0 | 0 | 0 | 0 | 0 | 0 | 0 | 0 | 0 | 0 | 0 | 0 | 0 | 0 | 0 | 0 | 0
F3_Commercial_Office_Existing_Food Preparation_Natural Gas_Fryer_E7 | F3 | Commercial | Office | Existing | Food Preparation | Natural Gas | Fryer | E7 | PACT BC Ratio | 0 | 0 | 0 | 0 | 0 | 0 | 0 | 0 | 0 | 0 | 0 | 0 | 0 | 0 | 0 | 0 | 0 | 0 | 0 | 0 | 0 | 0 | 0 | 0 | 0 | 0 | 0 | 0 | 0 | 0 | 0 | 0 | 0
F3_Commercial_Office_Existing_Food Preparation_Natural Gas_Fryer_E8 | F3 | Commercial | Office | Existing | Food Preparation | Natural Gas | Fryer | E8 | PACT BC Ratio | 0 | 0 | 0 | 0 | 0 | 0 | 0 | 0 | 0 | 0 | 0 | 0 | 0 | 0 | 0 | 0 | 0 | 0 | 0 | 0 | 0 | 0 | 0 | 0 | 0 | 0 | 0 | 0 | 0 | 0 | 0 | 0 | 0
F3_Commercial_Office_Existing_Food Preparation_Natural Gas_Fryer_E9 | F3 | Commercial | Office | Existing | Food Preparation | Natural Gas | Fryer | E9 | PACT BC Ratio | 0 | 0 | 0 | 0 | 0 | 0 | 0 | 0 | 0 | 0 | 0 | 0 | 0 | 0 | 0 | 0 | 0 | 0 | 0 | 0 | 0 | 0 | 0 | 0 | 0 | 0 | 0 | 0 | 0 | 0 | 0 | 0 | 0
F3_Commercial_Office_Existing_Food Preparation_Natural Gas_Fryer_E10 | F3 | Commercial | Office | Existing | Food Preparation | Natural Gas | Fryer | E10 | PACT BC Ratio | 0 | 0 | 0 | 0 | 0 | 0 | 0 | 0 | 0 | 0 | 0 | 0 | 0 | 0 | 0 | 0 | 0 | 0 | 0 | 0 | 0 | 0 | 0 | 0 | 0 | 0 | 0 | 0 | 0 | 0 | 0 | 0 | 0
F4_Commercial_Office_Existing_Food Preparation_Natural Gas_Fryer_E1 | F4 | Commercial | Office | Existing | Food Preparation | Natural Gas | Fryer | E1 | RVT BC Ratio | 1 | 1 | 1 | 0 | 0 | 0 | 0 | 0 | 0 | 0 | 0 | 0 | 0 | 0 | 0 | 0 | 0 | 0 | 0 | 0 | 0 | 0 | 0 | 0 | 0 | 0 | 0 | 0 | 0 | 0 | 0 | 0 | 0
F4_Commercial_Office_Existing_Food Preparation_Natural Gas_Fryer_E2 | F4 | Commercial | Office | Existing | Food Preparation | Natural Gas | Fryer | E2 | RVT BC Ratio | 4.4816 | 4.4933 | 4.515 | 1 | 1 | 1 | 1 | 1 | 1 | 1 | 1 | 1 | 1 | 1 | 1 | 1 | 1 | 1 | 1 | 1 | 1 | 1 | 1 | 1 | 1 | 1 | 1 | 1 | 1 | 1 | 1 | 1 | 1
F4_Commercial_Office_Existing_Food Preparation_Natural Gas_Fryer_E3 | F4 | Commercial | Office | Existing | Food Preparation | Natural Gas | Fryer | E3 | RVT BC Ratio | 0 | 0 | 0 | 0 | 0 | 0 | 0 | 0 | 0 | 0 | 0 | 0 | 0 | 0 | 0 | 0 | 0 | 0 | 0 | 0 | 0 | 0 | 0 | 0 | 0 | 0 | 0 | 0 | 0 | 0 | 0 | 0 | 0
F4_Commercial_Office_Existing_Food Preparation_Natural Gas_Fryer_E4 | F4 | Commercial | Office | Existing | Food Preparation | Natural Gas | Fryer | E4 | RVT BC Ratio | 0 | 0 | 0 | 0 | 0 | 0 | 0 | 0 | 0 | 0 | 0 | 0 | 0 | 0 | 0 | 0 | 0 | 0 | 0 | 0 | 0 | 0 | 0 | 0 | 0 | 0 | 0 | 0 | 0 | 0 | 0 | 0 | 0
F4_Commercial_Office_Existing_Food Preparation_Natural Gas_Fryer_E5 | F4 | Commercial | Office | Existing | Food Preparation | Natural Gas | Fryer | E5 | RVT BC Ratio | 0 | 0 | 0 | 0 | 0 | 0 | 0 | 0 | 0 | 0 | 0 | 0 | 0 | 0 | 0 | 0 | 0 | 0 | 0 | 0 | 0 | 0 | 0 | 0 | 0 | 0 | 0 | 0 | 0 | 0 | 0 | 0 | 0
F4_Commercial_Office_Existing_Food Preparation_Natural Gas_Fryer_E6 | F4 | Commercial | Office | Existing | Food Preparation | Natural Gas | Fryer | E6 | RVT BC Ratio | 0 | 0 | 0 | 0 | 0 | 0 | 0 | 0 | 0 | 0 | 0 | 0 | 0 | 0 | 0 | 0 | 0 | 0 | 0 | 0 | 0 | 0 | 0 | 0 | 0 | 0 | 0 | 0 | 0 | 0 | 0 | 0 | 0
F4_Commercial_Office_Existing_Food Preparation_Natural Gas_Fryer_E7 | F4 | Commercial | Office | Existing | Food Preparation | Natural Gas | Fryer | E7 | RVT BC Ratio | 0 | 0 | 0 | 0 | 0 | 0 | 0 | 0 | 0 | 0 | 0 | 0 | 0 | 0 | 0 | 0 | 0 | 0 | 0 | 0 | 0 | 0 | 0 | 0 | 0 | 0 | 0 | 0 | 0 | 0 | 0 | 0 | 0
F4_Commercial_Office_Existing_Food Preparation_Natural Gas_Fryer_E8 | F4 | Commercial | Office | Existing | Food Preparation | Natural Gas | Fryer | E8 | RVT BC Ratio | 0 | 0 | 0 | 0 | 0 | 0 | 0 | 0 | 0 | 0 | 0 | 0 | 0 | 0 | 0 | 0 | 0 | 0 | 0 | 0 | 0 | 0 | 0 | 0 | 0 | 0 | 0 | 0 | 0 | 0 | 0 | 0 | 0
F4_Commercial_Office_Existing_Food Preparation_Natural Gas_Fryer_E9 | F4 | Commercial | Office | Existing | Food Preparation | Natural Gas | Fryer | E9 | RVT BC Ratio | 0 | 0 | 0 | 0 | 0 | 0 | 0 | 0 | 0 | 0 | 0 | 0 | 0 | 0 | 0 | 0 | 0 | 0 | 0 | 0 | 0 | 0 | 0 | 0 | 0 | 0 | 0 | 0 | 0 | 0 | 0 | 0 | 0
F4_Commercial_Office_Existing_Food Preparation_Natural Gas_Fryer_E10 | F4 | Commercial | Office | Existing | Food Preparation | Natural Gas | Fryer | E10 | RVT BC Ratio | 0 | 0 | 0 | 0 | 0 | 0 | 0 | 0 | 0 | 0 | 0 | 0 | 0 | 0 | 0 | 0 | 0 | 0 | 0 | 0 | 0 | 0 | 0 | 0 | 0 | 0 | 0 | 0 | 0 | 0 | 0 | 0 | 0
F5_Commercial_Office_Existing_Food Preparation_Natural Gas_Fryer_E1 | F5 | Commercial | Office | Existing | Food Preparation | Natural Gas | Fryer | E1 | RIM BC Ratio | 1 | 1 | 1 | 0 | 0 | 0 | 0 | 0 | 0 | 0 | 0 | 0 | 0 | 0 | 0 | 0 | 0 | 0 | 0 | 0 | 0 | 0 | 0 | 0 | 0 | 0 | 0 | 0 | 0 | 0 | 0 | 0 | 0
F5_Commercial_Office_Existing_Food Preparation_Natural Gas_Fryer_E2 | F5 | Commercial | Office | Existing | Food Preparation | Natural Gas | Fryer | E2 | RIM BC Ratio | 0.67422 | 0.67462 | 0.67536 | 1 | 1 | 1 | 1 | 1 | 1 | 1 | 1 | 1 | 1 | 1 | 1 | 1 | 1 | 1 | 1 | 1 | 1 | 1 | 1 | 1 | 1 | 1 | 1 | 1 | 1 | 1 | 1 | 1 | 1
F5_Commercial_Office_Existing_Food Preparation_Natural Gas_Fryer_E3 | F5 | Commercial | Office | Existing | Food Preparation | Natural Gas | Fryer | E3 | RIM BC Ratio | 0 | 0 | 0 | 0 | 0 | 0 | 0 | 0 | 0 | 0 | 0 | 0 | 0 | 0 | 0 | 0 | 0 | 0 | 0 | 0 | 0 | 0 | 0 | 0 | 0 | 0 | 0 | 0 | 0 | 0 | 0 | 0 | 0
F5_Commercial_Office_Existing_Food Preparation_Natural Gas_Fryer_E4 | F5 | Commercial | Office | Existing | Food Preparation | Natural Gas | Fryer | E4 | RIM BC Ratio | 0 | 0 | 0 | 0 | 0 | 0 | 0 | 0 | 0 | 0 | 0 | 0 | 0 | 0 | 0 | 0 | 0 | 0 | 0 | 0 | 0 | 0 | 0 | 0 | 0 | 0 | 0 | 0 | 0 | 0 | 0 | 0 | 0
F5_Commercial_Office_Existing_Food Preparation_Natural Gas_Fryer_E5 | F5 | Commercial | Office | Existing | Food Preparation | Natural Gas | Fryer | E5 | RIM BC Ratio | 0 | 0 | 0 | 0 | 0 | 0 | 0 | 0 | 0 | 0 | 0 | 0 | 0 | 0 | 0 | 0 | 0 | 0 | 0 | 0 | 0 | 0 | 0 | 0 | 0 | 0 | 0 | 0 | 0 | 0 | 0 | 0 | 0
F5_Commercial_Office_Existing_Food Preparation_Natural Gas_Fryer_E6 | F5 | Commercial | Office | Existing | Food Preparation | Natural Gas | Fryer | E6 | RIM BC Ratio | 0 | 0 | 0 | 0 | 0 | 0 | 0 | 0 | 0 | 0 | 0 | 0 | 0 | 0 | 0 | 0 | 0 | 0 | 0 | 0 | 0 | 0 | 0 | 0 | 0 | 0 | 0 | 0 | 0 | 0 | 0 | 0 | 0
F5_Commercial_Office_Existing_Food Preparation_Natural Gas_Fryer_E7 | F5 | Commercial | Office | Existing | Food Preparation | Natural Gas | Fryer | E7 | RIM BC Ratio | 0 | 0 | 0 | 0 | 0 | 0 | 0 | 0 | 0 | 0 | 0 | 0 | 0 | 0 | 0 | 0 | 0 | 0 | 0 | 0 | 0 | 0 | 0 | 0 | 0 | 0 | 0 | 0 | 0 | 0 | 0 | 0 | 0
F5_Commercial_Office_Existing_Food Preparation_Natural Gas_Fryer_E8 | F5 | Commercial | Office | Existing | Food Preparation | Natural Gas | Fryer | E8 | RIM BC Ratio | 0 | 0 | 0 | 0 | 0 | 0 | 0 | 0 | 0 | 0 | 0 | 0 | 0 | 0 | 0 | 0 | 0 | 0 | 0 | 0 | 0 | 0 | 0 | 0 | 0 | 0 | 0 | 0 | 0 | 0 | 0 | 0 | 0
F5_Commercial_Office_Existing_Food Preparation_Natural Gas_Fryer_E9 | F5 | Commercial | Office | Existing | Food Preparation | Natural Gas | Fryer | E9 | RIM BC Ratio | 0 | 0 | 0 | 0 | 0 | 0 | 0 | 0 | 0 | 0 | 0 | 0 | 0 | 0 | 0 | 0 | 0 | 0 | 0 | 0 | 0 | 0 | 0 | 0 | 0 | 0 | 0 | 0 | 0 | 0 | 0 | 0 | 0
F5_Commercial_Office_Existing_Food Preparation_Natural Gas_Fryer_E10 | F5 | Commercial | Office | Existing | Food Preparation | Natural Gas | Fryer | E10 | RIM BC Ratio | 0 | 0 | 0 | 0 | 0 | 0 | 0 | 0 | 0 | 0 | 0 | 0 | 0 | 0 | 0 | 0 | 0 | 0 | 0 | 0 | 0 | 0 | 0 | 0 | 0 | 0 | 0 | 0 | 0 | 0 | 0 | 0 | 0
F0_Commercial_Office_Existing_Food Preparation_Natural Gas_Broiler_E0 | F0 | Commercial | Office | Existing | Food Preparation | Natural Gas | Broiler | E0 | Economic Unit | Infrared Burners | Infrared Burners | Infrared Burners | Infrared Burners | Infrared Burners | Infrared Burners | Infrared Burners | Infrared Burners | Infrared Burners | Infrared Burners | Infrared Burners | Infrared Burners | Infrared Burners | Infrared Burners | Infrared Burners | Infrared Burners | Infrared Burners | Infrared Burners | Infrared Burners | Infrared Burners | Infrared Burners | Infrared Burners | Infrared Burners | Infrared Burners | Infrared Burners | Infrared Burners | Infrared Burners | Infrared Burners | Infrared Burners | Infrared Burners | Infrared Burners | Infrared Burners | Infrared Burners
F1_Commercial_Office_Existing_Food Preparation_Natural Gas_Broiler_E1 | F1 | Commercial | Office | Existing | Food Preparation | Natural Gas | Broiler | E1 | CCE | 0 | 0 | 0 | 0 | 0 | 0 | 0 | 0 | 0 | 0 | 0 | 0 | 0 | 0 | 0 | 0 | 0 | 0 | 0 | 0 | 0 | 0 | 0 | 0 | 0 | 0 | 0 | 0 | 0 | 0 | 0 | 0 | 0
F1_Commercial_Office_Existing_Food Preparation_Natural Gas_Broiler_E2 | F1 | Commercial | Office | Existing | Food Preparation | Natural Gas | Broiler | E2 | CCE | 0.62853 | 0.62853 | 0.62853 | 0.62853 | 0.62853 | 0.62853 | 0.62853 | 0.62853 | 0.62853 | 0.62853 | 0.62853 | 0.62853 | 0.62853 | 0.62853 | 0.62853 | 0.62853 | 0.62853 | 0.62853 | 0.62853 | 0.62853 | 0.62853 | 0.62853 | 0.62853 | 0.62853 | 0.62853 | 0.62853 | 0.62853 | 0.62853 | 0.62853 | 0.62853 | 0.62853 | 0.62853 | 0.62853
F1_Commercial_Office_Existing_Food Preparation_Natural Gas_Broiler_E3 | F1 | Commercial | Office | Existing | Food Preparation | Natural Gas | Broiler | E3 | CCE | 0 | 0 | 0 | 0 | 0 | 0 | 0 | 0 | 0 | 0 | 0 | 0 | 0 | 0 | 0 | 0 | 0 | 0 | 0 | 0 | 0 | 0 | 0 | 0 | 0 | 0 | 0 | 0 | 0 | 0 | 0 | 0 | 0
F1_Commercial_Office_Existing_Food Preparation_Natural Gas_Broiler_E4 | F1 | Commercial | Office | Existing | Food Preparation | Natural Gas | Broiler | E4 | CCE | 0 | 0 | 0 | 0 | 0 | 0 | 0 | 0 | 0 | 0 | 0 | 0 | 0 | 0 | 0 | 0 | 0 | 0 | 0 | 0 | 0 | 0 | 0 | 0 | 0 | 0 | 0 | 0 | 0 | 0 | 0 | 0 | 0
F1_Commercial_Office_Existing_Food Preparation_Natural Gas_Broiler_E5 | F1 | Commercial | Office | Existing | Food Preparation | Natural Gas | Broiler | E5 | CCE | 0 | 0 | 0 | 0 | 0 | 0 | 0 | 0 | 0 | 0 | 0 | 0 | 0 | 0 | 0 | 0 | 0 | 0 | 0 | 0 | 0 | 0 | 0 | 0 | 0 | 0 | 0 | 0 | 0 | 0 | 0 | 0 | 0
F1_Commercial_Office_Existing_Food Preparation_Natural Gas_Broiler_E6 | F1 | Commercial | Office | Existing | Food Preparation | Natural Gas | Broiler | E6 | CCE | 0 | 0 | 0 | 0 | 0 | 0 | 0 | 0 | 0 | 0 | 0 | 0 | 0 | 0 | 0 | 0 | 0 | 0 | 0 | 0 | 0 | 0 | 0 | 0 | 0 | 0 | 0 | 0 | 0 | 0 | 0 | 0 | 0
F1_Commercial_Office_Existing_Food Preparation_Natural Gas_Broiler_E7 | F1 | Commercial | Office | Existing | Food Preparation | Natural Gas | Broiler | E7 | CCE | 0 | 0 | 0 | 0 | 0 | 0 | 0 | 0 | 0 | 0 | 0 | 0 | 0 | 0 | 0 | 0 | 0 | 0 | 0 | 0 | 0 | 0 | 0 | 0 | 0 | 0 | 0 | 0 | 0 | 0 | 0 | 0 | 0
F1_Commercial_Office_Existing_Food Preparation_Natural Gas_Broiler_E8 | F1 | Commercial | Office | Existing | Food Preparation | Natural Gas | Broiler | E8 | CCE | 0 | 0 | 0 | 0 | 0 | 0 | 0 | 0 | 0 | 0 | 0 | 0 | 0 | 0 | 0 | 0 | 0 | 0 | 0 | 0 | 0 | 0 | 0 | 0 | 0 | 0 | 0 | 0 | 0 | 0 | 0 | 0 | 0
F1_Commercial_Office_Existing_Food Preparation_Natural Gas_Broiler_E9 | F1 | Commercial | Office | Existing | Food Preparation | Natural Gas | Broiler | E9 | CCE | 0 | 0 | 0 | 0 | 0 | 0 | 0 | 0 | 0 | 0 | 0 | 0 | 0 | 0 | 0 | 0 | 0 | 0 | 0 | 0 | 0 | 0 | 0 | 0 | 0 | 0 | 0 | 0 | 0 | 0 | 0 | 0 | 0
F1_Commercial_Office_Existing_Food Preparation_Natural Gas_Broiler_E10 | F1 | Commercial | Office | Existing | Food Preparation | Natural Gas | Broiler | E10 | CCE | 0 | 0 | 0 | 0 | 0 | 0 | 0 | 0 | 0 | 0 | 0 | 0 | 0 | 0 | 0 | 0 | 0 | 0 | 0 | 0 | 0 | 0 | 0 | 0 | 0 | 0 | 0 | 0 | 0 | 0 | 0 | 0 | 0
F2_Commercial_Office_Existing_Food Preparation_Natural Gas_Broiler_E1 | F2 | Commercial | Office | Existing | Food Preparation | Natural Gas | Broiler | E1 | TRC BC Ratio | bar: 2019 to 2051
F2_Commercial_Office_Existing_Food Preparation_Natural Gas_Broiler_E2 | F2 | Commercial | Office | Existing | Food Preparation | Natural Gas | Broiler | E2 | TRC BC Ratio | 2.2386 | 2.2557 | 2.2748 | 2.2957 | 2.3196 | 2.3473 | 2.3697 | 2.3913 | 2.4131 | 2.4359 | 2.4576 | 2.4775 | 2.4979 | 2.5193 | 2.543 | 2.5661 | 2.5906 | 2.6165 | 2.6435 | 2.671 | 2.6988 | 2.7247 | 2.7482 | 2.7689 | 2.7868 | 2.8022 | 2.8129 | 2.8208 | 2.8277 | 2.8336 | 2.8394 | 2.842 | 2.842
F2_Commercial_Office_Existing_Food Preparation_Natural Gas_Broiler_E3 | F2 | Commercial | Office | Existing | Food Preparation | Natural Gas | Broiler | E3 | TRC BC Ratio | 0 | 0 | 0 | 0 | 0 | 0 | 0 | 0 | 0 | 0 | 0 | 0 | 0 | 0 | 0 | 0 | 0 | 0 | 0 | 0 | 0 | 0 | 0 | 0 | 0 | 0 | 0 | 0 | 0 | 0 | 0 | 0 | 0
F2_Commercial_Office_Existing_Food Preparation_Natural Gas_Broiler_E4 | F2 | Commercial | Office | Existing | Food Preparation | Natural Gas | Broiler | E4 | TRC BC Ratio | 0 | 0 | 0 | 0 | 0 | 0 | 0 | 0 | 0 | 0 | 0 | 0 | 0 | 0 | 0 | 0 | 0 | 0 | 0 | 0 | 0 | 0 | 0 | 0 | 0 | 0 | 0 | 0 | 0 | 0 | 0 | 0 | 0
F2_Commercial_Office_Existing_Food Preparation_Natural Gas_Broiler_E5 | F2 | Commercial | Office | Existing | Food Preparation | Natural Gas | Broiler | E5 | TRC BC Ratio | 0 | 0 | 0 | 0 | 0 | 0 | 0 | 0 | 0 | 0 | 0 | 0 | 0 | 0 | 0 | 0 | 0 | 0 | 0 | 0 | 0 | 0 | 0 | 0 | 0 | 0 | 0 | 0 | 0 | 0 | 0 | 0 | 0
F2_Commercial_Office_Existing_Food Preparation_Natural Gas_Broiler_E6 | F2 | Commercial | Office | Existing | Food Preparation | Natural Gas | Broiler | E6 | TRC BC Ratio | 0 | 0 | 0 | 0 | 0 | 0 | 0 | 0 | 0 | 0 | 0 | 0 | 0 | 0 | 0 | 0 | 0 | 0 | 0 | 0 | 0 | 0 | 0 | 0 | 0 | 0 | 0 | 0 | 0 | 0 | 0 | 0 | 0
F2_Commercial_Office_Existing_Food Preparation_Natural Gas_Broiler_E7 | F2 | Commercial | Office | Existing | Food Preparation | Natural Gas | Broiler | E7 | TRC BC Ratio | 0 | 0 | 0 | 0 | 0 | 0 | 0 | 0 | 0 | 0 | 0 | 0 | 0 | 0 | 0 | 0 | 0 | 0 | 0 | 0 | 0 | 0 | 0 | 0 | 0 | 0 | 0 | 0 | 0 | 0 | 0 | 0 | 0
F2_Commercial_Office_Existing_Food Preparation_Natural Gas_Broiler_E8 | F2 | Commercial | Office | Existing | Food Preparation | Natural Gas | Broiler | E8 | TRC BC Ratio | 0 | 0 | 0 | 0 | 0 | 0 | 0 | 0 | 0 | 0 | 0 | 0 | 0 | 0 | 0 | 0 | 0 | 0 | 0 | 0 | 0 | 0 | 0 | 0 | 0 | 0 | 0 | 0 | 0 | 0 | 0 | 0 | 0
F2_Commercial_Office_Existing_Food Preparation_Natural Gas_Broiler_E9 | F2 | Commercial | Office | Existing | Food Preparation | Natural Gas | Broiler | E9 | TRC BC Ratio | 0 | 0 | 0 | 0 | 0 | 0 | 0 | 0 | 0 | 0 | 0 | 0 | 0 | 0 | 0 | 0 | 0 | 0 | 0 | 0 | 0 | 0 | 0 | 0 | 0 | 0 | 0 | 0 | 0 | 0 | 0 | 0 | 0
F2_Commercial_Office_Existing_Food Preparation_Natural Gas_Broiler_E10 | F2 | Commercial | Office | Existing | Food Preparation | Natural Gas | Broiler | E10 | TRC BC Ratio | 0 | 0 | 0 | 0 | 0 | 0 | 0 | 0 | 0 | 0 | 0 | 0 | 0 | 0 | 0 | 0 | 0 | 0 | 0 | 0 | 0 | 0 | 0 | 0 | 0 | 0 | 0 | 0 | 0 | 0 | 0 | 0 | 0
F3_Commercial_Office_Existing_Food Preparation_Natural Gas_Broiler_E1 | F3 | Commercial | Office | Existing | Food Preparation | Natural Gas | Broiler | E1 | PACT BC Ratio | bar: 2019 to 2051
F3_Commercial_Office_Existing_Food Preparation_Natural Gas_Broiler_E2 | F3 | Commercial | Office | Existing | Food Preparation | Natural Gas | Broiler | E2 | PACT BC Ratio | 2.9849 | 3.0076 | 3.033 | 3.061 | 3.0929 | 3.1297 | 3.1596 | 3.1884 | 3.2175 | 3.2479 | 3.2768 | 3.3034 | 3.3306 | 3.3591 | 3.3906 | 3.4215 | 3.4542 | 3.4887 | 3.5247 | 3.5614 | 3.5983 | 3.633 | 3.6642 | 3.6918 | 3.7157 | 3.7363 | 3.7505 | 3.7611 | 3.7703 | 3.7781 | 3.7859 | 3.7893 | 3.7893
F3_Commercial_Office_Existing_Food Preparation_Natural Gas_Broiler_E3 | F3 | Commercial | Office | Existing | Food Preparation | Natural Gas | Broiler | E3 | PACT BC Ratio | 0 | 0 | 0 | 0 | 0 | 0 | 0 | 0 | 0 | 0 | 0 | 0 | 0 | 0 | 0 | 0 | 0 | 0 | 0 | 0 | 0 | 0 | 0 | 0 | 0 | 0 | 0 | 0 | 0 | 0 | 0 | 0 | 0
F3_Commercial_Office_Existing_Food Preparation_Natural Gas_Broiler_E4 | F3 | Commercial | Office | Existing | Food Preparation | Natural Gas | Broiler | E4 | PACT BC Ratio | 0 | 0 | 0 | 0 | 0 | 0 | 0 | 0 | 0 | 0 | 0 | 0 | 0 | 0 | 0 | 0 | 0 | 0 | 0 | 0 | 0 | 0 | 0 | 0 | 0 | 0 | 0 | 0 | 0 | 0 | 0 | 0 | 0
F3_Commercial_Office_Existing_Food Preparation_Natural Gas_Broiler_E5 | F3 | Commercial | Office | Existing | Food Preparation | Natural Gas | Broiler | E5 | PACT BC Ratio | 0 | 0 | 0 | 0 | 0 | 0 | 0 | 0 | 0 | 0 | 0 | 0 | 0 | 0 | 0 | 0 | 0 | 0 | 0 | 0 | 0 | 0 | 0 | 0 | 0 | 0 | 0 | 0 | 0 | 0 | 0 | 0 | 0
F3_Commercial_Office_Existing_Food Preparation_Natural Gas_Broiler_E6 | F3 | Commercial | Office | Existing | Food Preparation | Natural Gas | Broiler | E6 | PACT BC Ratio | 0 | 0 | 0 | 0 | 0 | 0 | 0 | 0 | 0 | 0 | 0 | 0 | 0 | 0 | 0 | 0 | 0 | 0 | 0 | 0 | 0 | 0 | 0 | 0 | 0 | 0 | 0 | 0 | 0 | 0 | 0 | 0 | 0
F3_Commercial_Office_Existing_Food Preparation_Natural Gas_Broiler_E7 | F3 | Commercial | Office | Existing | Food Preparation | Natural Gas | Broiler | E7 | PACT BC Ratio | 0 | 0 | 0 | 0 | 0 | 0 | 0 | 0 | 0 | 0 | 0 | 0 | 0 | 0 | 0 | 0 | 0 | 0 | 0 | 0 | 0 | 0 | 0 | 0 | 0 | 0 | 0 | 0 | 0 | 0 | 0 | 0 | 0
F3_Commercial_Office_Existing_Food Preparation_Natural Gas_Broiler_E8 | F3 | Commercial | Office | Existing | Food Preparation | Natural Gas | Broiler | E8 | PACT BC Ratio | 0 | 0 | 0 | 0 | 0 | 0 | 0 | 0 | 0 | 0 | 0 | 0 | 0 | 0 | 0 | 0 | 0 | 0 | 0 | 0 | 0 | 0 | 0 | 0 | 0 | 0 | 0 | 0 | 0 | 0 | 0 | 0 | 0
F3_Commercial_Office_Existing_Food Preparation_Natural Gas_Broiler_E9 | F3 | Commercial | Office | Existing | Food Preparation | Natural Gas | Broiler | E9 | PACT BC Ratio | 0 | 0 | 0 | 0 | 0 | 0 | 0 | 0 | 0 | 0 | 0 | 0 | 0 | 0 | 0 | 0 | 0 | 0 | 0 | 0 | 0 | 0 | 0 | 0 | 0 | 0 | 0 | 0 | 0 | 0 | 0 | 0 | 0
F3_Commercial_Office_Existing_Food Preparation_Natural Gas_Broiler_E10 | F3 | Commercial | Office | Existing | Food Preparation | Natural Gas | Broiler | E10 | PACT BC Ratio | 0 | 0 | 0 | 0 | 0 | 0 | 0 | 0 | 0 | 0 | 0 | 0 | 0 | 0 | 0 | 0 | 0 | 0 | 0 | 0 | 0 | 0 | 0 | 0 | 0 | 0 | 0 | 0 | 0 | 0 | 0 | 0 | 0
F4_Commercial_Office_Existing_Food Preparation_Natural Gas_Broiler_E1 | F4 | Commercial | Office | Existing | Food Preparation | Natural Gas | Broiler | E1 | RVT BC Ratio | bar: 2019 to 2051
F4_Commercial_Office_Existing_Food Preparation_Natural Gas_Broiler_E2 | F4 | Commercial | Office | Existing | Food Preparation | Natural Gas | Broiler | E2 | RVT BC Ratio | 3.9184 | 3.943 | 3.9704 | 4.0005 | 4.0349 | 4.0747 | 4.1069 | 4.1379 | 4.1693 | 4.202 | 4.2332 | 4.2619 | 4.2912 | 4.322 | 4.356 | 4.3892 | 4.4245 | 4.4617 | 4.5005 | 4.5401 | 4.5799 | 4.6173 | 4.651 | 4.6808 | 4.7065 | 4.7286 | 4.744 | 4.7554 | 4.7653 | 4.7738 | 4.7822 | 4.7859 | 4.7859
F4_Commercial_Office_Existing_Food Preparation_Natural Gas_Broiler_E3 | F4 | Commercial | Office | Existing | Food Preparation | Natural Gas | Broiler | E3 | RVT BC Ratio | 0 | 0 | 0 | 0 | 0 | 0 | 0 | 0 | 0 | 0 | 0 | 0 | 0 | 0 | 0 | 0 | 0 | 0 | 0 | 0 | 0 | 0 | 0 | 0 | 0 | 0 | 0 | 0 | 0 | 0 | 0 | 0 | 0
F4_Commercial_Office_Existing_Food Preparation_Natural Gas_Broiler_E4 | F4 | Commercial | Office | Existing | Food Preparation | Natural Gas | Broiler | E4 | RVT BC Ratio | 0 | 0 | 0 | 0 | 0 | 0 | 0 | 0 | 0 | 0 | 0 | 0 | 0 | 0 | 0 | 0 | 0 | 0 | 0 | 0 | 0 | 0 | 0 | 0 | 0 | 0 | 0 | 0 | 0 | 0 | 0 | 0 | 0
F4_Commercial_Office_Existing_Food Preparation_Natural Gas_Broiler_E5 | F4 | Commercial | Office | Existing | Food Preparation | Natural Gas | Broiler | E5 | RVT BC Ratio | 0 | 0 | 0 | 0 | 0 | 0 | 0 | 0 | 0 | 0 | 0 | 0 | 0 | 0 | 0 | 0 | 0 | 0 | 0 | 0 | 0 | 0 | 0 | 0 | 0 | 0 | 0 | 0 | 0 | 0 | 0 | 0 | 0
F4_Commercial_Office_Existing_Food Preparation_Natural Gas_Broiler_E6 | F4 | Commercial | Office | Existing | Food Preparation | Natural Gas | Broiler | E6 | RVT BC Ratio | 0 | 0 | 0 | 0 | 0 | 0 | 0 | 0 | 0 | 0 | 0 | 0 | 0 | 0 | 0 | 0 | 0 | 0 | 0 | 0 | 0 | 0 | 0 | 0 | 0 | 0 | 0 | 0 | 0 | 0 | 0 | 0 | 0
F4_Commercial_Office_Existing_Food Preparation_Natural Gas_Broiler_E7 | F4 | Commercial | Office | Existing | Food Preparation | Natural Gas | Broiler | E7 | RVT BC Ratio | 0 | 0 | 0 | 0 | 0 | 0 | 0 | 0 | 0 | 0 | 0 | 0 | 0 | 0 | 0 | 0 | 0 | 0 | 0 | 0 | 0 | 0 | 0 | 0 | 0 | 0 | 0 | 0 | 0 | 0 | 0 | 0 | 0
F4_Commercial_Office_Existing_Food Preparation_Natural Gas_Broiler_E8 | F4 | Commercial | Office | Existing | Food Preparation | Natural Gas | Broiler | E8 | RVT BC Ratio | 0 | 0 | 0 | 0 | 0 | 0 | 0 | 0 | 0 | 0 | 0 | 0 | 0 | 0 | 0 | 0 | 0 | 0 | 0 | 0 | 0 | 0 | 0 | 0 | 0 | 0 | 0 | 0 | 0 | 0 | 0 | 0 | 0
F4_Commercial_Office_Existing_Food Preparation_Natural Gas_Broiler_E9 | F4 | Commercial | Office | Existing | Food Preparation | Natural Gas | Broiler | E9 | RVT BC Ratio | 0 | 0 | 0 | 0 | 0 | 0 | 0 | 0 | 0 | 0 | 0 | 0 | 0 | 0 | 0 | 0 | 0 | 0 | 0 | 0 | 0 | 0 | 0 | 0 | 0 | 0 | 0 | 0 | 0 | 0 | 0 | 0 | 0
F4_Commercial_Office_Existing_Food Preparation_Natural Gas_Broiler_E10 | F4 | Commercial | Office | Existing | Food Preparation | Natural Gas | Broiler | E10 | RVT BC Ratio | 0 | 0 | 0 | 0 | 0 | 0 | 0 | 0 | 0 | 0 | 0 | 0 | 0 | 0 | 0 | 0 | 0 | 0 | 0 | 0 | 0 | 0 | 0 | 0 | 0 | 0 | 0 | 0 | 0 | 0 | 0 | 0 | 0
F5_Commercial_Office_Existing_Food Preparation_Natural Gas_Broiler_E1 | F5 | Commercial | Office | Existing | Food Preparation | Natural Gas | Broiler | E1 | RIM BC Ratio | bar: 2019 to 2051
F5_Commercial_Office_Existing_Food Preparation_Natural Gas_Broiler_E2 | F5 | Commercial | Office | Existing | Food Preparation | Natural Gas | Broiler | E2 | RIM BC Ratio | 0.65228 | 0.65336 | 0.65455 | 0.65584 | 0.65729 | 0.65894 | 0.66026 | 0.6615 | 0.66275 | 0.66403 | 0.66523 | 0.66632 | 0.66742 | 0.66856 | 0.6698 | 0.67099 | 0.67224 | 0.67353 | 0.67486 | 0.6762 | 0.67752 | 0.67874 | 0.67982 | 0.68077 | 0.68157 | 0.68226 | 0.68274 | 0.68309 | 0.68339 | 0.68365 | 0.6839 | 0.68401 | 0.68401
F5_Commercial_Office_Existing_Food Preparation_Natural Gas_Broiler_E3 | F5 | Commercial | Office | Existing | Food Preparation | Natural Gas | Broiler | E3 | RIM BC Ratio | 0 | 0 | 0 | 0 | 0 | 0 | 0 | 0 | 0 | 0 | 0 | 0 | 0 | 0 | 0 | 0 | 0 | 0 | 0 | 0 | 0 | 0 | 0 | 0 | 0 | 0 | 0 | 0 | 0 | 0 | 0 | 0 | 0
F5_Commercial_Office_Existing_Food Preparation_Natural Gas_Broiler_E4 | F5 | Commercial | Office | Existing | Food Preparation | Natural Gas | Broiler | E4 | RIM BC Ratio | 0 | 0 | 0 | 0 | 0 | 0 | 0 | 0 | 0 | 0 | 0 | 0 | 0 | 0 | 0 | 0 | 0 | 0 | 0 | 0 | 0 | 0 | 0 | 0 | 0 | 0 | 0 | 0 | 0 | 0 | 0 | 0 | 0
F5_Commercial_Office_Existing_Food Preparation_Natural Gas_Broiler_E5 | F5 | Commercial | Office | Existing | Food Preparation | Natural Gas | Broiler | E5 | RIM BC Ratio | 0 | 0 | 0 | 0 | 0 | 0 | 0 | 0 | 0 | 0 | 0 | 0 | 0 | 0 | 0 | 0 | 0 | 0 | 0 | 0 | 0 | 0 | 0 | 0 | 0 | 0 | 0 | 0 | 0 | 0 | 0 | 0 | 0
F5_Commercial_Office_Existing_Food Preparation_Natural Gas_Broiler_E6 | F5 | Commercial | Office | Existing | Food Preparation | Natural Gas | Broiler | E6 | RIM BC Ratio | 0 | 0 | 0 | 0 | 0 | 0 | 0 | 0 | 0 | 0 | 0 | 0 | 0 | 0 | 0 | 0 | 0 | 0 | 0 | 0 | 0 | 0 | 0 | 0 | 0 | 0 | 0 | 0 | 0 | 0 | 0 | 0 | 0
F5_Commercial_Office_Existing_Food Preparation_Natural Gas_Broiler_E7 | F5 | Commercial | Office | Existing | Food Preparation | Natural Gas | Broiler | E7 | RIM BC Ratio | 0 | 0 | 0 | 0 | 0 | 0 | 0 | 0 | 0 | 0 | 0 | 0 | 0 | 0 | 0 | 0 | 0 | 0 | 0 | 0 | 0 | 0 | 0 | 0 | 0 | 0 | 0 | 0 | 0 | 0 | 0 | 0 | 0
F5_Commercial_Office_Existing_Food Preparation_Natural Gas_Broiler_E8 | F5 | Commercial | Office | Existing | Food Preparation | Natural Gas | Broiler | E8 | RIM BC Ratio | 0 | 0 | 0 | 0 | 0 | 0 | 0 | 0 | 0 | 0 | 0 | 0 | 0 | 0 | 0 | 0 | 0 | 0 | 0 | 0 | 0 | 0 | 0 | 0 | 0 | 0 | 0 | 0 | 0 | 0 | 0 | 0 | 0
F5_Commercial_Office_Existing_Food Preparation_Natural Gas_Broiler_E9 | F5 | Commercial | Office | Existing | Food Preparation | Natural Gas | Broiler | E9 | RIM BC Ratio | 0 | 0 | 0 | 0 | 0 | 0 | 0 | 0 | 0 | 0 | 0 | 0 | 0 | 0 | 0 | 0 | 0 | 0 | 0 | 0 | 0 | 0 | 0 | 0 | 0 | 0 | 0 | 0 | 0 | 0 | 0 | 0 | 0
F5_Commercial_Office_Existing_Food Preparation_Natural Gas_Broiler_E10 | F5 | Commercial | Office | Existing | Food Preparation | Natural Gas | Broiler | E10 | RIM BC Ratio | 0 | 0 | 0 | 0 | 0 | 0 | 0 | 0 | 0 | 0 | 0 | 0 | 0 | 0 | 0 | 0 | 0 | 0 | 0 | 0 | 0 | 0 | 0 | 0 | 0 | 0 | 0 | 0 | 0 | 0 | 0 | 0 | 0
F0_Commercial_Office_Existing_Food Preparation_Natural Gas_Griddle_E0 | F0 | Commercial | Office | Existing | Food Preparation | Natural Gas | Griddle | E0 | Economic Unit | Standard | Standard | Standard | Standard | Standard | Standard | Standard | Standard | Standard | Standard | Standard | Standard | Standard | Standard | Standard | Standard | Standard | Standard | Standard | Standard | Standard | Standard | Standard | Standard | Standard | Standard | ENERGY STAR | ENERGY STAR | ENERGY STAR | ENERGY STAR | ENERGY STAR | ENERGY STAR | ENERGY STAR
F1_Commercial_Office_Existing_Food Preparation_Natural Gas_Griddle_E1 | F1 | Commercial | Office | Existing | Food Preparation | Natural Gas | Griddle | E1 | CCE | 0 | 0 | 0 | 0 | 0 | 0 | 0 | 0 | 0 | 0 | 0 | 0 | 0 | 0 | 0 | 0 | 0 | 0 | 0 | 0 | 0 | 0 | 0 | 0 | 0 | 0 | 0 | 0 | 0 | 0 | 0 | 0 | 0
F1_Commercial_Office_Existing_Food Preparation_Natural Gas_Griddle_E2 | F1 | Commercial | Office | Existing | Food Preparation | Natural Gas | Griddle | E2 | CCE | 1.768 | 1.768 | 1.768 | 1.768 | 1.768 | 1.768 | 1.768 | 1.768 | 1.768 | 1.768 | 1.768 | 1.768 | 1.768 | 1.768 | 1.768 | 1.768 | 1.768 | 1.768 | 1.768 | 1.768 | 1.768 | 1.768 | 1.768 | 1.768 | 1.768 | 1.768 | 1.768 | 1.768 | 1.768 | 1.768 | 1.768 | 1.768 | 1.768
F1_Commercial_Office_Existing_Food Preparation_Natural Gas_Griddle_E3 | F1 | Commercial | Office | Existing | Food Preparation | Natural Gas | Griddle | E3 | CCE | 0 | 0 | 0 | 0 | 0 | 0 | 0 | 0 | 0 | 0 | 0 | 0 | 0 | 0 | 0 | 0 | 0 | 0 | 0 | 0 | 0 | 0 | 0 | 0 | 0 | 0 | 0 | 0 | 0 | 0 | 0 | 0 | 0
F1_Commercial_Office_Existing_Food Preparation_Natural Gas_Griddle_E4 | F1 | Commercial | Office | Existing | Food Preparation | Natural Gas | Griddle | E4 | CCE | 0 | 0 | 0 | 0 | 0 | 0 | 0 | 0 | 0 | 0 | 0 | 0 | 0 | 0 | 0 | 0 | 0 | 0 | 0 | 0 | 0 | 0 | 0 | 0 | 0 | 0 | 0 | 0 | 0 | 0 | 0 | 0 | 0
F1_Commercial_Office_Existing_Food Preparation_Natural Gas_Griddle_E5 | F1 | Commercial | Office | Existing | Food Preparation | Natural Gas | Griddle | E5 | CCE | 0 | 0 | 0 | 0 | 0 | 0 | 0 | 0 | 0 | 0 | 0 | 0 | 0 | 0 | 0 | 0 | 0 | 0 | 0 | 0 | 0 | 0 | 0 | 0 | 0 | 0 | 0 | 0 | 0 | 0 | 0 | 0 | 0
F1_Commercial_Office_Existing_Food Preparation_Natural Gas_Griddle_E6 | F1 | Commercial | Office | Existing | Food Preparation | Natural Gas | Griddle | E6 | CCE | 0 | 0 | 0 | 0 | 0 | 0 | 0 | 0 | 0 | 0 | 0 | 0 | 0 | 0 | 0 | 0 | 0 | 0 | 0 | 0 | 0 | 0 | 0 | 0 | 0 | 0 | 0 | 0 | 0 | 0 | 0 | 0 | 0
F1_Commercial_Office_Existing_Food Preparation_Natural Gas_Griddle_E7 | F1 | Commercial | Office | Existing | Food Preparation | Natural Gas | Griddle | E7 | CCE | 0 | 0 | 0 | 0 | 0 | 0 | 0 | 0 | 0 | 0 | 0 | 0 | 0 | 0 | 0 | 0 | 0 | 0 | 0 | 0 | 0 | 0 | 0 | 0 | 0 | 0 | 0 | 0 | 0 | 0 | 0 | 0 | 0
F1_Commercial_Office_Existing_Food Preparation_Natural Gas_Griddle_E8 | F1 | Commercial | Office | Existing | Food Preparation | Natural Gas | Griddle | E8 | CCE | 0 | 0 | 0 | 0 | 0 | 0 | 0 | 0 | 0 | 0 | 0 | 0 | 0 | 0 | 0 | 0 | 0 | 0 | 0 | 0 | 0 | 0 | 0 | 0 | 0 | 0 | 0 | 0 | 0 | 0 | 0 | 0 | 0
F1_Commercial_Office_Existing_Food Preparation_Natural Gas_Griddle_E9 | F1 | Commercial | Office | Existing | Food Preparation | Natural Gas | Griddle | E9 | CCE | 0 | 0 | 0 | 0 | 0 | 0 | 0 | 0 | 0 | 0 | 0 | 0 | 0 | 0 | 0 | 0 | 0 | 0 | 0 | 0 | 0 | 0 | 0 | 0 | 0 | 0 | 0 | 0 | 0 | 0 | 0 | 0 | 0
F1_Commercial_Office_Existing_Food Preparation_Natural Gas_Griddle_E10 | F1 | Commercial | Office | Existing | Food Preparation | Natural Gas | Griddle | E10 | CCE | 0 | 0 | 0 | 0 | 0 | 0 | 0 | 0 | 0 | 0 | 0 | 0 | 0 | 0 | 0 | 0 | 0 | 0 | 0 | 0 | 0 | 0 | 0 | 0 | 0 | 0 | 0 | 0 | 0 | 0 | 0 | 0 | 0
F2_Commercial_Office_Existing_Food Preparation_Natural Gas_Griddle_E1 | F2 | Commercial | Office | Existing | Food Preparation | Natural Gas | Griddle | E1 | TRC BC Ratio | bar: 2019 to 2051
F2_Commercial_Office_Existing_Food Preparation_Natural Gas_Griddle_E2 | F2 | Commercial | Office | Existing | Food Preparation | Natural Gas | Griddle | E2 | TRC BC Ratio | 0.79587 | 0.80193 | 0.80871 | 0.81616 | 0.82466 | 0.8345 | 0.84247 | 0.85013 | 0.8579 | 0.86599 | 0.87371 | 0.8808 | 0.88805 | 0.89566 | 0.90406 | 0.91228 | 0.921 | 0.9302 | 0.9398 | 0.94959 | 0.95944 | 0.96867 | 0.97701 | 0.98437 | 0.99074 | 0.99622 | 1 | 1.0028 | 1.0053 | 1.0074 | 1.0094 | 1.0104 | 1.0104
F2_Commercial_Office_Existing_Food Preparation_Natural Gas_Griddle_E3 | F2 | Commercial | Office | Existing | Food Preparation | Natural Gas | Griddle | E3 | TRC BC Ratio | 0 | 0 | 0 | 0 | 0 | 0 | 0 | 0 | 0 | 0 | 0 | 0 | 0 | 0 | 0 | 0 | 0 | 0 | 0 | 0 | 0 | 0 | 0 | 0 | 0 | 0 | 0 | 0 | 0 | 0 | 0 | 0 | 0
F2_Commercial_Office_Existing_Food Preparation_Natural Gas_Griddle_E4 | F2 | Commercial | Office | Existing | Food Preparation | Natural Gas | Griddle | E4 | TRC BC Ratio | 0 | 0 | 0 | 0 | 0 | 0 | 0 | 0 | 0 | 0 | 0 | 0 | 0 | 0 | 0 | 0 | 0 | 0 | 0 | 0 | 0 | 0 | 0 | 0 | 0 | 0 | 0 | 0 | 0 | 0 | 0 | 0 | 0
F2_Commercial_Office_Existing_Food Preparation_Natural Gas_Griddle_E5 | F2 | Commercial | Office | Existing | Food Preparation | Natural Gas | Griddle | E5 | TRC BC Ratio | 0 | 0 | 0 | 0 | 0 | 0 | 0 | 0 | 0 | 0 | 0 | 0 | 0 | 0 | 0 | 0 | 0 | 0 | 0 | 0 | 0 | 0 | 0 | 0 | 0 | 0 | 0 | 0 | 0 | 0 | 0 | 0 | 0
F2_Commercial_Office_Existing_Food Preparation_Natural Gas_Griddle_E6 | F2 | Commercial | Office | Existing | Food Preparation | Natural Gas | Griddle | E6 | TRC BC Ratio | 0 | 0 | 0 | 0 | 0 | 0 | 0 | 0 | 0 | 0 | 0 | 0 | 0 | 0 | 0 | 0 | 0 | 0 | 0 | 0 | 0 | 0 | 0 | 0 | 0 | 0 | 0 | 0 | 0 | 0 | 0 | 0 | 0
F2_Commercial_Office_Existing_Food Preparation_Natural Gas_Griddle_E7 | F2 | Commercial | Office | Existing | Food Preparation | Natural Gas | Griddle | E7 | TRC BC Ratio | 0 | 0 | 0 | 0 | 0 | 0 | 0 | 0 | 0 | 0 | 0 | 0 | 0 | 0 | 0 | 0 | 0 | 0 | 0 | 0 | 0 | 0 | 0 | 0 | 0 | 0 | 0 | 0 | 0 | 0 | 0 | 0 | 0
F2_Commercial_Office_Existing_Food Preparation_Natural Gas_Griddle_E8 | F2 | Commercial | Office | Existing | Food Preparation | Natural Gas | Griddle | E8 | TRC BC Ratio | 0 | 0 | 0 | 0 | 0 | 0 | 0 | 0 | 0 | 0 | 0 | 0 | 0 | 0 | 0 | 0 | 0 | 0 | 0 | 0 | 0 | 0 | 0 | 0 | 0 | 0 | 0 | 0 | 0 | 0 | 0 | 0 | 0
F2_Commercial_Office_Existing_Food Preparation_Natural Gas_Griddle_E9 | F2 | Commercial | Office | Existing | Food Preparation | Natural Gas | Griddle | E9 | TRC BC Ratio | 0 | 0 | 0 | 0 | 0 | 0 | 0 | 0 | 0 | 0 | 0 | 0 | 0 | 0 | 0 | 0 | 0 | 0 | 0 | 0 | 0 | 0 | 0 | 0 | 0 | 0 | 0 | 0 | 0 | 0 | 0 | 0 | 0
F2_Commercial_Office_Existing_Food Preparation_Natural Gas_Griddle_E10 | F2 | Commercial | Office | Existing | Food Preparation | Natural Gas | Griddle | E10 | TRC BC Ratio | 0 | 0 | 0 | 0 | 0 | 0 | 0 | 0 | 0 | 0 | 0 | 0 | 0 | 0 | 0 | 0 | 0 | 0 | 0 | 0 | 0 | 0 | 0 | 0 | 0 | 0 | 0 | 0 | 0 | 0 | 0 | 0 | 0
F3_Commercial_Office_Existing_Food Preparation_Natural Gas_Griddle_E1 | F3 | Commercial | Office | Existing | Food Preparation | Natural Gas | Griddle | E1 | PACT BC Ratio | bar: 2019 to 2051
F3_Commercial_Office_Existing_Food Preparation_Natural Gas_Griddle_E2 | F3 | Commercial | Office | Existing | Food Preparation | Natural Gas | Griddle | E2 | PACT BC Ratio | 1.0612 | 1.0692 | 1.0783 | 1.0882 | 1.0996 | 1.1127 | 1.1233 | 1.1335 | 1.1439 | 1.1547 | 1.1649 | 1.1744 | 1.1841 | 1.1942 | 1.2054 | 1.2164 | 1.228 | 1.2403 | 1.2531 | 1.2661 | 1.2793 | 1.2916 | 1.3027 | 1.3125 | 1.321 | 1.3283 | 1.3333 | 1.3371 | 1.3404 | 1.3432 | 1.3459 | 1.3472 | 1.3472
F3_Commercial_Office_Existing_Food Preparation_Natural Gas_Griddle_E3 | F3 | Commercial | Office | Existing | Food Preparation | Natural Gas | Griddle | E3 | PACT BC Ratio | 0 | 0 | 0 | 0 | 0 | 0 | 0 | 0 | 0 | 0 | 0 | 0 | 0 | 0 | 0 | 0 | 0 | 0 | 0 | 0 | 0 | 0 | 0 | 0 | 0 | 0 | 0 | 0 | 0 | 0 | 0 | 0 | 0
F3_Commercial_Office_Existing_Food Preparation_Natural Gas_Griddle_E4 | F3 | Commercial | Office | Existing | Food Preparation | Natural Gas | Griddle | E4 | PACT BC Ratio | 0 | 0 | 0 | 0 | 0 | 0 | 0 | 0 | 0 | 0 | 0 | 0 | 0 | 0 | 0 | 0 | 0 | 0 | 0 | 0 | 0 | 0 | 0 | 0 | 0 | 0 | 0 | 0 | 0 | 0 | 0 | 0 | 0
F3_Commercial_Office_Existing_Food Preparation_Natural Gas_Griddle_E5 | F3 | Commercial | Office | Existing | Food Preparation | Natural Gas | Griddle | E5 | PACT BC Ratio | 0 | 0 | 0 | 0 | 0 | 0 | 0 | 0 | 0 | 0 | 0 | 0 | 0 | 0 | 0 | 0 | 0 | 0 | 0 | 0 | 0 | 0 | 0 | 0 | 0 | 0 | 0 | 0 | 0 | 0 | 0 | 0 | 0
F3_Commercial_Office_Existing_Food Preparation_Natural Gas_Griddle_E6 | F3 | Commercial | Office | Existing | Food Preparation | Natural Gas | Griddle | E6 | PACT BC Ratio | 0 | 0 | 0 | 0 | 0 | 0 | 0 | 0 | 0 | 0 | 0 | 0 | 0 | 0 | 0 | 0 | 0 | 0 | 0 | 0 | 0 | 0 | 0 | 0 | 0 | 0 | 0 | 0 | 0 | 0 | 0 | 0 | 0
F3_Commercial_Office_Existing_Food Preparation_Natural Gas_Griddle_E7 | F3 | Commercial | Office | Existing | Food Preparation | Natural Gas | Griddle | E7 | PACT BC Ratio | 0 | 0 | 0 | 0 | 0 | 0 | 0 | 0 | 0 | 0 | 0 | 0 | 0 | 0 | 0 | 0 | 0 | 0 | 0 | 0 | 0 | 0 | 0 | 0 | 0 | 0 | 0 | 0 | 0 | 0 | 0 | 0 | 0
F3_Commercial_Office_Existing_Food Preparation_Natural Gas_Griddle_E8 | F3 | Commercial | Office | Existing | Food Preparation | Natural Gas | Griddle | E8 | PACT BC Ratio | 0 | 0 | 0 | 0 | 0 | 0 | 0 | 0 | 0 | 0 | 0 | 0 | 0 | 0 | 0 | 0 | 0 | 0 | 0 | 0 | 0 | 0 | 0 | 0 | 0 | 0 | 0 | 0 | 0 | 0 | 0 | 0 | 0
F3_Commercial_Office_Existing_Food Preparation_Natural Gas_Griddle_E9 | F3 | Commercial | Office | Existing | Food Preparation | Natural Gas | Griddle | E9 | PACT BC Ratio | 0 | 0 | 0 | 0 | 0 | 0 | 0 | 0 | 0 | 0 | 0 | 0 | 0 | 0 | 0 | 0 | 0 | 0 | 0 | 0 | 0 | 0 | 0 | 0 | 0 | 0 | 0 | 0 | 0 | 0 | 0 | 0 | 0
F3_Commercial_Office_Existing_Food Preparation_Natural Gas_Griddle_E10 | F3 | Commercial | Office | Existing | Food Preparation | Natural Gas | Griddle | E10 | PACT BC Ratio | 0 | 0 | 0 | 0 | 0 | 0 | 0 | 0 | 0 | 0 | 0 | 0 | 0 | 0 | 0 | 0 | 0 | 0 | 0 | 0 | 0 | 0 | 0 | 0 | 0 | 0 | 0 | 0 | 0 | 0 | 0 | 0 | 0
F4_Commercial_Office_Existing_Food Preparation_Natural Gas_Griddle_E1 | F4 | Commercial | Office | Existing | Food Preparation | Natural Gas | Griddle | E1 | RVT BC Ratio | bar: 2019 to 2051
F4_Commercial_Office_Existing_Food Preparation_Natural Gas_Griddle_E2 | F4 | Commercial | Office | Existing | Food Preparation | Natural Gas | Griddle | E2 | RVT BC Ratio | 1.8442 | 1.8529 | 1.8627 | 1.8734 | 1.8856 | 1.8997 | 1.9112 | 1.9222 | 1.9334 | 1.945 | 1.9561 | 1.9663 | 1.9767 | 1.9877 | 1.9998 | 2.0116 | 2.0241 | 2.0373 | 2.0511 | 2.0652 | 2.0794 | 2.0926 | 2.1046 | 2.1152 | 2.1244 | 2.1322 | 2.1377 | 2.1418 | 2.1453 | 2.1483 | 2.1513 | 2.1526 | 2.1526
F4_Commercial_Office_Existing_Food Preparation_Natural Gas_Griddle_E3 | F4 | Commercial | Office | Existing | Food Preparation | Natural Gas | Griddle | E3 | RVT BC Ratio | 0 | 0 | 0 | 0 | 0 | 0 | 0 | 0 | 0 | 0 | 0 | 0 | 0 | 0 | 0 | 0 | 0 | 0 | 0 | 0 | 0 | 0 | 0 | 0 | 0 | 0 | 0 | 0 | 0 | 0 | 0 | 0 | 0
F4_Commercial_Office_Existing_Food Preparation_Natural Gas_Griddle_E4 | F4 | Commercial | Office | Existing | Food Preparation | Natural Gas | Griddle | E4 | RVT BC Ratio | 0 | 0 | 0 | 0 | 0 | 0 | 0 | 0 | 0 | 0 | 0 | 0 | 0 | 0 | 0 | 0 | 0 | 0 | 0 | 0 | 0 | 0 | 0 | 0 | 0 | 0 | 0 | 0 | 0 | 0 | 0 | 0 | 0
F4_Commercial_Office_Existing_Food Preparation_Natural Gas_Griddle_E5 | F4 | Commercial | Office | Existing | Food Preparation | Natural Gas | Griddle | E5 | RVT BC Ratio | 0 | 0 | 0 | 0 | 0 | 0 | 0 | 0 | 0 | 0 | 0 | 0 | 0 | 0 | 0 | 0 | 0 | 0 | 0 | 0 | 0 | 0 | 0 | 0 | 0 | 0 | 0 | 0 | 0 | 0 | 0 | 0 | 0
F4_Commercial_Office_Existing_Food Preparation_Natural Gas_Griddle_E6 | F4 | Commercial | Office | Existing | Food Preparation | Natural Gas | Griddle | E6 | RVT BC Ratio | 0 | 0 | 0 | 0 | 0 | 0 | 0 | 0 | 0 | 0 | 0 | 0 | 0 | 0 | 0 | 0 | 0 | 0 | 0 | 0 | 0 | 0 | 0 | 0 | 0 | 0 | 0 | 0 | 0 | 0 | 0 | 0 | 0
F4_Commercial_Office_Existing_Food Preparation_Natural Gas_Griddle_E7 | F4 | Commercial | Office | Existing | Food Preparation | Natural Gas | Griddle | E7 | RVT BC Ratio | 0 | 0 | 0 | 0 | 0 | 0 | 0 | 0 | 0 | 0 | 0 | 0 | 0 | 0 | 0 | 0 | 0 | 0 | 0 | 0 | 0 | 0 | 0 | 0 | 0 | 0 | 0 | 0 | 0 | 0 | 0 | 0 | 0
F4_Commercial_Office_Existing_Food Preparation_Natural Gas_Griddle_E8 | F4 | Commercial | Office | Existing | Food Preparation | Natural Gas | Griddle | E8 | RVT BC Ratio | 0 | 0 | 0 | 0 | 0 | 0 | 0 | 0 | 0 | 0 | 0 | 0 | 0 | 0 | 0 | 0 | 0 | 0 | 0 | 0 | 0 | 0 | 0 | 0 | 0 | 0 | 0 | 0 | 0 | 0 | 0 | 0 | 0
F4_Commercial_Office_Existing_Food Preparation_Natural Gas_Griddle_E9 | F4 | Commercial | Office | Existing | Food Preparation | Natural Gas | Griddle | E9 | RVT BC Ratio | 0 | 0 | 0 | 0 | 0 | 0 | 0 | 0 | 0 | 0 | 0 | 0 | 0 | 0 | 0 | 0 | 0 | 0 | 0 | 0 | 0 | 0 | 0 | 0 | 0 | 0 | 0 | 0 | 0 | 0 | 0 | 0 | 0
F4_Commercial_Office_Existing_Food Preparation_Natural Gas_Griddle_E10 | F4 | Commercial | Office | Existing | Food Preparation | Natural Gas | Griddle | E10 | RVT BC Ratio | 0 | 0 | 0 | 0 | 0 | 0 | 0 | 0 | 0 | 0 | 0 | 0 | 0 | 0 | 0 | 0 | 0 | 0 | 0 | 0 | 0 | 0 | 0 | 0 | 0 | 0 | 0 | 0 | 0 | 0 | 0 | 0 | 0
F5_Commercial_Office_Existing_Food Preparation_Natural Gas_Griddle_E1 | F5 | Commercial | Office | Existing | Food Preparation | Natural Gas | Griddle | E1 | RIM BC Ratio | bar: 2019 to 2051
F5_Commercial_Office_Existing_Food Preparation_Natural Gas_Griddle_E2 | F5 | Commercial | Office | Existing | Food Preparation | Natural Gas | Griddle | E2 | RIM BC Ratio | 0.46719 | 0.46876 | 0.47048 | 0.47237 | 0.47449 | 0.47691 | 0.47886 | 0.4807 | 0.48256 | 0.48447 | 0.48627 | 0.48791 | 0.48957 | 0.4913 | 0.49318 | 0.49501 | 0.49692 | 0.49892 | 0.50097 | 0.50305 | 0.50511 | 0.50702 | 0.50872 | 0.51021 | 0.51149 | 0.51258 | 0.51333 | 0.51389 | 0.51437 | 0.51478 | 0.51519 | 0.51537 | 0.51537
F5_Commercial_Office_Existing_Food Preparation_Natural Gas_Griddle_E3 | F5 | Commercial | Office | Existing | Food Preparation | Natural Gas | Griddle | E3 | RIM BC Ratio | 0 | 0 | 0 | 0 | 0 | 0 | 0 | 0 | 0 | 0 | 0 | 0 | 0 | 0 | 0 | 0 | 0 | 0 | 0 | 0 | 0 | 0 | 0 | 0 | 0 | 0 | 0 | 0 | 0 | 0 | 0 | 0 | 0
F5_Commercial_Office_Existing_Food Preparation_Natural Gas_Griddle_E4 | F5 | Commercial | Office | Existing | Food Preparation | Natural Gas | Griddle | E4 | RIM BC Ratio | 0 | 0 | 0 | 0 | 0 | 0 | 0 | 0 | 0 | 0 | 0 | 0 | 0 | 0 | 0 | 0 | 0 | 0 | 0 | 0 | 0 | 0 | 0 | 0 | 0 | 0 | 0 | 0 | 0 | 0 | 0 | 0 | 0
F5_Commercial_Office_Existing_Food Preparation_Natural Gas_Griddle_E5 | F5 | Commercial | Office | Existing | Food Preparation | Natural Gas | Griddle | E5 | RIM BC Ratio | 0 | 0 | 0 | 0 | 0 | 0 | 0 | 0 | 0 | 0 | 0 | 0 | 0 | 0 | 0 | 0 | 0 | 0 | 0 | 0 | 0 | 0 | 0 | 0 | 0 | 0 | 0 | 0 | 0 | 0 | 0 | 0 | 0
F5_Commercial_Office_Existing_Food Preparation_Natural Gas_Griddle_E6 | F5 | Commercial | Office | Existing | Food Preparation | Natural Gas | Griddle | E6 | RIM BC Ratio | 0 | 0 | 0 | 0 | 0 | 0 | 0 | 0 | 0 | 0 | 0 | 0 | 0 | 0 | 0 | 0 | 0 | 0 | 0 | 0 | 0 | 0 | 0 | 0 | 0 | 0 | 0 | 0 | 0 | 0 | 0 | 0 | 0
F5_Commercial_Office_Existing_Food Preparation_Natural Gas_Griddle_E7 | F5 | Commercial | Office | Existing | Food Preparation | Natural Gas | Griddle | E7 | RIM BC Ratio | 0 | 0 | 0 | 0 | 0 | 0 | 0 | 0 | 0 | 0 | 0 | 0 | 0 | 0 | 0 | 0 | 0 | 0 | 0 | 0 | 0 | 0 | 0 | 0 | 0 | 0 | 0 | 0 | 0 | 0 | 0 | 0 | 0
F5_Commercial_Office_Existing_Food Preparation_Natural Gas_Griddle_E8 | F5 | Commercial | Office | Existing | Food Preparation | Natural Gas | Griddle | E8 | RIM BC Ratio | 0 | 0 | 0 | 0 | 0 | 0 | 0 | 0 | 0 | 0 | 0 | 0 | 0 | 0 | 0 | 0 | 0 | 0 | 0 | 0 | 0 | 0 | 0 | 0 | 0 | 0 | 0 | 0 | 0 | 0 | 0 | 0 | 0
F5_Commercial_Office_Existing_Food Preparation_Natural Gas_Griddle_E9 | F5 | Commercial | Office | Existing | Food Preparation | Natural Gas | Griddle | E9 | RIM BC Ratio | 0 | 0 | 0 | 0 | 0 | 0 | 0 | 0 | 0 | 0 | 0 | 0 | 0 | 0 | 0 | 0 | 0 | 0 | 0 | 0 | 0 | 0 | 0 | 0 | 0 | 0 | 0 | 0 | 0 | 0 | 0 | 0 | 0
F5_Commercial_Office_Existing_Food Preparation_Natural Gas_Griddle_E10 | F5 | Commercial | Office | Existing | Food Preparation | Natural Gas | Griddle | E10 | RIM BC Ratio | 0 | 0 | 0 | 0 | 0 | 0 | 0 | 0 | 0 | 0 | 0 | 0 | 0 | 0 | 0 | 0 | 0 | 0 | 0 | 0 | 0 | 0 | 0 | 0 | 0 | 0 | 0 | 0 | 0 | 0 | 0 | 0 | 0
F0_Commercial_Office_Existing_Food Preparation_Natural Gas_Range_E0 | F0 | Commercial | Office | Existing | Food Preparation | Natural Gas | Range | E0 | Economic Unit | High Efficiency | High Efficiency | High Efficiency | High Efficiency | High Efficiency | High Efficiency | High Efficiency | High Efficiency | High Efficiency | High Efficiency | High Efficiency | High Efficiency | High Efficiency | High Efficiency | High Efficiency | High Efficiency | High Efficiency | High Efficiency | High Efficiency | High Efficiency | High Efficiency | High Efficiency | High Efficiency | High Efficiency | High Efficiency | High Efficiency | High Efficiency | High Efficiency | High Efficiency | High Efficiency | High Efficiency | High Efficiency | High Efficiency
F1_Commercial_Office_Existing_Food Preparation_Natural Gas_Range_E1 | F1 | Commercial | Office | Existing | Food Preparation | Natural Gas | Range | E1 | CCE | 0 | 0 | 0 | 0 | 0 | 0 | 0 | 0 | 0 | 0 | 0 | 0 | 0 | 0 | 0 | 0 | 0 | 0 | 0 | 0 | 0 | 0 | 0 | 0 | 0 | 0 | 0 | 0 | 0 | 0 | 0 | 0 | 0
F1_Commercial_Office_Existing_Food Preparation_Natural Gas_Range_E2 | F1 | Commercial | Office | Existing | Food Preparation | Natural Gas | Range | E2 | CCE | 0.00052644 | 0.00052644 | 0.00052644 | 0.00052644 | 0.00052644 | 0.00052644 | 0.00052644 | 0.00052644 | 0.00052644 | 0.00052644 | 0.00052644 | 0.00052644 | 0.00052644 | 0.00052644 | 0.00052644 | 0.00052644 | 0.00052644 | 0.00052644 | 0.00052644 | 0.00052644 | 0.00052644 | 0.00052644 | 0.00052644 | 0.00052644 | 0.00052644 | 0.00052644 | 0.00052644 | 0.00052644 | 0.00052644 | 0.00052644 | 0.00052644 | 0.00052644 | 0.00052644
F1_Commercial_Office_Existing_Food Preparation_Natural Gas_Range_E3 | F1 | Commercial | Office | Existing | Food Preparation | Natural Gas | Range | E3 | CCE | 0 | 0 | 0 | 0 | 0 | 0 | 0 | 0 | 0 | 0 | 0 | 0 | 0 | 0 | 0 | 0 | 0 | 0 | 0 | 0 | 0 | 0 | 0 | 0 | 0 | 0 | 0 | 0 | 0 | 0 | 0 | 0 | 0
F1_Commercial_Office_Existing_Food Preparation_Natural Gas_Range_E4 | F1 | Commercial | Office | Existing | Food Preparation | Natural Gas | Range | E4 | CCE | 0 | 0 | 0 | 0 | 0 | 0 | 0 | 0 | 0 | 0 | 0 | 0 | 0 | 0 | 0 | 0 | 0 | 0 | 0 | 0 | 0 | 0 | 0 | 0 | 0 | 0 | 0 | 0 | 0 | 0 | 0 | 0 | 0
F1_Commercial_Office_Existing_Food Preparation_Natural Gas_Range_E5 | F1 | Commercial | Office | Existing | Food Preparation | Natural Gas | Range | E5 | CCE | 0 | 0 | 0 | 0 | 0 | 0 | 0 | 0 | 0 | 0 | 0 | 0 | 0 | 0 | 0 | 0 | 0 | 0 | 0 | 0 | 0 | 0 | 0 | 0 | 0 | 0 | 0 | 0 | 0 | 0 | 0 | 0 | 0
F1_Commercial_Office_Existing_Food Preparation_Natural Gas_Range_E6 | F1 | Commercial | Office | Existing | Food Preparation | Natural Gas | Range | E6 | CCE | 0 | 0 | 0 | 0 | 0 | 0 | 0 | 0 | 0 | 0 | 0 | 0 | 0 | 0 | 0 | 0 | 0 | 0 | 0 | 0 | 0 | 0 | 0 | 0 | 0 | 0 | 0 | 0 | 0 | 0 | 0 | 0 | 0
F1_Commercial_Office_Existing_Food Preparation_Natural Gas_Range_E7 | F1 | Commercial | Office | Existing | Food Preparation | Natural Gas | Range | E7 | CCE | 0 | 0 | 0 | 0 | 0 | 0 | 0 | 0 | 0 | 0 | 0 | 0 | 0 | 0 | 0 | 0 | 0 | 0 | 0 | 0 | 0 | 0 | 0 | 0 | 0 | 0 | 0 | 0 | 0 | 0 | 0 | 0 | 0
F1_Commercial_Office_Existing_Food Preparation_Natural Gas_Range_E8 | F1 | Commercial | Office | Existing | Food Preparation | Natural Gas | Range | E8 | CCE | 0 | 0 | 0 | 0 | 0 | 0 | 0 | 0 | 0 | 0 | 0 | 0 | 0 | 0 | 0 | 0 | 0 | 0 | 0 | 0 | 0 | 0 | 0 | 0 | 0 | 0 | 0 | 0 | 0 | 0 | 0 | 0 | 0
F1_Commercial_Office_Existing_Food Preparation_Natural Gas_Range_E9 | F1 | Commercial | Office | Existing | Food Preparation | Natural Gas | Range | E9 | CCE | 0 | 0 | 0 | 0 | 0 | 0 | 0 | 0 | 0 | 0 | 0 | 0 | 0 | 0 | 0 | 0 | 0 | 0 | 0 | 0 | 0 | 0 | 0 | 0 | 0 | 0 | 0 | 0 | 0 | 0 | 0 | 0 | 0
F1_Commercial_Office_Existing_Food Preparation_Natural Gas_Range_E10 | F1 | Commercial | Office | Existing | Food Preparation | Natural Gas | Range | E10 | CCE | 0 | 0 | 0 | 0 | 0 | 0 | 0 | 0 | 0 | 0 | 0 | 0 | 0 | 0 | 0 | 0 | 0 | 0 | 0 | 0 | 0 | 0 | 0 | 0 | 0 | 0 | 0 | 0 | 0 | 0 | 0 | 0 | 0
F2_Commercial_Office_Existing_Food Preparation_Natural Gas_Range_E1 | F2 | Commercial | Office | Existing | Food Preparation | Natural Gas | Range | E1 | TRC BC Ratio | bar: 2019 to 2051
F2_Commercial_Office_Existing_Food Preparation_Natural Gas_Range_E2 | F2 | Commercial | Office | Existing | Food Preparation | Natural Gas | Range | E2 | TRC BC Ratio | 2647.7231 | 2666.33 | 2688.4832 | 2714.1962 | 2744.4245 | 2779.83 | 2808.1783 | 2835.1894 | 2861.7342 | 2888.6003 | 2913.2148 | 2934.7489 | 2956.3968 | 2979.3351 | 3005.7993 | 3032.2609 | 3061.4725 | 3093.4023 | 3127.3907 | 3162.4699 | 3198.1505 | 3231.6304 | 3262.246 | 3290.1881 | 3314.7734 | 3335.911 | 3350.568 | 3361.4829 | 3370.9376 | 3379.0123 | 3387.0032 | 3390.5371 | 3390.5371
F2_Commercial_Office_Existing_Food Preparation_Natural Gas_Range_E3 | F2 | Commercial | Office | Existing | Food Preparation | Natural Gas | Range | E3 | TRC BC Ratio | 0 | 0 | 0 | 0 | 0 | 0 | 0 | 0 | 0 | 0 | 0 | 0 | 0 | 0 | 0 | 0 | 0 | 0 | 0 | 0 | 0 | 0 | 0 | 0 | 0 | 0 | 0 | 0 | 0 | 0 | 0 | 0 | 0
F2_Commercial_Office_Existing_Food Preparation_Natural Gas_Range_E4 | F2 | Commercial | Office | Existing | Food Preparation | Natural Gas | Range | E4 | TRC BC Ratio | 0 | 0 | 0 | 0 | 0 | 0 | 0 | 0 | 0 | 0 | 0 | 0 | 0 | 0 | 0 | 0 | 0 | 0 | 0 | 0 | 0 | 0 | 0 | 0 | 0 | 0 | 0 | 0 | 0 | 0 | 0 | 0 | 0
F2_Commercial_Office_Existing_Food Preparation_Natural Gas_Range_E5 | F2 | Commercial | Office | Existing | Food Preparation | Natural Gas | Range | E5 | TRC BC Ratio | 0 | 0 | 0 | 0 | 0 | 0 | 0 | 0 | 0 | 0 | 0 | 0 | 0 | 0 | 0 | 0 | 0 | 0 | 0 | 0 | 0 | 0 | 0 | 0 | 0 | 0 | 0 | 0 | 0 | 0 | 0 | 0 | 0
F2_Commercial_Office_Existing_Food Preparation_Natural Gas_Range_E6 | F2 | Commercial | Office | Existing | Food Preparation | Natural Gas | Range | E6 | TRC BC Ratio | 0 | 0 | 0 | 0 | 0 | 0 | 0 | 0 | 0 | 0 | 0 | 0 | 0 | 0 | 0 | 0 | 0 | 0 | 0 | 0 | 0 | 0 | 0 | 0 | 0 | 0 | 0 | 0 | 0 | 0 | 0 | 0 | 0
F2_Commercial_Office_Existing_Food Preparation_Natural Gas_Range_E7 | F2 | Commercial | Office | Existing | Food Preparation | Natural Gas | Range | E7 | TRC BC Ratio | 0 | 0 | 0 | 0 | 0 | 0 | 0 | 0 | 0 | 0 | 0 | 0 | 0 | 0 | 0 | 0 | 0 | 0 | 0 | 0 | 0 | 0 | 0 | 0 | 0 | 0 | 0 | 0 | 0 | 0 | 0 | 0 | 0
F2_Commercial_Office_Existing_Food Preparation_Natural Gas_Range_E8 | F2 | Commercial | Office | Existing | Food Preparation | Natural Gas | Range | E8 | TRC BC Ratio | 0 | 0 | 0 | 0 | 0 | 0 | 0 | 0 | 0 | 0 | 0 | 0 | 0 | 0 | 0 | 0 | 0 | 0 | 0 | 0 | 0 | 0 | 0 | 0 | 0 | 0 | 0 | 0 | 0 | 0 | 0 | 0 | 0
F2_Commercial_Office_Existing_Food Preparation_Natural Gas_Range_E9 | F2 | Commercial | Office | Existing | Food Preparation | Natural Gas | Range | E9 | TRC BC Ratio | 0 | 0 | 0 | 0 | 0 | 0 | 0 | 0 | 0 | 0 | 0 | 0 | 0 | 0 | 0 | 0 | 0 | 0 | 0 | 0 | 0 | 0 | 0 | 0 | 0 | 0 | 0 | 0 | 0 | 0 | 0 | 0 | 0
F2_Commercial_Office_Existing_Food Preparation_Natural Gas_Range_E10 | F2 | Commercial | Office | Existing | Food Preparation | Natural Gas | Range | E10 | TRC BC Ratio | 0 | 0 | 0 | 0 | 0 | 0 | 0 | 0 | 0 | 0 | 0 | 0 | 0 | 0 | 0 | 0 | 0 | 0 | 0 | 0 | 0 | 0 | 0 | 0 | 0 | 0 | 0 | 0 | 0 | 0 | 0 | 0 | 0
F3_Commercial_Office_Existing_Food Preparation_Natural Gas_Range_E1 | F3 | Commercial | Office | Existing | Food Preparation | Natural Gas | Range | E1 | PACT BC Ratio | bar: 2019 to 2051
F3_Commercial_Office_Existing_Food Preparation_Natural Gas_Range_E2 | F3 | Commercial | Office | Existing | Food Preparation | Natural Gas | Range | E2 | PACT BC Ratio | 3530.2974 | 3555.1067 | 3584.6443 | 3618.9282 | 3659.2327 | 3706.44 | 3744.2377 | 3780.2525 | 3815.6456 | 3851.4671 | 3884.2865 | 3912.9985 | 3941.8625 | 3972.4468 | 4007.7324 | 4043.0145 | 4081.9633 | 4124.5364 | 4169.8543 | 4216.6265 | 4264.2006 | 4308.8405 | 4349.6613 | 4386.9175 | 4419.6979 | 4447.8813 | 4467.424 | 4481.9772 | 4494.5834 | 4505.3498 | 4516.0042 | 4520.7161 | 4520.7161
F3_Commercial_Office_Existing_Food Preparation_Natural Gas_Range_E3 | F3 | Commercial | Office | Existing | Food Preparation | Natural Gas | Range | E3 | PACT BC Ratio | 0 | 0 | 0 | 0 | 0 | 0 | 0 | 0 | 0 | 0 | 0 | 0 | 0 | 0 | 0 | 0 | 0 | 0 | 0 | 0 | 0 | 0 | 0 | 0 | 0 | 0 | 0 | 0 | 0 | 0 | 0 | 0 | 0
F3_Commercial_Office_Existing_Food Preparation_Natural Gas_Range_E4 | F3 | Commercial | Office | Existing | Food Preparation | Natural Gas | Range | E4 | PACT BC Ratio | 0 | 0 | 0 | 0 | 0 | 0 | 0 | 0 | 0 | 0 | 0 | 0 | 0 | 0 | 0 | 0 | 0 | 0 | 0 | 0 | 0 | 0 | 0 | 0 | 0 | 0 | 0 | 0 | 0 | 0 | 0 | 0 | 0
F3_Commercial_Office_Existing_Food Preparation_Natural Gas_Range_E5 | F3 | Commercial | Office | Existing | Food Preparation | Natural Gas | Range | E5 | PACT BC Ratio | 0 | 0 | 0 | 0 | 0 | 0 | 0 | 0 | 0 | 0 | 0 | 0 | 0 | 0 | 0 | 0 | 0 | 0 | 0 | 0 | 0 | 0 | 0 | 0 | 0 | 0 | 0 | 0 | 0 | 0 | 0 | 0 | 0
F3_Commercial_Office_Existing_Food Preparation_Natural Gas_Range_E6 | F3 | Commercial | Office | Existing | Food Preparation | Natural Gas | Range | E6 | PACT BC Ratio | 0 | 0 | 0 | 0 | 0 | 0 | 0 | 0 | 0 | 0 | 0 | 0 | 0 | 0 | 0 | 0 | 0 | 0 | 0 | 0 | 0 | 0 | 0 | 0 | 0 | 0 | 0 | 0 | 0 | 0 | 0 | 0 | 0
F3_Commercial_Office_Existing_Food Preparation_Natural Gas_Range_E7 | F3 | Commercial | Office | Existing | Food Preparation | Natural Gas | Range | E7 | PACT BC Ratio | 0 | 0 | 0 | 0 | 0 | 0 | 0 | 0 | 0 | 0 | 0 | 0 | 0 | 0 | 0 | 0 | 0 | 0 | 0 | 0 | 0 | 0 | 0 | 0 | 0 | 0 | 0 | 0 | 0 | 0 | 0 | 0 | 0
F3_Commercial_Office_Existing_Food Preparation_Natural Gas_Range_E8 | F3 | Commercial | Office | Existing | Food Preparation | Natural Gas | Range | E8 | PACT BC Ratio | 0 | 0 | 0 | 0 | 0 | 0 | 0 | 0 | 0 | 0 | 0 | 0 | 0 | 0 | 0 | 0 | 0 | 0 | 0 | 0 | 0 | 0 | 0 | 0 | 0 | 0 | 0 | 0 | 0 | 0 | 0 | 0 | 0
F3_Commercial_Office_Existing_Food Preparation_Natural Gas_Range_E9 | F3 | Commercial | Office | Existing | Food Preparation | Natural Gas | Range | E9 | PACT BC Ratio | 0 | 0 | 0 | 0 | 0 | 0 | 0 | 0 | 0 | 0 | 0 | 0 | 0 | 0 | 0 | 0 | 0 | 0 | 0 | 0 | 0 | 0 | 0 | 0 | 0 | 0 | 0 | 0 | 0 | 0 | 0 | 0 | 0
F3_Commercial_Office_Existing_Food Preparation_Natural Gas_Range_E10 | F3 | Commercial | Office | Existing | Food Preparation | Natural Gas | Range | E10 | PACT BC Ratio | 0 | 0 | 0 | 0 | 0 | 0 | 0 | 0 | 0 | 0 | 0 | 0 | 0 | 0 | 0 | 0 | 0 | 0 | 0 | 0 | 0 | 0 | 0 | 0 | 0 | 0 | 0 | 0 | 0 | 0 | 0 | 0 | 0
F4_Commercial_Office_Existing_Food Preparation_Natural Gas_Range_E1 | F4 | Commercial | Office | Existing | Food Preparation | Natural Gas | Range | E1 | RVT BC Ratio | bar: 2019 to 2051
F4_Commercial_Office_Existing_Food Preparation_Natural Gas_Range_E2 | F4 | Commercial | Office | Existing | Food Preparation | Natural Gas | Range | E2 | RVT BC Ratio | 3807.2736 | 3834.0244 | 3865.8736 | 3902.8406 | 3946.2991 | 3997.2009 | 4037.9565 | 4076.7898 | 4114.9527 | 4153.5775 | 4188.9653 | 4219.9244 | 4251.0471 | 4284.025 | 4322.072 | 4360.1152 | 4402.1121 | 4448.0169 | 4496.8813 | 4547.3138 | 4598.611 | 4646.7444 | 4690.7598 | 4730.9316 | 4766.2773 | 4796.6664 | 4817.7384 | 4833.4305 | 4847.0233 | 4858.6322 | 4870.1205 | 4875.2011 | 4875.2011
F4_Commercial_Office_Existing_Food Preparation_Natural Gas_Range_E3 | F4 | Commercial | Office | Existing | Food Preparation | Natural Gas | Range | E3 | RVT BC Ratio | 0 | 0 | 0 | 0 | 0 | 0 | 0 | 0 | 0 | 0 | 0 | 0 | 0 | 0 | 0 | 0 | 0 | 0 | 0 | 0 | 0 | 0 | 0 | 0 | 0 | 0 | 0 | 0 | 0 | 0 | 0 | 0 | 0
F4_Commercial_Office_Existing_Food Preparation_Natural Gas_Range_E4 | F4 | Commercial | Office | Existing | Food Preparation | Natural Gas | Range | E4 | RVT BC Ratio | 0 | 0 | 0 | 0 | 0 | 0 | 0 | 0 | 0 | 0 | 0 | 0 | 0 | 0 | 0 | 0 | 0 | 0 | 0 | 0 | 0 | 0 | 0 | 0 | 0 | 0 | 0 | 0 | 0 | 0 | 0 | 0 | 0
F4_Commercial_Office_Existing_Food Preparation_Natural Gas_Range_E5 | F4 | Commercial | Office | Existing | Food Preparation | Natural Gas | Range | E5 | RVT BC Ratio | 0 | 0 | 0 | 0 | 0 | 0 | 0 | 0 | 0 | 0 | 0 | 0 | 0 | 0 | 0 | 0 | 0 | 0 | 0 | 0 | 0 | 0 | 0 | 0 | 0 | 0 | 0 | 0 | 0 | 0 | 0 | 0 | 0
F4_Commercial_Office_Existing_Food Preparation_Natural Gas_Range_E6 | F4 | Commercial | Office | Existing | Food Preparation | Natural Gas | Range | E6 | RVT BC Ratio | 0 | 0 | 0 | 0 | 0 | 0 | 0 | 0 | 0 | 0 | 0 | 0 | 0 | 0 | 0 | 0 | 0 | 0 | 0 | 0 | 0 | 0 | 0 | 0 | 0 | 0 | 0 | 0 | 0 | 0 | 0 | 0 | 0
F4_Commercial_Office_Existing_Food Preparation_Natural Gas_Range_E7 | F4 | Commercial | Office | Existing | Food Preparation | Natural Gas | Range | E7 | RVT BC Ratio | 0 | 0 | 0 | 0 | 0 | 0 | 0 | 0 | 0 | 0 | 0 | 0 | 0 | 0 | 0 | 0 | 0 | 0 | 0 | 0 | 0 | 0 | 0 | 0 | 0 | 0 | 0 | 0 | 0 | 0 | 0 | 0 | 0
F4_Commercial_Office_Existing_Food Preparation_Natural Gas_Range_E8 | F4 | Commercial | Office | Existing | Food Preparation | Natural Gas | Range | E8 | RVT BC Ratio | 0 | 0 | 0 | 0 | 0 | 0 | 0 | 0 | 0 | 0 | 0 | 0 | 0 | 0 | 0 | 0 | 0 | 0 | 0 | 0 | 0 | 0 | 0 | 0 | 0 | 0 | 0 | 0 | 0 | 0 | 0 | 0 | 0
F4_Commercial_Office_Existing_Food Preparation_Natural Gas_Range_E9 | F4 | Commercial | Office | Existing | Food Preparation | Natural Gas | Range | E9 | RVT BC Ratio | 0 | 0 | 0 | 0 | 0 | 0 | 0 | 0 | 0 | 0 | 0 | 0 | 0 | 0 | 0 | 0 | 0 | 0 | 0 | 0 | 0 | 0 | 0 | 0 | 0 | 0 | 0 | 0 | 0 | 0 | 0 | 0 | 0
F4_Commercial_Office_Existing_Food Preparation_Natural Gas_Range_E10 | F4 | Commercial | Office | Existing | Food Preparation | Natural Gas | Range | E10 | RVT BC Ratio | 0 | 0 | 0 | 0 | 0 | 0 | 0 | 0 | 0 | 0 | 0 | 0 | 0 | 0 | 0 | 0 | 0 | 0 | 0 | 0 | 0 | 0 | 0 | 0 | 0 | 0 | 0 | 0 | 0 | 0 | 0 | 0 | 0
F5_Commercial_Office_Existing_Food Preparation_Natural Gas_Range_E1 | F5 | Commercial | Office | Existing | Food Preparation | Natural Gas | Range | E1 | RIM BC Ratio | bar: 2019 to 2051
F5_Commercial_Office_Existing_Food Preparation_Natural Gas_Range_E2 | F5 | Commercial | Office | Existing | Food Preparation | Natural Gas | Range | E2 | RIM BC Ratio | 0.83448 | 0.83448 | 0.83448 | 0.83449 | 0.83449 | 0.83449 | 0.83449 | 0.83449 | 0.8345 | 0.8345 | 0.8345 | 0.8345 | 0.8345 | 0.8345 | 0.83451 | 0.83451 | 0.83451 | 0.83451 | 0.83451 | 0.83451 | 0.83452 | 0.83452 | 0.83452 | 0.83452 | 0.83452 | 0.83452 | 0.83452 | 0.83452 | 0.83452 | 0.83452 | 0.83452 | 0.83453 | 0.83453
F5_Commercial_Office_Existing_Food Preparation_Natural Gas_Range_E3 | F5 | Commercial | Office | Existing | Food Preparation | Natural Gas | Range | E3 | RIM BC Ratio | 0 | 0 | 0 | 0 | 0 | 0 | 0 | 0 | 0 | 0 | 0 | 0 | 0 | 0 | 0 | 0 | 0 | 0 | 0 | 0 | 0 | 0 | 0 | 0 | 0 | 0 | 0 | 0 | 0 | 0 | 0 | 0 | 0
F5_Commercial_Office_Existing_Food Preparation_Natural Gas_Range_E4 | F5 | Commercial | Office | Existing | Food Preparation | Natural Gas | Range | E4 | RIM BC Ratio | 0 | 0 | 0 | 0 | 0 | 0 | 0 | 0 | 0 | 0 | 0 | 0 | 0 | 0 | 0 | 0 | 0 | 0 | 0 | 0 | 0 | 0 | 0 | 0 | 0 | 0 | 0 | 0 | 0 | 0 | 0 | 0 | 0
F5_Commercial_Office_Existing_Food Preparation_Natural Gas_Range_E5 | F5 | Commercial | Office | Existing | Food Preparation | Natural Gas | Range | E5 | RIM BC Ratio | 0 | 0 | 0 | 0 | 0 | 0 | 0 | 0 | 0 | 0 | 0 | 0 | 0 | 0 | 0 | 0 | 0 | 0 | 0 | 0 | 0 | 0 | 0 | 0 | 0 | 0 | 0 | 0 | 0 | 0 | 0 | 0 | 0
F5_Commercial_Office_Existing_Food Preparation_Natural Gas_Range_E6 | F5 | Commercial | Office | Existing | Food Preparation | Natural Gas | Range | E6 | RIM BC Ratio | 0 | 0 | 0 | 0 | 0 | 0 | 0 | 0 | 0 | 0 | 0 | 0 | 0 | 0 | 0 | 0 | 0 | 0 | 0 | 0 | 0 | 0 | 0 | 0 | 0 | 0 | 0 | 0 | 0 | 0 | 0 | 0 | 0
F5_Commercial_Office_Existing_Food Preparation_Natural Gas_Range_E7 | F5 | Commercial | Office | Existing | Food Preparation | Natural Gas | Range | E7 | RIM BC Ratio | 0 | 0 | 0 | 0 | 0 | 0 | 0 | 0 | 0 | 0 | 0 | 0 | 0 | 0 | 0 | 0 | 0 | 0 | 0 | 0 | 0 | 0 | 0 | 0 | 0 | 0 | 0 | 0 | 0 | 0 | 0 | 0 | 0
F5_Commercial_Office_Existing_Food Preparation_Natural Gas_Range_E8 | F5 | Commercial | Office | Existing | Food Preparation | Natural Gas | Range | E8 | RIM BC Ratio | 0 | 0 | 0 | 0 | 0 | 0 | 0 | 0 | 0 | 0 | 0 | 0 | 0 | 0 | 0 | 0 | 0 | 0 | 0 | 0 | 0 | 0 | 0 | 0 | 0 | 0 | 0 | 0 | 0 | 0 | 0 | 0 | 0
F5_Commercial_Office_Existing_Food Preparation_Natural Gas_Range_E9 | F5 | Commercial | Office | Existing | Food Preparation | Natural Gas | Range | E9 | RIM BC Ratio | 0 | 0 | 0 | 0 | 0 | 0 | 0 | 0 | 0 | 0 | 0 | 0 | 0 | 0 | 0 | 0 | 0 | 0 | 0 | 0 | 0 | 0 | 0 | 0 | 0 | 0 | 0 | 0 | 0 | 0 | 0 | 0 | 0
F5_Commercial_Office_Existing_Food Preparation_Natural Gas_Range_E10 | F5 | Commercial | Office | Existing | Food Preparation | Natural Gas | Range | E10 | RIM BC Ratio | 0 | 0 | 0 | 0 | 0 | 0 | 0 | 0 | 0 | 0 | 0 | 0 | 0 | 0 | 0 | 0 | 0 | 0 | 0 | 0 | 0 | 0 | 0 | 0 | 0 | 0 | 0 | 0 | 0 | 0 | 0 | 0 | 0
F0_Commercial_Office_Existing_Food Preparation_Natural Gas_Steamer_E0 | F0 | Commercial | Office | Existing | Food Preparation | Natural Gas | Steamer | E0 | Economic Unit | ENERGY STAR | ENERGY STAR | ENERGY STAR | ENERGY STAR | ENERGY STAR | ENERGY STAR | ENERGY STAR | ENERGY STAR | ENERGY STAR | ENERGY STAR | ENERGY STAR | ENERGY STAR | ENERGY STAR | ENERGY STAR | ENERGY STAR | ENERGY STAR | ENERGY STAR | ENERGY STAR | ENERGY STAR | ENERGY STAR | ENERGY STAR | ENERGY STAR | ENERGY STAR | ENERGY STAR | ENERGY STAR | ENERGY STAR | ENERGY STAR | ENERGY STAR | ENERGY STAR | ENERGY STAR | ENERGY STAR | ENERGY STAR | ENERGY STAR
F1_Commercial_Office_Existing_Food Preparation_Natural Gas_Steamer_E1 | F1 | Commercial | Office | Existing | Food Preparation | Natural Gas | Steamer | E1 | CCE | 0 | 0 | 0 | 0 | 0 | 0 | 0 | 0 | 0 | 0 | 0 | 0 | 0 | 0 | 0 | 0 | 0 | 0 | 0 | 0 | 0 | 0 | 0 | 0 | 0 | 0 | 0 | 0 | 0 | 0 | 0 | 0 | 0
F1_Commercial_Office_Existing_Food Preparation_Natural Gas_Steamer_E2 | F1 | Commercial | Office | Existing | Food Preparation | Natural Gas | Steamer | E2 | CCE | 0.38542 | 0.38542 | 0.38542 | 0 | 0 | 0 | 0 | 0 | 0 | 0 | 0 | 0 | 0 | 0 | 0 | 0 | 0 | 0 | 0 | 0 | 0 | 0 | 0 | 0 | 0 | 0 | 0 | 0 | 0 | 0 | 0 | 0 | 0
F1_Commercial_Office_Existing_Food Preparation_Natural Gas_Steamer_E3 | F1 | Commercial | Office | Existing | Food Preparation | Natural Gas | Steamer | E3 | CCE | 0 | 0 | 0 | 0 | 0 | 0 | 0 | 0 | 0 | 0 | 0 | 0 | 0 | 0 | 0 | 0 | 0 | 0 | 0 | 0 | 0 | 0 | 0 | 0 | 0 | 0 | 0 | 0 | 0 | 0 | 0 | 0 | 0
F1_Commercial_Office_Existing_Food Preparation_Natural Gas_Steamer_E4 | F1 | Commercial | Office | Existing | Food Preparation | Natural Gas | Steamer | E4 | CCE | 0 | 0 | 0 | 0 | 0 | 0 | 0 | 0 | 0 | 0 | 0 | 0 | 0 | 0 | 0 | 0 | 0 | 0 | 0 | 0 | 0 | 0 | 0 | 0 | 0 | 0 | 0 | 0 | 0 | 0 | 0 | 0 | 0
F1_Commercial_Office_Existing_Food Preparation_Natural Gas_Steamer_E5 | F1 | Commercial | Office | Existing | Food Preparation | Natural Gas | Steamer | E5 | CCE | 0 | 0 | 0 | 0 | 0 | 0 | 0 | 0 | 0 | 0 | 0 | 0 | 0 | 0 | 0 | 0 | 0 | 0 | 0 | 0 | 0 | 0 | 0 | 0 | 0 | 0 | 0 | 0 | 0 | 0 | 0 | 0 | 0
F1_Commercial_Office_Existing_Food Preparation_Natural Gas_Steamer_E6 | F1 | Commercial | Office | Existing | Food Preparation | Natural Gas | Steamer | E6 | CCE | 0 | 0 | 0 | 0 | 0 | 0 | 0 | 0 | 0 | 0 | 0 | 0 | 0 | 0 | 0 | 0 | 0 | 0 | 0 | 0 | 0 | 0 | 0 | 0 | 0 | 0 | 0 | 0 | 0 | 0 | 0 | 0 | 0
F1_Commercial_Office_Existing_Food Preparation_Natural Gas_Steamer_E7 | F1 | Commercial | Office | Existing | Food Preparation | Natural Gas | Steamer | E7 | CCE | 0 | 0 | 0 | 0 | 0 | 0 | 0 | 0 | 0 | 0 | 0 | 0 | 0 | 0 | 0 | 0 | 0 | 0 | 0 | 0 | 0 | 0 | 0 | 0 | 0 | 0 | 0 | 0 | 0 | 0 | 0 | 0 | 0
F1_Commercial_Office_Existing_Food Preparation_Natural Gas_Steamer_E8 | F1 | Commercial | Office | Existing | Food Preparation | Natural Gas | Steamer | E8 | CCE | 0 | 0 | 0 | 0 | 0 | 0 | 0 | 0 | 0 | 0 | 0 | 0 | 0 | 0 | 0 | 0 | 0 | 0 | 0 | 0 | 0 | 0 | 0 | 0 | 0 | 0 | 0 | 0 | 0 | 0 | 0 | 0 | 0
F1_Commercial_Office_Existing_Food Preparation_Natural Gas_Steamer_E9 | F1 | Commercial | Office | Existing | Food Preparation | Natural Gas | Steamer | E9 | CCE | 0 | 0 | 0 | 0 | 0 | 0 | 0 | 0 | 0 | 0 | 0 | 0 | 0 | 0 | 0 | 0 | 0 | 0 | 0 | 0 | 0 | 0 | 0 | 0 | 0 | 0 | 0 | 0 | 0 | 0 | 0 | 0 | 0
F1_Commercial_Office_Existing_Food Preparation_Natural Gas_Steamer_E10 | F1 | Commercial | Office | Existing | Food Preparation | Natural Gas | Steamer | E10 | CCE | 0 | 0 | 0 | 0 | 0 | 0 | 0 | 0 | 0 | 0 | 0 | 0 | 0 | 0 | 0 | 0 | 0 | 0 | 0 | 0 | 0 | 0 | 0 | 0 | 0 | 0 | 0 | 0 | 0 | 0 | 0 | 0 | 0
F2_Commercial_Office_Existing_Food Preparation_Natural Gas_Steamer_E1 | F2 | Commercial | Office | Existing | Food Preparation | Natural Gas | Steamer | E1 | TRC BC Ratio | 1 | 1 | 1 | 0 | 0 | 0 | 0 | 0 | 0 | 0 | 0 | 0 | 0 | 0 | 0 | 0 | 0 | 0 | 0 | 0 | 0 | 0 | 0 | 0 | 0 | 0 | 0 | 0 | 0 | 0 | 0 | 0 | 0
F2_Commercial_Office_Existing_Food Preparation_Natural Gas_Steamer_E2 | F2 | Commercial | Office | Existing | Food Preparation | Natural Gas | Steamer | E2 | TRC BC Ratio | 3.6298 | 3.6563 | 3.6864 | 1 | 1 | 1 | 1 | 1 | 1 | 1 | 1 | 1 | 1 | 1 | 1 | 1 | 1 | 1 | 1 | 1 | 1 | 1 | 1 | 1 | 1 | 1 | 1 | 1 | 1 | 1 | 1 | 1 | 1
F2_Commercial_Office_Existing_Food Preparation_Natural Gas_Steamer_E3 | F2 | Commercial | Office | Existing | Food Preparation | Natural Gas | Steamer | E3 | TRC BC Ratio | 0 | 0 | 0 | 0 | 0 | 0 | 0 | 0 | 0 | 0 | 0 | 0 | 0 | 0 | 0 | 0 | 0 | 0 | 0 | 0 | 0 | 0 | 0 | 0 | 0 | 0 | 0 | 0 | 0 | 0 | 0 | 0 | 0
F2_Commercial_Office_Existing_Food Preparation_Natural Gas_Steamer_E4 | F2 | Commercial | Office | Existing | Food Preparation | Natural Gas | Steamer | E4 | TRC BC Ratio | 0 | 0 | 0 | 0 | 0 | 0 | 0 | 0 | 0 | 0 | 0 | 0 | 0 | 0 | 0 | 0 | 0 | 0 | 0 | 0 | 0 | 0 | 0 | 0 | 0 | 0 | 0 | 0 | 0 | 0 | 0 | 0 | 0
F2_Commercial_Office_Existing_Food Preparation_Natural Gas_Steamer_E5 | F2 | Commercial | Office | Existing | Food Preparation | Natural Gas | Steamer | E5 | TRC BC Ratio | 0 | 0 | 0 | 0 | 0 | 0 | 0 | 0 | 0 | 0 | 0 | 0 | 0 | 0 | 0 | 0 | 0 | 0 | 0 | 0 | 0 | 0 | 0 | 0 | 0 | 0 | 0 | 0 | 0 | 0 | 0 | 0 | 0
F2_Commercial_Office_Existing_Food Preparation_Natural Gas_Steamer_E6 | F2 | Commercial | Office | Existing | Food Preparation | Natural Gas | Steamer | E6 | TRC BC Ratio | 0 | 0 | 0 | 0 | 0 | 0 | 0 | 0 | 0 | 0 | 0 | 0 | 0 | 0 | 0 | 0 | 0 | 0 | 0 | 0 | 0 | 0 | 0 | 0 | 0 | 0 | 0 | 0 | 0 | 0 | 0 | 0 | 0
F2_Commercial_Office_Existing_Food Preparation_Natural Gas_Steamer_E7 | F2 | Commercial | Office | Existing | Food Preparation | Natural Gas | Steamer | E7 | TRC BC Ratio | 0 | 0 | 0 | 0 | 0 | 0 | 0 | 0 | 0 | 0 | 0 | 0 | 0 | 0 | 0 | 0 | 0 | 0 | 0 | 0 | 0 | 0 | 0 | 0 | 0 | 0 | 0 | 0 | 0 | 0 | 0 | 0 | 0
F2_Commercial_Office_Existing_Food Preparation_Natural Gas_Steamer_E8 | F2 | Commercial | Office | Existing | Food Preparation | Natural Gas | Steamer | E8 | TRC BC Ratio | 0 | 0 | 0 | 0 | 0 | 0 | 0 | 0 | 0 | 0 | 0 | 0 | 0 | 0 | 0 | 0 | 0 | 0 | 0 | 0 | 0 | 0 | 0 | 0 | 0 | 0 | 0 | 0 | 0 | 0 | 0 | 0 | 0
F2_Commercial_Office_Existing_Food Preparation_Natural Gas_Steamer_E9 | F2 | Commercial | Office | Existing | Food Preparation | Natural Gas | Steamer | E9 | TRC BC Ratio | 0 | 0 | 0 | 0 | 0 | 0 | 0 | 0 | 0 | 0 | 0 | 0 | 0 | 0 | 0 | 0 | 0 | 0 | 0 | 0 | 0 | 0 | 0 | 0 | 0 | 0 | 0 | 0 | 0 | 0 | 0 | 0 | 0
F2_Commercial_Office_Existing_Food Preparation_Natural Gas_Steamer_E10 | F2 | Commercial | Office | Existing | Food Preparation | Natural Gas | Steamer | E10 | TRC BC Ratio | 0 | 0 | 0 | 0 | 0 | 0 | 0 | 0 | 0 | 0 | 0 | 0 | 0 | 0 | 0 | 0 | 0 | 0 | 0 | 0 | 0 | 0 | 0 | 0 | 0 | 0 | 0 | 0 | 0 | 0 | 0 | 0 | 0
F3_Commercial_Office_Existing_Food Preparation_Natural Gas_Steamer_E1 | F3 | Commercial | Office | Existing | Food Preparation | Natural Gas | Steamer | E1 | PACT BC Ratio | 1 | 1 | 1 | 0 | 0 | 0 | 0 | 0 | 0 | 0 | 0 | 0 | 0 | 0 | 0 | 0 | 0 | 0 | 0 | 0 | 0 | 0 | 0 | 0 | 0 | 0 | 0 | 0 | 0 | 0 | 0 | 0 | 0
F3_Commercial_Office_Existing_Food Preparation_Natural Gas_Steamer_E2 | F3 | Commercial | Office | Existing | Food Preparation | Natural Gas | Steamer | E2 | PACT BC Ratio | 4.8398 | 4.875 | 4.9151 | 1 | 1 | 1 | 1 | 1 | 1 | 1 | 1 | 1 | 1 | 1 | 1 | 1 | 1 | 1 | 1 | 1 | 1 | 1 | 1 | 1 | 1 | 1 | 1 | 1 | 1 | 1 | 1 | 1 | 1
F3_Commercial_Office_Existing_Food Preparation_Natural Gas_Steamer_E3 | F3 | Commercial | Office | Existing | Food Preparation | Natural Gas | Steamer | E3 | PACT BC Ratio | 0 | 0 | 0 | 0 | 0 | 0 | 0 | 0 | 0 | 0 | 0 | 0 | 0 | 0 | 0 | 0 | 0 | 0 | 0 | 0 | 0 | 0 | 0 | 0 | 0 | 0 | 0 | 0 | 0 | 0 | 0 | 0 | 0
F3_Commercial_Office_Existing_Food Preparation_Natural Gas_Steamer_E4 | F3 | Commercial | Office | Existing | Food Preparation | Natural Gas | Steamer | E4 | PACT BC Ratio | 0 | 0 | 0 | 0 | 0 | 0 | 0 | 0 | 0 | 0 | 0 | 0 | 0 | 0 | 0 | 0 | 0 | 0 | 0 | 0 | 0 | 0 | 0 | 0 | 0 | 0 | 0 | 0 | 0 | 0 | 0 | 0 | 0
F3_Commercial_Office_Existing_Food Preparation_Natural Gas_Steamer_E5 | F3 | Commercial | Office | Existing | Food Preparation | Natural Gas | Steamer | E5 | PACT BC Ratio | 0 | 0 | 0 | 0 | 0 | 0 | 0 | 0 | 0 | 0 | 0 | 0 | 0 | 0 | 0 | 0 | 0 | 0 | 0 | 0 | 0 | 0 | 0 | 0 | 0 | 0 | 0 | 0 | 0 | 0 | 0 | 0 | 0
F3_Commercial_Office_Existing_Food Preparation_Natural Gas_Steamer_E6 | F3 | Commercial | Office | Existing | Food Preparation | Natural Gas | Steamer | E6 | PACT BC Ratio | 0 | 0 | 0 | 0 | 0 | 0 | 0 | 0 | 0 | 0 | 0 | 0 | 0 | 0 | 0 | 0 | 0 | 0 | 0 | 0 | 0 | 0 | 0 | 0 | 0 | 0 | 0 | 0 | 0 | 0 | 0 | 0 | 0
F3_Commercial_Office_Existing_Food Preparation_Natural Gas_Steamer_E7 | F3 | Commercial | Office | Existing | Food Preparation | Natural Gas | Steamer | E7 | PACT BC Ratio | 0 | 0 | 0 | 0 | 0 | 0 | 0 | 0 | 0 | 0 | 0 | 0 | 0 | 0 | 0 | 0 | 0 | 0 | 0 | 0 | 0 | 0 | 0 | 0 | 0 | 0 | 0 | 0 | 0 | 0 | 0 | 0 | 0
F3_Commercial_Office_Existing_Food Preparation_Natural Gas_Steamer_E8 | F3 | Commercial | Office | Existing | Food Preparation | Natural Gas | Steamer | E8 | PACT BC Ratio | 0 | 0 | 0 | 0 | 0 | 0 | 0 | 0 | 0 | 0 | 0 | 0 | 0 | 0 | 0 | 0 | 0 | 0 | 0 | 0 | 0 | 0 | 0 | 0 | 0 | 0 | 0 | 0 | 0 | 0 | 0 | 0 | 0
F3_Commercial_Office_Existing_Food Preparation_Natural Gas_Steamer_E9 | F3 | Commercial | Office | Existing | Food Preparation | Natural Gas | Steamer | E9 | PACT BC Ratio | 0 | 0 | 0 | 0 | 0 | 0 | 0 | 0 | 0 | 0 | 0 | 0 | 0 | 0 | 0 | 0 | 0 | 0 | 0 | 0 | 0 | 0 | 0 | 0 | 0 | 0 | 0 | 0 | 0 | 0 | 0 | 0 | 0
F3_Commercial_Office_Existing_Food Preparation_Natural Gas_Steamer_E10 | F3 | Commercial | Office | Existing | Food Preparation | Natural Gas | Steamer | E10 | PACT BC Ratio | 0 | 0 | 0 | 0 | 0 | 0 | 0 | 0 | 0 | 0 | 0 | 0 | 0 | 0 | 0 | 0 | 0 | 0 | 0 | 0 | 0 | 0 | 0 | 0 | 0 | 0 | 0 | 0 | 0 | 0 | 0 | 0 | 0
F4_Commercial_Office_Existing_Food Preparation_Natural Gas_Steamer_E1 | F4 | Commercial | Office | Existing | Food Preparation | Natural Gas | Steamer | E1 | RVT BC Ratio | 1 | 1 | 1 | 0 | 0 | 0 | 0 | 0 | 0 | 0 | 0 | 0 | 0 | 0 | 0 | 0 | 0 | 0 | 0 | 0 | 0 | 0 | 0 | 0 | 0 | 0 | 0 | 0 | 0 | 0 | 0 | 0 | 0
F4_Commercial_Office_Existing_Food Preparation_Natural Gas_Steamer_E2 | F4 | Commercial | Office | Existing | Food Preparation | Natural Gas | Steamer | E2 | RVT BC Ratio | 5.9186 | 5.9566 | 5.9998 | 1 | 1 | 1 | 1 | 1 | 1 | 1 | 1 | 1 | 1 | 1 | 1 | 1 | 1 | 1 | 1 | 1 | 1 | 1 | 1 | 1 | 1 | 1 | 1 | 1 | 1 | 1 | 1 | 1 | 1
F4_Commercial_Office_Existing_Food Preparation_Natural Gas_Steamer_E3 | F4 | Commercial | Office | Existing | Food Preparation | Natural Gas | Steamer | E3 | RVT BC Ratio | 0 | 0 | 0 | 0 | 0 | 0 | 0 | 0 | 0 | 0 | 0 | 0 | 0 | 0 | 0 | 0 | 0 | 0 | 0 | 0 | 0 | 0 | 0 | 0 | 0 | 0 | 0 | 0 | 0 | 0 | 0 | 0 | 0
F4_Commercial_Office_Existing_Food Preparation_Natural Gas_Steamer_E4 | F4 | Commercial | Office | Existing | Food Preparation | Natural Gas | Steamer | E4 | RVT BC Ratio | 0 | 0 | 0 | 0 | 0 | 0 | 0 | 0 | 0 | 0 | 0 | 0 | 0 | 0 | 0 | 0 | 0 | 0 | 0 | 0 | 0 | 0 | 0 | 0 | 0 | 0 | 0 | 0 | 0 | 0 | 0 | 0 | 0
F4_Commercial_Office_Existing_Food Preparation_Natural Gas_Steamer_E5 | F4 | Commercial | Office | Existing | Food Preparation | Natural Gas | Steamer | E5 | RVT BC Ratio | 0 | 0 | 0 | 0 | 0 | 0 | 0 | 0 | 0 | 0 | 0 | 0 | 0 | 0 | 0 | 0 | 0 | 0 | 0 | 0 | 0 | 0 | 0 | 0 | 0 | 0 | 0 | 0 | 0 | 0 | 0 | 0 | 0
F4_Commercial_Office_Existing_Food Preparation_Natural Gas_Steamer_E6 | F4 | Commercial | Office | Existing | Food Preparation | Natural Gas | Steamer | E6 | RVT BC Ratio | 0 | 0 | 0 | 0 | 0 | 0 | 0 | 0 | 0 | 0 | 0 | 0 | 0 | 0 | 0 | 0 | 0 | 0 | 0 | 0 | 0 | 0 | 0 | 0 | 0 | 0 | 0 | 0 | 0 | 0 | 0 | 0 | 0
F4_Commercial_Office_Existing_Food Preparation_Natural Gas_Steamer_E7 | F4 | Commercial | Office | Existing | Food Preparation | Natural Gas | Steamer | E7 | RVT BC Ratio | 0 | 0 | 0 | 0 | 0 | 0 | 0 | 0 | 0 | 0 | 0 | 0 | 0 | 0 | 0 | 0 | 0 | 0 | 0 | 0 | 0 | 0 | 0 | 0 | 0 | 0 | 0 | 0 | 0 | 0 | 0 | 0 | 0
F4_Commercial_Office_Existing_Food Preparation_Natural Gas_Steamer_E8 | F4 | Commercial | Office | Existing | Food Preparation | Natural Gas | Steamer | E8 | RVT BC Ratio | 0 | 0 | 0 | 0 | 0 | 0 | 0 | 0 | 0 | 0 | 0 | 0 | 0 | 0 | 0 | 0 | 0 | 0 | 0 | 0 | 0 | 0 | 0 | 0 | 0 | 0 | 0 | 0 | 0 | 0 | 0 | 0 | 0
F4_Commercial_Office_Existing_Food Preparation_Natural Gas_Steamer_E9 | F4 | Commercial | Office | Existing | Food Preparation | Natural Gas | Steamer | E9 | RVT BC Ratio | 0 | 0 | 0 | 0 | 0 | 0 | 0 | 0 | 0 | 0 | 0 | 0 | 0 | 0 | 0 | 0 | 0 | 0 | 0 | 0 | 0 | 0 | 0 | 0 | 0 | 0 | 0 | 0 | 0 | 0 | 0 | 0 | 0
F4_Commercial_Office_Existing_Food Preparation_Natural Gas_Steamer_E10 | F4 | Commercial | Office | Existing | Food Preparation | Natural Gas | Steamer | E10 | RVT BC Ratio | 0 | 0 | 0 | 0 | 0 | 0 | 0 | 0 | 0 | 0 | 0 | 0 | 0 | 0 | 0 | 0 | 0 | 0 | 0 | 0 | 0 | 0 | 0 | 0 | 0 | 0 | 0 | 0 | 0 | 0 | 0 | 0 | 0
F5_Commercial_Office_Existing_Food Preparation_Natural Gas_Steamer_E1 | F5 | Commercial | Office | Existing | Food Preparation | Natural Gas | Steamer | E1 | RIM BC Ratio | 1 | 1 | 1 | 0 | 0 | 0 | 0 | 0 | 0 | 0 | 0 | 0 | 0 | 0 | 0 | 0 | 0 | 0 | 0 | 0 | 0 | 0 | 0 | 0 | 0 | 0 | 0 | 0 | 0 | 0 | 0 | 0 | 0
F5_Commercial_Office_Existing_Food Preparation_Natural Gas_Steamer_E2 | F5 | Commercial | Office | Existing | Food Preparation | Natural Gas | Steamer | E2 | RIM BC Ratio | 0.7119 | 0.71266 | 0.71351 | 1 | 1 | 1 | 1 | 1 | 1 | 1 | 1 | 1 | 1 | 1 | 1 | 1 | 1 | 1 | 1 | 1 | 1 | 1 | 1 | 1 | 1 | 1 | 1 | 1 | 1 | 1 | 1 | 1 | 1
F5_Commercial_Office_Existing_Food Preparation_Natural Gas_Steamer_E3 | F5 | Commercial | Office | Existing | Food Preparation | Natural Gas | Steamer | E3 | RIM BC Ratio | 0 | 0 | 0 | 0 | 0 | 0 | 0 | 0 | 0 | 0 | 0 | 0 | 0 | 0 | 0 | 0 | 0 | 0 | 0 | 0 | 0 | 0 | 0 | 0 | 0 | 0 | 0 | 0 | 0 | 0 | 0 | 0 | 0
F5_Commercial_Office_Existing_Food Preparation_Natural Gas_Steamer_E4 | F5 | Commercial | Office | Existing | Food Preparation | Natural Gas | Steamer | E4 | RIM BC Ratio | 0 | 0 | 0 | 0 | 0 | 0 | 0 | 0 | 0 | 0 | 0 | 0 | 0 | 0 | 0 | 0 | 0 | 0 | 0 | 0 | 0 | 0 | 0 | 0 | 0 | 0 | 0 | 0 | 0 | 0 | 0 | 0 | 0
F5_Commercial_Office_Existing_Food Preparation_Natural Gas_Steamer_E5 | F5 | Commercial | Office | Existing | Food Preparation | Natural Gas | Steamer | E5 | RIM BC Ratio | 0 | 0 | 0 | 0 | 0 | 0 | 0 | 0 | 0 | 0 | 0 | 0 | 0 | 0 | 0 | 0 | 0 | 0 | 0 | 0 | 0 | 0 | 0 | 0 | 0 | 0 | 0 | 0 | 0 | 0 | 0 | 0 | 0
F5_Commercial_Office_Existing_Food Preparation_Natural Gas_Steamer_E6 | F5 | Commercial | Office | Existing | Food Preparation | Natural Gas | Steamer | E6 | RIM BC Ratio | 0 | 0 | 0 | 0 | 0 | 0 | 0 | 0 | 0 | 0 | 0 | 0 | 0 | 0 | 0 | 0 | 0 | 0 | 0 | 0 | 0 | 0 | 0 | 0 | 0 | 0 | 0 | 0 | 0 | 0 | 0 | 0 | 0
F5_Commercial_Office_Existing_Food Preparation_Natural Gas_Steamer_E7 | F5 | Commercial | Office | Existing | Food Preparation | Natural Gas | Steamer | E7 | RIM BC Ratio | 0 | 0 | 0 | 0 | 0 | 0 | 0 | 0 | 0 | 0 | 0 | 0 | 0 | 0 | 0 | 0 | 0 | 0 | 0 | 0 | 0 | 0 | 0 | 0 | 0 | 0 | 0 | 0 | 0 | 0 | 0 | 0 | 0
F5_Commercial_Office_Existing_Food Preparation_Natural Gas_Steamer_E8 | F5 | Commercial | Office | Existing | Food Preparation | Natural Gas | Steamer | E8 | RIM BC Ratio | 0 | 0 | 0 | 0 | 0 | 0 | 0 | 0 | 0 | 0 | 0 | 0 | 0 | 0 | 0 | 0 | 0 | 0 | 0 | 0 | 0 | 0 | 0 | 0 | 0 | 0 | 0 | 0 | 0 | 0 | 0 | 0 | 0
F5_Commercial_Office_Existing_Food Preparation_Natural Gas_Steamer_E9 | F5 | Commercial | Office | Existing | Food Preparation | Natural Gas | Steamer | E9 | RIM BC Ratio | 0 | 0 | 0 | 0 | 0 | 0 | 0 | 0 | 0 | 0 | 0 | 0 | 0 | 0 | 0 | 0 | 0 | 0 | 0 | 0 | 0 | 0 | 0 | 0 | 0 | 0 | 0 | 0 | 0 | 0 | 0 | 0 | 0
F5_Commercial_Office_Existing_Food Preparation_Natural Gas_Steamer_E10 | F5 | Commercial | Office | Existing | Food Preparation | Natural Gas | Steamer | E10 | RIM BC Ratio | 0 | 0 | 0 | 0 | 0 | 0 | 0 | 0 | 0 | 0 | 0 | 0 | 0 | 0 | 0 | 0 | 0 | 0 | 0 | 0 | 0 | 0 | 0 | 0 | 0 | 0 | 0 | 0 | 0 | 0 | 0 | 0 | 0
F0_Commercial_Office_Existing_Food Preparation_Natural Gas_Food Prep Other_E0 | F0 | Commercial | Office | Existing | Food Preparation | Natural Gas | Food Prep Other | E0 | Economic Unit | Standard | Standard | Standard | Standard | Standard | Standard | Standard | Standard | Standard | Standard | Standard | Standard | Standard | Standard | Standard | Standard | Standard | Standard | Standard | Standard | Standard | Standard | Standard | Standard | Standard | Standard | Standard | Standard | Standard | Standard | Standard | Standard | Standard
F1_Commercial_Office_Existing_Food Preparation_Natural Gas_Food Prep Other_E1 | F1 | Commercial | Office | Existing | Food Preparation | Natural Gas | Food Prep Other | E1 | CCE | 0 | 0 | 0 | 0 | 0 | 0 | 0 | 0 | 0 | 0 | 0 | 0 | 0 | 0 | 0 | 0 | 0 | 0 | 0 | 0 | 0 | 0 | 0 | 0 | 0 | 0 | 0 | 0 | 0 | 0 | 0 | 0 | 0
F1_Commercial_Office_Existing_Food Preparation_Natural Gas_Food Prep Other_E2 | F1 | Commercial | Office | Existing | Food Preparation | Natural Gas | Food Prep Other | E2 | CCE | #DIV/0! | #DIV/0! | #DIV/0! | #DIV/0! | #DIV/0! | #DIV/0! | #DIV/0! | #DIV/0! | #DIV/0! | #DIV/0! | #DIV/0! | #DIV/0! | #DIV/0! | #DIV/0! | #DIV/0! | #DIV/0! | #DIV/0! | #DIV/0! | #DIV/0! | #DIV/0! | #DIV/0! | #DIV/0! | #DIV/0! | #DIV/0! | #DIV/0! | #DIV/0! | #DIV/0! | #DIV/0! | #DIV/0! | #DIV/0! | #DIV/0! | #DIV/0! | #DIV/0!
F1_Commercial_Office_Existing_Food Preparation_Natural Gas_Food Prep Other_E3 | F1 | Commercial | Office | Existing | Food Preparation | Natural Gas | Food Prep Other | E3 | CCE | 0 | 0 | 0 | 0 | 0 | 0 | 0 | 0 | 0 | 0 | 0 | 0 | 0 | 0 | 0 | 0 | 0 | 0 | 0 | 0 | 0 | 0 | 0 | 0 | 0 | 0 | 0 | 0 | 0 | 0 | 0 | 0 | 0
F1_Commercial_Office_Existing_Food Preparation_Natural Gas_Food Prep Other_E4 | F1 | Commercial | Office | Existing | Food Preparation | Natural Gas | Food Prep Other | E4 | CCE | 0 | 0 | 0 | 0 | 0 | 0 | 0 | 0 | 0 | 0 | 0 | 0 | 0 | 0 | 0 | 0 | 0 | 0 | 0 | 0 | 0 | 0 | 0 | 0 | 0 | 0 | 0 | 0 | 0 | 0 | 0 | 0 | 0
F1_Commercial_Office_Existing_Food Preparation_Natural Gas_Food Prep Other_E5 | F1 | Commercial | Office | Existing | Food Preparation | Natural Gas | Food Prep Other | E5 | CCE | 0 | 0 | 0 | 0 | 0 | 0 | 0 | 0 | 0 | 0 | 0 | 0 | 0 | 0 | 0 | 0 | 0 | 0 | 0 | 0 | 0 | 0 | 0 | 0 | 0 | 0 | 0 | 0 | 0 | 0 | 0 | 0 | 0
F1_Commercial_Office_Existing_Food Preparation_Natural Gas_Food Prep Other_E6 | F1 | Commercial | Office | Existing | Food Preparation | Natural Gas | Food Prep Other | E6 | CCE | 0 | 0 | 0 | 0 | 0 | 0 | 0 | 0 | 0 | 0 | 0 | 0 | 0 | 0 | 0 | 0 | 0 | 0 | 0 | 0 | 0 | 0 | 0 | 0 | 0 | 0 | 0 | 0 | 0 | 0 | 0 | 0 | 0
F1_Commercial_Office_Existing_Food Preparation_Natural Gas_Food Prep Other_E7 | F1 | Commercial | Office | Existing | Food Preparation | Natural Gas | Food Prep Other | E7 | CCE | 0 | 0 | 0 | 0 | 0 | 0 | 0 | 0 | 0 | 0 | 0 | 0 | 0 | 0 | 0 | 0 | 0 | 0 | 0 | 0 | 0 | 0 | 0 | 0 | 0 | 0 | 0 | 0 | 0 | 0 | 0 | 0 | 0
F1_Commercial_Office_Existing_Food Preparation_Natural Gas_Food Prep Other_E8 | F1 | Commercial | Office | Existing | Food Preparation | Natural Gas | Food Prep Other | E8 | CCE | 0 | 0 | 0 | 0 | 0 | 0 | 0 | 0 | 0 | 0 | 0 | 0 | 0 | 0 | 0 | 0 | 0 | 0 | 0 | 0 | 0 | 0 | 0 | 0 | 0 | 0 | 0 | 0 | 0 | 0 | 0 | 0 | 0
F1_Commercial_Office_Existing_Food Preparation_Natural Gas_Food Prep Other_E9 | F1 | Commercial | Office | Existing | Food Preparation | Natural Gas | Food Prep Other | E9 | CCE | 0 | 0 | 0 | 0 | 0 | 0 | 0 | 0 | 0 | 0 | 0 | 0 | 0 | 0 | 0 | 0 | 0 | 0 | 0 | 0 | 0 | 0 | 0 | 0 | 0 | 0 | 0 | 0 | 0 | 0 | 0 | 0 | 0
F1_Commercial_Office_Existing_Food Preparation_Natural Gas_Food Prep Other_E10 | F1 | Commercial | Office | Existing | Food Preparation | Natural Gas | Food Prep Other | E10 | CCE | 0 | 0 | 0 | 0 | 0 | 0 | 0 | 0 | 0 | 0 | 0 | 0 | 0 | 0 | 0 | 0 | 0 | 0 | 0 | 0 | 0 | 0 | 0 | 0 | 0 | 0 | 0 | 0 | 0 | 0 | 0 | 0 | 0
F2_Commercial_Office_Existing_Food Preparation_Natural Gas_Food Prep Other_E1 | F2 | Commercial | Office | Existing | Food Preparation | Natural Gas | Food Prep Other | E1 | TRC BC Ratio | bar: 2019 to 2051
F2_Commercial_Office_Existing_Food Preparation_Natural Gas_Food Prep Other_E2 | F2 | Commercial | Office | Existing | Food Preparation | Natural Gas | Food Prep Other | E2 | TRC BC Ratio | 0 | 0 | 0 | 0 | 0 | 0 | 0 | 0 | 0 | 0 | 0 | 0 | 0 | 0 | 0 | 0 | 0 | 0 | 0 | 0 | 0 | 0 | 0 | 0 | 0 | 0 | 0 | 0 | 0 | 0 | 0 | 0 | 0
F2_Commercial_Office_Existing_Food Preparation_Natural Gas_Food Prep Other_E3 | F2 | Commercial | Office | Existing | Food Preparation | Natural Gas | Food Prep Other | E3 | TRC BC Ratio | 0 | 0 | 0 | 0 | 0 | 0 | 0 | 0 | 0 | 0 | 0 | 0 | 0 | 0 | 0 | 0 | 0 | 0 | 0 | 0 | 0 | 0 | 0 | 0 | 0 | 0 | 0 | 0 | 0 | 0 | 0 | 0 | 0
F2_Commercial_Office_Existing_Food Preparation_Natural Gas_Food Prep Other_E4 | F2 | Commercial | Office | Existing | Food Preparation | Natural Gas | Food Prep Other | E4 | TRC BC Ratio | 0 | 0 | 0 | 0 | 0 | 0 | 0 | 0 | 0 | 0 | 0 | 0 | 0 | 0 | 0 | 0 | 0 | 0 | 0 | 0 | 0 | 0 | 0 | 0 | 0 | 0 | 0 | 0 | 0 | 0 | 0 | 0 | 0
F2_Commercial_Office_Existing_Food Preparation_Natural Gas_Food Prep Other_E5 | F2 | Commercial | Office | Existing | Food Preparation | Natural Gas | Food Prep Other | E5 | TRC BC Ratio | 0 | 0 | 0 | 0 | 0 | 0 | 0 | 0 | 0 | 0 | 0 | 0 | 0 | 0 | 0 | 0 | 0 | 0 | 0 | 0 | 0 | 0 | 0 | 0 | 0 | 0 | 0 | 0 | 0 | 0 | 0 | 0 | 0
F2_Commercial_Office_Existing_Food Preparation_Natural Gas_Food Prep Other_E6 | F2 | Commercial | Office | Existing | Food Preparation | Natural Gas | Food Prep Other | E6 | TRC BC Ratio | 0 | 0 | 0 | 0 | 0 | 0 | 0 | 0 | 0 | 0 | 0 | 0 | 0 | 0 | 0 | 0 | 0 | 0 | 0 | 0 | 0 | 0 | 0 | 0 | 0 | 0 | 0 | 0 | 0 | 0 | 0 | 0 | 0
F2_Commercial_Office_Existing_Food Preparation_Natural Gas_Food Prep Other_E7 | F2 | Commercial | Office | Existing | Food Preparation | Natural Gas | Food Prep Other | E7 | TRC BC Ratio | 0 | 0 | 0 | 0 | 0 | 0 | 0 | 0 | 0 | 0 | 0 | 0 | 0 | 0 | 0 | 0 | 0 | 0 | 0 | 0 | 0 | 0 | 0 | 0 | 0 | 0 | 0 | 0 | 0 | 0 | 0 | 0 | 0
F2_Commercial_Office_Existing_Food Preparation_Natural Gas_Food Prep Other_E8 | F2 | Commercial | Office | Existing | Food Preparation | Natural Gas | Food Prep Other | E8 | TRC BC Ratio | 0 | 0 | 0 | 0 | 0 | 0 | 0 | 0 | 0 | 0 | 0 | 0 | 0 | 0 | 0 | 0 | 0 | 0 | 0 | 0 | 0 | 0 | 0 | 0 | 0 | 0 | 0 | 0 | 0 | 0 | 0 | 0 | 0
F2_Commercial_Office_Existing_Food Preparation_Natural Gas_Food Prep Other_E9 | F2 | Commercial | Office | Existing | Food Preparation | Natural Gas | Food Prep Other | E9 | TRC BC Ratio | 0 | 0 | 0 | 0 | 0 | 0 | 0 | 0 | 0 | 0 | 0 | 0 | 0 | 0 | 0 | 0 | 0 | 0 | 0 | 0 | 0 | 0 | 0 | 0 | 0 | 0 | 0 | 0 | 0 | 0 | 0 | 0 | 0
F2_Commercial_Office_Existing_Food Preparation_Natural Gas_Food Prep Other_E10 | F2 | Commercial | Office | Existing | Food Preparation | Natural Gas | Food Prep Other | E10 | TRC BC Ratio | 0 | 0 | 0 | 0 | 0 | 0 | 0 | 0 | 0 | 0 | 0 | 0 | 0 | 0 | 0 | 0 | 0 | 0 | 0 | 0 | 0 | 0 | 0 | 0 | 0 | 0 | 0 | 0 | 0 | 0 | 0 | 0 | 0
F3_Commercial_Office_Existing_Food Preparation_Natural Gas_Food Prep Other_E1 | F3 | Commercial | Office | Existing | Food Preparation | Natural Gas | Food Prep Other | E1 | PACT BC Ratio | bar: 2019 to 2051
F3_Commercial_Office_Existing_Food Preparation_Natural Gas_Food Prep Other_E2 | F3 | Commercial | Office | Existing | Food Preparation | Natural Gas | Food Prep Other | E2 | PACT BC Ratio | 0 | 0 | 0 | 0 | 0 | 0 | 0 | 0 | 0 | 0 | 0 | 0 | 0 | 0 | 0 | 0 | 0 | 0 | 0 | 0 | 0 | 0 | 0 | 0 | 0 | 0 | 0 | 0 | 0 | 0 | 0 | 0 | 0
F3_Commercial_Office_Existing_Food Preparation_Natural Gas_Food Prep Other_E3 | F3 | Commercial | Office | Existing | Food Preparation | Natural Gas | Food Prep Other | E3 | PACT BC Ratio | 0 | 0 | 0 | 0 | 0 | 0 | 0 | 0 | 0 | 0 | 0 | 0 | 0 | 0 | 0 | 0 | 0 | 0 | 0 | 0 | 0 | 0 | 0 | 0 | 0 | 0 | 0 | 0 | 0 | 0 | 0 | 0 | 0
F3_Commercial_Office_Existing_Food Preparation_Natural Gas_Food Prep Other_E4 | F3 | Commercial | Office | Existing | Food Preparation | Natural Gas | Food Prep Other | E4 | PACT BC Ratio | 0 | 0 | 0 | 0 | 0 | 0 | 0 | 0 | 0 | 0 | 0 | 0 | 0 | 0 | 0 | 0 | 0 | 0 | 0 | 0 | 0 | 0 | 0 | 0 | 0 | 0 | 0 | 0 | 0 | 0 | 0 | 0 | 0
F3_Commercial_Office_Existing_Food Preparation_Natural Gas_Food Prep Other_E5 | F3 | Commercial | Office | Existing | Food Preparation | Natural Gas | Food Prep Other | E5 | PACT BC Ratio | 0 | 0 | 0 | 0 | 0 | 0 | 0 | 0 | 0 | 0 | 0 | 0 | 0 | 0 | 0 | 0 | 0 | 0 | 0 | 0 | 0 | 0 | 0 | 0 | 0 | 0 | 0 | 0 | 0 | 0 | 0 | 0 | 0
F3_Commercial_Office_Existing_Food Preparation_Natural Gas_Food Prep Other_E6 | F3 | Commercial | Office | Existing | Food Preparation | Natural Gas | Food Prep Other | E6 | PACT BC Ratio | 0 | 0 | 0 | 0 | 0 | 0 | 0 | 0 | 0 | 0 | 0 | 0 | 0 | 0 | 0 | 0 | 0 | 0 | 0 | 0 | 0 | 0 | 0 | 0 | 0 | 0 | 0 | 0 | 0 | 0 | 0 | 0 | 0
F3_Commercial_Office_Existing_Food Preparation_Natural Gas_Food Prep Other_E7 | F3 | Commercial | Office | Existing | Food Preparation | Natural Gas | Food Prep Other | E7 | PACT BC Ratio | 0 | 0 | 0 | 0 | 0 | 0 | 0 | 0 | 0 | 0 | 0 | 0 | 0 | 0 | 0 | 0 | 0 | 0 | 0 | 0 | 0 | 0 | 0 | 0 | 0 | 0 | 0 | 0 | 0 | 0 | 0 | 0 | 0
F3_Commercial_Office_Existing_Food Preparation_Natural Gas_Food Prep Other_E8 | F3 | Commercial | Office | Existing | Food Preparation | Natural Gas | Food Prep Other | E8 | PACT BC Ratio | 0 | 0 | 0 | 0 | 0 | 0 | 0 | 0 | 0 | 0 | 0 | 0 | 0 | 0 | 0 | 0 | 0 | 0 | 0 | 0 | 0 | 0 | 0 | 0 | 0 | 0 | 0 | 0 | 0 | 0 | 0 | 0 | 0
F3_Commercial_Office_Existing_Food Preparation_Natural Gas_Food Prep Other_E9 | F3 | Commercial | Office | Existing | Food Preparation | Natural Gas | Food Prep Other | E9 | PACT BC Ratio | 0 | 0 | 0 | 0 | 0 | 0 | 0 | 0 | 0 | 0 | 0 | 0 | 0 | 0 | 0 | 0 | 0 | 0 | 0 | 0 | 0 | 0 | 0 | 0 | 0 | 0 | 0 | 0 | 0 | 0 | 0 | 0 | 0
F3_Commercial_Office_Existing_Food Preparation_Natural Gas_Food Prep Other_E10 | F3 | Commercial | Office | Existing | Food Preparation | Natural Gas | Food Prep Other | E10 | PACT BC Ratio | 0 | 0 | 0 | 0 | 0 | 0 | 0 | 0 | 0 | 0 | 0 | 0 | 0 | 0 | 0 | 0 | 0 | 0 | 0 | 0 | 0 | 0 | 0 | 0 | 0 | 0 | 0 | 0 | 0 | 0 | 0 | 0 | 0
F4_Commercial_Office_Existing_Food Preparation_Natural Gas_Food Prep Other_E1 | F4 | Commercial | Office | Existing | Food Preparation | Natural Gas | Food Prep Other | E1 | RVT BC Ratio | bar: 2019 to 2051
F4_Commercial_Office_Existing_Food Preparation_Natural Gas_Food Prep Other_E2 | F4 | Commercial | Office | Existing | Food Preparation | Natural Gas | Food Prep Other | E2 | RVT BC Ratio | 0.7 | 0.7 | 0.7 | 0.7 | 0.7 | 0.7 | 0.7 | 0.7 | 0.7 | 0.7 | 0.7 | 0.7 | 0.7 | 0.7 | 0.7 | 0.7 | 0.7 | 0.7 | 0.7 | 0.7 | 0.7 | 0.7 | 0.7 | 0.7 | 0.7 | 0.7 | 0.7 | 0.7 | 0.7 | 0.7 | 0.7 | 0.7 | 0.7
F4_Commercial_Office_Existing_Food Preparation_Natural Gas_Food Prep Other_E3 | F4 | Commercial | Office | Existing | Food Preparation | Natural Gas | Food Prep Other | E3 | RVT BC Ratio | 0 | 0 | 0 | 0 | 0 | 0 | 0 | 0 | 0 | 0 | 0 | 0 | 0 | 0 | 0 | 0 | 0 | 0 | 0 | 0 | 0 | 0 | 0 | 0 | 0 | 0 | 0 | 0 | 0 | 0 | 0 | 0 | 0
F4_Commercial_Office_Existing_Food Preparation_Natural Gas_Food Prep Other_E4 | F4 | Commercial | Office | Existing | Food Preparation | Natural Gas | Food Prep Other | E4 | RVT BC Ratio | 0 | 0 | 0 | 0 | 0 | 0 | 0 | 0 | 0 | 0 | 0 | 0 | 0 | 0 | 0 | 0 | 0 | 0 | 0 | 0 | 0 | 0 | 0 | 0 | 0 | 0 | 0 | 0 | 0 | 0 | 0 | 0 | 0
F4_Commercial_Office_Existing_Food Preparation_Natural Gas_Food Prep Other_E5 | F4 | Commercial | Office | Existing | Food Preparation | Natural Gas | Food Prep Other | E5 | RVT BC Ratio | 0 | 0 | 0 | 0 | 0 | 0 | 0 | 0 | 0 | 0 | 0 | 0 | 0 | 0 | 0 | 0 | 0 | 0 | 0 | 0 | 0 | 0 | 0 | 0 | 0 | 0 | 0 | 0 | 0 | 0 | 0 | 0 | 0
F4_Commercial_Office_Existing_Food Preparation_Natural Gas_Food Prep Other_E6 | F4 | Commercial | Office | Existing | Food Preparation | Natural Gas | Food Prep Other | E6 | RVT BC Ratio | 0 | 0 | 0 | 0 | 0 | 0 | 0 | 0 | 0 | 0 | 0 | 0 | 0 | 0 | 0 | 0 | 0 | 0 | 0 | 0 | 0 | 0 | 0 | 0 | 0 | 0 | 0 | 0 | 0 | 0 | 0 | 0 | 0
F4_Commercial_Office_Existing_Food Preparation_Natural Gas_Food Prep Other_E7 | F4 | Commercial | Office | Existing | Food Preparation | Natural Gas | Food Prep Other | E7 | RVT BC Ratio | 0 | 0 | 0 | 0 | 0 | 0 | 0 | 0 | 0 | 0 | 0 | 0 | 0 | 0 | 0 | 0 | 0 | 0 | 0 | 0 | 0 | 0 | 0 | 0 | 0 | 0 | 0 | 0 | 0 | 0 | 0 | 0 | 0
F4_Commercial_Office_Existing_Food Preparation_Natural Gas_Food Prep Other_E8 | F4 | Commercial | Office | Existing | Food Preparation | Natural Gas | Food Prep Other | E8 | RVT BC Ratio | 0 | 0 | 0 | 0 | 0 | 0 | 0 | 0 | 0 | 0 | 0 | 0 | 0 | 0 | 0 | 0 | 0 | 0 | 0 | 0 | 0 | 0 | 0 | 0 | 0 | 0 | 0 | 0 | 0 | 0 | 0 | 0 | 0
F4_Commercial_Office_Existing_Food Preparation_Natural Gas_Food Prep Other_E9 | F4 | Commercial | Office | Existing | Food Preparation | Natural Gas | Food Prep Other | E9 | RVT BC Ratio | 0 | 0 | 0 | 0 | 0 | 0 | 0 | 0 | 0 | 0 | 0 | 0 | 0 | 0 | 0 | 0 | 0 | 0 | 0 | 0 | 0 | 0 | 0 | 0 | 0 | 0 | 0 | 0 | 0 | 0 | 0 | 0 | 0
F4_Commercial_Office_Existing_Food Preparation_Natural Gas_Food Prep Other_E10 | F4 | Commercial | Office | Existing | Food Preparation | Natural Gas | Food Prep Other | E10 | RVT BC Ratio | 0 | 0 | 0 | 0 | 0 | 0 | 0 | 0 | 0 | 0 | 0 | 0 | 0 | 0 | 0 | 0 | 0 | 0 | 0 | 0 | 0 | 0 | 0 | 0 | 0 | 0 | 0 | 0 | 0 | 0 | 0 | 0 | 0
F5_Commercial_Office_Existing_Food Preparation_Natural Gas_Food Prep Other_E1 | F5 | Commercial | Office | Existing | Food Preparation | Natural Gas | Food Prep Other | E1 | RIM BC Ratio | bar: 2019 to 2051
F5_Commercial_Office_Existing_Food Preparation_Natural Gas_Food Prep Other_E2 | F5 | Commercial | Office | Existing | Food Preparation | Natural Gas | Food Prep Other | E2 | RIM BC Ratio | 0 | 0 | 0 | 0 | 0 | 0 | 0 | 0 | 0 | 0 | 0 | 0 | 0 | 0 | 0 | 0 | 0 | 0 | 0 | 0 | 0 | 0 | 0 | 0 | 0 | 0 | 0 | 0 | 0 | 0 | 0 | 0 | 0
F5_Commercial_Office_Existing_Food Preparation_Natural Gas_Food Prep Other_E3 | F5 | Commercial | Office | Existing | Food Preparation | Natural Gas | Food Prep Other | E3 | RIM BC Ratio | 0 | 0 | 0 | 0 | 0 | 0 | 0 | 0 | 0 | 0 | 0 | 0 | 0 | 0 | 0 | 0 | 0 | 0 | 0 | 0 | 0 | 0 | 0 | 0 | 0 | 0 | 0 | 0 | 0 | 0 | 0 | 0 | 0
F5_Commercial_Office_Existing_Food Preparation_Natural Gas_Food Prep Other_E4 | F5 | Commercial | Office | Existing | Food Preparation | Natural Gas | Food Prep Other | E4 | RIM BC Ratio | 0 | 0 | 0 | 0 | 0 | 0 | 0 | 0 | 0 | 0 | 0 | 0 | 0 | 0 | 0 | 0 | 0 | 0 | 0 | 0 | 0 | 0 | 0 | 0 | 0 | 0 | 0 | 0 | 0 | 0 | 0 | 0 | 0
F5_Commercial_Office_Existing_Food Preparation_Natural Gas_Food Prep Other_E5 | F5 | Commercial | Office | Existing | Food Preparation | Natural Gas | Food Prep Other | E5 | RIM BC Ratio | 0 | 0 | 0 | 0 | 0 | 0 | 0 | 0 | 0 | 0 | 0 | 0 | 0 | 0 | 0 | 0 | 0 | 0 | 0 | 0 | 0 | 0 | 0 | 0 | 0 | 0 | 0 | 0 | 0 | 0 | 0 | 0 | 0
F5_Commercial_Office_Existing_Food Preparation_Natural Gas_Food Prep Other_E6 | F5 | Commercial | Office | Existing | Food Preparation | Natural Gas | Food Prep Other | E6 | RIM BC Ratio | 0 | 0 | 0 | 0 | 0 | 0 | 0 | 0 | 0 | 0 | 0 | 0 | 0 | 0 | 0 | 0 | 0 | 0 | 0 | 0 | 0 | 0 | 0 | 0 | 0 | 0 | 0 | 0 | 0 | 0 | 0 | 0 | 0
F5_Commercial_Office_Existing_Food Preparation_Natural Gas_Food Prep Other_E7 | F5 | Commercial | Office | Existing | Food Preparation | Natural Gas | Food Prep Other | E7 | RIM BC Ratio | 0 | 0 | 0 | 0 | 0 | 0 | 0 | 0 | 0 | 0 | 0 | 0 | 0 | 0 | 0 | 0 | 0 | 0 | 0 | 0 | 0 | 0 | 0 | 0 | 0 | 0 | 0 | 0 | 0 | 0 | 0 | 0 | 0
F5_Commercial_Office_Existing_Food Preparation_Natural Gas_Food Prep Other_E8 | F5 | Commercial | Office | Existing | Food Preparation | Natural Gas | Food Prep Other | E8 | RIM BC Ratio | 0 | 0 | 0 | 0 | 0 | 0 | 0 | 0 | 0 | 0 | 0 | 0 | 0 | 0 | 0 | 0 | 0 | 0 | 0 | 0 | 0 | 0 | 0 | 0 | 0 | 0 | 0 | 0 | 0 | 0 | 0 | 0 | 0
F5_Commercial_Office_Existing_Food Preparation_Natural Gas_Food Prep Other_E9 | F5 | Commercial | Office | Existing | Food Preparation | Natural Gas | Food Prep Other | E9 | RIM BC Ratio | 0 | 0 | 0 | 0 | 0 | 0 | 0 | 0 | 0 | 0 | 0 | 0 | 0 | 0 | 0 | 0 | 0 | 0 | 0 | 0 | 0 | 0 | 0 | 0 | 0 | 0 | 0 | 0 | 0 | 0 | 0 | 0 | 0
F5_Commercial_Office_Existing_Food Preparation_Natural Gas_Food Prep Other_E10 | F5 | Commercial | Office | Existing | Food Preparation | Natural Gas | Food Prep Other | E10 | RIM BC Ratio | 0 | 0 | 0 | 0 | 0 | 0 | 0 | 0 | 0 | 0 | 0 | 0 | 0 | 0 | 0 | 0 | 0 | 0 | 0 | 0 | 0 | 0 | 0 | 0 | 0 | 0 | 0 | 0 | 0 | 0 | 0 | 0 | 0
F0_Commercial_Office_Existing_Miscellaneous_Natural Gas_Pool Heater_E0 | F0 | Commercial | Office | Existing | Miscellaneous | Natural Gas | Pool Heater | E0 | Economic Unit | Standard (EF .78) | Standard (EF .78) | Standard (EF .78) | Standard (EF .78) | Standard (EF .78) | Standard (EF .78) | Standard (EF .78) | Standard (EF .78) | Standard (EF .78) | Standard (EF .78) | Standard (EF .78) | Standard (EF .78) | Standard (EF .78) | Standard (EF .78) | Standard (EF .78) | Standard (EF .78) | Standard (EF .78) | Standard (EF .78) | Standard (EF .78) | Standard (EF .78) | Standard (EF .78) | Standard (EF .78) | Standard (EF .78) | Standard (EF .78) | Standard (EF .78) | Standard (EF .78) | Standard (EF .78) | Standard (EF .78) | Standard (EF .78) | Standard (EF .78) | Standard (EF .78) | Standard (EF .78) | Standard (EF .78)
F1_Commercial_Office_Existing_Miscellaneous_Natural Gas_Pool Heater_E1 | F1 | Commercial | Office | Existing | Miscellaneous | Natural Gas | Pool Heater | E1 | CCE | 0 | 0 | 0 | 0 | 0 | 0 | 0 | 0 | 0 | 0 | 0 | 0 | 0 | 0 | 0 | 0 | 0 | 0 | 0 | 0 | 0 | 0 | 0 | 0 | 0 | 0 | 0 | 0 | 0 | 0 | 0 | 0 | 0
F1_Commercial_Office_Existing_Miscellaneous_Natural Gas_Pool Heater_E2 | F1 | Commercial | Office | Existing | Miscellaneous | Natural Gas | Pool Heater | E2 | CCE | 1.2838 | 1.2838 | 1.2838 | 1.2838 | 1.2838 | 1.2838 | 1.2838 | 1.2838 | 1.2838 | 1.2838 | 1.2838 | 1.2838 | 1.2838 | 1.2838 | 1.2838 | 1.2838 | 1.2838 | 1.2838 | 1.2838 | 1.2838 | 1.2838 | 1.2838 | 1.2838 | 1.2838 | 1.2838 | 1.2838 | 1.2838 | 1.2838 | 1.2838 | 1.2838 | 1.2838 | 1.2838 | 1.2838
F1_Commercial_Office_Existing_Miscellaneous_Natural Gas_Pool Heater_E3 | F1 | Commercial | Office | Existing | Miscellaneous | Natural Gas | Pool Heater | E3 | CCE | 0 | 0 | 0 | 0 | 0 | 0 | 0 | 0 | 0 | 0 | 0 | 0 | 0 | 0 | 0 | 0 | 0 | 0 | 0 | 0 | 0 | 0 | 0 | 0 | 0 | 0 | 0 | 0 | 0 | 0 | 0 | 0 | 0
F1_Commercial_Office_Existing_Miscellaneous_Natural Gas_Pool Heater_E4 | F1 | Commercial | Office | Existing | Miscellaneous | Natural Gas | Pool Heater | E4 | CCE | 0 | 0 | 0 | 0 | 0 | 0 | 0 | 0 | 0 | 0 | 0 | 0 | 0 | 0 | 0 | 0 | 0 | 0 | 0 | 0 | 0 | 0 | 0 | 0 | 0 | 0 | 0 | 0 | 0 | 0 | 0 | 0 | 0
F1_Commercial_Office_Existing_Miscellaneous_Natural Gas_Pool Heater_E5 | F1 | Commercial | Office | Existing | Miscellaneous | Natural Gas | Pool Heater | E5 | CCE | 0 | 0 | 0 | 0 | 0 | 0 | 0 | 0 | 0 | 0 | 0 | 0 | 0 | 0 | 0 | 0 | 0 | 0 | 0 | 0 | 0 | 0 | 0 | 0 | 0 | 0 | 0 | 0 | 0 | 0 | 0 | 0 | 0
F1_Commercial_Office_Existing_Miscellaneous_Natural Gas_Pool Heater_E6 | F1 | Commercial | Office | Existing | Miscellaneous | Natural Gas | Pool Heater | E6 | CCE | 0 | 0 | 0 | 0 | 0 | 0 | 0 | 0 | 0 | 0 | 0 | 0 | 0 | 0 | 0 | 0 | 0 | 0 | 0 | 0 | 0 | 0 | 0 | 0 | 0 | 0 | 0 | 0 | 0 | 0 | 0 | 0 | 0
F1_Commercial_Office_Existing_Miscellaneous_Natural Gas_Pool Heater_E7 | F1 | Commercial | Office | Existing | Miscellaneous | Natural Gas | Pool Heater | E7 | CCE | 0 | 0 | 0 | 0 | 0 | 0 | 0 | 0 | 0 | 0 | 0 | 0 | 0 | 0 | 0 | 0 | 0 | 0 | 0 | 0 | 0 | 0 | 0 | 0 | 0 | 0 | 0 | 0 | 0 | 0 | 0 | 0 | 0
F1_Commercial_Office_Existing_Miscellaneous_Natural Gas_Pool Heater_E8 | F1 | Commercial | Office | Existing | Miscellaneous | Natural Gas | Pool Heater | E8 | CCE | 0 | 0 | 0 | 0 | 0 | 0 | 0 | 0 | 0 | 0 | 0 | 0 | 0 | 0 | 0 | 0 | 0 | 0 | 0 | 0 | 0 | 0 | 0 | 0 | 0 | 0 | 0 | 0 | 0 | 0 | 0 | 0 | 0
F1_Commercial_Office_Existing_Miscellaneous_Natural Gas_Pool Heater_E9 | F1 | Commercial | Office | Existing | Miscellaneous | Natural Gas | Pool Heater | E9 | CCE | 0 | 0 | 0 | 0 | 0 | 0 | 0 | 0 | 0 | 0 | 0 | 0 | 0 | 0 | 0 | 0 | 0 | 0 | 0 | 0 | 0 | 0 | 0 | 0 | 0 | 0 | 0 | 0 | 0 | 0 | 0 | 0 | 0
F1_Commercial_Office_Existing_Miscellaneous_Natural Gas_Pool Heater_E10 | F1 | Commercial | Office | Existing | Miscellaneous | Natural Gas | Pool Heater | E10 | CCE | 0 | 0 | 0 | 0 | 0 | 0 | 0 | 0 | 0 | 0 | 0 | 0 | 0 | 0 | 0 | 0 | 0 | 0 | 0 | 0 | 0 | 0 | 0 | 0 | 0 | 0 | 0 | 0 | 0 | 0 | 0 | 0 | 0
F2_Commercial_Office_Existing_Miscellaneous_Natural Gas_Pool Heater_E1 | F2 | Commercial | Office | Existing | Miscellaneous | Natural Gas | Pool Heater | E1 | TRC BC Ratio | bar: 2019 to 2051
F2_Commercial_Office_Existing_Miscellaneous_Natural Gas_Pool Heater_E2 | F2 | Commercial | Office | Existing | Miscellaneous | Natural Gas | Pool Heater | E2 | TRC BC Ratio | 0 | 0 | 0 | 0 | 0 | 0 | 0 | 0 | 0 | 0 | 0 | 0 | 0 | 0 | 0 | 0 | 0 | 0 | 0 | 0 | 0 | 0 | 0 | 0 | 0 | 0 | 0 | 0 | 0 | 0 | 0 | 0 | 0
F2_Commercial_Office_Existing_Miscellaneous_Natural Gas_Pool Heater_E3 | F2 | Commercial | Office | Existing | Miscellaneous | Natural Gas | Pool Heater | E3 | TRC BC Ratio | 0 | 0 | 0 | 0 | 0 | 0 | 0 | 0 | 0 | 0 | 0 | 0 | 0 | 0 | 0 | 0 | 0 | 0 | 0 | 0 | 0 | 0 | 0 | 0 | 0 | 0 | 0 | 0 | 0 | 0 | 0 | 0 | 0
F2_Commercial_Office_Existing_Miscellaneous_Natural Gas_Pool Heater_E4 | F2 | Commercial | Office | Existing | Miscellaneous | Natural Gas | Pool Heater | E4 | TRC BC Ratio | 0 | 0 | 0 | 0 | 0 | 0 | 0 | 0 | 0 | 0 | 0 | 0 | 0 | 0 | 0 | 0 | 0 | 0 | 0 | 0 | 0 | 0 | 0 | 0 | 0 | 0 | 0 | 0 | 0 | 0 | 0 | 0 | 0
F2_Commercial_Office_Existing_Miscellaneous_Natural Gas_Pool Heater_E5 | F2 | Commercial | Office | Existing | Miscellaneous | Natural Gas | Pool Heater | E5 | TRC BC Ratio | 0 | 0 | 0 | 0 | 0 | 0 | 0 | 0 | 0 | 0 | 0 | 0 | 0 | 0 | 0 | 0 | 0 | 0 | 0 | 0 | 0 | 0 | 0 | 0 | 0 | 0 | 0 | 0 | 0 | 0 | 0 | 0 | 0
F2_Commercial_Office_Existing_Miscellaneous_Natural Gas_Pool Heater_E6 | F2 | Commercial | Office | Existing | Miscellaneous | Natural Gas | Pool Heater | E6 | TRC BC Ratio | 0 | 0 | 0 | 0 | 0 | 0 | 0 | 0 | 0 | 0 | 0 | 0 | 0 | 0 | 0 | 0 | 0 | 0 | 0 | 0 | 0 | 0 | 0 | 0 | 0 | 0 | 0 | 0 | 0 | 0 | 0 | 0 | 0
F2_Commercial_Office_Existing_Miscellaneous_Natural Gas_Pool Heater_E7 | F2 | Commercial | Office | Existing | Miscellaneous | Natural Gas | Pool Heater | E7 | TRC BC Ratio | 0 | 0 | 0 | 0 | 0 | 0 | 0 | 0 | 0 | 0 | 0 | 0 | 0 | 0 | 0 | 0 | 0 | 0 | 0 | 0 | 0 | 0 | 0 | 0 | 0 | 0 | 0 | 0 | 0 | 0 | 0 | 0 | 0
F2_Commercial_Office_Existing_Miscellaneous_Natural Gas_Pool Heater_E8 | F2 | Commercial | Office | Existing | Miscellaneous | Natural Gas | Pool Heater | E8 | TRC BC Ratio | 0 | 0 | 0 | 0 | 0 | 0 | 0 | 0 | 0 | 0 | 0 | 0 | 0 | 0 | 0 | 0 | 0 | 0 | 0 | 0 | 0 | 0 | 0 | 0 | 0 | 0 | 0 | 0 | 0 | 0 | 0 | 0 | 0
F2_Commercial_Office_Existing_Miscellaneous_Natural Gas_Pool Heater_E9 | F2 | Commercial | Office | Existing | Miscellaneous | Natural Gas | Pool Heater | E9 | TRC BC Ratio | 0 | 0 | 0 | 0 | 0 | 0 | 0 | 0 | 0 | 0 | 0 | 0 | 0 | 0 | 0 | 0 | 0 | 0 | 0 | 0 | 0 | 0 | 0 | 0 | 0 | 0 | 0 | 0 | 0 | 0 | 0 | 0 | 0
F2_Commercial_Office_Existing_Miscellaneous_Natural Gas_Pool Heater_E10 | F2 | Commercial | Office | Existing | Miscellaneous | Natural Gas | Pool Heater | E10 | TRC BC Ratio | 0 | 0 | 0 | 0 | 0 | 0 | 0 | 0 | 0 | 0 | 0 | 0 | 0 | 0 | 0 | 0 | 0 | 0 | 0 | 0 | 0 | 0 | 0 | 0 | 0 | 0 | 0 | 0 | 0 | 0 | 0 | 0 | 0
F3_Commercial_Office_Existing_Miscellaneous_Natural Gas_Pool Heater_E1 | F3 | Commercial | Office | Existing | Miscellaneous | Natural Gas | Pool Heater | E1 | PACT BC Ratio | bar: 2019 to 2051
F3_Commercial_Office_Existing_Miscellaneous_Natural Gas_Pool Heater_E2 | F3 | Commercial | Office | Existing | Miscellaneous | Natural Gas | Pool Heater | E2 | PACT BC Ratio | 0 | 0 | 0 | 0 | 0 | 0 | 0 | 0 | 0 | 0 | 0 | 0 | 0 | 0 | 0 | 0 | 0 | 0 | 0 | 0 | 0 | 0 | 0 | 0 | 0 | 0 | 0 | 0 | 0 | 0 | 0 | 0 | 0
F3_Commercial_Office_Existing_Miscellaneous_Natural Gas_Pool Heater_E3 | F3 | Commercial | Office | Existing | Miscellaneous | Natural Gas | Pool Heater | E3 | PACT BC Ratio | 0 | 0 | 0 | 0 | 0 | 0 | 0 | 0 | 0 | 0 | 0 | 0 | 0 | 0 | 0 | 0 | 0 | 0 | 0 | 0 | 0 | 0 | 0 | 0 | 0 | 0 | 0 | 0 | 0 | 0 | 0 | 0 | 0
F3_Commercial_Office_Existing_Miscellaneous_Natural Gas_Pool Heater_E4 | F3 | Commercial | Office | Existing | Miscellaneous | Natural Gas | Pool Heater | E4 | PACT BC Ratio | 0 | 0 | 0 | 0 | 0 | 0 | 0 | 0 | 0 | 0 | 0 | 0 | 0 | 0 | 0 | 0 | 0 | 0 | 0 | 0 | 0 | 0 | 0 | 0 | 0 | 0 | 0 | 0 | 0 | 0 | 0 | 0 | 0
F3_Commercial_Office_Existing_Miscellaneous_Natural Gas_Pool Heater_E5 | F3 | Commercial | Office | Existing | Miscellaneous | Natural Gas | Pool Heater | E5 | PACT BC Ratio | 0 | 0 | 0 | 0 | 0 | 0 | 0 | 0 | 0 | 0 | 0 | 0 | 0 | 0 | 0 | 0 | 0 | 0 | 0 | 0 | 0 | 0 | 0 | 0 | 0 | 0 | 0 | 0 | 0 | 0 | 0 | 0 | 0
F3_Commercial_Office_Existing_Miscellaneous_Natural Gas_Pool Heater_E6 | F3 | Commercial | Office | Existing | Miscellaneous | Natural Gas | Pool Heater | E6 | PACT BC Ratio | 0 | 0 | 0 | 0 | 0 | 0 | 0 | 0 | 0 | 0 | 0 | 0 | 0 | 0 | 0 | 0 | 0 | 0 | 0 | 0 | 0 | 0 | 0 | 0 | 0 | 0 | 0 | 0 | 0 | 0 | 0 | 0 | 0
F3_Commercial_Office_Existing_Miscellaneous_Natural Gas_Pool Heater_E7 | F3 | Commercial | Office | Existing | Miscellaneous | Natural Gas | Pool Heater | E7 | PACT BC Ratio | 0 | 0 | 0 | 0 | 0 | 0 | 0 | 0 | 0 | 0 | 0 | 0 | 0 | 0 | 0 | 0 | 0 | 0 | 0 | 0 | 0 | 0 | 0 | 0 | 0 | 0 | 0 | 0 | 0 | 0 | 0 | 0 | 0
F3_Commercial_Office_Existing_Miscellaneous_Natural Gas_Pool Heater_E8 | F3 | Commercial | Office | Existing | Miscellaneous | Natural Gas | Pool Heater | E8 | PACT BC Ratio | 0 | 0 | 0 | 0 | 0 | 0 | 0 | 0 | 0 | 0 | 0 | 0 | 0 | 0 | 0 | 0 | 0 | 0 | 0 | 0 | 0 | 0 | 0 | 0 | 0 | 0 | 0 | 0 | 0 | 0 | 0 | 0 | 0
F3_Commercial_Office_Existing_Miscellaneous_Natural Gas_Pool Heater_E9 | F3 | Commercial | Office | Existing | Miscellaneous | Natural Gas | Pool Heater | E9 | PACT BC Ratio | 0 | 0 | 0 | 0 | 0 | 0 | 0 | 0 | 0 | 0 | 0 | 0 | 0 | 0 | 0 | 0 | 0 | 0 | 0 | 0 | 0 | 0 | 0 | 0 | 0 | 0 | 0 | 0 | 0 | 0 | 0 | 0 | 0
F3_Commercial_Office_Existing_Miscellaneous_Natural Gas_Pool Heater_E10 | F3 | Commercial | Office | Existing | Miscellaneous | Natural Gas | Pool Heater | E10 | PACT BC Ratio | 0 | 0 | 0 | 0 | 0 | 0 | 0 | 0 | 0 | 0 | 0 | 0 | 0 | 0 | 0 | 0 | 0 | 0 | 0 | 0 | 0 | 0 | 0 | 0 | 0 | 0 | 0 | 0 | 0 | 0 | 0 | 0 | 0
F4_Commercial_Office_Existing_Miscellaneous_Natural Gas_Pool Heater_E1 | F4 | Commercial | Office | Existing | Miscellaneous | Natural Gas | Pool Heater | E1 | RVT BC Ratio | bar: 2019 to 2051
F4_Commercial_Office_Existing_Miscellaneous_Natural Gas_Pool Heater_E2 | F4 | Commercial | Office | Existing | Miscellaneous | Natural Gas | Pool Heater | E2 | RVT BC Ratio | 0.7 | 0.7 | 0.7 | 0.7 | 0.7 | 0.7 | 0.7 | 0.7 | 0.7 | 0.7 | 0.7 | 0.7 | 0.7 | 0.7 | 0.7 | 0.7 | 0.7 | 0.7 | 0.7 | 0.7 | 0.7 | 0.7 | 0.7 | 0.7 | 0.7 | 0.7 | 0.7 | 0.7 | 0.7 | 0.7 | 0.7 | 0.7 | 0.7
F4_Commercial_Office_Existing_Miscellaneous_Natural Gas_Pool Heater_E3 | F4 | Commercial | Office | Existing | Miscellaneous | Natural Gas | Pool Heater | E3 | RVT BC Ratio | 0 | 0 | 0 | 0 | 0 | 0 | 0 | 0 | 0 | 0 | 0 | 0 | 0 | 0 | 0 | 0 | 0 | 0 | 0 | 0 | 0 | 0 | 0 | 0 | 0 | 0 | 0 | 0 | 0 | 0 | 0 | 0 | 0
F4_Commercial_Office_Existing_Miscellaneous_Natural Gas_Pool Heater_E4 | F4 | Commercial | Office | Existing | Miscellaneous | Natural Gas | Pool Heater | E4 | RVT BC Ratio | 0 | 0 | 0 | 0 | 0 | 0 | 0 | 0 | 0 | 0 | 0 | 0 | 0 | 0 | 0 | 0 | 0 | 0 | 0 | 0 | 0 | 0 | 0 | 0 | 0 | 0 | 0 | 0 | 0 | 0 | 0 | 0 | 0
F4_Commercial_Office_Existing_Miscellaneous_Natural Gas_Pool Heater_E5 | F4 | Commercial | Office | Existing | Miscellaneous | Natural Gas | Pool Heater | E5 | RVT BC Ratio | 0 | 0 | 0 | 0 | 0 | 0 | 0 | 0 | 0 | 0 | 0 | 0 | 0 | 0 | 0 | 0 | 0 | 0 | 0 | 0 | 0 | 0 | 0 | 0 | 0 | 0 | 0 | 0 | 0 | 0 | 0 | 0 | 0
F4_Commercial_Office_Existing_Miscellaneous_Natural Gas_Pool Heater_E6 | F4 | Commercial | Office | Existing | Miscellaneous | Natural Gas | Pool Heater | E6 | RVT BC Ratio | 0 | 0 | 0 | 0 | 0 | 0 | 0 | 0 | 0 | 0 | 0 | 0 | 0 | 0 | 0 | 0 | 0 | 0 | 0 | 0 | 0 | 0 | 0 | 0 | 0 | 0 | 0 | 0 | 0 | 0 | 0 | 0 | 0
F4_Commercial_Office_Existing_Miscellaneous_Natural Gas_Pool Heater_E7 | F4 | Commercial | Office | Existing | Miscellaneous | Natural Gas | Pool Heater | E7 | RVT BC Ratio | 0 | 0 | 0 | 0 | 0 | 0 | 0 | 0 | 0 | 0 | 0 | 0 | 0 | 0 | 0 | 0 | 0 | 0 | 0 | 0 | 0 | 0 | 0 | 0 | 0 | 0 | 0 | 0 | 0 | 0 | 0 | 0 | 0
F4_Commercial_Office_Existing_Miscellaneous_Natural Gas_Pool Heater_E8 | F4 | Commercial | Office | Existing | Miscellaneous | Natural Gas | Pool Heater | E8 | RVT BC Ratio | 0 | 0 | 0 | 0 | 0 | 0 | 0 | 0 | 0 | 0 | 0 | 0 | 0 | 0 | 0 | 0 | 0 | 0 | 0 | 0 | 0 | 0 | 0 | 0 | 0 | 0 | 0 | 0 | 0 | 0 | 0 | 0 | 0
F4_Commercial_Office_Existing_Miscellaneous_Natural Gas_Pool Heater_E9 | F4 | Commercial | Office | Existing | Miscellaneous | Natural Gas | Pool Heater | E9 | RVT BC Ratio | 0 | 0 | 0 | 0 | 0 | 0 | 0 | 0 | 0 | 0 | 0 | 0 | 0 | 0 | 0 | 0 | 0 | 0 | 0 | 0 | 0 | 0 | 0 | 0 | 0 | 0 | 0 | 0 | 0 | 0 | 0 | 0 | 0
F4_Commercial_Office_Existing_Miscellaneous_Natural Gas_Pool Heater_E10 | F4 | Commercial | Office | Existing | Miscellaneous | Natural Gas | Pool Heater | E10 | RVT BC Ratio | 0 | 0 | 0 | 0 | 0 | 0 | 0 | 0 | 0 | 0 | 0 | 0 | 0 | 0 | 0 | 0 | 0 | 0 | 0 | 0 | 0 | 0 | 0 | 0 | 0 | 0 | 0 | 0 | 0 | 0 | 0 | 0 | 0
F5_Commercial_Office_Existing_Miscellaneous_Natural Gas_Pool Heater_E1 | F5 | Commercial | Office | Existing | Miscellaneous | Natural Gas | Pool Heater | E1 | RIM BC Ratio | bar: 2019 to 2051
F5_Commercial_Office_Existing_Miscellaneous_Natural Gas_Pool Heater_E2 | F5 | Commercial | Office | Existing | Miscellaneous | Natural Gas | Pool Heater | E2 | RIM BC Ratio | 0 | 0 | 0 | 0 | 0 | 0 | 0 | 0 | 0 | 0 | 0 | 0 | 0 | 0 | 0 | 0 | 0 | 0 | 0 | 0 | 0 | 0 | 0 | 0 | 0 | 0 | 0 | 0 | 0 | 0 | 0 | 0 | 0
F5_Commercial_Office_Existing_Miscellaneous_Natural Gas_Pool Heater_E3 | F5 | Commercial | Office | Existing | Miscellaneous | Natural Gas | Pool Heater | E3 | RIM BC Ratio | 0 | 0 | 0 | 0 | 0 | 0 | 0 | 0 | 0 | 0 | 0 | 0 | 0 | 0 | 0 | 0 | 0 | 0 | 0 | 0 | 0 | 0 | 0 | 0 | 0 | 0 | 0 | 0 | 0 | 0 | 0 | 0 | 0
F5_Commercial_Office_Existing_Miscellaneous_Natural Gas_Pool Heater_E4 | F5 | Commercial | Office | Existing | Miscellaneous | Natural Gas | Pool Heater | E4 | RIM BC Ratio | 0 | 0 | 0 | 0 | 0 | 0 | 0 | 0 | 0 | 0 | 0 | 0 | 0 | 0 | 0 | 0 | 0 | 0 | 0 | 0 | 0 | 0 | 0 | 0 | 0 | 0 | 0 | 0 | 0 | 0 | 0 | 0 | 0
F5_Commercial_Office_Existing_Miscellaneous_Natural Gas_Pool Heater_E5 | F5 | Commercial | Office | Existing | Miscellaneous | Natural Gas | Pool Heater | E5 | RIM BC Ratio | 0 | 0 | 0 | 0 | 0 | 0 | 0 | 0 | 0 | 0 | 0 | 0 | 0 | 0 | 0 | 0 | 0 | 0 | 0 | 0 | 0 | 0 | 0 | 0 | 0 | 0 | 0 | 0 | 0 | 0 | 0 | 0 | 0
F5_Commercial_Office_Existing_Miscellaneous_Natural Gas_Pool Heater_E6 | F5 | Commercial | Office | Existing | Miscellaneous | Natural Gas | Pool Heater | E6 | RIM BC Ratio | 0 | 0 | 0 | 0 | 0 | 0 | 0 | 0 | 0 | 0 | 0 | 0 | 0 | 0 | 0 | 0 | 0 | 0 | 0 | 0 | 0 | 0 | 0 | 0 | 0 | 0 | 0 | 0 | 0 | 0 | 0 | 0 | 0
F5_Commercial_Office_Existing_Miscellaneous_Natural Gas_Pool Heater_E7 | F5 | Commercial | Office | Existing | Miscellaneous | Natural Gas | Pool Heater | E7 | RIM BC Ratio | 0 | 0 | 0 | 0 | 0 | 0 | 0 | 0 | 0 | 0 | 0 | 0 | 0 | 0 | 0 | 0 | 0 | 0 | 0 | 0 | 0 | 0 | 0 | 0 | 0 | 0 | 0 | 0 | 0 | 0 | 0 | 0 | 0
F5_Commercial_Office_Existing_Miscellaneous_Natural Gas_Pool Heater_E8 | F5 | Commercial | Office | Existing | Miscellaneous | Natural Gas | Pool Heater | E8 | RIM BC Ratio | 0 | 0 | 0 | 0 | 0 | 0 | 0 | 0 | 0 | 0 | 0 | 0 | 0 | 0 | 0 | 0 | 0 | 0 | 0 | 0 | 0 | 0 | 0 | 0 | 0 | 0 | 0 | 0 | 0 | 0 | 0 | 0 | 0
F5_Commercial_Office_Existing_Miscellaneous_Natural Gas_Pool Heater_E9 | F5 | Commercial | Office | Existing | Miscellaneous | Natural Gas | Pool Heater | E9 | RIM BC Ratio | 0 | 0 | 0 | 0 | 0 | 0 | 0 | 0 | 0 | 0 | 0 | 0 | 0 | 0 | 0 | 0 | 0 | 0 | 0 | 0 | 0 | 0 | 0 | 0 | 0 | 0 | 0 | 0 | 0 | 0 | 0 | 0 | 0
F5_Commercial_Office_Existing_Miscellaneous_Natural Gas_Pool Heater_E10 | F5 | Commercial | Office | Existing | Miscellaneous | Natural Gas | Pool Heater | E10 | RIM BC Ratio | 0 | 0 | 0 | 0 | 0 | 0 | 0 | 0 | 0 | 0 | 0 | 0 | 0 | 0 | 0 | 0 | 0 | 0 | 0 | 0 | 0 | 0 | 0 | 0 | 0 | 0 | 0 | 0 | 0 | 0 | 0 | 0 | 0
F0_Commercial_Office_Existing_Miscellaneous_Natural Gas_Miscellaneous_E0 | F0 | Commercial | Office | Existing | Miscellaneous | Natural Gas | Miscellaneous | E0 | Economic Unit | Miscellaneous | Miscellaneous | Miscellaneous | Miscellaneous | Miscellaneous | Miscellaneous | Miscellaneous | Miscellaneous | Miscellaneous | Miscellaneous | Miscellaneous | Miscellaneous | Miscellaneous | Miscellaneous | Miscellaneous | Miscellaneous | Miscellaneous | Miscellaneous | Miscellaneous | Miscellaneous | Miscellaneous | Miscellaneous | Miscellaneous | Miscellaneous | Miscellaneous | Miscellaneous | Miscellaneous | Miscellaneous | Miscellaneous | Miscellaneous | Miscellaneous | Miscellaneous | Miscellaneous
F1_Commercial_Office_Existing_Miscellaneous_Natural Gas_Miscellaneous_E1 | F1 | Commercial | Office | Existing | Miscellaneous | Natural Gas | Miscellaneous | E1 | CCE | 0 | 0 | 0 | 0 | 0 | 0 | 0 | 0 | 0 | 0 | 0 | 0 | 0 | 0 | 0 | 0 | 0 | 0 | 0 | 0 | 0 | 0 | 0 | 0 | 0 | 0 | 0 | 0 | 0 | 0 | 0 | 0 | 0
F1_Commercial_Office_Existing_Miscellaneous_Natural Gas_Miscellaneous_E2 | F1 | Commercial | Office | Existing | Miscellaneous | Natural Gas | Miscellaneous | E2 | CCE | 0 | 0 | 0 | 0 | 0 | 0 | 0 | 0 | 0 | 0 | 0 | 0 | 0 | 0 | 0 | 0 | 0 | 0 | 0 | 0 | 0 | 0 | 0 | 0 | 0 | 0 | 0 | 0 | 0 | 0 | 0 | 0 | 0
F1_Commercial_Office_Existing_Miscellaneous_Natural Gas_Miscellaneous_E3 | F1 | Commercial | Office | Existing | Miscellaneous | Natural Gas | Miscellaneous | E3 | CCE | 0 | 0 | 0 | 0 | 0 | 0 | 0 | 0 | 0 | 0 | 0 | 0 | 0 | 0 | 0 | 0 | 0 | 0 | 0 | 0 | 0 | 0 | 0 | 0 | 0 | 0 | 0 | 0 | 0 | 0 | 0 | 0 | 0
F1_Commercial_Office_Existing_Miscellaneous_Natural Gas_Miscellaneous_E4 | F1 | Commercial | Office | Existing | Miscellaneous | Natural Gas | Miscellaneous | E4 | CCE | 0 | 0 | 0 | 0 | 0 | 0 | 0 | 0 | 0 | 0 | 0 | 0 | 0 | 0 | 0 | 0 | 0 | 0 | 0 | 0 | 0 | 0 | 0 | 0 | 0 | 0 | 0 | 0 | 0 | 0 | 0 | 0 | 0
F1_Commercial_Office_Existing_Miscellaneous_Natural Gas_Miscellaneous_E5 | F1 | Commercial | Office | Existing | Miscellaneous | Natural Gas | Miscellaneous | E5 | CCE | 0 | 0 | 0 | 0 | 0 | 0 | 0 | 0 | 0 | 0 | 0 | 0 | 0 | 0 | 0 | 0 | 0 | 0 | 0 | 0 | 0 | 0 | 0 | 0 | 0 | 0 | 0 | 0 | 0 | 0 | 0 | 0 | 0
F1_Commercial_Office_Existing_Miscellaneous_Natural Gas_Miscellaneous_E6 | F1 | Commercial | Office | Existing | Miscellaneous | Natural Gas | Miscellaneous | E6 | CCE | 0 | 0 | 0 | 0 | 0 | 0 | 0 | 0 | 0 | 0 | 0 | 0 | 0 | 0 | 0 | 0 | 0 | 0 | 0 | 0 | 0 | 0 | 0 | 0 | 0 | 0 | 0 | 0 | 0 | 0 | 0 | 0 | 0
F1_Commercial_Office_Existing_Miscellaneous_Natural Gas_Miscellaneous_E7 | F1 | Commercial | Office | Existing | Miscellaneous | Natural Gas | Miscellaneous | E7 | CCE | 0 | 0 | 0 | 0 | 0 | 0 | 0 | 0 | 0 | 0 | 0 | 0 | 0 | 0 | 0 | 0 | 0 | 0 | 0 | 0 | 0 | 0 | 0 | 0 | 0 | 0 | 0 | 0 | 0 | 0 | 0 | 0 | 0
F1_Commercial_Office_Existing_Miscellaneous_Natural Gas_Miscellaneous_E8 | F1 | Commercial | Office | Existing | Miscellaneous | Natural Gas | Miscellaneous | E8 | CCE | 0 | 0 | 0 | 0 | 0 | 0 | 0 | 0 | 0 | 0 | 0 | 0 | 0 | 0 | 0 | 0 | 0 | 0 | 0 | 0 | 0 | 0 | 0 | 0 | 0 | 0 | 0 | 0 | 0 | 0 | 0 | 0 | 0
F1_Commercial_Office_Existing_Miscellaneous_Natural Gas_Miscellaneous_E9 | F1 | Commercial | Office | Existing | Miscellaneous | Natural Gas | Miscellaneous | E9 | CCE | 0 | 0 | 0 | 0 | 0 | 0 | 0 | 0 | 0 | 0 | 0 | 0 | 0 | 0 | 0 | 0 | 0 | 0 | 0 | 0 | 0 | 0 | 0 | 0 | 0 | 0 | 0 | 0 | 0 | 0 | 0 | 0 | 0
F1_Commercial_Office_Existing_Miscellaneous_Natural Gas_Miscellaneous_E10 | F1 | Commercial | Office | Existing | Miscellaneous | Natural Gas | Miscellaneous | E10 | CCE | 0 | 0 | 0 | 0 | 0 | 0 | 0 | 0 | 0 | 0 | 0 | 0 | 0 | 0 | 0 | 0 | 0 | 0 | 0 | 0 | 0 | 0 | 0 | 0 | 0 | 0 | 0 | 0 | 0 | 0 | 0 | 0 | 0
F2_Commercial_Office_Existing_Miscellaneous_Natural Gas_Miscellaneous_E1 | F2 | Commercial | Office | Existing | Miscellaneous | Natural Gas | Miscellaneous | E1 | TRC BC Ratio | bar: 2019 to 2051
F2_Commercial_Office_Existing_Miscellaneous_Natural Gas_Miscellaneous_E2 | F2 | Commercial | Office | Existing | Miscellaneous | Natural Gas | Miscellaneous | E2 | TRC BC Ratio | 0 | 0 | 0 | 0 | 0 | 0 | 0 | 0 | 0 | 0 | 0 | 0 | 0 | 0 | 0 | 0 | 0 | 0 | 0 | 0 | 0 | 0 | 0 | 0 | 0 | 0 | 0 | 0 | 0 | 0 | 0 | 0 | 0
F2_Commercial_Office_Existing_Miscellaneous_Natural Gas_Miscellaneous_E3 | F2 | Commercial | Office | Existing | Miscellaneous | Natural Gas | Miscellaneous | E3 | TRC BC Ratio | 0 | 0 | 0 | 0 | 0 | 0 | 0 | 0 | 0 | 0 | 0 | 0 | 0 | 0 | 0 | 0 | 0 | 0 | 0 | 0 | 0 | 0 | 0 | 0 | 0 | 0 | 0 | 0 | 0 | 0 | 0 | 0 | 0
F2_Commercial_Office_Existing_Miscellaneous_Natural Gas_Miscellaneous_E4 | F2 | Commercial | Office | Existing | Miscellaneous | Natural Gas | Miscellaneous | E4 | TRC BC Ratio | 0 | 0 | 0 | 0 | 0 | 0 | 0 | 0 | 0 | 0 | 0 | 0 | 0 | 0 | 0 | 0 | 0 | 0 | 0 | 0 | 0 | 0 | 0 | 0 | 0 | 0 | 0 | 0 | 0 | 0 | 0 | 0 | 0
F2_Commercial_Office_Existing_Miscellaneous_Natural Gas_Miscellaneous_E5 | F2 | Commercial | Office | Existing | Miscellaneous | Natural Gas | Miscellaneous | E5 | TRC BC Ratio | 0 | 0 | 0 | 0 | 0 | 0 | 0 | 0 | 0 | 0 | 0 | 0 | 0 | 0 | 0 | 0 | 0 | 0 | 0 | 0 | 0 | 0 | 0 | 0 | 0 | 0 | 0 | 0 | 0 | 0 | 0 | 0 | 0
F2_Commercial_Office_Existing_Miscellaneous_Natural Gas_Miscellaneous_E6 | F2 | Commercial | Office | Existing | Miscellaneous | Natural Gas | Miscellaneous | E6 | TRC BC Ratio | 0 | 0 | 0 | 0 | 0 | 0 | 0 | 0 | 0 | 0 | 0 | 0 | 0 | 0 | 0 | 0 | 0 | 0 | 0 | 0 | 0 | 0 | 0 | 0 | 0 | 0 | 0 | 0 | 0 | 0 | 0 | 0 | 0
F2_Commercial_Office_Existing_Miscellaneous_Natural Gas_Miscellaneous_E7 | F2 | Commercial | Office | Existing | Miscellaneous | Natural Gas | Miscellaneous | E7 | TRC BC Ratio | 0 | 0 | 0 | 0 | 0 | 0 | 0 | 0 | 0 | 0 | 0 | 0 | 0 | 0 | 0 | 0 | 0 | 0 | 0 | 0 | 0 | 0 | 0 | 0 | 0 | 0 | 0 | 0 | 0 | 0 | 0 | 0 | 0
F2_Commercial_Office_Existing_Miscellaneous_Natural Gas_Miscellaneous_E8 | F2 | Commercial | Office | Existing | Miscellaneous | Natural Gas | Miscellaneous | E8 | TRC BC Ratio | 0 | 0 | 0 | 0 | 0 | 0 | 0 | 0 | 0 | 0 | 0 | 0 | 0 | 0 | 0 | 0 | 0 | 0 | 0 | 0 | 0 | 0 | 0 | 0 | 0 | 0 | 0 | 0 | 0 | 0 | 0 | 0 | 0
F2_Commercial_Office_Existing_Miscellaneous_Natural Gas_Miscellaneous_E9 | F2 | Commercial | Office | Existing | Miscellaneous | Natural Gas | Miscellaneous | E9 | TRC BC Ratio | 0 | 0 | 0 | 0 | 0 | 0 | 0 | 0 | 0 | 0 | 0 | 0 | 0 | 0 | 0 | 0 | 0 | 0 | 0 | 0 | 0 | 0 | 0 | 0 | 0 | 0 | 0 | 0 | 0 | 0 | 0 | 0 | 0
F2_Commercial_Office_Existing_Miscellaneous_Natural Gas_Miscellaneous_E10 | F2 | Commercial | Office | Existing | Miscellaneous | Natural Gas | Miscellaneous | E10 | TRC BC Ratio | 0 | 0 | 0 | 0 | 0 | 0 | 0 | 0 | 0 | 0 | 0 | 0 | 0 | 0 | 0 | 0 | 0 | 0 | 0 | 0 | 0 | 0 | 0 | 0 | 0 | 0 | 0 | 0 | 0 | 0 | 0 | 0 | 0
F3_Commercial_Office_Existing_Miscellaneous_Natural Gas_Miscellaneous_E1 | F3 | Commercial | Office | Existing | Miscellaneous | Natural Gas | Miscellaneous | E1 | PACT BC Ratio | bar: 2019 to 2051
F3_Commercial_Office_Existing_Miscellaneous_Natural Gas_Miscellaneous_E2 | F3 | Commercial | Office | Existing | Miscellaneous | Natural Gas | Miscellaneous | E2 | PACT BC Ratio | 0 | 0 | 0 | 0 | 0 | 0 | 0 | 0 | 0 | 0 | 0 | 0 | 0 | 0 | 0 | 0 | 0 | 0 | 0 | 0 | 0 | 0 | 0 | 0 | 0 | 0 | 0 | 0 | 0 | 0 | 0 | 0 | 0
F3_Commercial_Office_Existing_Miscellaneous_Natural Gas_Miscellaneous_E3 | F3 | Commercial | Office | Existing | Miscellaneous | Natural Gas | Miscellaneous | E3 | PACT BC Ratio | 0 | 0 | 0 | 0 | 0 | 0 | 0 | 0 | 0 | 0 | 0 | 0 | 0 | 0 | 0 | 0 | 0 | 0 | 0 | 0 | 0 | 0 | 0 | 0 | 0 | 0 | 0 | 0 | 0 | 0 | 0 | 0 | 0
F3_Commercial_Office_Existing_Miscellaneous_Natural Gas_Miscellaneous_E4 | F3 | Commercial | Office | Existing | Miscellaneous | Natural Gas | Miscellaneous | E4 | PACT BC Ratio | 0 | 0 | 0 | 0 | 0 | 0 | 0 | 0 | 0 | 0 | 0 | 0 | 0 | 0 | 0 | 0 | 0 | 0 | 0 | 0 | 0 | 0 | 0 | 0 | 0 | 0 | 0 | 0 | 0 | 0 | 0 | 0 | 0
F3_Commercial_Office_Existing_Miscellaneous_Natural Gas_Miscellaneous_E5 | F3 | Commercial | Office | Existing | Miscellaneous | Natural Gas | Miscellaneous | E5 | PACT BC Ratio | 0 | 0 | 0 | 0 | 0 | 0 | 0 | 0 | 0 | 0 | 0 | 0 | 0 | 0 | 0 | 0 | 0 | 0 | 0 | 0 | 0 | 0 | 0 | 0 | 0 | 0 | 0 | 0 | 0 | 0 | 0 | 0 | 0
F3_Commercial_Office_Existing_Miscellaneous_Natural Gas_Miscellaneous_E6 | F3 | Commercial | Office | Existing | Miscellaneous | Natural Gas | Miscellaneous | E6 | PACT BC Ratio | 0 | 0 | 0 | 0 | 0 | 0 | 0 | 0 | 0 | 0 | 0 | 0 | 0 | 0 | 0 | 0 | 0 | 0 | 0 | 0 | 0 | 0 | 0 | 0 | 0 | 0 | 0 | 0 | 0 | 0 | 0 | 0 | 0
F3_Commercial_Office_Existing_Miscellaneous_Natural Gas_Miscellaneous_E7 | F3 | Commercial | Office | Existing | Miscellaneous | Natural Gas | Miscellaneous | E7 | PACT BC Ratio | 0 | 0 | 0 | 0 | 0 | 0 | 0 | 0 | 0 | 0 | 0 | 0 | 0 | 0 | 0 | 0 | 0 | 0 | 0 | 0 | 0 | 0 | 0 | 0 | 0 | 0 | 0 | 0 | 0 | 0 | 0 | 0 | 0
F3_Commercial_Office_Existing_Miscellaneous_Natural Gas_Miscellaneous_E8 | F3 | Commercial | Office | Existing | Miscellaneous | Natural Gas | Miscellaneous | E8 | PACT BC Ratio | 0 | 0 | 0 | 0 | 0 | 0 | 0 | 0 | 0 | 0 | 0 | 0 | 0 | 0 | 0 | 0 | 0 | 0 | 0 | 0 | 0 | 0 | 0 | 0 | 0 | 0 | 0 | 0 | 0 | 0 | 0 | 0 | 0
F3_Commercial_Office_Existing_Miscellaneous_Natural Gas_Miscellaneous_E9 | F3 | Commercial | Office | Existing | Miscellaneous | Natural Gas | Miscellaneous | E9 | PACT BC Ratio | 0 | 0 | 0 | 0 | 0 | 0 | 0 | 0 | 0 | 0 | 0 | 0 | 0 | 0 | 0 | 0 | 0 | 0 | 0 | 0 | 0 | 0 | 0 | 0 | 0 | 0 | 0 | 0 | 0 | 0 | 0 | 0 | 0
F3_Commercial_Office_Existing_Miscellaneous_Natural Gas_Miscellaneous_E10 | F3 | Commercial | Office | Existing | Miscellaneous | Natural Gas | Miscellaneous | E10 | PACT BC Ratio | 0 | 0 | 0 | 0 | 0 | 0 | 0 | 0 | 0 | 0 | 0 | 0 | 0 | 0 | 0 | 0 | 0 | 0 | 0 | 0 | 0 | 0 | 0 | 0 | 0 | 0 | 0 | 0 | 0 | 0 | 0 | 0 | 0
F4_Commercial_Office_Existing_Miscellaneous_Natural Gas_Miscellaneous_E1 | F4 | Commercial | Office | Existing | Miscellaneous | Natural Gas | Miscellaneous | E1 | RVT BC Ratio | bar: 2019 to 2051
F4_Commercial_Office_Existing_Miscellaneous_Natural Gas_Miscellaneous_E2 | F4 | Commercial | Office | Existing | Miscellaneous | Natural Gas | Miscellaneous | E2 | RVT BC Ratio | 0 | 0 | 0 | 0 | 0 | 0 | 0 | 0 | 0 | 0 | 0 | 0 | 0 | 0 | 0 | 0 | 0 | 0 | 0 | 0 | 0 | 0 | 0 | 0 | 0 | 0 | 0 | 0 | 0 | 0 | 0 | 0 | 0
F4_Commercial_Office_Existing_Miscellaneous_Natural Gas_Miscellaneous_E3 | F4 | Commercial | Office | Existing | Miscellaneous | Natural Gas | Miscellaneous | E3 | RVT BC Ratio | 0 | 0 | 0 | 0 | 0 | 0 | 0 | 0 | 0 | 0 | 0 | 0 | 0 | 0 | 0 | 0 | 0 | 0 | 0 | 0 | 0 | 0 | 0 | 0 | 0 | 0 | 0 | 0 | 0 | 0 | 0 | 0 | 0
F4_Commercial_Office_Existing_Miscellaneous_Natural Gas_Miscellaneous_E4 | F4 | Commercial | Office | Existing | Miscellaneous | Natural Gas | Miscellaneous | E4 | RVT BC Ratio | 0 | 0 | 0 | 0 | 0 | 0 | 0 | 0 | 0 | 0 | 0 | 0 | 0 | 0 | 0 | 0 | 0 | 0 | 0 | 0 | 0 | 0 | 0 | 0 | 0 | 0 | 0 | 0 | 0 | 0 | 0 | 0 | 0
F4_Commercial_Office_Existing_Miscellaneous_Natural Gas_Miscellaneous_E5 | F4 | Commercial | Office | Existing | Miscellaneous | Natural Gas | Miscellaneous | E5 | RVT BC Ratio | 0 | 0 | 0 | 0 | 0 | 0 | 0 | 0 | 0 | 0 | 0 | 0 | 0 | 0 | 0 | 0 | 0 | 0 | 0 | 0 | 0 | 0 | 0 | 0 | 0 | 0 | 0 | 0 | 0 | 0 | 0 | 0 | 0
F4_Commercial_Office_Existing_Miscellaneous_Natural Gas_Miscellaneous_E6 | F4 | Commercial | Office | Existing | Miscellaneous | Natural Gas | Miscellaneous | E6 | RVT BC Ratio | 0 | 0 | 0 | 0 | 0 | 0 | 0 | 0 | 0 | 0 | 0 | 0 | 0 | 0 | 0 | 0 | 0 | 0 | 0 | 0 | 0 | 0 | 0 | 0 | 0 | 0 | 0 | 0 | 0 | 0 | 0 | 0 | 0
F4_Commercial_Office_Existing_Miscellaneous_Natural Gas_Miscellaneous_E7 | F4 | Commercial | Office | Existing | Miscellaneous | Natural Gas | Miscellaneous | E7 | RVT BC Ratio | 0 | 0 | 0 | 0 | 0 | 0 | 0 | 0 | 0 | 0 | 0 | 0 | 0 | 0 | 0 | 0 | 0 | 0 | 0 | 0 | 0 | 0 | 0 | 0 | 0 | 0 | 0 | 0 | 0 | 0 | 0 | 0 | 0
F4_Commercial_Office_Existing_Miscellaneous_Natural Gas_Miscellaneous_E8 | F4 | Commercial | Office | Existing | Miscellaneous | Natural Gas | Miscellaneous | E8 | RVT BC Ratio | 0 | 0 | 0 | 0 | 0 | 0 | 0 | 0 | 0 | 0 | 0 | 0 | 0 | 0 | 0 | 0 | 0 | 0 | 0 | 0 | 0 | 0 | 0 | 0 | 0 | 0 | 0 | 0 | 0 | 0 | 0 | 0 | 0
F4_Commercial_Office_Existing_Miscellaneous_Natural Gas_Miscellaneous_E9 | F4 | Commercial | Office | Existing | Miscellaneous | Natural Gas | Miscellaneous | E9 | RVT BC Ratio | 0 | 0 | 0 | 0 | 0 | 0 | 0 | 0 | 0 | 0 | 0 | 0 | 0 | 0 | 0 | 0 | 0 | 0 | 0 | 0 | 0 | 0 | 0 | 0 | 0 | 0 | 0 | 0 | 0 | 0 | 0 | 0 | 0
F4_Commercial_Office_Existing_Miscellaneous_Natural Gas_Miscellaneous_E10 | F4 | Commercial | Office | Existing | Miscellaneous | Natural Gas | Miscellaneous | E10 | RVT BC Ratio | 0 | 0 | 0 | 0 | 0 | 0 | 0 | 0 | 0 | 0 | 0 | 0 | 0 | 0 | 0 | 0 | 0 | 0 | 0 | 0 | 0 | 0 | 0 | 0 | 0 | 0 | 0 | 0 | 0 | 0 | 0 | 0 | 0
F5_Commercial_Office_Existing_Miscellaneous_Natural Gas_Miscellaneous_E1 | F5 | Commercial | Office | Existing | Miscellaneous | Natural Gas | Miscellaneous | E1 | RIM BC Ratio | bar: 2019 to 2051
F5_Commercial_Office_Existing_Miscellaneous_Natural Gas_Miscellaneous_E2 | F5 | Commercial | Office | Existing | Miscellaneous | Natural Gas | Miscellaneous | E2 | RIM BC Ratio | 0 | 0 | 0 | 0 | 0 | 0 | 0 | 0 | 0 | 0 | 0 | 0 | 0 | 0 | 0 | 0 | 0 | 0 | 0 | 0 | 0 | 0 | 0 | 0 | 0 | 0 | 0 | 0 | 0 | 0 | 0 | 0 | 0
F5_Commercial_Office_Existing_Miscellaneous_Natural Gas_Miscellaneous_E3 | F5 | Commercial | Office | Existing | Miscellaneous | Natural Gas | Miscellaneous | E3 | RIM BC Ratio | 0 | 0 | 0 | 0 | 0 | 0 | 0 | 0 | 0 | 0 | 0 | 0 | 0 | 0 | 0 | 0 | 0 | 0 | 0 | 0 | 0 | 0 | 0 | 0 | 0 | 0 | 0 | 0 | 0 | 0 | 0 | 0 | 0
F5_Commercial_Office_Existing_Miscellaneous_Natural Gas_Miscellaneous_E4 | F5 | Commercial | Office | Existing | Miscellaneous | Natural Gas | Miscellaneous | E4 | RIM BC Ratio | 0 | 0 | 0 | 0 | 0 | 0 | 0 | 0 | 0 | 0 | 0 | 0 | 0 | 0 | 0 | 0 | 0 | 0 | 0 | 0 | 0 | 0 | 0 | 0 | 0 | 0 | 0 | 0 | 0 | 0 | 0 | 0 | 0
F5_Commercial_Office_Existing_Miscellaneous_Natural Gas_Miscellaneous_E5 | F5 | Commercial | Office | Existing | Miscellaneous | Natural Gas | Miscellaneous | E5 | RIM BC Ratio | 0 | 0 | 0 | 0 | 0 | 0 | 0 | 0 | 0 | 0 | 0 | 0 | 0 | 0 | 0 | 0 | 0 | 0 | 0 | 0 | 0 | 0 | 0 | 0 | 0 | 0 | 0 | 0 | 0 | 0 | 0 | 0 | 0
F5_Commercial_Office_Existing_Miscellaneous_Natural Gas_Miscellaneous_E6 | F5 | Commercial | Office | Existing | Miscellaneous | Natural Gas | Miscellaneous | E6 | RIM BC Ratio | 0 | 0 | 0 | 0 | 0 | 0 | 0 | 0 | 0 | 0 | 0 | 0 | 0 | 0 | 0 | 0 | 0 | 0 | 0 | 0 | 0 | 0 | 0 | 0 | 0 | 0 | 0 | 0 | 0 | 0 | 0 | 0 | 0
F5_Commercial_Office_Existing_Miscellaneous_Natural Gas_Miscellaneous_E7 | F5 | Commercial | Office | Existing | Miscellaneous | Natural Gas | Miscellaneous | E7 | RIM BC Ratio | 0 | 0 | 0 | 0 | 0 | 0 | 0 | 0 | 0 | 0 | 0 | 0 | 0 | 0 | 0 | 0 | 0 | 0 | 0 | 0 | 0 | 0 | 0 | 0 | 0 | 0 | 0 | 0 | 0 | 0 | 0 | 0 | 0
F5_Commercial_Office_Existing_Miscellaneous_Natural Gas_Miscellaneous_E8 | F5 | Commercial | Office | Existing | Miscellaneous | Natural Gas | Miscellaneous | E8 | RIM BC Ratio | 0 | 0 | 0 | 0 | 0 | 0 | 0 | 0 | 0 | 0 | 0 | 0 | 0 | 0 | 0 | 0 | 0 | 0 | 0 | 0 | 0 | 0 | 0 | 0 | 0 | 0 | 0 | 0 | 0 | 0 | 0 | 0 | 0
F5_Commercial_Office_Existing_Miscellaneous_Natural Gas_Miscellaneous_E9 | F5 | Commercial | Office | Existing | Miscellaneous | Natural Gas | Miscellaneous | E9 | RIM BC Ratio | 0 | 0 | 0 | 0 | 0 | 0 | 0 | 0 | 0 | 0 | 0 | 0 | 0 | 0 | 0 | 0 | 0 | 0 | 0 | 0 | 0 | 0 | 0 | 0 | 0 | 0 | 0 | 0 | 0 | 0 | 0 | 0 | 0
F5_Commercial_Office_Existing_Miscellaneous_Natural Gas_Miscellaneous_E10 | F5 | Commercial | Office | Existing | Miscellaneous | Natural Gas | Miscellaneous | E10 | RIM BC Ratio | 0 | 0 | 0 | 0 | 0 | 0 | 0 | 0 | 0 | 0 | 0 | 0 | 0 | 0 | 0 | 0 | 0 | 0 | 0 | 0 | 0 | 0 | 0 | 0 | 0 | 0 | 0 | 0 | 0 | 0 | 0 | 0 | 0
F0_Commercial_Office_New_Space Heating_Natural Gas_Furnace_E0 | F0 | Commercial | Office | New | Space Heating | Natural Gas | Furnace | E0 | Economic Unit | AFUE 96% | AFUE 96% | AFUE 96% | AFUE 96% | AFUE 96% | AFUE 96% | AFUE 96% | AFUE 96% | AFUE 96% | AFUE 96% | AFUE 96% | AFUE 96% | AFUE 96% | AFUE 96% | AFUE 96% | AFUE 96% | AFUE 96% | AFUE 96% | AFUE 96% | AFUE 96% | AFUE 96% | AFUE 96% | AFUE 96% | AFUE 96% | AFUE 96% | AFUE 96% | AFUE 96% | AFUE 96% | AFUE 96% | AFUE 96% | AFUE 96% | AFUE 96% | AFUE 96%
F1_Commercial_Office_New_Space Heating_Natural Gas_Furnace_E1 | F1 | Commercial | Office | New | Space Heating | Natural Gas | Furnace | E1 | CCE | 0 | 0 | 0 | 0 | 0 | 0 | 0 | 0 | 0 | 0 | 0 | 0 | 0 | 0 | 0 | 0 | 0 | 0 | 0 | 0 | 0 | 0 | 0 | 0 | 0 | 0 | 0 | 0 | 0 | 0 | 0 | 0 | 0
F1_Commercial_Office_New_Space Heating_Natural Gas_Furnace_E2 | F1 | Commercial | Office | New | Space Heating | Natural Gas | Furnace | E2 | CCE | 0.64834 | 0.64834 | 0.6518 | 0.65528 | 0.65881 | 0.66237 | 0.66597 | 0.66961 | 0.67329 | 0.67701 | 0.68078 | 0.68458 | 0.68843 | 0.69231 | 0.69625 | 0.70023 | 0.70426 | 0.70832 | 0.71245 | 0.71661 | 0.72083 | 0.72508 | 0.7294 | 0.73377 | 0.73819 | 0.74265 | 0.74719 | 0.75177 | 0.7564 | 0.7611 | 0.76586 | 0.77067 | 0.77067
F1_Commercial_Office_New_Space Heating_Natural Gas_Furnace_E3 | F1 | Commercial | Office | New | Space Heating | Natural Gas | Furnace | E3 | CCE | 0.86446 | 0.86446 | 0.86906 | 0.87371 | 0.87841 | 0.88316 | 0.88796 | 0.89282 | 0.89772 | 0.90268 | 0.9077 | 0.91277 | 0.9179 | 0.92309 | 0.92834 | 0.93364 | 0.93901 | 0.94443 | 0.94993 | 0.95548 | 0.96111 | 0.96678 | 0.97254 | 0.97836 | 0.98425 | 0.9902 | 0.99625 | 1.0024 | 1.0085 | 1.0148 | 1.0211 | 1.0276 | 1.0276
F1_Commercial_Office_New_Space Heating_Natural Gas_Furnace_E4 | F1 | Commercial | Office | New | Space Heating | Natural Gas | Furnace | E4 | CCE | 54.3701 | 54.3701 | 54.6597 | 54.9521 | 55.2476 | 55.5461 | 55.8484 | 56.1536 | 56.4623 | 56.774 | 57.0899 | 57.4089 | 57.7315 | 58.0574 | 58.3877 | 58.7214 | 59.0589 | 59.3999 | 59.7457 | 60.0951 | 60.4487 | 60.8054 | 61.1678 | 61.5339 | 61.9046 | 62.2787 | 62.659 | 63.0431 | 63.432 | 63.8254 | 64.2247 | 64.6285 | 64.6285
F1_Commercial_Office_New_Space Heating_Natural Gas_Furnace_E5 | F1 | Commercial | Office | New | Space Heating | Natural Gas | Furnace | E5 | CCE | 0 | 0 | 0 | 0 | 0 | 0 | 0 | 0 | 0 | 0 | 0 | 0 | 0 | 0 | 0 | 0 | 0 | 0 | 0 | 0 | 0 | 0 | 0 | 0 | 0 | 0 | 0 | 0 | 0 | 0 | 0 | 0 | 0
F1_Commercial_Office_New_Space Heating_Natural Gas_Furnace_E6 | F1 | Commercial | Office | New | Space Heating | Natural Gas | Furnace | E6 | CCE | 0 | 0 | 0 | 0 | 0 | 0 | 0 | 0 | 0 | 0 | 0 | 0 | 0 | 0 | 0 | 0 | 0 | 0 | 0 | 0 | 0 | 0 | 0 | 0 | 0 | 0 | 0 | 0 | 0 | 0 | 0 | 0 | 0
F1_Commercial_Office_New_Space Heating_Natural Gas_Furnace_E7 | F1 | Commercial | Office | New | Space Heating | Natural Gas | Furnace | E7 | CCE | 0 | 0 | 0 | 0 | 0 | 0 | 0 | 0 | 0 | 0 | 0 | 0 | 0 | 0 | 0 | 0 | 0 | 0 | 0 | 0 | 0 | 0 | 0 | 0 | 0 | 0 | 0 | 0 | 0 | 0 | 0 | 0 | 0
F1_Commercial_Office_New_Space Heating_Natural Gas_Furnace_E8 | F1 | Commercial | Office | New | Space Heating | Natural Gas | Furnace | E8 | CCE | 0 | 0 | 0 | 0 | 0 | 0 | 0 | 0 | 0 | 0 | 0 | 0 | 0 | 0 | 0 | 0 | 0 | 0 | 0 | 0 | 0 | 0 | 0 | 0 | 0 | 0 | 0 | 0 | 0 | 0 | 0 | 0 | 0
F1_Commercial_Office_New_Space Heating_Natural Gas_Furnace_E9 | F1 | Commercial | Office | New | Space Heating | Natural Gas | Furnace | E9 | CCE | 0 | 0 | 0 | 0 | 0 | 0 | 0 | 0 | 0 | 0 | 0 | 0 | 0 | 0 | 0 | 0 | 0 | 0 | 0 | 0 | 0 | 0 | 0 | 0 | 0 | 0 | 0 | 0 | 0 | 0 | 0 | 0 | 0
F1_Commercial_Office_New_Space Heating_Natural Gas_Furnace_E10 | F1 | Commercial | Office | New | Space Heating | Natural Gas | Furnace | E10 | CCE | 0 | 0 | 0 | 0 | 0 | 0 | 0 | 0 | 0 | 0 | 0 | 0 | 0 | 0 | 0 | 0 | 0 | 0 | 0 | 0 | 0 | 0 | 0 | 0 | 0 | 0 | 0 | 0 | 0 | 0 | 0 | 0 | 0
F2_Commercial_Office_New_Space Heating_Natural Gas_Furnace_E1 | F2 | Commercial | Office | New | Space Heating | Natural Gas | Furnace | E1 | TRC BC Ratio | bar: 2019 to 2051
F2_Commercial_Office_New_Space Heating_Natural Gas_Furnace_E2 | F2 | Commercial | Office | New | Space Heating | Natural Gas | Furnace | E2 | TRC BC Ratio | 2.7626 | 2.765 | 2.7677 | 2.7717 | 2.7774 | 2.7861 | 2.7922 | 2.7969 | 2.8021 | 2.807 | 2.8103 | 2.8124 | 2.8142 | 2.8158 | 2.818 | 2.8189 | 2.8204 | 2.8233 | 2.8264 | 2.83 | 2.8342 | 2.8378 | 2.8405 | 2.8426 | 2.844 | 2.8444 | 2.8437 | 2.8422 | 2.841 | 2.8404 | 2.8408 | 2.841 | 2.841
F2_Commercial_Office_New_Space Heating_Natural Gas_Furnace_E3 | F2 | Commercial | Office | New | Space Heating | Natural Gas | Furnace | E3 | TRC BC Ratio | 2.0719 | 2.0738 | 2.0758 | 2.0788 | 2.0831 | 2.0896 | 2.0941 | 2.0977 | 2.1016 | 2.1052 | 2.1077 | 2.1093 | 2.1106 | 2.1119 | 2.1135 | 2.1142 | 2.1153 | 2.1175 | 2.1198 | 2.1225 | 2.1257 | 2.1283 | 2.1304 | 2.132 | 2.133 | 2.1333 | 2.1328 | 2.1316 | 2.1307 | 2.1303 | 2.1306 | 2.1307 | 2.1307
F2_Commercial_Office_New_Space Heating_Natural Gas_Furnace_E4 | F2 | Commercial | Office | New | Space Heating | Natural Gas | Furnace | E4 | TRC BC Ratio | 0.034127 | 0.03416 | 0.034201 | 0.034244 | 0.034287 | 0.034316 | 0.034368 | 0.034427 | 0.034474 | 0.034513 | 0.034547 | 0.034569 | 0.034573 | 0.034565 | 0.034546 | 0.034528 | 0.034504 | 0.034474 | 0.034449 | 0.034426 | 0.034402 | 0.034381 | 0.034363 | 0.03435 | 0.034341 | 0.034339 | 0.034344 | 0.034353 | 0.034361 | 0.034364 | 0.034362 | 0.034361 | 0.034361
F2_Commercial_Office_New_Space Heating_Natural Gas_Furnace_E5 | F2 | Commercial | Office | New | Space Heating | Natural Gas | Furnace | E5 | TRC BC Ratio | 0 | 0 | 0 | 0 | 0 | 0 | 0 | 0 | 0 | 0 | 0 | 0 | 0 | 0 | 0 | 0 | 0 | 0 | 0 | 0 | 0 | 0 | 0 | 0 | 0 | 0 | 0 | 0 | 0 | 0 | 0 | 0 | 0
F2_Commercial_Office_New_Space Heating_Natural Gas_Furnace_E6 | F2 | Commercial | Office | New | Space Heating | Natural Gas | Furnace | E6 | TRC BC Ratio | 0 | 0 | 0 | 0 | 0 | 0 | 0 | 0 | 0 | 0 | 0 | 0 | 0 | 0 | 0 | 0 | 0 | 0 | 0 | 0 | 0 | 0 | 0 | 0 | 0 | 0 | 0 | 0 | 0 | 0 | 0 | 0 | 0
F2_Commercial_Office_New_Space Heating_Natural Gas_Furnace_E7 | F2 | Commercial | Office | New | Space Heating | Natural Gas | Furnace | E7 | TRC BC Ratio | 0 | 0 | 0 | 0 | 0 | 0 | 0 | 0 | 0 | 0 | 0 | 0 | 0 | 0 | 0 | 0 | 0 | 0 | 0 | 0 | 0 | 0 | 0 | 0 | 0 | 0 | 0 | 0 | 0 | 0 | 0 | 0 | 0
F2_Commercial_Office_New_Space Heating_Natural Gas_Furnace_E8 | F2 | Commercial | Office | New | Space Heating | Natural Gas | Furnace | E8 | TRC BC Ratio | 0 | 0 | 0 | 0 | 0 | 0 | 0 | 0 | 0 | 0 | 0 | 0 | 0 | 0 | 0 | 0 | 0 | 0 | 0 | 0 | 0 | 0 | 0 | 0 | 0 | 0 | 0 | 0 | 0 | 0 | 0 | 0 | 0
F2_Commercial_Office_New_Space Heating_Natural Gas_Furnace_E9 | F2 | Commercial | Office | New | Space Heating | Natural Gas | Furnace | E9 | TRC BC Ratio | 0 | 0 | 0 | 0 | 0 | 0 | 0 | 0 | 0 | 0 | 0 | 0 | 0 | 0 | 0 | 0 | 0 | 0 | 0 | 0 | 0 | 0 | 0 | 0 | 0 | 0 | 0 | 0 | 0 | 0 | 0 | 0 | 0
F2_Commercial_Office_New_Space Heating_Natural Gas_Furnace_E10 | F2 | Commercial | Office | New | Space Heating | Natural Gas | Furnace | E10 | TRC BC Ratio | 0 | 0 | 0 | 0 | 0 | 0 | 0 | 0 | 0 | 0 | 0 | 0 | 0 | 0 | 0 | 0 | 0 | 0 | 0 | 0 | 0 | 0 | 0 | 0 | 0 | 0 | 0 | 0 | 0 | 0 | 0 | 0 | 0
F3_Commercial_Office_New_Space Heating_Natural Gas_Furnace_E1 | F3 | Commercial | Office | New | Space Heating | Natural Gas | Furnace | E1 | PACT BC Ratio | bar: 2019 to 2051
F3_Commercial_Office_New_Space Heating_Natural Gas_Furnace_E2 | F3 | Commercial | Office | New | Space Heating | Natural Gas | Furnace | E2 | PACT BC Ratio | 3.6834 | 3.6867 | 3.6903 | 3.6956 | 3.7032 | 3.7148 | 3.7229 | 3.7292 | 3.7362 | 3.7426 | 3.7471 | 3.7498 | 3.7522 | 3.7545 | 3.7573 | 3.7585 | 3.7606 | 3.7644 | 3.7685 | 3.7733 | 3.779 | 3.7837 | 3.7874 | 3.7902 | 3.792 | 3.7926 | 3.7916 | 3.7895 | 3.7879 | 3.7872 | 3.7877 | 3.7879 | 3.7879
F3_Commercial_Office_New_Space Heating_Natural Gas_Furnace_E3 | F3 | Commercial | Office | New | Space Heating | Natural Gas | Furnace | E3 | PACT BC Ratio | 2.7626 | 2.765 | 2.7677 | 2.7717 | 2.7774 | 2.7861 | 2.7922 | 2.7969 | 2.8021 | 2.807 | 2.8103 | 2.8124 | 2.8142 | 2.8158 | 2.818 | 2.8189 | 2.8204 | 2.8233 | 2.8264 | 2.83 | 2.8342 | 2.8378 | 2.8405 | 2.8426 | 2.844 | 2.8444 | 2.8437 | 2.8422 | 2.841 | 2.8404 | 2.8408 | 2.841 | 2.841
F3_Commercial_Office_New_Space Heating_Natural Gas_Furnace_E4 | F3 | Commercial | Office | New | Space Heating | Natural Gas | Furnace | E4 | PACT BC Ratio | 0.045503 | 0.045547 | 0.045601 | 0.045658 | 0.045716 | 0.045755 | 0.045824 | 0.045903 | 0.045966 | 0.046018 | 0.046063 | 0.046092 | 0.046098 | 0.046087 | 0.046061 | 0.046037 | 0.046005 | 0.045965 | 0.045932 | 0.045902 | 0.04587 | 0.045841 | 0.045818 | 0.0458 | 0.045789 | 0.045785 | 0.045791 | 0.045804 | 0.045814 | 0.045819 | 0.045816 | 0.045814 | 0.045814
F3_Commercial_Office_New_Space Heating_Natural Gas_Furnace_E5 | F3 | Commercial | Office | New | Space Heating | Natural Gas | Furnace | E5 | PACT BC Ratio | 0 | 0 | 0 | 0 | 0 | 0 | 0 | 0 | 0 | 0 | 0 | 0 | 0 | 0 | 0 | 0 | 0 | 0 | 0 | 0 | 0 | 0 | 0 | 0 | 0 | 0 | 0 | 0 | 0 | 0 | 0 | 0 | 0
F3_Commercial_Office_New_Space Heating_Natural Gas_Furnace_E6 | F3 | Commercial | Office | New | Space Heating | Natural Gas | Furnace | E6 | PACT BC Ratio | 0 | 0 | 0 | 0 | 0 | 0 | 0 | 0 | 0 | 0 | 0 | 0 | 0 | 0 | 0 | 0 | 0 | 0 | 0 | 0 | 0 | 0 | 0 | 0 | 0 | 0 | 0 | 0 | 0 | 0 | 0 | 0 | 0
F3_Commercial_Office_New_Space Heating_Natural Gas_Furnace_E7 | F3 | Commercial | Office | New | Space Heating | Natural Gas | Furnace | E7 | PACT BC Ratio | 0 | 0 | 0 | 0 | 0 | 0 | 0 | 0 | 0 | 0 | 0 | 0 | 0 | 0 | 0 | 0 | 0 | 0 | 0 | 0 | 0 | 0 | 0 | 0 | 0 | 0 | 0 | 0 | 0 | 0 | 0 | 0 | 0
F3_Commercial_Office_New_Space Heating_Natural Gas_Furnace_E8 | F3 | Commercial | Office | New | Space Heating | Natural Gas | Furnace | E8 | PACT BC Ratio | 0 | 0 | 0 | 0 | 0 | 0 | 0 | 0 | 0 | 0 | 0 | 0 | 0 | 0 | 0 | 0 | 0 | 0 | 0 | 0 | 0 | 0 | 0 | 0 | 0 | 0 | 0 | 0 | 0 | 0 | 0 | 0 | 0
F3_Commercial_Office_New_Space Heating_Natural Gas_Furnace_E9 | F3 | Commercial | Office | New | Space Heating | Natural Gas | Furnace | E9 | PACT BC Ratio | 0 | 0 | 0 | 0 | 0 | 0 | 0 | 0 | 0 | 0 | 0 | 0 | 0 | 0 | 0 | 0 | 0 | 0 | 0 | 0 | 0 | 0 | 0 | 0 | 0 | 0 | 0 | 0 | 0 | 0 | 0 | 0 | 0
F3_Commercial_Office_New_Space Heating_Natural Gas_Furnace_E10 | F3 | Commercial | Office | New | Space Heating | Natural Gas | Furnace | E10 | PACT BC Ratio | 0 | 0 | 0 | 0 | 0 | 0 | 0 | 0 | 0 | 0 | 0 | 0 | 0 | 0 | 0 | 0 | 0 | 0 | 0 | 0 | 0 | 0 | 0 | 0 | 0 | 0 | 0 | 0 | 0 | 0 | 0 | 0 | 0
F4_Commercial_Office_New_Space Heating_Natural Gas_Furnace_E1 | F4 | Commercial | Office | New | Space Heating | Natural Gas | Furnace | E1 | RVT BC Ratio | bar: 2019 to 2051
F4_Commercial_Office_New_Space Heating_Natural Gas_Furnace_E2 | F4 | Commercial | Office | New | Space Heating | Natural Gas | Furnace | E2 | RVT BC Ratio | 4.6717 | 4.6752 | 4.6791 | 4.6848 | 4.693 | 4.7055 | 4.7143 | 4.7211 | 4.7286 | 4.7355 | 4.7403 | 4.7433 | 4.7459 | 4.7483 | 4.7514 | 4.7527 | 4.7549 | 4.759 | 4.7635 | 4.7686 | 4.7747 | 4.7798 | 4.7838 | 4.7868 | 4.7888 | 4.7894 | 4.7883 | 4.7861 | 4.7844 | 4.7835 | 4.7841 | 4.7844 | 4.7844
F4_Commercial_Office_New_Space Heating_Natural Gas_Furnace_E3 | F4 | Commercial | Office | New | Space Heating | Natural Gas | Furnace | E3 | RVT BC Ratio | 3.6787 | 3.6814 | 3.6843 | 3.6886 | 3.6948 | 3.7041 | 3.7107 | 3.7158 | 3.7214 | 3.7266 | 3.7302 | 3.7324 | 3.7344 | 3.7362 | 3.7385 | 3.7395 | 3.7411 | 3.7443 | 3.7476 | 3.7515 | 3.756 | 3.7598 | 3.7628 | 3.7651 | 3.7666 | 3.767 | 3.7662 | 3.7646 | 3.7633 | 3.7627 | 3.7631 | 3.7633 | 3.7633
F4_Commercial_Office_New_Space Heating_Natural Gas_Furnace_E4 | F4 | Commercial | Office | New | Space Heating | Natural Gas | Furnace | E4 | RVT BC Ratio | 0.74906 | 0.74911 | 0.74917 | 0.74923 | 0.74929 | 0.74934 | 0.74941 | 0.7495 | 0.74956 | 0.74962 | 0.74967 | 0.7497 | 0.74971 | 0.74969 | 0.74967 | 0.74964 | 0.74961 | 0.74956 | 0.74953 | 0.74949 | 0.74946 | 0.74943 | 0.7494 | 0.74938 | 0.74937 | 0.74937 | 0.74937 | 0.74939 | 0.7494 | 0.7494 | 0.7494 | 0.7494 | 0.7494
F4_Commercial_Office_New_Space Heating_Natural Gas_Furnace_E5 | F4 | Commercial | Office | New | Space Heating | Natural Gas | Furnace | E5 | RVT BC Ratio | 0 | 0 | 0 | 0 | 0 | 0 | 0 | 0 | 0 | 0 | 0 | 0 | 0 | 0 | 0 | 0 | 0 | 0 | 0 | 0 | 0 | 0 | 0 | 0 | 0 | 0 | 0 | 0 | 0 | 0 | 0 | 0 | 0
F4_Commercial_Office_New_Space Heating_Natural Gas_Furnace_E6 | F4 | Commercial | Office | New | Space Heating | Natural Gas | Furnace | E6 | RVT BC Ratio | 0 | 0 | 0 | 0 | 0 | 0 | 0 | 0 | 0 | 0 | 0 | 0 | 0 | 0 | 0 | 0 | 0 | 0 | 0 | 0 | 0 | 0 | 0 | 0 | 0 | 0 | 0 | 0 | 0 | 0 | 0 | 0 | 0
F4_Commercial_Office_New_Space Heating_Natural Gas_Furnace_E7 | F4 | Commercial | Office | New | Space Heating | Natural Gas | Furnace | E7 | RVT BC Ratio | 0 | 0 | 0 | 0 | 0 | 0 | 0 | 0 | 0 | 0 | 0 | 0 | 0 | 0 | 0 | 0 | 0 | 0 | 0 | 0 | 0 | 0 | 0 | 0 | 0 | 0 | 0 | 0 | 0 | 0 | 0 | 0 | 0
F4_Commercial_Office_New_Space Heating_Natural Gas_Furnace_E8 | F4 | Commercial | Office | New | Space Heating | Natural Gas | Furnace | E8 | RVT BC Ratio | 0 | 0 | 0 | 0 | 0 | 0 | 0 | 0 | 0 | 0 | 0 | 0 | 0 | 0 | 0 | 0 | 0 | 0 | 0 | 0 | 0 | 0 | 0 | 0 | 0 | 0 | 0 | 0 | 0 | 0 | 0 | 0 | 0
F4_Commercial_Office_New_Space Heating_Natural Gas_Furnace_E9 | F4 | Commercial | Office | New | Space Heating | Natural Gas | Furnace | E9 | RVT BC Ratio | 0 | 0 | 0 | 0 | 0 | 0 | 0 | 0 | 0 | 0 | 0 | 0 | 0 | 0 | 0 | 0 | 0 | 0 | 0 | 0 | 0 | 0 | 0 | 0 | 0 | 0 | 0 | 0 | 0 | 0 | 0 | 0 | 0
F4_Commercial_Office_New_Space Heating_Natural Gas_Furnace_E10 | F4 | Commercial | Office | New | Space Heating | Natural Gas | Furnace | E10 | RVT BC Ratio | 0 | 0 | 0 | 0 | 0 | 0 | 0 | 0 | 0 | 0 | 0 | 0 | 0 | 0 | 0 | 0 | 0 | 0 | 0 | 0 | 0 | 0 | 0 | 0 | 0 | 0 | 0 | 0 | 0 | 0 | 0 | 0 | 0
F5_Commercial_Office_New_Space Heating_Natural Gas_Furnace_E1 | F5 | Commercial | Office | New | Space Heating | Natural Gas | Furnace | E1 | RIM BC Ratio | bar: 2019 to 2051
F5_Commercial_Office_New_Space Heating_Natural Gas_Furnace_E2 | F5 | Commercial | Office | New | Space Heating | Natural Gas | Furnace | E2 | RIM BC Ratio | 0.68048 | 0.68059 | 0.68071 | 0.68089 | 0.68115 | 0.68154 | 0.68182 | 0.68203 | 0.68226 | 0.68247 | 0.68262 | 0.68271 | 0.68279 | 0.68287 | 0.68296 | 0.683 | 0.68307 | 0.6832 | 0.68333 | 0.68349 | 0.68367 | 0.68383 | 0.68395 | 0.68404 | 0.6841 | 0.68412 | 0.68408 | 0.68402 | 0.68397 | 0.68394 | 0.68396 | 0.68397 | 0.68397
F5_Commercial_Office_New_Space Heating_Natural Gas_Furnace_E3 | F5 | Commercial | Office | New | Space Heating | Natural Gas | Furnace | E3 | RIM BC Ratio | 0.64101 | 0.64114 | 0.64128 | 0.6415 | 0.6418 | 0.64227 | 0.64259 | 0.64284 | 0.64311 | 0.64337 | 0.64354 | 0.64365 | 0.64375 | 0.64383 | 0.64395 | 0.64399 | 0.64407 | 0.64422 | 0.64438 | 0.64457 | 0.64479 | 0.64497 | 0.64511 | 0.64522 | 0.64529 | 0.64532 | 0.64528 | 0.6452 | 0.64514 | 0.64511 | 0.64513 | 0.64514 | 0.64514
F5_Commercial_Office_New_Space Heating_Natural Gas_Furnace_E4 | F5 | Commercial | Office | New | Space Heating | Natural Gas | Furnace | E4 | RIM BC Ratio | 0.04315 | 0.04319 | 0.043239 | 0.04329 | 0.043342 | 0.043377 | 0.043439 | 0.04351 | 0.043567 | 0.043613 | 0.043654 | 0.04368 | 0.043685 | 0.043676 | 0.043652 | 0.043631 | 0.043602 | 0.043566 | 0.043536 | 0.043509 | 0.04348 | 0.043454 | 0.043434 | 0.043418 | 0.043407 | 0.043404 | 0.04341 | 0.043421 | 0.04343 | 0.043435 | 0.043432 | 0.04343 | 0.04343
F5_Commercial_Office_New_Space Heating_Natural Gas_Furnace_E5 | F5 | Commercial | Office | New | Space Heating | Natural Gas | Furnace | E5 | RIM BC Ratio | 0 | 0 | 0 | 0 | 0 | 0 | 0 | 0 | 0 | 0 | 0 | 0 | 0 | 0 | 0 | 0 | 0 | 0 | 0 | 0 | 0 | 0 | 0 | 0 | 0 | 0 | 0 | 0 | 0 | 0 | 0 | 0 | 0
F5_Commercial_Office_New_Space Heating_Natural Gas_Furnace_E6 | F5 | Commercial | Office | New | Space Heating | Natural Gas | Furnace | E6 | RIM BC Ratio | 0 | 0 | 0 | 0 | 0 | 0 | 0 | 0 | 0 | 0 | 0 | 0 | 0 | 0 | 0 | 0 | 0 | 0 | 0 | 0 | 0 | 0 | 0 | 0 | 0 | 0 | 0 | 0 | 0 | 0 | 0 | 0 | 0
F5_Commercial_Office_New_Space Heating_Natural Gas_Furnace_E7 | F5 | Commercial | Office | New | Space Heating | Natural Gas | Furnace | E7 | RIM BC Ratio | 0 | 0 | 0 | 0 | 0 | 0 | 0 | 0 | 0 | 0 | 0 | 0 | 0 | 0 | 0 | 0 | 0 | 0 | 0 | 0 | 0 | 0 | 0 | 0 | 0 | 0 | 0 | 0 | 0 | 0 | 0 | 0 | 0
F5_Commercial_Office_New_Space Heating_Natural Gas_Furnace_E8 | F5 | Commercial | Office | New | Space Heating | Natural Gas | Furnace | E8 | RIM BC Ratio | 0 | 0 | 0 | 0 | 0 | 0 | 0 | 0 | 0 | 0 | 0 | 0 | 0 | 0 | 0 | 0 | 0 | 0 | 0 | 0 | 0 | 0 | 0 | 0 | 0 | 0 | 0 | 0 | 0 | 0 | 0 | 0 | 0
F5_Commercial_Office_New_Space Heating_Natural Gas_Furnace_E9 | F5 | Commercial | Office | New | Space Heating | Natural Gas | Furnace | E9 | RIM BC Ratio | 0 | 0 | 0 | 0 | 0 | 0 | 0 | 0 | 0 | 0 | 0 | 0 | 0 | 0 | 0 | 0 | 0 | 0 | 0 | 0 | 0 | 0 | 0 | 0 | 0 | 0 | 0 | 0 | 0 | 0 | 0 | 0 | 0
F5_Commercial_Office_New_Space Heating_Natural Gas_Furnace_E10 | F5 | Commercial | Office | New | Space Heating | Natural Gas | Furnace | E10 | RIM BC Ratio | 0 | 0 | 0 | 0 | 0 | 0 | 0 | 0 | 0 | 0 | 0 | 0 | 0 | 0 | 0 | 0 | 0 | 0 | 0 | 0 | 0 | 0 | 0 | 0 | 0 | 0 | 0 | 0 | 0 | 0 | 0 | 0 | 0
F0_Commercial_Office_New_Space Heating_Natural Gas_Boiler_E0 | F0 | Commercial | Office | New | Space Heating | Natural Gas | Boiler | E0 | Economic Unit | AFUE 97% | AFUE 97% | AFUE 97% | AFUE 97% | AFUE 97% | AFUE 97% | AFUE 97% | AFUE 97% | AFUE 97% | AFUE 97% | AFUE 97% | AFUE 97% | AFUE 97% | AFUE 97% | AFUE 97% | AFUE 97% | AFUE 97% | AFUE 97% | AFUE 97% | AFUE 97% | AFUE 97% | AFUE 97% | AFUE 97% | AFUE 97% | AFUE 97% | AFUE 97% | AFUE 97% | AFUE 97% | AFUE 97% | AFUE 97% | AFUE 97% | AFUE 97% | AFUE 97%
F1_Commercial_Office_New_Space Heating_Natural Gas_Boiler_E1 | F1 | Commercial | Office | New | Space Heating | Natural Gas | Boiler | E1 | CCE | 0 | 0 | 0 | 0 | 0 | 0 | 0 | 0 | 0 | 0 | 0 | 0 | 0 | 0 | 0 | 0 | 0 | 0 | 0 | 0 | 0 | 0 | 0 | 0 | 0 | 0 | 0 | 0 | 0 | 0 | 0 | 0 | 0
F1_Commercial_Office_New_Space Heating_Natural Gas_Boiler_E2 | F1 | Commercial | Office | New | Space Heating | Natural Gas | Boiler | E2 | CCE | 0.75471 | 0.75471 | 0.75873 | 0.76279 | 0.76689 | 0.77103 | 0.77523 | 0.77947 | 0.78375 | 0.78808 | 0.79246 | 0.79689 | 0.80137 | 0.80589 | 0.81048 | 0.81511 | 0.81979 | 0.82453 | 0.82933 | 0.83418 | 0.83909 | 0.84404 | 0.84907 | 0.85415 | 0.8593 | 0.86449 | 0.86977 | 0.8751 | 0.8805 | 0.88596 | 0.8915 | 0.89711 | 0.89711
F1_Commercial_Office_New_Space Heating_Natural Gas_Boiler_E3 | F1 | Commercial | Office | New | Space Heating | Natural Gas | Boiler | E3 | CCE | 0.76205 | 0.76205 | 0.76611 | 0.77021 | 0.77435 | 0.77853 | 0.78277 | 0.78705 | 0.79137 | 0.79574 | 0.80017 | 0.80464 | 0.80916 | 0.81373 | 0.81836 | 0.82304 | 0.82777 | 0.83255 | 0.83739 | 0.84229 | 0.84725 | 0.85225 | 0.85733 | 0.86246 | 0.86765 | 0.8729 | 0.87823 | 0.88361 | 0.88906 | 0.89457 | 0.90017 | 0.90583 | 0.90583
F1_Commercial_Office_New_Space Heating_Natural Gas_Boiler_E4 | F1 | Commercial | Office | New | Space Heating | Natural Gas | Boiler | E4 | CCE | 3.8698 | 3.8698 | 3.8904 | 3.9112 | 3.9323 | 3.9535 | 3.975 | 3.9967 | 4.0187 | 4.0409 | 4.0634 | 4.0861 | 4.109 | 4.1322 | 4.1557 | 4.1795 | 4.2035 | 4.2278 | 4.2524 | 4.2773 | 4.3024 | 4.3278 | 4.3536 | 4.3797 | 4.4061 | 4.4327 | 4.4598 | 4.4871 | 4.5148 | 4.5428 | 4.5712 | 4.5999 | 4.5999
F1_Commercial_Office_New_Space Heating_Natural Gas_Boiler_E5 | F1 | Commercial | Office | New | Space Heating | Natural Gas | Boiler | E5 | CCE | 0 | 0 | 0 | 0 | 0 | 0 | 0 | 0 | 0 | 0 | 0 | 0 | 0 | 0 | 0 | 0 | 0 | 0 | 0 | 0 | 0 | 0 | 0 | 0 | 0 | 0 | 0 | 0 | 0 | 0 | 0 | 0 | 0
F1_Commercial_Office_New_Space Heating_Natural Gas_Boiler_E6 | F1 | Commercial | Office | New | Space Heating | Natural Gas | Boiler | E6 | CCE | 0 | 0 | 0 | 0 | 0 | 0 | 0 | 0 | 0 | 0 | 0 | 0 | 0 | 0 | 0 | 0 | 0 | 0 | 0 | 0 | 0 | 0 | 0 | 0 | 0 | 0 | 0 | 0 | 0 | 0 | 0 | 0 | 0
F1_Commercial_Office_New_Space Heating_Natural Gas_Boiler_E7 | F1 | Commercial | Office | New | Space Heating | Natural Gas | Boiler | E7 | CCE | 0 | 0 | 0 | 0 | 0 | 0 | 0 | 0 | 0 | 0 | 0 | 0 | 0 | 0 | 0 | 0 | 0 | 0 | 0 | 0 | 0 | 0 | 0 | 0 | 0 | 0 | 0 | 0 | 0 | 0 | 0 | 0 | 0
F1_Commercial_Office_New_Space Heating_Natural Gas_Boiler_E8 | F1 | Commercial | Office | New | Space Heating | Natural Gas | Boiler | E8 | CCE | 0 | 0 | 0 | 0 | 0 | 0 | 0 | 0 | 0 | 0 | 0 | 0 | 0 | 0 | 0 | 0 | 0 | 0 | 0 | 0 | 0 | 0 | 0 | 0 | 0 | 0 | 0 | 0 | 0 | 0 | 0 | 0 | 0
F1_Commercial_Office_New_Space Heating_Natural Gas_Boiler_E9 | F1 | Commercial | Office | New | Space Heating | Natural Gas | Boiler | E9 | CCE | 0 | 0 | 0 | 0 | 0 | 0 | 0 | 0 | 0 | 0 | 0 | 0 | 0 | 0 | 0 | 0 | 0 | 0 | 0 | 0 | 0 | 0 | 0 | 0 | 0 | 0 | 0 | 0 | 0 | 0 | 0 | 0 | 0
F1_Commercial_Office_New_Space Heating_Natural Gas_Boiler_E10 | F1 | Commercial | Office | New | Space Heating | Natural Gas | Boiler | E10 | CCE | 0 | 0 | 0 | 0 | 0 | 0 | 0 | 0 | 0 | 0 | 0 | 0 | 0 | 0 | 0 | 0 | 0 | 0 | 0 | 0 | 0 | 0 | 0 | 0 | 0 | 0 | 0 | 0 | 0 | 0 | 0 | 0 | 0
F2_Commercial_Office_New_Space Heating_Natural Gas_Boiler_E1 | F2 | Commercial | Office | New | Space Heating | Natural Gas | Boiler | E1 | TRC BC Ratio | bar: 2019 to 2051
F2_Commercial_Office_New_Space Heating_Natural Gas_Boiler_E2 | F2 | Commercial | Office | New | Space Heating | Natural Gas | Boiler | E2 | TRC BC Ratio | 2.3824 | 2.3847 | 2.3872 | 2.3908 | 2.3957 | 2.403 | 2.4082 | 2.4121 | 2.4163 | 2.4202 | 2.4228 | 2.4245 | 2.426 | 2.4274 | 2.4292 | 2.4299 | 2.4311 | 2.4335 | 2.436 | 2.439 | 2.4425 | 2.4454 | 2.4477 | 2.4494 | 2.4505 | 2.4508 | 2.4502 | 2.449 | 2.448 | 2.4475 | 2.4479 | 2.448 | 2.448
F2_Commercial_Office_New_Space Heating_Natural Gas_Boiler_E3 | F2 | Commercial | Office | New | Space Heating | Natural Gas | Boiler | E3 | TRC BC Ratio | 2.3595 | 2.3618 | 2.3642 | 2.3678 | 2.3726 | 2.3799 | 2.385 | 2.3888 | 2.3931 | 2.3969 | 2.3995 | 2.4011 | 2.4026 | 2.404 | 2.4058 | 2.4065 | 2.4077 | 2.4101 | 2.4126 | 2.4155 | 2.4189 | 2.4218 | 2.4241 | 2.4258 | 2.4269 | 2.4272 | 2.4266 | 2.4254 | 2.4244 | 2.4239 | 2.4243 | 2.4244 | 2.4244
F2_Commercial_Office_New_Space Heating_Natural Gas_Boiler_E4 | F2 | Commercial | Office | New | Space Heating | Natural Gas | Boiler | E4 | TRC BC Ratio | 0.47286 | 0.47338 | 0.47396 | 0.47468 | 0.47553 | 0.47658 | 0.47745 | 0.47819 | 0.47887 | 0.47946 | 0.47988 | 0.48015 | 0.48034 | 0.48047 | 0.48059 | 0.48059 | 0.48063 | 0.48077 | 0.48095 | 0.48118 | 0.48147 | 0.48171 | 0.4819 | 0.48203 | 0.48213 | 0.48215 | 0.4821 | 0.482 | 0.48192 | 0.48188 | 0.48191 | 0.48192 | 0.48192
F2_Commercial_Office_New_Space Heating_Natural Gas_Boiler_E5 | F2 | Commercial | Office | New | Space Heating | Natural Gas | Boiler | E5 | TRC BC Ratio | 0 | 0 | 0 | 0 | 0 | 0 | 0 | 0 | 0 | 0 | 0 | 0 | 0 | 0 | 0 | 0 | 0 | 0 | 0 | 0 | 0 | 0 | 0 | 0 | 0 | 0 | 0 | 0 | 0 | 0 | 0 | 0 | 0
F2_Commercial_Office_New_Space Heating_Natural Gas_Boiler_E6 | F2 | Commercial | Office | New | Space Heating | Natural Gas | Boiler | E6 | TRC BC Ratio | 0 | 0 | 0 | 0 | 0 | 0 | 0 | 0 | 0 | 0 | 0 | 0 | 0 | 0 | 0 | 0 | 0 | 0 | 0 | 0 | 0 | 0 | 0 | 0 | 0 | 0 | 0 | 0 | 0 | 0 | 0 | 0 | 0
F2_Commercial_Office_New_Space Heating_Natural Gas_Boiler_E7 | F2 | Commercial | Office | New | Space Heating | Natural Gas | Boiler | E7 | TRC BC Ratio | 0 | 0 | 0 | 0 | 0 | 0 | 0 | 0 | 0 | 0 | 0 | 0 | 0 | 0 | 0 | 0 | 0 | 0 | 0 | 0 | 0 | 0 | 0 | 0 | 0 | 0 | 0 | 0 | 0 | 0 | 0 | 0 | 0
F2_Commercial_Office_New_Space Heating_Natural Gas_Boiler_E8 | F2 | Commercial | Office | New | Space Heating | Natural Gas | Boiler | E8 | TRC BC Ratio | 0 | 0 | 0 | 0 | 0 | 0 | 0 | 0 | 0 | 0 | 0 | 0 | 0 | 0 | 0 | 0 | 0 | 0 | 0 | 0 | 0 | 0 | 0 | 0 | 0 | 0 | 0 | 0 | 0 | 0 | 0 | 0 | 0
F2_Commercial_Office_New_Space Heating_Natural Gas_Boiler_E9 | F2 | Commercial | Office | New | Space Heating | Natural Gas | Boiler | E9 | TRC BC Ratio | 0 | 0 | 0 | 0 | 0 | 0 | 0 | 0 | 0 | 0 | 0 | 0 | 0 | 0 | 0 | 0 | 0 | 0 | 0 | 0 | 0 | 0 | 0 | 0 | 0 | 0 | 0 | 0 | 0 | 0 | 0 | 0 | 0
F2_Commercial_Office_New_Space Heating_Natural Gas_Boiler_E10 | F2 | Commercial | Office | New | Space Heating | Natural Gas | Boiler | E10 | TRC BC Ratio | 0 | 0 | 0 | 0 | 0 | 0 | 0 | 0 | 0 | 0 | 0 | 0 | 0 | 0 | 0 | 0 | 0 | 0 | 0 | 0 | 0 | 0 | 0 | 0 | 0 | 0 | 0 | 0 | 0 | 0 | 0 | 0 | 0
F3_Commercial_Office_New_Space Heating_Natural Gas_Boiler_E1 | F3 | Commercial | Office | New | Space Heating | Natural Gas | Boiler | E1 | PACT BC Ratio | bar: 2019 to 2051
F3_Commercial_Office_New_Space Heating_Natural Gas_Boiler_E2 | F3 | Commercial | Office | New | Space Heating | Natural Gas | Boiler | E2 | PACT BC Ratio | 3.1766 | 3.1796 | 3.183 | 3.1877 | 3.1943 | 3.2041 | 3.2109 | 3.2161 | 3.2218 | 3.2269 | 3.2305 | 3.2327 | 3.2347 | 3.2365 | 3.2389 | 3.2398 | 3.2415 | 3.2447 | 3.2481 | 3.252 | 3.2566 | 3.2605 | 3.2635 | 3.2658 | 3.2674 | 3.2678 | 3.267 | 3.2653 | 3.264 | 3.2634 | 3.2638 | 3.264 | 3.264
F3_Commercial_Office_New_Space Heating_Natural Gas_Boiler_E3 | F3 | Commercial | Office | New | Space Heating | Natural Gas | Boiler | E3 | PACT BC Ratio | 3.146 | 3.149 | 3.1523 | 3.157 | 3.1635 | 3.1732 | 3.18 | 3.1851 | 3.1907 | 3.1959 | 3.1994 | 3.2015 | 3.2035 | 3.2053 | 3.2077 | 3.2086 | 3.2103 | 3.2135 | 3.2168 | 3.2207 | 3.2253 | 3.2291 | 3.2321 | 3.2344 | 3.2359 | 3.2363 | 3.2355 | 3.2339 | 3.2326 | 3.2319 | 3.2324 | 3.2326 | 3.2326
F3_Commercial_Office_New_Space Heating_Natural Gas_Boiler_E4 | F3 | Commercial | Office | New | Space Heating | Natural Gas | Boiler | E4 | PACT BC Ratio | 0.63048 | 0.63117 | 0.63195 | 0.63291 | 0.63405 | 0.63544 | 0.6366 | 0.63758 | 0.6385 | 0.63928 | 0.63984 | 0.6402 | 0.64046 | 0.64063 | 0.64079 | 0.64079 | 0.64084 | 0.64102 | 0.64126 | 0.64158 | 0.64197 | 0.64228 | 0.64253 | 0.64271 | 0.64284 | 0.64287 | 0.64281 | 0.64267 | 0.64256 | 0.64251 | 0.64255 | 0.64257 | 0.64257
F3_Commercial_Office_New_Space Heating_Natural Gas_Boiler_E5 | F3 | Commercial | Office | New | Space Heating | Natural Gas | Boiler | E5 | PACT BC Ratio | 0 | 0 | 0 | 0 | 0 | 0 | 0 | 0 | 0 | 0 | 0 | 0 | 0 | 0 | 0 | 0 | 0 | 0 | 0 | 0 | 0 | 0 | 0 | 0 | 0 | 0 | 0 | 0 | 0 | 0 | 0 | 0 | 0
F3_Commercial_Office_New_Space Heating_Natural Gas_Boiler_E6 | F3 | Commercial | Office | New | Space Heating | Natural Gas | Boiler | E6 | PACT BC Ratio | 0 | 0 | 0 | 0 | 0 | 0 | 0 | 0 | 0 | 0 | 0 | 0 | 0 | 0 | 0 | 0 | 0 | 0 | 0 | 0 | 0 | 0 | 0 | 0 | 0 | 0 | 0 | 0 | 0 | 0 | 0 | 0 | 0
F3_Commercial_Office_New_Space Heating_Natural Gas_Boiler_E7 | F3 | Commercial | Office | New | Space Heating | Natural Gas | Boiler | E7 | PACT BC Ratio | 0 | 0 | 0 | 0 | 0 | 0 | 0 | 0 | 0 | 0 | 0 | 0 | 0 | 0 | 0 | 0 | 0 | 0 | 0 | 0 | 0 | 0 | 0 | 0 | 0 | 0 | 0 | 0 | 0 | 0 | 0 | 0 | 0
F3_Commercial_Office_New_Space Heating_Natural Gas_Boiler_E8 | F3 | Commercial | Office | New | Space Heating | Natural Gas | Boiler | E8 | PACT BC Ratio | 0 | 0 | 0 | 0 | 0 | 0 | 0 | 0 | 0 | 0 | 0 | 0 | 0 | 0 | 0 | 0 | 0 | 0 | 0 | 0 | 0 | 0 | 0 | 0 | 0 | 0 | 0 | 0 | 0 | 0 | 0 | 0 | 0
F3_Commercial_Office_New_Space Heating_Natural Gas_Boiler_E9 | F3 | Commercial | Office | New | Space Heating | Natural Gas | Boiler | E9 | PACT BC Ratio | 0 | 0 | 0 | 0 | 0 | 0 | 0 | 0 | 0 | 0 | 0 | 0 | 0 | 0 | 0 | 0 | 0 | 0 | 0 | 0 | 0 | 0 | 0 | 0 | 0 | 0 | 0 | 0 | 0 | 0 | 0 | 0 | 0
F3_Commercial_Office_New_Space Heating_Natural Gas_Boiler_E10 | F3 | Commercial | Office | New | Space Heating | Natural Gas | Boiler | E10 | PACT BC Ratio | 0 | 0 | 0 | 0 | 0 | 0 | 0 | 0 | 0 | 0 | 0 | 0 | 0 | 0 | 0 | 0 | 0 | 0 | 0 | 0 | 0 | 0 | 0 | 0 | 0 | 0 | 0 | 0 | 0 | 0 | 0 | 0 | 0
F4_Commercial_Office_New_Space Heating_Natural Gas_Boiler_E1 | F4 | Commercial | Office | New | Space Heating | Natural Gas | Boiler | E1 | RVT BC Ratio | bar: 2019 to 2051
F4_Commercial_Office_New_Space Heating_Natural Gas_Boiler_E2 | F4 | Commercial | Office | New | Space Heating | Natural Gas | Boiler | E2 | RVT BC Ratio | 4.1252 | 4.1285 | 4.132 | 4.1372 | 4.1443 | 4.1548 | 4.1622 | 4.1678 | 4.1739 | 4.1795 | 4.1833 | 4.1856 | 4.1878 | 4.1898 | 4.1923 | 4.1934 | 4.1952 | 4.1986 | 4.2023 | 4.2065 | 4.2115 | 4.2157 | 4.2189 | 4.2214 | 4.2231 | 4.2235 | 4.2227 | 4.2209 | 4.2194 | 4.2187 | 4.2192 | 4.2194 | 4.2194
F4_Commercial_Office_New_Space Heating_Natural Gas_Boiler_E3 | F4 | Commercial | Office | New | Space Heating | Natural Gas | Boiler | E3 | RVT BC Ratio | 4.0922 | 4.0954 | 4.099 | 4.1041 | 4.1111 | 4.1215 | 4.1288 | 4.1344 | 4.1404 | 4.146 | 4.1497 | 4.1521 | 4.1542 | 4.1562 | 4.1587 | 4.1597 | 4.1615 | 4.1649 | 4.1685 | 4.1727 | 4.1777 | 4.1818 | 4.185 | 4.1875 | 4.1891 | 4.1896 | 4.1887 | 4.1869 | 4.1855 | 4.1849 | 4.1853 | 4.1855 | 4.1855
F4_Commercial_Office_New_Space Heating_Natural Gas_Boiler_E4 | F4 | Commercial | Office | New | Space Heating | Natural Gas | Boiler | E4 | RVT BC Ratio | 1.3798 | 1.3806 | 1.3814 | 1.3824 | 1.3837 | 1.3852 | 1.3864 | 1.3875 | 1.3885 | 1.3893 | 1.3899 | 1.3903 | 1.3906 | 1.3908 | 1.3909 | 1.3909 | 1.391 | 1.3912 | 1.3914 | 1.3918 | 1.3922 | 1.3925 | 1.3928 | 1.393 | 1.3931 | 1.3932 | 1.3931 | 1.393 | 1.3929 | 1.3928 | 1.3928 | 1.3929 | 1.3929
F4_Commercial_Office_New_Space Heating_Natural Gas_Boiler_E5 | F4 | Commercial | Office | New | Space Heating | Natural Gas | Boiler | E5 | RVT BC Ratio | 0 | 0 | 0 | 0 | 0 | 0 | 0 | 0 | 0 | 0 | 0 | 0 | 0 | 0 | 0 | 0 | 0 | 0 | 0 | 0 | 0 | 0 | 0 | 0 | 0 | 0 | 0 | 0 | 0 | 0 | 0 | 0 | 0
F4_Commercial_Office_New_Space Heating_Natural Gas_Boiler_E6 | F4 | Commercial | Office | New | Space Heating | Natural Gas | Boiler | E6 | RVT BC Ratio | 0 | 0 | 0 | 0 | 0 | 0 | 0 | 0 | 0 | 0 | 0 | 0 | 0 | 0 | 0 | 0 | 0 | 0 | 0 | 0 | 0 | 0 | 0 | 0 | 0 | 0 | 0 | 0 | 0 | 0 | 0 | 0 | 0
F4_Commercial_Office_New_Space Heating_Natural Gas_Boiler_E7 | F4 | Commercial | Office | New | Space Heating | Natural Gas | Boiler | E7 | RVT BC Ratio | 0 | 0 | 0 | 0 | 0 | 0 | 0 | 0 | 0 | 0 | 0 | 0 | 0 | 0 | 0 | 0 | 0 | 0 | 0 | 0 | 0 | 0 | 0 | 0 | 0 | 0 | 0 | 0 | 0 | 0 | 0 | 0 | 0
F4_Commercial_Office_New_Space Heating_Natural Gas_Boiler_E8 | F4 | Commercial | Office | New | Space Heating | Natural Gas | Boiler | E8 | RVT BC Ratio | 0 | 0 | 0 | 0 | 0 | 0 | 0 | 0 | 0 | 0 | 0 | 0 | 0 | 0 | 0 | 0 | 0 | 0 | 0 | 0 | 0 | 0 | 0 | 0 | 0 | 0 | 0 | 0 | 0 | 0 | 0 | 0 | 0
F4_Commercial_Office_New_Space Heating_Natural Gas_Boiler_E9 | F4 | Commercial | Office | New | Space Heating | Natural Gas | Boiler | E9 | RVT BC Ratio | 0 | 0 | 0 | 0 | 0 | 0 | 0 | 0 | 0 | 0 | 0 | 0 | 0 | 0 | 0 | 0 | 0 | 0 | 0 | 0 | 0 | 0 | 0 | 0 | 0 | 0 | 0 | 0 | 0 | 0 | 0 | 0 | 0
F4_Commercial_Office_New_Space Heating_Natural Gas_Boiler_E10 | F4 | Commercial | Office | New | Space Heating | Natural Gas | Boiler | E10 | RVT BC Ratio | 0 | 0 | 0 | 0 | 0 | 0 | 0 | 0 | 0 | 0 | 0 | 0 | 0 | 0 | 0 | 0 | 0 | 0 | 0 | 0 | 0 | 0 | 0 | 0 | 0 | 0 | 0 | 0 | 0 | 0 | 0 | 0 | 0
F5_Commercial_Office_New_Space Heating_Natural Gas_Boiler_E1 | F5 | Commercial | Office | New | Space Heating | Natural Gas | Boiler | E1 | RIM BC Ratio | bar: 2019 to 2051
F5_Commercial_Office_New_Space Heating_Natural Gas_Boiler_E2 | F5 | Commercial | Office | New | Space Heating | Natural Gas | Boiler | E2 | RIM BC Ratio | 0.661 | 0.66113 | 0.66127 | 0.66148 | 0.66176 | 0.66218 | 0.66247 | 0.66269 | 0.66293 | 0.66315 | 0.6633 | 0.66339 | 0.66347 | 0.66355 | 0.66365 | 0.66369 | 0.66376 | 0.6639 | 0.66404 | 0.6642 | 0.66439 | 0.66455 | 0.66468 | 0.66478 | 0.66484 | 0.66486 | 0.66482 | 0.66475 | 0.6647 | 0.66467 | 0.66469 | 0.6647 | 0.6647
F5_Commercial_Office_New_Space Heating_Natural Gas_Boiler_E3 | F5 | Commercial | Office | New | Space Heating | Natural Gas | Boiler | E3 | RIM BC Ratio | 0.65966 | 0.65979 | 0.65994 | 0.66014 | 0.66043 | 0.66085 | 0.66114 | 0.66137 | 0.66161 | 0.66183 | 0.66198 | 0.66207 | 0.66215 | 0.66223 | 0.66233 | 0.66237 | 0.66244 | 0.66258 | 0.66272 | 0.66288 | 0.66308 | 0.66324 | 0.66337 | 0.66346 | 0.66353 | 0.66354 | 0.66351 | 0.66344 | 0.66339 | 0.66336 | 0.66338 | 0.66339 | 0.66339
F5_Commercial_Office_New_Space Heating_Natural Gas_Boiler_E4 | F5 | Commercial | Office | New | Space Heating | Natural Gas | Boiler | E4 | RIM BC Ratio | 0.35918 | 0.3594 | 0.35965 | 0.35996 | 0.36033 | 0.36078 | 0.36115 | 0.36147 | 0.36176 | 0.36201 | 0.36219 | 0.36231 | 0.36239 | 0.36245 | 0.3625 | 0.3625 | 0.36251 | 0.36257 | 0.36265 | 0.36275 | 0.36287 | 0.36297 | 0.36305 | 0.36311 | 0.36315 | 0.36316 | 0.36314 | 0.3631 | 0.36306 | 0.36305 | 0.36306 | 0.36307 | 0.36307
F5_Commercial_Office_New_Space Heating_Natural Gas_Boiler_E5 | F5 | Commercial | Office | New | Space Heating | Natural Gas | Boiler | E5 | RIM BC Ratio | 0 | 0 | 0 | 0 | 0 | 0 | 0 | 0 | 0 | 0 | 0 | 0 | 0 | 0 | 0 | 0 | 0 | 0 | 0 | 0 | 0 | 0 | 0 | 0 | 0 | 0 | 0 | 0 | 0 | 0 | 0 | 0 | 0
F5_Commercial_Office_New_Space Heating_Natural Gas_Boiler_E6 | F5 | Commercial | Office | New | Space Heating | Natural Gas | Boiler | E6 | RIM BC Ratio | 0 | 0 | 0 | 0 | 0 | 0 | 0 | 0 | 0 | 0 | 0 | 0 | 0 | 0 | 0 | 0 | 0 | 0 | 0 | 0 | 0 | 0 | 0 | 0 | 0 | 0 | 0 | 0 | 0 | 0 | 0 | 0 | 0
F5_Commercial_Office_New_Space Heating_Natural Gas_Boiler_E7 | F5 | Commercial | Office | New | Space Heating | Natural Gas | Boiler | E7 | RIM BC Ratio | 0 | 0 | 0 | 0 | 0 | 0 | 0 | 0 | 0 | 0 | 0 | 0 | 0 | 0 | 0 | 0 | 0 | 0 | 0 | 0 | 0 | 0 | 0 | 0 | 0 | 0 | 0 | 0 | 0 | 0 | 0 | 0 | 0
F5_Commercial_Office_New_Space Heating_Natural Gas_Boiler_E8 | F5 | Commercial | Office | New | Space Heating | Natural Gas | Boiler | E8 | RIM BC Ratio | 0 | 0 | 0 | 0 | 0 | 0 | 0 | 0 | 0 | 0 | 0 | 0 | 0 | 0 | 0 | 0 | 0 | 0 | 0 | 0 | 0 | 0 | 0 | 0 | 0 | 0 | 0 | 0 | 0 | 0 | 0 | 0 | 0
F5_Commercial_Office_New_Space Heating_Natural Gas_Boiler_E9 | F5 | Commercial | Office | New | Space Heating | Natural Gas | Boiler | E9 | RIM BC Ratio | 0 | 0 | 0 | 0 | 0 | 0 | 0 | 0 | 0 | 0 | 0 | 0 | 0 | 0 | 0 | 0 | 0 | 0 | 0 | 0 | 0 | 0 | 0 | 0 | 0 | 0 | 0 | 0 | 0 | 0 | 0 | 0 | 0
F5_Commercial_Office_New_Space Heating_Natural Gas_Boiler_E10 | F5 | Commercial | Office | New | Space Heating | Natural Gas | Boiler | E10 | RIM BC Ratio | 0 | 0 | 0 | 0 | 0 | 0 | 0 | 0 | 0 | 0 | 0 | 0 | 0 | 0 | 0 | 0 | 0 | 0 | 0 | 0 | 0 | 0 | 0 | 0 | 0 | 0 | 0 | 0 | 0 | 0 | 0 | 0 | 0
F0_Commercial_Office_New_Space Heating_Natural Gas_Unit Heater_E0 | F0 | Commercial | Office | New | Space Heating | Natural Gas | Unit Heater | E0 | Economic Unit | Infrared Radiant | Infrared Radiant | Infrared Radiant | Infrared Radiant | Infrared Radiant | Infrared Radiant | Infrared Radiant | Infrared Radiant | Infrared Radiant | Infrared Radiant | Infrared Radiant | Infrared Radiant | Infrared Radiant | Infrared Radiant | Infrared Radiant | Infrared Radiant | Infrared Radiant | Infrared Radiant | Infrared Radiant | Infrared Radiant | Infrared Radiant | Infrared Radiant | Infrared Radiant | Infrared Radiant | Infrared Radiant | Infrared Radiant | Infrared Radiant | Infrared Radiant | Infrared Radiant | Infrared Radiant | Infrared Radiant | Infrared Radiant | Infrared Radiant
F1_Commercial_Office_New_Space Heating_Natural Gas_Unit Heater_E1 | F1 | Commercial | Office | New | Space Heating | Natural Gas | Unit Heater | E1 | CCE | 0 | 0 | 0 | 0 | 0 | 0 | 0 | 0 | 0 | 0 | 0 | 0 | 0 | 0 | 0 | 0 | 0 | 0 | 0 | 0 | 0 | 0 | 0 | 0 | 0 | 0 | 0 | 0 | 0 | 0 | 0 | 0 | 0
F1_Commercial_Office_New_Space Heating_Natural Gas_Unit Heater_E2 | F1 | Commercial | Office | New | Space Heating | Natural Gas | Unit Heater | E2 | CCE | 1.2484 | 1.2484 | 1.255 | 1.2617 | 1.2685 | 1.2754 | 1.2823 | 1.2893 | 1.2964 | 1.3036 | 1.3108 | 1.3181 | 1.3256 | 1.333 | 1.3406 | 1.3483 | 1.356 | 1.3639 | 1.3718 | 1.3798 | 1.3879 | 1.3961 | 1.4045 | 1.4129 | 1.4214 | 1.43 | 1.4387 | 1.4475 | 1.4564 | 1.4655 | 1.4746 | 1.4839 | 1.4839
F1_Commercial_Office_New_Space Heating_Natural Gas_Unit Heater_E3 | F1 | Commercial | Office | New | Space Heating | Natural Gas | Unit Heater | E3 | CCE | 0.12436 | 0.12436 | 0.12503 | 0.12569 | 0.12637 | 0.12705 | 0.12775 | 0.12844 | 0.12915 | 0.12986 | 0.13058 | 0.13131 | 0.13205 | 0.1328 | 0.13355 | 0.13432 | 0.13509 | 0.13587 | 0.13666 | 0.13746 | 0.13827 | 0.13908 | 0.13991 | 0.14075 | 0.1416 | 0.14245 | 0.14332 | 0.1442 | 0.14509 | 0.14599 | 0.1469 | 0.14783 | 0.14783
F1_Commercial_Office_New_Space Heating_Natural Gas_Unit Heater_E4 | F1 | Commercial | Office | New | Space Heating | Natural Gas | Unit Heater | E4 | CCE | 0 | 0 | 0 | 0 | 0 | 0 | 0 | 0 | 0 | 0 | 0 | 0 | 0 | 0 | 0 | 0 | 0 | 0 | 0 | 0 | 0 | 0 | 0 | 0 | 0 | 0 | 0 | 0 | 0 | 0 | 0 | 0 | 0
F1_Commercial_Office_New_Space Heating_Natural Gas_Unit Heater_E5 | F1 | Commercial | Office | New | Space Heating | Natural Gas | Unit Heater | E5 | CCE | 0 | 0 | 0 | 0 | 0 | 0 | 0 | 0 | 0 | 0 | 0 | 0 | 0 | 0 | 0 | 0 | 0 | 0 | 0 | 0 | 0 | 0 | 0 | 0 | 0 | 0 | 0 | 0 | 0 | 0 | 0 | 0 | 0
F1_Commercial_Office_New_Space Heating_Natural Gas_Unit Heater_E6 | F1 | Commercial | Office | New | Space Heating | Natural Gas | Unit Heater | E6 | CCE | 0 | 0 | 0 | 0 | 0 | 0 | 0 | 0 | 0 | 0 | 0 | 0 | 0 | 0 | 0 | 0 | 0 | 0 | 0 | 0 | 0 | 0 | 0 | 0 | 0 | 0 | 0 | 0 | 0 | 0 | 0 | 0 | 0
F1_Commercial_Office_New_Space Heating_Natural Gas_Unit Heater_E7 | F1 | Commercial | Office | New | Space Heating | Natural Gas | Unit Heater | E7 | CCE | 0 | 0 | 0 | 0 | 0 | 0 | 0 | 0 | 0 | 0 | 0 | 0 | 0 | 0 | 0 | 0 | 0 | 0 | 0 | 0 | 0 | 0 | 0 | 0 | 0 | 0 | 0 | 0 | 0 | 0 | 0 | 0 | 0
F1_Commercial_Office_New_Space Heating_Natural Gas_Unit Heater_E8 | F1 | Commercial | Office | New | Space Heating | Natural Gas | Unit Heater | E8 | CCE | 0 | 0 | 0 | 0 | 0 | 0 | 0 | 0 | 0 | 0 | 0 | 0 | 0 | 0 | 0 | 0 | 0 | 0 | 0 | 0 | 0 | 0 | 0 | 0 | 0 | 0 | 0 | 0 | 0 | 0 | 0 | 0 | 0
F1_Commercial_Office_New_Space Heating_Natural Gas_Unit Heater_E9 | F1 | Commercial | Office | New | Space Heating | Natural Gas | Unit Heater | E9 | CCE | 0 | 0 | 0 | 0 | 0 | 0 | 0 | 0 | 0 | 0 | 0 | 0 | 0 | 0 | 0 | 0 | 0 | 0 | 0 | 0 | 0 | 0 | 0 | 0 | 0 | 0 | 0 | 0 | 0 | 0 | 0 | 0 | 0
F1_Commercial_Office_New_Space Heating_Natural Gas_Unit Heater_E10 | F1 | Commercial | Office | New | Space Heating | Natural Gas | Unit Heater | E10 | CCE | 0 | 0 | 0 | 0 | 0 | 0 | 0 | 0 | 0 | 0 | 0 | 0 | 0 | 0 | 0 | 0 | 0 | 0 | 0 | 0 | 0 | 0 | 0 | 0 | 0 | 0 | 0 | 0 | 0 | 0 | 0 | 0 | 0
F2_Commercial_Office_New_Space Heating_Natural Gas_Unit Heater_E1 | F2 | Commercial | Office | New | Space Heating | Natural Gas | Unit Heater | E1 | TRC BC Ratio | bar: 2019 to 2051
F2_Commercial_Office_New_Space Heating_Natural Gas_Unit Heater_E2 | F2 | Commercial | Office | New | Space Heating | Natural Gas | Unit Heater | E2 | TRC BC Ratio | 1.4316 | 1.4333 | 1.4351 | 1.4377 | 1.4415 | 1.4475 | 1.451 | 1.4531 | 1.4557 | 1.4579 | 1.4592 | 1.4598 | 1.4607 | 1.4619 | 1.4637 | 1.4647 | 1.4663 | 1.4689 | 1.4715 | 1.4743 | 1.4776 | 1.4804 | 1.4826 | 1.4843 | 1.4854 | 1.4857 | 1.4852 | 1.4839 | 1.483 | 1.4825 | 1.4828 | 1.483 | 1.483
F2_Commercial_Office_New_Space Heating_Natural Gas_Unit Heater_E3 | F2 | Commercial | Office | New | Space Heating | Natural Gas | Unit Heater | E3 | TRC BC Ratio | 14.4795 | 14.5162 | 14.5616 | 14.6219 | 14.6976 | 14.8103 | 14.8618 | 14.8723 | 14.8808 | 14.8782 | 14.8554 | 14.8297 | 14.8204 | 14.8293 | 14.8623 | 14.8883 | 14.9269 | 14.9846 | 15.0378 | 15.0922 | 15.1509 | 15.2019 | 15.2426 | 15.2734 | 15.2939 | 15.2998 | 15.2889 | 15.2664 | 15.2487 | 15.2402 | 15.2464 | 15.2488 | 15.2488
F2_Commercial_Office_New_Space Heating_Natural Gas_Unit Heater_E4 | F2 | Commercial | Office | New | Space Heating | Natural Gas | Unit Heater | E4 | TRC BC Ratio | 0 | 0 | 0 | 0 | 0 | 0 | 0 | 0 | 0 | 0 | 0 | 0 | 0 | 0 | 0 | 0 | 0 | 0 | 0 | 0 | 0 | 0 | 0 | 0 | 0 | 0 | 0 | 0 | 0 | 0 | 0 | 0 | 0
F2_Commercial_Office_New_Space Heating_Natural Gas_Unit Heater_E5 | F2 | Commercial | Office | New | Space Heating | Natural Gas | Unit Heater | E5 | TRC BC Ratio | 0 | 0 | 0 | 0 | 0 | 0 | 0 | 0 | 0 | 0 | 0 | 0 | 0 | 0 | 0 | 0 | 0 | 0 | 0 | 0 | 0 | 0 | 0 | 0 | 0 | 0 | 0 | 0 | 0 | 0 | 0 | 0 | 0
F2_Commercial_Office_New_Space Heating_Natural Gas_Unit Heater_E6 | F2 | Commercial | Office | New | Space Heating | Natural Gas | Unit Heater | E6 | TRC BC Ratio | 0 | 0 | 0 | 0 | 0 | 0 | 0 | 0 | 0 | 0 | 0 | 0 | 0 | 0 | 0 | 0 | 0 | 0 | 0 | 0 | 0 | 0 | 0 | 0 | 0 | 0 | 0 | 0 | 0 | 0 | 0 | 0 | 0
F2_Commercial_Office_New_Space Heating_Natural Gas_Unit Heater_E7 | F2 | Commercial | Office | New | Space Heating | Natural Gas | Unit Heater | E7 | TRC BC Ratio | 0 | 0 | 0 | 0 | 0 | 0 | 0 | 0 | 0 | 0 | 0 | 0 | 0 | 0 | 0 | 0 | 0 | 0 | 0 | 0 | 0 | 0 | 0 | 0 | 0 | 0 | 0 | 0 | 0 | 0 | 0 | 0 | 0
F2_Commercial_Office_New_Space Heating_Natural Gas_Unit Heater_E8 | F2 | Commercial | Office | New | Space Heating | Natural Gas | Unit Heater | E8 | TRC BC Ratio | 0 | 0 | 0 | 0 | 0 | 0 | 0 | 0 | 0 | 0 | 0 | 0 | 0 | 0 | 0 | 0 | 0 | 0 | 0 | 0 | 0 | 0 | 0 | 0 | 0 | 0 | 0 | 0 | 0 | 0 | 0 | 0 | 0
F2_Commercial_Office_New_Space Heating_Natural Gas_Unit Heater_E9 | F2 | Commercial | Office | New | Space Heating | Natural Gas | Unit Heater | E9 | TRC BC Ratio | 0 | 0 | 0 | 0 | 0 | 0 | 0 | 0 | 0 | 0 | 0 | 0 | 0 | 0 | 0 | 0 | 0 | 0 | 0 | 0 | 0 | 0 | 0 | 0 | 0 | 0 | 0 | 0 | 0 | 0 | 0 | 0 | 0
F2_Commercial_Office_New_Space Heating_Natural Gas_Unit Heater_E10 | F2 | Commercial | Office | New | Space Heating | Natural Gas | Unit Heater | E10 | TRC BC Ratio | 0 | 0 | 0 | 0 | 0 | 0 | 0 | 0 | 0 | 0 | 0 | 0 | 0 | 0 | 0 | 0 | 0 | 0 | 0 | 0 | 0 | 0 | 0 | 0 | 0 | 0 | 0 | 0 | 0 | 0 | 0 | 0 | 0
F3_Commercial_Office_New_Space Heating_Natural Gas_Unit Heater_E1 | F3 | Commercial | Office | New | Space Heating | Natural Gas | Unit Heater | E1 | PACT BC Ratio | bar: 2019 to 2051
F3_Commercial_Office_New_Space Heating_Natural Gas_Unit Heater_E2 | F3 | Commercial | Office | New | Space Heating | Natural Gas | Unit Heater | E2 | PACT BC Ratio | 1.9089 | 1.911 | 1.9134 | 1.917 | 1.922 | 1.93 | 1.9346 | 1.9375 | 1.9409 | 1.9439 | 1.9456 | 1.9464 | 1.9476 | 1.9492 | 1.9516 | 1.953 | 1.9551 | 1.9585 | 1.9619 | 1.9658 | 1.9702 | 1.9739 | 1.9769 | 1.9791 | 1.9806 | 1.981 | 1.9802 | 1.9786 | 1.9773 | 1.9767 | 1.9771 | 1.9773 | 1.9773
F3_Commercial_Office_New_Space Heating_Natural Gas_Unit Heater_E3 | F3 | Commercial | Office | New | Space Heating | Natural Gas | Unit Heater | E3 | PACT BC Ratio | 19.306 | 19.355 | 19.4154 | 19.4958 | 19.5967 | 19.747 | 19.8157 | 19.8297 | 19.8411 | 19.8377 | 19.8073 | 19.773 | 19.7606 | 19.7724 | 19.8164 | 19.851 | 19.9026 | 19.9794 | 20.0504 | 20.1229 | 20.2012 | 20.2691 | 20.3234 | 20.3645 | 20.3919 | 20.3998 | 20.3852 | 20.3553 | 20.3317 | 20.3202 | 20.3286 | 20.3318 | 20.3318
F3_Commercial_Office_New_Space Heating_Natural Gas_Unit Heater_E4 | F3 | Commercial | Office | New | Space Heating | Natural Gas | Unit Heater | E4 | PACT BC Ratio | 0 | 0 | 0 | 0 | 0 | 0 | 0 | 0 | 0 | 0 | 0 | 0 | 0 | 0 | 0 | 0 | 0 | 0 | 0 | 0 | 0 | 0 | 0 | 0 | 0 | 0 | 0 | 0 | 0 | 0 | 0 | 0 | 0
F3_Commercial_Office_New_Space Heating_Natural Gas_Unit Heater_E5 | F3 | Commercial | Office | New | Space Heating | Natural Gas | Unit Heater | E5 | PACT BC Ratio | 0 | 0 | 0 | 0 | 0 | 0 | 0 | 0 | 0 | 0 | 0 | 0 | 0 | 0 | 0 | 0 | 0 | 0 | 0 | 0 | 0 | 0 | 0 | 0 | 0 | 0 | 0 | 0 | 0 | 0 | 0 | 0 | 0
F3_Commercial_Office_New_Space Heating_Natural Gas_Unit Heater_E6 | F3 | Commercial | Office | New | Space Heating | Natural Gas | Unit Heater | E6 | PACT BC Ratio | 0 | 0 | 0 | 0 | 0 | 0 | 0 | 0 | 0 | 0 | 0 | 0 | 0 | 0 | 0 | 0 | 0 | 0 | 0 | 0 | 0 | 0 | 0 | 0 | 0 | 0 | 0 | 0 | 0 | 0 | 0 | 0 | 0
F3_Commercial_Office_New_Space Heating_Natural Gas_Unit Heater_E7 | F3 | Commercial | Office | New | Space Heating | Natural Gas | Unit Heater | E7 | PACT BC Ratio | 0 | 0 | 0 | 0 | 0 | 0 | 0 | 0 | 0 | 0 | 0 | 0 | 0 | 0 | 0 | 0 | 0 | 0 | 0 | 0 | 0 | 0 | 0 | 0 | 0 | 0 | 0 | 0 | 0 | 0 | 0 | 0 | 0
F3_Commercial_Office_New_Space Heating_Natural Gas_Unit Heater_E8 | F3 | Commercial | Office | New | Space Heating | Natural Gas | Unit Heater | E8 | PACT BC Ratio | 0 | 0 | 0 | 0 | 0 | 0 | 0 | 0 | 0 | 0 | 0 | 0 | 0 | 0 | 0 | 0 | 0 | 0 | 0 | 0 | 0 | 0 | 0 | 0 | 0 | 0 | 0 | 0 | 0 | 0 | 0 | 0 | 0
F3_Commercial_Office_New_Space Heating_Natural Gas_Unit Heater_E9 | F3 | Commercial | Office | New | Space Heating | Natural Gas | Unit Heater | E9 | PACT BC Ratio | 0 | 0 | 0 | 0 | 0 | 0 | 0 | 0 | 0 | 0 | 0 | 0 | 0 | 0 | 0 | 0 | 0 | 0 | 0 | 0 | 0 | 0 | 0 | 0 | 0 | 0 | 0 | 0 | 0 | 0 | 0 | 0 | 0
F3_Commercial_Office_New_Space Heating_Natural Gas_Unit Heater_E10 | F3 | Commercial | Office | New | Space Heating | Natural Gas | Unit Heater | E10 | PACT BC Ratio | 0 | 0 | 0 | 0 | 0 | 0 | 0 | 0 | 0 | 0 | 0 | 0 | 0 | 0 | 0 | 0 | 0 | 0 | 0 | 0 | 0 | 0 | 0 | 0 | 0 | 0 | 0 | 0 | 0 | 0 | 0 | 0 | 0
F4_Commercial_Office_New_Space Heating_Natural Gas_Unit Heater_E1 | F4 | Commercial | Office | New | Space Heating | Natural Gas | Unit Heater | E1 | RVT BC Ratio | bar: 2019 to 2051
F4_Commercial_Office_New_Space Heating_Natural Gas_Unit Heater_E2 | F4 | Commercial | Office | New | Space Heating | Natural Gas | Unit Heater | E2 | RVT BC Ratio | 2.7582 | 2.7606 | 2.7631 | 2.767 | 2.7724 | 2.781 | 2.786 | 2.7891 | 2.7928 | 2.796 | 2.7979 | 2.7988 | 2.8 | 2.8017 | 2.8044 | 2.8058 | 2.8081 | 2.8118 | 2.8155 | 2.8196 | 2.8244 | 2.8284 | 2.8316 | 2.834 | 2.8356 | 2.836 | 2.8352 | 2.8334 | 2.832 | 2.8314 | 2.8319 | 2.832 | 2.832
F4_Commercial_Office_New_Space Heating_Natural Gas_Unit Heater_E3 | F4 | Commercial | Office | New | Space Heating | Natural Gas | Unit Heater | E3 | RVT BC Ratio | 21.5169 | 21.5696 | 21.6348 | 21.7215 | 21.8304 | 21.9924 | 22.0664 | 22.0815 | 22.0938 | 22.0901 | 22.0573 | 22.0204 | 22.007 | 22.0198 | 22.0672 | 22.1045 | 22.1601 | 22.243 | 22.3196 | 22.3977 | 22.4821 | 22.5554 | 22.6139 | 22.6582 | 22.6877 | 22.6962 | 22.6806 | 22.6482 | 22.6228 | 22.6104 | 22.6194 | 22.6229 | 22.6229
F4_Commercial_Office_New_Space Heating_Natural Gas_Unit Heater_E4 | F4 | Commercial | Office | New | Space Heating | Natural Gas | Unit Heater | E4 | RVT BC Ratio | 0 | 0 | 0 | 0 | 0 | 0 | 0 | 0 | 0 | 0 | 0 | 0 | 0 | 0 | 0 | 0 | 0 | 0 | 0 | 0 | 0 | 0 | 0 | 0 | 0 | 0 | 0 | 0 | 0 | 0 | 0 | 0 | 0
F4_Commercial_Office_New_Space Heating_Natural Gas_Unit Heater_E5 | F4 | Commercial | Office | New | Space Heating | Natural Gas | Unit Heater | E5 | RVT BC Ratio | 0 | 0 | 0 | 0 | 0 | 0 | 0 | 0 | 0 | 0 | 0 | 0 | 0 | 0 | 0 | 0 | 0 | 0 | 0 | 0 | 0 | 0 | 0 | 0 | 0 | 0 | 0 | 0 | 0 | 0 | 0 | 0 | 0
F4_Commercial_Office_New_Space Heating_Natural Gas_Unit Heater_E6 | F4 | Commercial | Office | New | Space Heating | Natural Gas | Unit Heater | E6 | RVT BC Ratio | 0 | 0 | 0 | 0 | 0 | 0 | 0 | 0 | 0 | 0 | 0 | 0 | 0 | 0 | 0 | 0 | 0 | 0 | 0 | 0 | 0 | 0 | 0 | 0 | 0 | 0 | 0 | 0 | 0 | 0 | 0 | 0 | 0
F4_Commercial_Office_New_Space Heating_Natural Gas_Unit Heater_E7 | F4 | Commercial | Office | New | Space Heating | Natural Gas | Unit Heater | E7 | RVT BC Ratio | 0 | 0 | 0 | 0 | 0 | 0 | 0 | 0 | 0 | 0 | 0 | 0 | 0 | 0 | 0 | 0 | 0 | 0 | 0 | 0 | 0 | 0 | 0 | 0 | 0 | 0 | 0 | 0 | 0 | 0 | 0 | 0 | 0
F4_Commercial_Office_New_Space Heating_Natural Gas_Unit Heater_E8 | F4 | Commercial | Office | New | Space Heating | Natural Gas | Unit Heater | E8 | RVT BC Ratio | 0 | 0 | 0 | 0 | 0 | 0 | 0 | 0 | 0 | 0 | 0 | 0 | 0 | 0 | 0 | 0 | 0 | 0 | 0 | 0 | 0 | 0 | 0 | 0 | 0 | 0 | 0 | 0 | 0 | 0 | 0 | 0 | 0
F4_Commercial_Office_New_Space Heating_Natural Gas_Unit Heater_E9 | F4 | Commercial | Office | New | Space Heating | Natural Gas | Unit Heater | E9 | RVT BC Ratio | 0 | 0 | 0 | 0 | 0 | 0 | 0 | 0 | 0 | 0 | 0 | 0 | 0 | 0 | 0 | 0 | 0 | 0 | 0 | 0 | 0 | 0 | 0 | 0 | 0 | 0 | 0 | 0 | 0 | 0 | 0 | 0 | 0
F4_Commercial_Office_New_Space Heating_Natural Gas_Unit Heater_E10 | F4 | Commercial | Office | New | Space Heating | Natural Gas | Unit Heater | E10 | RVT BC Ratio | 0 | 0 | 0 | 0 | 0 | 0 | 0 | 0 | 0 | 0 | 0 | 0 | 0 | 0 | 0 | 0 | 0 | 0 | 0 | 0 | 0 | 0 | 0 | 0 | 0 | 0 | 0 | 0 | 0 | 0 | 0 | 0 | 0
F5_Commercial_Office_New_Space Heating_Natural Gas_Unit Heater_E1 | F5 | Commercial | Office | New | Space Heating | Natural Gas | Unit Heater | E1 | RIM BC Ratio | bar: 2019 to 2051
F5_Commercial_Office_New_Space Heating_Natural Gas_Unit Heater_E2 | F5 | Commercial | Office | New | Space Heating | Natural Gas | Unit Heater | E2 | RIM BC Ratio | 0.58074 | 0.58094 | 0.58116 | 0.58149 | 0.58195 | 0.58268 | 0.58311 | 0.58337 | 0.58367 | 0.58394 | 0.5841 | 0.58417 | 0.58428 | 0.58442 | 0.58464 | 0.58476 | 0.58495 | 0.58526 | 0.58556 | 0.5859 | 0.58629 | 0.58662 | 0.58688 | 0.58708 | 0.58721 | 0.58725 | 0.58718 | 0.58703 | 0.58692 | 0.58687 | 0.58691 | 0.58692 | 0.58692
F5_Commercial_Office_New_Space Heating_Natural Gas_Unit Heater_E3 | F5 | Commercial | Office | New | Space Heating | Natural Gas | Unit Heater | E3 | RIM BC Ratio | 0.80009 | 0.80017 | 0.80027 | 0.80041 | 0.80058 | 0.80083 | 0.80094 | 0.80096 | 0.80098 | 0.80098 | 0.80093 | 0.80087 | 0.80085 | 0.80087 | 0.80094 | 0.801 | 0.80108 | 0.80121 | 0.80132 | 0.80144 | 0.80156 | 0.80167 | 0.80175 | 0.80182 | 0.80186 | 0.80187 | 0.80185 | 0.8018 | 0.80176 | 0.80175 | 0.80176 | 0.80176 | 0.80176
F5_Commercial_Office_New_Space Heating_Natural Gas_Unit Heater_E4 | F5 | Commercial | Office | New | Space Heating | Natural Gas | Unit Heater | E4 | RIM BC Ratio | 0 | 0 | 0 | 0 | 0 | 0 | 0 | 0 | 0 | 0 | 0 | 0 | 0 | 0 | 0 | 0 | 0 | 0 | 0 | 0 | 0 | 0 | 0 | 0 | 0 | 0 | 0 | 0 | 0 | 0 | 0 | 0 | 0
F5_Commercial_Office_New_Space Heating_Natural Gas_Unit Heater_E5 | F5 | Commercial | Office | New | Space Heating | Natural Gas | Unit Heater | E5 | RIM BC Ratio | 0 | 0 | 0 | 0 | 0 | 0 | 0 | 0 | 0 | 0 | 0 | 0 | 0 | 0 | 0 | 0 | 0 | 0 | 0 | 0 | 0 | 0 | 0 | 0 | 0 | 0 | 0 | 0 | 0 | 0 | 0 | 0 | 0
F5_Commercial_Office_New_Space Heating_Natural Gas_Unit Heater_E6 | F5 | Commercial | Office | New | Space Heating | Natural Gas | Unit Heater | E6 | RIM BC Ratio | 0 | 0 | 0 | 0 | 0 | 0 | 0 | 0 | 0 | 0 | 0 | 0 | 0 | 0 | 0 | 0 | 0 | 0 | 0 | 0 | 0 | 0 | 0 | 0 | 0 | 0 | 0 | 0 | 0 | 0 | 0 | 0 | 0
F5_Commercial_Office_New_Space Heating_Natural Gas_Unit Heater_E7 | F5 | Commercial | Office | New | Space Heating | Natural Gas | Unit Heater | E7 | RIM BC Ratio | 0 | 0 | 0 | 0 | 0 | 0 | 0 | 0 | 0 | 0 | 0 | 0 | 0 | 0 | 0 | 0 | 0 | 0 | 0 | 0 | 0 | 0 | 0 | 0 | 0 | 0 | 0 | 0 | 0 | 0 | 0 | 0 | 0
F5_Commercial_Office_New_Space Heating_Natural Gas_Unit Heater_E8 | F5 | Commercial | Office | New | Space Heating | Natural Gas | Unit Heater | E8 | RIM BC Ratio | 0 | 0 | 0 | 0 | 0 | 0 | 0 | 0 | 0 | 0 | 0 | 0 | 0 | 0 | 0 | 0 | 0 | 0 | 0 | 0 | 0 | 0 | 0 | 0 | 0 | 0 | 0 | 0 | 0 | 0 | 0 | 0 | 0
F5_Commercial_Office_New_Space Heating_Natural Gas_Unit Heater_E9 | F5 | Commercial | Office | New | Space Heating | Natural Gas | Unit Heater | E9 | RIM BC Ratio | 0 | 0 | 0 | 0 | 0 | 0 | 0 | 0 | 0 | 0 | 0 | 0 | 0 | 0 | 0 | 0 | 0 | 0 | 0 | 0 | 0 | 0 | 0 | 0 | 0 | 0 | 0 | 0 | 0 | 0 | 0 | 0 | 0
F5_Commercial_Office_New_Space Heating_Natural Gas_Unit Heater_E10 | F5 | Commercial | Office | New | Space Heating | Natural Gas | Unit Heater | E10 | RIM BC Ratio | 0 | 0 | 0 | 0 | 0 | 0 | 0 | 0 | 0 | 0 | 0 | 0 | 0 | 0 | 0 | 0 | 0 | 0 | 0 | 0 | 0 | 0 | 0 | 0 | 0 | 0 | 0 | 0 | 0 | 0 | 0 | 0 | 0
F0_Commercial_Office_New_Water Heating_Natural Gas_Water Heater_E0 | F0 | Commercial | Office | New | Water Heating | Natural Gas | Water Heater | E0 | Economic Unit | Gas-Fired Absorption HPWH | Gas-Fired Absorption HPWH | Gas-Fired Absorption HPWH | Gas-Fired Absorption HPWH | Gas-Fired Absorption HPWH | Gas-Fired Absorption HPWH | Gas-Fired Absorption HPWH | Gas-Fired Absorption HPWH | Gas-Fired Absorption HPWH | Gas-Fired Absorption HPWH | Gas-Fired Absorption HPWH | Gas-Fired Absorption HPWH | Gas-Fired Absorption HPWH | Gas-Fired Absorption HPWH | Gas-Fired Absorption HPWH | Gas-Fired Absorption HPWH | Gas-Fired Absorption HPWH | Gas-Fired Absorption HPWH | Gas-Fired Absorption HPWH | Gas-Fired Absorption HPWH | Gas-Fired Absorption HPWH | Gas-Fired Absorption HPWH | Gas-Fired Absorption HPWH | Gas-Fired Absorption HPWH | Gas-Fired Absorption HPWH | Gas-Fired Absorption HPWH | Gas-Fired Absorption HPWH | Gas-Fired Absorption HPWH | Gas-Fired Absorption HPWH | Gas-Fired Absorption HPWH | Gas-Fired Absorption HPWH | Gas-Fired Absorption HPWH | Gas-Fired Absorption HPWH
F1_Commercial_Office_New_Water Heating_Natural Gas_Water Heater_E1 | F1 | Commercial | Office | New | Water Heating | Natural Gas | Water Heater | E1 | CCE | 0 | 0 | 0 | 0 | 0 | 0 | 0 | 0 | 0 | 0 | 0 | 0 | 0 | 0 | 0 | 0 | 0 | 0 | 0 | 0 | 0 | 0 | 0 | 0 | 0 | 0 | 0 | 0 | 0 | 0 | 0 | 0 | 0
F1_Commercial_Office_New_Water Heating_Natural Gas_Water Heater_E2 | F1 | Commercial | Office | New | Water Heating | Natural Gas | Water Heater | E2 | CCE | -0.0028824 | -0.0028824 | -0.0028824 | -0.0028824 | -0.0028824 | -0.0028824 | -0.0028824 | -0.0028824 | -0.0028824 | -0.0028824 | -0.0028824 | -0.0028824 | -0.0028824 | -0.0028824 | -0.0028824 | -0.0028824 | -0.0028824 | -0.0028824 | -0.0028824 | -0.0028824 | -0.0028824 | -0.0028824 | -0.0028824 | -0.0028824 | -0.0028824 | -0.0028824 | -0.0028824 | -0.0028824 | -0.0028824 | -0.0028824 | -0.0028824 | -0.0028824 | -0.0028824
F1_Commercial_Office_New_Water Heating_Natural Gas_Water Heater_E3 | F1 | Commercial | Office | New | Water Heating | Natural Gas | Water Heater | E3 | CCE | 0.02512 | 0.02512 | 0.02512 | 0.02512 | 0.02512 | 0.02512 | 0.02512 | 0.02512 | 0.02512 | 0.02512 | 0.02512 | 0.02512 | 0.02512 | 0.02512 | 0.02512 | 0.02512 | 0.02512 | 0.02512 | 0.02512 | 0.02512 | 0.02512 | 0.02512 | 0.02512 | 0.02512 | 0.02512 | 0.02512 | 0.02512 | 0.02512 | 0.02512 | 0.02512 | 0.02512 | 0.02512 | 0.02512
F1_Commercial_Office_New_Water Heating_Natural Gas_Water Heater_E4 | F1 | Commercial | Office | New | Water Heating | Natural Gas | Water Heater | E4 | CCE | 0.030905 | 0.030905 | 0.030905 | 0.030905 | 0.030905 | 0.030905 | 0.030905 | 0.030905 | 0.030905 | 0.030905 | 0.030905 | 0.030905 | 0.030905 | 0.030905 | 0.030905 | 0.030905 | 0.030905 | 0.030905 | 0.030905 | 0.030905 | 0.030905 | 0.030905 | 0.030905 | 0.030905 | 0.030905 | 0.030905 | 0.030905 | 0.030905 | 0.030905 | 0.030905 | 0.030905 | 0.030905 | 0.030905
F1_Commercial_Office_New_Water Heating_Natural Gas_Water Heater_E5 | F1 | Commercial | Office | New | Water Heating | Natural Gas | Water Heater | E5 | CCE | 0.046044 | 0.046044 | 0.046044 | 0.046044 | 0.046044 | 0.046044 | 0.046044 | 0.046044 | 0.046044 | 0.046044 | 0.046044 | 0.046044 | 0.046044 | 0.046044 | 0.046044 | 0.046044 | 0.046044 | 0.046044 | 0.046044 | 0.046044 | 0.046044 | 0.046044 | 0.046044 | 0.046044 | 0.046044 | 0.046044 | 0.046044 | 0.046044 | 0.046044 | 0.046044 | 0.046044 | 0.046044 | 0.046044
F1_Commercial_Office_New_Water Heating_Natural Gas_Water Heater_E6 | F1 | Commercial | Office | New | Water Heating | Natural Gas | Water Heater | E6 | CCE | -0.082784 | -0.082784 | -0.082784 | -0.082784 | -0.082784 | -0.082784 | -0.082784 | -0.082784 | -0.082784 | -0.082784 | -0.082784 | -0.082784 | -0.082784 | -0.082784 | -0.082784 | -0.082784 | -0.082784 | -0.082784 | -0.082784 | -0.082784 | -0.082784 | -0.082784 | -0.082784 | -0.082784 | -0.082784 | -0.082784 | -0.082784 | -0.082784 | -0.082784 | -0.082784 | -0.082784 | -0.082784 | -0.082784
F1_Commercial_Office_New_Water Heating_Natural Gas_Water Heater_E7 | F1 | Commercial | Office | New | Water Heating | Natural Gas | Water Heater | E7 | CCE | 0.071372 | 0.071372 | 0.071372 | 0.071372 | 0.071372 | 0.071372 | 0.071372 | 0.071372 | 0.071372 | 0.071372 | 0.071372 | 0.071372 | 0.071372 | 0.071372 | 0.071372 | 0.071372 | 0.071372 | 0.071372 | 0.071372 | 0.071372 | 0.071372 | 0.071372 | 0.071372 | 0.071372 | 0.071372 | 0.071372 | 0.071372 | 0.071372 | 0.071372 | 0.071372 | 0.071372 | 0.071372 | 0.071372
F1_Commercial_Office_New_Water Heating_Natural Gas_Water Heater_E8 | F1 | Commercial | Office | New | Water Heating | Natural Gas | Water Heater | E8 | CCE | 0 | 0 | 0 | 0 | 0 | 0 | 0 | 0 | 0 | 0 | 0 | 0 | 0 | 0 | 0 | 0 | 0 | 0 | 0 | 0 | 0 | 0 | 0 | 0 | 0 | 0 | 0 | 0 | 0 | 0 | 0 | 0 | 0
F1_Commercial_Office_New_Water Heating_Natural Gas_Water Heater_E9 | F1 | Commercial | Office | New | Water Heating | Natural Gas | Water Heater | E9 | CCE | 0 | 0 | 0 | 0 | 0 | 0 | 0 | 0 | 0 | 0 | 0 | 0 | 0 | 0 | 0 | 0 | 0 | 0 | 0 | 0 | 0 | 0 | 0 | 0 | 0 | 0 | 0 | 0 | 0 | 0 | 0 | 0 | 0
F1_Commercial_Office_New_Water Heating_Natural Gas_Water Heater_E10 | F1 | Commercial | Office | New | Water Heating | Natural Gas | Water Heater | E10 | CCE | 0 | 0 | 0 | 0 | 0 | 0 | 0 | 0 | 0 | 0 | 0 | 0 | 0 | 0 | 0 | 0 | 0 | 0 | 0 | 0 | 0 | 0 | 0 | 0 | 0 | 0 | 0 | 0 | 0 | 0 | 0 | 0 | 0
F2_Commercial_Office_New_Water Heating_Natural Gas_Water Heater_E1 | F2 | Commercial | Office | New | Water Heating | Natural Gas | Water Heater | E1 | TRC BC Ratio | bar: 2019 to 2051
F2_Commercial_Office_New_Water Heating_Natural Gas_Water Heater_E2 | F2 | Commercial | Office | New | Water Heating | Natural Gas | Water Heater | E2 | TRC BC Ratio | bar: 2019 to 2051
F2_Commercial_Office_New_Water Heating_Natural Gas_Water Heater_E3 | F2 | Commercial | Office | New | Water Heating | Natural Gas | Water Heater | E3 | TRC BC Ratio | 42.7668 | 43.1577 | 43.6227 | 44.1624 | 44.7919 | 45.5373 | 46.1397 | 46.7067 | 47.2667 | 47.8295 | 48.3434 | 48.7948 | 49.2486 | 49.7279 | 50.2809 | 50.8298 | 51.4349 | 52.1023 | 52.8094 | 53.5387 | 54.2842 | 54.9837 | 55.6249 | 56.2091 | 56.7251 | 57.1644 | 57.4731 | 57.7003 | 57.8961 | 58.0628 | 58.2282 | 58.3028 | 58.3028
F2_Commercial_Office_New_Water Heating_Natural Gas_Water Heater_E4 | F2 | Commercial | Office | New | Water Heating | Natural Gas | Water Heater | E4 | TRC BC Ratio | 34.7616 | 35.0792 | 35.4572 | 35.8959 | 36.4076 | 37.0134 | 37.5031 | 37.964 | 38.4191 | 38.8766 | 39.2943 | 39.6612 | 40.0301 | 40.4196 | 40.8691 | 41.3153 | 41.8071 | 42.3496 | 42.9243 | 43.5172 | 44.1231 | 44.6917 | 45.2128 | 45.6877 | 46.1071 | 46.4641 | 46.7151 | 46.8998 | 47.0589 | 47.1944 | 47.3288 | 47.3895 | 47.3895
F2_Commercial_Office_New_Water Heating_Natural Gas_Water Heater_E5 | F2 | Commercial | Office | New | Water Heating | Natural Gas | Water Heater | E5 | TRC BC Ratio | 23.3323 | 23.5455 | 23.7992 | 24.0936 | 24.4371 | 24.8438 | 25.1724 | 25.4818 | 25.7873 | 26.0943 | 26.3747 | 26.6209 | 26.8685 | 27.13 | 27.4317 | 27.7312 | 28.0613 | 28.4254 | 28.8112 | 29.2091 | 29.6158 | 29.9975 | 30.3473 | 30.666 | 30.9475 | 31.1872 | 31.3556 | 31.4796 | 31.5864 | 31.6773 | 31.7675 | 31.8083 | 31.8083
F2_Commercial_Office_New_Water Heating_Natural Gas_Water Heater_E6 | F2 | Commercial | Office | New | Water Heating | Natural Gas | Water Heater | E6 | TRC BC Ratio | bar: 2019 to 2051
F2_Commercial_Office_New_Water Heating_Natural Gas_Water Heater_E7 | F2 | Commercial | Office | New | Water Heating | Natural Gas | Water Heater | E7 | TRC BC Ratio | 14.3245 | 14.4246 | 14.5832 | 14.8014 | 15.0772 | 15.413 | 15.6641 | 15.8868 | 16.0836 | 16.2618 | 16.3952 | 16.4801 | 16.5622 | 16.6651 | 16.8264 | 17.0033 | 17.2247 | 17.4984 | 17.81 | 18.1458 | 18.5025 | 18.843 | 19.1647 | 19.475 | 19.7571 | 19.9973 | 20.1661 | 20.2903 | 20.3974 | 20.4885 | 20.579 | 20.6198 | 20.6198
F2_Commercial_Office_New_Water Heating_Natural Gas_Water Heater_E8 | F2 | Commercial | Office | New | Water Heating | Natural Gas | Water Heater | E8 | TRC BC Ratio | 0 | 0 | 0 | 0 | 0 | 0 | 0 | 0 | 0 | 0 | 0 | 0 | 0 | 0 | 0 | 0 | 0 | 0 | 0 | 0 | 0 | 0 | 0 | 0 | 0 | 0 | 0 | 0 | 0 | 0 | 0 | 0 | 0
F2_Commercial_Office_New_Water Heating_Natural Gas_Water Heater_E9 | F2 | Commercial | Office | New | Water Heating | Natural Gas | Water Heater | E9 | TRC BC Ratio | 0 | 0 | 0 | 0 | 0 | 0 | 0 | 0 | 0 | 0 | 0 | 0 | 0 | 0 | 0 | 0 | 0 | 0 | 0 | 0 | 0 | 0 | 0 | 0 | 0 | 0 | 0 | 0 | 0 | 0 | 0 | 0 | 0
F2_Commercial_Office_New_Water Heating_Natural Gas_Water Heater_E10 | F2 | Commercial | Office | New | Water Heating | Natural Gas | Water Heater | E10 | TRC BC Ratio | 0 | 0 | 0 | 0 | 0 | 0 | 0 | 0 | 0 | 0 | 0 | 0 | 0 | 0 | 0 | 0 | 0 | 0 | 0 | 0 | 0 | 0 | 0 | 0 | 0 | 0 | 0 | 0 | 0 | 0 | 0 | 0 | 0
F3_Commercial_Office_New_Water Heating_Natural Gas_Water Heater_E1 | F3 | Commercial | Office | New | Water Heating | Natural Gas | Water Heater | E1 | PACT BC Ratio | bar: 2019 to 2051
F3_Commercial_Office_New_Water Heating_Natural Gas_Water Heater_E2 | F3 | Commercial | Office | New | Water Heating | Natural Gas | Water Heater | E2 | PACT BC Ratio | bar: 2019 to 2051
F3_Commercial_Office_New_Water Heating_Natural Gas_Water Heater_E3 | F3 | Commercial | Office | New | Water Heating | Natural Gas | Water Heater | E3 | PACT BC Ratio | 57.0225 | 57.5436 | 58.1635 | 58.8831 | 59.7226 | 60.7164 | 61.5196 | 62.2756 | 63.0223 | 63.7726 | 64.4579 | 65.0597 | 65.6648 | 66.3038 | 67.0412 | 67.7731 | 68.5798 | 69.4697 | 70.4125 | 71.385 | 72.379 | 73.3117 | 74.1665 | 74.9455 | 75.6335 | 76.2192 | 76.6308 | 76.9338 | 77.1948 | 77.417 | 77.6376 | 77.7371 | 77.7371
F3_Commercial_Office_New_Water Heating_Natural Gas_Water Heater_E4 | F3 | Commercial | Office | New | Water Heating | Natural Gas | Water Heater | E4 | PACT BC Ratio | 46.3488 | 46.7723 | 47.2763 | 47.8612 | 48.5435 | 49.3512 | 50.0041 | 50.6186 | 51.2255 | 51.8354 | 52.3924 | 52.8816 | 53.3734 | 53.8928 | 54.4922 | 55.087 | 55.7428 | 56.4661 | 57.2324 | 58.0229 | 58.8308 | 59.5889 | 60.2837 | 60.9169 | 61.4761 | 61.9522 | 62.2868 | 62.533 | 62.7452 | 62.9258 | 63.1051 | 63.186 | 63.186
F3_Commercial_Office_New_Water Heating_Natural Gas_Water Heater_E5 | F3 | Commercial | Office | New | Water Heating | Natural Gas | Water Heater | E5 | PACT BC Ratio | 31.1097 | 31.394 | 31.7323 | 32.1249 | 32.5828 | 33.125 | 33.5632 | 33.9757 | 34.383 | 34.7924 | 35.1663 | 35.4946 | 35.8247 | 36.1733 | 36.5756 | 36.9749 | 37.4151 | 37.9006 | 38.4149 | 38.9455 | 39.4878 | 39.9966 | 40.463 | 40.888 | 41.2633 | 41.5829 | 41.8075 | 41.9727 | 42.1151 | 42.2364 | 42.3567 | 42.411 | 42.411
F3_Commercial_Office_New_Water Heating_Natural Gas_Water Heater_E6 | F3 | Commercial | Office | New | Water Heating | Natural Gas | Water Heater | E6 | PACT BC Ratio | bar: 2019 to 2051
F3_Commercial_Office_New_Water Heating_Natural Gas_Water Heater_E7 | F3 | Commercial | Office | New | Water Heating | Natural Gas | Water Heater | E7 | PACT BC Ratio | 19.0994 | 19.2328 | 19.4443 | 19.7352 | 20.103 | 20.5507 | 20.8854 | 21.1824 | 21.4448 | 21.6824 | 21.8603 | 21.9734 | 22.0829 | 22.2202 | 22.4352 | 22.6711 | 22.9663 | 23.3312 | 23.7466 | 24.1944 | 24.6701 | 25.124 | 25.5529 | 25.9667 | 26.3428 | 26.6631 | 26.8882 | 27.0538 | 27.1965 | 27.318 | 27.4386 | 27.493 | 27.493
F3_Commercial_Office_New_Water Heating_Natural Gas_Water Heater_E8 | F3 | Commercial | Office | New | Water Heating | Natural Gas | Water Heater | E8 | PACT BC Ratio | 0 | 0 | 0 | 0 | 0 | 0 | 0 | 0 | 0 | 0 | 0 | 0 | 0 | 0 | 0 | 0 | 0 | 0 | 0 | 0 | 0 | 0 | 0 | 0 | 0 | 0 | 0 | 0 | 0 | 0 | 0 | 0 | 0
F3_Commercial_Office_New_Water Heating_Natural Gas_Water Heater_E9 | F3 | Commercial | Office | New | Water Heating | Natural Gas | Water Heater | E9 | PACT BC Ratio | 0 | 0 | 0 | 0 | 0 | 0 | 0 | 0 | 0 | 0 | 0 | 0 | 0 | 0 | 0 | 0 | 0 | 0 | 0 | 0 | 0 | 0 | 0 | 0 | 0 | 0 | 0 | 0 | 0 | 0 | 0 | 0 | 0
F3_Commercial_Office_New_Water Heating_Natural Gas_Water Heater_E10 | F3 | Commercial | Office | New | Water Heating | Natural Gas | Water Heater | E10 | PACT BC Ratio | 0 | 0 | 0 | 0 | 0 | 0 | 0 | 0 | 0 | 0 | 0 | 0 | 0 | 0 | 0 | 0 | 0 | 0 | 0 | 0 | 0 | 0 | 0 | 0 | 0 | 0 | 0 | 0 | 0 | 0 | 0 | 0 | 0
F4_Commercial_Office_New_Water Heating_Natural Gas_Water Heater_E1 | F4 | Commercial | Office | New | Water Heating | Natural Gas | Water Heater | E1 | RVT BC Ratio | bar: 2019 to 2051
F4_Commercial_Office_New_Water Heating_Natural Gas_Water Heater_E2 | F4 | Commercial | Office | New | Water Heating | Natural Gas | Water Heater | E2 | RVT BC Ratio | bar: 2019 to 2051
F4_Commercial_Office_New_Water Heating_Natural Gas_Water Heater_E3 | F4 | Commercial | Office | New | Water Heating | Natural Gas | Water Heater | E3 | RVT BC Ratio | 62.185 | 62.7468 | 63.4153 | 64.1912 | 65.0964 | 66.1679 | 67.034 | 67.8492 | 68.6543 | 69.4634 | 70.2023 | 70.8512 | 71.5036 | 72.1926 | 72.9877 | 73.7769 | 74.6468 | 75.6063 | 76.6229 | 77.6715 | 78.7432 | 79.7489 | 80.6707 | 81.5106 | 82.2524 | 82.884 | 83.3278 | 83.6545 | 83.936 | 84.1756 | 84.4134 | 84.5207 | 84.5207
F4_Commercial_Office_New_Water Heating_Natural Gas_Water Heater_E4 | F4 | Commercial | Office | New | Water Heating | Natural Gas | Water Heater | E4 | RVT BC Ratio | 50.676 | 51.1327 | 51.676 | 52.3067 | 53.0424 | 53.9134 | 54.6174 | 55.28 | 55.9343 | 56.592 | 57.1926 | 57.72 | 58.2503 | 58.8104 | 59.4566 | 60.0981 | 60.8051 | 61.5851 | 62.4114 | 63.2637 | 64.1348 | 64.9522 | 65.7015 | 66.3842 | 66.9871 | 67.5005 | 67.8612 | 68.1268 | 68.3555 | 68.5503 | 68.7436 | 68.8308 | 68.8308
F4_Commercial_Office_New_Water Heating_Natural Gas_Water Heater_E5 | F4 | Commercial | Office | New | Water Heating | Natural Gas | Water Heater | E5 | RVT BC Ratio | 34.2443 | 34.5509 | 34.9156 | 35.3389 | 35.8327 | 36.4173 | 36.8898 | 37.3346 | 37.7738 | 38.2152 | 38.6183 | 38.9724 | 39.3283 | 39.7042 | 40.138 | 40.5685 | 41.0431 | 41.5666 | 42.1212 | 42.6933 | 43.278 | 43.8267 | 44.3296 | 44.7878 | 45.1925 | 45.5371 | 45.7793 | 45.9575 | 46.111 | 46.2418 | 46.3715 | 46.43 | 46.43
F4_Commercial_Office_New_Water Heating_Natural Gas_Water Heater_E6 | F4 | Commercial | Office | New | Water Heating | Natural Gas | Water Heater | E6 | RVT BC Ratio | bar: 2019 to 2051
F4_Commercial_Office_New_Water Heating_Natural Gas_Water Heater_E7 | F4 | Commercial | Office | New | Water Heating | Natural Gas | Water Heater | E7 | RVT BC Ratio | 21.2941 | 21.438 | 21.666 | 21.9797 | 22.3762 | 22.859 | 23.2199 | 23.5401 | 23.8231 | 24.0792 | 24.2711 | 24.3931 | 24.5111 | 24.6591 | 24.8909 | 25.1453 | 25.4636 | 25.8571 | 26.305 | 26.7878 | 27.3007 | 27.7902 | 28.2527 | 28.6988 | 29.1044 | 29.4497 | 29.6924 | 29.871 | 30.0249 | 30.1559 | 30.2859 | 30.3446 | 30.3446
F4_Commercial_Office_New_Water Heating_Natural Gas_Water Heater_E8 | F4 | Commercial | Office | New | Water Heating | Natural Gas | Water Heater | E8 | RVT BC Ratio | 0 | 0 | 0 | 0 | 0 | 0 | 0 | 0 | 0 | 0 | 0 | 0 | 0 | 0 | 0 | 0 | 0 | 0 | 0 | 0 | 0 | 0 | 0 | 0 | 0 | 0 | 0 | 0 | 0 | 0 | 0 | 0 | 0
F4_Commercial_Office_New_Water Heating_Natural Gas_Water Heater_E9 | F4 | Commercial | Office | New | Water Heating | Natural Gas | Water Heater | E9 | RVT BC Ratio | 0 | 0 | 0 | 0 | 0 | 0 | 0 | 0 | 0 | 0 | 0 | 0 | 0 | 0 | 0 | 0 | 0 | 0 | 0 | 0 | 0 | 0 | 0 | 0 | 0 | 0 | 0 | 0 | 0 | 0 | 0 | 0 | 0
F4_Commercial_Office_New_Water Heating_Natural Gas_Water Heater_E10 | F4 | Commercial | Office | New | Water Heating | Natural Gas | Water Heater | E10 | RVT BC Ratio | 0 | 0 | 0 | 0 | 0 | 0 | 0 | 0 | 0 | 0 | 0 | 0 | 0 | 0 | 0 | 0 | 0 | 0 | 0 | 0 | 0 | 0 | 0 | 0 | 0 | 0 | 0 | 0 | 0 | 0 | 0 | 0 | 0
F5_Commercial_Office_New_Water Heating_Natural Gas_Water Heater_E1 | F5 | Commercial | Office | New | Water Heating | Natural Gas | Water Heater | E1 | RIM BC Ratio | bar: 2019 to 2051
F5_Commercial_Office_New_Water Heating_Natural Gas_Water Heater_E2 | F5 | Commercial | Office | New | Water Heating | Natural Gas | Water Heater | E2 | RIM BC Ratio | bar: 2019 to 2051
F5_Commercial_Office_New_Water Heating_Natural Gas_Water Heater_E3 | F5 | Commercial | Office | New | Water Heating | Natural Gas | Water Heater | E3 | RIM BC Ratio | 0.82264 | 0.82275 | 0.82287 | 0.82301 | 0.82317 | 0.82336 | 0.82351 | 0.82364 | 0.82377 | 0.8239 | 0.82401 | 0.82411 | 0.8242 | 0.8243 | 0.82441 | 0.82452 | 0.82464 | 0.82477 | 0.8249 | 0.82503 | 0.82516 | 0.82528 | 0.82539 | 0.82549 | 0.82557 | 0.82564 | 0.82569 | 0.82572 | 0.82575 | 0.82578 | 0.8258 | 0.82581 | 0.82581
F5_Commercial_Office_New_Water Heating_Natural Gas_Water Heater_E4 | F5 | Commercial | Office | New | Water Heating | Natural Gas | Water Heater | E4 | RIM BC Ratio | 0.81991 | 0.82004 | 0.8202 | 0.82037 | 0.82057 | 0.8208 | 0.82098 | 0.82114 | 0.8213 | 0.82145 | 0.82159 | 0.82171 | 0.82183 | 0.82195 | 0.82209 | 0.82222 | 0.82237 | 0.82252 | 0.82268 | 0.82284 | 0.823 | 0.82315 | 0.82328 | 0.8234 | 0.8235 | 0.82358 | 0.82364 | 0.82368 | 0.82372 | 0.82375 | 0.82378 | 0.8238 | 0.8238
F5_Commercial_Office_New_Water Heating_Natural Gas_Water Heater_E5 | F5 | Commercial | Office | New | Water Heating | Natural Gas | Water Heater | E5 | RIM BC Ratio | 0.81287 | 0.81306 | 0.81329 | 0.81354 | 0.81383 | 0.81416 | 0.81443 | 0.81467 | 0.8149 | 0.81512 | 0.81533 | 0.8155 | 0.81567 | 0.81585 | 0.81606 | 0.81625 | 0.81646 | 0.81669 | 0.81693 | 0.81717 | 0.8174 | 0.81762 | 0.81781 | 0.81798 | 0.81813 | 0.81825 | 0.81834 | 0.8184 | 0.81846 | 0.8185 | 0.81855 | 0.81857 | 0.81857
F5_Commercial_Office_New_Water Heating_Natural Gas_Water Heater_E6 | F5 | Commercial | Office | New | Water Heating | Natural Gas | Water Heater | E6 | RIM BC Ratio | bar: 2019 to 2051
F5_Commercial_Office_New_Water Heating_Natural Gas_Water Heater_E7 | F5 | Commercial | Office | New | Water Heating | Natural Gas | Water Heater | E7 | RIM BC Ratio | 0.79973 | 0.79996 | 0.80032 | 0.80081 | 0.8014 | 0.8021 | 0.8026 | 0.80304 | 0.80341 | 0.80374 | 0.80398 | 0.80413 | 0.80428 | 0.80446 | 0.80474 | 0.80504 | 0.80541 | 0.80585 | 0.80634 | 0.80684 | 0.80736 | 0.80784 | 0.80828 | 0.80868 | 0.80904 | 0.80934 | 0.80955 | 0.8097 | 0.80983 | 0.80993 | 0.81004 | 0.81009 | 0.81009
F5_Commercial_Office_New_Water Heating_Natural Gas_Water Heater_E8 | F5 | Commercial | Office | New | Water Heating | Natural Gas | Water Heater | E8 | RIM BC Ratio | 0 | 0 | 0 | 0 | 0 | 0 | 0 | 0 | 0 | 0 | 0 | 0 | 0 | 0 | 0 | 0 | 0 | 0 | 0 | 0 | 0 | 0 | 0 | 0 | 0 | 0 | 0 | 0 | 0 | 0 | 0 | 0 | 0
F5_Commercial_Office_New_Water Heating_Natural Gas_Water Heater_E9 | F5 | Commercial | Office | New | Water Heating | Natural Gas | Water Heater | E9 | RIM BC Ratio | 0 | 0 | 0 | 0 | 0 | 0 | 0 | 0 | 0 | 0 | 0 | 0 | 0 | 0 | 0 | 0 | 0 | 0 | 0 | 0 | 0 | 0 | 0 | 0 | 0 | 0 | 0 | 0 | 0 | 0 | 0 | 0 | 0
F5_Commercial_Office_New_Water Heating_Natural Gas_Water Heater_E10 | F5 | Commercial | Office | New | Water Heating | Natural Gas | Water Heater | E10 | RIM BC Ratio | 0 | 0 | 0 | 0 | 0 | 0 | 0 | 0 | 0 | 0 | 0 | 0 | 0 | 0 | 0 | 0 | 0 | 0 | 0 | 0 | 0 | 0 | 0 | 0 | 0 | 0 | 0 | 0 | 0 | 0 | 0 | 0 | 0
F0_Commercial_Office_New_Food Preparation_Natural Gas_Oven_E0 | F0 | Commercial | Office | New | Food Preparation | Natural Gas | Oven | E0 | Economic Unit | ENERGY STAR (>44% Baking Efficiency) | ENERGY STAR (>44% Baking Efficiency) | ENERGY STAR (>44% Baking Efficiency) | ENERGY STAR (>44% Baking Efficiency) | ENERGY STAR (>44% Baking Efficiency) | ENERGY STAR (>44% Baking Efficiency) | ENERGY STAR (>44% Baking Efficiency) | ENERGY STAR (>44% Baking Efficiency) | ENERGY STAR (>44% Baking Efficiency) | ENERGY STAR (>44% Baking Efficiency) | ENERGY STAR (>44% Baking Efficiency) | ENERGY STAR (>44% Baking Efficiency) | ENERGY STAR (>44% Baking Efficiency) | ENERGY STAR (>44% Baking Efficiency) | ENERGY STAR (>44% Baking Efficiency) | ENERGY STAR (>44% Baking Efficiency) | ENERGY STAR (>44% Baking Efficiency) | ENERGY STAR (>44% Baking Efficiency) | ENERGY STAR (>44% Baking Efficiency) | ENERGY STAR (>44% Baking Efficiency) | ENERGY STAR (>44% Baking Efficiency) | ENERGY STAR (>44% Baking Efficiency) | ENERGY STAR (>44% Baking Efficiency) | ENERGY STAR (>44% Baking Efficiency) | ENERGY STAR (>44% Baking Efficiency) | ENERGY STAR (>44% Baking Efficiency) | ENERGY STAR (>44% Baking Efficiency) | ENERGY STAR (>44% Baking Efficiency) | ENERGY STAR (>44% Baking Efficiency) | ENERGY STAR (>44% Baking Efficiency) | ENERGY STAR (>44% Baking Efficiency) | ENERGY STAR (>44% Baking Efficiency) | ENERGY STAR (>44% Baking Efficiency)
F1_Commercial_Office_New_Food Preparation_Natural Gas_Oven_E1 | F1 | Commercial | Office | New | Food Preparation | Natural Gas | Oven | E1 | CCE | 0 | 0 | 0 | 0 | 0 | 0 | 0 | 0 | 0 | 0 | 0 | 0 | 0 | 0 | 0 | 0 | 0 | 0 | 0 | 0 | 0 | 0 | 0 | 0 | 0 | 0 | 0 | 0 | 0 | 0 | 0 | 0 | 0
F1_Commercial_Office_New_Food Preparation_Natural Gas_Oven_E2 | F1 | Commercial | Office | New | Food Preparation | Natural Gas | Oven | E2 | CCE | 0.52905 | 0.52905 | 0.52905 | 0.52905 | 0.52905 | 0.52905 | 0.52905 | 0.52905 | 0.52905 | 0.52905 | 0.52905 | 0.52905 | 0.52905 | 0.52905 | 0.52905 | 0.52905 | 0.52905 | 0.52905 | 0.52905 | 0.52905 | 0.52905 | 0.52905 | 0.52905 | 0.52905 | 0.52905 | 0.52905 | 0.52905 | 0.52905 | 0.52905 | 0.52905 | 0.52905 | 0.52905 | 0.52905
F1_Commercial_Office_New_Food Preparation_Natural Gas_Oven_E3 | F1 | Commercial | Office | New | Food Preparation | Natural Gas | Oven | E3 | CCE | 0 | 0 | 0 | 0 | 0 | 0 | 0 | 0 | 0 | 0 | 0 | 0 | 0 | 0 | 0 | 0 | 0 | 0 | 0 | 0 | 0 | 0 | 0 | 0 | 0 | 0 | 0 | 0 | 0 | 0 | 0 | 0 | 0
F1_Commercial_Office_New_Food Preparation_Natural Gas_Oven_E4 | F1 | Commercial | Office | New | Food Preparation | Natural Gas | Oven | E4 | CCE | 0 | 0 | 0 | 0 | 0 | 0 | 0 | 0 | 0 | 0 | 0 | 0 | 0 | 0 | 0 | 0 | 0 | 0 | 0 | 0 | 0 | 0 | 0 | 0 | 0 | 0 | 0 | 0 | 0 | 0 | 0 | 0 | 0
F1_Commercial_Office_New_Food Preparation_Natural Gas_Oven_E5 | F1 | Commercial | Office | New | Food Preparation | Natural Gas | Oven | E5 | CCE | 0 | 0 | 0 | 0 | 0 | 0 | 0 | 0 | 0 | 0 | 0 | 0 | 0 | 0 | 0 | 0 | 0 | 0 | 0 | 0 | 0 | 0 | 0 | 0 | 0 | 0 | 0 | 0 | 0 | 0 | 0 | 0 | 0
F1_Commercial_Office_New_Food Preparation_Natural Gas_Oven_E6 | F1 | Commercial | Office | New | Food Preparation | Natural Gas | Oven | E6 | CCE | 0 | 0 | 0 | 0 | 0 | 0 | 0 | 0 | 0 | 0 | 0 | 0 | 0 | 0 | 0 | 0 | 0 | 0 | 0 | 0 | 0 | 0 | 0 | 0 | 0 | 0 | 0 | 0 | 0 | 0 | 0 | 0 | 0
F1_Commercial_Office_New_Food Preparation_Natural Gas_Oven_E7 | F1 | Commercial | Office | New | Food Preparation | Natural Gas | Oven | E7 | CCE | 0 | 0 | 0 | 0 | 0 | 0 | 0 | 0 | 0 | 0 | 0 | 0 | 0 | 0 | 0 | 0 | 0 | 0 | 0 | 0 | 0 | 0 | 0 | 0 | 0 | 0 | 0 | 0 | 0 | 0 | 0 | 0 | 0
F1_Commercial_Office_New_Food Preparation_Natural Gas_Oven_E8 | F1 | Commercial | Office | New | Food Preparation | Natural Gas | Oven | E8 | CCE | 0 | 0 | 0 | 0 | 0 | 0 | 0 | 0 | 0 | 0 | 0 | 0 | 0 | 0 | 0 | 0 | 0 | 0 | 0 | 0 | 0 | 0 | 0 | 0 | 0 | 0 | 0 | 0 | 0 | 0 | 0 | 0 | 0
F1_Commercial_Office_New_Food Preparation_Natural Gas_Oven_E9 | F1 | Commercial | Office | New | Food Preparation | Natural Gas | Oven | E9 | CCE | 0 | 0 | 0 | 0 | 0 | 0 | 0 | 0 | 0 | 0 | 0 | 0 | 0 | 0 | 0 | 0 | 0 | 0 | 0 | 0 | 0 | 0 | 0 | 0 | 0 | 0 | 0 | 0 | 0 | 0 | 0 | 0 | 0
F1_Commercial_Office_New_Food Preparation_Natural Gas_Oven_E10 | F1 | Commercial | Office | New | Food Preparation | Natural Gas | Oven | E10 | CCE | 0 | 0 | 0 | 0 | 0 | 0 | 0 | 0 | 0 | 0 | 0 | 0 | 0 | 0 | 0 | 0 | 0 | 0 | 0 | 0 | 0 | 0 | 0 | 0 | 0 | 0 | 0 | 0 | 0 | 0 | 0 | 0 | 0
F2_Commercial_Office_New_Food Preparation_Natural Gas_Oven_E1 | F2 | Commercial | Office | New | Food Preparation | Natural Gas | Oven | E1 | TRC BC Ratio | bar: 2019 to 2051
F2_Commercial_Office_New_Food Preparation_Natural Gas_Oven_E2 | F2 | Commercial | Office | New | Food Preparation | Natural Gas | Oven | E2 | TRC BC Ratio | 2.6596 | 2.6798 | 2.7025 | 2.7274 | 2.7558 | 2.7887 | 2.8153 | 2.8409 | 2.8669 | 2.8939 | 2.9197 | 2.9434 | 2.9676 | 2.9931 | 3.0212 | 3.0486 | 3.0777 | 3.1085 | 3.1406 | 3.1733 | 3.2062 | 3.2371 | 3.2649 | 3.2895 | 3.3108 | 3.3291 | 3.3418 | 3.3512 | 3.3594 | 3.3664 | 3.3733 | 3.3764 | 3.3764
F2_Commercial_Office_New_Food Preparation_Natural Gas_Oven_E3 | F2 | Commercial | Office | New | Food Preparation | Natural Gas | Oven | E3 | TRC BC Ratio | 0 | 0 | 0 | 0 | 0 | 0 | 0 | 0 | 0 | 0 | 0 | 0 | 0 | 0 | 0 | 0 | 0 | 0 | 0 | 0 | 0 | 0 | 0 | 0 | 0 | 0 | 0 | 0 | 0 | 0 | 0 | 0 | 0
F2_Commercial_Office_New_Food Preparation_Natural Gas_Oven_E4 | F2 | Commercial | Office | New | Food Preparation | Natural Gas | Oven | E4 | TRC BC Ratio | 0 | 0 | 0 | 0 | 0 | 0 | 0 | 0 | 0 | 0 | 0 | 0 | 0 | 0 | 0 | 0 | 0 | 0 | 0 | 0 | 0 | 0 | 0 | 0 | 0 | 0 | 0 | 0 | 0 | 0 | 0 | 0 | 0
F2_Commercial_Office_New_Food Preparation_Natural Gas_Oven_E5 | F2 | Commercial | Office | New | Food Preparation | Natural Gas | Oven | E5 | TRC BC Ratio | 0 | 0 | 0 | 0 | 0 | 0 | 0 | 0 | 0 | 0 | 0 | 0 | 0 | 0 | 0 | 0 | 0 | 0 | 0 | 0 | 0 | 0 | 0 | 0 | 0 | 0 | 0 | 0 | 0 | 0 | 0 | 0 | 0
F2_Commercial_Office_New_Food Preparation_Natural Gas_Oven_E6 | F2 | Commercial | Office | New | Food Preparation | Natural Gas | Oven | E6 | TRC BC Ratio | 0 | 0 | 0 | 0 | 0 | 0 | 0 | 0 | 0 | 0 | 0 | 0 | 0 | 0 | 0 | 0 | 0 | 0 | 0 | 0 | 0 | 0 | 0 | 0 | 0 | 0 | 0 | 0 | 0 | 0 | 0 | 0 | 0
F2_Commercial_Office_New_Food Preparation_Natural Gas_Oven_E7 | F2 | Commercial | Office | New | Food Preparation | Natural Gas | Oven | E7 | TRC BC Ratio | 0 | 0 | 0 | 0 | 0 | 0 | 0 | 0 | 0 | 0 | 0 | 0 | 0 | 0 | 0 | 0 | 0 | 0 | 0 | 0 | 0 | 0 | 0 | 0 | 0 | 0 | 0 | 0 | 0 | 0 | 0 | 0 | 0
F2_Commercial_Office_New_Food Preparation_Natural Gas_Oven_E8 | F2 | Commercial | Office | New | Food Preparation | Natural Gas | Oven | E8 | TRC BC Ratio | 0 | 0 | 0 | 0 | 0 | 0 | 0 | 0 | 0 | 0 | 0 | 0 | 0 | 0 | 0 | 0 | 0 | 0 | 0 | 0 | 0 | 0 | 0 | 0 | 0 | 0 | 0 | 0 | 0 | 0 | 0 | 0 | 0
F2_Commercial_Office_New_Food Preparation_Natural Gas_Oven_E9 | F2 | Commercial | Office | New | Food Preparation | Natural Gas | Oven | E9 | TRC BC Ratio | 0 | 0 | 0 | 0 | 0 | 0 | 0 | 0 | 0 | 0 | 0 | 0 | 0 | 0 | 0 | 0 | 0 | 0 | 0 | 0 | 0 | 0 | 0 | 0 | 0 | 0 | 0 | 0 | 0 | 0 | 0 | 0 | 0
F2_Commercial_Office_New_Food Preparation_Natural Gas_Oven_E10 | F2 | Commercial | Office | New | Food Preparation | Natural Gas | Oven | E10 | TRC BC Ratio | 0 | 0 | 0 | 0 | 0 | 0 | 0 | 0 | 0 | 0 | 0 | 0 | 0 | 0 | 0 | 0 | 0 | 0 | 0 | 0 | 0 | 0 | 0 | 0 | 0 | 0 | 0 | 0 | 0 | 0 | 0 | 0 | 0
F3_Commercial_Office_New_Food Preparation_Natural Gas_Oven_E1 | F3 | Commercial | Office | New | Food Preparation | Natural Gas | Oven | E1 | PACT BC Ratio | bar: 2019 to 2051
F3_Commercial_Office_New_Food Preparation_Natural Gas_Oven_E2 | F3 | Commercial | Office | New | Food Preparation | Natural Gas | Oven | E2 | PACT BC Ratio | 3.5461 | 3.5731 | 3.6033 | 3.6366 | 3.6744 | 3.7182 | 3.7538 | 3.7879 | 3.8225 | 3.8586 | 3.893 | 3.9245 | 3.9568 | 3.9908 | 4.0282 | 4.0648 | 4.1037 | 4.1447 | 4.1874 | 4.2311 | 4.275 | 4.3161 | 4.3532 | 4.386 | 4.4144 | 4.4388 | 4.4557 | 4.4683 | 4.4792 | 4.4885 | 4.4978 | 4.5018 | 4.5018
F3_Commercial_Office_New_Food Preparation_Natural Gas_Oven_E3 | F3 | Commercial | Office | New | Food Preparation | Natural Gas | Oven | E3 | PACT BC Ratio | 0 | 0 | 0 | 0 | 0 | 0 | 0 | 0 | 0 | 0 | 0 | 0 | 0 | 0 | 0 | 0 | 0 | 0 | 0 | 0 | 0 | 0 | 0 | 0 | 0 | 0 | 0 | 0 | 0 | 0 | 0 | 0 | 0
F3_Commercial_Office_New_Food Preparation_Natural Gas_Oven_E4 | F3 | Commercial | Office | New | Food Preparation | Natural Gas | Oven | E4 | PACT BC Ratio | 0 | 0 | 0 | 0 | 0 | 0 | 0 | 0 | 0 | 0 | 0 | 0 | 0 | 0 | 0 | 0 | 0 | 0 | 0 | 0 | 0 | 0 | 0 | 0 | 0 | 0 | 0 | 0 | 0 | 0 | 0 | 0 | 0
F3_Commercial_Office_New_Food Preparation_Natural Gas_Oven_E5 | F3 | Commercial | Office | New | Food Preparation | Natural Gas | Oven | E5 | PACT BC Ratio | 0 | 0 | 0 | 0 | 0 | 0 | 0 | 0 | 0 | 0 | 0 | 0 | 0 | 0 | 0 | 0 | 0 | 0 | 0 | 0 | 0 | 0 | 0 | 0 | 0 | 0 | 0 | 0 | 0 | 0 | 0 | 0 | 0
F3_Commercial_Office_New_Food Preparation_Natural Gas_Oven_E6 | F3 | Commercial | Office | New | Food Preparation | Natural Gas | Oven | E6 | PACT BC Ratio | 0 | 0 | 0 | 0 | 0 | 0 | 0 | 0 | 0 | 0 | 0 | 0 | 0 | 0 | 0 | 0 | 0 | 0 | 0 | 0 | 0 | 0 | 0 | 0 | 0 | 0 | 0 | 0 | 0 | 0 | 0 | 0 | 0
F3_Commercial_Office_New_Food Preparation_Natural Gas_Oven_E7 | F3 | Commercial | Office | New | Food Preparation | Natural Gas | Oven | E7 | PACT BC Ratio | 0 | 0 | 0 | 0 | 0 | 0 | 0 | 0 | 0 | 0 | 0 | 0 | 0 | 0 | 0 | 0 | 0 | 0 | 0 | 0 | 0 | 0 | 0 | 0 | 0 | 0 | 0 | 0 | 0 | 0 | 0 | 0 | 0
F3_Commercial_Office_New_Food Preparation_Natural Gas_Oven_E8 | F3 | Commercial | Office | New | Food Preparation | Natural Gas | Oven | E8 | PACT BC Ratio | 0 | 0 | 0 | 0 | 0 | 0 | 0 | 0 | 0 | 0 | 0 | 0 | 0 | 0 | 0 | 0 | 0 | 0 | 0 | 0 | 0 | 0 | 0 | 0 | 0 | 0 | 0 | 0 | 0 | 0 | 0 | 0 | 0
F3_Commercial_Office_New_Food Preparation_Natural Gas_Oven_E9 | F3 | Commercial | Office | New | Food Preparation | Natural Gas | Oven | E9 | PACT BC Ratio | 0 | 0 | 0 | 0 | 0 | 0 | 0 | 0 | 0 | 0 | 0 | 0 | 0 | 0 | 0 | 0 | 0 | 0 | 0 | 0 | 0 | 0 | 0 | 0 | 0 | 0 | 0 | 0 | 0 | 0 | 0 | 0 | 0
F3_Commercial_Office_New_Food Preparation_Natural Gas_Oven_E10 | F3 | Commercial | Office | New | Food Preparation | Natural Gas | Oven | E10 | PACT BC Ratio | 0 | 0 | 0 | 0 | 0 | 0 | 0 | 0 | 0 | 0 | 0 | 0 | 0 | 0 | 0 | 0 | 0 | 0 | 0 | 0 | 0 | 0 | 0 | 0 | 0 | 0 | 0 | 0 | 0 | 0 | 0 | 0 | 0
F4_Commercial_Office_New_Food Preparation_Natural Gas_Oven_E1 | F4 | Commercial | Office | New | Food Preparation | Natural Gas | Oven | E1 | RVT BC Ratio | bar: 2019 to 2051
F4_Commercial_Office_New_Food Preparation_Natural Gas_Oven_E2 | F4 | Commercial | Office | New | Food Preparation | Natural Gas | Oven | E2 | RVT BC Ratio | 4.5236 | 4.5528 | 4.5853 | 4.6211 | 4.662 | 4.7092 | 4.7475 | 4.7843 | 4.8216 | 4.8605 | 4.8976 | 4.9317 | 4.9665 | 5.0031 | 5.0435 | 5.0829 | 5.1248 | 5.169 | 5.2151 | 5.2622 | 5.3095 | 5.3539 | 5.3939 | 5.4293 | 5.4599 | 5.4862 | 5.5044 | 5.518 | 5.5298 | 5.5398 | 5.5498 | 5.5542 | 5.5542
F4_Commercial_Office_New_Food Preparation_Natural Gas_Oven_E3 | F4 | Commercial | Office | New | Food Preparation | Natural Gas | Oven | E3 | RVT BC Ratio | 0 | 0 | 0 | 0 | 0 | 0 | 0 | 0 | 0 | 0 | 0 | 0 | 0 | 0 | 0 | 0 | 0 | 0 | 0 | 0 | 0 | 0 | 0 | 0 | 0 | 0 | 0 | 0 | 0 | 0 | 0 | 0 | 0
F4_Commercial_Office_New_Food Preparation_Natural Gas_Oven_E4 | F4 | Commercial | Office | New | Food Preparation | Natural Gas | Oven | E4 | RVT BC Ratio | 0 | 0 | 0 | 0 | 0 | 0 | 0 | 0 | 0 | 0 | 0 | 0 | 0 | 0 | 0 | 0 | 0 | 0 | 0 | 0 | 0 | 0 | 0 | 0 | 0 | 0 | 0 | 0 | 0 | 0 | 0 | 0 | 0
F4_Commercial_Office_New_Food Preparation_Natural Gas_Oven_E5 | F4 | Commercial | Office | New | Food Preparation | Natural Gas | Oven | E5 | RVT BC Ratio | 0 | 0 | 0 | 0 | 0 | 0 | 0 | 0 | 0 | 0 | 0 | 0 | 0 | 0 | 0 | 0 | 0 | 0 | 0 | 0 | 0 | 0 | 0 | 0 | 0 | 0 | 0 | 0 | 0 | 0 | 0 | 0 | 0
F4_Commercial_Office_New_Food Preparation_Natural Gas_Oven_E6 | F4 | Commercial | Office | New | Food Preparation | Natural Gas | Oven | E6 | RVT BC Ratio | 0 | 0 | 0 | 0 | 0 | 0 | 0 | 0 | 0 | 0 | 0 | 0 | 0 | 0 | 0 | 0 | 0 | 0 | 0 | 0 | 0 | 0 | 0 | 0 | 0 | 0 | 0 | 0 | 0 | 0 | 0 | 0 | 0
F4_Commercial_Office_New_Food Preparation_Natural Gas_Oven_E7 | F4 | Commercial | Office | New | Food Preparation | Natural Gas | Oven | E7 | RVT BC Ratio | 0 | 0 | 0 | 0 | 0 | 0 | 0 | 0 | 0 | 0 | 0 | 0 | 0 | 0 | 0 | 0 | 0 | 0 | 0 | 0 | 0 | 0 | 0 | 0 | 0 | 0 | 0 | 0 | 0 | 0 | 0 | 0 | 0
F4_Commercial_Office_New_Food Preparation_Natural Gas_Oven_E8 | F4 | Commercial | Office | New | Food Preparation | Natural Gas | Oven | E8 | RVT BC Ratio | 0 | 0 | 0 | 0 | 0 | 0 | 0 | 0 | 0 | 0 | 0 | 0 | 0 | 0 | 0 | 0 | 0 | 0 | 0 | 0 | 0 | 0 | 0 | 0 | 0 | 0 | 0 | 0 | 0 | 0 | 0 | 0 | 0
F4_Commercial_Office_New_Food Preparation_Natural Gas_Oven_E9 | F4 | Commercial | Office | New | Food Preparation | Natural Gas | Oven | E9 | RVT BC Ratio | 0 | 0 | 0 | 0 | 0 | 0 | 0 | 0 | 0 | 0 | 0 | 0 | 0 | 0 | 0 | 0 | 0 | 0 | 0 | 0 | 0 | 0 | 0 | 0 | 0 | 0 | 0 | 0 | 0 | 0 | 0 | 0 | 0
F4_Commercial_Office_New_Food Preparation_Natural Gas_Oven_E10 | F4 | Commercial | Office | New | Food Preparation | Natural Gas | Oven | E10 | RVT BC Ratio | 0 | 0 | 0 | 0 | 0 | 0 | 0 | 0 | 0 | 0 | 0 | 0 | 0 | 0 | 0 | 0 | 0 | 0 | 0 | 0 | 0 | 0 | 0 | 0 | 0 | 0 | 0 | 0 | 0 | 0 | 0 | 0 | 0
F5_Commercial_Office_New_Food Preparation_Natural Gas_Oven_E1 | F5 | Commercial | Office | New | Food Preparation | Natural Gas | Oven | E1 | RIM BC Ratio | bar: 2019 to 2051
F5_Commercial_Office_New_Food Preparation_Natural Gas_Oven_E2 | F5 | Commercial | Office | New | Food Preparation | Natural Gas | Oven | E2 | RIM BC Ratio | 0.67565 | 0.67662 | 0.6777 | 0.67886 | 0.68017 | 0.68166 | 0.68284 | 0.68396 | 0.68508 | 0.68623 | 0.68731 | 0.68829 | 0.68928 | 0.6903 | 0.69141 | 0.69248 | 0.6936 | 0.69476 | 0.69595 | 0.69715 | 0.69833 | 0.69942 | 0.70039 | 0.70123 | 0.70195 | 0.70257 | 0.70299 | 0.7033 | 0.70357 | 0.7038 | 0.70403 | 0.70413 | 0.70413
F5_Commercial_Office_New_Food Preparation_Natural Gas_Oven_E3 | F5 | Commercial | Office | New | Food Preparation | Natural Gas | Oven | E3 | RIM BC Ratio | 0 | 0 | 0 | 0 | 0 | 0 | 0 | 0 | 0 | 0 | 0 | 0 | 0 | 0 | 0 | 0 | 0 | 0 | 0 | 0 | 0 | 0 | 0 | 0 | 0 | 0 | 0 | 0 | 0 | 0 | 0 | 0 | 0
F5_Commercial_Office_New_Food Preparation_Natural Gas_Oven_E4 | F5 | Commercial | Office | New | Food Preparation | Natural Gas | Oven | E4 | RIM BC Ratio | 0 | 0 | 0 | 0 | 0 | 0 | 0 | 0 | 0 | 0 | 0 | 0 | 0 | 0 | 0 | 0 | 0 | 0 | 0 | 0 | 0 | 0 | 0 | 0 | 0 | 0 | 0 | 0 | 0 | 0 | 0 | 0 | 0
F5_Commercial_Office_New_Food Preparation_Natural Gas_Oven_E5 | F5 | Commercial | Office | New | Food Preparation | Natural Gas | Oven | E5 | RIM BC Ratio | 0 | 0 | 0 | 0 | 0 | 0 | 0 | 0 | 0 | 0 | 0 | 0 | 0 | 0 | 0 | 0 | 0 | 0 | 0 | 0 | 0 | 0 | 0 | 0 | 0 | 0 | 0 | 0 | 0 | 0 | 0 | 0 | 0
F5_Commercial_Office_New_Food Preparation_Natural Gas_Oven_E6 | F5 | Commercial | Office | New | Food Preparation | Natural Gas | Oven | E6 | RIM BC Ratio | 0 | 0 | 0 | 0 | 0 | 0 | 0 | 0 | 0 | 0 | 0 | 0 | 0 | 0 | 0 | 0 | 0 | 0 | 0 | 0 | 0 | 0 | 0 | 0 | 0 | 0 | 0 | 0 | 0 | 0 | 0 | 0 | 0
F5_Commercial_Office_New_Food Preparation_Natural Gas_Oven_E7 | F5 | Commercial | Office | New | Food Preparation | Natural Gas | Oven | E7 | RIM BC Ratio | 0 | 0 | 0 | 0 | 0 | 0 | 0 | 0 | 0 | 0 | 0 | 0 | 0 | 0 | 0 | 0 | 0 | 0 | 0 | 0 | 0 | 0 | 0 | 0 | 0 | 0 | 0 | 0 | 0 | 0 | 0 | 0 | 0
F5_Commercial_Office_New_Food Preparation_Natural Gas_Oven_E8 | F5 | Commercial | Office | New | Food Preparation | Natural Gas | Oven | E8 | RIM BC Ratio | 0 | 0 | 0 | 0 | 0 | 0 | 0 | 0 | 0 | 0 | 0 | 0 | 0 | 0 | 0 | 0 | 0 | 0 | 0 | 0 | 0 | 0 | 0 | 0 | 0 | 0 | 0 | 0 | 0 | 0 | 0 | 0 | 0
F5_Commercial_Office_New_Food Preparation_Natural Gas_Oven_E9 | F5 | Commercial | Office | New | Food Preparation | Natural Gas | Oven | E9 | RIM BC Ratio | 0 | 0 | 0 | 0 | 0 | 0 | 0 | 0 | 0 | 0 | 0 | 0 | 0 | 0 | 0 | 0 | 0 | 0 | 0 | 0 | 0 | 0 | 0 | 0 | 0 | 0 | 0 | 0 | 0 | 0 | 0 | 0 | 0
F5_Commercial_Office_New_Food Preparation_Natural Gas_Oven_E10 | F5 | Commercial | Office | New | Food Preparation | Natural Gas | Oven | E10 | RIM BC Ratio | 0 | 0 | 0 | 0 | 0 | 0 | 0 | 0 | 0 | 0 | 0 | 0 | 0 | 0 | 0 | 0 | 0 | 0 | 0 | 0 | 0 | 0 | 0 | 0 | 0 | 0 | 0 | 0 | 0 | 0 | 0 | 0 | 0
F0_Commercial_Office_New_Food Preparation_Natural Gas_Conveyor Oven_E0 | F0 | Commercial | Office | New | Food Preparation | Natural Gas | Conveyor Oven | E0 | Economic Unit | Efficient (>44% Baking Efficiency) | Efficient (>44% Baking Efficiency) | Efficient (>44% Baking Efficiency) | Efficient (>44% Baking Efficiency) | Efficient (>44% Baking Efficiency) | Efficient (>44% Baking Efficiency) | Efficient (>44% Baking Efficiency) | Efficient (>44% Baking Efficiency) | Efficient (>44% Baking Efficiency) | Efficient (>44% Baking Efficiency) | Efficient (>44% Baking Efficiency) | Efficient (>44% Baking Efficiency) | Efficient (>44% Baking Efficiency) | Efficient (>44% Baking Efficiency) | Efficient (>44% Baking Efficiency) | Efficient (>44% Baking Efficiency) | Efficient (>44% Baking Efficiency) | Efficient (>44% Baking Efficiency) | Efficient (>44% Baking Efficiency) | Efficient (>44% Baking Efficiency) | Efficient (>44% Baking Efficiency) | Efficient (>44% Baking Efficiency) | Efficient (>44% Baking Efficiency) | Efficient (>44% Baking Efficiency) | Efficient (>44% Baking Efficiency) | Efficient (>44% Baking Efficiency) | Efficient (>44% Baking Efficiency) | Efficient (>44% Baking Efficiency) | Efficient (>44% Baking Efficiency) | Efficient (>44% Baking Efficiency) | Efficient (>44% Baking Efficiency) | Efficient (>44% Baking Efficiency) | Efficient (>44% Baking Efficiency)
F1_Commercial_Office_New_Food Preparation_Natural Gas_Conveyor Oven_E1 | F1 | Commercial | Office | New | Food Preparation | Natural Gas | Conveyor Oven | E1 | CCE | 0 | 0 | 0 | 0 | 0 | 0 | 0 | 0 | 0 | 0 | 0 | 0 | 0 | 0 | 0 | 0 | 0 | 0 | 0 | 0 | 0 | 0 | 0 | 0 | 0 | 0 | 0 | 0 | 0 | 0 | 0 | 0 | 0
F1_Commercial_Office_New_Food Preparation_Natural Gas_Conveyor Oven_E2 | F1 | Commercial | Office | New | Food Preparation | Natural Gas | Conveyor Oven | E2 | CCE | 0.35475 | 0.35475 | 0.35475 | 0.35475 | 0.35475 | 0.35475 | 0.35475 | 0.35475 | 0.35475 | 0.35475 | 0.35475 | 0.35475 | 0.35475 | 0.35475 | 0.35475 | 0.35475 | 0.35475 | 0.35475 | 0.35475 | 0.35475 | 0.35475 | 0.35475 | 0.35475 | 0.35475 | 0.35475 | 0.35475 | 0.35475 | 0.35475 | 0.35475 | 0.35475 | 0.35475 | 0.35475 | 0.35475
F1_Commercial_Office_New_Food Preparation_Natural Gas_Conveyor Oven_E3 | F1 | Commercial | Office | New | Food Preparation | Natural Gas | Conveyor Oven | E3 | CCE | 0 | 0 | 0 | 0 | 0 | 0 | 0 | 0 | 0 | 0 | 0 | 0 | 0 | 0 | 0 | 0 | 0 | 0 | 0 | 0 | 0 | 0 | 0 | 0 | 0 | 0 | 0 | 0 | 0 | 0 | 0 | 0 | 0
F1_Commercial_Office_New_Food Preparation_Natural Gas_Conveyor Oven_E4 | F1 | Commercial | Office | New | Food Preparation | Natural Gas | Conveyor Oven | E4 | CCE | 0 | 0 | 0 | 0 | 0 | 0 | 0 | 0 | 0 | 0 | 0 | 0 | 0 | 0 | 0 | 0 | 0 | 0 | 0 | 0 | 0 | 0 | 0 | 0 | 0 | 0 | 0 | 0 | 0 | 0 | 0 | 0 | 0
F1_Commercial_Office_New_Food Preparation_Natural Gas_Conveyor Oven_E5 | F1 | Commercial | Office | New | Food Preparation | Natural Gas | Conveyor Oven | E5 | CCE | 0 | 0 | 0 | 0 | 0 | 0 | 0 | 0 | 0 | 0 | 0 | 0 | 0 | 0 | 0 | 0 | 0 | 0 | 0 | 0 | 0 | 0 | 0 | 0 | 0 | 0 | 0 | 0 | 0 | 0 | 0 | 0 | 0
F1_Commercial_Office_New_Food Preparation_Natural Gas_Conveyor Oven_E6 | F1 | Commercial | Office | New | Food Preparation | Natural Gas | Conveyor Oven | E6 | CCE | 0 | 0 | 0 | 0 | 0 | 0 | 0 | 0 | 0 | 0 | 0 | 0 | 0 | 0 | 0 | 0 | 0 | 0 | 0 | 0 | 0 | 0 | 0 | 0 | 0 | 0 | 0 | 0 | 0 | 0 | 0 | 0 | 0
F1_Commercial_Office_New_Food Preparation_Natural Gas_Conveyor Oven_E7 | F1 | Commercial | Office | New | Food Preparation | Natural Gas | Conveyor Oven | E7 | CCE | 0 | 0 | 0 | 0 | 0 | 0 | 0 | 0 | 0 | 0 | 0 | 0 | 0 | 0 | 0 | 0 | 0 | 0 | 0 | 0 | 0 | 0 | 0 | 0 | 0 | 0 | 0 | 0 | 0 | 0 | 0 | 0 | 0
F1_Commercial_Office_New_Food Preparation_Natural Gas_Conveyor Oven_E8 | F1 | Commercial | Office | New | Food Preparation | Natural Gas | Conveyor Oven | E8 | CCE | 0 | 0 | 0 | 0 | 0 | 0 | 0 | 0 | 0 | 0 | 0 | 0 | 0 | 0 | 0 | 0 | 0 | 0 | 0 | 0 | 0 | 0 | 0 | 0 | 0 | 0 | 0 | 0 | 0 | 0 | 0 | 0 | 0
F1_Commercial_Office_New_Food Preparation_Natural Gas_Conveyor Oven_E9 | F1 | Commercial | Office | New | Food Preparation | Natural Gas | Conveyor Oven | E9 | CCE | 0 | 0 | 0 | 0 | 0 | 0 | 0 | 0 | 0 | 0 | 0 | 0 | 0 | 0 | 0 | 0 | 0 | 0 | 0 | 0 | 0 | 0 | 0 | 0 | 0 | 0 | 0 | 0 | 0 | 0 | 0 | 0 | 0
F1_Commercial_Office_New_Food Preparation_Natural Gas_Conveyor Oven_E10 | F1 | Commercial | Office | New | Food Preparation | Natural Gas | Conveyor Oven | E10 | CCE | 0 | 0 | 0 | 0 | 0 | 0 | 0 | 0 | 0 | 0 | 0 | 0 | 0 | 0 | 0 | 0 | 0 | 0 | 0 | 0 | 0 | 0 | 0 | 0 | 0 | 0 | 0 | 0 | 0 | 0 | 0 | 0 | 0
F2_Commercial_Office_New_Food Preparation_Natural Gas_Conveyor Oven_E1 | F2 | Commercial | Office | New | Food Preparation | Natural Gas | Conveyor Oven | E1 | TRC BC Ratio | bar: 2019 to 2051
F2_Commercial_Office_New_Food Preparation_Natural Gas_Conveyor Oven_E2 | F2 | Commercial | Office | New | Food Preparation | Natural Gas | Conveyor Oven | E2 | TRC BC Ratio | 4.0477 | 4.0772 | 4.1092 | 4.1444 | 4.1846 | 4.2312 | 4.2722 | 4.3136 | 4.3565 | 4.4011 | 4.4439 | 4.4835 | 4.5223 | 4.561 | 4.6015 | 4.64 | 4.6797 | 4.7203 | 4.7612 | 4.8019 | 4.8418 | 4.8782 | 4.9108 | 4.9395 | 4.9644 | 4.9858 | 5.0006 | 5.0116 | 5.0212 | 5.0293 | 5.0374 | 5.041 | 5.041
F2_Commercial_Office_New_Food Preparation_Natural Gas_Conveyor Oven_E3 | F2 | Commercial | Office | New | Food Preparation | Natural Gas | Conveyor Oven | E3 | TRC BC Ratio | 0 | 0 | 0 | 0 | 0 | 0 | 0 | 0 | 0 | 0 | 0 | 0 | 0 | 0 | 0 | 0 | 0 | 0 | 0 | 0 | 0 | 0 | 0 | 0 | 0 | 0 | 0 | 0 | 0 | 0 | 0 | 0 | 0
F2_Commercial_Office_New_Food Preparation_Natural Gas_Conveyor Oven_E4 | F2 | Commercial | Office | New | Food Preparation | Natural Gas | Conveyor Oven | E4 | TRC BC Ratio | 0 | 0 | 0 | 0 | 0 | 0 | 0 | 0 | 0 | 0 | 0 | 0 | 0 | 0 | 0 | 0 | 0 | 0 | 0 | 0 | 0 | 0 | 0 | 0 | 0 | 0 | 0 | 0 | 0 | 0 | 0 | 0 | 0
F2_Commercial_Office_New_Food Preparation_Natural Gas_Conveyor Oven_E5 | F2 | Commercial | Office | New | Food Preparation | Natural Gas | Conveyor Oven | E5 | TRC BC Ratio | 0 | 0 | 0 | 0 | 0 | 0 | 0 | 0 | 0 | 0 | 0 | 0 | 0 | 0 | 0 | 0 | 0 | 0 | 0 | 0 | 0 | 0 | 0 | 0 | 0 | 0 | 0 | 0 | 0 | 0 | 0 | 0 | 0
F2_Commercial_Office_New_Food Preparation_Natural Gas_Conveyor Oven_E6 | F2 | Commercial | Office | New | Food Preparation | Natural Gas | Conveyor Oven | E6 | TRC BC Ratio | 0 | 0 | 0 | 0 | 0 | 0 | 0 | 0 | 0 | 0 | 0 | 0 | 0 | 0 | 0 | 0 | 0 | 0 | 0 | 0 | 0 | 0 | 0 | 0 | 0 | 0 | 0 | 0 | 0 | 0 | 0 | 0 | 0
F2_Commercial_Office_New_Food Preparation_Natural Gas_Conveyor Oven_E7 | F2 | Commercial | Office | New | Food Preparation | Natural Gas | Conveyor Oven | E7 | TRC BC Ratio | 0 | 0 | 0 | 0 | 0 | 0 | 0 | 0 | 0 | 0 | 0 | 0 | 0 | 0 | 0 | 0 | 0 | 0 | 0 | 0 | 0 | 0 | 0 | 0 | 0 | 0 | 0 | 0 | 0 | 0 | 0 | 0 | 0
F2_Commercial_Office_New_Food Preparation_Natural Gas_Conveyor Oven_E8 | F2 | Commercial | Office | New | Food Preparation | Natural Gas | Conveyor Oven | E8 | TRC BC Ratio | 0 | 0 | 0 | 0 | 0 | 0 | 0 | 0 | 0 | 0 | 0 | 0 | 0 | 0 | 0 | 0 | 0 | 0 | 0 | 0 | 0 | 0 | 0 | 0 | 0 | 0 | 0 | 0 | 0 | 0 | 0 | 0 | 0
F2_Commercial_Office_New_Food Preparation_Natural Gas_Conveyor Oven_E9 | F2 | Commercial | Office | New | Food Preparation | Natural Gas | Conveyor Oven | E9 | TRC BC Ratio | 0 | 0 | 0 | 0 | 0 | 0 | 0 | 0 | 0 | 0 | 0 | 0 | 0 | 0 | 0 | 0 | 0 | 0 | 0 | 0 | 0 | 0 | 0 | 0 | 0 | 0 | 0 | 0 | 0 | 0 | 0 | 0 | 0
F2_Commercial_Office_New_Food Preparation_Natural Gas_Conveyor Oven_E10 | F2 | Commercial | Office | New | Food Preparation | Natural Gas | Conveyor Oven | E10 | TRC BC Ratio | 0 | 0 | 0 | 0 | 0 | 0 | 0 | 0 | 0 | 0 | 0 | 0 | 0 | 0 | 0 | 0 | 0 | 0 | 0 | 0 | 0 | 0 | 0 | 0 | 0 | 0 | 0 | 0 | 0 | 0 | 0 | 0 | 0
F3_Commercial_Office_New_Food Preparation_Natural Gas_Conveyor Oven_E1 | F3 | Commercial | Office | New | Food Preparation | Natural Gas | Conveyor Oven | E1 | PACT BC Ratio | bar: 2019 to 2051
F3_Commercial_Office_New_Food Preparation_Natural Gas_Conveyor Oven_E2 | F3 | Commercial | Office | New | Food Preparation | Natural Gas | Conveyor Oven | E2 | PACT BC Ratio | 5.397 | 5.4363 | 5.479 | 5.5258 | 5.5794 | 5.6416 | 5.6963 | 5.7515 | 5.8086 | 5.8681 | 5.9253 | 5.978 | 6.0297 | 6.0814 | 6.1353 | 6.1867 | 6.2396 | 6.2937 | 6.3483 | 6.4025 | 6.4557 | 6.5043 | 6.5477 | 6.586 | 6.6192 | 6.6477 | 6.6674 | 6.6822 | 6.6949 | 6.7058 | 6.7166 | 6.7213 | 6.7213
F3_Commercial_Office_New_Food Preparation_Natural Gas_Conveyor Oven_E3 | F3 | Commercial | Office | New | Food Preparation | Natural Gas | Conveyor Oven | E3 | PACT BC Ratio | 0 | 0 | 0 | 0 | 0 | 0 | 0 | 0 | 0 | 0 | 0 | 0 | 0 | 0 | 0 | 0 | 0 | 0 | 0 | 0 | 0 | 0 | 0 | 0 | 0 | 0 | 0 | 0 | 0 | 0 | 0 | 0 | 0
F3_Commercial_Office_New_Food Preparation_Natural Gas_Conveyor Oven_E4 | F3 | Commercial | Office | New | Food Preparation | Natural Gas | Conveyor Oven | E4 | PACT BC Ratio | 0 | 0 | 0 | 0 | 0 | 0 | 0 | 0 | 0 | 0 | 0 | 0 | 0 | 0 | 0 | 0 | 0 | 0 | 0 | 0 | 0 | 0 | 0 | 0 | 0 | 0 | 0 | 0 | 0 | 0 | 0 | 0 | 0
F3_Commercial_Office_New_Food Preparation_Natural Gas_Conveyor Oven_E5 | F3 | Commercial | Office | New | Food Preparation | Natural Gas | Conveyor Oven | E5 | PACT BC Ratio | 0 | 0 | 0 | 0 | 0 | 0 | 0 | 0 | 0 | 0 | 0 | 0 | 0 | 0 | 0 | 0 | 0 | 0 | 0 | 0 | 0 | 0 | 0 | 0 | 0 | 0 | 0 | 0 | 0 | 0 | 0 | 0 | 0
F3_Commercial_Office_New_Food Preparation_Natural Gas_Conveyor Oven_E6 | F3 | Commercial | Office | New | Food Preparation | Natural Gas | Conveyor Oven | E6 | PACT BC Ratio | 0 | 0 | 0 | 0 | 0 | 0 | 0 | 0 | 0 | 0 | 0 | 0 | 0 | 0 | 0 | 0 | 0 | 0 | 0 | 0 | 0 | 0 | 0 | 0 | 0 | 0 | 0 | 0 | 0 | 0 | 0 | 0 | 0
F3_Commercial_Office_New_Food Preparation_Natural Gas_Conveyor Oven_E7 | F3 | Commercial | Office | New | Food Preparation | Natural Gas | Conveyor Oven | E7 | PACT BC Ratio | 0 | 0 | 0 | 0 | 0 | 0 | 0 | 0 | 0 | 0 | 0 | 0 | 0 | 0 | 0 | 0 | 0 | 0 | 0 | 0 | 0 | 0 | 0 | 0 | 0 | 0 | 0 | 0 | 0 | 0 | 0 | 0 | 0
F3_Commercial_Office_New_Food Preparation_Natural Gas_Conveyor Oven_E8 | F3 | Commercial | Office | New | Food Preparation | Natural Gas | Conveyor Oven | E8 | PACT BC Ratio | 0 | 0 | 0 | 0 | 0 | 0 | 0 | 0 | 0 | 0 | 0 | 0 | 0 | 0 | 0 | 0 | 0 | 0 | 0 | 0 | 0 | 0 | 0 | 0 | 0 | 0 | 0 | 0 | 0 | 0 | 0 | 0 | 0
F3_Commercial_Office_New_Food Preparation_Natural Gas_Conveyor Oven_E9 | F3 | Commercial | Office | New | Food Preparation | Natural Gas | Conveyor Oven | E9 | PACT BC Ratio | 0 | 0 | 0 | 0 | 0 | 0 | 0 | 0 | 0 | 0 | 0 | 0 | 0 | 0 | 0 | 0 | 0 | 0 | 0 | 0 | 0 | 0 | 0 | 0 | 0 | 0 | 0 | 0 | 0 | 0 | 0 | 0 | 0
F3_Commercial_Office_New_Food Preparation_Natural Gas_Conveyor Oven_E10 | F3 | Commercial | Office | New | Food Preparation | Natural Gas | Conveyor Oven | E10 | PACT BC Ratio | 0 | 0 | 0 | 0 | 0 | 0 | 0 | 0 | 0 | 0 | 0 | 0 | 0 | 0 | 0 | 0 | 0 | 0 | 0 | 0 | 0 | 0 | 0 | 0 | 0 | 0 | 0 | 0 | 0 | 0 | 0 | 0 | 0
F4_Commercial_Office_New_Food Preparation_Natural Gas_Conveyor Oven_E1 | F4 | Commercial | Office | New | Food Preparation | Natural Gas | Conveyor Oven | E1 | RVT BC Ratio | bar: 2019 to 2051
F4_Commercial_Office_New_Food Preparation_Natural Gas_Conveyor Oven_E2 | F4 | Commercial | Office | New | Food Preparation | Natural Gas | Conveyor Oven | E2 | RVT BC Ratio | 6.5193 | 6.5617 | 6.6078 | 6.6583 | 6.7161 | 6.7831 | 6.8421 | 6.9016 | 6.9632 | 7.0273 | 7.089 | 7.1459 | 7.2016 | 7.2573 | 7.3154 | 7.3708 | 7.4279 | 7.4863 | 7.5451 | 7.6035 | 7.6609 | 7.7133 | 7.7601 | 7.8014 | 7.8372 | 7.8679 | 7.8892 | 7.9051 | 7.9188 | 7.9306 | 7.9422 | 7.9473 | 7.9473
F4_Commercial_Office_New_Food Preparation_Natural Gas_Conveyor Oven_E3 | F4 | Commercial | Office | New | Food Preparation | Natural Gas | Conveyor Oven | E3 | RVT BC Ratio | 0 | 0 | 0 | 0 | 0 | 0 | 0 | 0 | 0 | 0 | 0 | 0 | 0 | 0 | 0 | 0 | 0 | 0 | 0 | 0 | 0 | 0 | 0 | 0 | 0 | 0 | 0 | 0 | 0 | 0 | 0 | 0 | 0
F4_Commercial_Office_New_Food Preparation_Natural Gas_Conveyor Oven_E4 | F4 | Commercial | Office | New | Food Preparation | Natural Gas | Conveyor Oven | E4 | RVT BC Ratio | 0 | 0 | 0 | 0 | 0 | 0 | 0 | 0 | 0 | 0 | 0 | 0 | 0 | 0 | 0 | 0 | 0 | 0 | 0 | 0 | 0 | 0 | 0 | 0 | 0 | 0 | 0 | 0 | 0 | 0 | 0 | 0 | 0
F4_Commercial_Office_New_Food Preparation_Natural Gas_Conveyor Oven_E5 | F4 | Commercial | Office | New | Food Preparation | Natural Gas | Conveyor Oven | E5 | RVT BC Ratio | 0 | 0 | 0 | 0 | 0 | 0 | 0 | 0 | 0 | 0 | 0 | 0 | 0 | 0 | 0 | 0 | 0 | 0 | 0 | 0 | 0 | 0 | 0 | 0 | 0 | 0 | 0 | 0 | 0 | 0 | 0 | 0 | 0
F4_Commercial_Office_New_Food Preparation_Natural Gas_Conveyor Oven_E6 | F4 | Commercial | Office | New | Food Preparation | Natural Gas | Conveyor Oven | E6 | RVT BC Ratio | 0 | 0 | 0 | 0 | 0 | 0 | 0 | 0 | 0 | 0 | 0 | 0 | 0 | 0 | 0 | 0 | 0 | 0 | 0 | 0 | 0 | 0 | 0 | 0 | 0 | 0 | 0 | 0 | 0 | 0 | 0 | 0 | 0
F4_Commercial_Office_New_Food Preparation_Natural Gas_Conveyor Oven_E7 | F4 | Commercial | Office | New | Food Preparation | Natural Gas | Conveyor Oven | E7 | RVT BC Ratio | 0 | 0 | 0 | 0 | 0 | 0 | 0 | 0 | 0 | 0 | 0 | 0 | 0 | 0 | 0 | 0 | 0 | 0 | 0 | 0 | 0 | 0 | 0 | 0 | 0 | 0 | 0 | 0 | 0 | 0 | 0 | 0 | 0
F4_Commercial_Office_New_Food Preparation_Natural Gas_Conveyor Oven_E8 | F4 | Commercial | Office | New | Food Preparation | Natural Gas | Conveyor Oven | E8 | RVT BC Ratio | 0 | 0 | 0 | 0 | 0 | 0 | 0 | 0 | 0 | 0 | 0 | 0 | 0 | 0 | 0 | 0 | 0 | 0 | 0 | 0 | 0 | 0 | 0 | 0 | 0 | 0 | 0 | 0 | 0 | 0 | 0 | 0 | 0
F4_Commercial_Office_New_Food Preparation_Natural Gas_Conveyor Oven_E9 | F4 | Commercial | Office | New | Food Preparation | Natural Gas | Conveyor Oven | E9 | RVT BC Ratio | 0 | 0 | 0 | 0 | 0 | 0 | 0 | 0 | 0 | 0 | 0 | 0 | 0 | 0 | 0 | 0 | 0 | 0 | 0 | 0 | 0 | 0 | 0 | 0 | 0 | 0 | 0 | 0 | 0 | 0 | 0 | 0 | 0
F4_Commercial_Office_New_Food Preparation_Natural Gas_Conveyor Oven_E10 | F4 | Commercial | Office | New | Food Preparation | Natural Gas | Conveyor Oven | E10 | RVT BC Ratio | 0 | 0 | 0 | 0 | 0 | 0 | 0 | 0 | 0 | 0 | 0 | 0 | 0 | 0 | 0 | 0 | 0 | 0 | 0 | 0 | 0 | 0 | 0 | 0 | 0 | 0 | 0 | 0 | 0 | 0 | 0 | 0 | 0
F5_Commercial_Office_New_Food Preparation_Natural Gas_Conveyor Oven_E1 | F5 | Commercial | Office | New | Food Preparation | Natural Gas | Conveyor Oven | E1 | RIM BC Ratio | bar: 2019 to 2051
F5_Commercial_Office_New_Food Preparation_Natural Gas_Conveyor Oven_E2 | F5 | Commercial | Office | New | Food Preparation | Natural Gas | Conveyor Oven | E2 | RIM BC Ratio | 0.72288 | 0.72358 | 0.72433 | 0.72515 | 0.72606 | 0.7271 | 0.728 | 0.7289 | 0.72981 | 0.73074 | 0.73162 | 0.73242 | 0.73319 | 0.73394 | 0.73472 | 0.73545 | 0.7362 | 0.73694 | 0.73769 | 0.73841 | 0.73912 | 0.73975 | 0.74031 | 0.74079 | 0.74121 | 0.74157 | 0.74181 | 0.742 | 0.74215 | 0.74229 | 0.74242 | 0.74248 | 0.74248
F5_Commercial_Office_New_Food Preparation_Natural Gas_Conveyor Oven_E3 | F5 | Commercial | Office | New | Food Preparation | Natural Gas | Conveyor Oven | E3 | RIM BC Ratio | 0 | 0 | 0 | 0 | 0 | 0 | 0 | 0 | 0 | 0 | 0 | 0 | 0 | 0 | 0 | 0 | 0 | 0 | 0 | 0 | 0 | 0 | 0 | 0 | 0 | 0 | 0 | 0 | 0 | 0 | 0 | 0 | 0
F5_Commercial_Office_New_Food Preparation_Natural Gas_Conveyor Oven_E4 | F5 | Commercial | Office | New | Food Preparation | Natural Gas | Conveyor Oven | E4 | RIM BC Ratio | 0 | 0 | 0 | 0 | 0 | 0 | 0 | 0 | 0 | 0 | 0 | 0 | 0 | 0 | 0 | 0 | 0 | 0 | 0 | 0 | 0 | 0 | 0 | 0 | 0 | 0 | 0 | 0 | 0 | 0 | 0 | 0 | 0
F5_Commercial_Office_New_Food Preparation_Natural Gas_Conveyor Oven_E5 | F5 | Commercial | Office | New | Food Preparation | Natural Gas | Conveyor Oven | E5 | RIM BC Ratio | 0 | 0 | 0 | 0 | 0 | 0 | 0 | 0 | 0 | 0 | 0 | 0 | 0 | 0 | 0 | 0 | 0 | 0 | 0 | 0 | 0 | 0 | 0 | 0 | 0 | 0 | 0 | 0 | 0 | 0 | 0 | 0 | 0
F5_Commercial_Office_New_Food Preparation_Natural Gas_Conveyor Oven_E6 | F5 | Commercial | Office | New | Food Preparation | Natural Gas | Conveyor Oven | E6 | RIM BC Ratio | 0 | 0 | 0 | 0 | 0 | 0 | 0 | 0 | 0 | 0 | 0 | 0 | 0 | 0 | 0 | 0 | 0 | 0 | 0 | 0 | 0 | 0 | 0 | 0 | 0 | 0 | 0 | 0 | 0 | 0 | 0 | 0 | 0
F5_Commercial_Office_New_Food Preparation_Natural Gas_Conveyor Oven_E7 | F5 | Commercial | Office | New | Food Preparation | Natural Gas | Conveyor Oven | E7 | RIM BC Ratio | 0 | 0 | 0 | 0 | 0 | 0 | 0 | 0 | 0 | 0 | 0 | 0 | 0 | 0 | 0 | 0 | 0 | 0 | 0 | 0 | 0 | 0 | 0 | 0 | 0 | 0 | 0 | 0 | 0 | 0 | 0 | 0 | 0
F5_Commercial_Office_New_Food Preparation_Natural Gas_Conveyor Oven_E8 | F5 | Commercial | Office | New | Food Preparation | Natural Gas | Conveyor Oven | E8 | RIM BC Ratio | 0 | 0 | 0 | 0 | 0 | 0 | 0 | 0 | 0 | 0 | 0 | 0 | 0 | 0 | 0 | 0 | 0 | 0 | 0 | 0 | 0 | 0 | 0 | 0 | 0 | 0 | 0 | 0 | 0 | 0 | 0 | 0 | 0
F5_Commercial_Office_New_Food Preparation_Natural Gas_Conveyor Oven_E9 | F5 | Commercial | Office | New | Food Preparation | Natural Gas | Conveyor Oven | E9 | RIM BC Ratio | 0 | 0 | 0 | 0 | 0 | 0 | 0 | 0 | 0 | 0 | 0 | 0 | 0 | 0 | 0 | 0 | 0 | 0 | 0 | 0 | 0 | 0 | 0 | 0 | 0 | 0 | 0 | 0 | 0 | 0 | 0 | 0 | 0
F5_Commercial_Office_New_Food Preparation_Natural Gas_Conveyor Oven_E10 | F5 | Commercial | Office | New | Food Preparation | Natural Gas | Conveyor Oven | E10 | RIM BC Ratio | 0 | 0 | 0 | 0 | 0 | 0 | 0 | 0 | 0 | 0 | 0 | 0 | 0 | 0 | 0 | 0 | 0 | 0 | 0 | 0 | 0 | 0 | 0 | 0 | 0 | 0 | 0 | 0 | 0 | 0 | 0 | 0 | 0
F0_Commercial_Office_New_Food Preparation_Natural Gas_Double Rack Oven_E0 | F0 | Commercial | Office | New | Food Preparation | Natural Gas | Double Rack Oven | E0 | Economic Unit | FTSC Qualified (>50% Cooking Efficiency) | FTSC Qualified (>50% Cooking Efficiency) | FTSC Qualified (>50% Cooking Efficiency) | FTSC Qualified (>50% Cooking Efficiency) | FTSC Qualified (>50% Cooking Efficiency) | FTSC Qualified (>50% Cooking Efficiency) | FTSC Qualified (>50% Cooking Efficiency) | FTSC Qualified (>50% Cooking Efficiency) | FTSC Qualified (>50% Cooking Efficiency) | FTSC Qualified (>50% Cooking Efficiency) | FTSC Qualified (>50% Cooking Efficiency) | FTSC Qualified (>50% Cooking Efficiency) | FTSC Qualified (>50% Cooking Efficiency) | FTSC Qualified (>50% Cooking Efficiency) | FTSC Qualified (>50% Cooking Efficiency) | FTSC Qualified (>50% Cooking Efficiency) | FTSC Qualified (>50% Cooking Efficiency) | FTSC Qualified (>50% Cooking Efficiency) | FTSC Qualified (>50% Cooking Efficiency) | FTSC Qualified (>50% Cooking Efficiency) | FTSC Qualified (>50% Cooking Efficiency) | FTSC Qualified (>50% Cooking Efficiency) | FTSC Qualified (>50% Cooking Efficiency) | FTSC Qualified (>50% Cooking Efficiency) | FTSC Qualified (>50% Cooking Efficiency) | FTSC Qualified (>50% Cooking Efficiency) | FTSC Qualified (>50% Cooking Efficiency) | FTSC Qualified (>50% Cooking Efficiency) | FTSC Qualified (>50% Cooking Efficiency) | FTSC Qualified (>50% Cooking Efficiency) | FTSC Qualified (>50% Cooking Efficiency) | FTSC Qualified (>50% Cooking Efficiency) | FTSC Qualified (>50% Cooking Efficiency)
F1_Commercial_Office_New_Food Preparation_Natural Gas_Double Rack Oven_E1 | F1 | Commercial | Office | New | Food Preparation | Natural Gas | Double Rack Oven | E1 | CCE | 0 | 0 | 0 | 0 | 0 | 0 | 0 | 0 | 0 | 0 | 0 | 0 | 0 | 0 | 0 | 0 | 0 | 0 | 0 | 0 | 0 | 0 | 0 | 0 | 0 | 0 | 0 | 0 | 0 | 0 | 0 | 0 | 0
F1_Commercial_Office_New_Food Preparation_Natural Gas_Double Rack Oven_E2 | F1 | Commercial | Office | New | Food Preparation | Natural Gas | Double Rack Oven | E2 | CCE | 0.29688 | 0.29688 | 0.29688 | 0.29688 | 0.29688 | 0.29688 | 0.29688 | 0.29688 | 0.29688 | 0.29688 | 0.29688 | 0.29688 | 0.29688 | 0.29688 | 0.29688 | 0.29688 | 0.29688 | 0.29688 | 0.29688 | 0.29688 | 0.29688 | 0.29688 | 0.29688 | 0.29688 | 0.29688 | 0.29688 | 0.29688 | 0.29688 | 0.29688 | 0.29688 | 0.29688 | 0.29688 | 0.29688
F1_Commercial_Office_New_Food Preparation_Natural Gas_Double Rack Oven_E3 | F1 | Commercial | Office | New | Food Preparation | Natural Gas | Double Rack Oven | E3 | CCE | 0 | 0 | 0 | 0 | 0 | 0 | 0 | 0 | 0 | 0 | 0 | 0 | 0 | 0 | 0 | 0 | 0 | 0 | 0 | 0 | 0 | 0 | 0 | 0 | 0 | 0 | 0 | 0 | 0 | 0 | 0 | 0 | 0
F1_Commercial_Office_New_Food Preparation_Natural Gas_Double Rack Oven_E4 | F1 | Commercial | Office | New | Food Preparation | Natural Gas | Double Rack Oven | E4 | CCE | 0 | 0 | 0 | 0 | 0 | 0 | 0 | 0 | 0 | 0 | 0 | 0 | 0 | 0 | 0 | 0 | 0 | 0 | 0 | 0 | 0 | 0 | 0 | 0 | 0 | 0 | 0 | 0 | 0 | 0 | 0 | 0 | 0
F1_Commercial_Office_New_Food Preparation_Natural Gas_Double Rack Oven_E5 | F1 | Commercial | Office | New | Food Preparation | Natural Gas | Double Rack Oven | E5 | CCE | 0 | 0 | 0 | 0 | 0 | 0 | 0 | 0 | 0 | 0 | 0 | 0 | 0 | 0 | 0 | 0 | 0 | 0 | 0 | 0 | 0 | 0 | 0 | 0 | 0 | 0 | 0 | 0 | 0 | 0 | 0 | 0 | 0
F1_Commercial_Office_New_Food Preparation_Natural Gas_Double Rack Oven_E6 | F1 | Commercial | Office | New | Food Preparation | Natural Gas | Double Rack Oven | E6 | CCE | 0 | 0 | 0 | 0 | 0 | 0 | 0 | 0 | 0 | 0 | 0 | 0 | 0 | 0 | 0 | 0 | 0 | 0 | 0 | 0 | 0 | 0 | 0 | 0 | 0 | 0 | 0 | 0 | 0 | 0 | 0 | 0 | 0
F1_Commercial_Office_New_Food Preparation_Natural Gas_Double Rack Oven_E7 | F1 | Commercial | Office | New | Food Preparation | Natural Gas | Double Rack Oven | E7 | CCE | 0 | 0 | 0 | 0 | 0 | 0 | 0 | 0 | 0 | 0 | 0 | 0 | 0 | 0 | 0 | 0 | 0 | 0 | 0 | 0 | 0 | 0 | 0 | 0 | 0 | 0 | 0 | 0 | 0 | 0 | 0 | 0 | 0
F1_Commercial_Office_New_Food Preparation_Natural Gas_Double Rack Oven_E8 | F1 | Commercial | Office | New | Food Preparation | Natural Gas | Double Rack Oven | E8 | CCE | 0 | 0 | 0 | 0 | 0 | 0 | 0 | 0 | 0 | 0 | 0 | 0 | 0 | 0 | 0 | 0 | 0 | 0 | 0 | 0 | 0 | 0 | 0 | 0 | 0 | 0 | 0 | 0 | 0 | 0 | 0 | 0 | 0
F1_Commercial_Office_New_Food Preparation_Natural Gas_Double Rack Oven_E9 | F1 | Commercial | Office | New | Food Preparation | Natural Gas | Double Rack Oven | E9 | CCE | 0 | 0 | 0 | 0 | 0 | 0 | 0 | 0 | 0 | 0 | 0 | 0 | 0 | 0 | 0 | 0 | 0 | 0 | 0 | 0 | 0 | 0 | 0 | 0 | 0 | 0 | 0 | 0 | 0 | 0 | 0 | 0 | 0
F1_Commercial_Office_New_Food Preparation_Natural Gas_Double Rack Oven_E10 | F1 | Commercial | Office | New | Food Preparation | Natural Gas | Double Rack Oven | E10 | CCE | 0 | 0 | 0 | 0 | 0 | 0 | 0 | 0 | 0 | 0 | 0 | 0 | 0 | 0 | 0 | 0 | 0 | 0 | 0 | 0 | 0 | 0 | 0 | 0 | 0 | 0 | 0 | 0 | 0 | 0 | 0 | 0 | 0
F2_Commercial_Office_New_Food Preparation_Natural Gas_Double Rack Oven_E1 | F2 | Commercial | Office | New | Food Preparation | Natural Gas | Double Rack Oven | E1 | TRC BC Ratio | bar: 2019 to 2051
F2_Commercial_Office_New_Food Preparation_Natural Gas_Double Rack Oven_E2 | F2 | Commercial | Office | New | Food Preparation | Natural Gas | Double Rack Oven | E2 | TRC BC Ratio | 4.7395 | 4.7756 | 4.816 | 4.8604 | 4.911 | 4.9696 | 5.017 | 5.0626 | 5.1089 | 5.1571 | 5.2031 | 5.2453 | 5.2885 | 5.3338 | 5.3838 | 5.4328 | 5.4847 | 5.5395 | 5.5966 | 5.655 | 5.7136 | 5.7686 | 5.8182 | 5.8621 | 5.9 | 5.9326 | 5.9552 | 5.9721 | 5.9866 | 5.9991 | 6.0114 | 6.0169 | 6.0169
F2_Commercial_Office_New_Food Preparation_Natural Gas_Double Rack Oven_E3 | F2 | Commercial | Office | New | Food Preparation | Natural Gas | Double Rack Oven | E3 | TRC BC Ratio | 0 | 0 | 0 | 0 | 0 | 0 | 0 | 0 | 0 | 0 | 0 | 0 | 0 | 0 | 0 | 0 | 0 | 0 | 0 | 0 | 0 | 0 | 0 | 0 | 0 | 0 | 0 | 0 | 0 | 0 | 0 | 0 | 0
F2_Commercial_Office_New_Food Preparation_Natural Gas_Double Rack Oven_E4 | F2 | Commercial | Office | New | Food Preparation | Natural Gas | Double Rack Oven | E4 | TRC BC Ratio | 0 | 0 | 0 | 0 | 0 | 0 | 0 | 0 | 0 | 0 | 0 | 0 | 0 | 0 | 0 | 0 | 0 | 0 | 0 | 0 | 0 | 0 | 0 | 0 | 0 | 0 | 0 | 0 | 0 | 0 | 0 | 0 | 0
F2_Commercial_Office_New_Food Preparation_Natural Gas_Double Rack Oven_E5 | F2 | Commercial | Office | New | Food Preparation | Natural Gas | Double Rack Oven | E5 | TRC BC Ratio | 0 | 0 | 0 | 0 | 0 | 0 | 0 | 0 | 0 | 0 | 0 | 0 | 0 | 0 | 0 | 0 | 0 | 0 | 0 | 0 | 0 | 0 | 0 | 0 | 0 | 0 | 0 | 0 | 0 | 0 | 0 | 0 | 0
F2_Commercial_Office_New_Food Preparation_Natural Gas_Double Rack Oven_E6 | F2 | Commercial | Office | New | Food Preparation | Natural Gas | Double Rack Oven | E6 | TRC BC Ratio | 0 | 0 | 0 | 0 | 0 | 0 | 0 | 0 | 0 | 0 | 0 | 0 | 0 | 0 | 0 | 0 | 0 | 0 | 0 | 0 | 0 | 0 | 0 | 0 | 0 | 0 | 0 | 0 | 0 | 0 | 0 | 0 | 0
F2_Commercial_Office_New_Food Preparation_Natural Gas_Double Rack Oven_E7 | F2 | Commercial | Office | New | Food Preparation | Natural Gas | Double Rack Oven | E7 | TRC BC Ratio | 0 | 0 | 0 | 0 | 0 | 0 | 0 | 0 | 0 | 0 | 0 | 0 | 0 | 0 | 0 | 0 | 0 | 0 | 0 | 0 | 0 | 0 | 0 | 0 | 0 | 0 | 0 | 0 | 0 | 0 | 0 | 0 | 0
F2_Commercial_Office_New_Food Preparation_Natural Gas_Double Rack Oven_E8 | F2 | Commercial | Office | New | Food Preparation | Natural Gas | Double Rack Oven | E8 | TRC BC Ratio | 0 | 0 | 0 | 0 | 0 | 0 | 0 | 0 | 0 | 0 | 0 | 0 | 0 | 0 | 0 | 0 | 0 | 0 | 0 | 0 | 0 | 0 | 0 | 0 | 0 | 0 | 0 | 0 | 0 | 0 | 0 | 0 | 0
F2_Commercial_Office_New_Food Preparation_Natural Gas_Double Rack Oven_E9 | F2 | Commercial | Office | New | Food Preparation | Natural Gas | Double Rack Oven | E9 | TRC BC Ratio | 0 | 0 | 0 | 0 | 0 | 0 | 0 | 0 | 0 | 0 | 0 | 0 | 0 | 0 | 0 | 0 | 0 | 0 | 0 | 0 | 0 | 0 | 0 | 0 | 0 | 0 | 0 | 0 | 0 | 0 | 0 | 0 | 0
F2_Commercial_Office_New_Food Preparation_Natural Gas_Double Rack Oven_E10 | F2 | Commercial | Office | New | Food Preparation | Natural Gas | Double Rack Oven | E10 | TRC BC Ratio | 0 | 0 | 0 | 0 | 0 | 0 | 0 | 0 | 0 | 0 | 0 | 0 | 0 | 0 | 0 | 0 | 0 | 0 | 0 | 0 | 0 | 0 | 0 | 0 | 0 | 0 | 0 | 0 | 0 | 0 | 0 | 0 | 0
F3_Commercial_Office_New_Food Preparation_Natural Gas_Double Rack Oven_E1 | F3 | Commercial | Office | New | Food Preparation | Natural Gas | Double Rack Oven | E1 | PACT BC Ratio | bar: 2019 to 2051
F3_Commercial_Office_New_Food Preparation_Natural Gas_Double Rack Oven_E2 | F3 | Commercial | Office | New | Food Preparation | Natural Gas | Double Rack Oven | E2 | PACT BC Ratio | 6.3193 | 6.3675 | 6.4213 | 6.4805 | 6.548 | 6.6261 | 6.6894 | 6.7502 | 6.8119 | 6.8761 | 6.9374 | 6.9937 | 7.0513 | 7.1117 | 7.1784 | 7.2437 | 7.3129 | 7.386 | 7.4622 | 7.5399 | 7.6182 | 7.6915 | 7.7576 | 7.8161 | 7.8667 | 7.9101 | 7.9403 | 7.9627 | 7.9822 | 7.9988 | 8.0152 | 8.0225 | 8.0225
F3_Commercial_Office_New_Food Preparation_Natural Gas_Double Rack Oven_E3 | F3 | Commercial | Office | New | Food Preparation | Natural Gas | Double Rack Oven | E3 | PACT BC Ratio | 0 | 0 | 0 | 0 | 0 | 0 | 0 | 0 | 0 | 0 | 0 | 0 | 0 | 0 | 0 | 0 | 0 | 0 | 0 | 0 | 0 | 0 | 0 | 0 | 0 | 0 | 0 | 0 | 0 | 0 | 0 | 0 | 0
F3_Commercial_Office_New_Food Preparation_Natural Gas_Double Rack Oven_E4 | F3 | Commercial | Office | New | Food Preparation | Natural Gas | Double Rack Oven | E4 | PACT BC Ratio | 0 | 0 | 0 | 0 | 0 | 0 | 0 | 0 | 0 | 0 | 0 | 0 | 0 | 0 | 0 | 0 | 0 | 0 | 0 | 0 | 0 | 0 | 0 | 0 | 0 | 0 | 0 | 0 | 0 | 0 | 0 | 0 | 0
F3_Commercial_Office_New_Food Preparation_Natural Gas_Double Rack Oven_E5 | F3 | Commercial | Office | New | Food Preparation | Natural Gas | Double Rack Oven | E5 | PACT BC Ratio | 0 | 0 | 0 | 0 | 0 | 0 | 0 | 0 | 0 | 0 | 0 | 0 | 0 | 0 | 0 | 0 | 0 | 0 | 0 | 0 | 0 | 0 | 0 | 0 | 0 | 0 | 0 | 0 | 0 | 0 | 0 | 0 | 0
F3_Commercial_Office_New_Food Preparation_Natural Gas_Double Rack Oven_E6 | F3 | Commercial | Office | New | Food Preparation | Natural Gas | Double Rack Oven | E6 | PACT BC Ratio | 0 | 0 | 0 | 0 | 0 | 0 | 0 | 0 | 0 | 0 | 0 | 0 | 0 | 0 | 0 | 0 | 0 | 0 | 0 | 0 | 0 | 0 | 0 | 0 | 0 | 0 | 0 | 0 | 0 | 0 | 0 | 0 | 0
F3_Commercial_Office_New_Food Preparation_Natural Gas_Double Rack Oven_E7 | F3 | Commercial | Office | New | Food Preparation | Natural Gas | Double Rack Oven | E7 | PACT BC Ratio | 0 | 0 | 0 | 0 | 0 | 0 | 0 | 0 | 0 | 0 | 0 | 0 | 0 | 0 | 0 | 0 | 0 | 0 | 0 | 0 | 0 | 0 | 0 | 0 | 0 | 0 | 0 | 0 | 0 | 0 | 0 | 0 | 0
F3_Commercial_Office_New_Food Preparation_Natural Gas_Double Rack Oven_E8 | F3 | Commercial | Office | New | Food Preparation | Natural Gas | Double Rack Oven | E8 | PACT BC Ratio | 0 | 0 | 0 | 0 | 0 | 0 | 0 | 0 | 0 | 0 | 0 | 0 | 0 | 0 | 0 | 0 | 0 | 0 | 0 | 0 | 0 | 0 | 0 | 0 | 0 | 0 | 0 | 0 | 0 | 0 | 0 | 0 | 0
F3_Commercial_Office_New_Food Preparation_Natural Gas_Double Rack Oven_E9 | F3 | Commercial | Office | New | Food Preparation | Natural Gas | Double Rack Oven | E9 | PACT BC Ratio | 0 | 0 | 0 | 0 | 0 | 0 | 0 | 0 | 0 | 0 | 0 | 0 | 0 | 0 | 0 | 0 | 0 | 0 | 0 | 0 | 0 | 0 | 0 | 0 | 0 | 0 | 0 | 0 | 0 | 0 | 0 | 0 | 0
F3_Commercial_Office_New_Food Preparation_Natural Gas_Double Rack Oven_E10 | F3 | Commercial | Office | New | Food Preparation | Natural Gas | Double Rack Oven | E10 | PACT BC Ratio | 0 | 0 | 0 | 0 | 0 | 0 | 0 | 0 | 0 | 0 | 0 | 0 | 0 | 0 | 0 | 0 | 0 | 0 | 0 | 0 | 0 | 0 | 0 | 0 | 0 | 0 | 0 | 0 | 0 | 0 | 0 | 0 | 0
F4_Commercial_Office_New_Food Preparation_Natural Gas_Double Rack Oven_E1 | F4 | Commercial | Office | New | Food Preparation | Natural Gas | Double Rack Oven | E1 | RVT BC Ratio | bar: 2019 to 2051
F4_Commercial_Office_New_Food Preparation_Natural Gas_Double Rack Oven_E2 | F4 | Commercial | Office | New | Food Preparation | Natural Gas | Double Rack Oven | E2 | RVT BC Ratio | 7.5139 | 7.5658 | 7.6238 | 7.6877 | 7.7604 | 7.8446 | 7.9129 | 7.9784 | 8.045 | 8.1143 | 8.1804 | 8.241 | 8.3031 | 8.3683 | 8.4402 | 8.5106 | 8.5852 | 8.664 | 8.7461 | 8.83 | 8.9144 | 8.9934 | 9.0647 | 9.1278 | 9.1823 | 9.2292 | 9.2617 | 9.2859 | 9.3069 | 9.3248 | 9.3425 | 9.3503 | 9.3503
F4_Commercial_Office_New_Food Preparation_Natural Gas_Double Rack Oven_E3 | F4 | Commercial | Office | New | Food Preparation | Natural Gas | Double Rack Oven | E3 | RVT BC Ratio | 0 | 0 | 0 | 0 | 0 | 0 | 0 | 0 | 0 | 0 | 0 | 0 | 0 | 0 | 0 | 0 | 0 | 0 | 0 | 0 | 0 | 0 | 0 | 0 | 0 | 0 | 0 | 0 | 0 | 0 | 0 | 0 | 0
F4_Commercial_Office_New_Food Preparation_Natural Gas_Double Rack Oven_E4 | F4 | Commercial | Office | New | Food Preparation | Natural Gas | Double Rack Oven | E4 | RVT BC Ratio | 0 | 0 | 0 | 0 | 0 | 0 | 0 | 0 | 0 | 0 | 0 | 0 | 0 | 0 | 0 | 0 | 0 | 0 | 0 | 0 | 0 | 0 | 0 | 0 | 0 | 0 | 0 | 0 | 0 | 0 | 0 | 0 | 0
F4_Commercial_Office_New_Food Preparation_Natural Gas_Double Rack Oven_E5 | F4 | Commercial | Office | New | Food Preparation | Natural Gas | Double Rack Oven | E5 | RVT BC Ratio | 0 | 0 | 0 | 0 | 0 | 0 | 0 | 0 | 0 | 0 | 0 | 0 | 0 | 0 | 0 | 0 | 0 | 0 | 0 | 0 | 0 | 0 | 0 | 0 | 0 | 0 | 0 | 0 | 0 | 0 | 0 | 0 | 0
F4_Commercial_Office_New_Food Preparation_Natural Gas_Double Rack Oven_E6 | F4 | Commercial | Office | New | Food Preparation | Natural Gas | Double Rack Oven | E6 | RVT BC Ratio | 0 | 0 | 0 | 0 | 0 | 0 | 0 | 0 | 0 | 0 | 0 | 0 | 0 | 0 | 0 | 0 | 0 | 0 | 0 | 0 | 0 | 0 | 0 | 0 | 0 | 0 | 0 | 0 | 0 | 0 | 0 | 0 | 0
F4_Commercial_Office_New_Food Preparation_Natural Gas_Double Rack Oven_E7 | F4 | Commercial | Office | New | Food Preparation | Natural Gas | Double Rack Oven | E7 | RVT BC Ratio | 0 | 0 | 0 | 0 | 0 | 0 | 0 | 0 | 0 | 0 | 0 | 0 | 0 | 0 | 0 | 0 | 0 | 0 | 0 | 0 | 0 | 0 | 0 | 0 | 0 | 0 | 0 | 0 | 0 | 0 | 0 | 0 | 0
F4_Commercial_Office_New_Food Preparation_Natural Gas_Double Rack Oven_E8 | F4 | Commercial | Office | New | Food Preparation | Natural Gas | Double Rack Oven | E8 | RVT BC Ratio | 0 | 0 | 0 | 0 | 0 | 0 | 0 | 0 | 0 | 0 | 0 | 0 | 0 | 0 | 0 | 0 | 0 | 0 | 0 | 0 | 0 | 0 | 0 | 0 | 0 | 0 | 0 | 0 | 0 | 0 | 0 | 0 | 0
F4_Commercial_Office_New_Food Preparation_Natural Gas_Double Rack Oven_E9 | F4 | Commercial | Office | New | Food Preparation | Natural Gas | Double Rack Oven | E9 | RVT BC Ratio | 0 | 0 | 0 | 0 | 0 | 0 | 0 | 0 | 0 | 0 | 0 | 0 | 0 | 0 | 0 | 0 | 0 | 0 | 0 | 0 | 0 | 0 | 0 | 0 | 0 | 0 | 0 | 0 | 0 | 0 | 0 | 0 | 0
F4_Commercial_Office_New_Food Preparation_Natural Gas_Double Rack Oven_E10 | F4 | Commercial | Office | New | Food Preparation | Natural Gas | Double Rack Oven | E10 | RVT BC Ratio | 0 | 0 | 0 | 0 | 0 | 0 | 0 | 0 | 0 | 0 | 0 | 0 | 0 | 0 | 0 | 0 | 0 | 0 | 0 | 0 | 0 | 0 | 0 | 0 | 0 | 0 | 0 | 0 | 0 | 0 | 0 | 0 | 0
F5_Commercial_Office_New_Food Preparation_Natural Gas_Double Rack Oven_E1 | F5 | Commercial | Office | New | Food Preparation | Natural Gas | Double Rack Oven | E1 | RIM BC Ratio | bar: 2019 to 2051
F5_Commercial_Office_New_Food Preparation_Natural Gas_Double Rack Oven_E2 | F5 | Commercial | Office | New | Food Preparation | Natural Gas | Double Rack Oven | E2 | RIM BC Ratio | 0.73729 | 0.73795 | 0.73866 | 0.73944 | 0.74031 | 0.7413 | 0.74208 | 0.74283 | 0.74357 | 0.74433 | 0.74504 | 0.74568 | 0.74633 | 0.74701 | 0.74774 | 0.74844 | 0.74917 | 0.74993 | 0.75071 | 0.75149 | 0.75226 | 0.75297 | 0.7536 | 0.75414 | 0.75461 | 0.75501 | 0.75528 | 0.75549 | 0.75566 | 0.75581 | 0.75596 | 0.75602 | 0.75602
F5_Commercial_Office_New_Food Preparation_Natural Gas_Double Rack Oven_E3 | F5 | Commercial | Office | New | Food Preparation | Natural Gas | Double Rack Oven | E3 | RIM BC Ratio | 0 | 0 | 0 | 0 | 0 | 0 | 0 | 0 | 0 | 0 | 0 | 0 | 0 | 0 | 0 | 0 | 0 | 0 | 0 | 0 | 0 | 0 | 0 | 0 | 0 | 0 | 0 | 0 | 0 | 0 | 0 | 0 | 0
F5_Commercial_Office_New_Food Preparation_Natural Gas_Double Rack Oven_E4 | F5 | Commercial | Office | New | Food Preparation | Natural Gas | Double Rack Oven | E4 | RIM BC Ratio | 0 | 0 | 0 | 0 | 0 | 0 | 0 | 0 | 0 | 0 | 0 | 0 | 0 | 0 | 0 | 0 | 0 | 0 | 0 | 0 | 0 | 0 | 0 | 0 | 0 | 0 | 0 | 0 | 0 | 0 | 0 | 0 | 0
F5_Commercial_Office_New_Food Preparation_Natural Gas_Double Rack Oven_E5 | F5 | Commercial | Office | New | Food Preparation | Natural Gas | Double Rack Oven | E5 | RIM BC Ratio | 0 | 0 | 0 | 0 | 0 | 0 | 0 | 0 | 0 | 0 | 0 | 0 | 0 | 0 | 0 | 0 | 0 | 0 | 0 | 0 | 0 | 0 | 0 | 0 | 0 | 0 | 0 | 0 | 0 | 0 | 0 | 0 | 0
F5_Commercial_Office_New_Food Preparation_Natural Gas_Double Rack Oven_E6 | F5 | Commercial | Office | New | Food Preparation | Natural Gas | Double Rack Oven | E6 | RIM BC Ratio | 0 | 0 | 0 | 0 | 0 | 0 | 0 | 0 | 0 | 0 | 0 | 0 | 0 | 0 | 0 | 0 | 0 | 0 | 0 | 0 | 0 | 0 | 0 | 0 | 0 | 0 | 0 | 0 | 0 | 0 | 0 | 0 | 0
F5_Commercial_Office_New_Food Preparation_Natural Gas_Double Rack Oven_E7 | F5 | Commercial | Office | New | Food Preparation | Natural Gas | Double Rack Oven | E7 | RIM BC Ratio | 0 | 0 | 0 | 0 | 0 | 0 | 0 | 0 | 0 | 0 | 0 | 0 | 0 | 0 | 0 | 0 | 0 | 0 | 0 | 0 | 0 | 0 | 0 | 0 | 0 | 0 | 0 | 0 | 0 | 0 | 0 | 0 | 0
F5_Commercial_Office_New_Food Preparation_Natural Gas_Double Rack Oven_E8 | F5 | Commercial | Office | New | Food Preparation | Natural Gas | Double Rack Oven | E8 | RIM BC Ratio | 0 | 0 | 0 | 0 | 0 | 0 | 0 | 0 | 0 | 0 | 0 | 0 | 0 | 0 | 0 | 0 | 0 | 0 | 0 | 0 | 0 | 0 | 0 | 0 | 0 | 0 | 0 | 0 | 0 | 0 | 0 | 0 | 0
F5_Commercial_Office_New_Food Preparation_Natural Gas_Double Rack Oven_E9 | F5 | Commercial | Office | New | Food Preparation | Natural Gas | Double Rack Oven | E9 | RIM BC Ratio | 0 | 0 | 0 | 0 | 0 | 0 | 0 | 0 | 0 | 0 | 0 | 0 | 0 | 0 | 0 | 0 | 0 | 0 | 0 | 0 | 0 | 0 | 0 | 0 | 0 | 0 | 0 | 0 | 0 | 0 | 0 | 0 | 0
F5_Commercial_Office_New_Food Preparation_Natural Gas_Double Rack Oven_E10 | F5 | Commercial | Office | New | Food Preparation | Natural Gas | Double Rack Oven | E10 | RIM BC Ratio | 0 | 0 | 0 | 0 | 0 | 0 | 0 | 0 | 0 | 0 | 0 | 0 | 0 | 0 | 0 | 0 | 0 | 0 | 0 | 0 | 0 | 0 | 0 | 0 | 0 | 0 | 0 | 0 | 0 | 0 | 0 | 0 | 0
F0_Commercial_Office_New_Food Preparation_Natural Gas_Fryer_E0 | F0 | Commercial | Office | New | Food Preparation | Natural Gas | Fryer | E0 | Economic Unit | ENERGY STAR | ENERGY STAR | ENERGY STAR | ENERGY STAR | ENERGY STAR | ENERGY STAR | ENERGY STAR | ENERGY STAR | ENERGY STAR | ENERGY STAR | ENERGY STAR | ENERGY STAR | ENERGY STAR | ENERGY STAR | ENERGY STAR | ENERGY STAR | ENERGY STAR | ENERGY STAR | ENERGY STAR | ENERGY STAR | ENERGY STAR | ENERGY STAR | ENERGY STAR | ENERGY STAR | ENERGY STAR | ENERGY STAR | ENERGY STAR | ENERGY STAR | ENERGY STAR | ENERGY STAR | ENERGY STAR | ENERGY STAR | ENERGY STAR
F1_Commercial_Office_New_Food Preparation_Natural Gas_Fryer_E1 | F1 | Commercial | Office | New | Food Preparation | Natural Gas | Fryer | E1 | CCE | 0 | 0 | 0 | 0 | 0 | 0 | 0 | 0 | 0 | 0 | 0 | 0 | 0 | 0 | 0 | 0 | 0 | 0 | 0 | 0 | 0 | 0 | 0 | 0 | 0 | 0 | 0 | 0 | 0 | 0 | 0 | 0 | 0
F1_Commercial_Office_New_Food Preparation_Natural Gas_Fryer_E2 | F1 | Commercial | Office | New | Food Preparation | Natural Gas | Fryer | E2 | CCE | 0.52081 | 0.52081 | 0.52081 | 0 | 0 | 0 | 0 | 0 | 0 | 0 | 0 | 0 | 0 | 0 | 0 | 0 | 0 | 0 | 0 | 0 | 0 | 0 | 0 | 0 | 0 | 0 | 0 | 0 | 0 | 0 | 0 | 0 | 0
F1_Commercial_Office_New_Food Preparation_Natural Gas_Fryer_E3 | F1 | Commercial | Office | New | Food Preparation | Natural Gas | Fryer | E3 | CCE | 0 | 0 | 0 | 0 | 0 | 0 | 0 | 0 | 0 | 0 | 0 | 0 | 0 | 0 | 0 | 0 | 0 | 0 | 0 | 0 | 0 | 0 | 0 | 0 | 0 | 0 | 0 | 0 | 0 | 0 | 0 | 0 | 0
F1_Commercial_Office_New_Food Preparation_Natural Gas_Fryer_E4 | F1 | Commercial | Office | New | Food Preparation | Natural Gas | Fryer | E4 | CCE | 0 | 0 | 0 | 0 | 0 | 0 | 0 | 0 | 0 | 0 | 0 | 0 | 0 | 0 | 0 | 0 | 0 | 0 | 0 | 0 | 0 | 0 | 0 | 0 | 0 | 0 | 0 | 0 | 0 | 0 | 0 | 0 | 0
F1_Commercial_Office_New_Food Preparation_Natural Gas_Fryer_E5 | F1 | Commercial | Office | New | Food Preparation | Natural Gas | Fryer | E5 | CCE | 0 | 0 | 0 | 0 | 0 | 0 | 0 | 0 | 0 | 0 | 0 | 0 | 0 | 0 | 0 | 0 | 0 | 0 | 0 | 0 | 0 | 0 | 0 | 0 | 0 | 0 | 0 | 0 | 0 | 0 | 0 | 0 | 0
F1_Commercial_Office_New_Food Preparation_Natural Gas_Fryer_E6 | F1 | Commercial | Office | New | Food Preparation | Natural Gas | Fryer | E6 | CCE | 0 | 0 | 0 | 0 | 0 | 0 | 0 | 0 | 0 | 0 | 0 | 0 | 0 | 0 | 0 | 0 | 0 | 0 | 0 | 0 | 0 | 0 | 0 | 0 | 0 | 0 | 0 | 0 | 0 | 0 | 0 | 0 | 0
F1_Commercial_Office_New_Food Preparation_Natural Gas_Fryer_E7 | F1 | Commercial | Office | New | Food Preparation | Natural Gas | Fryer | E7 | CCE | 0 | 0 | 0 | 0 | 0 | 0 | 0 | 0 | 0 | 0 | 0 | 0 | 0 | 0 | 0 | 0 | 0 | 0 | 0 | 0 | 0 | 0 | 0 | 0 | 0 | 0 | 0 | 0 | 0 | 0 | 0 | 0 | 0
F1_Commercial_Office_New_Food Preparation_Natural Gas_Fryer_E8 | F1 | Commercial | Office | New | Food Preparation | Natural Gas | Fryer | E8 | CCE | 0 | 0 | 0 | 0 | 0 | 0 | 0 | 0 | 0 | 0 | 0 | 0 | 0 | 0 | 0 | 0 | 0 | 0 | 0 | 0 | 0 | 0 | 0 | 0 | 0 | 0 | 0 | 0 | 0 | 0 | 0 | 0 | 0
F1_Commercial_Office_New_Food Preparation_Natural Gas_Fryer_E9 | F1 | Commercial | Office | New | Food Preparation | Natural Gas | Fryer | E9 | CCE | 0 | 0 | 0 | 0 | 0 | 0 | 0 | 0 | 0 | 0 | 0 | 0 | 0 | 0 | 0 | 0 | 0 | 0 | 0 | 0 | 0 | 0 | 0 | 0 | 0 | 0 | 0 | 0 | 0 | 0 | 0 | 0 | 0
F1_Commercial_Office_New_Food Preparation_Natural Gas_Fryer_E10 | F1 | Commercial | Office | New | Food Preparation | Natural Gas | Fryer | E10 | CCE | 0 | 0 | 0 | 0 | 0 | 0 | 0 | 0 | 0 | 0 | 0 | 0 | 0 | 0 | 0 | 0 | 0 | 0 | 0 | 0 | 0 | 0 | 0 | 0 | 0 | 0 | 0 | 0 | 0 | 0 | 0 | 0 | 0
F2_Commercial_Office_New_Food Preparation_Natural Gas_Fryer_E1 | F2 | Commercial | Office | New | Food Preparation | Natural Gas | Fryer | E1 | TRC BC Ratio | 1 | 1 | 1 | 0 | 0 | 0 | 0 | 0 | 0 | 0 | 0 | 0 | 0 | 0 | 0 | 0 | 0 | 0 | 0 | 0 | 0 | 0 | 0 | 0 | 0 | 0 | 0 | 0 | 0 | 0 | 0 | 0 | 0
F2_Commercial_Office_New_Food Preparation_Natural Gas_Fryer_E2 | F2 | Commercial | Office | New | Food Preparation | Natural Gas | Fryer | E2 | TRC BC Ratio | 2.6303 | 2.6385 | 2.6536 | 1 | 1 | 1 | 1 | 1 | 1 | 1 | 1 | 1 | 1 | 1 | 1 | 1 | 1 | 1 | 1 | 1 | 1 | 1 | 1 | 1 | 1 | 1 | 1 | 1 | 1 | 1 | 1 | 1 | 1
F2_Commercial_Office_New_Food Preparation_Natural Gas_Fryer_E3 | F2 | Commercial | Office | New | Food Preparation | Natural Gas | Fryer | E3 | TRC BC Ratio | 0 | 0 | 0 | 0 | 0 | 0 | 0 | 0 | 0 | 0 | 0 | 0 | 0 | 0 | 0 | 0 | 0 | 0 | 0 | 0 | 0 | 0 | 0 | 0 | 0 | 0 | 0 | 0 | 0 | 0 | 0 | 0 | 0
F2_Commercial_Office_New_Food Preparation_Natural Gas_Fryer_E4 | F2 | Commercial | Office | New | Food Preparation | Natural Gas | Fryer | E4 | TRC BC Ratio | 0 | 0 | 0 | 0 | 0 | 0 | 0 | 0 | 0 | 0 | 0 | 0 | 0 | 0 | 0 | 0 | 0 | 0 | 0 | 0 | 0 | 0 | 0 | 0 | 0 | 0 | 0 | 0 | 0 | 0 | 0 | 0 | 0
F2_Commercial_Office_New_Food Preparation_Natural Gas_Fryer_E5 | F2 | Commercial | Office | New | Food Preparation | Natural Gas | Fryer | E5 | TRC BC Ratio | 0 | 0 | 0 | 0 | 0 | 0 | 0 | 0 | 0 | 0 | 0 | 0 | 0 | 0 | 0 | 0 | 0 | 0 | 0 | 0 | 0 | 0 | 0 | 0 | 0 | 0 | 0 | 0 | 0 | 0 | 0 | 0 | 0
F2_Commercial_Office_New_Food Preparation_Natural Gas_Fryer_E6 | F2 | Commercial | Office | New | Food Preparation | Natural Gas | Fryer | E6 | TRC BC Ratio | 0 | 0 | 0 | 0 | 0 | 0 | 0 | 0 | 0 | 0 | 0 | 0 | 0 | 0 | 0 | 0 | 0 | 0 | 0 | 0 | 0 | 0 | 0 | 0 | 0 | 0 | 0 | 0 | 0 | 0 | 0 | 0 | 0
F2_Commercial_Office_New_Food Preparation_Natural Gas_Fryer_E7 | F2 | Commercial | Office | New | Food Preparation | Natural Gas | Fryer | E7 | TRC BC Ratio | 0 | 0 | 0 | 0 | 0 | 0 | 0 | 0 | 0 | 0 | 0 | 0 | 0 | 0 | 0 | 0 | 0 | 0 | 0 | 0 | 0 | 0 | 0 | 0 | 0 | 0 | 0 | 0 | 0 | 0 | 0 | 0 | 0
F2_Commercial_Office_New_Food Preparation_Natural Gas_Fryer_E8 | F2 | Commercial | Office | New | Food Preparation | Natural Gas | Fryer | E8 | TRC BC Ratio | 0 | 0 | 0 | 0 | 0 | 0 | 0 | 0 | 0 | 0 | 0 | 0 | 0 | 0 | 0 | 0 | 0 | 0 | 0 | 0 | 0 | 0 | 0 | 0 | 0 | 0 | 0 | 0 | 0 | 0 | 0 | 0 | 0
F2_Commercial_Office_New_Food Preparation_Natural Gas_Fryer_E9 | F2 | Commercial | Office | New | Food Preparation | Natural Gas | Fryer | E9 | TRC BC Ratio | 0 | 0 | 0 | 0 | 0 | 0 | 0 | 0 | 0 | 0 | 0 | 0 | 0 | 0 | 0 | 0 | 0 | 0 | 0 | 0 | 0 | 0 | 0 | 0 | 0 | 0 | 0 | 0 | 0 | 0 | 0 | 0 | 0
F2_Commercial_Office_New_Food Preparation_Natural Gas_Fryer_E10 | F2 | Commercial | Office | New | Food Preparation | Natural Gas | Fryer | E10 | TRC BC Ratio | 0 | 0 | 0 | 0 | 0 | 0 | 0 | 0 | 0 | 0 | 0 | 0 | 0 | 0 | 0 | 0 | 0 | 0 | 0 | 0 | 0 | 0 | 0 | 0 | 0 | 0 | 0 | 0 | 0 | 0 | 0 | 0 | 0
F3_Commercial_Office_New_Food Preparation_Natural Gas_Fryer_E1 | F3 | Commercial | Office | New | Food Preparation | Natural Gas | Fryer | E1 | PACT BC Ratio | 1 | 1 | 1 | 0 | 0 | 0 | 0 | 0 | 0 | 0 | 0 | 0 | 0 | 0 | 0 | 0 | 0 | 0 | 0 | 0 | 0 | 0 | 0 | 0 | 0 | 0 | 0 | 0 | 0 | 0 | 0 | 0 | 0
F3_Commercial_Office_New_Food Preparation_Natural Gas_Fryer_E2 | F3 | Commercial | Office | New | Food Preparation | Natural Gas | Fryer | E2 | PACT BC Ratio | 3.5071 | 3.518 | 3.5381 | 1 | 1 | 1 | 1 | 1 | 1 | 1 | 1 | 1 | 1 | 1 | 1 | 1 | 1 | 1 | 1 | 1 | 1 | 1 | 1 | 1 | 1 | 1 | 1 | 1 | 1 | 1 | 1 | 1 | 1
F3_Commercial_Office_New_Food Preparation_Natural Gas_Fryer_E3 | F3 | Commercial | Office | New | Food Preparation | Natural Gas | Fryer | E3 | PACT BC Ratio | 0 | 0 | 0 | 0 | 0 | 0 | 0 | 0 | 0 | 0 | 0 | 0 | 0 | 0 | 0 | 0 | 0 | 0 | 0 | 0 | 0 | 0 | 0 | 0 | 0 | 0 | 0 | 0 | 0 | 0 | 0 | 0 | 0
F3_Commercial_Office_New_Food Preparation_Natural Gas_Fryer_E4 | F3 | Commercial | Office | New | Food Preparation | Natural Gas | Fryer | E4 | PACT BC Ratio | 0 | 0 | 0 | 0 | 0 | 0 | 0 | 0 | 0 | 0 | 0 | 0 | 0 | 0 | 0 | 0 | 0 | 0 | 0 | 0 | 0 | 0 | 0 | 0 | 0 | 0 | 0 | 0 | 0 | 0 | 0 | 0 | 0
F3_Commercial_Office_New_Food Preparation_Natural Gas_Fryer_E5 | F3 | Commercial | Office | New | Food Preparation | Natural Gas | Fryer | E5 | PACT BC Ratio | 0 | 0 | 0 | 0 | 0 | 0 | 0 | 0 | 0 | 0 | 0 | 0 | 0 | 0 | 0 | 0 | 0 | 0 | 0 | 0 | 0 | 0 | 0 | 0 | 0 | 0 | 0 | 0 | 0 | 0 | 0 | 0 | 0
F3_Commercial_Office_New_Food Preparation_Natural Gas_Fryer_E6 | F3 | Commercial | Office | New | Food Preparation | Natural Gas | Fryer | E6 | PACT BC Ratio | 0 | 0 | 0 | 0 | 0 | 0 | 0 | 0 | 0 | 0 | 0 | 0 | 0 | 0 | 0 | 0 | 0 | 0 | 0 | 0 | 0 | 0 | 0 | 0 | 0 | 0 | 0 | 0 | 0 | 0 | 0 | 0 | 0
F3_Commercial_Office_New_Food Preparation_Natural Gas_Fryer_E7 | F3 | Commercial | Office | New | Food Preparation | Natural Gas | Fryer | E7 | PACT BC Ratio | 0 | 0 | 0 | 0 | 0 | 0 | 0 | 0 | 0 | 0 | 0 | 0 | 0 | 0 | 0 | 0 | 0 | 0 | 0 | 0 | 0 | 0 | 0 | 0 | 0 | 0 | 0 | 0 | 0 | 0 | 0 | 0 | 0
F3_Commercial_Office_New_Food Preparation_Natural Gas_Fryer_E8 | F3 | Commercial | Office | New | Food Preparation | Natural Gas | Fryer | E8 | PACT BC Ratio | 0 | 0 | 0 | 0 | 0 | 0 | 0 | 0 | 0 | 0 | 0 | 0 | 0 | 0 | 0 | 0 | 0 | 0 | 0 | 0 | 0 | 0 | 0 | 0 | 0 | 0 | 0 | 0 | 0 | 0 | 0 | 0 | 0
F3_Commercial_Office_New_Food Preparation_Natural Gas_Fryer_E9 | F3 | Commercial | Office | New | Food Preparation | Natural Gas | Fryer | E9 | PACT BC Ratio | 0 | 0 | 0 | 0 | 0 | 0 | 0 | 0 | 0 | 0 | 0 | 0 | 0 | 0 | 0 | 0 | 0 | 0 | 0 | 0 | 0 | 0 | 0 | 0 | 0 | 0 | 0 | 0 | 0 | 0 | 0 | 0 | 0
F3_Commercial_Office_New_Food Preparation_Natural Gas_Fryer_E10 | F3 | Commercial | Office | New | Food Preparation | Natural Gas | Fryer | E10 | PACT BC Ratio | 0 | 0 | 0 | 0 | 0 | 0 | 0 | 0 | 0 | 0 | 0 | 0 | 0 | 0 | 0 | 0 | 0 | 0 | 0 | 0 | 0 | 0 | 0 | 0 | 0 | 0 | 0 | 0 | 0 | 0 | 0 | 0 | 0
F4_Commercial_Office_New_Food Preparation_Natural Gas_Fryer_E1 | F4 | Commercial | Office | New | Food Preparation | Natural Gas | Fryer | E1 | RVT BC Ratio | 1 | 1 | 1 | 0 | 0 | 0 | 0 | 0 | 0 | 0 | 0 | 0 | 0 | 0 | 0 | 0 | 0 | 0 | 0 | 0 | 0 | 0 | 0 | 0 | 0 | 0 | 0 | 0 | 0 | 0 | 0 | 0 | 0
F4_Commercial_Office_New_Food Preparation_Natural Gas_Fryer_E2 | F4 | Commercial | Office | New | Food Preparation | Natural Gas | Fryer | E2 | RVT BC Ratio | 4.4816 | 4.4933 | 4.515 | 1 | 1 | 1 | 1 | 1 | 1 | 1 | 1 | 1 | 1 | 1 | 1 | 1 | 1 | 1 | 1 | 1 | 1 | 1 | 1 | 1 | 1 | 1 | 1 | 1 | 1 | 1 | 1 | 1 | 1
F4_Commercial_Office_New_Food Preparation_Natural Gas_Fryer_E3 | F4 | Commercial | Office | New | Food Preparation | Natural Gas | Fryer | E3 | RVT BC Ratio | 0 | 0 | 0 | 0 | 0 | 0 | 0 | 0 | 0 | 0 | 0 | 0 | 0 | 0 | 0 | 0 | 0 | 0 | 0 | 0 | 0 | 0 | 0 | 0 | 0 | 0 | 0 | 0 | 0 | 0 | 0 | 0 | 0
F4_Commercial_Office_New_Food Preparation_Natural Gas_Fryer_E4 | F4 | Commercial | Office | New | Food Preparation | Natural Gas | Fryer | E4 | RVT BC Ratio | 0 | 0 | 0 | 0 | 0 | 0 | 0 | 0 | 0 | 0 | 0 | 0 | 0 | 0 | 0 | 0 | 0 | 0 | 0 | 0 | 0 | 0 | 0 | 0 | 0 | 0 | 0 | 0 | 0 | 0 | 0 | 0 | 0
F4_Commercial_Office_New_Food Preparation_Natural Gas_Fryer_E5 | F4 | Commercial | Office | New | Food Preparation | Natural Gas | Fryer | E5 | RVT BC Ratio | 0 | 0 | 0 | 0 | 0 | 0 | 0 | 0 | 0 | 0 | 0 | 0 | 0 | 0 | 0 | 0 | 0 | 0 | 0 | 0 | 0 | 0 | 0 | 0 | 0 | 0 | 0 | 0 | 0 | 0 | 0 | 0 | 0
F4_Commercial_Office_New_Food Preparation_Natural Gas_Fryer_E6 | F4 | Commercial | Office | New | Food Preparation | Natural Gas | Fryer | E6 | RVT BC Ratio | 0 | 0 | 0 | 0 | 0 | 0 | 0 | 0 | 0 | 0 | 0 | 0 | 0 | 0 | 0 | 0 | 0 | 0 | 0 | 0 | 0 | 0 | 0 | 0 | 0 | 0 | 0 | 0 | 0 | 0 | 0 | 0 | 0
F4_Commercial_Office_New_Food Preparation_Natural Gas_Fryer_E7 | F4 | Commercial | Office | New | Food Preparation | Natural Gas | Fryer | E7 | RVT BC Ratio | 0 | 0 | 0 | 0 | 0 | 0 | 0 | 0 | 0 | 0 | 0 | 0 | 0 | 0 | 0 | 0 | 0 | 0 | 0 | 0 | 0 | 0 | 0 | 0 | 0 | 0 | 0 | 0 | 0 | 0 | 0 | 0 | 0
F4_Commercial_Office_New_Food Preparation_Natural Gas_Fryer_E8 | F4 | Commercial | Office | New | Food Preparation | Natural Gas | Fryer | E8 | RVT BC Ratio | 0 | 0 | 0 | 0 | 0 | 0 | 0 | 0 | 0 | 0 | 0 | 0 | 0 | 0 | 0 | 0 | 0 | 0 | 0 | 0 | 0 | 0 | 0 | 0 | 0 | 0 | 0 | 0 | 0 | 0 | 0 | 0 | 0
F4_Commercial_Office_New_Food Preparation_Natural Gas_Fryer_E9 | F4 | Commercial | Office | New | Food Preparation | Natural Gas | Fryer | E9 | RVT BC Ratio | 0 | 0 | 0 | 0 | 0 | 0 | 0 | 0 | 0 | 0 | 0 | 0 | 0 | 0 | 0 | 0 | 0 | 0 | 0 | 0 | 0 | 0 | 0 | 0 | 0 | 0 | 0 | 0 | 0 | 0 | 0 | 0 | 0
F4_Commercial_Office_New_Food Preparation_Natural Gas_Fryer_E10 | F4 | Commercial | Office | New | Food Preparation | Natural Gas | Fryer | E10 | RVT BC Ratio | 0 | 0 | 0 | 0 | 0 | 0 | 0 | 0 | 0 | 0 | 0 | 0 | 0 | 0 | 0 | 0 | 0 | 0 | 0 | 0 | 0 | 0 | 0 | 0 | 0 | 0 | 0 | 0 | 0 | 0 | 0 | 0 | 0
F5_Commercial_Office_New_Food Preparation_Natural Gas_Fryer_E1 | F5 | Commercial | Office | New | Food Preparation | Natural Gas | Fryer | E1 | RIM BC Ratio | 1 | 1 | 1 | 0 | 0 | 0 | 0 | 0 | 0 | 0 | 0 | 0 | 0 | 0 | 0 | 0 | 0 | 0 | 0 | 0 | 0 | 0 | 0 | 0 | 0 | 0 | 0 | 0 | 0 | 0 | 0 | 0 | 0
F5_Commercial_Office_New_Food Preparation_Natural Gas_Fryer_E2 | F5 | Commercial | Office | New | Food Preparation | Natural Gas | Fryer | E2 | RIM BC Ratio | 0.67422 | 0.67462 | 0.67536 | 1 | 1 | 1 | 1 | 1 | 1 | 1 | 1 | 1 | 1 | 1 | 1 | 1 | 1 | 1 | 1 | 1 | 1 | 1 | 1 | 1 | 1 | 1 | 1 | 1 | 1 | 1 | 1 | 1 | 1
F5_Commercial_Office_New_Food Preparation_Natural Gas_Fryer_E3 | F5 | Commercial | Office | New | Food Preparation | Natural Gas | Fryer | E3 | RIM BC Ratio | 0 | 0 | 0 | 0 | 0 | 0 | 0 | 0 | 0 | 0 | 0 | 0 | 0 | 0 | 0 | 0 | 0 | 0 | 0 | 0 | 0 | 0 | 0 | 0 | 0 | 0 | 0 | 0 | 0 | 0 | 0 | 0 | 0
F5_Commercial_Office_New_Food Preparation_Natural Gas_Fryer_E4 | F5 | Commercial | Office | New | Food Preparation | Natural Gas | Fryer | E4 | RIM BC Ratio | 0 | 0 | 0 | 0 | 0 | 0 | 0 | 0 | 0 | 0 | 0 | 0 | 0 | 0 | 0 | 0 | 0 | 0 | 0 | 0 | 0 | 0 | 0 | 0 | 0 | 0 | 0 | 0 | 0 | 0 | 0 | 0 | 0
F5_Commercial_Office_New_Food Preparation_Natural Gas_Fryer_E5 | F5 | Commercial | Office | New | Food Preparation | Natural Gas | Fryer | E5 | RIM BC Ratio | 0 | 0 | 0 | 0 | 0 | 0 | 0 | 0 | 0 | 0 | 0 | 0 | 0 | 0 | 0 | 0 | 0 | 0 | 0 | 0 | 0 | 0 | 0 | 0 | 0 | 0 | 0 | 0 | 0 | 0 | 0 | 0 | 0
F5_Commercial_Office_New_Food Preparation_Natural Gas_Fryer_E6 | F5 | Commercial | Office | New | Food Preparation | Natural Gas | Fryer | E6 | RIM BC Ratio | 0 | 0 | 0 | 0 | 0 | 0 | 0 | 0 | 0 | 0 | 0 | 0 | 0 | 0 | 0 | 0 | 0 | 0 | 0 | 0 | 0 | 0 | 0 | 0 | 0 | 0 | 0 | 0 | 0 | 0 | 0 | 0 | 0
F5_Commercial_Office_New_Food Preparation_Natural Gas_Fryer_E7 | F5 | Commercial | Office | New | Food Preparation | Natural Gas | Fryer | E7 | RIM BC Ratio | 0 | 0 | 0 | 0 | 0 | 0 | 0 | 0 | 0 | 0 | 0 | 0 | 0 | 0 | 0 | 0 | 0 | 0 | 0 | 0 | 0 | 0 | 0 | 0 | 0 | 0 | 0 | 0 | 0 | 0 | 0 | 0 | 0
F5_Commercial_Office_New_Food Preparation_Natural Gas_Fryer_E8 | F5 | Commercial | Office | New | Food Preparation | Natural Gas | Fryer | E8 | RIM BC Ratio | 0 | 0 | 0 | 0 | 0 | 0 | 0 | 0 | 0 | 0 | 0 | 0 | 0 | 0 | 0 | 0 | 0 | 0 | 0 | 0 | 0 | 0 | 0 | 0 | 0 | 0 | 0 | 0 | 0 | 0 | 0 | 0 | 0
F5_Commercial_Office_New_Food Preparation_Natural Gas_Fryer_E9 | F5 | Commercial | Office | New | Food Preparation | Natural Gas | Fryer | E9 | RIM BC Ratio | 0 | 0 | 0 | 0 | 0 | 0 | 0 | 0 | 0 | 0 | 0 | 0 | 0 | 0 | 0 | 0 | 0 | 0 | 0 | 0 | 0 | 0 | 0 | 0 | 0 | 0 | 0 | 0 | 0 | 0 | 0 | 0 | 0
F5_Commercial_Office_New_Food Preparation_Natural Gas_Fryer_E10 | F5 | Commercial | Office | New | Food Preparation | Natural Gas | Fryer | E10 | RIM BC Ratio | 0 | 0 | 0 | 0 | 0 | 0 | 0 | 0 | 0 | 0 | 0 | 0 | 0 | 0 | 0 | 0 | 0 | 0 | 0 | 0 | 0 | 0 | 0 | 0 | 0 | 0 | 0 | 0 | 0 | 0 | 0 | 0 | 0
F0_Commercial_Office_New_Food Preparation_Natural Gas_Broiler_E0 | F0 | Commercial | Office | New | Food Preparation | Natural Gas | Broiler | E0 | Economic Unit | Infrared Burners | Infrared Burners | Infrared Burners | Infrared Burners | Infrared Burners | Infrared Burners | Infrared Burners | Infrared Burners | Infrared Burners | Infrared Burners | Infrared Burners | Infrared Burners | Infrared Burners | Infrared Burners | Infrared Burners | Infrared Burners | Infrared Burners | Infrared Burners | Infrared Burners | Infrared Burners | Infrared Burners | Infrared Burners | Infrared Burners | Infrared Burners | Infrared Burners | Infrared Burners | Infrared Burners | Infrared Burners | Infrared Burners | Infrared Burners | Infrared Burners | Infrared Burners | Infrared Burners
F1_Commercial_Office_New_Food Preparation_Natural Gas_Broiler_E1 | F1 | Commercial | Office | New | Food Preparation | Natural Gas | Broiler | E1 | CCE | 0 | 0 | 0 | 0 | 0 | 0 | 0 | 0 | 0 | 0 | 0 | 0 | 0 | 0 | 0 | 0 | 0 | 0 | 0 | 0 | 0 | 0 | 0 | 0 | 0 | 0 | 0 | 0 | 0 | 0 | 0 | 0 | 0
F1_Commercial_Office_New_Food Preparation_Natural Gas_Broiler_E2 | F1 | Commercial | Office | New | Food Preparation | Natural Gas | Broiler | E2 | CCE | 0.62853 | 0.62853 | 0.62853 | 0.62853 | 0.62853 | 0.62853 | 0.62853 | 0.62853 | 0.62853 | 0.62853 | 0.62853 | 0.62853 | 0.62853 | 0.62853 | 0.62853 | 0.62853 | 0.62853 | 0.62853 | 0.62853 | 0.62853 | 0.62853 | 0.62853 | 0.62853 | 0.62853 | 0.62853 | 0.62853 | 0.62853 | 0.62853 | 0.62853 | 0.62853 | 0.62853 | 0.62853 | 0.62853
F1_Commercial_Office_New_Food Preparation_Natural Gas_Broiler_E3 | F1 | Commercial | Office | New | Food Preparation | Natural Gas | Broiler | E3 | CCE | 0 | 0 | 0 | 0 | 0 | 0 | 0 | 0 | 0 | 0 | 0 | 0 | 0 | 0 | 0 | 0 | 0 | 0 | 0 | 0 | 0 | 0 | 0 | 0 | 0 | 0 | 0 | 0 | 0 | 0 | 0 | 0 | 0
F1_Commercial_Office_New_Food Preparation_Natural Gas_Broiler_E4 | F1 | Commercial | Office | New | Food Preparation | Natural Gas | Broiler | E4 | CCE | 0 | 0 | 0 | 0 | 0 | 0 | 0 | 0 | 0 | 0 | 0 | 0 | 0 | 0 | 0 | 0 | 0 | 0 | 0 | 0 | 0 | 0 | 0 | 0 | 0 | 0 | 0 | 0 | 0 | 0 | 0 | 0 | 0
F1_Commercial_Office_New_Food Preparation_Natural Gas_Broiler_E5 | F1 | Commercial | Office | New | Food Preparation | Natural Gas | Broiler | E5 | CCE | 0 | 0 | 0 | 0 | 0 | 0 | 0 | 0 | 0 | 0 | 0 | 0 | 0 | 0 | 0 | 0 | 0 | 0 | 0 | 0 | 0 | 0 | 0 | 0 | 0 | 0 | 0 | 0 | 0 | 0 | 0 | 0 | 0
F1_Commercial_Office_New_Food Preparation_Natural Gas_Broiler_E6 | F1 | Commercial | Office | New | Food Preparation | Natural Gas | Broiler | E6 | CCE | 0 | 0 | 0 | 0 | 0 | 0 | 0 | 0 | 0 | 0 | 0 | 0 | 0 | 0 | 0 | 0 | 0 | 0 | 0 | 0 | 0 | 0 | 0 | 0 | 0 | 0 | 0 | 0 | 0 | 0 | 0 | 0 | 0
F1_Commercial_Office_New_Food Preparation_Natural Gas_Broiler_E7 | F1 | Commercial | Office | New | Food Preparation | Natural Gas | Broiler | E7 | CCE | 0 | 0 | 0 | 0 | 0 | 0 | 0 | 0 | 0 | 0 | 0 | 0 | 0 | 0 | 0 | 0 | 0 | 0 | 0 | 0 | 0 | 0 | 0 | 0 | 0 | 0 | 0 | 0 | 0 | 0 | 0 | 0 | 0
F1_Commercial_Office_New_Food Preparation_Natural Gas_Broiler_E8 | F1 | Commercial | Office | New | Food Preparation | Natural Gas | Broiler | E8 | CCE | 0 | 0 | 0 | 0 | 0 | 0 | 0 | 0 | 0 | 0 | 0 | 0 | 0 | 0 | 0 | 0 | 0 | 0 | 0 | 0 | 0 | 0 | 0 | 0 | 0 | 0 | 0 | 0 | 0 | 0 | 0 | 0 | 0
F1_Commercial_Office_New_Food Preparation_Natural Gas_Broiler_E9 | F1 | Commercial | Office | New | Food Preparation | Natural Gas | Broiler | E9 | CCE | 0 | 0 | 0 | 0 | 0 | 0 | 0 | 0 | 0 | 0 | 0 | 0 | 0 | 0 | 0 | 0 | 0 | 0 | 0 | 0 | 0 | 0 | 0 | 0 | 0 | 0 | 0 | 0 | 0 | 0 | 0 | 0 | 0
F1_Commercial_Office_New_Food Preparation_Natural Gas_Broiler_E10 | F1 | Commercial | Office | New | Food Preparation | Natural Gas | Broiler | E10 | CCE | 0 | 0 | 0 | 0 | 0 | 0 | 0 | 0 | 0 | 0 | 0 | 0 | 0 | 0 | 0 | 0 | 0 | 0 | 0 | 0 | 0 | 0 | 0 | 0 | 0 | 0 | 0 | 0 | 0 | 0 | 0 | 0 | 0
F2_Commercial_Office_New_Food Preparation_Natural Gas_Broiler_E1 | F2 | Commercial | Office | New | Food Preparation | Natural Gas | Broiler | E1 | TRC BC Ratio | bar: 2019 to 2051
F2_Commercial_Office_New_Food Preparation_Natural Gas_Broiler_E2 | F2 | Commercial | Office | New | Food Preparation | Natural Gas | Broiler | E2 | TRC BC Ratio | 2.2386 | 2.2557 | 2.2748 | 2.2957 | 2.3196 | 2.3473 | 2.3697 | 2.3913 | 2.4131 | 2.4359 | 2.4576 | 2.4775 | 2.4979 | 2.5193 | 2.543 | 2.5661 | 2.5906 | 2.6165 | 2.6435 | 2.671 | 2.6988 | 2.7247 | 2.7482 | 2.7689 | 2.7868 | 2.8022 | 2.8129 | 2.8208 | 2.8277 | 2.8336 | 2.8394 | 2.842 | 2.842
F2_Commercial_Office_New_Food Preparation_Natural Gas_Broiler_E3 | F2 | Commercial | Office | New | Food Preparation | Natural Gas | Broiler | E3 | TRC BC Ratio | 0 | 0 | 0 | 0 | 0 | 0 | 0 | 0 | 0 | 0 | 0 | 0 | 0 | 0 | 0 | 0 | 0 | 0 | 0 | 0 | 0 | 0 | 0 | 0 | 0 | 0 | 0 | 0 | 0 | 0 | 0 | 0 | 0
F2_Commercial_Office_New_Food Preparation_Natural Gas_Broiler_E4 | F2 | Commercial | Office | New | Food Preparation | Natural Gas | Broiler | E4 | TRC BC Ratio | 0 | 0 | 0 | 0 | 0 | 0 | 0 | 0 | 0 | 0 | 0 | 0 | 0 | 0 | 0 | 0 | 0 | 0 | 0 | 0 | 0 | 0 | 0 | 0 | 0 | 0 | 0 | 0 | 0 | 0 | 0 | 0 | 0
F2_Commercial_Office_New_Food Preparation_Natural Gas_Broiler_E5 | F2 | Commercial | Office | New | Food Preparation | Natural Gas | Broiler | E5 | TRC BC Ratio | 0 | 0 | 0 | 0 | 0 | 0 | 0 | 0 | 0 | 0 | 0 | 0 | 0 | 0 | 0 | 0 | 0 | 0 | 0 | 0 | 0 | 0 | 0 | 0 | 0 | 0 | 0 | 0 | 0 | 0 | 0 | 0 | 0
F2_Commercial_Office_New_Food Preparation_Natural Gas_Broiler_E6 | F2 | Commercial | Office | New | Food Preparation | Natural Gas | Broiler | E6 | TRC BC Ratio | 0 | 0 | 0 | 0 | 0 | 0 | 0 | 0 | 0 | 0 | 0 | 0 | 0 | 0 | 0 | 0 | 0 | 0 | 0 | 0 | 0 | 0 | 0 | 0 | 0 | 0 | 0 | 0 | 0 | 0 | 0 | 0 | 0
F2_Commercial_Office_New_Food Preparation_Natural Gas_Broiler_E7 | F2 | Commercial | Office | New | Food Preparation | Natural Gas | Broiler | E7 | TRC BC Ratio | 0 | 0 | 0 | 0 | 0 | 0 | 0 | 0 | 0 | 0 | 0 | 0 | 0 | 0 | 0 | 0 | 0 | 0 | 0 | 0 | 0 | 0 | 0 | 0 | 0 | 0 | 0 | 0 | 0 | 0 | 0 | 0 | 0
F2_Commercial_Office_New_Food Preparation_Natural Gas_Broiler_E8 | F2 | Commercial | Office | New | Food Preparation | Natural Gas | Broiler | E8 | TRC BC Ratio | 0 | 0 | 0 | 0 | 0 | 0 | 0 | 0 | 0 | 0 | 0 | 0 | 0 | 0 | 0 | 0 | 0 | 0 | 0 | 0 | 0 | 0 | 0 | 0 | 0 | 0 | 0 | 0 | 0 | 0 | 0 | 0 | 0
F2_Commercial_Office_New_Food Preparation_Natural Gas_Broiler_E9 | F2 | Commercial | Office | New | Food Preparation | Natural Gas | Broiler | E9 | TRC BC Ratio | 0 | 0 | 0 | 0 | 0 | 0 | 0 | 0 | 0 | 0 | 0 | 0 | 0 | 0 | 0 | 0 | 0 | 0 | 0 | 0 | 0 | 0 | 0 | 0 | 0 | 0 | 0 | 0 | 0 | 0 | 0 | 0 | 0
F2_Commercial_Office_New_Food Preparation_Natural Gas_Broiler_E10 | F2 | Commercial | Office | New | Food Preparation | Natural Gas | Broiler | E10 | TRC BC Ratio | 0 | 0 | 0 | 0 | 0 | 0 | 0 | 0 | 0 | 0 | 0 | 0 | 0 | 0 | 0 | 0 | 0 | 0 | 0 | 0 | 0 | 0 | 0 | 0 | 0 | 0 | 0 | 0 | 0 | 0 | 0 | 0 | 0
F3_Commercial_Office_New_Food Preparation_Natural Gas_Broiler_E1 | F3 | Commercial | Office | New | Food Preparation | Natural Gas | Broiler | E1 | PACT BC Ratio | bar: 2019 to 2051
F3_Commercial_Office_New_Food Preparation_Natural Gas_Broiler_E2 | F3 | Commercial | Office | New | Food Preparation | Natural Gas | Broiler | E2 | PACT BC Ratio | 2.9849 | 3.0076 | 3.033 | 3.061 | 3.0929 | 3.1297 | 3.1596 | 3.1884 | 3.2175 | 3.2479 | 3.2768 | 3.3034 | 3.3306 | 3.3591 | 3.3906 | 3.4215 | 3.4542 | 3.4887 | 3.5247 | 3.5614 | 3.5983 | 3.633 | 3.6642 | 3.6918 | 3.7157 | 3.7363 | 3.7505 | 3.7611 | 3.7703 | 3.7781 | 3.7859 | 3.7893 | 3.7893
F3_Commercial_Office_New_Food Preparation_Natural Gas_Broiler_E3 | F3 | Commercial | Office | New | Food Preparation | Natural Gas | Broiler | E3 | PACT BC Ratio | 0 | 0 | 0 | 0 | 0 | 0 | 0 | 0 | 0 | 0 | 0 | 0 | 0 | 0 | 0 | 0 | 0 | 0 | 0 | 0 | 0 | 0 | 0 | 0 | 0 | 0 | 0 | 0 | 0 | 0 | 0 | 0 | 0
F3_Commercial_Office_New_Food Preparation_Natural Gas_Broiler_E4 | F3 | Commercial | Office | New | Food Preparation | Natural Gas | Broiler | E4 | PACT BC Ratio | 0 | 0 | 0 | 0 | 0 | 0 | 0 | 0 | 0 | 0 | 0 | 0 | 0 | 0 | 0 | 0 | 0 | 0 | 0 | 0 | 0 | 0 | 0 | 0 | 0 | 0 | 0 | 0 | 0 | 0 | 0 | 0 | 0
F3_Commercial_Office_New_Food Preparation_Natural Gas_Broiler_E5 | F3 | Commercial | Office | New | Food Preparation | Natural Gas | Broiler | E5 | PACT BC Ratio | 0 | 0 | 0 | 0 | 0 | 0 | 0 | 0 | 0 | 0 | 0 | 0 | 0 | 0 | 0 | 0 | 0 | 0 | 0 | 0 | 0 | 0 | 0 | 0 | 0 | 0 | 0 | 0 | 0 | 0 | 0 | 0 | 0
F3_Commercial_Office_New_Food Preparation_Natural Gas_Broiler_E6 | F3 | Commercial | Office | New | Food Preparation | Natural Gas | Broiler | E6 | PACT BC Ratio | 0 | 0 | 0 | 0 | 0 | 0 | 0 | 0 | 0 | 0 | 0 | 0 | 0 | 0 | 0 | 0 | 0 | 0 | 0 | 0 | 0 | 0 | 0 | 0 | 0 | 0 | 0 | 0 | 0 | 0 | 0 | 0 | 0
F3_Commercial_Office_New_Food Preparation_Natural Gas_Broiler_E7 | F3 | Commercial | Office | New | Food Preparation | Natural Gas | Broiler | E7 | PACT BC Ratio | 0 | 0 | 0 | 0 | 0 | 0 | 0 | 0 | 0 | 0 | 0 | 0 | 0 | 0 | 0 | 0 | 0 | 0 | 0 | 0 | 0 | 0 | 0 | 0 | 0 | 0 | 0 | 0 | 0 | 0 | 0 | 0 | 0
F3_Commercial_Office_New_Food Preparation_Natural Gas_Broiler_E8 | F3 | Commercial | Office | New | Food Preparation | Natural Gas | Broiler | E8 | PACT BC Ratio | 0 | 0 | 0 | 0 | 0 | 0 | 0 | 0 | 0 | 0 | 0 | 0 | 0 | 0 | 0 | 0 | 0 | 0 | 0 | 0 | 0 | 0 | 0 | 0 | 0 | 0 | 0 | 0 | 0 | 0 | 0 | 0 | 0
F3_Commercial_Office_New_Food Preparation_Natural Gas_Broiler_E9 | F3 | Commercial | Office | New | Food Preparation | Natural Gas | Broiler | E9 | PACT BC Ratio | 0 | 0 | 0 | 0 | 0 | 0 | 0 | 0 | 0 | 0 | 0 | 0 | 0 | 0 | 0 | 0 | 0 | 0 | 0 | 0 | 0 | 0 | 0 | 0 | 0 | 0 | 0 | 0 | 0 | 0 | 0 | 0 | 0
F3_Commercial_Office_New_Food Preparation_Natural Gas_Broiler_E10 | F3 | Commercial | Office | New | Food Preparation | Natural Gas | Broiler | E10 | PACT BC Ratio | 0 | 0 | 0 | 0 | 0 | 0 | 0 | 0 | 0 | 0 | 0 | 0 | 0 | 0 | 0 | 0 | 0 | 0 | 0 | 0 | 0 | 0 | 0 | 0 | 0 | 0 | 0 | 0 | 0 | 0 | 0 | 0 | 0
F4_Commercial_Office_New_Food Preparation_Natural Gas_Broiler_E1 | F4 | Commercial | Office | New | Food Preparation | Natural Gas | Broiler | E1 | RVT BC Ratio | bar: 2019 to 2051
F4_Commercial_Office_New_Food Preparation_Natural Gas_Broiler_E2 | F4 | Commercial | Office | New | Food Preparation | Natural Gas | Broiler | E2 | RVT BC Ratio | 3.9184 | 3.943 | 3.9704 | 4.0005 | 4.0349 | 4.0747 | 4.1069 | 4.1379 | 4.1693 | 4.202 | 4.2332 | 4.2619 | 4.2912 | 4.322 | 4.356 | 4.3892 | 4.4245 | 4.4617 | 4.5005 | 4.5401 | 4.5799 | 4.6173 | 4.651 | 4.6808 | 4.7065 | 4.7286 | 4.744 | 4.7554 | 4.7653 | 4.7738 | 4.7822 | 4.7859 | 4.7859
F4_Commercial_Office_New_Food Preparation_Natural Gas_Broiler_E3 | F4 | Commercial | Office | New | Food Preparation | Natural Gas | Broiler | E3 | RVT BC Ratio | 0 | 0 | 0 | 0 | 0 | 0 | 0 | 0 | 0 | 0 | 0 | 0 | 0 | 0 | 0 | 0 | 0 | 0 | 0 | 0 | 0 | 0 | 0 | 0 | 0 | 0 | 0 | 0 | 0 | 0 | 0 | 0 | 0
F4_Commercial_Office_New_Food Preparation_Natural Gas_Broiler_E4 | F4 | Commercial | Office | New | Food Preparation | Natural Gas | Broiler | E4 | RVT BC Ratio | 0 | 0 | 0 | 0 | 0 | 0 | 0 | 0 | 0 | 0 | 0 | 0 | 0 | 0 | 0 | 0 | 0 | 0 | 0 | 0 | 0 | 0 | 0 | 0 | 0 | 0 | 0 | 0 | 0 | 0 | 0 | 0 | 0
F4_Commercial_Office_New_Food Preparation_Natural Gas_Broiler_E5 | F4 | Commercial | Office | New | Food Preparation | Natural Gas | Broiler | E5 | RVT BC Ratio | 0 | 0 | 0 | 0 | 0 | 0 | 0 | 0 | 0 | 0 | 0 | 0 | 0 | 0 | 0 | 0 | 0 | 0 | 0 | 0 | 0 | 0 | 0 | 0 | 0 | 0 | 0 | 0 | 0 | 0 | 0 | 0 | 0
F4_Commercial_Office_New_Food Preparation_Natural Gas_Broiler_E6 | F4 | Commercial | Office | New | Food Preparation | Natural Gas | Broiler | E6 | RVT BC Ratio | 0 | 0 | 0 | 0 | 0 | 0 | 0 | 0 | 0 | 0 | 0 | 0 | 0 | 0 | 0 | 0 | 0 | 0 | 0 | 0 | 0 | 0 | 0 | 0 | 0 | 0 | 0 | 0 | 0 | 0 | 0 | 0 | 0
F4_Commercial_Office_New_Food Preparation_Natural Gas_Broiler_E7 | F4 | Commercial | Office | New | Food Preparation | Natural Gas | Broiler | E7 | RVT BC Ratio | 0 | 0 | 0 | 0 | 0 | 0 | 0 | 0 | 0 | 0 | 0 | 0 | 0 | 0 | 0 | 0 | 0 | 0 | 0 | 0 | 0 | 0 | 0 | 0 | 0 | 0 | 0 | 0 | 0 | 0 | 0 | 0 | 0
F4_Commercial_Office_New_Food Preparation_Natural Gas_Broiler_E8 | F4 | Commercial | Office | New | Food Preparation | Natural Gas | Broiler | E8 | RVT BC Ratio | 0 | 0 | 0 | 0 | 0 | 0 | 0 | 0 | 0 | 0 | 0 | 0 | 0 | 0 | 0 | 0 | 0 | 0 | 0 | 0 | 0 | 0 | 0 | 0 | 0 | 0 | 0 | 0 | 0 | 0 | 0 | 0 | 0
F4_Commercial_Office_New_Food Preparation_Natural Gas_Broiler_E9 | F4 | Commercial | Office | New | Food Preparation | Natural Gas | Broiler | E9 | RVT BC Ratio | 0 | 0 | 0 | 0 | 0 | 0 | 0 | 0 | 0 | 0 | 0 | 0 | 0 | 0 | 0 | 0 | 0 | 0 | 0 | 0 | 0 | 0 | 0 | 0 | 0 | 0 | 0 | 0 | 0 | 0 | 0 | 0 | 0
F4_Commercial_Office_New_Food Preparation_Natural Gas_Broiler_E10 | F4 | Commercial | Office | New | Food Preparation | Natural Gas | Broiler | E10 | RVT BC Ratio | 0 | 0 | 0 | 0 | 0 | 0 | 0 | 0 | 0 | 0 | 0 | 0 | 0 | 0 | 0 | 0 | 0 | 0 | 0 | 0 | 0 | 0 | 0 | 0 | 0 | 0 | 0 | 0 | 0 | 0 | 0 | 0 | 0
F5_Commercial_Office_New_Food Preparation_Natural Gas_Broiler_E1 | F5 | Commercial | Office | New | Food Preparation | Natural Gas | Broiler | E1 | RIM BC Ratio | bar: 2019 to 2051
F5_Commercial_Office_New_Food Preparation_Natural Gas_Broiler_E2 | F5 | Commercial | Office | New | Food Preparation | Natural Gas | Broiler | E2 | RIM BC Ratio | 0.65228 | 0.65336 | 0.65455 | 0.65584 | 0.65729 | 0.65894 | 0.66026 | 0.6615 | 0.66275 | 0.66403 | 0.66523 | 0.66632 | 0.66742 | 0.66856 | 0.6698 | 0.67099 | 0.67224 | 0.67353 | 0.67486 | 0.6762 | 0.67752 | 0.67874 | 0.67982 | 0.68077 | 0.68157 | 0.68226 | 0.68274 | 0.68309 | 0.68339 | 0.68365 | 0.6839 | 0.68401 | 0.68401
F5_Commercial_Office_New_Food Preparation_Natural Gas_Broiler_E3 | F5 | Commercial | Office | New | Food Preparation | Natural Gas | Broiler | E3 | RIM BC Ratio | 0 | 0 | 0 | 0 | 0 | 0 | 0 | 0 | 0 | 0 | 0 | 0 | 0 | 0 | 0 | 0 | 0 | 0 | 0 | 0 | 0 | 0 | 0 | 0 | 0 | 0 | 0 | 0 | 0 | 0 | 0 | 0 | 0
F5_Commercial_Office_New_Food Preparation_Natural Gas_Broiler_E4 | F5 | Commercial | Office | New | Food Preparation | Natural Gas | Broiler | E4 | RIM BC Ratio | 0 | 0 | 0 | 0 | 0 | 0 | 0 | 0 | 0 | 0 | 0 | 0 | 0 | 0 | 0 | 0 | 0 | 0 | 0 | 0 | 0 | 0 | 0 | 0 | 0 | 0 | 0 | 0 | 0 | 0 | 0 | 0 | 0
F5_Commercial_Office_New_Food Preparation_Natural Gas_Broiler_E5 | F5 | Commercial | Office | New | Food Preparation | Natural Gas | Broiler | E5 | RIM BC Ratio | 0 | 0 | 0 | 0 | 0 | 0 | 0 | 0 | 0 | 0 | 0 | 0 | 0 | 0 | 0 | 0 | 0 | 0 | 0 | 0 | 0 | 0 | 0 | 0 | 0 | 0 | 0 | 0 | 0 | 0 | 0 | 0 | 0
F5_Commercial_Office_New_Food Preparation_Natural Gas_Broiler_E6 | F5 | Commercial | Office | New | Food Preparation | Natural Gas | Broiler | E6 | RIM BC Ratio | 0 | 0 | 0 | 0 | 0 | 0 | 0 | 0 | 0 | 0 | 0 | 0 | 0 | 0 | 0 | 0 | 0 | 0 | 0 | 0 | 0 | 0 | 0 | 0 | 0 | 0 | 0 | 0 | 0 | 0 | 0 | 0 | 0
F5_Commercial_Office_New_Food Preparation_Natural Gas_Broiler_E7 | F5 | Commercial | Office | New | Food Preparation | Natural Gas | Broiler | E7 | RIM BC Ratio | 0 | 0 | 0 | 0 | 0 | 0 | 0 | 0 | 0 | 0 | 0 | 0 | 0 | 0 | 0 | 0 | 0 | 0 | 0 | 0 | 0 | 0 | 0 | 0 | 0 | 0 | 0 | 0 | 0 | 0 | 0 | 0 | 0
F5_Commercial_Office_New_Food Preparation_Natural Gas_Broiler_E8 | F5 | Commercial | Office | New | Food Preparation | Natural Gas | Broiler | E8 | RIM BC Ratio | 0 | 0 | 0 | 0 | 0 | 0 | 0 | 0 | 0 | 0 | 0 | 0 | 0 | 0 | 0 | 0 | 0 | 0 | 0 | 0 | 0 | 0 | 0 | 0 | 0 | 0 | 0 | 0 | 0 | 0 | 0 | 0 | 0
F5_Commercial_Office_New_Food Preparation_Natural Gas_Broiler_E9 | F5 | Commercial | Office | New | Food Preparation | Natural Gas | Broiler | E9 | RIM BC Ratio | 0 | 0 | 0 | 0 | 0 | 0 | 0 | 0 | 0 | 0 | 0 | 0 | 0 | 0 | 0 | 0 | 0 | 0 | 0 | 0 | 0 | 0 | 0 | 0 | 0 | 0 | 0 | 0 | 0 | 0 | 0 | 0 | 0
F5_Commercial_Office_New_Food Preparation_Natural Gas_Broiler_E10 | F5 | Commercial | Office | New | Food Preparation | Natural Gas | Broiler | E10 | RIM BC Ratio | 0 | 0 | 0 | 0 | 0 | 0 | 0 | 0 | 0 | 0 | 0 | 0 | 0 | 0 | 0 | 0 | 0 | 0 | 0 | 0 | 0 | 0 | 0 | 0 | 0 | 0 | 0 | 0 | 0 | 0 | 0 | 0 | 0
F0_Commercial_Office_New_Food Preparation_Natural Gas_Griddle_E0 | F0 | Commercial | Office | New | Food Preparation | Natural Gas | Griddle | E0 | Economic Unit | Standard | Standard | Standard | Standard | Standard | Standard | Standard | Standard | Standard | Standard | Standard | Standard | Standard | Standard | Standard | Standard | Standard | Standard | Standard | Standard | Standard | Standard | Standard | Standard | Standard | Standard | ENERGY STAR | ENERGY STAR | ENERGY STAR | ENERGY STAR | ENERGY STAR | ENERGY STAR | ENERGY STAR
F1_Commercial_Office_New_Food Preparation_Natural Gas_Griddle_E1 | F1 | Commercial | Office | New | Food Preparation | Natural Gas | Griddle | E1 | CCE | 0 | 0 | 0 | 0 | 0 | 0 | 0 | 0 | 0 | 0 | 0 | 0 | 0 | 0 | 0 | 0 | 0 | 0 | 0 | 0 | 0 | 0 | 0 | 0 | 0 | 0 | 0 | 0 | 0 | 0 | 0 | 0 | 0
F1_Commercial_Office_New_Food Preparation_Natural Gas_Griddle_E2 | F1 | Commercial | Office | New | Food Preparation | Natural Gas | Griddle | E2 | CCE | 1.768 | 1.768 | 1.768 | 1.768 | 1.768 | 1.768 | 1.768 | 1.768 | 1.768 | 1.768 | 1.768 | 1.768 | 1.768 | 1.768 | 1.768 | 1.768 | 1.768 | 1.768 | 1.768 | 1.768 | 1.768 | 1.768 | 1.768 | 1.768 | 1.768 | 1.768 | 1.768 | 1.768 | 1.768 | 1.768 | 1.768 | 1.768 | 1.768
F1_Commercial_Office_New_Food Preparation_Natural Gas_Griddle_E3 | F1 | Commercial | Office | New | Food Preparation | Natural Gas | Griddle | E3 | CCE | 0 | 0 | 0 | 0 | 0 | 0 | 0 | 0 | 0 | 0 | 0 | 0 | 0 | 0 | 0 | 0 | 0 | 0 | 0 | 0 | 0 | 0 | 0 | 0 | 0 | 0 | 0 | 0 | 0 | 0 | 0 | 0 | 0
F1_Commercial_Office_New_Food Preparation_Natural Gas_Griddle_E4 | F1 | Commercial | Office | New | Food Preparation | Natural Gas | Griddle | E4 | CCE | 0 | 0 | 0 | 0 | 0 | 0 | 0 | 0 | 0 | 0 | 0 | 0 | 0 | 0 | 0 | 0 | 0 | 0 | 0 | 0 | 0 | 0 | 0 | 0 | 0 | 0 | 0 | 0 | 0 | 0 | 0 | 0 | 0
F1_Commercial_Office_New_Food Preparation_Natural Gas_Griddle_E5 | F1 | Commercial | Office | New | Food Preparation | Natural Gas | Griddle | E5 | CCE | 0 | 0 | 0 | 0 | 0 | 0 | 0 | 0 | 0 | 0 | 0 | 0 | 0 | 0 | 0 | 0 | 0 | 0 | 0 | 0 | 0 | 0 | 0 | 0 | 0 | 0 | 0 | 0 | 0 | 0 | 0 | 0 | 0
F1_Commercial_Office_New_Food Preparation_Natural Gas_Griddle_E6 | F1 | Commercial | Office | New | Food Preparation | Natural Gas | Griddle | E6 | CCE | 0 | 0 | 0 | 0 | 0 | 0 | 0 | 0 | 0 | 0 | 0 | 0 | 0 | 0 | 0 | 0 | 0 | 0 | 0 | 0 | 0 | 0 | 0 | 0 | 0 | 0 | 0 | 0 | 0 | 0 | 0 | 0 | 0
F1_Commercial_Office_New_Food Preparation_Natural Gas_Griddle_E7 | F1 | Commercial | Office | New | Food Preparation | Natural Gas | Griddle | E7 | CCE | 0 | 0 | 0 | 0 | 0 | 0 | 0 | 0 | 0 | 0 | 0 | 0 | 0 | 0 | 0 | 0 | 0 | 0 | 0 | 0 | 0 | 0 | 0 | 0 | 0 | 0 | 0 | 0 | 0 | 0 | 0 | 0 | 0
F1_Commercial_Office_New_Food Preparation_Natural Gas_Griddle_E8 | F1 | Commercial | Office | New | Food Preparation | Natural Gas | Griddle | E8 | CCE | 0 | 0 | 0 | 0 | 0 | 0 | 0 | 0 | 0 | 0 | 0 | 0 | 0 | 0 | 0 | 0 | 0 | 0 | 0 | 0 | 0 | 0 | 0 | 0 | 0 | 0 | 0 | 0 | 0 | 0 | 0 | 0 | 0
F1_Commercial_Office_New_Food Preparation_Natural Gas_Griddle_E9 | F1 | Commercial | Office | New | Food Preparation | Natural Gas | Griddle | E9 | CCE | 0 | 0 | 0 | 0 | 0 | 0 | 0 | 0 | 0 | 0 | 0 | 0 | 0 | 0 | 0 | 0 | 0 | 0 | 0 | 0 | 0 | 0 | 0 | 0 | 0 | 0 | 0 | 0 | 0 | 0 | 0 | 0 | 0
F1_Commercial_Office_New_Food Preparation_Natural Gas_Griddle_E10 | F1 | Commercial | Office | New | Food Preparation | Natural Gas | Griddle | E10 | CCE | 0 | 0 | 0 | 0 | 0 | 0 | 0 | 0 | 0 | 0 | 0 | 0 | 0 | 0 | 0 | 0 | 0 | 0 | 0 | 0 | 0 | 0 | 0 | 0 | 0 | 0 | 0 | 0 | 0 | 0 | 0 | 0 | 0
F2_Commercial_Office_New_Food Preparation_Natural Gas_Griddle_E1 | F2 | Commercial | Office | New | Food Preparation | Natural Gas | Griddle | E1 | TRC BC Ratio | bar: 2019 to 2051
F2_Commercial_Office_New_Food Preparation_Natural Gas_Griddle_E2 | F2 | Commercial | Office | New | Food Preparation | Natural Gas | Griddle | E2 | TRC BC Ratio | 0.79587 | 0.80193 | 0.80871 | 0.81616 | 0.82466 | 0.8345 | 0.84247 | 0.85013 | 0.8579 | 0.86599 | 0.87371 | 0.8808 | 0.88805 | 0.89566 | 0.90406 | 0.91228 | 0.921 | 0.9302 | 0.9398 | 0.94959 | 0.95944 | 0.96867 | 0.97701 | 0.98437 | 0.99074 | 0.99622 | 1 | 1.0028 | 1.0053 | 1.0074 | 1.0094 | 1.0104 | 1.0104
F2_Commercial_Office_New_Food Preparation_Natural Gas_Griddle_E3 | F2 | Commercial | Office | New | Food Preparation | Natural Gas | Griddle | E3 | TRC BC Ratio | 0 | 0 | 0 | 0 | 0 | 0 | 0 | 0 | 0 | 0 | 0 | 0 | 0 | 0 | 0 | 0 | 0 | 0 | 0 | 0 | 0 | 0 | 0 | 0 | 0 | 0 | 0 | 0 | 0 | 0 | 0 | 0 | 0
F2_Commercial_Office_New_Food Preparation_Natural Gas_Griddle_E4 | F2 | Commercial | Office | New | Food Preparation | Natural Gas | Griddle | E4 | TRC BC Ratio | 0 | 0 | 0 | 0 | 0 | 0 | 0 | 0 | 0 | 0 | 0 | 0 | 0 | 0 | 0 | 0 | 0 | 0 | 0 | 0 | 0 | 0 | 0 | 0 | 0 | 0 | 0 | 0 | 0 | 0 | 0 | 0 | 0
F2_Commercial_Office_New_Food Preparation_Natural Gas_Griddle_E5 | F2 | Commercial | Office | New | Food Preparation | Natural Gas | Griddle | E5 | TRC BC Ratio | 0 | 0 | 0 | 0 | 0 | 0 | 0 | 0 | 0 | 0 | 0 | 0 | 0 | 0 | 0 | 0 | 0 | 0 | 0 | 0 | 0 | 0 | 0 | 0 | 0 | 0 | 0 | 0 | 0 | 0 | 0 | 0 | 0
F2_Commercial_Office_New_Food Preparation_Natural Gas_Griddle_E6 | F2 | Commercial | Office | New | Food Preparation | Natural Gas | Griddle | E6 | TRC BC Ratio | 0 | 0 | 0 | 0 | 0 | 0 | 0 | 0 | 0 | 0 | 0 | 0 | 0 | 0 | 0 | 0 | 0 | 0 | 0 | 0 | 0 | 0 | 0 | 0 | 0 | 0 | 0 | 0 | 0 | 0 | 0 | 0 | 0
F2_Commercial_Office_New_Food Preparation_Natural Gas_Griddle_E7 | F2 | Commercial | Office | New | Food Preparation | Natural Gas | Griddle | E7 | TRC BC Ratio | 0 | 0 | 0 | 0 | 0 | 0 | 0 | 0 | 0 | 0 | 0 | 0 | 0 | 0 | 0 | 0 | 0 | 0 | 0 | 0 | 0 | 0 | 0 | 0 | 0 | 0 | 0 | 0 | 0 | 0 | 0 | 0 | 0
F2_Commercial_Office_New_Food Preparation_Natural Gas_Griddle_E8 | F2 | Commercial | Office | New | Food Preparation | Natural Gas | Griddle | E8 | TRC BC Ratio | 0 | 0 | 0 | 0 | 0 | 0 | 0 | 0 | 0 | 0 | 0 | 0 | 0 | 0 | 0 | 0 | 0 | 0 | 0 | 0 | 0 | 0 | 0 | 0 | 0 | 0 | 0 | 0 | 0 | 0 | 0 | 0 | 0
F2_Commercial_Office_New_Food Preparation_Natural Gas_Griddle_E9 | F2 | Commercial | Office | New | Food Preparation | Natural Gas | Griddle | E9 | TRC BC Ratio | 0 | 0 | 0 | 0 | 0 | 0 | 0 | 0 | 0 | 0 | 0 | 0 | 0 | 0 | 0 | 0 | 0 | 0 | 0 | 0 | 0 | 0 | 0 | 0 | 0 | 0 | 0 | 0 | 0 | 0 | 0 | 0 | 0
F2_Commercial_Office_New_Food Preparation_Natural Gas_Griddle_E10 | F2 | Commercial | Office | New | Food Preparation | Natural Gas | Griddle | E10 | TRC BC Ratio | 0 | 0 | 0 | 0 | 0 | 0 | 0 | 0 | 0 | 0 | 0 | 0 | 0 | 0 | 0 | 0 | 0 | 0 | 0 | 0 | 0 | 0 | 0 | 0 | 0 | 0 | 0 | 0 | 0 | 0 | 0 | 0 | 0
F3_Commercial_Office_New_Food Preparation_Natural Gas_Griddle_E1 | F3 | Commercial | Office | New | Food Preparation | Natural Gas | Griddle | E1 | PACT BC Ratio | bar: 2019 to 2051
F3_Commercial_Office_New_Food Preparation_Natural Gas_Griddle_E2 | F3 | Commercial | Office | New | Food Preparation | Natural Gas | Griddle | E2 | PACT BC Ratio | 1.0612 | 1.0692 | 1.0783 | 1.0882 | 1.0996 | 1.1127 | 1.1233 | 1.1335 | 1.1439 | 1.1547 | 1.1649 | 1.1744 | 1.1841 | 1.1942 | 1.2054 | 1.2164 | 1.228 | 1.2403 | 1.2531 | 1.2661 | 1.2793 | 1.2916 | 1.3027 | 1.3125 | 1.321 | 1.3283 | 1.3333 | 1.3371 | 1.3404 | 1.3432 | 1.3459 | 1.3472 | 1.3472
F3_Commercial_Office_New_Food Preparation_Natural Gas_Griddle_E3 | F3 | Commercial | Office | New | Food Preparation | Natural Gas | Griddle | E3 | PACT BC Ratio | 0 | 0 | 0 | 0 | 0 | 0 | 0 | 0 | 0 | 0 | 0 | 0 | 0 | 0 | 0 | 0 | 0 | 0 | 0 | 0 | 0 | 0 | 0 | 0 | 0 | 0 | 0 | 0 | 0 | 0 | 0 | 0 | 0
F3_Commercial_Office_New_Food Preparation_Natural Gas_Griddle_E4 | F3 | Commercial | Office | New | Food Preparation | Natural Gas | Griddle | E4 | PACT BC Ratio | 0 | 0 | 0 | 0 | 0 | 0 | 0 | 0 | 0 | 0 | 0 | 0 | 0 | 0 | 0 | 0 | 0 | 0 | 0 | 0 | 0 | 0 | 0 | 0 | 0 | 0 | 0 | 0 | 0 | 0 | 0 | 0 | 0
F3_Commercial_Office_New_Food Preparation_Natural Gas_Griddle_E5 | F3 | Commercial | Office | New | Food Preparation | Natural Gas | Griddle | E5 | PACT BC Ratio | 0 | 0 | 0 | 0 | 0 | 0 | 0 | 0 | 0 | 0 | 0 | 0 | 0 | 0 | 0 | 0 | 0 | 0 | 0 | 0 | 0 | 0 | 0 | 0 | 0 | 0 | 0 | 0 | 0 | 0 | 0 | 0 | 0
F3_Commercial_Office_New_Food Preparation_Natural Gas_Griddle_E6 | F3 | Commercial | Office | New | Food Preparation | Natural Gas | Griddle | E6 | PACT BC Ratio | 0 | 0 | 0 | 0 | 0 | 0 | 0 | 0 | 0 | 0 | 0 | 0 | 0 | 0 | 0 | 0 | 0 | 0 | 0 | 0 | 0 | 0 | 0 | 0 | 0 | 0 | 0 | 0 | 0 | 0 | 0 | 0 | 0
F3_Commercial_Office_New_Food Preparation_Natural Gas_Griddle_E7 | F3 | Commercial | Office | New | Food Preparation | Natural Gas | Griddle | E7 | PACT BC Ratio | 0 | 0 | 0 | 0 | 0 | 0 | 0 | 0 | 0 | 0 | 0 | 0 | 0 | 0 | 0 | 0 | 0 | 0 | 0 | 0 | 0 | 0 | 0 | 0 | 0 | 0 | 0 | 0 | 0 | 0 | 0 | 0 | 0
F3_Commercial_Office_New_Food Preparation_Natural Gas_Griddle_E8 | F3 | Commercial | Office | New | Food Preparation | Natural Gas | Griddle | E8 | PACT BC Ratio | 0 | 0 | 0 | 0 | 0 | 0 | 0 | 0 | 0 | 0 | 0 | 0 | 0 | 0 | 0 | 0 | 0 | 0 | 0 | 0 | 0 | 0 | 0 | 0 | 0 | 0 | 0 | 0 | 0 | 0 | 0 | 0 | 0
F3_Commercial_Office_New_Food Preparation_Natural Gas_Griddle_E9 | F3 | Commercial | Office | New | Food Preparation | Natural Gas | Griddle | E9 | PACT BC Ratio | 0 | 0 | 0 | 0 | 0 | 0 | 0 | 0 | 0 | 0 | 0 | 0 | 0 | 0 | 0 | 0 | 0 | 0 | 0 | 0 | 0 | 0 | 0 | 0 | 0 | 0 | 0 | 0 | 0 | 0 | 0 | 0 | 0
F3_Commercial_Office_New_Food Preparation_Natural Gas_Griddle_E10 | F3 | Commercial | Office | New | Food Preparation | Natural Gas | Griddle | E10 | PACT BC Ratio | 0 | 0 | 0 | 0 | 0 | 0 | 0 | 0 | 0 | 0 | 0 | 0 | 0 | 0 | 0 | 0 | 0 | 0 | 0 | 0 | 0 | 0 | 0 | 0 | 0 | 0 | 0 | 0 | 0 | 0 | 0 | 0 | 0
F4_Commercial_Office_New_Food Preparation_Natural Gas_Griddle_E1 | F4 | Commercial | Office | New | Food Preparation | Natural Gas | Griddle | E1 | RVT BC Ratio | bar: 2019 to 2051
F4_Commercial_Office_New_Food Preparation_Natural Gas_Griddle_E2 | F4 | Commercial | Office | New | Food Preparation | Natural Gas | Griddle | E2 | RVT BC Ratio | 1.8442 | 1.8529 | 1.8627 | 1.8734 | 1.8856 | 1.8997 | 1.9112 | 1.9222 | 1.9334 | 1.945 | 1.9561 | 1.9663 | 1.9767 | 1.9877 | 1.9998 | 2.0116 | 2.0241 | 2.0373 | 2.0511 | 2.0652 | 2.0794 | 2.0926 | 2.1046 | 2.1152 | 2.1244 | 2.1322 | 2.1377 | 2.1418 | 2.1453 | 2.1483 | 2.1513 | 2.1526 | 2.1526
F4_Commercial_Office_New_Food Preparation_Natural Gas_Griddle_E3 | F4 | Commercial | Office | New | Food Preparation | Natural Gas | Griddle | E3 | RVT BC Ratio | 0 | 0 | 0 | 0 | 0 | 0 | 0 | 0 | 0 | 0 | 0 | 0 | 0 | 0 | 0 | 0 | 0 | 0 | 0 | 0 | 0 | 0 | 0 | 0 | 0 | 0 | 0 | 0 | 0 | 0 | 0 | 0 | 0
F4_Commercial_Office_New_Food Preparation_Natural Gas_Griddle_E4 | F4 | Commercial | Office | New | Food Preparation | Natural Gas | Griddle | E4 | RVT BC Ratio | 0 | 0 | 0 | 0 | 0 | 0 | 0 | 0 | 0 | 0 | 0 | 0 | 0 | 0 | 0 | 0 | 0 | 0 | 0 | 0 | 0 | 0 | 0 | 0 | 0 | 0 | 0 | 0 | 0 | 0 | 0 | 0 | 0
F4_Commercial_Office_New_Food Preparation_Natural Gas_Griddle_E5 | F4 | Commercial | Office | New | Food Preparation | Natural Gas | Griddle | E5 | RVT BC Ratio | 0 | 0 | 0 | 0 | 0 | 0 | 0 | 0 | 0 | 0 | 0 | 0 | 0 | 0 | 0 | 0 | 0 | 0 | 0 | 0 | 0 | 0 | 0 | 0 | 0 | 0 | 0 | 0 | 0 | 0 | 0 | 0 | 0
F4_Commercial_Office_New_Food Preparation_Natural Gas_Griddle_E6 | F4 | Commercial | Office | New | Food Preparation | Natural Gas | Griddle | E6 | RVT BC Ratio | 0 | 0 | 0 | 0 | 0 | 0 | 0 | 0 | 0 | 0 | 0 | 0 | 0 | 0 | 0 | 0 | 0 | 0 | 0 | 0 | 0 | 0 | 0 | 0 | 0 | 0 | 0 | 0 | 0 | 0 | 0 | 0 | 0
F4_Commercial_Office_New_Food Preparation_Natural Gas_Griddle_E7 | F4 | Commercial | Office | New | Food Preparation | Natural Gas | Griddle | E7 | RVT BC Ratio | 0 | 0 | 0 | 0 | 0 | 0 | 0 | 0 | 0 | 0 | 0 | 0 | 0 | 0 | 0 | 0 | 0 | 0 | 0 | 0 | 0 | 0 | 0 | 0 | 0 | 0 | 0 | 0 | 0 | 0 | 0 | 0 | 0
F4_Commercial_Office_New_Food Preparation_Natural Gas_Griddle_E8 | F4 | Commercial | Office | New | Food Preparation | Natural Gas | Griddle | E8 | RVT BC Ratio | 0 | 0 | 0 | 0 | 0 | 0 | 0 | 0 | 0 | 0 | 0 | 0 | 0 | 0 | 0 | 0 | 0 | 0 | 0 | 0 | 0 | 0 | 0 | 0 | 0 | 0 | 0 | 0 | 0 | 0 | 0 | 0 | 0
F4_Commercial_Office_New_Food Preparation_Natural Gas_Griddle_E9 | F4 | Commercial | Office | New | Food Preparation | Natural Gas | Griddle | E9 | RVT BC Ratio | 0 | 0 | 0 | 0 | 0 | 0 | 0 | 0 | 0 | 0 | 0 | 0 | 0 | 0 | 0 | 0 | 0 | 0 | 0 | 0 | 0 | 0 | 0 | 0 | 0 | 0 | 0 | 0 | 0 | 0 | 0 | 0 | 0
F4_Commercial_Office_New_Food Preparation_Natural Gas_Griddle_E10 | F4 | Commercial | Office | New | Food Preparation | Natural Gas | Griddle | E10 | RVT BC Ratio | 0 | 0 | 0 | 0 | 0 | 0 | 0 | 0 | 0 | 0 | 0 | 0 | 0 | 0 | 0 | 0 | 0 | 0 | 0 | 0 | 0 | 0 | 0 | 0 | 0 | 0 | 0 | 0 | 0 | 0 | 0 | 0 | 0
F5_Commercial_Office_New_Food Preparation_Natural Gas_Griddle_E1 | F5 | Commercial | Office | New | Food Preparation | Natural Gas | Griddle | E1 | RIM BC Ratio | bar: 2019 to 2051
F5_Commercial_Office_New_Food Preparation_Natural Gas_Griddle_E2 | F5 | Commercial | Office | New | Food Preparation | Natural Gas | Griddle | E2 | RIM BC Ratio | 0.46719 | 0.46876 | 0.47048 | 0.47237 | 0.47449 | 0.47691 | 0.47886 | 0.4807 | 0.48256 | 0.48447 | 0.48627 | 0.48791 | 0.48957 | 0.4913 | 0.49318 | 0.49501 | 0.49692 | 0.49892 | 0.50097 | 0.50305 | 0.50511 | 0.50702 | 0.50872 | 0.51021 | 0.51149 | 0.51258 | 0.51333 | 0.51389 | 0.51437 | 0.51478 | 0.51519 | 0.51537 | 0.51537
F5_Commercial_Office_New_Food Preparation_Natural Gas_Griddle_E3 | F5 | Commercial | Office | New | Food Preparation | Natural Gas | Griddle | E3 | RIM BC Ratio | 0 | 0 | 0 | 0 | 0 | 0 | 0 | 0 | 0 | 0 | 0 | 0 | 0 | 0 | 0 | 0 | 0 | 0 | 0 | 0 | 0 | 0 | 0 | 0 | 0 | 0 | 0 | 0 | 0 | 0 | 0 | 0 | 0
F5_Commercial_Office_New_Food Preparation_Natural Gas_Griddle_E4 | F5 | Commercial | Office | New | Food Preparation | Natural Gas | Griddle | E4 | RIM BC Ratio | 0 | 0 | 0 | 0 | 0 | 0 | 0 | 0 | 0 | 0 | 0 | 0 | 0 | 0 | 0 | 0 | 0 | 0 | 0 | 0 | 0 | 0 | 0 | 0 | 0 | 0 | 0 | 0 | 0 | 0 | 0 | 0 | 0
F5_Commercial_Office_New_Food Preparation_Natural Gas_Griddle_E5 | F5 | Commercial | Office | New | Food Preparation | Natural Gas | Griddle | E5 | RIM BC Ratio | 0 | 0 | 0 | 0 | 0 | 0 | 0 | 0 | 0 | 0 | 0 | 0 | 0 | 0 | 0 | 0 | 0 | 0 | 0 | 0 | 0 | 0 | 0 | 0 | 0 | 0 | 0 | 0 | 0 | 0 | 0 | 0 | 0
F5_Commercial_Office_New_Food Preparation_Natural Gas_Griddle_E6 | F5 | Commercial | Office | New | Food Preparation | Natural Gas | Griddle | E6 | RIM BC Ratio | 0 | 0 | 0 | 0 | 0 | 0 | 0 | 0 | 0 | 0 | 0 | 0 | 0 | 0 | 0 | 0 | 0 | 0 | 0 | 0 | 0 | 0 | 0 | 0 | 0 | 0 | 0 | 0 | 0 | 0 | 0 | 0 | 0
F5_Commercial_Office_New_Food Preparation_Natural Gas_Griddle_E7 | F5 | Commercial | Office | New | Food Preparation | Natural Gas | Griddle | E7 | RIM BC Ratio | 0 | 0 | 0 | 0 | 0 | 0 | 0 | 0 | 0 | 0 | 0 | 0 | 0 | 0 | 0 | 0 | 0 | 0 | 0 | 0 | 0 | 0 | 0 | 0 | 0 | 0 | 0 | 0 | 0 | 0 | 0 | 0 | 0
F5_Commercial_Office_New_Food Preparation_Natural Gas_Griddle_E8 | F5 | Commercial | Office | New | Food Preparation | Natural Gas | Griddle | E8 | RIM BC Ratio | 0 | 0 | 0 | 0 | 0 | 0 | 0 | 0 | 0 | 0 | 0 | 0 | 0 | 0 | 0 | 0 | 0 | 0 | 0 | 0 | 0 | 0 | 0 | 0 | 0 | 0 | 0 | 0 | 0 | 0 | 0 | 0 | 0
F5_Commercial_Office_New_Food Preparation_Natural Gas_Griddle_E9 | F5 | Commercial | Office | New | Food Preparation | Natural Gas | Griddle | E9 | RIM BC Ratio | 0 | 0 | 0 | 0 | 0 | 0 | 0 | 0 | 0 | 0 | 0 | 0 | 0 | 0 | 0 | 0 | 0 | 0 | 0 | 0 | 0 | 0 | 0 | 0 | 0 | 0 | 0 | 0 | 0 | 0 | 0 | 0 | 0
F5_Commercial_Office_New_Food Preparation_Natural Gas_Griddle_E10 | F5 | Commercial | Office | New | Food Preparation | Natural Gas | Griddle | E10 | RIM BC Ratio | 0 | 0 | 0 | 0 | 0 | 0 | 0 | 0 | 0 | 0 | 0 | 0 | 0 | 0 | 0 | 0 | 0 | 0 | 0 | 0 | 0 | 0 | 0 | 0 | 0 | 0 | 0 | 0 | 0 | 0 | 0 | 0 | 0
F0_Commercial_Office_New_Food Preparation_Natural Gas_Range_E0 | F0 | Commercial | Office | New | Food Preparation | Natural Gas | Range | E0 | Economic Unit | High Efficiency | High Efficiency | High Efficiency | High Efficiency | High Efficiency | High Efficiency | High Efficiency | High Efficiency | High Efficiency | High Efficiency | High Efficiency | High Efficiency | High Efficiency | High Efficiency | High Efficiency | High Efficiency | High Efficiency | High Efficiency | High Efficiency | High Efficiency | High Efficiency | High Efficiency | High Efficiency | High Efficiency | High Efficiency | High Efficiency | High Efficiency | High Efficiency | High Efficiency | High Efficiency | High Efficiency | High Efficiency | High Efficiency
F1_Commercial_Office_New_Food Preparation_Natural Gas_Range_E1 | F1 | Commercial | Office | New | Food Preparation | Natural Gas | Range | E1 | CCE | 0 | 0 | 0 | 0 | 0 | 0 | 0 | 0 | 0 | 0 | 0 | 0 | 0 | 0 | 0 | 0 | 0 | 0 | 0 | 0 | 0 | 0 | 0 | 0 | 0 | 0 | 0 | 0 | 0 | 0 | 0 | 0 | 0
F1_Commercial_Office_New_Food Preparation_Natural Gas_Range_E2 | F1 | Commercial | Office | New | Food Preparation | Natural Gas | Range | E2 | CCE | 0.00052644 | 0.00052644 | 0.00052644 | 0.00052644 | 0.00052644 | 0.00052644 | 0.00052644 | 0.00052644 | 0.00052644 | 0.00052644 | 0.00052644 | 0.00052644 | 0.00052644 | 0.00052644 | 0.00052644 | 0.00052644 | 0.00052644 | 0.00052644 | 0.00052644 | 0.00052644 | 0.00052644 | 0.00052644 | 0.00052644 | 0.00052644 | 0.00052644 | 0.00052644 | 0.00052644 | 0.00052644 | 0.00052644 | 0.00052644 | 0.00052644 | 0.00052644 | 0.00052644
F1_Commercial_Office_New_Food Preparation_Natural Gas_Range_E3 | F1 | Commercial | Office | New | Food Preparation | Natural Gas | Range | E3 | CCE | 0 | 0 | 0 | 0 | 0 | 0 | 0 | 0 | 0 | 0 | 0 | 0 | 0 | 0 | 0 | 0 | 0 | 0 | 0 | 0 | 0 | 0 | 0 | 0 | 0 | 0 | 0 | 0 | 0 | 0 | 0 | 0 | 0
F1_Commercial_Office_New_Food Preparation_Natural Gas_Range_E4 | F1 | Commercial | Office | New | Food Preparation | Natural Gas | Range | E4 | CCE | 0 | 0 | 0 | 0 | 0 | 0 | 0 | 0 | 0 | 0 | 0 | 0 | 0 | 0 | 0 | 0 | 0 | 0 | 0 | 0 | 0 | 0 | 0 | 0 | 0 | 0 | 0 | 0 | 0 | 0 | 0 | 0 | 0
F1_Commercial_Office_New_Food Preparation_Natural Gas_Range_E5 | F1 | Commercial | Office | New | Food Preparation | Natural Gas | Range | E5 | CCE | 0 | 0 | 0 | 0 | 0 | 0 | 0 | 0 | 0 | 0 | 0 | 0 | 0 | 0 | 0 | 0 | 0 | 0 | 0 | 0 | 0 | 0 | 0 | 0 | 0 | 0 | 0 | 0 | 0 | 0 | 0 | 0 | 0
F1_Commercial_Office_New_Food Preparation_Natural Gas_Range_E6 | F1 | Commercial | Office | New | Food Preparation | Natural Gas | Range | E6 | CCE | 0 | 0 | 0 | 0 | 0 | 0 | 0 | 0 | 0 | 0 | 0 | 0 | 0 | 0 | 0 | 0 | 0 | 0 | 0 | 0 | 0 | 0 | 0 | 0 | 0 | 0 | 0 | 0 | 0 | 0 | 0 | 0 | 0
F1_Commercial_Office_New_Food Preparation_Natural Gas_Range_E7 | F1 | Commercial | Office | New | Food Preparation | Natural Gas | Range | E7 | CCE | 0 | 0 | 0 | 0 | 0 | 0 | 0 | 0 | 0 | 0 | 0 | 0 | 0 | 0 | 0 | 0 | 0 | 0 | 0 | 0 | 0 | 0 | 0 | 0 | 0 | 0 | 0 | 0 | 0 | 0 | 0 | 0 | 0
F1_Commercial_Office_New_Food Preparation_Natural Gas_Range_E8 | F1 | Commercial | Office | New | Food Preparation | Natural Gas | Range | E8 | CCE | 0 | 0 | 0 | 0 | 0 | 0 | 0 | 0 | 0 | 0 | 0 | 0 | 0 | 0 | 0 | 0 | 0 | 0 | 0 | 0 | 0 | 0 | 0 | 0 | 0 | 0 | 0 | 0 | 0 | 0 | 0 | 0 | 0
F1_Commercial_Office_New_Food Preparation_Natural Gas_Range_E9 | F1 | Commercial | Office | New | Food Preparation | Natural Gas | Range | E9 | CCE | 0 | 0 | 0 | 0 | 0 | 0 | 0 | 0 | 0 | 0 | 0 | 0 | 0 | 0 | 0 | 0 | 0 | 0 | 0 | 0 | 0 | 0 | 0 | 0 | 0 | 0 | 0 | 0 | 0 | 0 | 0 | 0 | 0
F1_Commercial_Office_New_Food Preparation_Natural Gas_Range_E10 | F1 | Commercial | Office | New | Food Preparation | Natural Gas | Range | E10 | CCE | 0 | 0 | 0 | 0 | 0 | 0 | 0 | 0 | 0 | 0 | 0 | 0 | 0 | 0 | 0 | 0 | 0 | 0 | 0 | 0 | 0 | 0 | 0 | 0 | 0 | 0 | 0 | 0 | 0 | 0 | 0 | 0 | 0
F2_Commercial_Office_New_Food Preparation_Natural Gas_Range_E1 | F2 | Commercial | Office | New | Food Preparation | Natural Gas | Range | E1 | TRC BC Ratio | bar: 2019 to 2051
F2_Commercial_Office_New_Food Preparation_Natural Gas_Range_E2 | F2 | Commercial | Office | New | Food Preparation | Natural Gas | Range | E2 | TRC BC Ratio | 2647.7231 | 2666.33 | 2688.4832 | 2714.1962 | 2744.4245 | 2779.83 | 2808.1783 | 2835.1894 | 2861.7342 | 2888.6003 | 2913.2148 | 2934.7489 | 2956.3968 | 2979.3351 | 3005.7993 | 3032.2609 | 3061.4725 | 3093.4023 | 3127.3907 | 3162.4699 | 3198.1505 | 3231.6304 | 3262.246 | 3290.1881 | 3314.7734 | 3335.911 | 3350.568 | 3361.4829 | 3370.9376 | 3379.0123 | 3387.0032 | 3390.5371 | 3390.5371
F2_Commercial_Office_New_Food Preparation_Natural Gas_Range_E3 | F2 | Commercial | Office | New | Food Preparation | Natural Gas | Range | E3 | TRC BC Ratio | 0 | 0 | 0 | 0 | 0 | 0 | 0 | 0 | 0 | 0 | 0 | 0 | 0 | 0 | 0 | 0 | 0 | 0 | 0 | 0 | 0 | 0 | 0 | 0 | 0 | 0 | 0 | 0 | 0 | 0 | 0 | 0 | 0
F2_Commercial_Office_New_Food Preparation_Natural Gas_Range_E4 | F2 | Commercial | Office | New | Food Preparation | Natural Gas | Range | E4 | TRC BC Ratio | 0 | 0 | 0 | 0 | 0 | 0 | 0 | 0 | 0 | 0 | 0 | 0 | 0 | 0 | 0 | 0 | 0 | 0 | 0 | 0 | 0 | 0 | 0 | 0 | 0 | 0 | 0 | 0 | 0 | 0 | 0 | 0 | 0
F2_Commercial_Office_New_Food Preparation_Natural Gas_Range_E5 | F2 | Commercial | Office | New | Food Preparation | Natural Gas | Range | E5 | TRC BC Ratio | 0 | 0 | 0 | 0 | 0 | 0 | 0 | 0 | 0 | 0 | 0 | 0 | 0 | 0 | 0 | 0 | 0 | 0 | 0 | 0 | 0 | 0 | 0 | 0 | 0 | 0 | 0 | 0 | 0 | 0 | 0 | 0 | 0
F2_Commercial_Office_New_Food Preparation_Natural Gas_Range_E6 | F2 | Commercial | Office | New | Food Preparation | Natural Gas | Range | E6 | TRC BC Ratio | 0 | 0 | 0 | 0 | 0 | 0 | 0 | 0 | 0 | 0 | 0 | 0 | 0 | 0 | 0 | 0 | 0 | 0 | 0 | 0 | 0 | 0 | 0 | 0 | 0 | 0 | 0 | 0 | 0 | 0 | 0 | 0 | 0
F2_Commercial_Office_New_Food Preparation_Natural Gas_Range_E7 | F2 | Commercial | Office | New | Food Preparation | Natural Gas | Range | E7 | TRC BC Ratio | 0 | 0 | 0 | 0 | 0 | 0 | 0 | 0 | 0 | 0 | 0 | 0 | 0 | 0 | 0 | 0 | 0 | 0 | 0 | 0 | 0 | 0 | 0 | 0 | 0 | 0 | 0 | 0 | 0 | 0 | 0 | 0 | 0
F2_Commercial_Office_New_Food Preparation_Natural Gas_Range_E8 | F2 | Commercial | Office | New | Food Preparation | Natural Gas | Range | E8 | TRC BC Ratio | 0 | 0 | 0 | 0 | 0 | 0 | 0 | 0 | 0 | 0 | 0 | 0 | 0 | 0 | 0 | 0 | 0 | 0 | 0 | 0 | 0 | 0 | 0 | 0 | 0 | 0 | 0 | 0 | 0 | 0 | 0 | 0 | 0
F2_Commercial_Office_New_Food Preparation_Natural Gas_Range_E9 | F2 | Commercial | Office | New | Food Preparation | Natural Gas | Range | E9 | TRC BC Ratio | 0 | 0 | 0 | 0 | 0 | 0 | 0 | 0 | 0 | 0 | 0 | 0 | 0 | 0 | 0 | 0 | 0 | 0 | 0 | 0 | 0 | 0 | 0 | 0 | 0 | 0 | 0 | 0 | 0 | 0 | 0 | 0 | 0
F2_Commercial_Office_New_Food Preparation_Natural Gas_Range_E10 | F2 | Commercial | Office | New | Food Preparation | Natural Gas | Range | E10 | TRC BC Ratio | 0 | 0 | 0 | 0 | 0 | 0 | 0 | 0 | 0 | 0 | 0 | 0 | 0 | 0 | 0 | 0 | 0 | 0 | 0 | 0 | 0 | 0 | 0 | 0 | 0 | 0 | 0 | 0 | 0 | 0 | 0 | 0 | 0
F3_Commercial_Office_New_Food Preparation_Natural Gas_Range_E1 | F3 | Commercial | Office | New | Food Preparation | Natural Gas | Range | E1 | PACT BC Ratio | bar: 2019 to 2051
F3_Commercial_Office_New_Food Preparation_Natural Gas_Range_E2 | F3 | Commercial | Office | New | Food Preparation | Natural Gas | Range | E2 | PACT BC Ratio | 3530.2974 | 3555.1067 | 3584.6443 | 3618.9282 | 3659.2327 | 3706.44 | 3744.2377 | 3780.2525 | 3815.6456 | 3851.4671 | 3884.2865 | 3912.9985 | 3941.8625 | 3972.4468 | 4007.7324 | 4043.0145 | 4081.9633 | 4124.5364 | 4169.8543 | 4216.6265 | 4264.2006 | 4308.8405 | 4349.6613 | 4386.9175 | 4419.6979 | 4447.8813 | 4467.424 | 4481.9772 | 4494.5834 | 4505.3498 | 4516.0042 | 4520.7161 | 4520.7161
F3_Commercial_Office_New_Food Preparation_Natural Gas_Range_E3 | F3 | Commercial | Office | New | Food Preparation | Natural Gas | Range | E3 | PACT BC Ratio | 0 | 0 | 0 | 0 | 0 | 0 | 0 | 0 | 0 | 0 | 0 | 0 | 0 | 0 | 0 | 0 | 0 | 0 | 0 | 0 | 0 | 0 | 0 | 0 | 0 | 0 | 0 | 0 | 0 | 0 | 0 | 0 | 0
F3_Commercial_Office_New_Food Preparation_Natural Gas_Range_E4 | F3 | Commercial | Office | New | Food Preparation | Natural Gas | Range | E4 | PACT BC Ratio | 0 | 0 | 0 | 0 | 0 | 0 | 0 | 0 | 0 | 0 | 0 | 0 | 0 | 0 | 0 | 0 | 0 | 0 | 0 | 0 | 0 | 0 | 0 | 0 | 0 | 0 | 0 | 0 | 0 | 0 | 0 | 0 | 0
F3_Commercial_Office_New_Food Preparation_Natural Gas_Range_E5 | F3 | Commercial | Office | New | Food Preparation | Natural Gas | Range | E5 | PACT BC Ratio | 0 | 0 | 0 | 0 | 0 | 0 | 0 | 0 | 0 | 0 | 0 | 0 | 0 | 0 | 0 | 0 | 0 | 0 | 0 | 0 | 0 | 0 | 0 | 0 | 0 | 0 | 0 | 0 | 0 | 0 | 0 | 0 | 0
F3_Commercial_Office_New_Food Preparation_Natural Gas_Range_E6 | F3 | Commercial | Office | New | Food Preparation | Natural Gas | Range | E6 | PACT BC Ratio | 0 | 0 | 0 | 0 | 0 | 0 | 0 | 0 | 0 | 0 | 0 | 0 | 0 | 0 | 0 | 0 | 0 | 0 | 0 | 0 | 0 | 0 | 0 | 0 | 0 | 0 | 0 | 0 | 0 | 0 | 0 | 0 | 0
F3_Commercial_Office_New_Food Preparation_Natural Gas_Range_E7 | F3 | Commercial | Office | New | Food Preparation | Natural Gas | Range | E7 | PACT BC Ratio | 0 | 0 | 0 | 0 | 0 | 0 | 0 | 0 | 0 | 0 | 0 | 0 | 0 | 0 | 0 | 0 | 0 | 0 | 0 | 0 | 0 | 0 | 0 | 0 | 0 | 0 | 0 | 0 | 0 | 0 | 0 | 0 | 0
F3_Commercial_Office_New_Food Preparation_Natural Gas_Range_E8 | F3 | Commercial | Office | New | Food Preparation | Natural Gas | Range | E8 | PACT BC Ratio | 0 | 0 | 0 | 0 | 0 | 0 | 0 | 0 | 0 | 0 | 0 | 0 | 0 | 0 | 0 | 0 | 0 | 0 | 0 | 0 | 0 | 0 | 0 | 0 | 0 | 0 | 0 | 0 | 0 | 0 | 0 | 0 | 0
F3_Commercial_Office_New_Food Preparation_Natural Gas_Range_E9 | F3 | Commercial | Office | New | Food Preparation | Natural Gas | Range | E9 | PACT BC Ratio | 0 | 0 | 0 | 0 | 0 | 0 | 0 | 0 | 0 | 0 | 0 | 0 | 0 | 0 | 0 | 0 | 0 | 0 | 0 | 0 | 0 | 0 | 0 | 0 | 0 | 0 | 0 | 0 | 0 | 0 | 0 | 0 | 0
F3_Commercial_Office_New_Food Preparation_Natural Gas_Range_E10 | F3 | Commercial | Office | New | Food Preparation | Natural Gas | Range | E10 | PACT BC Ratio | 0 | 0 | 0 | 0 | 0 | 0 | 0 | 0 | 0 | 0 | 0 | 0 | 0 | 0 | 0 | 0 | 0 | 0 | 0 | 0 | 0 | 0 | 0 | 0 | 0 | 0 | 0 | 0 | 0 | 0 | 0 | 0 | 0
F4_Commercial_Office_New_Food Preparation_Natural Gas_Range_E1 | F4 | Commercial | Office | New | Food Preparation | Natural Gas | Range | E1 | RVT BC Ratio | bar: 2019 to 2051
F4_Commercial_Office_New_Food Preparation_Natural Gas_Range_E2 | F4 | Commercial | Office | New | Food Preparation | Natural Gas | Range | E2 | RVT BC Ratio | 3807.2736 | 3834.0244 | 3865.8736 | 3902.8406 | 3946.2991 | 3997.2009 | 4037.9565 | 4076.7898 | 4114.9527 | 4153.5775 | 4188.9653 | 4219.9244 | 4251.0471 | 4284.025 | 4322.072 | 4360.1152 | 4402.1121 | 4448.0169 | 4496.8813 | 4547.3138 | 4598.611 | 4646.7444 | 4690.7598 | 4730.9316 | 4766.2773 | 4796.6664 | 4817.7384 | 4833.4305 | 4847.0233 | 4858.6322 | 4870.1205 | 4875.2011 | 4875.2011
F4_Commercial_Office_New_Food Preparation_Natural Gas_Range_E3 | F4 | Commercial | Office | New | Food Preparation | Natural Gas | Range | E3 | RVT BC Ratio | 0 | 0 | 0 | 0 | 0 | 0 | 0 | 0 | 0 | 0 | 0 | 0 | 0 | 0 | 0 | 0 | 0 | 0 | 0 | 0 | 0 | 0 | 0 | 0 | 0 | 0 | 0 | 0 | 0 | 0 | 0 | 0 | 0
F4_Commercial_Office_New_Food Preparation_Natural Gas_Range_E4 | F4 | Commercial | Office | New | Food Preparation | Natural Gas | Range | E4 | RVT BC Ratio | 0 | 0 | 0 | 0 | 0 | 0 | 0 | 0 | 0 | 0 | 0 | 0 | 0 | 0 | 0 | 0 | 0 | 0 | 0 | 0 | 0 | 0 | 0 | 0 | 0 | 0 | 0 | 0 | 0 | 0 | 0 | 0 | 0
F4_Commercial_Office_New_Food Preparation_Natural Gas_Range_E5 | F4 | Commercial | Office | New | Food Preparation | Natural Gas | Range | E5 | RVT BC Ratio | 0 | 0 | 0 | 0 | 0 | 0 | 0 | 0 | 0 | 0 | 0 | 0 | 0 | 0 | 0 | 0 | 0 | 0 | 0 | 0 | 0 | 0 | 0 | 0 | 0 | 0 | 0 | 0 | 0 | 0 | 0 | 0 | 0
F4_Commercial_Office_New_Food Preparation_Natural Gas_Range_E6 | F4 | Commercial | Office | New | Food Preparation | Natural Gas | Range | E6 | RVT BC Ratio | 0 | 0 | 0 | 0 | 0 | 0 | 0 | 0 | 0 | 0 | 0 | 0 | 0 | 0 | 0 | 0 | 0 | 0 | 0 | 0 | 0 | 0 | 0 | 0 | 0 | 0 | 0 | 0 | 0 | 0 | 0 | 0 | 0
F4_Commercial_Office_New_Food Preparation_Natural Gas_Range_E7 | F4 | Commercial | Office | New | Food Preparation | Natural Gas | Range | E7 | RVT BC Ratio | 0 | 0 | 0 | 0 | 0 | 0 | 0 | 0 | 0 | 0 | 0 | 0 | 0 | 0 | 0 | 0 | 0 | 0 | 0 | 0 | 0 | 0 | 0 | 0 | 0 | 0 | 0 | 0 | 0 | 0 | 0 | 0 | 0
F4_Commercial_Office_New_Food Preparation_Natural Gas_Range_E8 | F4 | Commercial | Office | New | Food Preparation | Natural Gas | Range | E8 | RVT BC Ratio | 0 | 0 | 0 | 0 | 0 | 0 | 0 | 0 | 0 | 0 | 0 | 0 | 0 | 0 | 0 | 0 | 0 | 0 | 0 | 0 | 0 | 0 | 0 | 0 | 0 | 0 | 0 | 0 | 0 | 0 | 0 | 0 | 0
F4_Commercial_Office_New_Food Preparation_Natural Gas_Range_E9 | F4 | Commercial | Office | New | Food Preparation | Natural Gas | Range | E9 | RVT BC Ratio | 0 | 0 | 0 | 0 | 0 | 0 | 0 | 0 | 0 | 0 | 0 | 0 | 0 | 0 | 0 | 0 | 0 | 0 | 0 | 0 | 0 | 0 | 0 | 0 | 0 | 0 | 0 | 0 | 0 | 0 | 0 | 0 | 0
F4_Commercial_Office_New_Food Preparation_Natural Gas_Range_E10 | F4 | Commercial | Office | New | Food Preparation | Natural Gas | Range | E10 | RVT BC Ratio | 0 | 0 | 0 | 0 | 0 | 0 | 0 | 0 | 0 | 0 | 0 | 0 | 0 | 0 | 0 | 0 | 0 | 0 | 0 | 0 | 0 | 0 | 0 | 0 | 0 | 0 | 0 | 0 | 0 | 0 | 0 | 0 | 0
F5_Commercial_Office_New_Food Preparation_Natural Gas_Range_E1 | F5 | Commercial | Office | New | Food Preparation | Natural Gas | Range | E1 | RIM BC Ratio | bar: 2019 to 2051
F5_Commercial_Office_New_Food Preparation_Natural Gas_Range_E2 | F5 | Commercial | Office | New | Food Preparation | Natural Gas | Range | E2 | RIM BC Ratio | 0.83448 | 0.83448 | 0.83448 | 0.83449 | 0.83449 | 0.83449 | 0.83449 | 0.83449 | 0.8345 | 0.8345 | 0.8345 | 0.8345 | 0.8345 | 0.8345 | 0.83451 | 0.83451 | 0.83451 | 0.83451 | 0.83451 | 0.83451 | 0.83452 | 0.83452 | 0.83452 | 0.83452 | 0.83452 | 0.83452 | 0.83452 | 0.83452 | 0.83452 | 0.83452 | 0.83452 | 0.83453 | 0.83453
F5_Commercial_Office_New_Food Preparation_Natural Gas_Range_E3 | F5 | Commercial | Office | New | Food Preparation | Natural Gas | Range | E3 | RIM BC Ratio | 0 | 0 | 0 | 0 | 0 | 0 | 0 | 0 | 0 | 0 | 0 | 0 | 0 | 0 | 0 | 0 | 0 | 0 | 0 | 0 | 0 | 0 | 0 | 0 | 0 | 0 | 0 | 0 | 0 | 0 | 0 | 0 | 0
F5_Commercial_Office_New_Food Preparation_Natural Gas_Range_E4 | F5 | Commercial | Office | New | Food Preparation | Natural Gas | Range | E4 | RIM BC Ratio | 0 | 0 | 0 | 0 | 0 | 0 | 0 | 0 | 0 | 0 | 0 | 0 | 0 | 0 | 0 | 0 | 0 | 0 | 0 | 0 | 0 | 0 | 0 | 0 | 0 | 0 | 0 | 0 | 0 | 0 | 0 | 0 | 0
F5_Commercial_Office_New_Food Preparation_Natural Gas_Range_E5 | F5 | Commercial | Office | New | Food Preparation | Natural Gas | Range | E5 | RIM BC Ratio | 0 | 0 | 0 | 0 | 0 | 0 | 0 | 0 | 0 | 0 | 0 | 0 | 0 | 0 | 0 | 0 | 0 | 0 | 0 | 0 | 0 | 0 | 0 | 0 | 0 | 0 | 0 | 0 | 0 | 0 | 0 | 0 | 0
F5_Commercial_Office_New_Food Preparation_Natural Gas_Range_E6 | F5 | Commercial | Office | New | Food Preparation | Natural Gas | Range | E6 | RIM BC Ratio | 0 | 0 | 0 | 0 | 0 | 0 | 0 | 0 | 0 | 0 | 0 | 0 | 0 | 0 | 0 | 0 | 0 | 0 | 0 | 0 | 0 | 0 | 0 | 0 | 0 | 0 | 0 | 0 | 0 | 0 | 0 | 0 | 0
F5_Commercial_Office_New_Food Preparation_Natural Gas_Range_E7 | F5 | Commercial | Office | New | Food Preparation | Natural Gas | Range | E7 | RIM BC Ratio | 0 | 0 | 0 | 0 | 0 | 0 | 0 | 0 | 0 | 0 | 0 | 0 | 0 | 0 | 0 | 0 | 0 | 0 | 0 | 0 | 0 | 0 | 0 | 0 | 0 | 0 | 0 | 0 | 0 | 0 | 0 | 0 | 0
F5_Commercial_Office_New_Food Preparation_Natural Gas_Range_E8 | F5 | Commercial | Office | New | Food Preparation | Natural Gas | Range | E8 | RIM BC Ratio | 0 | 0 | 0 | 0 | 0 | 0 | 0 | 0 | 0 | 0 | 0 | 0 | 0 | 0 | 0 | 0 | 0 | 0 | 0 | 0 | 0 | 0 | 0 | 0 | 0 | 0 | 0 | 0 | 0 | 0 | 0 | 0 | 0
F5_Commercial_Office_New_Food Preparation_Natural Gas_Range_E9 | F5 | Commercial | Office | New | Food Preparation | Natural Gas | Range | E9 | RIM BC Ratio | 0 | 0 | 0 | 0 | 0 | 0 | 0 | 0 | 0 | 0 | 0 | 0 | 0 | 0 | 0 | 0 | 0 | 0 | 0 | 0 | 0 | 0 | 0 | 0 | 0 | 0 | 0 | 0 | 0 | 0 | 0 | 0 | 0
F5_Commercial_Office_New_Food Preparation_Natural Gas_Range_E10 | F5 | Commercial | Office | New | Food Preparation | Natural Gas | Range | E10 | RIM BC Ratio | 0 | 0 | 0 | 0 | 0 | 0 | 0 | 0 | 0 | 0 | 0 | 0 | 0 | 0 | 0 | 0 | 0 | 0 | 0 | 0 | 0 | 0 | 0 | 0 | 0 | 0 | 0 | 0 | 0 | 0 | 0 | 0 | 0
F0_Commercial_Office_New_Food Preparation_Natural Gas_Steamer_E0 | F0 | Commercial | Office | New | Food Preparation | Natural Gas | Steamer | E0 | Economic Unit | ENERGY STAR | ENERGY STAR | ENERGY STAR | ENERGY STAR | ENERGY STAR | ENERGY STAR | ENERGY STAR | ENERGY STAR | ENERGY STAR | ENERGY STAR | ENERGY STAR | ENERGY STAR | ENERGY STAR | ENERGY STAR | ENERGY STAR | ENERGY STAR | ENERGY STAR | ENERGY STAR | ENERGY STAR | ENERGY STAR | ENERGY STAR | ENERGY STAR | ENERGY STAR | ENERGY STAR | ENERGY STAR | ENERGY STAR | ENERGY STAR | ENERGY STAR | ENERGY STAR | ENERGY STAR | ENERGY STAR | ENERGY STAR | ENERGY STAR
F1_Commercial_Office_New_Food Preparation_Natural Gas_Steamer_E1 | F1 | Commercial | Office | New | Food Preparation | Natural Gas | Steamer | E1 | CCE | 0 | 0 | 0 | 0 | 0 | 0 | 0 | 0 | 0 | 0 | 0 | 0 | 0 | 0 | 0 | 0 | 0 | 0 | 0 | 0 | 0 | 0 | 0 | 0 | 0 | 0 | 0 | 0 | 0 | 0 | 0 | 0 | 0
F1_Commercial_Office_New_Food Preparation_Natural Gas_Steamer_E2 | F1 | Commercial | Office | New | Food Preparation | Natural Gas | Steamer | E2 | CCE | 0.38542 | 0.38542 | 0.38542 | 0 | 0 | 0 | 0 | 0 | 0 | 0 | 0 | 0 | 0 | 0 | 0 | 0 | 0 | 0 | 0 | 0 | 0 | 0 | 0 | 0 | 0 | 0 | 0 | 0 | 0 | 0 | 0 | 0 | 0
F1_Commercial_Office_New_Food Preparation_Natural Gas_Steamer_E3 | F1 | Commercial | Office | New | Food Preparation | Natural Gas | Steamer | E3 | CCE | 0 | 0 | 0 | 0 | 0 | 0 | 0 | 0 | 0 | 0 | 0 | 0 | 0 | 0 | 0 | 0 | 0 | 0 | 0 | 0 | 0 | 0 | 0 | 0 | 0 | 0 | 0 | 0 | 0 | 0 | 0 | 0 | 0
F1_Commercial_Office_New_Food Preparation_Natural Gas_Steamer_E4 | F1 | Commercial | Office | New | Food Preparation | Natural Gas | Steamer | E4 | CCE | 0 | 0 | 0 | 0 | 0 | 0 | 0 | 0 | 0 | 0 | 0 | 0 | 0 | 0 | 0 | 0 | 0 | 0 | 0 | 0 | 0 | 0 | 0 | 0 | 0 | 0 | 0 | 0 | 0 | 0 | 0 | 0 | 0
F1_Commercial_Office_New_Food Preparation_Natural Gas_Steamer_E5 | F1 | Commercial | Office | New | Food Preparation | Natural Gas | Steamer | E5 | CCE | 0 | 0 | 0 | 0 | 0 | 0 | 0 | 0 | 0 | 0 | 0 | 0 | 0 | 0 | 0 | 0 | 0 | 0 | 0 | 0 | 0 | 0 | 0 | 0 | 0 | 0 | 0 | 0 | 0 | 0 | 0 | 0 | 0
F1_Commercial_Office_New_Food Preparation_Natural Gas_Steamer_E6 | F1 | Commercial | Office | New | Food Preparation | Natural Gas | Steamer | E6 | CCE | 0 | 0 | 0 | 0 | 0 | 0 | 0 | 0 | 0 | 0 | 0 | 0 | 0 | 0 | 0 | 0 | 0 | 0 | 0 | 0 | 0 | 0 | 0 | 0 | 0 | 0 | 0 | 0 | 0 | 0 | 0 | 0 | 0
F1_Commercial_Office_New_Food Preparation_Natural Gas_Steamer_E7 | F1 | Commercial | Office | New | Food Preparation | Natural Gas | Steamer | E7 | CCE | 0 | 0 | 0 | 0 | 0 | 0 | 0 | 0 | 0 | 0 | 0 | 0 | 0 | 0 | 0 | 0 | 0 | 0 | 0 | 0 | 0 | 0 | 0 | 0 | 0 | 0 | 0 | 0 | 0 | 0 | 0 | 0 | 0
F1_Commercial_Office_New_Food Preparation_Natural Gas_Steamer_E8 | F1 | Commercial | Office | New | Food Preparation | Natural Gas | Steamer | E8 | CCE | 0 | 0 | 0 | 0 | 0 | 0 | 0 | 0 | 0 | 0 | 0 | 0 | 0 | 0 | 0 | 0 | 0 | 0 | 0 | 0 | 0 | 0 | 0 | 0 | 0 | 0 | 0 | 0 | 0 | 0 | 0 | 0 | 0
F1_Commercial_Office_New_Food Preparation_Natural Gas_Steamer_E9 | F1 | Commercial | Office | New | Food Preparation | Natural Gas | Steamer | E9 | CCE | 0 | 0 | 0 | 0 | 0 | 0 | 0 | 0 | 0 | 0 | 0 | 0 | 0 | 0 | 0 | 0 | 0 | 0 | 0 | 0 | 0 | 0 | 0 | 0 | 0 | 0 | 0 | 0 | 0 | 0 | 0 | 0 | 0
F1_Commercial_Office_New_Food Preparation_Natural Gas_Steamer_E10 | F1 | Commercial | Office | New | Food Preparation | Natural Gas | Steamer | E10 | CCE | 0 | 0 | 0 | 0 | 0 | 0 | 0 | 0 | 0 | 0 | 0 | 0 | 0 | 0 | 0 | 0 | 0 | 0 | 0 | 0 | 0 | 0 | 0 | 0 | 0 | 0 | 0 | 0 | 0 | 0 | 0 | 0 | 0
F2_Commercial_Office_New_Food Preparation_Natural Gas_Steamer_E1 | F2 | Commercial | Office | New | Food Preparation | Natural Gas | Steamer | E1 | TRC BC Ratio | 1 | 1 | 1 | 0 | 0 | 0 | 0 | 0 | 0 | 0 | 0 | 0 | 0 | 0 | 0 | 0 | 0 | 0 | 0 | 0 | 0 | 0 | 0 | 0 | 0 | 0 | 0 | 0 | 0 | 0 | 0 | 0 | 0
F2_Commercial_Office_New_Food Preparation_Natural Gas_Steamer_E2 | F2 | Commercial | Office | New | Food Preparation | Natural Gas | Steamer | E2 | TRC BC Ratio | 3.6298 | 3.6563 | 3.6864 | 1 | 1 | 1 | 1 | 1 | 1 | 1 | 1 | 1 | 1 | 1 | 1 | 1 | 1 | 1 | 1 | 1 | 1 | 1 | 1 | 1 | 1 | 1 | 1 | 1 | 1 | 1 | 1 | 1 | 1
F2_Commercial_Office_New_Food Preparation_Natural Gas_Steamer_E3 | F2 | Commercial | Office | New | Food Preparation | Natural Gas | Steamer | E3 | TRC BC Ratio | 0 | 0 | 0 | 0 | 0 | 0 | 0 | 0 | 0 | 0 | 0 | 0 | 0 | 0 | 0 | 0 | 0 | 0 | 0 | 0 | 0 | 0 | 0 | 0 | 0 | 0 | 0 | 0 | 0 | 0 | 0 | 0 | 0
F2_Commercial_Office_New_Food Preparation_Natural Gas_Steamer_E4 | F2 | Commercial | Office | New | Food Preparation | Natural Gas | Steamer | E4 | TRC BC Ratio | 0 | 0 | 0 | 0 | 0 | 0 | 0 | 0 | 0 | 0 | 0 | 0 | 0 | 0 | 0 | 0 | 0 | 0 | 0 | 0 | 0 | 0 | 0 | 0 | 0 | 0 | 0 | 0 | 0 | 0 | 0 | 0 | 0
F2_Commercial_Office_New_Food Preparation_Natural Gas_Steamer_E5 | F2 | Commercial | Office | New | Food Preparation | Natural Gas | Steamer | E5 | TRC BC Ratio | 0 | 0 | 0 | 0 | 0 | 0 | 0 | 0 | 0 | 0 | 0 | 0 | 0 | 0 | 0 | 0 | 0 | 0 | 0 | 0 | 0 | 0 | 0 | 0 | 0 | 0 | 0 | 0 | 0 | 0 | 0 | 0 | 0
F2_Commercial_Office_New_Food Preparation_Natural Gas_Steamer_E6 | F2 | Commercial | Office | New | Food Preparation | Natural Gas | Steamer | E6 | TRC BC Ratio | 0 | 0 | 0 | 0 | 0 | 0 | 0 | 0 | 0 | 0 | 0 | 0 | 0 | 0 | 0 | 0 | 0 | 0 | 0 | 0 | 0 | 0 | 0 | 0 | 0 | 0 | 0 | 0 | 0 | 0 | 0 | 0 | 0
F2_Commercial_Office_New_Food Preparation_Natural Gas_Steamer_E7 | F2 | Commercial | Office | New | Food Preparation | Natural Gas | Steamer | E7 | TRC BC Ratio | 0 | 0 | 0 | 0 | 0 | 0 | 0 | 0 | 0 | 0 | 0 | 0 | 0 | 0 | 0 | 0 | 0 | 0 | 0 | 0 | 0 | 0 | 0 | 0 | 0 | 0 | 0 | 0 | 0 | 0 | 0 | 0 | 0
F2_Commercial_Office_New_Food Preparation_Natural Gas_Steamer_E8 | F2 | Commercial | Office | New | Food Preparation | Natural Gas | Steamer | E8 | TRC BC Ratio | 0 | 0 | 0 | 0 | 0 | 0 | 0 | 0 | 0 | 0 | 0 | 0 | 0 | 0 | 0 | 0 | 0 | 0 | 0 | 0 | 0 | 0 | 0 | 0 | 0 | 0 | 0 | 0 | 0 | 0 | 0 | 0 | 0
F2_Commercial_Office_New_Food Preparation_Natural Gas_Steamer_E9 | F2 | Commercial | Office | New | Food Preparation | Natural Gas | Steamer | E9 | TRC BC Ratio | 0 | 0 | 0 | 0 | 0 | 0 | 0 | 0 | 0 | 0 | 0 | 0 | 0 | 0 | 0 | 0 | 0 | 0 | 0 | 0 | 0 | 0 | 0 | 0 | 0 | 0 | 0 | 0 | 0 | 0 | 0 | 0 | 0
F2_Commercial_Office_New_Food Preparation_Natural Gas_Steamer_E10 | F2 | Commercial | Office | New | Food Preparation | Natural Gas | Steamer | E10 | TRC BC Ratio | 0 | 0 | 0 | 0 | 0 | 0 | 0 | 0 | 0 | 0 | 0 | 0 | 0 | 0 | 0 | 0 | 0 | 0 | 0 | 0 | 0 | 0 | 0 | 0 | 0 | 0 | 0 | 0 | 0 | 0 | 0 | 0 | 0
F3_Commercial_Office_New_Food Preparation_Natural Gas_Steamer_E1 | F3 | Commercial | Office | New | Food Preparation | Natural Gas | Steamer | E1 | PACT BC Ratio | 1 | 1 | 1 | 0 | 0 | 0 | 0 | 0 | 0 | 0 | 0 | 0 | 0 | 0 | 0 | 0 | 0 | 0 | 0 | 0 | 0 | 0 | 0 | 0 | 0 | 0 | 0 | 0 | 0 | 0 | 0 | 0 | 0
F3_Commercial_Office_New_Food Preparation_Natural Gas_Steamer_E2 | F3 | Commercial | Office | New | Food Preparation | Natural Gas | Steamer | E2 | PACT BC Ratio | 4.8398 | 4.875 | 4.9151 | 1 | 1 | 1 | 1 | 1 | 1 | 1 | 1 | 1 | 1 | 1 | 1 | 1 | 1 | 1 | 1 | 1 | 1 | 1 | 1 | 1 | 1 | 1 | 1 | 1 | 1 | 1 | 1 | 1 | 1
F3_Commercial_Office_New_Food Preparation_Natural Gas_Steamer_E3 | F3 | Commercial | Office | New | Food Preparation | Natural Gas | Steamer | E3 | PACT BC Ratio | 0 | 0 | 0 | 0 | 0 | 0 | 0 | 0 | 0 | 0 | 0 | 0 | 0 | 0 | 0 | 0 | 0 | 0 | 0 | 0 | 0 | 0 | 0 | 0 | 0 | 0 | 0 | 0 | 0 | 0 | 0 | 0 | 0
F3_Commercial_Office_New_Food Preparation_Natural Gas_Steamer_E4 | F3 | Commercial | Office | New | Food Preparation | Natural Gas | Steamer | E4 | PACT BC Ratio | 0 | 0 | 0 | 0 | 0 | 0 | 0 | 0 | 0 | 0 | 0 | 0 | 0 | 0 | 0 | 0 | 0 | 0 | 0 | 0 | 0 | 0 | 0 | 0 | 0 | 0 | 0 | 0 | 0 | 0 | 0 | 0 | 0
F3_Commercial_Office_New_Food Preparation_Natural Gas_Steamer_E5 | F3 | Commercial | Office | New | Food Preparation | Natural Gas | Steamer | E5 | PACT BC Ratio | 0 | 0 | 0 | 0 | 0 | 0 | 0 | 0 | 0 | 0 | 0 | 0 | 0 | 0 | 0 | 0 | 0 | 0 | 0 | 0 | 0 | 0 | 0 | 0 | 0 | 0 | 0 | 0 | 0 | 0 | 0 | 0 | 0
F3_Commercial_Office_New_Food Preparation_Natural Gas_Steamer_E6 | F3 | Commercial | Office | New | Food Preparation | Natural Gas | Steamer | E6 | PACT BC Ratio | 0 | 0 | 0 | 0 | 0 | 0 | 0 | 0 | 0 | 0 | 0 | 0 | 0 | 0 | 0 | 0 | 0 | 0 | 0 | 0 | 0 | 0 | 0 | 0 | 0 | 0 | 0 | 0 | 0 | 0 | 0 | 0 | 0
F3_Commercial_Office_New_Food Preparation_Natural Gas_Steamer_E7 | F3 | Commercial | Office | New | Food Preparation | Natural Gas | Steamer | E7 | PACT BC Ratio | 0 | 0 | 0 | 0 | 0 | 0 | 0 | 0 | 0 | 0 | 0 | 0 | 0 | 0 | 0 | 0 | 0 | 0 | 0 | 0 | 0 | 0 | 0 | 0 | 0 | 0 | 0 | 0 | 0 | 0 | 0 | 0 | 0
F3_Commercial_Office_New_Food Preparation_Natural Gas_Steamer_E8 | F3 | Commercial | Office | New | Food Preparation | Natural Gas | Steamer | E8 | PACT BC Ratio | 0 | 0 | 0 | 0 | 0 | 0 | 0 | 0 | 0 | 0 | 0 | 0 | 0 | 0 | 0 | 0 | 0 | 0 | 0 | 0 | 0 | 0 | 0 | 0 | 0 | 0 | 0 | 0 | 0 | 0 | 0 | 0 | 0
F3_Commercial_Office_New_Food Preparation_Natural Gas_Steamer_E9 | F3 | Commercial | Office | New | Food Preparation | Natural Gas | Steamer | E9 | PACT BC Ratio | 0 | 0 | 0 | 0 | 0 | 0 | 0 | 0 | 0 | 0 | 0 | 0 | 0 | 0 | 0 | 0 | 0 | 0 | 0 | 0 | 0 | 0 | 0 | 0 | 0 | 0 | 0 | 0 | 0 | 0 | 0 | 0 | 0
F3_Commercial_Office_New_Food Preparation_Natural Gas_Steamer_E10 | F3 | Commercial | Office | New | Food Preparation | Natural Gas | Steamer | E10 | PACT BC Ratio | 0 | 0 | 0 | 0 | 0 | 0 | 0 | 0 | 0 | 0 | 0 | 0 | 0 | 0 | 0 | 0 | 0 | 0 | 0 | 0 | 0 | 0 | 0 | 0 | 0 | 0 | 0 | 0 | 0 | 0 | 0 | 0 | 0
F4_Commercial_Office_New_Food Preparation_Natural Gas_Steamer_E1 | F4 | Commercial | Office | New | Food Preparation | Natural Gas | Steamer | E1 | RVT BC Ratio | 1 | 1 | 1 | 0 | 0 | 0 | 0 | 0 | 0 | 0 | 0 | 0 | 0 | 0 | 0 | 0 | 0 | 0 | 0 | 0 | 0 | 0 | 0 | 0 | 0 | 0 | 0 | 0 | 0 | 0 | 0 | 0 | 0
F4_Commercial_Office_New_Food Preparation_Natural Gas_Steamer_E2 | F4 | Commercial | Office | New | Food Preparation | Natural Gas | Steamer | E2 | RVT BC Ratio | 5.9186 | 5.9566 | 5.9998 | 1 | 1 | 1 | 1 | 1 | 1 | 1 | 1 | 1 | 1 | 1 | 1 | 1 | 1 | 1 | 1 | 1 | 1 | 1 | 1 | 1 | 1 | 1 | 1 | 1 | 1 | 1 | 1 | 1 | 1
F4_Commercial_Office_New_Food Preparation_Natural Gas_Steamer_E3 | F4 | Commercial | Office | New | Food Preparation | Natural Gas | Steamer | E3 | RVT BC Ratio | 0 | 0 | 0 | 0 | 0 | 0 | 0 | 0 | 0 | 0 | 0 | 0 | 0 | 0 | 0 | 0 | 0 | 0 | 0 | 0 | 0 | 0 | 0 | 0 | 0 | 0 | 0 | 0 | 0 | 0 | 0 | 0 | 0
F4_Commercial_Office_New_Food Preparation_Natural Gas_Steamer_E4 | F4 | Commercial | Office | New | Food Preparation | Natural Gas | Steamer | E4 | RVT BC Ratio | 0 | 0 | 0 | 0 | 0 | 0 | 0 | 0 | 0 | 0 | 0 | 0 | 0 | 0 | 0 | 0 | 0 | 0 | 0 | 0 | 0 | 0 | 0 | 0 | 0 | 0 | 0 | 0 | 0 | 0 | 0 | 0 | 0
F4_Commercial_Office_New_Food Preparation_Natural Gas_Steamer_E5 | F4 | Commercial | Office | New | Food Preparation | Natural Gas | Steamer | E5 | RVT BC Ratio | 0 | 0 | 0 | 0 | 0 | 0 | 0 | 0 | 0 | 0 | 0 | 0 | 0 | 0 | 0 | 0 | 0 | 0 | 0 | 0 | 0 | 0 | 0 | 0 | 0 | 0 | 0 | 0 | 0 | 0 | 0 | 0 | 0
F4_Commercial_Office_New_Food Preparation_Natural Gas_Steamer_E6 | F4 | Commercial | Office | New | Food Preparation | Natural Gas | Steamer | E6 | RVT BC Ratio | 0 | 0 | 0 | 0 | 0 | 0 | 0 | 0 | 0 | 0 | 0 | 0 | 0 | 0 | 0 | 0 | 0 | 0 | 0 | 0 | 0 | 0 | 0 | 0 | 0 | 0 | 0 | 0 | 0 | 0 | 0 | 0 | 0
F4_Commercial_Office_New_Food Preparation_Natural Gas_Steamer_E7 | F4 | Commercial | Office | New | Food Preparation | Natural Gas | Steamer | E7 | RVT BC Ratio | 0 | 0 | 0 | 0 | 0 | 0 | 0 | 0 | 0 | 0 | 0 | 0 | 0 | 0 | 0 | 0 | 0 | 0 | 0 | 0 | 0 | 0 | 0 | 0 | 0 | 0 | 0 | 0 | 0 | 0 | 0 | 0 | 0
F4_Commercial_Office_New_Food Preparation_Natural Gas_Steamer_E8 | F4 | Commercial | Office | New | Food Preparation | Natural Gas | Steamer | E8 | RVT BC Ratio | 0 | 0 | 0 | 0 | 0 | 0 | 0 | 0 | 0 | 0 | 0 | 0 | 0 | 0 | 0 | 0 | 0 | 0 | 0 | 0 | 0 | 0 | 0 | 0 | 0 | 0 | 0 | 0 | 0 | 0 | 0 | 0 | 0
F4_Commercial_Office_New_Food Preparation_Natural Gas_Steamer_E9 | F4 | Commercial | Office | New | Food Preparation | Natural Gas | Steamer | E9 | RVT BC Ratio | 0 | 0 | 0 | 0 | 0 | 0 | 0 | 0 | 0 | 0 | 0 | 0 | 0 | 0 | 0 | 0 | 0 | 0 | 0 | 0 | 0 | 0 | 0 | 0 | 0 | 0 | 0 | 0 | 0 | 0 | 0 | 0 | 0
F4_Commercial_Office_New_Food Preparation_Natural Gas_Steamer_E10 | F4 | Commercial | Office | New | Food Preparation | Natural Gas | Steamer | E10 | RVT BC Ratio | 0 | 0 | 0 | 0 | 0 | 0 | 0 | 0 | 0 | 0 | 0 | 0 | 0 | 0 | 0 | 0 | 0 | 0 | 0 | 0 | 0 | 0 | 0 | 0 | 0 | 0 | 0 | 0 | 0 | 0 | 0 | 0 | 0
F5_Commercial_Office_New_Food Preparation_Natural Gas_Steamer_E1 | F5 | Commercial | Office | New | Food Preparation | Natural Gas | Steamer | E1 | RIM BC Ratio | 1 | 1 | 1 | 0 | 0 | 0 | 0 | 0 | 0 | 0 | 0 | 0 | 0 | 0 | 0 | 0 | 0 | 0 | 0 | 0 | 0 | 0 | 0 | 0 | 0 | 0 | 0 | 0 | 0 | 0 | 0 | 0 | 0
F5_Commercial_Office_New_Food Preparation_Natural Gas_Steamer_E2 | F5 | Commercial | Office | New | Food Preparation | Natural Gas | Steamer | E2 | RIM BC Ratio | 0.7119 | 0.71266 | 0.71351 | 1 | 1 | 1 | 1 | 1 | 1 | 1 | 1 | 1 | 1 | 1 | 1 | 1 | 1 | 1 | 1 | 1 | 1 | 1 | 1 | 1 | 1 | 1 | 1 | 1 | 1 | 1 | 1 | 1 | 1
F5_Commercial_Office_New_Food Preparation_Natural Gas_Steamer_E3 | F5 | Commercial | Office | New | Food Preparation | Natural Gas | Steamer | E3 | RIM BC Ratio | 0 | 0 | 0 | 0 | 0 | 0 | 0 | 0 | 0 | 0 | 0 | 0 | 0 | 0 | 0 | 0 | 0 | 0 | 0 | 0 | 0 | 0 | 0 | 0 | 0 | 0 | 0 | 0 | 0 | 0 | 0 | 0 | 0
F5_Commercial_Office_New_Food Preparation_Natural Gas_Steamer_E4 | F5 | Commercial | Office | New | Food Preparation | Natural Gas | Steamer | E4 | RIM BC Ratio | 0 | 0 | 0 | 0 | 0 | 0 | 0 | 0 | 0 | 0 | 0 | 0 | 0 | 0 | 0 | 0 | 0 | 0 | 0 | 0 | 0 | 0 | 0 | 0 | 0 | 0 | 0 | 0 | 0 | 0 | 0 | 0 | 0
F5_Commercial_Office_New_Food Preparation_Natural Gas_Steamer_E5 | F5 | Commercial | Office | New | Food Preparation | Natural Gas | Steamer | E5 | RIM BC Ratio | 0 | 0 | 0 | 0 | 0 | 0 | 0 | 0 | 0 | 0 | 0 | 0 | 0 | 0 | 0 | 0 | 0 | 0 | 0 | 0 | 0 | 0 | 0 | 0 | 0 | 0 | 0 | 0 | 0 | 0 | 0 | 0 | 0
F5_Commercial_Office_New_Food Preparation_Natural Gas_Steamer_E6 | F5 | Commercial | Office | New | Food Preparation | Natural Gas | Steamer | E6 | RIM BC Ratio | 0 | 0 | 0 | 0 | 0 | 0 | 0 | 0 | 0 | 0 | 0 | 0 | 0 | 0 | 0 | 0 | 0 | 0 | 0 | 0 | 0 | 0 | 0 | 0 | 0 | 0 | 0 | 0 | 0 | 0 | 0 | 0 | 0
F5_Commercial_Office_New_Food Preparation_Natural Gas_Steamer_E7 | F5 | Commercial | Office | New | Food Preparation | Natural Gas | Steamer | E7 | RIM BC Ratio | 0 | 0 | 0 | 0 | 0 | 0 | 0 | 0 | 0 | 0 | 0 | 0 | 0 | 0 | 0 | 0 | 0 | 0 | 0 | 0 | 0 | 0 | 0 | 0 | 0 | 0 | 0 | 0 | 0 | 0 | 0 | 0 | 0
F5_Commercial_Office_New_Food Preparation_Natural Gas_Steamer_E8 | F5 | Commercial | Office | New | Food Preparation | Natural Gas | Steamer | E8 | RIM BC Ratio | 0 | 0 | 0 | 0 | 0 | 0 | 0 | 0 | 0 | 0 | 0 | 0 | 0 | 0 | 0 | 0 | 0 | 0 | 0 | 0 | 0 | 0 | 0 | 0 | 0 | 0 | 0 | 0 | 0 | 0 | 0 | 0 | 0
F5_Commercial_Office_New_Food Preparation_Natural Gas_Steamer_E9 | F5 | Commercial | Office | New | Food Preparation | Natural Gas | Steamer | E9 | RIM BC Ratio | 0 | 0 | 0 | 0 | 0 | 0 | 0 | 0 | 0 | 0 | 0 | 0 | 0 | 0 | 0 | 0 | 0 | 0 | 0 | 0 | 0 | 0 | 0 | 0 | 0 | 0 | 0 | 0 | 0 | 0 | 0 | 0 | 0
F5_Commercial_Office_New_Food Preparation_Natural Gas_Steamer_E10 | F5 | Commercial | Office | New | Food Preparation | Natural Gas | Steamer | E10 | RIM BC Ratio | 0 | 0 | 0 | 0 | 0 | 0 | 0 | 0 | 0 | 0 | 0 | 0 | 0 | 0 | 0 | 0 | 0 | 0 | 0 | 0 | 0 | 0 | 0 | 0 | 0 | 0 | 0 | 0 | 0 | 0 | 0 | 0 | 0
F0_Commercial_Office_New_Food Preparation_Natural Gas_Food Prep Other_E0 | F0 | Commercial | Office | New | Food Preparation | Natural Gas | Food Prep Other | E0 | Economic Unit | Standard | Standard | Standard | Standard | Standard | Standard | Standard | Standard | Standard | Standard | Standard | Standard | Standard | Standard | Standard | Standard | Standard | Standard | Standard | Standard | Standard | Standard | Standard | Standard | Standard | Standard | Standard | Standard | Standard | Standard | Standard | Standard | Standard
F1_Commercial_Office_New_Food Preparation_Natural Gas_Food Prep Other_E1 | F1 | Commercial | Office | New | Food Preparation | Natural Gas | Food Prep Other | E1 | CCE | 0 | 0 | 0 | 0 | 0 | 0 | 0 | 0 | 0 | 0 | 0 | 0 | 0 | 0 | 0 | 0 | 0 | 0 | 0 | 0 | 0 | 0 | 0 | 0 | 0 | 0 | 0 | 0 | 0 | 0 | 0 | 0 | 0
F1_Commercial_Office_New_Food Preparation_Natural Gas_Food Prep Other_E2 | F1 | Commercial | Office | New | Food Preparation | Natural Gas | Food Prep Other | E2 | CCE | #DIV/0! | #DIV/0! | #DIV/0! | #DIV/0! | #DIV/0! | #DIV/0! | #DIV/0! | #DIV/0! | #DIV/0! | #DIV/0! | #DIV/0! | #DIV/0! | #DIV/0! | #DIV/0! | #DIV/0! | #DIV/0! | #DIV/0! | #DIV/0! | #DIV/0! | #DIV/0! | #DIV/0! | #DIV/0! | #DIV/0! | #DIV/0! | #DIV/0! | #DIV/0! | #DIV/0! | #DIV/0! | #DIV/0! | #DIV/0! | #DIV/0! | #DIV/0! | #DIV/0!
F1_Commercial_Office_New_Food Preparation_Natural Gas_Food Prep Other_E3 | F1 | Commercial | Office | New | Food Preparation | Natural Gas | Food Prep Other | E3 | CCE | 0 | 0 | 0 | 0 | 0 | 0 | 0 | 0 | 0 | 0 | 0 | 0 | 0 | 0 | 0 | 0 | 0 | 0 | 0 | 0 | 0 | 0 | 0 | 0 | 0 | 0 | 0 | 0 | 0 | 0 | 0 | 0 | 0
F1_Commercial_Office_New_Food Preparation_Natural Gas_Food Prep Other_E4 | F1 | Commercial | Office | New | Food Preparation | Natural Gas | Food Prep Other | E4 | CCE | 0 | 0 | 0 | 0 | 0 | 0 | 0 | 0 | 0 | 0 | 0 | 0 | 0 | 0 | 0 | 0 | 0 | 0 | 0 | 0 | 0 | 0 | 0 | 0 | 0 | 0 | 0 | 0 | 0 | 0 | 0 | 0 | 0
F1_Commercial_Office_New_Food Preparation_Natural Gas_Food Prep Other_E5 | F1 | Commercial | Office | New | Food Preparation | Natural Gas | Food Prep Other | E5 | CCE | 0 | 0 | 0 | 0 | 0 | 0 | 0 | 0 | 0 | 0 | 0 | 0 | 0 | 0 | 0 | 0 | 0 | 0 | 0 | 0 | 0 | 0 | 0 | 0 | 0 | 0 | 0 | 0 | 0 | 0 | 0 | 0 | 0
F1_Commercial_Office_New_Food Preparation_Natural Gas_Food Prep Other_E6 | F1 | Commercial | Office | New | Food Preparation | Natural Gas | Food Prep Other | E6 | CCE | 0 | 0 | 0 | 0 | 0 | 0 | 0 | 0 | 0 | 0 | 0 | 0 | 0 | 0 | 0 | 0 | 0 | 0 | 0 | 0 | 0 | 0 | 0 | 0 | 0 | 0 | 0 | 0 | 0 | 0 | 0 | 0 | 0
F1_Commercial_Office_New_Food Preparation_Natural Gas_Food Prep Other_E7 | F1 | Commercial | Office | New | Food Preparation | Natural Gas | Food Prep Other | E7 | CCE | 0 | 0 | 0 | 0 | 0 | 0 | 0 | 0 | 0 | 0 | 0 | 0 | 0 | 0 | 0 | 0 | 0 | 0 | 0 | 0 | 0 | 0 | 0 | 0 | 0 | 0 | 0 | 0 | 0 | 0 | 0 | 0 | 0
F1_Commercial_Office_New_Food Preparation_Natural Gas_Food Prep Other_E8 | F1 | Commercial | Office | New | Food Preparation | Natural Gas | Food Prep Other | E8 | CCE | 0 | 0 | 0 | 0 | 0 | 0 | 0 | 0 | 0 | 0 | 0 | 0 | 0 | 0 | 0 | 0 | 0 | 0 | 0 | 0 | 0 | 0 | 0 | 0 | 0 | 0 | 0 | 0 | 0 | 0 | 0 | 0 | 0
F1_Commercial_Office_New_Food Preparation_Natural Gas_Food Prep Other_E9 | F1 | Commercial | Office | New | Food Preparation | Natural Gas | Food Prep Other | E9 | CCE | 0 | 0 | 0 | 0 | 0 | 0 | 0 | 0 | 0 | 0 | 0 | 0 | 0 | 0 | 0 | 0 | 0 | 0 | 0 | 0 | 0 | 0 | 0 | 0 | 0 | 0 | 0 | 0 | 0 | 0 | 0 | 0 | 0
F1_Commercial_Office_New_Food Preparation_Natural Gas_Food Prep Other_E10 | F1 | Commercial | Office | New | Food Preparation | Natural Gas | Food Prep Other | E10 | CCE | 0 | 0 | 0 | 0 | 0 | 0 | 0 | 0 | 0 | 0 | 0 | 0 | 0 | 0 | 0 | 0 | 0 | 0 | 0 | 0 | 0 | 0 | 0 | 0 | 0 | 0 | 0 | 0 | 0 | 0 | 0 | 0 | 0
F2_Commercial_Office_New_Food Preparation_Natural Gas_Food Prep Other_E1 | F2 | Commercial | Office | New | Food Preparation | Natural Gas | Food Prep Other | E1 | TRC BC Ratio | bar: 2019 to 2051
F2_Commercial_Office_New_Food Preparation_Natural Gas_Food Prep Other_E2 | F2 | Commercial | Office | New | Food Preparation | Natural Gas | Food Prep Other | E2 | TRC BC Ratio | 0 | 0 | 0 | 0 | 0 | 0 | 0 | 0 | 0 | 0 | 0 | 0 | 0 | 0 | 0 | 0 | 0 | 0 | 0 | 0 | 0 | 0 | 0 | 0 | 0 | 0 | 0 | 0 | 0 | 0 | 0 | 0 | 0
F2_Commercial_Office_New_Food Preparation_Natural Gas_Food Prep Other_E3 | F2 | Commercial | Office | New | Food Preparation | Natural Gas | Food Prep Other | E3 | TRC BC Ratio | 0 | 0 | 0 | 0 | 0 | 0 | 0 | 0 | 0 | 0 | 0 | 0 | 0 | 0 | 0 | 0 | 0 | 0 | 0 | 0 | 0 | 0 | 0 | 0 | 0 | 0 | 0 | 0 | 0 | 0 | 0 | 0 | 0
F2_Commercial_Office_New_Food Preparation_Natural Gas_Food Prep Other_E4 | F2 | Commercial | Office | New | Food Preparation | Natural Gas | Food Prep Other | E4 | TRC BC Ratio | 0 | 0 | 0 | 0 | 0 | 0 | 0 | 0 | 0 | 0 | 0 | 0 | 0 | 0 | 0 | 0 | 0 | 0 | 0 | 0 | 0 | 0 | 0 | 0 | 0 | 0 | 0 | 0 | 0 | 0 | 0 | 0 | 0
F2_Commercial_Office_New_Food Preparation_Natural Gas_Food Prep Other_E5 | F2 | Commercial | Office | New | Food Preparation | Natural Gas | Food Prep Other | E5 | TRC BC Ratio | 0 | 0 | 0 | 0 | 0 | 0 | 0 | 0 | 0 | 0 | 0 | 0 | 0 | 0 | 0 | 0 | 0 | 0 | 0 | 0 | 0 | 0 | 0 | 0 | 0 | 0 | 0 | 0 | 0 | 0 | 0 | 0 | 0
F2_Commercial_Office_New_Food Preparation_Natural Gas_Food Prep Other_E6 | F2 | Commercial | Office | New | Food Preparation | Natural Gas | Food Prep Other | E6 | TRC BC Ratio | 0 | 0 | 0 | 0 | 0 | 0 | 0 | 0 | 0 | 0 | 0 | 0 | 0 | 0 | 0 | 0 | 0 | 0 | 0 | 0 | 0 | 0 | 0 | 0 | 0 | 0 | 0 | 0 | 0 | 0 | 0 | 0 | 0
F2_Commercial_Office_New_Food Preparation_Natural Gas_Food Prep Other_E7 | F2 | Commercial | Office | New | Food Preparation | Natural Gas | Food Prep Other | E7 | TRC BC Ratio | 0 | 0 | 0 | 0 | 0 | 0 | 0 | 0 | 0 | 0 | 0 | 0 | 0 | 0 | 0 | 0 | 0 | 0 | 0 | 0 | 0 | 0 | 0 | 0 | 0 | 0 | 0 | 0 | 0 | 0 | 0 | 0 | 0
F2_Commercial_Office_New_Food Preparation_Natural Gas_Food Prep Other_E8 | F2 | Commercial | Office | New | Food Preparation | Natural Gas | Food Prep Other | E8 | TRC BC Ratio | 0 | 0 | 0 | 0 | 0 | 0 | 0 | 0 | 0 | 0 | 0 | 0 | 0 | 0 | 0 | 0 | 0 | 0 | 0 | 0 | 0 | 0 | 0 | 0 | 0 | 0 | 0 | 0 | 0 | 0 | 0 | 0 | 0
F2_Commercial_Office_New_Food Preparation_Natural Gas_Food Prep Other_E9 | F2 | Commercial | Office | New | Food Preparation | Natural Gas | Food Prep Other | E9 | TRC BC Ratio | 0 | 0 | 0 | 0 | 0 | 0 | 0 | 0 | 0 | 0 | 0 | 0 | 0 | 0 | 0 | 0 | 0 | 0 | 0 | 0 | 0 | 0 | 0 | 0 | 0 | 0 | 0 | 0 | 0 | 0 | 0 | 0 | 0
F2_Commercial_Office_New_Food Preparation_Natural Gas_Food Prep Other_E10 | F2 | Commercial | Office | New | Food Preparation | Natural Gas | Food Prep Other | E10 | TRC BC Ratio | 0 | 0 | 0 | 0 | 0 | 0 | 0 | 0 | 0 | 0 | 0 | 0 | 0 | 0 | 0 | 0 | 0 | 0 | 0 | 0 | 0 | 0 | 0 | 0 | 0 | 0 | 0 | 0 | 0 | 0 | 0 | 0 | 0
F3_Commercial_Office_New_Food Preparation_Natural Gas_Food Prep Other_E1 | F3 | Commercial | Office | New | Food Preparation | Natural Gas | Food Prep Other | E1 | PACT BC Ratio | bar: 2019 to 2051
F3_Commercial_Office_New_Food Preparation_Natural Gas_Food Prep Other_E2 | F3 | Commercial | Office | New | Food Preparation | Natural Gas | Food Prep Other | E2 | PACT BC Ratio | 0 | 0 | 0 | 0 | 0 | 0 | 0 | 0 | 0 | 0 | 0 | 0 | 0 | 0 | 0 | 0 | 0 | 0 | 0 | 0 | 0 | 0 | 0 | 0 | 0 | 0 | 0 | 0 | 0 | 0 | 0 | 0 | 0
F3_Commercial_Office_New_Food Preparation_Natural Gas_Food Prep Other_E3 | F3 | Commercial | Office | New | Food Preparation | Natural Gas | Food Prep Other | E3 | PACT BC Ratio | 0 | 0 | 0 | 0 | 0 | 0 | 0 | 0 | 0 | 0 | 0 | 0 | 0 | 0 | 0 | 0 | 0 | 0 | 0 | 0 | 0 | 0 | 0 | 0 | 0 | 0 | 0 | 0 | 0 | 0 | 0 | 0 | 0
F3_Commercial_Office_New_Food Preparation_Natural Gas_Food Prep Other_E4 | F3 | Commercial | Office | New | Food Preparation | Natural Gas | Food Prep Other | E4 | PACT BC Ratio | 0 | 0 | 0 | 0 | 0 | 0 | 0 | 0 | 0 | 0 | 0 | 0 | 0 | 0 | 0 | 0 | 0 | 0 | 0 | 0 | 0 | 0 | 0 | 0 | 0 | 0 | 0 | 0 | 0 | 0 | 0 | 0 | 0
F3_Commercial_Office_New_Food Preparation_Natural Gas_Food Prep Other_E5 | F3 | Commercial | Office | New | Food Preparation | Natural Gas | Food Prep Other | E5 | PACT BC Ratio | 0 | 0 | 0 | 0 | 0 | 0 | 0 | 0 | 0 | 0 | 0 | 0 | 0 | 0 | 0 | 0 | 0 | 0 | 0 | 0 | 0 | 0 | 0 | 0 | 0 | 0 | 0 | 0 | 0 | 0 | 0 | 0 | 0
F3_Commercial_Office_New_Food Preparation_Natural Gas_Food Prep Other_E6 | F3 | Commercial | Office | New | Food Preparation | Natural Gas | Food Prep Other | E6 | PACT BC Ratio | 0 | 0 | 0 | 0 | 0 | 0 | 0 | 0 | 0 | 0 | 0 | 0 | 0 | 0 | 0 | 0 | 0 | 0 | 0 | 0 | 0 | 0 | 0 | 0 | 0 | 0 | 0 | 0 | 0 | 0 | 0 | 0 | 0
F3_Commercial_Office_New_Food Preparation_Natural Gas_Food Prep Other_E7 | F3 | Commercial | Office | New | Food Preparation | Natural Gas | Food Prep Other | E7 | PACT BC Ratio | 0 | 0 | 0 | 0 | 0 | 0 | 0 | 0 | 0 | 0 | 0 | 0 | 0 | 0 | 0 | 0 | 0 | 0 | 0 | 0 | 0 | 0 | 0 | 0 | 0 | 0 | 0 | 0 | 0 | 0 | 0 | 0 | 0
F3_Commercial_Office_New_Food Preparation_Natural Gas_Food Prep Other_E8 | F3 | Commercial | Office | New | Food Preparation | Natural Gas | Food Prep Other | E8 | PACT BC Ratio | 0 | 0 | 0 | 0 | 0 | 0 | 0 | 0 | 0 | 0 | 0 | 0 | 0 | 0 | 0 | 0 | 0 | 0 | 0 | 0 | 0 | 0 | 0 | 0 | 0 | 0 | 0 | 0 | 0 | 0 | 0 | 0 | 0
F3_Commercial_Office_New_Food Preparation_Natural Gas_Food Prep Other_E9 | F3 | Commercial | Office | New | Food Preparation | Natural Gas | Food Prep Other | E9 | PACT BC Ratio | 0 | 0 | 0 | 0 | 0 | 0 | 0 | 0 | 0 | 0 | 0 | 0 | 0 | 0 | 0 | 0 | 0 | 0 | 0 | 0 | 0 | 0 | 0 | 0 | 0 | 0 | 0 | 0 | 0 | 0 | 0 | 0 | 0
F3_Commercial_Office_New_Food Preparation_Natural Gas_Food Prep Other_E10 | F3 | Commercial | Office | New | Food Preparation | Natural Gas | Food Prep Other | E10 | PACT BC Ratio | 0 | 0 | 0 | 0 | 0 | 0 | 0 | 0 | 0 | 0 | 0 | 0 | 0 | 0 | 0 | 0 | 0 | 0 | 0 | 0 | 0 | 0 | 0 | 0 | 0 | 0 | 0 | 0 | 0 | 0 | 0 | 0 | 0
F4_Commercial_Office_New_Food Preparation_Natural Gas_Food Prep Other_E1 | F4 | Commercial | Office | New | Food Preparation | Natural Gas | Food Prep Other | E1 | RVT BC Ratio | bar: 2019 to 2051
F4_Commercial_Office_New_Food Preparation_Natural Gas_Food Prep Other_E2 | F4 | Commercial | Office | New | Food Preparation | Natural Gas | Food Prep Other | E2 | RVT BC Ratio | 0.7 | 0.7 | 0.7 | 0.7 | 0.7 | 0.7 | 0.7 | 0.7 | 0.7 | 0.7 | 0.7 | 0.7 | 0.7 | 0.7 | 0.7 | 0.7 | 0.7 | 0.7 | 0.7 | 0.7 | 0.7 | 0.7 | 0.7 | 0.7 | 0.7 | 0.7 | 0.7 | 0.7 | 0.7 | 0.7 | 0.7 | 0.7 | 0.7
F4_Commercial_Office_New_Food Preparation_Natural Gas_Food Prep Other_E3 | F4 | Commercial | Office | New | Food Preparation | Natural Gas | Food Prep Other | E3 | RVT BC Ratio | 0 | 0 | 0 | 0 | 0 | 0 | 0 | 0 | 0 | 0 | 0 | 0 | 0 | 0 | 0 | 0 | 0 | 0 | 0 | 0 | 0 | 0 | 0 | 0 | 0 | 0 | 0 | 0 | 0 | 0 | 0 | 0 | 0
F4_Commercial_Office_New_Food Preparation_Natural Gas_Food Prep Other_E4 | F4 | Commercial | Office | New | Food Preparation | Natural Gas | Food Prep Other | E4 | RVT BC Ratio | 0 | 0 | 0 | 0 | 0 | 0 | 0 | 0 | 0 | 0 | 0 | 0 | 0 | 0 | 0 | 0 | 0 | 0 | 0 | 0 | 0 | 0 | 0 | 0 | 0 | 0 | 0 | 0 | 0 | 0 | 0 | 0 | 0
F4_Commercial_Office_New_Food Preparation_Natural Gas_Food Prep Other_E5 | F4 | Commercial | Office | New | Food Preparation | Natural Gas | Food Prep Other | E5 | RVT BC Ratio | 0 | 0 | 0 | 0 | 0 | 0 | 0 | 0 | 0 | 0 | 0 | 0 | 0 | 0 | 0 | 0 | 0 | 0 | 0 | 0 | 0 | 0 | 0 | 0 | 0 | 0 | 0 | 0 | 0 | 0 | 0 | 0 | 0
F4_Commercial_Office_New_Food Preparation_Natural Gas_Food Prep Other_E6 | F4 | Commercial | Office | New | Food Preparation | Natural Gas | Food Prep Other | E6 | RVT BC Ratio | 0 | 0 | 0 | 0 | 0 | 0 | 0 | 0 | 0 | 0 | 0 | 0 | 0 | 0 | 0 | 0 | 0 | 0 | 0 | 0 | 0 | 0 | 0 | 0 | 0 | 0 | 0 | 0 | 0 | 0 | 0 | 0 | 0
F4_Commercial_Office_New_Food Preparation_Natural Gas_Food Prep Other_E7 | F4 | Commercial | Office | New | Food Preparation | Natural Gas | Food Prep Other | E7 | RVT BC Ratio | 0 | 0 | 0 | 0 | 0 | 0 | 0 | 0 | 0 | 0 | 0 | 0 | 0 | 0 | 0 | 0 | 0 | 0 | 0 | 0 | 0 | 0 | 0 | 0 | 0 | 0 | 0 | 0 | 0 | 0 | 0 | 0 | 0
F4_Commercial_Office_New_Food Preparation_Natural Gas_Food Prep Other_E8 | F4 | Commercial | Office | New | Food Preparation | Natural Gas | Food Prep Other | E8 | RVT BC Ratio | 0 | 0 | 0 | 0 | 0 | 0 | 0 | 0 | 0 | 0 | 0 | 0 | 0 | 0 | 0 | 0 | 0 | 0 | 0 | 0 | 0 | 0 | 0 | 0 | 0 | 0 | 0 | 0 | 0 | 0 | 0 | 0 | 0
F4_Commercial_Office_New_Food Preparation_Natural Gas_Food Prep Other_E9 | F4 | Commercial | Office | New | Food Preparation | Natural Gas | Food Prep Other | E9 | RVT BC Ratio | 0 | 0 | 0 | 0 | 0 | 0 | 0 | 0 | 0 | 0 | 0 | 0 | 0 | 0 | 0 | 0 | 0 | 0 | 0 | 0 | 0 | 0 | 0 | 0 | 0 | 0 | 0 | 0 | 0 | 0 | 0 | 0 | 0
F4_Commercial_Office_New_Food Preparation_Natural Gas_Food Prep Other_E10 | F4 | Commercial | Office | New | Food Preparation | Natural Gas | Food Prep Other | E10 | RVT BC Ratio | 0 | 0 | 0 | 0 | 0 | 0 | 0 | 0 | 0 | 0 | 0 | 0 | 0 | 0 | 0 | 0 | 0 | 0 | 0 | 0 | 0 | 0 | 0 | 0 | 0 | 0 | 0 | 0 | 0 | 0 | 0 | 0 | 0
F5_Commercial_Office_New_Food Preparation_Natural Gas_Food Prep Other_E1 | F5 | Commercial | Office | New | Food Preparation | Natural Gas | Food Prep Other | E1 | RIM BC Ratio | bar: 2019 to 2051
F5_Commercial_Office_New_Food Preparation_Natural Gas_Food Prep Other_E2 | F5 | Commercial | Office | New | Food Preparation | Natural Gas | Food Prep Other | E2 | RIM BC Ratio | 0 | 0 | 0 | 0 | 0 | 0 | 0 | 0 | 0 | 0 | 0 | 0 | 0 | 0 | 0 | 0 | 0 | 0 | 0 | 0 | 0 | 0 | 0 | 0 | 0 | 0 | 0 | 0 | 0 | 0 | 0 | 0 | 0
F5_Commercial_Office_New_Food Preparation_Natural Gas_Food Prep Other_E3 | F5 | Commercial | Office | New | Food Preparation | Natural Gas | Food Prep Other | E3 | RIM BC Ratio | 0 | 0 | 0 | 0 | 0 | 0 | 0 | 0 | 0 | 0 | 0 | 0 | 0 | 0 | 0 | 0 | 0 | 0 | 0 | 0 | 0 | 0 | 0 | 0 | 0 | 0 | 0 | 0 | 0 | 0 | 0 | 0 | 0
F5_Commercial_Office_New_Food Preparation_Natural Gas_Food Prep Other_E4 | F5 | Commercial | Office | New | Food Preparation | Natural Gas | Food Prep Other | E4 | RIM BC Ratio | 0 | 0 | 0 | 0 | 0 | 0 | 0 | 0 | 0 | 0 | 0 | 0 | 0 | 0 | 0 | 0 | 0 | 0 | 0 | 0 | 0 | 0 | 0 | 0 | 0 | 0 | 0 | 0 | 0 | 0 | 0 | 0 | 0
F5_Commercial_Office_New_Food Preparation_Natural Gas_Food Prep Other_E5 | F5 | Commercial | Office | New | Food Preparation | Natural Gas | Food Prep Other | E5 | RIM BC Ratio | 0 | 0 | 0 | 0 | 0 | 0 | 0 | 0 | 0 | 0 | 0 | 0 | 0 | 0 | 0 | 0 | 0 | 0 | 0 | 0 | 0 | 0 | 0 | 0 | 0 | 0 | 0 | 0 | 0 | 0 | 0 | 0 | 0
F5_Commercial_Office_New_Food Preparation_Natural Gas_Food Prep Other_E6 | F5 | Commercial | Office | New | Food Preparation | Natural Gas | Food Prep Other | E6 | RIM BC Ratio | 0 | 0 | 0 | 0 | 0 | 0 | 0 | 0 | 0 | 0 | 0 | 0 | 0 | 0 | 0 | 0 | 0 | 0 | 0 | 0 | 0 | 0 | 0 | 0 | 0 | 0 | 0 | 0 | 0 | 0 | 0 | 0 | 0
F5_Commercial_Office_New_Food Preparation_Natural Gas_Food Prep Other_E7 | F5 | Commercial | Office | New | Food Preparation | Natural Gas | Food Prep Other | E7 | RIM BC Ratio | 0 | 0 | 0 | 0 | 0 | 0 | 0 | 0 | 0 | 0 | 0 | 0 | 0 | 0 | 0 | 0 | 0 | 0 | 0 | 0 | 0 | 0 | 0 | 0 | 0 | 0 | 0 | 0 | 0 | 0 | 0 | 0 | 0
F5_Commercial_Office_New_Food Preparation_Natural Gas_Food Prep Other_E8 | F5 | Commercial | Office | New | Food Preparation | Natural Gas | Food Prep Other | E8 | RIM BC Ratio | 0 | 0 | 0 | 0 | 0 | 0 | 0 | 0 | 0 | 0 | 0 | 0 | 0 | 0 | 0 | 0 | 0 | 0 | 0 | 0 | 0 | 0 | 0 | 0 | 0 | 0 | 0 | 0 | 0 | 0 | 0 | 0 | 0
F5_Commercial_Office_New_Food Preparation_Natural Gas_Food Prep Other_E9 | F5 | Commercial | Office | New | Food Preparation | Natural Gas | Food Prep Other | E9 | RIM BC Ratio | 0 | 0 | 0 | 0 | 0 | 0 | 0 | 0 | 0 | 0 | 0 | 0 | 0 | 0 | 0 | 0 | 0 | 0 | 0 | 0 | 0 | 0 | 0 | 0 | 0 | 0 | 0 | 0 | 0 | 0 | 0 | 0 | 0
F5_Commercial_Office_New_Food Preparation_Natural Gas_Food Prep Other_E10 | F5 | Commercial | Office | New | Food Preparation | Natural Gas | Food Prep Other | E10 | RIM BC Ratio | 0 | 0 | 0 | 0 | 0 | 0 | 0 | 0 | 0 | 0 | 0 | 0 | 0 | 0 | 0 | 0 | 0 | 0 | 0 | 0 | 0 | 0 | 0 | 0 | 0 | 0 | 0 | 0 | 0 | 0 | 0 | 0 | 0
F0_Commercial_Office_New_Miscellaneous_Natural Gas_Pool Heater_E0 | F0 | Commercial | Office | New | Miscellaneous | Natural Gas | Pool Heater | E0 | Economic Unit | Standard (EF .78) | Standard (EF .78) | Standard (EF .78) | Standard (EF .78) | Standard (EF .78) | Standard (EF .78) | Standard (EF .78) | Standard (EF .78) | Standard (EF .78) | Standard (EF .78) | Standard (EF .78) | Standard (EF .78) | Standard (EF .78) | Standard (EF .78) | Standard (EF .78) | Standard (EF .78) | Standard (EF .78) | Standard (EF .78) | Standard (EF .78) | Standard (EF .78) | Standard (EF .78) | Standard (EF .78) | Standard (EF .78) | Standard (EF .78) | Standard (EF .78) | Standard (EF .78) | Standard (EF .78) | Standard (EF .78) | Standard (EF .78) | Standard (EF .78) | Standard (EF .78) | Standard (EF .78) | Standard (EF .78)
F1_Commercial_Office_New_Miscellaneous_Natural Gas_Pool Heater_E1 | F1 | Commercial | Office | New | Miscellaneous | Natural Gas | Pool Heater | E1 | CCE | 0 | 0 | 0 | 0 | 0 | 0 | 0 | 0 | 0 | 0 | 0 | 0 | 0 | 0 | 0 | 0 | 0 | 0 | 0 | 0 | 0 | 0 | 0 | 0 | 0 | 0 | 0 | 0 | 0 | 0 | 0 | 0 | 0
F1_Commercial_Office_New_Miscellaneous_Natural Gas_Pool Heater_E2 | F1 | Commercial | Office | New | Miscellaneous | Natural Gas | Pool Heater | E2 | CCE | 1.2838 | 1.2838 | 1.2838 | 1.2838 | 1.2838 | 1.2838 | 1.2838 | 1.2838 | 1.2838 | 1.2838 | 1.2838 | 1.2838 | 1.2838 | 1.2838 | 1.2838 | 1.2838 | 1.2838 | 1.2838 | 1.2838 | 1.2838 | 1.2838 | 1.2838 | 1.2838 | 1.2838 | 1.2838 | 1.2838 | 1.2838 | 1.2838 | 1.2838 | 1.2838 | 1.2838 | 1.2838 | 1.2838
F1_Commercial_Office_New_Miscellaneous_Natural Gas_Pool Heater_E3 | F1 | Commercial | Office | New | Miscellaneous | Natural Gas | Pool Heater | E3 | CCE | 0 | 0 | 0 | 0 | 0 | 0 | 0 | 0 | 0 | 0 | 0 | 0 | 0 | 0 | 0 | 0 | 0 | 0 | 0 | 0 | 0 | 0 | 0 | 0 | 0 | 0 | 0 | 0 | 0 | 0 | 0 | 0 | 0
F1_Commercial_Office_New_Miscellaneous_Natural Gas_Pool Heater_E4 | F1 | Commercial | Office | New | Miscellaneous | Natural Gas | Pool Heater | E4 | CCE | 0 | 0 | 0 | 0 | 0 | 0 | 0 | 0 | 0 | 0 | 0 | 0 | 0 | 0 | 0 | 0 | 0 | 0 | 0 | 0 | 0 | 0 | 0 | 0 | 0 | 0 | 0 | 0 | 0 | 0 | 0 | 0 | 0
F1_Commercial_Office_New_Miscellaneous_Natural Gas_Pool Heater_E5 | F1 | Commercial | Office | New | Miscellaneous | Natural Gas | Pool Heater | E5 | CCE | 0 | 0 | 0 | 0 | 0 | 0 | 0 | 0 | 0 | 0 | 0 | 0 | 0 | 0 | 0 | 0 | 0 | 0 | 0 | 0 | 0 | 0 | 0 | 0 | 0 | 0 | 0 | 0 | 0 | 0 | 0 | 0 | 0
F1_Commercial_Office_New_Miscellaneous_Natural Gas_Pool Heater_E6 | F1 | Commercial | Office | New | Miscellaneous | Natural Gas | Pool Heater | E6 | CCE | 0 | 0 | 0 | 0 | 0 | 0 | 0 | 0 | 0 | 0 | 0 | 0 | 0 | 0 | 0 | 0 | 0 | 0 | 0 | 0 | 0 | 0 | 0 | 0 | 0 | 0 | 0 | 0 | 0 | 0 | 0 | 0 | 0
F1_Commercial_Office_New_Miscellaneous_Natural Gas_Pool Heater_E7 | F1 | Commercial | Office | New | Miscellaneous | Natural Gas | Pool Heater | E7 | CCE | 0 | 0 | 0 | 0 | 0 | 0 | 0 | 0 | 0 | 0 | 0 | 0 | 0 | 0 | 0 | 0 | 0 | 0 | 0 | 0 | 0 | 0 | 0 | 0 | 0 | 0 | 0 | 0 | 0 | 0 | 0 | 0 | 0
F1_Commercial_Office_New_Miscellaneous_Natural Gas_Pool Heater_E8 | F1 | Commercial | Office | New | Miscellaneous | Natural Gas | Pool Heater | E8 | CCE | 0 | 0 | 0 | 0 | 0 | 0 | 0 | 0 | 0 | 0 | 0 | 0 | 0 | 0 | 0 | 0 | 0 | 0 | 0 | 0 | 0 | 0 | 0 | 0 | 0 | 0 | 0 | 0 | 0 | 0 | 0 | 0 | 0
F1_Commercial_Office_New_Miscellaneous_Natural Gas_Pool Heater_E9 | F1 | Commercial | Office | New | Miscellaneous | Natural Gas | Pool Heater | E9 | CCE | 0 | 0 | 0 | 0 | 0 | 0 | 0 | 0 | 0 | 0 | 0 | 0 | 0 | 0 | 0 | 0 | 0 | 0 | 0 | 0 | 0 | 0 | 0 | 0 | 0 | 0 | 0 | 0 | 0 | 0 | 0 | 0 | 0
F1_Commercial_Office_New_Miscellaneous_Natural Gas_Pool Heater_E10 | F1 | Commercial | Office | New | Miscellaneous | Natural Gas | Pool Heater | E10 | CCE | 0 | 0 | 0 | 0 | 0 | 0 | 0 | 0 | 0 | 0 | 0 | 0 | 0 | 0 | 0 | 0 | 0 | 0 | 0 | 0 | 0 | 0 | 0 | 0 | 0 | 0 | 0 | 0 | 0 | 0 | 0 | 0 | 0
F2_Commercial_Office_New_Miscellaneous_Natural Gas_Pool Heater_E1 | F2 | Commercial | Office | New | Miscellaneous | Natural Gas | Pool Heater | E1 | TRC BC Ratio | bar: 2019 to 2051
F2_Commercial_Office_New_Miscellaneous_Natural Gas_Pool Heater_E2 | F2 | Commercial | Office | New | Miscellaneous | Natural Gas | Pool Heater | E2 | TRC BC Ratio | 0 | 0 | 0 | 0 | 0 | 0 | 0 | 0 | 0 | 0 | 0 | 0 | 0 | 0 | 0 | 0 | 0 | 0 | 0 | 0 | 0 | 0 | 0 | 0 | 0 | 0 | 0 | 0 | 0 | 0 | 0 | 0 | 0
F2_Commercial_Office_New_Miscellaneous_Natural Gas_Pool Heater_E3 | F2 | Commercial | Office | New | Miscellaneous | Natural Gas | Pool Heater | E3 | TRC BC Ratio | 0 | 0 | 0 | 0 | 0 | 0 | 0 | 0 | 0 | 0 | 0 | 0 | 0 | 0 | 0 | 0 | 0 | 0 | 0 | 0 | 0 | 0 | 0 | 0 | 0 | 0 | 0 | 0 | 0 | 0 | 0 | 0 | 0
F2_Commercial_Office_New_Miscellaneous_Natural Gas_Pool Heater_E4 | F2 | Commercial | Office | New | Miscellaneous | Natural Gas | Pool Heater | E4 | TRC BC Ratio | 0 | 0 | 0 | 0 | 0 | 0 | 0 | 0 | 0 | 0 | 0 | 0 | 0 | 0 | 0 | 0 | 0 | 0 | 0 | 0 | 0 | 0 | 0 | 0 | 0 | 0 | 0 | 0 | 0 | 0 | 0 | 0 | 0
F2_Commercial_Office_New_Miscellaneous_Natural Gas_Pool Heater_E5 | F2 | Commercial | Office | New | Miscellaneous | Natural Gas | Pool Heater | E5 | TRC BC Ratio | 0 | 0 | 0 | 0 | 0 | 0 | 0 | 0 | 0 | 0 | 0 | 0 | 0 | 0 | 0 | 0 | 0 | 0 | 0 | 0 | 0 | 0 | 0 | 0 | 0 | 0 | 0 | 0 | 0 | 0 | 0 | 0 | 0
F2_Commercial_Office_New_Miscellaneous_Natural Gas_Pool Heater_E6 | F2 | Commercial | Office | New | Miscellaneous | Natural Gas | Pool Heater | E6 | TRC BC Ratio | 0 | 0 | 0 | 0 | 0 | 0 | 0 | 0 | 0 | 0 | 0 | 0 | 0 | 0 | 0 | 0 | 0 | 0 | 0 | 0 | 0 | 0 | 0 | 0 | 0 | 0 | 0 | 0 | 0 | 0 | 0 | 0 | 0
F2_Commercial_Office_New_Miscellaneous_Natural Gas_Pool Heater_E7 | F2 | Commercial | Office | New | Miscellaneous | Natural Gas | Pool Heater | E7 | TRC BC Ratio | 0 | 0 | 0 | 0 | 0 | 0 | 0 | 0 | 0 | 0 | 0 | 0 | 0 | 0 | 0 | 0 | 0 | 0 | 0 | 0 | 0 | 0 | 0 | 0 | 0 | 0 | 0 | 0 | 0 | 0 | 0 | 0 | 0
F2_Commercial_Office_New_Miscellaneous_Natural Gas_Pool Heater_E8 | F2 | Commercial | Office | New | Miscellaneous | Natural Gas | Pool Heater | E8 | TRC BC Ratio | 0 | 0 | 0 | 0 | 0 | 0 | 0 | 0 | 0 | 0 | 0 | 0 | 0 | 0 | 0 | 0 | 0 | 0 | 0 | 0 | 0 | 0 | 0 | 0 | 0 | 0 | 0 | 0 | 0 | 0 | 0 | 0 | 0
F2_Commercial_Office_New_Miscellaneous_Natural Gas_Pool Heater_E9 | F2 | Commercial | Office | New | Miscellaneous | Natural Gas | Pool Heater | E9 | TRC BC Ratio | 0 | 0 | 0 | 0 | 0 | 0 | 0 | 0 | 0 | 0 | 0 | 0 | 0 | 0 | 0 | 0 | 0 | 0 | 0 | 0 | 0 | 0 | 0 | 0 | 0 | 0 | 0 | 0 | 0 | 0 | 0 | 0 | 0
F2_Commercial_Office_New_Miscellaneous_Natural Gas_Pool Heater_E10 | F2 | Commercial | Office | New | Miscellaneous | Natural Gas | Pool Heater | E10 | TRC BC Ratio | 0 | 0 | 0 | 0 | 0 | 0 | 0 | 0 | 0 | 0 | 0 | 0 | 0 | 0 | 0 | 0 | 0 | 0 | 0 | 0 | 0 | 0 | 0 | 0 | 0 | 0 | 0 | 0 | 0 | 0 | 0 | 0 | 0
F3_Commercial_Office_New_Miscellaneous_Natural Gas_Pool Heater_E1 | F3 | Commercial | Office | New | Miscellaneous | Natural Gas | Pool Heater | E1 | PACT BC Ratio | bar: 2019 to 2051
F3_Commercial_Office_New_Miscellaneous_Natural Gas_Pool Heater_E2 | F3 | Commercial | Office | New | Miscellaneous | Natural Gas | Pool Heater | E2 | PACT BC Ratio | 0 | 0 | 0 | 0 | 0 | 0 | 0 | 0 | 0 | 0 | 0 | 0 | 0 | 0 | 0 | 0 | 0 | 0 | 0 | 0 | 0 | 0 | 0 | 0 | 0 | 0 | 0 | 0 | 0 | 0 | 0 | 0 | 0
F3_Commercial_Office_New_Miscellaneous_Natural Gas_Pool Heater_E3 | F3 | Commercial | Office | New | Miscellaneous | Natural Gas | Pool Heater | E3 | PACT BC Ratio | 0 | 0 | 0 | 0 | 0 | 0 | 0 | 0 | 0 | 0 | 0 | 0 | 0 | 0 | 0 | 0 | 0 | 0 | 0 | 0 | 0 | 0 | 0 | 0 | 0 | 0 | 0 | 0 | 0 | 0 | 0 | 0 | 0
F3_Commercial_Office_New_Miscellaneous_Natural Gas_Pool Heater_E4 | F3 | Commercial | Office | New | Miscellaneous | Natural Gas | Pool Heater | E4 | PACT BC Ratio | 0 | 0 | 0 | 0 | 0 | 0 | 0 | 0 | 0 | 0 | 0 | 0 | 0 | 0 | 0 | 0 | 0 | 0 | 0 | 0 | 0 | 0 | 0 | 0 | 0 | 0 | 0 | 0 | 0 | 0 | 0 | 0 | 0
F3_Commercial_Office_New_Miscellaneous_Natural Gas_Pool Heater_E5 | F3 | Commercial | Office | New | Miscellaneous | Natural Gas | Pool Heater | E5 | PACT BC Ratio | 0 | 0 | 0 | 0 | 0 | 0 | 0 | 0 | 0 | 0 | 0 | 0 | 0 | 0 | 0 | 0 | 0 | 0 | 0 | 0 | 0 | 0 | 0 | 0 | 0 | 0 | 0 | 0 | 0 | 0 | 0 | 0 | 0
F3_Commercial_Office_New_Miscellaneous_Natural Gas_Pool Heater_E6 | F3 | Commercial | Office | New | Miscellaneous | Natural Gas | Pool Heater | E6 | PACT BC Ratio | 0 | 0 | 0 | 0 | 0 | 0 | 0 | 0 | 0 | 0 | 0 | 0 | 0 | 0 | 0 | 0 | 0 | 0 | 0 | 0 | 0 | 0 | 0 | 0 | 0 | 0 | 0 | 0 | 0 | 0 | 0 | 0 | 0
F3_Commercial_Office_New_Miscellaneous_Natural Gas_Pool Heater_E7 | F3 | Commercial | Office | New | Miscellaneous | Natural Gas | Pool Heater | E7 | PACT BC Ratio | 0 | 0 | 0 | 0 | 0 | 0 | 0 | 0 | 0 | 0 | 0 | 0 | 0 | 0 | 0 | 0 | 0 | 0 | 0 | 0 | 0 | 0 | 0 | 0 | 0 | 0 | 0 | 0 | 0 | 0 | 0 | 0 | 0
F3_Commercial_Office_New_Miscellaneous_Natural Gas_Pool Heater_E8 | F3 | Commercial | Office | New | Miscellaneous | Natural Gas | Pool Heater | E8 | PACT BC Ratio | 0 | 0 | 0 | 0 | 0 | 0 | 0 | 0 | 0 | 0 | 0 | 0 | 0 | 0 | 0 | 0 | 0 | 0 | 0 | 0 | 0 | 0 | 0 | 0 | 0 | 0 | 0 | 0 | 0 | 0 | 0 | 0 | 0
F3_Commercial_Office_New_Miscellaneous_Natural Gas_Pool Heater_E9 | F3 | Commercial | Office | New | Miscellaneous | Natural Gas | Pool Heater | E9 | PACT BC Ratio | 0 | 0 | 0 | 0 | 0 | 0 | 0 | 0 | 0 | 0 | 0 | 0 | 0 | 0 | 0 | 0 | 0 | 0 | 0 | 0 | 0 | 0 | 0 | 0 | 0 | 0 | 0 | 0 | 0 | 0 | 0 | 0 | 0
F3_Commercial_Office_New_Miscellaneous_Natural Gas_Pool Heater_E10 | F3 | Commercial | Office | New | Miscellaneous | Natural Gas | Pool Heater | E10 | PACT BC Ratio | 0 | 0 | 0 | 0 | 0 | 0 | 0 | 0 | 0 | 0 | 0 | 0 | 0 | 0 | 0 | 0 | 0 | 0 | 0 | 0 | 0 | 0 | 0 | 0 | 0 | 0 | 0 | 0 | 0 | 0 | 0 | 0 | 0
F4_Commercial_Office_New_Miscellaneous_Natural Gas_Pool Heater_E1 | F4 | Commercial | Office | New | Miscellaneous | Natural Gas | Pool Heater | E1 | RVT BC Ratio | bar: 2019 to 2051
F4_Commercial_Office_New_Miscellaneous_Natural Gas_Pool Heater_E2 | F4 | Commercial | Office | New | Miscellaneous | Natural Gas | Pool Heater | E2 | RVT BC Ratio | 0.7 | 0.7 | 0.7 | 0.7 | 0.7 | 0.7 | 0.7 | 0.7 | 0.7 | 0.7 | 0.7 | 0.7 | 0.7 | 0.7 | 0.7 | 0.7 | 0.7 | 0.7 | 0.7 | 0.7 | 0.7 | 0.7 | 0.7 | 0.7 | 0.7 | 0.7 | 0.7 | 0.7 | 0.7 | 0.7 | 0.7 | 0.7 | 0.7
F4_Commercial_Office_New_Miscellaneous_Natural Gas_Pool Heater_E3 | F4 | Commercial | Office | New | Miscellaneous | Natural Gas | Pool Heater | E3 | RVT BC Ratio | 0 | 0 | 0 | 0 | 0 | 0 | 0 | 0 | 0 | 0 | 0 | 0 | 0 | 0 | 0 | 0 | 0 | 0 | 0 | 0 | 0 | 0 | 0 | 0 | 0 | 0 | 0 | 0 | 0 | 0 | 0 | 0 | 0
F4_Commercial_Office_New_Miscellaneous_Natural Gas_Pool Heater_E4 | F4 | Commercial | Office | New | Miscellaneous | Natural Gas | Pool Heater | E4 | RVT BC Ratio | 0 | 0 | 0 | 0 | 0 | 0 | 0 | 0 | 0 | 0 | 0 | 0 | 0 | 0 | 0 | 0 | 0 | 0 | 0 | 0 | 0 | 0 | 0 | 0 | 0 | 0 | 0 | 0 | 0 | 0 | 0 | 0 | 0
F4_Commercial_Office_New_Miscellaneous_Natural Gas_Pool Heater_E5 | F4 | Commercial | Office | New | Miscellaneous | Natural Gas | Pool Heater | E5 | RVT BC Ratio | 0 | 0 | 0 | 0 | 0 | 0 | 0 | 0 | 0 | 0 | 0 | 0 | 0 | 0 | 0 | 0 | 0 | 0 | 0 | 0 | 0 | 0 | 0 | 0 | 0 | 0 | 0 | 0 | 0 | 0 | 0 | 0 | 0
F4_Commercial_Office_New_Miscellaneous_Natural Gas_Pool Heater_E6 | F4 | Commercial | Office | New | Miscellaneous | Natural Gas | Pool Heater | E6 | RVT BC Ratio | 0 | 0 | 0 | 0 | 0 | 0 | 0 | 0 | 0 | 0 | 0 | 0 | 0 | 0 | 0 | 0 | 0 | 0 | 0 | 0 | 0 | 0 | 0 | 0 | 0 | 0 | 0 | 0 | 0 | 0 | 0 | 0 | 0
F4_Commercial_Office_New_Miscellaneous_Natural Gas_Pool Heater_E7 | F4 | Commercial | Office | New | Miscellaneous | Natural Gas | Pool Heater | E7 | RVT BC Ratio | 0 | 0 | 0 | 0 | 0 | 0 | 0 | 0 | 0 | 0 | 0 | 0 | 0 | 0 | 0 | 0 | 0 | 0 | 0 | 0 | 0 | 0 | 0 | 0 | 0 | 0 | 0 | 0 | 0 | 0 | 0 | 0 | 0
F4_Commercial_Office_New_Miscellaneous_Natural Gas_Pool Heater_E8 | F4 | Commercial | Office | New | Miscellaneous | Natural Gas | Pool Heater | E8 | RVT BC Ratio | 0 | 0 | 0 | 0 | 0 | 0 | 0 | 0 | 0 | 0 | 0 | 0 | 0 | 0 | 0 | 0 | 0 | 0 | 0 | 0 | 0 | 0 | 0 | 0 | 0 | 0 | 0 | 0 | 0 | 0 | 0 | 0 | 0
F4_Commercial_Office_New_Miscellaneous_Natural Gas_Pool Heater_E9 | F4 | Commercial | Office | New | Miscellaneous | Natural Gas | Pool Heater | E9 | RVT BC Ratio | 0 | 0 | 0 | 0 | 0 | 0 | 0 | 0 | 0 | 0 | 0 | 0 | 0 | 0 | 0 | 0 | 0 | 0 | 0 | 0 | 0 | 0 | 0 | 0 | 0 | 0 | 0 | 0 | 0 | 0 | 0 | 0 | 0
F4_Commercial_Office_New_Miscellaneous_Natural Gas_Pool Heater_E10 | F4 | Commercial | Office | New | Miscellaneous | Natural Gas | Pool Heater | E10 | RVT BC Ratio | 0 | 0 | 0 | 0 | 0 | 0 | 0 | 0 | 0 | 0 | 0 | 0 | 0 | 0 | 0 | 0 | 0 | 0 | 0 | 0 | 0 | 0 | 0 | 0 | 0 | 0 | 0 | 0 | 0 | 0 | 0 | 0 | 0
F5_Commercial_Office_New_Miscellaneous_Natural Gas_Pool Heater_E1 | F5 | Commercial | Office | New | Miscellaneous | Natural Gas | Pool Heater | E1 | RIM BC Ratio | bar: 2019 to 2051
F5_Commercial_Office_New_Miscellaneous_Natural Gas_Pool Heater_E2 | F5 | Commercial | Office | New | Miscellaneous | Natural Gas | Pool Heater | E2 | RIM BC Ratio | 0 | 0 | 0 | 0 | 0 | 0 | 0 | 0 | 0 | 0 | 0 | 0 | 0 | 0 | 0 | 0 | 0 | 0 | 0 | 0 | 0 | 0 | 0 | 0 | 0 | 0 | 0 | 0 | 0 | 0 | 0 | 0 | 0
F5_Commercial_Office_New_Miscellaneous_Natural Gas_Pool Heater_E3 | F5 | Commercial | Office | New | Miscellaneous | Natural Gas | Pool Heater | E3 | RIM BC Ratio | 0 | 0 | 0 | 0 | 0 | 0 | 0 | 0 | 0 | 0 | 0 | 0 | 0 | 0 | 0 | 0 | 0 | 0 | 0 | 0 | 0 | 0 | 0 | 0 | 0 | 0 | 0 | 0 | 0 | 0 | 0 | 0 | 0
F5_Commercial_Office_New_Miscellaneous_Natural Gas_Pool Heater_E4 | F5 | Commercial | Office | New | Miscellaneous | Natural Gas | Pool Heater | E4 | RIM BC Ratio | 0 | 0 | 0 | 0 | 0 | 0 | 0 | 0 | 0 | 0 | 0 | 0 | 0 | 0 | 0 | 0 | 0 | 0 | 0 | 0 | 0 | 0 | 0 | 0 | 0 | 0 | 0 | 0 | 0 | 0 | 0 | 0 | 0
F5_Commercial_Office_New_Miscellaneous_Natural Gas_Pool Heater_E5 | F5 | Commercial | Office | New | Miscellaneous | Natural Gas | Pool Heater | E5 | RIM BC Ratio | 0 | 0 | 0 | 0 | 0 | 0 | 0 | 0 | 0 | 0 | 0 | 0 | 0 | 0 | 0 | 0 | 0 | 0 | 0 | 0 | 0 | 0 | 0 | 0 | 0 | 0 | 0 | 0 | 0 | 0 | 0 | 0 | 0
F5_Commercial_Office_New_Miscellaneous_Natural Gas_Pool Heater_E6 | F5 | Commercial | Office | New | Miscellaneous | Natural Gas | Pool Heater | E6 | RIM BC Ratio | 0 | 0 | 0 | 0 | 0 | 0 | 0 | 0 | 0 | 0 | 0 | 0 | 0 | 0 | 0 | 0 | 0 | 0 | 0 | 0 | 0 | 0 | 0 | 0 | 0 | 0 | 0 | 0 | 0 | 0 | 0 | 0 | 0
F5_Commercial_Office_New_Miscellaneous_Natural Gas_Pool Heater_E7 | F5 | Commercial | Office | New | Miscellaneous | Natural Gas | Pool Heater | E7 | RIM BC Ratio | 0 | 0 | 0 | 0 | 0 | 0 | 0 | 0 | 0 | 0 | 0 | 0 | 0 | 0 | 0 | 0 | 0 | 0 | 0 | 0 | 0 | 0 | 0 | 0 | 0 | 0 | 0 | 0 | 0 | 0 | 0 | 0 | 0
F5_Commercial_Office_New_Miscellaneous_Natural Gas_Pool Heater_E8 | F5 | Commercial | Office | New | Miscellaneous | Natural Gas | Pool Heater | E8 | RIM BC Ratio | 0 | 0 | 0 | 0 | 0 | 0 | 0 | 0 | 0 | 0 | 0 | 0 | 0 | 0 | 0 | 0 | 0 | 0 | 0 | 0 | 0 | 0 | 0 | 0 | 0 | 0 | 0 | 0 | 0 | 0 | 0 | 0 | 0
F5_Commercial_Office_New_Miscellaneous_Natural Gas_Pool Heater_E9 | F5 | Commercial | Office | New | Miscellaneous | Natural Gas | Pool Heater | E9 | RIM BC Ratio | 0 | 0 | 0 | 0 | 0 | 0 | 0 | 0 | 0 | 0 | 0 | 0 | 0 | 0 | 0 | 0 | 0 | 0 | 0 | 0 | 0 | 0 | 0 | 0 | 0 | 0 | 0 | 0 | 0 | 0 | 0 | 0 | 0
F5_Commercial_Office_New_Miscellaneous_Natural Gas_Pool Heater_E10 | F5 | Commercial | Office | New | Miscellaneous | Natural Gas | Pool Heater | E10 | RIM BC Ratio | 0 | 0 | 0 | 0 | 0 | 0 | 0 | 0 | 0 | 0 | 0 | 0 | 0 | 0 | 0 | 0 | 0 | 0 | 0 | 0 | 0 | 0 | 0 | 0 | 0 | 0 | 0 | 0 | 0 | 0 | 0 | 0 | 0
F0_Commercial_Office_New_Miscellaneous_Natural Gas_Miscellaneous_E0 | F0 | Commercial | Office | New | Miscellaneous | Natural Gas | Miscellaneous | E0 | Economic Unit | Miscellaneous | Miscellaneous | Miscellaneous | Miscellaneous | Miscellaneous | Miscellaneous | Miscellaneous | Miscellaneous | Miscellaneous | Miscellaneous | Miscellaneous | Miscellaneous | Miscellaneous | Miscellaneous | Miscellaneous | Miscellaneous | Miscellaneous | Miscellaneous | Miscellaneous | Miscellaneous | Miscellaneous | Miscellaneous | Miscellaneous | Miscellaneous | Miscellaneous | Miscellaneous | Miscellaneous | Miscellaneous | Miscellaneous | Miscellaneous | Miscellaneous | Miscellaneous | Miscellaneous
F1_Commercial_Office_New_Miscellaneous_Natural Gas_Miscellaneous_E1 | F1 | Commercial | Office | New | Miscellaneous | Natural Gas | Miscellaneous | E1 | CCE | 0 | 0 | 0 | 0 | 0 | 0 | 0 | 0 | 0 | 0 | 0 | 0 | 0 | 0 | 0 | 0 | 0 | 0 | 0 | 0 | 0 | 0 | 0 | 0 | 0 | 0 | 0 | 0 | 0 | 0 | 0 | 0 | 0
F1_Commercial_Office_New_Miscellaneous_Natural Gas_Miscellaneous_E2 | F1 | Commercial | Office | New | Miscellaneous | Natural Gas | Miscellaneous | E2 | CCE | 0 | 0 | 0 | 0 | 0 | 0 | 0 | 0 | 0 | 0 | 0 | 0 | 0 | 0 | 0 | 0 | 0 | 0 | 0 | 0 | 0 | 0 | 0 | 0 | 0 | 0 | 0 | 0 | 0 | 0 | 0 | 0 | 0
F1_Commercial_Office_New_Miscellaneous_Natural Gas_Miscellaneous_E3 | F1 | Commercial | Office | New | Miscellaneous | Natural Gas | Miscellaneous | E3 | CCE | 0 | 0 | 0 | 0 | 0 | 0 | 0 | 0 | 0 | 0 | 0 | 0 | 0 | 0 | 0 | 0 | 0 | 0 | 0 | 0 | 0 | 0 | 0 | 0 | 0 | 0 | 0 | 0 | 0 | 0 | 0 | 0 | 0
F1_Commercial_Office_New_Miscellaneous_Natural Gas_Miscellaneous_E4 | F1 | Commercial | Office | New | Miscellaneous | Natural Gas | Miscellaneous | E4 | CCE | 0 | 0 | 0 | 0 | 0 | 0 | 0 | 0 | 0 | 0 | 0 | 0 | 0 | 0 | 0 | 0 | 0 | 0 | 0 | 0 | 0 | 0 | 0 | 0 | 0 | 0 | 0 | 0 | 0 | 0 | 0 | 0 | 0
F1_Commercial_Office_New_Miscellaneous_Natural Gas_Miscellaneous_E5 | F1 | Commercial | Office | New | Miscellaneous | Natural Gas | Miscellaneous | E5 | CCE | 0 | 0 | 0 | 0 | 0 | 0 | 0 | 0 | 0 | 0 | 0 | 0 | 0 | 0 | 0 | 0 | 0 | 0 | 0 | 0 | 0 | 0 | 0 | 0 | 0 | 0 | 0 | 0 | 0 | 0 | 0 | 0 | 0
F1_Commercial_Office_New_Miscellaneous_Natural Gas_Miscellaneous_E6 | F1 | Commercial | Office | New | Miscellaneous | Natural Gas | Miscellaneous | E6 | CCE | 0 | 0 | 0 | 0 | 0 | 0 | 0 | 0 | 0 | 0 | 0 | 0 | 0 | 0 | 0 | 0 | 0 | 0 | 0 | 0 | 0 | 0 | 0 | 0 | 0 | 0 | 0 | 0 | 0 | 0 | 0 | 0 | 0
F1_Commercial_Office_New_Miscellaneous_Natural Gas_Miscellaneous_E7 | F1 | Commercial | Office | New | Miscellaneous | Natural Gas | Miscellaneous | E7 | CCE | 0 | 0 | 0 | 0 | 0 | 0 | 0 | 0 | 0 | 0 | 0 | 0 | 0 | 0 | 0 | 0 | 0 | 0 | 0 | 0 | 0 | 0 | 0 | 0 | 0 | 0 | 0 | 0 | 0 | 0 | 0 | 0 | 0
F1_Commercial_Office_New_Miscellaneous_Natural Gas_Miscellaneous_E8 | F1 | Commercial | Office | New | Miscellaneous | Natural Gas | Miscellaneous | E8 | CCE | 0 | 0 | 0 | 0 | 0 | 0 | 0 | 0 | 0 | 0 | 0 | 0 | 0 | 0 | 0 | 0 | 0 | 0 | 0 | 0 | 0 | 0 | 0 | 0 | 0 | 0 | 0 | 0 | 0 | 0 | 0 | 0 | 0
F1_Commercial_Office_New_Miscellaneous_Natural Gas_Miscellaneous_E9 | F1 | Commercial | Office | New | Miscellaneous | Natural Gas | Miscellaneous | E9 | CCE | 0 | 0 | 0 | 0 | 0 | 0 | 0 | 0 | 0 | 0 | 0 | 0 | 0 | 0 | 0 | 0 | 0 | 0 | 0 | 0 | 0 | 0 | 0 | 0 | 0 | 0 | 0 | 0 | 0 | 0 | 0 | 0 | 0
F1_Commercial_Office_New_Miscellaneous_Natural Gas_Miscellaneous_E10 | F1 | Commercial | Office | New | Miscellaneous | Natural Gas | Miscellaneous | E10 | CCE | 0 | 0 | 0 | 0 | 0 | 0 | 0 | 0 | 0 | 0 | 0 | 0 | 0 | 0 | 0 | 0 | 0 | 0 | 0 | 0 | 0 | 0 | 0 | 0 | 0 | 0 | 0 | 0 | 0 | 0 | 0 | 0 | 0
F2_Commercial_Office_New_Miscellaneous_Natural Gas_Miscellaneous_E1 | F2 | Commercial | Office | New | Miscellaneous | Natural Gas | Miscellaneous | E1 | TRC BC Ratio | bar: 2019 to 2051
F2_Commercial_Office_New_Miscellaneous_Natural Gas_Miscellaneous_E2 | F2 | Commercial | Office | New | Miscellaneous | Natural Gas | Miscellaneous | E2 | TRC BC Ratio | 0 | 0 | 0 | 0 | 0 | 0 | 0 | 0 | 0 | 0 | 0 | 0 | 0 | 0 | 0 | 0 | 0 | 0 | 0 | 0 | 0 | 0 | 0 | 0 | 0 | 0 | 0 | 0 | 0 | 0 | 0 | 0 | 0
F2_Commercial_Office_New_Miscellaneous_Natural Gas_Miscellaneous_E3 | F2 | Commercial | Office | New | Miscellaneous | Natural Gas | Miscellaneous | E3 | TRC BC Ratio | 0 | 0 | 0 | 0 | 0 | 0 | 0 | 0 | 0 | 0 | 0 | 0 | 0 | 0 | 0 | 0 | 0 | 0 | 0 | 0 | 0 | 0 | 0 | 0 | 0 | 0 | 0 | 0 | 0 | 0 | 0 | 0 | 0
F2_Commercial_Office_New_Miscellaneous_Natural Gas_Miscellaneous_E4 | F2 | Commercial | Office | New | Miscellaneous | Natural Gas | Miscellaneous | E4 | TRC BC Ratio | 0 | 0 | 0 | 0 | 0 | 0 | 0 | 0 | 0 | 0 | 0 | 0 | 0 | 0 | 0 | 0 | 0 | 0 | 0 | 0 | 0 | 0 | 0 | 0 | 0 | 0 | 0 | 0 | 0 | 0 | 0 | 0 | 0
F2_Commercial_Office_New_Miscellaneous_Natural Gas_Miscellaneous_E5 | F2 | Commercial | Office | New | Miscellaneous | Natural Gas | Miscellaneous | E5 | TRC BC Ratio | 0 | 0 | 0 | 0 | 0 | 0 | 0 | 0 | 0 | 0 | 0 | 0 | 0 | 0 | 0 | 0 | 0 | 0 | 0 | 0 | 0 | 0 | 0 | 0 | 0 | 0 | 0 | 0 | 0 | 0 | 0 | 0 | 0
F2_Commercial_Office_New_Miscellaneous_Natural Gas_Miscellaneous_E6 | F2 | Commercial | Office | New | Miscellaneous | Natural Gas | Miscellaneous | E6 | TRC BC Ratio | 0 | 0 | 0 | 0 | 0 | 0 | 0 | 0 | 0 | 0 | 0 | 0 | 0 | 0 | 0 | 0 | 0 | 0 | 0 | 0 | 0 | 0 | 0 | 0 | 0 | 0 | 0 | 0 | 0 | 0 | 0 | 0 | 0
F2_Commercial_Office_New_Miscellaneous_Natural Gas_Miscellaneous_E7 | F2 | Commercial | Office | New | Miscellaneous | Natural Gas | Miscellaneous | E7 | TRC BC Ratio | 0 | 0 | 0 | 0 | 0 | 0 | 0 | 0 | 0 | 0 | 0 | 0 | 0 | 0 | 0 | 0 | 0 | 0 | 0 | 0 | 0 | 0 | 0 | 0 | 0 | 0 | 0 | 0 | 0 | 0 | 0 | 0 | 0
F2_Commercial_Office_New_Miscellaneous_Natural Gas_Miscellaneous_E8 | F2 | Commercial | Office | New | Miscellaneous | Natural Gas | Miscellaneous | E8 | TRC BC Ratio | 0 | 0 | 0 | 0 | 0 | 0 | 0 | 0 | 0 | 0 | 0 | 0 | 0 | 0 | 0 | 0 | 0 | 0 | 0 | 0 | 0 | 0 | 0 | 0 | 0 | 0 | 0 | 0 | 0 | 0 | 0 | 0 | 0
F2_Commercial_Office_New_Miscellaneous_Natural Gas_Miscellaneous_E9 | F2 | Commercial | Office | New | Miscellaneous | Natural Gas | Miscellaneous | E9 | TRC BC Ratio | 0 | 0 | 0 | 0 | 0 | 0 | 0 | 0 | 0 | 0 | 0 | 0 | 0 | 0 | 0 | 0 | 0 | 0 | 0 | 0 | 0 | 0 | 0 | 0 | 0 | 0 | 0 | 0 | 0 | 0 | 0 | 0 | 0
F2_Commercial_Office_New_Miscellaneous_Natural Gas_Miscellaneous_E10 | F2 | Commercial | Office | New | Miscellaneous | Natural Gas | Miscellaneous | E10 | TRC BC Ratio | 0 | 0 | 0 | 0 | 0 | 0 | 0 | 0 | 0 | 0 | 0 | 0 | 0 | 0 | 0 | 0 | 0 | 0 | 0 | 0 | 0 | 0 | 0 | 0 | 0 | 0 | 0 | 0 | 0 | 0 | 0 | 0 | 0
F3_Commercial_Office_New_Miscellaneous_Natural Gas_Miscellaneous_E1 | F3 | Commercial | Office | New | Miscellaneous | Natural Gas | Miscellaneous | E1 | PACT BC Ratio | bar: 2019 to 2051
F3_Commercial_Office_New_Miscellaneous_Natural Gas_Miscellaneous_E2 | F3 | Commercial | Office | New | Miscellaneous | Natural Gas | Miscellaneous | E2 | PACT BC Ratio | 0 | 0 | 0 | 0 | 0 | 0 | 0 | 0 | 0 | 0 | 0 | 0 | 0 | 0 | 0 | 0 | 0 | 0 | 0 | 0 | 0 | 0 | 0 | 0 | 0 | 0 | 0 | 0 | 0 | 0 | 0 | 0 | 0
F3_Commercial_Office_New_Miscellaneous_Natural Gas_Miscellaneous_E3 | F3 | Commercial | Office | New | Miscellaneous | Natural Gas | Miscellaneous | E3 | PACT BC Ratio | 0 | 0 | 0 | 0 | 0 | 0 | 0 | 0 | 0 | 0 | 0 | 0 | 0 | 0 | 0 | 0 | 0 | 0 | 0 | 0 | 0 | 0 | 0 | 0 | 0 | 0 | 0 | 0 | 0 | 0 | 0 | 0 | 0
F3_Commercial_Office_New_Miscellaneous_Natural Gas_Miscellaneous_E4 | F3 | Commercial | Office | New | Miscellaneous | Natural Gas | Miscellaneous | E4 | PACT BC Ratio | 0 | 0 | 0 | 0 | 0 | 0 | 0 | 0 | 0 | 0 | 0 | 0 | 0 | 0 | 0 | 0 | 0 | 0 | 0 | 0 | 0 | 0 | 0 | 0 | 0 | 0 | 0 | 0 | 0 | 0 | 0 | 0 | 0
F3_Commercial_Office_New_Miscellaneous_Natural Gas_Miscellaneous_E5 | F3 | Commercial | Office | New | Miscellaneous | Natural Gas | Miscellaneous | E5 | PACT BC Ratio | 0 | 0 | 0 | 0 | 0 | 0 | 0 | 0 | 0 | 0 | 0 | 0 | 0 | 0 | 0 | 0 | 0 | 0 | 0 | 0 | 0 | 0 | 0 | 0 | 0 | 0 | 0 | 0 | 0 | 0 | 0 | 0 | 0
F3_Commercial_Office_New_Miscellaneous_Natural Gas_Miscellaneous_E6 | F3 | Commercial | Office | New | Miscellaneous | Natural Gas | Miscellaneous | E6 | PACT BC Ratio | 0 | 0 | 0 | 0 | 0 | 0 | 0 | 0 | 0 | 0 | 0 | 0 | 0 | 0 | 0 | 0 | 0 | 0 | 0 | 0 | 0 | 0 | 0 | 0 | 0 | 0 | 0 | 0 | 0 | 0 | 0 | 0 | 0
F3_Commercial_Office_New_Miscellaneous_Natural Gas_Miscellaneous_E7 | F3 | Commercial | Office | New | Miscellaneous | Natural Gas | Miscellaneous | E7 | PACT BC Ratio | 0 | 0 | 0 | 0 | 0 | 0 | 0 | 0 | 0 | 0 | 0 | 0 | 0 | 0 | 0 | 0 | 0 | 0 | 0 | 0 | 0 | 0 | 0 | 0 | 0 | 0 | 0 | 0 | 0 | 0 | 0 | 0 | 0
F3_Commercial_Office_New_Miscellaneous_Natural Gas_Miscellaneous_E8 | F3 | Commercial | Office | New | Miscellaneous | Natural Gas | Miscellaneous | E8 | PACT BC Ratio | 0 | 0 | 0 | 0 | 0 | 0 | 0 | 0 | 0 | 0 | 0 | 0 | 0 | 0 | 0 | 0 | 0 | 0 | 0 | 0 | 0 | 0 | 0 | 0 | 0 | 0 | 0 | 0 | 0 | 0 | 0 | 0 | 0
F3_Commercial_Office_New_Miscellaneous_Natural Gas_Miscellaneous_E9 | F3 | Commercial | Office | New | Miscellaneous | Natural Gas | Miscellaneous | E9 | PACT BC Ratio | 0 | 0 | 0 | 0 | 0 | 0 | 0 | 0 | 0 | 0 | 0 | 0 | 0 | 0 | 0 | 0 | 0 | 0 | 0 | 0 | 0 | 0 | 0 | 0 | 0 | 0 | 0 | 0 | 0 | 0 | 0 | 0 | 0
F3_Commercial_Office_New_Miscellaneous_Natural Gas_Miscellaneous_E10 | F3 | Commercial | Office | New | Miscellaneous | Natural Gas | Miscellaneous | E10 | PACT BC Ratio | 0 | 0 | 0 | 0 | 0 | 0 | 0 | 0 | 0 | 0 | 0 | 0 | 0 | 0 | 0 | 0 | 0 | 0 | 0 | 0 | 0 | 0 | 0 | 0 | 0 | 0 | 0 | 0 | 0 | 0 | 0 | 0 | 0
F4_Commercial_Office_New_Miscellaneous_Natural Gas_Miscellaneous_E1 | F4 | Commercial | Office | New | Miscellaneous | Natural Gas | Miscellaneous | E1 | RVT BC Ratio | bar: 2019 to 2051
F4_Commercial_Office_New_Miscellaneous_Natural Gas_Miscellaneous_E2 | F4 | Commercial | Office | New | Miscellaneous | Natural Gas | Miscellaneous | E2 | RVT BC Ratio | 0 | 0 | 0 | 0 | 0 | 0 | 0 | 0 | 0 | 0 | 0 | 0 | 0 | 0 | 0 | 0 | 0 | 0 | 0 | 0 | 0 | 0 | 0 | 0 | 0 | 0 | 0 | 0 | 0 | 0 | 0 | 0 | 0
F4_Commercial_Office_New_Miscellaneous_Natural Gas_Miscellaneous_E3 | F4 | Commercial | Office | New | Miscellaneous | Natural Gas | Miscellaneous | E3 | RVT BC Ratio | 0 | 0 | 0 | 0 | 0 | 0 | 0 | 0 | 0 | 0 | 0 | 0 | 0 | 0 | 0 | 0 | 0 | 0 | 0 | 0 | 0 | 0 | 0 | 0 | 0 | 0 | 0 | 0 | 0 | 0 | 0 | 0 | 0
F4_Commercial_Office_New_Miscellaneous_Natural Gas_Miscellaneous_E4 | F4 | Commercial | Office | New | Miscellaneous | Natural Gas | Miscellaneous | E4 | RVT BC Ratio | 0 | 0 | 0 | 0 | 0 | 0 | 0 | 0 | 0 | 0 | 0 | 0 | 0 | 0 | 0 | 0 | 0 | 0 | 0 | 0 | 0 | 0 | 0 | 0 | 0 | 0 | 0 | 0 | 0 | 0 | 0 | 0 | 0
F4_Commercial_Office_New_Miscellaneous_Natural Gas_Miscellaneous_E5 | F4 | Commercial | Office | New | Miscellaneous | Natural Gas | Miscellaneous | E5 | RVT BC Ratio | 0 | 0 | 0 | 0 | 0 | 0 | 0 | 0 | 0 | 0 | 0 | 0 | 0 | 0 | 0 | 0 | 0 | 0 | 0 | 0 | 0 | 0 | 0 | 0 | 0 | 0 | 0 | 0 | 0 | 0 | 0 | 0 | 0
F4_Commercial_Office_New_Miscellaneous_Natural Gas_Miscellaneous_E6 | F4 | Commercial | Office | New | Miscellaneous | Natural Gas | Miscellaneous | E6 | RVT BC Ratio | 0 | 0 | 0 | 0 | 0 | 0 | 0 | 0 | 0 | 0 | 0 | 0 | 0 | 0 | 0 | 0 | 0 | 0 | 0 | 0 | 0 | 0 | 0 | 0 | 0 | 0 | 0 | 0 | 0 | 0 | 0 | 0 | 0
F4_Commercial_Office_New_Miscellaneous_Natural Gas_Miscellaneous_E7 | F4 | Commercial | Office | New | Miscellaneous | Natural Gas | Miscellaneous | E7 | RVT BC Ratio | 0 | 0 | 0 | 0 | 0 | 0 | 0 | 0 | 0 | 0 | 0 | 0 | 0 | 0 | 0 | 0 | 0 | 0 | 0 | 0 | 0 | 0 | 0 | 0 | 0 | 0 | 0 | 0 | 0 | 0 | 0 | 0 | 0
F4_Commercial_Office_New_Miscellaneous_Natural Gas_Miscellaneous_E8 | F4 | Commercial | Office | New | Miscellaneous | Natural Gas | Miscellaneous | E8 | RVT BC Ratio | 0 | 0 | 0 | 0 | 0 | 0 | 0 | 0 | 0 | 0 | 0 | 0 | 0 | 0 | 0 | 0 | 0 | 0 | 0 | 0 | 0 | 0 | 0 | 0 | 0 | 0 | 0 | 0 | 0 | 0 | 0 | 0 | 0
F4_Commercial_Office_New_Miscellaneous_Natural Gas_Miscellaneous_E9 | F4 | Commercial | Office | New | Miscellaneous | Natural Gas | Miscellaneous | E9 | RVT BC Ratio | 0 | 0 | 0 | 0 | 0 | 0 | 0 | 0 | 0 | 0 | 0 | 0 | 0 | 0 | 0 | 0 | 0 | 0 | 0 | 0 | 0 | 0 | 0 | 0 | 0 | 0 | 0 | 0 | 0 | 0 | 0 | 0 | 0
F4_Commercial_Office_New_Miscellaneous_Natural Gas_Miscellaneous_E10 | F4 | Commercial | Office | New | Miscellaneous | Natural Gas | Miscellaneous | E10 | RVT BC Ratio | 0 | 0 | 0 | 0 | 0 | 0 | 0 | 0 | 0 | 0 | 0 | 0 | 0 | 0 | 0 | 0 | 0 | 0 | 0 | 0 | 0 | 0 | 0 | 0 | 0 | 0 | 0 | 0 | 0 | 0 | 0 | 0 | 0
F5_Commercial_Office_New_Miscellaneous_Natural Gas_Miscellaneous_E1 | F5 | Commercial | Office | New | Miscellaneous | Natural Gas | Miscellaneous | E1 | RIM BC Ratio | bar: 2019 to 2051
F5_Commercial_Office_New_Miscellaneous_Natural Gas_Miscellaneous_E2 | F5 | Commercial | Office | New | Miscellaneous | Natural Gas | Miscellaneous | E2 | RIM BC Ratio | 0 | 0 | 0 | 0 | 0 | 0 | 0 | 0 | 0 | 0 | 0 | 0 | 0 | 0 | 0 | 0 | 0 | 0 | 0 | 0 | 0 | 0 | 0 | 0 | 0 | 0 | 0 | 0 | 0 | 0 | 0 | 0 | 0
F5_Commercial_Office_New_Miscellaneous_Natural Gas_Miscellaneous_E3 | F5 | Commercial | Office | New | Miscellaneous | Natural Gas | Miscellaneous | E3 | RIM BC Ratio | 0 | 0 | 0 | 0 | 0 | 0 | 0 | 0 | 0 | 0 | 0 | 0 | 0 | 0 | 0 | 0 | 0 | 0 | 0 | 0 | 0 | 0 | 0 | 0 | 0 | 0 | 0 | 0 | 0 | 0 | 0 | 0 | 0
F5_Commercial_Office_New_Miscellaneous_Natural Gas_Miscellaneous_E4 | F5 | Commercial | Office | New | Miscellaneous | Natural Gas | Miscellaneous | E4 | RIM BC Ratio | 0 | 0 | 0 | 0 | 0 | 0 | 0 | 0 | 0 | 0 | 0 | 0 | 0 | 0 | 0 | 0 | 0 | 0 | 0 | 0 | 0 | 0 | 0 | 0 | 0 | 0 | 0 | 0 | 0 | 0 | 0 | 0 | 0
F5_Commercial_Office_New_Miscellaneous_Natural Gas_Miscellaneous_E5 | F5 | Commercial | Office | New | Miscellaneous | Natural Gas | Miscellaneous | E5 | RIM BC Ratio | 0 | 0 | 0 | 0 | 0 | 0 | 0 | 0 | 0 | 0 | 0 | 0 | 0 | 0 | 0 | 0 | 0 | 0 | 0 | 0 | 0 | 0 | 0 | 0 | 0 | 0 | 0 | 0 | 0 | 0 | 0 | 0 | 0
F5_Commercial_Office_New_Miscellaneous_Natural Gas_Miscellaneous_E6 | F5 | Commercial | Office | New | Miscellaneous | Natural Gas | Miscellaneous | E6 | RIM BC Ratio | 0 | 0 | 0 | 0 | 0 | 0 | 0 | 0 | 0 | 0 | 0 | 0 | 0 | 0 | 0 | 0 | 0 | 0 | 0 | 0 | 0 | 0 | 0 | 0 | 0 | 0 | 0 | 0 | 0 | 0 | 0 | 0 | 0
F5_Commercial_Office_New_Miscellaneous_Natural Gas_Miscellaneous_E7 | F5 | Commercial | Office | New | Miscellaneous | Natural Gas | Miscellaneous | E7 | RIM BC Ratio | 0 | 0 | 0 | 0 | 0 | 0 | 0 | 0 | 0 | 0 | 0 | 0 | 0 | 0 | 0 | 0 | 0 | 0 | 0 | 0 | 0 | 0 | 0 | 0 | 0 | 0 | 0 | 0 | 0 | 0 | 0 | 0 | 0
F5_Commercial_Office_New_Miscellaneous_Natural Gas_Miscellaneous_E8 | F5 | Commercial | Office | New | Miscellaneous | Natural Gas | Miscellaneous | E8 | RIM BC Ratio | 0 | 0 | 0 | 0 | 0 | 0 | 0 | 0 | 0 | 0 | 0 | 0 | 0 | 0 | 0 | 0 | 0 | 0 | 0 | 0 | 0 | 0 | 0 | 0 | 0 | 0 | 0 | 0 | 0 | 0 | 0 | 0 | 0
F5_Commercial_Office_New_Miscellaneous_Natural Gas_Miscellaneous_E9 | F5 | Commercial | Office | New | Miscellaneous | Natural Gas | Miscellaneous | E9 | RIM BC Ratio | 0 | 0 | 0 | 0 | 0 | 0 | 0 | 0 | 0 | 0 | 0 | 0 | 0 | 0 | 0 | 0 | 0 | 0 | 0 | 0 | 0 | 0 | 0 | 0 | 0 | 0 | 0 | 0 | 0 | 0 | 0 | 0 | 0
F5_Commercial_Office_New_Miscellaneous_Natural Gas_Miscellaneous_E10 | F5 | Commercial | Office | New | Miscellaneous | Natural Gas | Miscellaneous | E10 | RIM BC Ratio | 0 | 0 | 0 | 0 | 0 | 0 | 0 | 0 | 0 | 0 | 0 | 0 | 0 | 0 | 0 | 0 | 0 | 0 | 0 | 0 | 0 | 0 | 0 | 0 | 0 | 0 | 0 | 0 | 0 | 0 | 0 | 0 | 0
F0_Commercial_Restaurant_Existing_Space Heating_Natural Gas_Furnace_E0 | F0 | Commercial | Restaurant | Existing | Space Heating | Natural Gas | Furnace | E0 | Economic Unit | AFUE 96% | AFUE 96% | AFUE 96% | AFUE 96% | AFUE 96% | AFUE 96% | AFUE 96% | AFUE 96% | AFUE 96% | AFUE 96% | AFUE 96% | AFUE 96% | AFUE 96% | AFUE 96% | AFUE 96% | AFUE 96% | AFUE 96% | AFUE 96% | AFUE 96% | AFUE 96% | AFUE 96% | AFUE 96% | AFUE 96% | AFUE 96% | AFUE 96% | AFUE 96% | AFUE 96% | AFUE 96% | AFUE 96% | AFUE 96% | AFUE 96% | AFUE 96% | AFUE 96%
F1_Commercial_Restaurant_Existing_Space Heating_Natural Gas_Furnace_E1 | F1 | Commercial | Restaurant | Existing | Space Heating | Natural Gas | Furnace | E1 | CCE | 0 | 0 | 0 | 0 | 0 | 0 | 0 | 0 | 0 | 0 | 0 | 0 | 0 | 0 | 0 | 0 | 0 | 0 | 0 | 0 | 0 | 0 | 0 | 0 | 0 | 0 | 0 | 0 | 0 | 0 | 0 | 0 | 0
F1_Commercial_Restaurant_Existing_Space Heating_Natural Gas_Furnace_E2 | F1 | Commercial | Restaurant | Existing | Space Heating | Natural Gas | Furnace | E2 | CCE | 0.22385 | 0.22385 | 0.22505 | 0.22625 | 0.22747 | 0.2287 | 0.22994 | 0.2312 | 0.23247 | 0.23375 | 0.23505 | 0.23637 | 0.23769 | 0.23904 | 0.2404 | 0.24177 | 0.24316 | 0.24456 | 0.24599 | 0.24743 | 0.24888 | 0.25035 | 0.25184 | 0.25335 | 0.25488 | 0.25642 | 0.25798 | 0.25956 | 0.26116 | 0.26278 | 0.26443 | 0.26609 | 0.26609
F1_Commercial_Restaurant_Existing_Space Heating_Natural Gas_Furnace_E3 | F1 | Commercial | Restaurant | Existing | Space Heating | Natural Gas | Furnace | E3 | CCE | 0.29899 | 0.29899 | 0.30058 | 0.30219 | 0.30382 | 0.30546 | 0.30712 | 0.3088 | 0.3105 | 0.31221 | 0.31395 | 0.3157 | 0.31748 | 0.31927 | 0.32108 | 0.32292 | 0.32478 | 0.32665 | 0.32855 | 0.33047 | 0.33242 | 0.33438 | 0.33637 | 0.33839 | 0.34042 | 0.34248 | 0.34457 | 0.34669 | 0.34882 | 0.35099 | 0.35318 | 0.3554 | 0.3554
F1_Commercial_Restaurant_Existing_Space Heating_Natural Gas_Furnace_E4 | F1 | Commercial | Restaurant | Existing | Space Heating | Natural Gas | Furnace | E4 | CCE | 8.1738 | 8.1738 | 8.2173 | 8.2613 | 8.3057 | 8.3506 | 8.396 | 8.4419 | 8.4883 | 8.5352 | 8.5826 | 8.6306 | 8.6791 | 8.7281 | 8.7778 | 8.8279 | 8.8787 | 8.9299 | 8.9819 | 9.0344 | 9.0876 | 9.1412 | 9.1957 | 9.2507 | 9.3065 | 9.3627 | 9.4199 | 9.4776 | 9.5361 | 9.5952 | 9.6553 | 9.716 | 9.716
F1_Commercial_Restaurant_Existing_Space Heating_Natural Gas_Furnace_E5 | F1 | Commercial | Restaurant | Existing | Space Heating | Natural Gas | Furnace | E5 | CCE | 0 | 0 | 0 | 0 | 0 | 0 | 0 | 0 | 0 | 0 | 0 | 0 | 0 | 0 | 0 | 0 | 0 | 0 | 0 | 0 | 0 | 0 | 0 | 0 | 0 | 0 | 0 | 0 | 0 | 0 | 0 | 0 | 0
F1_Commercial_Restaurant_Existing_Space Heating_Natural Gas_Furnace_E6 | F1 | Commercial | Restaurant | Existing | Space Heating | Natural Gas | Furnace | E6 | CCE | 0 | 0 | 0 | 0 | 0 | 0 | 0 | 0 | 0 | 0 | 0 | 0 | 0 | 0 | 0 | 0 | 0 | 0 | 0 | 0 | 0 | 0 | 0 | 0 | 0 | 0 | 0 | 0 | 0 | 0 | 0 | 0 | 0
F1_Commercial_Restaurant_Existing_Space Heating_Natural Gas_Furnace_E7 | F1 | Commercial | Restaurant | Existing | Space Heating | Natural Gas | Furnace | E7 | CCE | 0 | 0 | 0 | 0 | 0 | 0 | 0 | 0 | 0 | 0 | 0 | 0 | 0 | 0 | 0 | 0 | 0 | 0 | 0 | 0 | 0 | 0 | 0 | 0 | 0 | 0 | 0 | 0 | 0 | 0 | 0 | 0 | 0
F1_Commercial_Restaurant_Existing_Space Heating_Natural Gas_Furnace_E8 | F1 | Commercial | Restaurant | Existing | Space Heating | Natural Gas | Furnace | E8 | CCE | 0 | 0 | 0 | 0 | 0 | 0 | 0 | 0 | 0 | 0 | 0 | 0 | 0 | 0 | 0 | 0 | 0 | 0 | 0 | 0 | 0 | 0 | 0 | 0 | 0 | 0 | 0 | 0 | 0 | 0 | 0 | 0 | 0
F1_Commercial_Restaurant_Existing_Space Heating_Natural Gas_Furnace_E9 | F1 | Commercial | Restaurant | Existing | Space Heating | Natural Gas | Furnace | E9 | CCE | 0 | 0 | 0 | 0 | 0 | 0 | 0 | 0 | 0 | 0 | 0 | 0 | 0 | 0 | 0 | 0 | 0 | 0 | 0 | 0 | 0 | 0 | 0 | 0 | 0 | 0 | 0 | 0 | 0 | 0 | 0 | 0 | 0
F1_Commercial_Restaurant_Existing_Space Heating_Natural Gas_Furnace_E10 | F1 | Commercial | Restaurant | Existing | Space Heating | Natural Gas | Furnace | E10 | CCE | 0 | 0 | 0 | 0 | 0 | 0 | 0 | 0 | 0 | 0 | 0 | 0 | 0 | 0 | 0 | 0 | 0 | 0 | 0 | 0 | 0 | 0 | 0 | 0 | 0 | 0 | 0 | 0 | 0 | 0 | 0 | 0 | 0
F2_Commercial_Restaurant_Existing_Space Heating_Natural Gas_Furnace_E1 | F2 | Commercial | Restaurant | Existing | Space Heating | Natural Gas | Furnace | E1 | TRC BC Ratio | bar: 2019 to 2051
F2_Commercial_Restaurant_Existing_Space Heating_Natural Gas_Furnace_E2 | F2 | Commercial | Restaurant | Existing | Space Heating | Natural Gas | Furnace | E2 | TRC BC Ratio | 8.0011 | 8.0083 | 8.016 | 8.0276 | 8.0442 | 8.0694 | 8.087 | 8.1006 | 8.1158 | 8.1298 | 8.1394 | 8.1454 | 8.1507 | 8.1555 | 8.1617 | 8.1643 | 8.1688 | 8.1772 | 8.1861 | 8.1964 | 8.2087 | 8.219 | 8.227 | 8.2331 | 8.2371 | 8.2383 | 8.2361 | 8.2317 | 8.2282 | 8.2265 | 8.2277 | 8.2282 | 8.2282
F2_Commercial_Restaurant_Existing_Space Heating_Natural Gas_Furnace_E3 | F2 | Commercial | Restaurant | Existing | Space Heating | Natural Gas | Furnace | E3 | TRC BC Ratio | 5.9904 | 5.9958 | 6.0016 | 6.0103 | 6.0227 | 6.0415 | 6.0547 | 6.0649 | 6.0763 | 6.0867 | 6.094 | 6.0984 | 6.1024 | 6.106 | 6.1107 | 6.1126 | 6.1159 | 6.1222 | 6.1289 | 6.1367 | 6.1458 | 6.1535 | 6.1595 | 6.1641 | 6.1671 | 6.168 | 6.1664 | 6.163 | 6.1604 | 6.1592 | 6.1601 | 6.1604 | 6.1604
F2_Commercial_Restaurant_Existing_Space Heating_Natural Gas_Furnace_E4 | F2 | Commercial | Restaurant | Existing | Space Heating | Natural Gas | Furnace | E4 | TRC BC Ratio | 0.22166 | 0.22186 | 0.22209 | 0.2224 | 0.2228 | 0.22333 | 0.22377 | 0.22415 | 0.22453 | 0.22487 | 0.22513 | 0.22528 | 0.22539 | 0.22546 | 0.22554 | 0.22555 | 0.22558 | 0.22567 | 0.22578 | 0.22593 | 0.2261 | 0.22625 | 0.22636 | 0.22645 | 0.2265 | 0.22652 | 0.22649 | 0.22643 | 0.22638 | 0.22635 | 0.22637 | 0.22638 | 0.22638
F2_Commercial_Restaurant_Existing_Space Heating_Natural Gas_Furnace_E5 | F2 | Commercial | Restaurant | Existing | Space Heating | Natural Gas | Furnace | E5 | TRC BC Ratio | 0 | 0 | 0 | 0 | 0 | 0 | 0 | 0 | 0 | 0 | 0 | 0 | 0 | 0 | 0 | 0 | 0 | 0 | 0 | 0 | 0 | 0 | 0 | 0 | 0 | 0 | 0 | 0 | 0 | 0 | 0 | 0 | 0
F2_Commercial_Restaurant_Existing_Space Heating_Natural Gas_Furnace_E6 | F2 | Commercial | Restaurant | Existing | Space Heating | Natural Gas | Furnace | E6 | TRC BC Ratio | 0 | 0 | 0 | 0 | 0 | 0 | 0 | 0 | 0 | 0 | 0 | 0 | 0 | 0 | 0 | 0 | 0 | 0 | 0 | 0 | 0 | 0 | 0 | 0 | 0 | 0 | 0 | 0 | 0 | 0 | 0 | 0 | 0
F2_Commercial_Restaurant_Existing_Space Heating_Natural Gas_Furnace_E7 | F2 | Commercial | Restaurant | Existing | Space Heating | Natural Gas | Furnace | E7 | TRC BC Ratio | 0 | 0 | 0 | 0 | 0 | 0 | 0 | 0 | 0 | 0 | 0 | 0 | 0 | 0 | 0 | 0 | 0 | 0 | 0 | 0 | 0 | 0 | 0 | 0 | 0 | 0 | 0 | 0 | 0 | 0 | 0 | 0 | 0
F2_Commercial_Restaurant_Existing_Space Heating_Natural Gas_Furnace_E8 | F2 | Commercial | Restaurant | Existing | Space Heating | Natural Gas | Furnace | E8 | TRC BC Ratio | 0 | 0 | 0 | 0 | 0 | 0 | 0 | 0 | 0 | 0 | 0 | 0 | 0 | 0 | 0 | 0 | 0 | 0 | 0 | 0 | 0 | 0 | 0 | 0 | 0 | 0 | 0 | 0 | 0 | 0 | 0 | 0 | 0
F2_Commercial_Restaurant_Existing_Space Heating_Natural Gas_Furnace_E9 | F2 | Commercial | Restaurant | Existing | Space Heating | Natural Gas | Furnace | E9 | TRC BC Ratio | 0 | 0 | 0 | 0 | 0 | 0 | 0 | 0 | 0 | 0 | 0 | 0 | 0 | 0 | 0 | 0 | 0 | 0 | 0 | 0 | 0 | 0 | 0 | 0 | 0 | 0 | 0 | 0 | 0 | 0 | 0 | 0 | 0
F2_Commercial_Restaurant_Existing_Space Heating_Natural Gas_Furnace_E10 | F2 | Commercial | Restaurant | Existing | Space Heating | Natural Gas | Furnace | E10 | TRC BC Ratio | 0 | 0 | 0 | 0 | 0 | 0 | 0 | 0 | 0 | 0 | 0 | 0 | 0 | 0 | 0 | 0 | 0 | 0 | 0 | 0 | 0 | 0 | 0 | 0 | 0 | 0 | 0 | 0 | 0 | 0 | 0 | 0 | 0
F3_Commercial_Restaurant_Existing_Space Heating_Natural Gas_Furnace_E1 | F3 | Commercial | Restaurant | Existing | Space Heating | Natural Gas | Furnace | E1 | PACT BC Ratio | bar: 2019 to 2051
F3_Commercial_Restaurant_Existing_Space Heating_Natural Gas_Furnace_E2 | F3 | Commercial | Restaurant | Existing | Space Heating | Natural Gas | Furnace | E2 | PACT BC Ratio | 10.6682 | 10.6777 | 10.688 | 10.7035 | 10.7256 | 10.7591 | 10.7826 | 10.8008 | 10.821 | 10.8397 | 10.8526 | 10.8605 | 10.8676 | 10.874 | 10.8823 | 10.8857 | 10.8917 | 10.9029 | 10.9148 | 10.9286 | 10.9449 | 10.9586 | 10.9693 | 10.9774 | 10.9828 | 10.9844 | 10.9815 | 10.9756 | 10.9709 | 10.9687 | 10.9703 | 10.971 | 10.971
F3_Commercial_Restaurant_Existing_Space Heating_Natural Gas_Furnace_E3 | F3 | Commercial | Restaurant | Existing | Space Heating | Natural Gas | Furnace | E3 | PACT BC Ratio | 7.9872 | 7.9943 | 8.0021 | 8.0137 | 8.0302 | 8.0553 | 8.0729 | 8.0866 | 8.1017 | 8.1157 | 8.1253 | 8.1312 | 8.1365 | 8.1413 | 8.1476 | 8.1501 | 8.1546 | 8.163 | 8.1719 | 8.1822 | 8.1944 | 8.2047 | 8.2127 | 8.2188 | 8.2228 | 8.224 | 8.2218 | 8.2174 | 8.2139 | 8.2122 | 8.2135 | 8.2139 | 8.2139
F3_Commercial_Restaurant_Existing_Space Heating_Natural Gas_Furnace_E4 | F3 | Commercial | Restaurant | Existing | Space Heating | Natural Gas | Furnace | E4 | PACT BC Ratio | 0.29554 | 0.29581 | 0.29612 | 0.29653 | 0.29707 | 0.29777 | 0.29836 | 0.29886 | 0.29937 | 0.29983 | 0.30017 | 0.30038 | 0.30052 | 0.30062 | 0.30072 | 0.30073 | 0.30077 | 0.30089 | 0.30104 | 0.30124 | 0.30147 | 0.30166 | 0.30181 | 0.30193 | 0.302 | 0.30202 | 0.30198 | 0.3019 | 0.30184 | 0.3018 | 0.30183 | 0.30184 | 0.30184
F3_Commercial_Restaurant_Existing_Space Heating_Natural Gas_Furnace_E5 | F3 | Commercial | Restaurant | Existing | Space Heating | Natural Gas | Furnace | E5 | PACT BC Ratio | 0 | 0 | 0 | 0 | 0 | 0 | 0 | 0 | 0 | 0 | 0 | 0 | 0 | 0 | 0 | 0 | 0 | 0 | 0 | 0 | 0 | 0 | 0 | 0 | 0 | 0 | 0 | 0 | 0 | 0 | 0 | 0 | 0
F3_Commercial_Restaurant_Existing_Space Heating_Natural Gas_Furnace_E6 | F3 | Commercial | Restaurant | Existing | Space Heating | Natural Gas | Furnace | E6 | PACT BC Ratio | 0 | 0 | 0 | 0 | 0 | 0 | 0 | 0 | 0 | 0 | 0 | 0 | 0 | 0 | 0 | 0 | 0 | 0 | 0 | 0 | 0 | 0 | 0 | 0 | 0 | 0 | 0 | 0 | 0 | 0 | 0 | 0 | 0
F3_Commercial_Restaurant_Existing_Space Heating_Natural Gas_Furnace_E7 | F3 | Commercial | Restaurant | Existing | Space Heating | Natural Gas | Furnace | E7 | PACT BC Ratio | 0 | 0 | 0 | 0 | 0 | 0 | 0 | 0 | 0 | 0 | 0 | 0 | 0 | 0 | 0 | 0 | 0 | 0 | 0 | 0 | 0 | 0 | 0 | 0 | 0 | 0 | 0 | 0 | 0 | 0 | 0 | 0 | 0
F3_Commercial_Restaurant_Existing_Space Heating_Natural Gas_Furnace_E8 | F3 | Commercial | Restaurant | Existing | Space Heating | Natural Gas | Furnace | E8 | PACT BC Ratio | 0 | 0 | 0 | 0 | 0 | 0 | 0 | 0 | 0 | 0 | 0 | 0 | 0 | 0 | 0 | 0 | 0 | 0 | 0 | 0 | 0 | 0 | 0 | 0 | 0 | 0 | 0 | 0 | 0 | 0 | 0 | 0 | 0
F3_Commercial_Restaurant_Existing_Space Heating_Natural Gas_Furnace_E9 | F3 | Commercial | Restaurant | Existing | Space Heating | Natural Gas | Furnace | E9 | PACT BC Ratio | 0 | 0 | 0 | 0 | 0 | 0 | 0 | 0 | 0 | 0 | 0 | 0 | 0 | 0 | 0 | 0 | 0 | 0 | 0 | 0 | 0 | 0 | 0 | 0 | 0 | 0 | 0 | 0 | 0 | 0 | 0 | 0 | 0
F3_Commercial_Restaurant_Existing_Space Heating_Natural Gas_Furnace_E10 | F3 | Commercial | Restaurant | Existing | Space Heating | Natural Gas | Furnace | E10 | PACT BC Ratio | 0 | 0 | 0 | 0 | 0 | 0 | 0 | 0 | 0 | 0 | 0 | 0 | 0 | 0 | 0 | 0 | 0 | 0 | 0 | 0 | 0 | 0 | 0 | 0 | 0 | 0 | 0 | 0 | 0 | 0 | 0 | 0 | 0
F4_Commercial_Restaurant_Existing_Space Heating_Natural Gas_Furnace_E1 | F4 | Commercial | Restaurant | Existing | Space Heating | Natural Gas | Furnace | E1 | RVT BC Ratio | bar: 2019 to 2051
F4_Commercial_Restaurant_Existing_Space Heating_Natural Gas_Furnace_E2 | F4 | Commercial | Restaurant | Existing | Space Heating | Natural Gas | Furnace | E2 | RVT BC Ratio | 12.2031 | 12.2133 | 12.2245 | 12.2412 | 12.2649 | 12.3011 | 12.3265 | 12.3461 | 12.3679 | 12.388 | 12.4019 | 12.4104 | 12.4181 | 12.425 | 12.434 | 12.4376 | 12.444 | 12.4561 | 12.4689 | 12.4838 | 12.5015 | 12.5162 | 12.5278 | 12.5365 | 12.5423 | 12.544 | 12.5409 | 12.5345 | 12.5295 | 12.5271 | 12.5288 | 12.5295 | 12.5295
F4_Commercial_Restaurant_Existing_Space Heating_Natural Gas_Furnace_E3 | F4 | Commercial | Restaurant | Existing | Space Heating | Natural Gas | Furnace | E3 | RVT BC Ratio | 9.3123 | 9.32 | 9.3283 | 9.3408 | 9.3587 | 9.3857 | 9.4047 | 9.4194 | 9.4357 | 9.4508 | 9.4612 | 9.4676 | 9.4733 | 9.4784 | 9.4852 | 9.4879 | 9.4927 | 9.5018 | 9.5114 | 9.5225 | 9.5357 | 9.5468 | 9.5554 | 9.5619 | 9.5663 | 9.5676 | 9.5652 | 9.5605 | 9.5567 | 9.5549 | 9.5562 | 9.5567 | 9.5567
F4_Commercial_Restaurant_Existing_Space Heating_Natural Gas_Furnace_E4 | F4 | Commercial | Restaurant | Existing | Space Heating | Natural Gas | Furnace | E4 | RVT BC Ratio | 1.0187 | 1.019 | 1.0193 | 1.0197 | 1.0203 | 1.0211 | 1.0217 | 1.0223 | 1.0228 | 1.0233 | 1.0237 | 1.0239 | 1.024 | 1.0241 | 1.0243 | 1.0243 | 1.0243 | 1.0244 | 1.0246 | 1.0248 | 1.0251 | 1.0253 | 1.0254 | 1.0256 | 1.0256 | 1.0257 | 1.0256 | 1.0255 | 1.0255 | 1.0254 | 1.0254 | 1.0255 | 1.0255
F4_Commercial_Restaurant_Existing_Space Heating_Natural Gas_Furnace_E5 | F4 | Commercial | Restaurant | Existing | Space Heating | Natural Gas | Furnace | E5 | RVT BC Ratio | 0 | 0 | 0 | 0 | 0 | 0 | 0 | 0 | 0 | 0 | 0 | 0 | 0 | 0 | 0 | 0 | 0 | 0 | 0 | 0 | 0 | 0 | 0 | 0 | 0 | 0 | 0 | 0 | 0 | 0 | 0 | 0 | 0
F4_Commercial_Restaurant_Existing_Space Heating_Natural Gas_Furnace_E6 | F4 | Commercial | Restaurant | Existing | Space Heating | Natural Gas | Furnace | E6 | RVT BC Ratio | 0 | 0 | 0 | 0 | 0 | 0 | 0 | 0 | 0 | 0 | 0 | 0 | 0 | 0 | 0 | 0 | 0 | 0 | 0 | 0 | 0 | 0 | 0 | 0 | 0 | 0 | 0 | 0 | 0 | 0 | 0 | 0 | 0
F4_Commercial_Restaurant_Existing_Space Heating_Natural Gas_Furnace_E7 | F4 | Commercial | Restaurant | Existing | Space Heating | Natural Gas | Furnace | E7 | RVT BC Ratio | 0 | 0 | 0 | 0 | 0 | 0 | 0 | 0 | 0 | 0 | 0 | 0 | 0 | 0 | 0 | 0 | 0 | 0 | 0 | 0 | 0 | 0 | 0 | 0 | 0 | 0 | 0 | 0 | 0 | 0 | 0 | 0 | 0
F4_Commercial_Restaurant_Existing_Space Heating_Natural Gas_Furnace_E8 | F4 | Commercial | Restaurant | Existing | Space Heating | Natural Gas | Furnace | E8 | RVT BC Ratio | 0 | 0 | 0 | 0 | 0 | 0 | 0 | 0 | 0 | 0 | 0 | 0 | 0 | 0 | 0 | 0 | 0 | 0 | 0 | 0 | 0 | 0 | 0 | 0 | 0 | 0 | 0 | 0 | 0 | 0 | 0 | 0 | 0
F4_Commercial_Restaurant_Existing_Space Heating_Natural Gas_Furnace_E9 | F4 | Commercial | Restaurant | Existing | Space Heating | Natural Gas | Furnace | E9 | RVT BC Ratio | 0 | 0 | 0 | 0 | 0 | 0 | 0 | 0 | 0 | 0 | 0 | 0 | 0 | 0 | 0 | 0 | 0 | 0 | 0 | 0 | 0 | 0 | 0 | 0 | 0 | 0 | 0 | 0 | 0 | 0 | 0 | 0 | 0
F4_Commercial_Restaurant_Existing_Space Heating_Natural Gas_Furnace_E10 | F4 | Commercial | Restaurant | Existing | Space Heating | Natural Gas | Furnace | E10 | RVT BC Ratio | 0 | 0 | 0 | 0 | 0 | 0 | 0 | 0 | 0 | 0 | 0 | 0 | 0 | 0 | 0 | 0 | 0 | 0 | 0 | 0 | 0 | 0 | 0 | 0 | 0 | 0 | 0 | 0 | 0 | 0 | 0 | 0 | 0
F5_Commercial_Restaurant_Existing_Space Heating_Natural Gas_Furnace_E1 | F5 | Commercial | Restaurant | Existing | Space Heating | Natural Gas | Furnace | E1 | RIM BC Ratio | bar: 2019 to 2051
F5_Commercial_Restaurant_Existing_Space Heating_Natural Gas_Furnace_E2 | F5 | Commercial | Restaurant | Existing | Space Heating | Natural Gas | Furnace | E2 | RIM BC Ratio | 0.77411 | 0.77416 | 0.77422 | 0.7743 | 0.77441 | 0.77459 | 0.77471 | 0.7748 | 0.77491 | 0.775 | 0.77507 | 0.77511 | 0.77514 | 0.77518 | 0.77522 | 0.77524 | 0.77527 | 0.77532 | 0.77538 | 0.77545 | 0.77554 | 0.7756 | 0.77566 | 0.7757 | 0.77572 | 0.77573 | 0.77572 | 0.77569 | 0.77567 | 0.77565 | 0.77566 | 0.77567 | 0.77567
F5_Commercial_Restaurant_Existing_Space Heating_Natural Gas_Furnace_E3 | F5 | Commercial | Restaurant | Existing | Space Heating | Natural Gas | Furnace | E3 | RIM BC Ratio | 0.75571 | 0.75577 | 0.75584 | 0.75594 | 0.75609 | 0.75631 | 0.75647 | 0.75659 | 0.75672 | 0.75684 | 0.75692 | 0.75697 | 0.75702 | 0.75706 | 0.75712 | 0.75714 | 0.75718 | 0.75725 | 0.75733 | 0.75741 | 0.75752 | 0.75761 | 0.75767 | 0.75773 | 0.75776 | 0.75777 | 0.75775 | 0.75771 | 0.75768 | 0.75767 | 0.75768 | 0.75769 | 0.75769
F5_Commercial_Restaurant_Existing_Space Heating_Natural Gas_Furnace_E4 | F5 | Commercial | Restaurant | Existing | Space Heating | Natural Gas | Furnace | E4 | RIM BC Ratio | 0.21826 | 0.21841 | 0.21858 | 0.2188 | 0.21909 | 0.21948 | 0.21979 | 0.22007 | 0.22034 | 0.22059 | 0.22077 | 0.22089 | 0.22096 | 0.22102 | 0.22107 | 0.22108 | 0.2211 | 0.22117 | 0.22125 | 0.22135 | 0.22148 | 0.22158 | 0.22166 | 0.22172 | 0.22176 | 0.22178 | 0.22175 | 0.22171 | 0.22167 | 0.22166 | 0.22167 | 0.22167 | 0.22167
F5_Commercial_Restaurant_Existing_Space Heating_Natural Gas_Furnace_E5 | F5 | Commercial | Restaurant | Existing | Space Heating | Natural Gas | Furnace | E5 | RIM BC Ratio | 0 | 0 | 0 | 0 | 0 | 0 | 0 | 0 | 0 | 0 | 0 | 0 | 0 | 0 | 0 | 0 | 0 | 0 | 0 | 0 | 0 | 0 | 0 | 0 | 0 | 0 | 0 | 0 | 0 | 0 | 0 | 0 | 0
F5_Commercial_Restaurant_Existing_Space Heating_Natural Gas_Furnace_E6 | F5 | Commercial | Restaurant | Existing | Space Heating | Natural Gas | Furnace | E6 | RIM BC Ratio | 0 | 0 | 0 | 0 | 0 | 0 | 0 | 0 | 0 | 0 | 0 | 0 | 0 | 0 | 0 | 0 | 0 | 0 | 0 | 0 | 0 | 0 | 0 | 0 | 0 | 0 | 0 | 0 | 0 | 0 | 0 | 0 | 0
F5_Commercial_Restaurant_Existing_Space Heating_Natural Gas_Furnace_E7 | F5 | Commercial | Restaurant | Existing | Space Heating | Natural Gas | Furnace | E7 | RIM BC Ratio | 0 | 0 | 0 | 0 | 0 | 0 | 0 | 0 | 0 | 0 | 0 | 0 | 0 | 0 | 0 | 0 | 0 | 0 | 0 | 0 | 0 | 0 | 0 | 0 | 0 | 0 | 0 | 0 | 0 | 0 | 0 | 0 | 0
F5_Commercial_Restaurant_Existing_Space Heating_Natural Gas_Furnace_E8 | F5 | Commercial | Restaurant | Existing | Space Heating | Natural Gas | Furnace | E8 | RIM BC Ratio | 0 | 0 | 0 | 0 | 0 | 0 | 0 | 0 | 0 | 0 | 0 | 0 | 0 | 0 | 0 | 0 | 0 | 0 | 0 | 0 | 0 | 0 | 0 | 0 | 0 | 0 | 0 | 0 | 0 | 0 | 0 | 0 | 0
F5_Commercial_Restaurant_Existing_Space Heating_Natural Gas_Furnace_E9 | F5 | Commercial | Restaurant | Existing | Space Heating | Natural Gas | Furnace | E9 | RIM BC Ratio | 0 | 0 | 0 | 0 | 0 | 0 | 0 | 0 | 0 | 0 | 0 | 0 | 0 | 0 | 0 | 0 | 0 | 0 | 0 | 0 | 0 | 0 | 0 | 0 | 0 | 0 | 0 | 0 | 0 | 0 | 0 | 0 | 0
F5_Commercial_Restaurant_Existing_Space Heating_Natural Gas_Furnace_E10 | F5 | Commercial | Restaurant | Existing | Space Heating | Natural Gas | Furnace | E10 | RIM BC Ratio | 0 | 0 | 0 | 0 | 0 | 0 | 0 | 0 | 0 | 0 | 0 | 0 | 0 | 0 | 0 | 0 | 0 | 0 | 0 | 0 | 0 | 0 | 0 | 0 | 0 | 0 | 0 | 0 | 0 | 0 | 0 | 0 | 0
F0_Commercial_Restaurant_Existing_Space Heating_Natural Gas_Boiler_E0 | F0 | Commercial | Restaurant | Existing | Space Heating | Natural Gas | Boiler | E0 | Economic Unit | Convert to NG Air Source Heat Pump | Convert to NG Air Source Heat Pump | Convert to NG Air Source Heat Pump | Convert to NG Air Source Heat Pump | Convert to NG Air Source Heat Pump | Convert to NG Air Source Heat Pump | Convert to NG Air Source Heat Pump | Convert to NG Air Source Heat Pump | Convert to NG Air Source Heat Pump | Convert to NG Air Source Heat Pump | Convert to NG Air Source Heat Pump | Convert to NG Air Source Heat Pump | Convert to NG Air Source Heat Pump | Convert to NG Air Source Heat Pump | Convert to NG Air Source Heat Pump | Convert to NG Air Source Heat Pump | Convert to NG Air Source Heat Pump | Convert to NG Air Source Heat Pump | Convert to NG Air Source Heat Pump | Convert to NG Air Source Heat Pump | Convert to NG Air Source Heat Pump | Convert to NG Air Source Heat Pump | Convert to NG Air Source Heat Pump | Convert to NG Air Source Heat Pump | Convert to NG Air Source Heat Pump | Convert to NG Air Source Heat Pump | Convert to NG Air Source Heat Pump | Convert to NG Air Source Heat Pump | Convert to NG Air Source Heat Pump | Convert to NG Air Source Heat Pump | Convert to NG Air Source Heat Pump | Convert to NG Air Source Heat Pump | Convert to NG Air Source Heat Pump
F1_Commercial_Restaurant_Existing_Space Heating_Natural Gas_Boiler_E1 | F1 | Commercial | Restaurant | Existing | Space Heating | Natural Gas | Boiler | E1 | CCE | 0 | 0 | 0 | 0 | 0 | 0 | 0 | 0 | 0 | 0 | 0 | 0 | 0 | 0 | 0 | 0 | 0 | 0 | 0 | 0 | 0 | 0 | 0 | 0 | 0 | 0 | 0 | 0 | 0 | 0 | 0 | 0 | 0
F1_Commercial_Restaurant_Existing_Space Heating_Natural Gas_Boiler_E2 | F1 | Commercial | Restaurant | Existing | Space Heating | Natural Gas | Boiler | E2 | CCE | 0.30228 | 0.30228 | 0.30389 | 0.30552 | 0.30716 | 0.30882 | 0.3105 | 0.3122 | 0.31391 | 0.31565 | 0.3174 | 0.31918 | 0.32097 | 0.32278 | 0.32462 | 0.32647 | 0.32835 | 0.33025 | 0.33217 | 0.33411 | 0.33608 | 0.33806 | 0.34007 | 0.34211 | 0.34417 | 0.34625 | 0.34836 | 0.3505 | 0.35266 | 0.35485 | 0.35707 | 0.35931 | 0.35931
F1_Commercial_Restaurant_Existing_Space Heating_Natural Gas_Boiler_E3 | F1 | Commercial | Restaurant | Existing | Space Heating | Natural Gas | Boiler | E3 | CCE | 0.30522 | 0.30522 | 0.30685 | 0.30849 | 0.31015 | 0.31182 | 0.31352 | 0.31523 | 0.31697 | 0.31872 | 0.32049 | 0.32228 | 0.32409 | 0.32592 | 0.32777 | 0.32965 | 0.33154 | 0.33346 | 0.3354 | 0.33736 | 0.33934 | 0.34135 | 0.34338 | 0.34544 | 0.34752 | 0.34962 | 0.35175 | 0.35391 | 0.35609 | 0.3583 | 0.36054 | 0.36281 | 0.36281
F1_Commercial_Restaurant_Existing_Space Heating_Natural Gas_Boiler_E4 | F1 | Commercial | Restaurant | Existing | Space Heating | Natural Gas | Boiler | E4 | CCE | 1.55 | 1.55 | 1.5582 | 1.5665 | 1.575 | 1.5835 | 1.5921 | 1.6008 | 1.6096 | 1.6185 | 1.6275 | 1.6366 | 1.6458 | 1.6551 | 1.6645 | 1.674 | 1.6836 | 1.6933 | 1.7032 | 1.7132 | 1.7232 | 1.7334 | 1.7437 | 1.7542 | 1.7647 | 1.7754 | 1.7863 | 1.7972 | 1.8083 | 1.8195 | 1.8309 | 1.8424 | 1.8424
F1_Commercial_Restaurant_Existing_Space Heating_Natural Gas_Boiler_E5 | F1 | Commercial | Restaurant | Existing | Space Heating | Natural Gas | Boiler | E5 | CCE | 0 | 0 | 0 | 0 | 0 | 0 | 0 | 0 | 0 | 0 | 0 | 0 | 0 | 0 | 0 | 0 | 0 | 0 | 0 | 0 | 0 | 0 | 0 | 0 | 0 | 0 | 0 | 0 | 0 | 0 | 0 | 0 | 0
F1_Commercial_Restaurant_Existing_Space Heating_Natural Gas_Boiler_E6 | F1 | Commercial | Restaurant | Existing | Space Heating | Natural Gas | Boiler | E6 | CCE | 0 | 0 | 0 | 0 | 0 | 0 | 0 | 0 | 0 | 0 | 0 | 0 | 0 | 0 | 0 | 0 | 0 | 0 | 0 | 0 | 0 | 0 | 0 | 0 | 0 | 0 | 0 | 0 | 0 | 0 | 0 | 0 | 0
F1_Commercial_Restaurant_Existing_Space Heating_Natural Gas_Boiler_E7 | F1 | Commercial | Restaurant | Existing | Space Heating | Natural Gas | Boiler | E7 | CCE | 0 | 0 | 0 | 0 | 0 | 0 | 0 | 0 | 0 | 0 | 0 | 0 | 0 | 0 | 0 | 0 | 0 | 0 | 0 | 0 | 0 | 0 | 0 | 0 | 0 | 0 | 0 | 0 | 0 | 0 | 0 | 0 | 0
F1_Commercial_Restaurant_Existing_Space Heating_Natural Gas_Boiler_E8 | F1 | Commercial | Restaurant | Existing | Space Heating | Natural Gas | Boiler | E8 | CCE | 0 | 0 | 0 | 0 | 0 | 0 | 0 | 0 | 0 | 0 | 0 | 0 | 0 | 0 | 0 | 0 | 0 | 0 | 0 | 0 | 0 | 0 | 0 | 0 | 0 | 0 | 0 | 0 | 0 | 0 | 0 | 0 | 0
F1_Commercial_Restaurant_Existing_Space Heating_Natural Gas_Boiler_E9 | F1 | Commercial | Restaurant | Existing | Space Heating | Natural Gas | Boiler | E9 | CCE | 0 | 0 | 0 | 0 | 0 | 0 | 0 | 0 | 0 | 0 | 0 | 0 | 0 | 0 | 0 | 0 | 0 | 0 | 0 | 0 | 0 | 0 | 0 | 0 | 0 | 0 | 0 | 0 | 0 | 0 | 0 | 0 | 0
F1_Commercial_Restaurant_Existing_Space Heating_Natural Gas_Boiler_E10 | F1 | Commercial | Restaurant | Existing | Space Heating | Natural Gas | Boiler | E10 | CCE | 0 | 0 | 0 | 0 | 0 | 0 | 0 | 0 | 0 | 0 | 0 | 0 | 0 | 0 | 0 | 0 | 0 | 0 | 0 | 0 | 0 | 0 | 0 | 0 | 0 | 0 | 0 | 0 | 0 | 0 | 0 | 0 | 0
F2_Commercial_Restaurant_Existing_Space Heating_Natural Gas_Boiler_E1 | F2 | Commercial | Restaurant | Existing | Space Heating | Natural Gas | Boiler | E1 | TRC BC Ratio | bar: 2019 to 2051
F2_Commercial_Restaurant_Existing_Space Heating_Natural Gas_Boiler_E2 | F2 | Commercial | Restaurant | Existing | Space Heating | Natural Gas | Boiler | E2 | TRC BC Ratio | 5.9483 | 5.954 | 5.9602 | 5.9691 | 5.9814 | 5.9997 | 6.0125 | 6.0223 | 6.0329 | 6.0426 | 6.0492 | 6.0533 | 6.057 | 6.0605 | 6.0649 | 6.0667 | 6.0699 | 6.0758 | 6.0821 | 6.0895 | 6.0981 | 6.1054 | 6.1111 | 6.1154 | 6.1182 | 6.1191 | 6.1176 | 6.1144 | 6.1119 | 6.1107 | 6.1116 | 6.112 | 6.112
F2_Commercial_Restaurant_Existing_Space Heating_Natural Gas_Boiler_E3 | F2 | Commercial | Restaurant | Existing | Space Heating | Natural Gas | Boiler | E3 | TRC BC Ratio | 5.891 | 5.8966 | 5.9028 | 5.9116 | 5.9238 | 5.9419 | 5.9546 | 5.9643 | 5.9748 | 5.9844 | 5.9909 | 5.995 | 5.9987 | 6.0021 | 6.0065 | 6.0083 | 6.0114 | 6.0173 | 6.0235 | 6.0308 | 6.0394 | 6.0466 | 6.0522 | 6.0565 | 6.0593 | 6.0601 | 6.0586 | 6.0555 | 6.0531 | 6.0519 | 6.0528 | 6.0531 | 6.0531
F2_Commercial_Restaurant_Existing_Space Heating_Natural Gas_Boiler_E4 | F2 | Commercial | Restaurant | Existing | Space Heating | Natural Gas | Boiler | E4 | TRC BC Ratio | 1.1806 | 1.1819 | 1.1834 | 1.1851 | 1.1873 | 1.1899 | 1.1921 | 1.1939 | 1.1956 | 1.1971 | 1.1981 | 1.1988 | 1.1993 | 1.1996 | 1.1999 | 1.1999 | 1.2 | 1.2003 | 1.2008 | 1.2014 | 1.2021 | 1.2027 | 1.2032 | 1.2035 | 1.2037 | 1.2038 | 1.2037 | 1.2034 | 1.2032 | 1.2031 | 1.2032 | 1.2032 | 1.2032
F2_Commercial_Restaurant_Existing_Space Heating_Natural Gas_Boiler_E5 | F2 | Commercial | Restaurant | Existing | Space Heating | Natural Gas | Boiler | E5 | TRC BC Ratio | 0 | 0 | 0 | 0 | 0 | 0 | 0 | 0 | 0 | 0 | 0 | 0 | 0 | 0 | 0 | 0 | 0 | 0 | 0 | 0 | 0 | 0 | 0 | 0 | 0 | 0 | 0 | 0 | 0 | 0 | 0 | 0 | 0
F2_Commercial_Restaurant_Existing_Space Heating_Natural Gas_Boiler_E6 | F2 | Commercial | Restaurant | Existing | Space Heating | Natural Gas | Boiler | E6 | TRC BC Ratio | 0 | 0 | 0 | 0 | 0 | 0 | 0 | 0 | 0 | 0 | 0 | 0 | 0 | 0 | 0 | 0 | 0 | 0 | 0 | 0 | 0 | 0 | 0 | 0 | 0 | 0 | 0 | 0 | 0 | 0 | 0 | 0 | 0
F2_Commercial_Restaurant_Existing_Space Heating_Natural Gas_Boiler_E7 | F2 | Commercial | Restaurant | Existing | Space Heating | Natural Gas | Boiler | E7 | TRC BC Ratio | 0 | 0 | 0 | 0 | 0 | 0 | 0 | 0 | 0 | 0 | 0 | 0 | 0 | 0 | 0 | 0 | 0 | 0 | 0 | 0 | 0 | 0 | 0 | 0 | 0 | 0 | 0 | 0 | 0 | 0 | 0 | 0 | 0
F2_Commercial_Restaurant_Existing_Space Heating_Natural Gas_Boiler_E8 | F2 | Commercial | Restaurant | Existing | Space Heating | Natural Gas | Boiler | E8 | TRC BC Ratio | 0 | 0 | 0 | 0 | 0 | 0 | 0 | 0 | 0 | 0 | 0 | 0 | 0 | 0 | 0 | 0 | 0 | 0 | 0 | 0 | 0 | 0 | 0 | 0 | 0 | 0 | 0 | 0 | 0 | 0 | 0 | 0 | 0
F2_Commercial_Restaurant_Existing_Space Heating_Natural Gas_Boiler_E9 | F2 | Commercial | Restaurant | Existing | Space Heating | Natural Gas | Boiler | E9 | TRC BC Ratio | 0 | 0 | 0 | 0 | 0 | 0 | 0 | 0 | 0 | 0 | 0 | 0 | 0 | 0 | 0 | 0 | 0 | 0 | 0 | 0 | 0 | 0 | 0 | 0 | 0 | 0 | 0 | 0 | 0 | 0 | 0 | 0 | 0
F2_Commercial_Restaurant_Existing_Space Heating_Natural Gas_Boiler_E10 | F2 | Commercial | Restaurant | Existing | Space Heating | Natural Gas | Boiler | E10 | TRC BC Ratio | 0 | 0 | 0 | 0 | 0 | 0 | 0 | 0 | 0 | 0 | 0 | 0 | 0 | 0 | 0 | 0 | 0 | 0 | 0 | 0 | 0 | 0 | 0 | 0 | 0 | 0 | 0 | 0 | 0 | 0 | 0 | 0 | 0
F3_Commercial_Restaurant_Existing_Space Heating_Natural Gas_Boiler_E1 | F3 | Commercial | Restaurant | Existing | Space Heating | Natural Gas | Boiler | E1 | PACT BC Ratio | bar: 2019 to 2051
F3_Commercial_Restaurant_Existing_Space Heating_Natural Gas_Boiler_E2 | F3 | Commercial | Restaurant | Existing | Space Heating | Natural Gas | Boiler | E2 | PACT BC Ratio | 7.931 | 7.9386 | 7.9469 | 7.9588 | 7.9752 | 7.9996 | 8.0167 | 8.0297 | 8.0438 | 8.0567 | 8.0655 | 8.071 | 8.076 | 8.0806 | 8.0865 | 8.089 | 8.0932 | 8.1011 | 8.1095 | 8.1193 | 8.1309 | 8.1405 | 8.1481 | 8.1538 | 8.1577 | 8.1588 | 8.1567 | 8.1526 | 8.1493 | 8.1477 | 8.1488 | 8.1493 | 8.1493
F3_Commercial_Restaurant_Existing_Space Heating_Natural Gas_Boiler_E3 | F3 | Commercial | Restaurant | Existing | Space Heating | Natural Gas | Boiler | E3 | PACT BC Ratio | 7.8547 | 7.8622 | 7.8704 | 7.8822 | 7.8984 | 7.9226 | 7.9395 | 7.9524 | 7.9664 | 7.9791 | 7.9879 | 7.9933 | 7.9982 | 8.0028 | 8.0087 | 8.011 | 8.0152 | 8.0231 | 8.0314 | 8.0411 | 8.0526 | 8.0621 | 8.0696 | 8.0753 | 8.0791 | 8.0802 | 8.0782 | 8.074 | 8.0708 | 8.0692 | 8.0704 | 8.0708 | 8.0708
F3_Commercial_Restaurant_Existing_Space Heating_Natural Gas_Boiler_E4 | F3 | Commercial | Restaurant | Existing | Space Heating | Natural Gas | Boiler | E4 | PACT BC Ratio | 1.5741 | 1.5759 | 1.5778 | 1.5802 | 1.583 | 1.5865 | 1.5894 | 1.5919 | 1.5941 | 1.5961 | 1.5975 | 1.5984 | 1.599 | 1.5995 | 1.5999 | 1.5999 | 1.6 | 1.6005 | 1.601 | 1.6018 | 1.6028 | 1.6036 | 1.6042 | 1.6047 | 1.605 | 1.6051 | 1.6049 | 1.6046 | 1.6043 | 1.6042 | 1.6043 | 1.6043 | 1.6043
F3_Commercial_Restaurant_Existing_Space Heating_Natural Gas_Boiler_E5 | F3 | Commercial | Restaurant | Existing | Space Heating | Natural Gas | Boiler | E5 | PACT BC Ratio | 0 | 0 | 0 | 0 | 0 | 0 | 0 | 0 | 0 | 0 | 0 | 0 | 0 | 0 | 0 | 0 | 0 | 0 | 0 | 0 | 0 | 0 | 0 | 0 | 0 | 0 | 0 | 0 | 0 | 0 | 0 | 0 | 0
F3_Commercial_Restaurant_Existing_Space Heating_Natural Gas_Boiler_E6 | F3 | Commercial | Restaurant | Existing | Space Heating | Natural Gas | Boiler | E6 | PACT BC Ratio | 0 | 0 | 0 | 0 | 0 | 0 | 0 | 0 | 0 | 0 | 0 | 0 | 0 | 0 | 0 | 0 | 0 | 0 | 0 | 0 | 0 | 0 | 0 | 0 | 0 | 0 | 0 | 0 | 0 | 0 | 0 | 0 | 0
F3_Commercial_Restaurant_Existing_Space Heating_Natural Gas_Boiler_E7 | F3 | Commercial | Restaurant | Existing | Space Heating | Natural Gas | Boiler | E7 | PACT BC Ratio | 0 | 0 | 0 | 0 | 0 | 0 | 0 | 0 | 0 | 0 | 0 | 0 | 0 | 0 | 0 | 0 | 0 | 0 | 0 | 0 | 0 | 0 | 0 | 0 | 0 | 0 | 0 | 0 | 0 | 0 | 0 | 0 | 0
F3_Commercial_Restaurant_Existing_Space Heating_Natural Gas_Boiler_E8 | F3 | Commercial | Restaurant | Existing | Space Heating | Natural Gas | Boiler | E8 | PACT BC Ratio | 0 | 0 | 0 | 0 | 0 | 0 | 0 | 0 | 0 | 0 | 0 | 0 | 0 | 0 | 0 | 0 | 0 | 0 | 0 | 0 | 0 | 0 | 0 | 0 | 0 | 0 | 0 | 0 | 0 | 0 | 0 | 0 | 0
F3_Commercial_Restaurant_Existing_Space Heating_Natural Gas_Boiler_E9 | F3 | Commercial | Restaurant | Existing | Space Heating | Natural Gas | Boiler | E9 | PACT BC Ratio | 0 | 0 | 0 | 0 | 0 | 0 | 0 | 0 | 0 | 0 | 0 | 0 | 0 | 0 | 0 | 0 | 0 | 0 | 0 | 0 | 0 | 0 | 0 | 0 | 0 | 0 | 0 | 0 | 0 | 0 | 0 | 0 | 0
F3_Commercial_Restaurant_Existing_Space Heating_Natural Gas_Boiler_E10 | F3 | Commercial | Restaurant | Existing | Space Heating | Natural Gas | Boiler | E10 | PACT BC Ratio | 0 | 0 | 0 | 0 | 0 | 0 | 0 | 0 | 0 | 0 | 0 | 0 | 0 | 0 | 0 | 0 | 0 | 0 | 0 | 0 | 0 | 0 | 0 | 0 | 0 | 0 | 0 | 0 | 0 | 0 | 0 | 0 | 0
F4_Commercial_Restaurant_Existing_Space Heating_Natural Gas_Boiler_E1 | F4 | Commercial | Restaurant | Existing | Space Heating | Natural Gas | Boiler | E1 | RVT BC Ratio | bar: 2019 to 2051
F4_Commercial_Restaurant_Existing_Space Heating_Natural Gas_Boiler_E2 | F4 | Commercial | Restaurant | Existing | Space Heating | Natural Gas | Boiler | E2 | RVT BC Ratio | 9.2517 | 9.2599 | 9.2688 | 9.2817 | 9.2994 | 9.3257 | 9.344 | 9.3581 | 9.3733 | 9.3872 | 9.3967 | 9.4026 | 9.408 | 9.413 | 9.4194 | 9.422 | 9.4265 | 9.4351 | 9.4441 | 9.4547 | 9.4672 | 9.4776 | 9.4858 | 9.492 | 9.4961 | 9.4973 | 9.4951 | 9.4906 | 9.487 | 9.4853 | 9.4865 | 9.487 | 9.487
F4_Commercial_Restaurant_Existing_Space Heating_Natural Gas_Boiler_E3 | F4 | Commercial | Restaurant | Existing | Space Heating | Natural Gas | Boiler | E3 | RVT BC Ratio | 9.1693 | 9.1774 | 9.1863 | 9.199 | 9.2166 | 9.2426 | 9.2608 | 9.2747 | 9.2898 | 9.3036 | 9.313 | 9.3188 | 9.3242 | 9.3291 | 9.3354 | 9.338 | 9.3425 | 9.351 | 9.3599 | 9.3704 | 9.3827 | 9.3931 | 9.4012 | 9.4073 | 9.4114 | 9.4125 | 9.4104 | 9.4059 | 9.4024 | 9.4007 | 9.4019 | 9.4024 | 9.4024
F4_Commercial_Restaurant_Existing_Space Heating_Natural Gas_Boiler_E4 | F4 | Commercial | Restaurant | Existing | Space Heating | Natural Gas | Boiler | E4 | RVT BC Ratio | 2.3973 | 2.3992 | 2.4013 | 2.4038 | 2.4069 | 2.4107 | 2.4138 | 2.4164 | 2.4189 | 2.421 | 2.4225 | 2.4235 | 2.4242 | 2.4246 | 2.4251 | 2.4251 | 2.4252 | 2.4257 | 2.4263 | 2.4272 | 2.4282 | 2.4291 | 2.4298 | 2.4302 | 2.4306 | 2.4307 | 2.4305 | 2.4301 | 2.4299 | 2.4297 | 2.4298 | 2.4299 | 2.4299
F4_Commercial_Restaurant_Existing_Space Heating_Natural Gas_Boiler_E5 | F4 | Commercial | Restaurant | Existing | Space Heating | Natural Gas | Boiler | E5 | RVT BC Ratio | 0 | 0 | 0 | 0 | 0 | 0 | 0 | 0 | 0 | 0 | 0 | 0 | 0 | 0 | 0 | 0 | 0 | 0 | 0 | 0 | 0 | 0 | 0 | 0 | 0 | 0 | 0 | 0 | 0 | 0 | 0 | 0 | 0
F4_Commercial_Restaurant_Existing_Space Heating_Natural Gas_Boiler_E6 | F4 | Commercial | Restaurant | Existing | Space Heating | Natural Gas | Boiler | E6 | RVT BC Ratio | 0 | 0 | 0 | 0 | 0 | 0 | 0 | 0 | 0 | 0 | 0 | 0 | 0 | 0 | 0 | 0 | 0 | 0 | 0 | 0 | 0 | 0 | 0 | 0 | 0 | 0 | 0 | 0 | 0 | 0 | 0 | 0 | 0
F4_Commercial_Restaurant_Existing_Space Heating_Natural Gas_Boiler_E7 | F4 | Commercial | Restaurant | Existing | Space Heating | Natural Gas | Boiler | E7 | RVT BC Ratio | 0 | 0 | 0 | 0 | 0 | 0 | 0 | 0 | 0 | 0 | 0 | 0 | 0 | 0 | 0 | 0 | 0 | 0 | 0 | 0 | 0 | 0 | 0 | 0 | 0 | 0 | 0 | 0 | 0 | 0 | 0 | 0 | 0
F4_Commercial_Restaurant_Existing_Space Heating_Natural Gas_Boiler_E8 | F4 | Commercial | Restaurant | Existing | Space Heating | Natural Gas | Boiler | E8 | RVT BC Ratio | 0 | 0 | 0 | 0 | 0 | 0 | 0 | 0 | 0 | 0 | 0 | 0 | 0 | 0 | 0 | 0 | 0 | 0 | 0 | 0 | 0 | 0 | 0 | 0 | 0 | 0 | 0 | 0 | 0 | 0 | 0 | 0 | 0
F4_Commercial_Restaurant_Existing_Space Heating_Natural Gas_Boiler_E9 | F4 | Commercial | Restaurant | Existing | Space Heating | Natural Gas | Boiler | E9 | RVT BC Ratio | 0 | 0 | 0 | 0 | 0 | 0 | 0 | 0 | 0 | 0 | 0 | 0 | 0 | 0 | 0 | 0 | 0 | 0 | 0 | 0 | 0 | 0 | 0 | 0 | 0 | 0 | 0 | 0 | 0 | 0 | 0 | 0 | 0
F4_Commercial_Restaurant_Existing_Space Heating_Natural Gas_Boiler_E10 | F4 | Commercial | Restaurant | Existing | Space Heating | Natural Gas | Boiler | E10 | RVT BC Ratio | 0 | 0 | 0 | 0 | 0 | 0 | 0 | 0 | 0 | 0 | 0 | 0 | 0 | 0 | 0 | 0 | 0 | 0 | 0 | 0 | 0 | 0 | 0 | 0 | 0 | 0 | 0 | 0 | 0 | 0 | 0 | 0 | 0
F5_Commercial_Restaurant_Existing_Space Heating_Natural Gas_Boiler_E1 | F5 | Commercial | Restaurant | Existing | Space Heating | Natural Gas | Boiler | E1 | RIM BC Ratio | bar: 2019 to 2051
F5_Commercial_Restaurant_Existing_Space Heating_Natural Gas_Boiler_E2 | F5 | Commercial | Restaurant | Existing | Space Heating | Natural Gas | Boiler | E2 | RIM BC Ratio | 0.7552 | 0.75527 | 0.75534 | 0.75545 | 0.7556 | 0.75582 | 0.75597 | 0.75608 | 0.75621 | 0.75632 | 0.7564 | 0.75645 | 0.75649 | 0.75653 | 0.75659 | 0.75661 | 0.75664 | 0.75671 | 0.75679 | 0.75687 | 0.75697 | 0.75706 | 0.75712 | 0.75717 | 0.7572 | 0.75721 | 0.7572 | 0.75716 | 0.75713 | 0.75712 | 0.75713 | 0.75713 | 0.75713
F5_Commercial_Restaurant_Existing_Space Heating_Natural Gas_Boiler_E3 | F5 | Commercial | Restaurant | Existing | Space Heating | Natural Gas | Boiler | E3 | RIM BC Ratio | 0.7545 | 0.75457 | 0.75465 | 0.75475 | 0.7549 | 0.75512 | 0.75528 | 0.75539 | 0.75552 | 0.75563 | 0.75571 | 0.75576 | 0.75581 | 0.75585 | 0.7559 | 0.75592 | 0.75596 | 0.75603 | 0.7561 | 0.75619 | 0.75629 | 0.75637 | 0.75644 | 0.75649 | 0.75652 | 0.75653 | 0.75651 | 0.75648 | 0.75645 | 0.75643 | 0.75644 | 0.75645 | 0.75645
F5_Commercial_Restaurant_Existing_Space Heating_Natural Gas_Boiler_E4 | F5 | Commercial | Restaurant | Existing | Space Heating | Natural Gas | Boiler | E4 | RIM BC Ratio | 0.54545 | 0.54566 | 0.54589 | 0.54618 | 0.54652 | 0.54693 | 0.54728 | 0.54757 | 0.54784 | 0.54807 | 0.54823 | 0.54834 | 0.54841 | 0.54846 | 0.54851 | 0.54851 | 0.54853 | 0.54858 | 0.54865 | 0.54874 | 0.54886 | 0.54895 | 0.54902 | 0.54907 | 0.54911 | 0.54912 | 0.5491 | 0.54906 | 0.54903 | 0.54902 | 0.54903 | 0.54903 | 0.54903
F5_Commercial_Restaurant_Existing_Space Heating_Natural Gas_Boiler_E5 | F5 | Commercial | Restaurant | Existing | Space Heating | Natural Gas | Boiler | E5 | RIM BC Ratio | 0 | 0 | 0 | 0 | 0 | 0 | 0 | 0 | 0 | 0 | 0 | 0 | 0 | 0 | 0 | 0 | 0 | 0 | 0 | 0 | 0 | 0 | 0 | 0 | 0 | 0 | 0 | 0 | 0 | 0 | 0 | 0 | 0
F5_Commercial_Restaurant_Existing_Space Heating_Natural Gas_Boiler_E6 | F5 | Commercial | Restaurant | Existing | Space Heating | Natural Gas | Boiler | E6 | RIM BC Ratio | 0 | 0 | 0 | 0 | 0 | 0 | 0 | 0 | 0 | 0 | 0 | 0 | 0 | 0 | 0 | 0 | 0 | 0 | 0 | 0 | 0 | 0 | 0 | 0 | 0 | 0 | 0 | 0 | 0 | 0 | 0 | 0 | 0
F5_Commercial_Restaurant_Existing_Space Heating_Natural Gas_Boiler_E7 | F5 | Commercial | Restaurant | Existing | Space Heating | Natural Gas | Boiler | E7 | RIM BC Ratio | 0 | 0 | 0 | 0 | 0 | 0 | 0 | 0 | 0 | 0 | 0 | 0 | 0 | 0 | 0 | 0 | 0 | 0 | 0 | 0 | 0 | 0 | 0 | 0 | 0 | 0 | 0 | 0 | 0 | 0 | 0 | 0 | 0
F5_Commercial_Restaurant_Existing_Space Heating_Natural Gas_Boiler_E8 | F5 | Commercial | Restaurant | Existing | Space Heating | Natural Gas | Boiler | E8 | RIM BC Ratio | 0 | 0 | 0 | 0 | 0 | 0 | 0 | 0 | 0 | 0 | 0 | 0 | 0 | 0 | 0 | 0 | 0 | 0 | 0 | 0 | 0 | 0 | 0 | 0 | 0 | 0 | 0 | 0 | 0 | 0 | 0 | 0 | 0
F5_Commercial_Restaurant_Existing_Space Heating_Natural Gas_Boiler_E9 | F5 | Commercial | Restaurant | Existing | Space Heating | Natural Gas | Boiler | E9 | RIM BC Ratio | 0 | 0 | 0 | 0 | 0 | 0 | 0 | 0 | 0 | 0 | 0 | 0 | 0 | 0 | 0 | 0 | 0 | 0 | 0 | 0 | 0 | 0 | 0 | 0 | 0 | 0 | 0 | 0 | 0 | 0 | 0 | 0 | 0
F5_Commercial_Restaurant_Existing_Space Heating_Natural Gas_Boiler_E10 | F5 | Commercial | Restaurant | Existing | Space Heating | Natural Gas | Boiler | E10 | RIM BC Ratio | 0 | 0 | 0 | 0 | 0 | 0 | 0 | 0 | 0 | 0 | 0 | 0 | 0 | 0 | 0 | 0 | 0 | 0 | 0 | 0 | 0 | 0 | 0 | 0 | 0 | 0 | 0 | 0 | 0 | 0 | 0 | 0 | 0
F0_Commercial_Restaurant_Existing_Space Heating_Natural Gas_Unit Heater_E0 | F0 | Commercial | Restaurant | Existing | Space Heating | Natural Gas | Unit Heater | E0 | Economic Unit | Infrared Radiant | Infrared Radiant | Infrared Radiant | Infrared Radiant | Infrared Radiant | Infrared Radiant | Infrared Radiant | Infrared Radiant | Infrared Radiant | Infrared Radiant | Infrared Radiant | Infrared Radiant | Infrared Radiant | Infrared Radiant | Infrared Radiant | Infrared Radiant | Infrared Radiant | Infrared Radiant | Infrared Radiant | Infrared Radiant | Infrared Radiant | Infrared Radiant | Infrared Radiant | Infrared Radiant | Infrared Radiant | Infrared Radiant | Infrared Radiant | Infrared Radiant | Infrared Radiant | Infrared Radiant | Infrared Radiant | Infrared Radiant | Infrared Radiant
F1_Commercial_Restaurant_Existing_Space Heating_Natural Gas_Unit Heater_E1 | F1 | Commercial | Restaurant | Existing | Space Heating | Natural Gas | Unit Heater | E1 | CCE | 0 | 0 | 0 | 0 | 0 | 0 | 0 | 0 | 0 | 0 | 0 | 0 | 0 | 0 | 0 | 0 | 0 | 0 | 0 | 0 | 0 | 0 | 0 | 0 | 0 | 0 | 0 | 0 | 0 | 0 | 0 | 0 | 0
F1_Commercial_Restaurant_Existing_Space Heating_Natural Gas_Unit Heater_E2 | F1 | Commercial | Restaurant | Existing | Space Heating | Natural Gas | Unit Heater | E2 | CCE | 1.2484 | 1.2484 | 1.255 | 1.2617 | 1.2685 | 1.2754 | 1.2823 | 1.2893 | 1.2964 | 1.3036 | 1.3108 | 1.3181 | 1.3256 | 1.333 | 1.3406 | 1.3483 | 1.356 | 1.3639 | 1.3718 | 1.3798 | 1.3879 | 1.3961 | 1.4045 | 1.4129 | 1.4214 | 1.43 | 1.4387 | 1.4475 | 1.4564 | 1.4655 | 1.4746 | 1.4839 | 1.4839
F1_Commercial_Restaurant_Existing_Space Heating_Natural Gas_Unit Heater_E3 | F1 | Commercial | Restaurant | Existing | Space Heating | Natural Gas | Unit Heater | E3 | CCE | 0.12436 | 0.12436 | 0.12503 | 0.12569 | 0.12637 | 0.12705 | 0.12775 | 0.12844 | 0.12915 | 0.12986 | 0.13058 | 0.13131 | 0.13205 | 0.1328 | 0.13355 | 0.13432 | 0.13509 | 0.13587 | 0.13666 | 0.13746 | 0.13827 | 0.13908 | 0.13991 | 0.14075 | 0.1416 | 0.14245 | 0.14332 | 0.1442 | 0.14509 | 0.14599 | 0.1469 | 0.14783 | 0.14783
F1_Commercial_Restaurant_Existing_Space Heating_Natural Gas_Unit Heater_E4 | F1 | Commercial | Restaurant | Existing | Space Heating | Natural Gas | Unit Heater | E4 | CCE | 0 | 0 | 0 | 0 | 0 | 0 | 0 | 0 | 0 | 0 | 0 | 0 | 0 | 0 | 0 | 0 | 0 | 0 | 0 | 0 | 0 | 0 | 0 | 0 | 0 | 0 | 0 | 0 | 0 | 0 | 0 | 0 | 0
F1_Commercial_Restaurant_Existing_Space Heating_Natural Gas_Unit Heater_E5 | F1 | Commercial | Restaurant | Existing | Space Heating | Natural Gas | Unit Heater | E5 | CCE | 0 | 0 | 0 | 0 | 0 | 0 | 0 | 0 | 0 | 0 | 0 | 0 | 0 | 0 | 0 | 0 | 0 | 0 | 0 | 0 | 0 | 0 | 0 | 0 | 0 | 0 | 0 | 0 | 0 | 0 | 0 | 0 | 0
F1_Commercial_Restaurant_Existing_Space Heating_Natural Gas_Unit Heater_E6 | F1 | Commercial | Restaurant | Existing | Space Heating | Natural Gas | Unit Heater | E6 | CCE | 0 | 0 | 0 | 0 | 0 | 0 | 0 | 0 | 0 | 0 | 0 | 0 | 0 | 0 | 0 | 0 | 0 | 0 | 0 | 0 | 0 | 0 | 0 | 0 | 0 | 0 | 0 | 0 | 0 | 0 | 0 | 0 | 0
F1_Commercial_Restaurant_Existing_Space Heating_Natural Gas_Unit Heater_E7 | F1 | Commercial | Restaurant | Existing | Space Heating | Natural Gas | Unit Heater | E7 | CCE | 0 | 0 | 0 | 0 | 0 | 0 | 0 | 0 | 0 | 0 | 0 | 0 | 0 | 0 | 0 | 0 | 0 | 0 | 0 | 0 | 0 | 0 | 0 | 0 | 0 | 0 | 0 | 0 | 0 | 0 | 0 | 0 | 0
F1_Commercial_Restaurant_Existing_Space Heating_Natural Gas_Unit Heater_E8 | F1 | Commercial | Restaurant | Existing | Space Heating | Natural Gas | Unit Heater | E8 | CCE | 0 | 0 | 0 | 0 | 0 | 0 | 0 | 0 | 0 | 0 | 0 | 0 | 0 | 0 | 0 | 0 | 0 | 0 | 0 | 0 | 0 | 0 | 0 | 0 | 0 | 0 | 0 | 0 | 0 | 0 | 0 | 0 | 0
F1_Commercial_Restaurant_Existing_Space Heating_Natural Gas_Unit Heater_E9 | F1 | Commercial | Restaurant | Existing | Space Heating | Natural Gas | Unit Heater | E9 | CCE | 0 | 0 | 0 | 0 | 0 | 0 | 0 | 0 | 0 | 0 | 0 | 0 | 0 | 0 | 0 | 0 | 0 | 0 | 0 | 0 | 0 | 0 | 0 | 0 | 0 | 0 | 0 | 0 | 0 | 0 | 0 | 0 | 0
F1_Commercial_Restaurant_Existing_Space Heating_Natural Gas_Unit Heater_E10 | F1 | Commercial | Restaurant | Existing | Space Heating | Natural Gas | Unit Heater | E10 | CCE | 0 | 0 | 0 | 0 | 0 | 0 | 0 | 0 | 0 | 0 | 0 | 0 | 0 | 0 | 0 | 0 | 0 | 0 | 0 | 0 | 0 | 0 | 0 | 0 | 0 | 0 | 0 | 0 | 0 | 0 | 0 | 0 | 0
F2_Commercial_Restaurant_Existing_Space Heating_Natural Gas_Unit Heater_E1 | F2 | Commercial | Restaurant | Existing | Space Heating | Natural Gas | Unit Heater | E1 | TRC BC Ratio | bar: 2019 to 2051
F2_Commercial_Restaurant_Existing_Space Heating_Natural Gas_Unit Heater_E2 | F2 | Commercial | Restaurant | Existing | Space Heating | Natural Gas | Unit Heater | E2 | TRC BC Ratio | 1.4316 | 1.4333 | 1.4351 | 1.4377 | 1.4415 | 1.4475 | 1.451 | 1.4531 | 1.4557 | 1.4579 | 1.4592 | 1.4598 | 1.4607 | 1.4619 | 1.4637 | 1.4647 | 1.4663 | 1.4689 | 1.4715 | 1.4743 | 1.4776 | 1.4804 | 1.4826 | 1.4843 | 1.4854 | 1.4857 | 1.4852 | 1.4839 | 1.483 | 1.4825 | 1.4828 | 1.483 | 1.483
F2_Commercial_Restaurant_Existing_Space Heating_Natural Gas_Unit Heater_E3 | F2 | Commercial | Restaurant | Existing | Space Heating | Natural Gas | Unit Heater | E3 | TRC BC Ratio | 14.4795 | 14.5162 | 14.5616 | 14.6219 | 14.6976 | 14.8103 | 14.8618 | 14.8723 | 14.8808 | 14.8782 | 14.8554 | 14.8297 | 14.8204 | 14.8293 | 14.8623 | 14.8883 | 14.9269 | 14.9846 | 15.0378 | 15.0922 | 15.1509 | 15.2019 | 15.2426 | 15.2734 | 15.2939 | 15.2998 | 15.2889 | 15.2664 | 15.2487 | 15.2402 | 15.2464 | 15.2488 | 15.2488
F2_Commercial_Restaurant_Existing_Space Heating_Natural Gas_Unit Heater_E4 | F2 | Commercial | Restaurant | Existing | Space Heating | Natural Gas | Unit Heater | E4 | TRC BC Ratio | 0 | 0 | 0 | 0 | 0 | 0 | 0 | 0 | 0 | 0 | 0 | 0 | 0 | 0 | 0 | 0 | 0 | 0 | 0 | 0 | 0 | 0 | 0 | 0 | 0 | 0 | 0 | 0 | 0 | 0 | 0 | 0 | 0
F2_Commercial_Restaurant_Existing_Space Heating_Natural Gas_Unit Heater_E5 | F2 | Commercial | Restaurant | Existing | Space Heating | Natural Gas | Unit Heater | E5 | TRC BC Ratio | 0 | 0 | 0 | 0 | 0 | 0 | 0 | 0 | 0 | 0 | 0 | 0 | 0 | 0 | 0 | 0 | 0 | 0 | 0 | 0 | 0 | 0 | 0 | 0 | 0 | 0 | 0 | 0 | 0 | 0 | 0 | 0 | 0
F2_Commercial_Restaurant_Existing_Space Heating_Natural Gas_Unit Heater_E6 | F2 | Commercial | Restaurant | Existing | Space Heating | Natural Gas | Unit Heater | E6 | TRC BC Ratio | 0 | 0 | 0 | 0 | 0 | 0 | 0 | 0 | 0 | 0 | 0 | 0 | 0 | 0 | 0 | 0 | 0 | 0 | 0 | 0 | 0 | 0 | 0 | 0 | 0 | 0 | 0 | 0 | 0 | 0 | 0 | 0 | 0
F2_Commercial_Restaurant_Existing_Space Heating_Natural Gas_Unit Heater_E7 | F2 | Commercial | Restaurant | Existing | Space Heating | Natural Gas | Unit Heater | E7 | TRC BC Ratio | 0 | 0 | 0 | 0 | 0 | 0 | 0 | 0 | 0 | 0 | 0 | 0 | 0 | 0 | 0 | 0 | 0 | 0 | 0 | 0 | 0 | 0 | 0 | 0 | 0 | 0 | 0 | 0 | 0 | 0 | 0 | 0 | 0
F2_Commercial_Restaurant_Existing_Space Heating_Natural Gas_Unit Heater_E8 | F2 | Commercial | Restaurant | Existing | Space Heating | Natural Gas | Unit Heater | E8 | TRC BC Ratio | 0 | 0 | 0 | 0 | 0 | 0 | 0 | 0 | 0 | 0 | 0 | 0 | 0 | 0 | 0 | 0 | 0 | 0 | 0 | 0 | 0 | 0 | 0 | 0 | 0 | 0 | 0 | 0 | 0 | 0 | 0 | 0 | 0
F2_Commercial_Restaurant_Existing_Space Heating_Natural Gas_Unit Heater_E9 | F2 | Commercial | Restaurant | Existing | Space Heating | Natural Gas | Unit Heater | E9 | TRC BC Ratio | 0 | 0 | 0 | 0 | 0 | 0 | 0 | 0 | 0 | 0 | 0 | 0 | 0 | 0 | 0 | 0 | 0 | 0 | 0 | 0 | 0 | 0 | 0 | 0 | 0 | 0 | 0 | 0 | 0 | 0 | 0 | 0 | 0
F2_Commercial_Restaurant_Existing_Space Heating_Natural Gas_Unit Heater_E10 | F2 | Commercial | Restaurant | Existing | Space Heating | Natural Gas | Unit Heater | E10 | TRC BC Ratio | 0 | 0 | 0 | 0 | 0 | 0 | 0 | 0 | 0 | 0 | 0 | 0 | 0 | 0 | 0 | 0 | 0 | 0 | 0 | 0 | 0 | 0 | 0 | 0 | 0 | 0 | 0 | 0 | 0 | 0 | 0 | 0 | 0
F3_Commercial_Restaurant_Existing_Space Heating_Natural Gas_Unit Heater_E1 | F3 | Commercial | Restaurant | Existing | Space Heating | Natural Gas | Unit Heater | E1 | PACT BC Ratio | bar: 2019 to 2051
F3_Commercial_Restaurant_Existing_Space Heating_Natural Gas_Unit Heater_E2 | F3 | Commercial | Restaurant | Existing | Space Heating | Natural Gas | Unit Heater | E2 | PACT BC Ratio | 1.9089 | 1.911 | 1.9134 | 1.917 | 1.922 | 1.93 | 1.9346 | 1.9375 | 1.9409 | 1.9439 | 1.9456 | 1.9464 | 1.9476 | 1.9492 | 1.9516 | 1.953 | 1.9551 | 1.9585 | 1.9619 | 1.9658 | 1.9702 | 1.9739 | 1.9769 | 1.9791 | 1.9806 | 1.981 | 1.9802 | 1.9786 | 1.9773 | 1.9767 | 1.9771 | 1.9773 | 1.9773
F3_Commercial_Restaurant_Existing_Space Heating_Natural Gas_Unit Heater_E3 | F3 | Commercial | Restaurant | Existing | Space Heating | Natural Gas | Unit Heater | E3 | PACT BC Ratio | 19.306 | 19.355 | 19.4154 | 19.4958 | 19.5967 | 19.747 | 19.8157 | 19.8297 | 19.8411 | 19.8377 | 19.8073 | 19.773 | 19.7606 | 19.7724 | 19.8164 | 19.851 | 19.9026 | 19.9794 | 20.0504 | 20.1229 | 20.2012 | 20.2691 | 20.3234 | 20.3645 | 20.3919 | 20.3998 | 20.3852 | 20.3553 | 20.3317 | 20.3202 | 20.3286 | 20.3318 | 20.3318
F3_Commercial_Restaurant_Existing_Space Heating_Natural Gas_Unit Heater_E4 | F3 | Commercial | Restaurant | Existing | Space Heating | Natural Gas | Unit Heater | E4 | PACT BC Ratio | 0 | 0 | 0 | 0 | 0 | 0 | 0 | 0 | 0 | 0 | 0 | 0 | 0 | 0 | 0 | 0 | 0 | 0 | 0 | 0 | 0 | 0 | 0 | 0 | 0 | 0 | 0 | 0 | 0 | 0 | 0 | 0 | 0
F3_Commercial_Restaurant_Existing_Space Heating_Natural Gas_Unit Heater_E5 | F3 | Commercial | Restaurant | Existing | Space Heating | Natural Gas | Unit Heater | E5 | PACT BC Ratio | 0 | 0 | 0 | 0 | 0 | 0 | 0 | 0 | 0 | 0 | 0 | 0 | 0 | 0 | 0 | 0 | 0 | 0 | 0 | 0 | 0 | 0 | 0 | 0 | 0 | 0 | 0 | 0 | 0 | 0 | 0 | 0 | 0
F3_Commercial_Restaurant_Existing_Space Heating_Natural Gas_Unit Heater_E6 | F3 | Commercial | Restaurant | Existing | Space Heating | Natural Gas | Unit Heater | E6 | PACT BC Ratio | 0 | 0 | 0 | 0 | 0 | 0 | 0 | 0 | 0 | 0 | 0 | 0 | 0 | 0 | 0 | 0 | 0 | 0 | 0 | 0 | 0 | 0 | 0 | 0 | 0 | 0 | 0 | 0 | 0 | 0 | 0 | 0 | 0
F3_Commercial_Restaurant_Existing_Space Heating_Natural Gas_Unit Heater_E7 | F3 | Commercial | Restaurant | Existing | Space Heating | Natural Gas | Unit Heater | E7 | PACT BC Ratio | 0 | 0 | 0 | 0 | 0 | 0 | 0 | 0 | 0 | 0 | 0 | 0 | 0 | 0 | 0 | 0 | 0 | 0 | 0 | 0 | 0 | 0 | 0 | 0 | 0 | 0 | 0 | 0 | 0 | 0 | 0 | 0 | 0
F3_Commercial_Restaurant_Existing_Space Heating_Natural Gas_Unit Heater_E8 | F3 | Commercial | Restaurant | Existing | Space Heating | Natural Gas | Unit Heater | E8 | PACT BC Ratio | 0 | 0 | 0 | 0 | 0 | 0 | 0 | 0 | 0 | 0 | 0 | 0 | 0 | 0 | 0 | 0 | 0 | 0 | 0 | 0 | 0 | 0 | 0 | 0 | 0 | 0 | 0 | 0 | 0 | 0 | 0 | 0 | 0
F3_Commercial_Restaurant_Existing_Space Heating_Natural Gas_Unit Heater_E9 | F3 | Commercial | Restaurant | Existing | Space Heating | Natural Gas | Unit Heater | E9 | PACT BC Ratio | 0 | 0 | 0 | 0 | 0 | 0 | 0 | 0 | 0 | 0 | 0 | 0 | 0 | 0 | 0 | 0 | 0 | 0 | 0 | 0 | 0 | 0 | 0 | 0 | 0 | 0 | 0 | 0 | 0 | 0 | 0 | 0 | 0
F3_Commercial_Restaurant_Existing_Space Heating_Natural Gas_Unit Heater_E10 | F3 | Commercial | Restaurant | Existing | Space Heating | Natural Gas | Unit Heater | E10 | PACT BC Ratio | 0 | 0 | 0 | 0 | 0 | 0 | 0 | 0 | 0 | 0 | 0 | 0 | 0 | 0 | 0 | 0 | 0 | 0 | 0 | 0 | 0 | 0 | 0 | 0 | 0 | 0 | 0 | 0 | 0 | 0 | 0 | 0 | 0
F4_Commercial_Restaurant_Existing_Space Heating_Natural Gas_Unit Heater_E1 | F4 | Commercial | Restaurant | Existing | Space Heating | Natural Gas | Unit Heater | E1 | RVT BC Ratio | bar: 2019 to 2051
F4_Commercial_Restaurant_Existing_Space Heating_Natural Gas_Unit Heater_E2 | F4 | Commercial | Restaurant | Existing | Space Heating | Natural Gas | Unit Heater | E2 | RVT BC Ratio | 2.7582 | 2.7606 | 2.7631 | 2.767 | 2.7724 | 2.781 | 2.786 | 2.7891 | 2.7928 | 2.796 | 2.7979 | 2.7988 | 2.8 | 2.8017 | 2.8044 | 2.8058 | 2.8081 | 2.8118 | 2.8155 | 2.8196 | 2.8244 | 2.8284 | 2.8316 | 2.834 | 2.8356 | 2.836 | 2.8352 | 2.8334 | 2.832 | 2.8314 | 2.8319 | 2.832 | 2.832
F4_Commercial_Restaurant_Existing_Space Heating_Natural Gas_Unit Heater_E3 | F4 | Commercial | Restaurant | Existing | Space Heating | Natural Gas | Unit Heater | E3 | RVT BC Ratio | 21.5169 | 21.5696 | 21.6348 | 21.7215 | 21.8304 | 21.9924 | 22.0664 | 22.0815 | 22.0938 | 22.0901 | 22.0573 | 22.0204 | 22.007 | 22.0198 | 22.0672 | 22.1045 | 22.1601 | 22.243 | 22.3196 | 22.3977 | 22.4821 | 22.5554 | 22.6139 | 22.6582 | 22.6877 | 22.6962 | 22.6806 | 22.6482 | 22.6228 | 22.6104 | 22.6194 | 22.6229 | 22.6229
F4_Commercial_Restaurant_Existing_Space Heating_Natural Gas_Unit Heater_E4 | F4 | Commercial | Restaurant | Existing | Space Heating | Natural Gas | Unit Heater | E4 | RVT BC Ratio | 0 | 0 | 0 | 0 | 0 | 0 | 0 | 0 | 0 | 0 | 0 | 0 | 0 | 0 | 0 | 0 | 0 | 0 | 0 | 0 | 0 | 0 | 0 | 0 | 0 | 0 | 0 | 0 | 0 | 0 | 0 | 0 | 0
F4_Commercial_Restaurant_Existing_Space Heating_Natural Gas_Unit Heater_E5 | F4 | Commercial | Restaurant | Existing | Space Heating | Natural Gas | Unit Heater | E5 | RVT BC Ratio | 0 | 0 | 0 | 0 | 0 | 0 | 0 | 0 | 0 | 0 | 0 | 0 | 0 | 0 | 0 | 0 | 0 | 0 | 0 | 0 | 0 | 0 | 0 | 0 | 0 | 0 | 0 | 0 | 0 | 0 | 0 | 0 | 0
F4_Commercial_Restaurant_Existing_Space Heating_Natural Gas_Unit Heater_E6 | F4 | Commercial | Restaurant | Existing | Space Heating | Natural Gas | Unit Heater | E6 | RVT BC Ratio | 0 | 0 | 0 | 0 | 0 | 0 | 0 | 0 | 0 | 0 | 0 | 0 | 0 | 0 | 0 | 0 | 0 | 0 | 0 | 0 | 0 | 0 | 0 | 0 | 0 | 0 | 0 | 0 | 0 | 0 | 0 | 0 | 0
F4_Commercial_Restaurant_Existing_Space Heating_Natural Gas_Unit Heater_E7 | F4 | Commercial | Restaurant | Existing | Space Heating | Natural Gas | Unit Heater | E7 | RVT BC Ratio | 0 | 0 | 0 | 0 | 0 | 0 | 0 | 0 | 0 | 0 | 0 | 0 | 0 | 0 | 0 | 0 | 0 | 0 | 0 | 0 | 0 | 0 | 0 | 0 | 0 | 0 | 0 | 0 | 0 | 0 | 0 | 0 | 0
F4_Commercial_Restaurant_Existing_Space Heating_Natural Gas_Unit Heater_E8 | F4 | Commercial | Restaurant | Existing | Space Heating | Natural Gas | Unit Heater | E8 | RVT BC Ratio | 0 | 0 | 0 | 0 | 0 | 0 | 0 | 0 | 0 | 0 | 0 | 0 | 0 | 0 | 0 | 0 | 0 | 0 | 0 | 0 | 0 | 0 | 0 | 0 | 0 | 0 | 0 | 0 | 0 | 0 | 0 | 0 | 0
F4_Commercial_Restaurant_Existing_Space Heating_Natural Gas_Unit Heater_E9 | F4 | Commercial | Restaurant | Existing | Space Heating | Natural Gas | Unit Heater | E9 | RVT BC Ratio | 0 | 0 | 0 | 0 | 0 | 0 | 0 | 0 | 0 | 0 | 0 | 0 | 0 | 0 | 0 | 0 | 0 | 0 | 0 | 0 | 0 | 0 | 0 | 0 | 0 | 0 | 0 | 0 | 0 | 0 | 0 | 0 | 0
F4_Commercial_Restaurant_Existing_Space Heating_Natural Gas_Unit Heater_E10 | F4 | Commercial | Restaurant | Existing | Space Heating | Natural Gas | Unit Heater | E10 | RVT BC Ratio | 0 | 0 | 0 | 0 | 0 | 0 | 0 | 0 | 0 | 0 | 0 | 0 | 0 | 0 | 0 | 0 | 0 | 0 | 0 | 0 | 0 | 0 | 0 | 0 | 0 | 0 | 0 | 0 | 0 | 0 | 0 | 0 | 0
F5_Commercial_Restaurant_Existing_Space Heating_Natural Gas_Unit Heater_E1 | F5 | Commercial | Restaurant | Existing | Space Heating | Natural Gas | Unit Heater | E1 | RIM BC Ratio | bar: 2019 to 2051
F5_Commercial_Restaurant_Existing_Space Heating_Natural Gas_Unit Heater_E2 | F5 | Commercial | Restaurant | Existing | Space Heating | Natural Gas | Unit Heater | E2 | RIM BC Ratio | 0.58074 | 0.58094 | 0.58116 | 0.58149 | 0.58195 | 0.58268 | 0.58311 | 0.58337 | 0.58367 | 0.58394 | 0.5841 | 0.58417 | 0.58428 | 0.58442 | 0.58464 | 0.58476 | 0.58495 | 0.58526 | 0.58556 | 0.5859 | 0.58629 | 0.58662 | 0.58688 | 0.58708 | 0.58721 | 0.58725 | 0.58718 | 0.58703 | 0.58692 | 0.58687 | 0.58691 | 0.58692 | 0.58692
F5_Commercial_Restaurant_Existing_Space Heating_Natural Gas_Unit Heater_E3 | F5 | Commercial | Restaurant | Existing | Space Heating | Natural Gas | Unit Heater | E3 | RIM BC Ratio | 0.80009 | 0.80017 | 0.80027 | 0.80041 | 0.80058 | 0.80083 | 0.80094 | 0.80096 | 0.80098 | 0.80098 | 0.80093 | 0.80087 | 0.80085 | 0.80087 | 0.80094 | 0.801 | 0.80108 | 0.80121 | 0.80132 | 0.80144 | 0.80156 | 0.80167 | 0.80175 | 0.80182 | 0.80186 | 0.80187 | 0.80185 | 0.8018 | 0.80176 | 0.80175 | 0.80176 | 0.80176 | 0.80176
F5_Commercial_Restaurant_Existing_Space Heating_Natural Gas_Unit Heater_E4 | F5 | Commercial | Restaurant | Existing | Space Heating | Natural Gas | Unit Heater | E4 | RIM BC Ratio | 0 | 0 | 0 | 0 | 0 | 0 | 0 | 0 | 0 | 0 | 0 | 0 | 0 | 0 | 0 | 0 | 0 | 0 | 0 | 0 | 0 | 0 | 0 | 0 | 0 | 0 | 0 | 0 | 0 | 0 | 0 | 0 | 0
F5_Commercial_Restaurant_Existing_Space Heating_Natural Gas_Unit Heater_E5 | F5 | Commercial | Restaurant | Existing | Space Heating | Natural Gas | Unit Heater | E5 | RIM BC Ratio | 0 | 0 | 0 | 0 | 0 | 0 | 0 | 0 | 0 | 0 | 0 | 0 | 0 | 0 | 0 | 0 | 0 | 0 | 0 | 0 | 0 | 0 | 0 | 0 | 0 | 0 | 0 | 0 | 0 | 0 | 0 | 0 | 0
F5_Commercial_Restaurant_Existing_Space Heating_Natural Gas_Unit Heater_E6 | F5 | Commercial | Restaurant | Existing | Space Heating | Natural Gas | Unit Heater | E6 | RIM BC Ratio | 0 | 0 | 0 | 0 | 0 | 0 | 0 | 0 | 0 | 0 | 0 | 0 | 0 | 0 | 0 | 0 | 0 | 0 | 0 | 0 | 0 | 0 | 0 | 0 | 0 | 0 | 0 | 0 | 0 | 0 | 0 | 0 | 0
F5_Commercial_Restaurant_Existing_Space Heating_Natural Gas_Unit Heater_E7 | F5 | Commercial | Restaurant | Existing | Space Heating | Natural Gas | Unit Heater | E7 | RIM BC Ratio | 0 | 0 | 0 | 0 | 0 | 0 | 0 | 0 | 0 | 0 | 0 | 0 | 0 | 0 | 0 | 0 | 0 | 0 | 0 | 0 | 0 | 0 | 0 | 0 | 0 | 0 | 0 | 0 | 0 | 0 | 0 | 0 | 0
F5_Commercial_Restaurant_Existing_Space Heating_Natural Gas_Unit Heater_E8 | F5 | Commercial | Restaurant | Existing | Space Heating | Natural Gas | Unit Heater | E8 | RIM BC Ratio | 0 | 0 | 0 | 0 | 0 | 0 | 0 | 0 | 0 | 0 | 0 | 0 | 0 | 0 | 0 | 0 | 0 | 0 | 0 | 0 | 0 | 0 | 0 | 0 | 0 | 0 | 0 | 0 | 0 | 0 | 0 | 0 | 0
F5_Commercial_Restaurant_Existing_Space Heating_Natural Gas_Unit Heater_E9 | F5 | Commercial | Restaurant | Existing | Space Heating | Natural Gas | Unit Heater | E9 | RIM BC Ratio | 0 | 0 | 0 | 0 | 0 | 0 | 0 | 0 | 0 | 0 | 0 | 0 | 0 | 0 | 0 | 0 | 0 | 0 | 0 | 0 | 0 | 0 | 0 | 0 | 0 | 0 | 0 | 0 | 0 | 0 | 0 | 0 | 0
F5_Commercial_Restaurant_Existing_Space Heating_Natural Gas_Unit Heater_E10 | F5 | Commercial | Restaurant | Existing | Space Heating | Natural Gas | Unit Heater | E10 | RIM BC Ratio | 0 | 0 | 0 | 0 | 0 | 0 | 0 | 0 | 0 | 0 | 0 | 0 | 0 | 0 | 0 | 0 | 0 | 0 | 0 | 0 | 0 | 0 | 0 | 0 | 0 | 0 | 0 | 0 | 0 | 0 | 0 | 0 | 0
F0_Commercial_Restaurant_Existing_Water Heating_Natural Gas_Water Heater_E0 | F0 | Commercial | Restaurant | Existing | Water Heating | Natural Gas | Water Heater | E0 | Economic Unit | Gas-Fired Absorption HPWH | Gas-Fired Absorption HPWH | Gas-Fired Absorption HPWH | Gas-Fired Absorption HPWH | Gas-Fired Absorption HPWH | Gas-Fired Absorption HPWH | Gas-Fired Absorption HPWH | Gas-Fired Absorption HPWH | Gas-Fired Absorption HPWH | Gas-Fired Absorption HPWH | Gas-Fired Absorption HPWH | Gas-Fired Absorption HPWH | Gas-Fired Absorption HPWH | Gas-Fired Absorption HPWH | Gas-Fired Absorption HPWH | Gas-Fired Absorption HPWH | Gas-Fired Absorption HPWH | Gas-Fired Absorption HPWH | Gas-Fired Absorption HPWH | Gas-Fired Absorption HPWH | Gas-Fired Absorption HPWH | Gas-Fired Absorption HPWH | Gas-Fired Absorption HPWH | Gas-Fired Absorption HPWH | Gas-Fired Absorption HPWH | Gas-Fired Absorption HPWH | Gas-Fired Absorption HPWH | Gas-Fired Absorption HPWH | Gas-Fired Absorption HPWH | Gas-Fired Absorption HPWH | Gas-Fired Absorption HPWH | Gas-Fired Absorption HPWH | Gas-Fired Absorption HPWH
F1_Commercial_Restaurant_Existing_Water Heating_Natural Gas_Water Heater_E1 | F1 | Commercial | Restaurant | Existing | Water Heating | Natural Gas | Water Heater | E1 | CCE | 0 | 0 | 0 | 0 | 0 | 0 | 0 | 0 | 0 | 0 | 0 | 0 | 0 | 0 | 0 | 0 | 0 | 0 | 0 | 0 | 0 | 0 | 0 | 0 | 0 | 0 | 0 | 0 | 0 | 0 | 0 | 0 | 0
F1_Commercial_Restaurant_Existing_Water Heating_Natural Gas_Water Heater_E2 | F1 | Commercial | Restaurant | Existing | Water Heating | Natural Gas | Water Heater | E2 | CCE | -0.0034054 | -0.0034054 | -0.0034054 | -0.0034054 | -0.0034054 | -0.0034054 | -0.0034054 | -0.0034054 | -0.0034054 | -0.0034054 | -0.0034054 | -0.0034054 | -0.0034054 | -0.0034054 | -0.0034054 | -0.0034054 | -0.0034054 | -0.0034054 | -0.0034054 | -0.0034054 | -0.0034054 | -0.0034054 | -0.0034054 | -0.0034054 | -0.0034054 | -0.0034054 | -0.0034054 | -0.0034054 | -0.0034054 | -0.0034054 | -0.0034054 | -0.0034054 | -0.0034054
F1_Commercial_Restaurant_Existing_Water Heating_Natural Gas_Water Heater_E3 | F1 | Commercial | Restaurant | Existing | Water Heating | Natural Gas | Water Heater | E3 | CCE | 0.029679 | 0.029679 | 0.029679 | 0.029679 | 0.029679 | 0.029679 | 0.029679 | 0.029679 | 0.029679 | 0.029679 | 0.029679 | 0.029679 | 0.029679 | 0.029679 | 0.029679 | 0.029679 | 0.029679 | 0.029679 | 0.029679 | 0.029679 | 0.029679 | 0.029679 | 0.029679 | 0.029679 | 0.029679 | 0.029679 | 0.029679 | 0.029679 | 0.029679 | 0.029679 | 0.029679 | 0.029679 | 0.029679
F1_Commercial_Restaurant_Existing_Water Heating_Natural Gas_Water Heater_E4 | F1 | Commercial | Restaurant | Existing | Water Heating | Natural Gas | Water Heater | E4 | CCE | 0.036514 | 0.036514 | 0.036514 | 0.036514 | 0.036514 | 0.036514 | 0.036514 | 0.036514 | 0.036514 | 0.036514 | 0.036514 | 0.036514 | 0.036514 | 0.036514 | 0.036514 | 0.036514 | 0.036514 | 0.036514 | 0.036514 | 0.036514 | 0.036514 | 0.036514 | 0.036514 | 0.036514 | 0.036514 | 0.036514 | 0.036514 | 0.036514 | 0.036514 | 0.036514 | 0.036514 | 0.036514 | 0.036514
F1_Commercial_Restaurant_Existing_Water Heating_Natural Gas_Water Heater_E5 | F1 | Commercial | Restaurant | Existing | Water Heating | Natural Gas | Water Heater | E5 | CCE | 0.0544 | 0.0544 | 0.0544 | 0.0544 | 0.0544 | 0.0544 | 0.0544 | 0.0544 | 0.0544 | 0.0544 | 0.0544 | 0.0544 | 0.0544 | 0.0544 | 0.0544 | 0.0544 | 0.0544 | 0.0544 | 0.0544 | 0.0544 | 0.0544 | 0.0544 | 0.0544 | 0.0544 | 0.0544 | 0.0544 | 0.0544 | 0.0544 | 0.0544 | 0.0544 | 0.0544 | 0.0544 | 0.0544
F1_Commercial_Restaurant_Existing_Water Heating_Natural Gas_Water Heater_E6 | F1 | Commercial | Restaurant | Existing | Water Heating | Natural Gas | Water Heater | E6 | CCE | -0.097806 | -0.097806 | -0.097806 | -0.097806 | -0.097806 | -0.097806 | -0.097806 | -0.097806 | -0.097806 | -0.097806 | -0.097806 | -0.097806 | -0.097806 | -0.097806 | -0.097806 | -0.097806 | -0.097806 | -0.097806 | -0.097806 | -0.097806 | -0.097806 | -0.097806 | -0.097806 | -0.097806 | -0.097806 | -0.097806 | -0.097806 | -0.097806 | -0.097806 | -0.097806 | -0.097806 | -0.097806 | -0.097806
F1_Commercial_Restaurant_Existing_Water Heating_Natural Gas_Water Heater_E7 | F1 | Commercial | Restaurant | Existing | Water Heating | Natural Gas | Water Heater | E7 | CCE | 0.084324 | 0.084324 | 0.084324 | 0.084324 | 0.084324 | 0.084324 | 0.084324 | 0.084324 | 0.084324 | 0.084324 | 0.084324 | 0.084324 | 0.084324 | 0.084324 | 0.084324 | 0.084324 | 0.084324 | 0.084324 | 0.084324 | 0.084324 | 0.084324 | 0.084324 | 0.084324 | 0.084324 | 0.084324 | 0.084324 | 0.084324 | 0.084324 | 0.084324 | 0.084324 | 0.084324 | 0.084324 | 0.084324
F1_Commercial_Restaurant_Existing_Water Heating_Natural Gas_Water Heater_E8 | F1 | Commercial | Restaurant | Existing | Water Heating | Natural Gas | Water Heater | E8 | CCE | 0 | 0 | 0 | 0 | 0 | 0 | 0 | 0 | 0 | 0 | 0 | 0 | 0 | 0 | 0 | 0 | 0 | 0 | 0 | 0 | 0 | 0 | 0 | 0 | 0 | 0 | 0 | 0 | 0 | 0 | 0 | 0 | 0
F1_Commercial_Restaurant_Existing_Water Heating_Natural Gas_Water Heater_E9 | F1 | Commercial | Restaurant | Existing | Water Heating | Natural Gas | Water Heater | E9 | CCE | 0 | 0 | 0 | 0 | 0 | 0 | 0 | 0 | 0 | 0 | 0 | 0 | 0 | 0 | 0 | 0 | 0 | 0 | 0 | 0 | 0 | 0 | 0 | 0 | 0 | 0 | 0 | 0 | 0 | 0 | 0 | 0 | 0
F1_Commercial_Restaurant_Existing_Water Heating_Natural Gas_Water Heater_E10 | F1 | Commercial | Restaurant | Existing | Water Heating | Natural Gas | Water Heater | E10 | CCE | 0 | 0 | 0 | 0 | 0 | 0 | 0 | 0 | 0 | 0 | 0 | 0 | 0 | 0 | 0 | 0 | 0 | 0 | 0 | 0 | 0 | 0 | 0 | 0 | 0 | 0 | 0 | 0 | 0 | 0 | 0 | 0 | 0
F2_Commercial_Restaurant_Existing_Water Heating_Natural Gas_Water Heater_E1 | F2 | Commercial | Restaurant | Existing | Water Heating | Natural Gas | Water Heater | E1 | TRC BC Ratio | bar: 2019 to 2051
F2_Commercial_Restaurant_Existing_Water Heating_Natural Gas_Water Heater_E2 | F2 | Commercial | Restaurant | Existing | Water Heating | Natural Gas | Water Heater | E2 | TRC BC Ratio | bar: 2019 to 2051
F2_Commercial_Restaurant_Existing_Water Heating_Natural Gas_Water Heater_E3 | F2 | Commercial | Restaurant | Existing | Water Heating | Natural Gas | Water Heater | E3 | TRC BC Ratio | 36.198 | 36.5288 | 36.9224 | 37.3792 | 37.912 | 38.5429 | 39.0528 | 39.5327 | 40.0067 | 40.483 | 40.918 | 41.3 | 41.6842 | 42.0898 | 42.5579 | 43.0225 | 43.5346 | 44.0995 | 44.698 | 45.3154 | 45.9463 | 46.5384 | 47.0811 | 47.5756 | 48.0123 | 48.3841 | 48.6454 | 48.8377 | 49.0034 | 49.1445 | 49.2845 | 49.3477 | 49.3477
F2_Commercial_Restaurant_Existing_Water Heating_Natural Gas_Water Heater_E4 | F2 | Commercial | Restaurant | Existing | Water Heating | Natural Gas | Water Heater | E4 | TRC BC Ratio | 29.4223 | 29.6912 | 30.0111 | 30.3824 | 30.8155 | 31.3283 | 31.7427 | 32.1328 | 32.5181 | 32.9052 | 33.2588 | 33.5693 | 33.8816 | 34.2113 | 34.5917 | 34.9694 | 35.3857 | 35.8448 | 36.3313 | 36.8331 | 37.3459 | 37.8272 | 38.2683 | 38.6702 | 39.0252 | 39.3274 | 39.5398 | 39.6961 | 39.8308 | 39.9455 | 40.0593 | 40.1106 | 40.1106
F2_Commercial_Restaurant_Existing_Water Heating_Natural Gas_Water Heater_E5 | F2 | Commercial | Restaurant | Existing | Water Heating | Natural Gas | Water Heater | E5 | TRC BC Ratio | 19.7485 | 19.929 | 20.1437 | 20.3929 | 20.6837 | 21.0278 | 21.306 | 21.5678 | 21.8264 | 22.0863 | 22.3236 | 22.5321 | 22.7416 | 22.9629 | 23.2183 | 23.4718 | 23.7512 | 24.0594 | 24.3859 | 24.7227 | 25.0669 | 25.39 | 25.686 | 25.9558 | 26.1941 | 26.3969 | 26.5395 | 26.6444 | 26.7348 | 26.8118 | 26.8881 | 26.9226 | 26.9226